## Introduction
Review of Enbridge Gas' stage 2 analysis of the economics of natural gas and electrified alternatives for customers in the Ontario Panhandle
This is an adjusted version of Enbridge Gas' I.ED.14 Attachement 1 spreadsheet.
The analysis was split into three building types: residential, commercial and industrial.
The cells that were changed are highlighted in green and the rationale for the changes are detailed in the leftmost column.
The additional information sheet describes how the weighted average space and water heating efficiency was calculated and describes the assumptions used in the analysis
Abbreviations used
AC = air conditioner
ccASHP = cold climate air source heat pump
EF = energy factor, a measure of water heater efficiency
HPWH = heat pump water heater

## Exhibit I.ED.14a res
Changes made
[5 empty] | 2024 | 2025 | 2026 | 2027 | 2028 | 2029 | 2030 | 2031 | 2032 | 2033 | 2034 | 2035 | 2036 | 2037 | 2038 | 2039 | 2040 | 2041 | 2042 | 2043 | 2044 | 2045 | 2046 | 2047 | 2048 | 2049 | 2050 | 2051 | 2052 | 2053 | 2054 | 2055 | 2056 | 2057 | 2058 | 2059 | 2060 | 2061 | 2062 | 2063 | 1 | 2 | 3 | 4 | 5 | 6 | 7 | 8 | 9
| Incremental Growth | Constant | Units | Total | 1 | 2 | 3 | 4 | 5 | 6 | 7 | 8 | 9 | 10 | 11 | 12 | 13 | 14 | 15 | 16 | 17 | 18 | 19 | 20 | 21 | 22 | 23 | 24 | 25 | 26 | 27 | 28 | 29 | 30 | 31 | 32 | 33 | 34 | 35 | 36 | 37 | 38 | 39 | 40 | 52 | 53 | 54 | 55 | 56 | 57 | 58 | 59 | 60
| Discount Rate | 4%
| Discount Factor (Mid Period) | 0.5 |  |  | 0.98058 | 0.94287 | 0.9066 | 0.87173 | 0.8382 | 0.80597 | 0.77497 | 0.74516 | 0.7165 | 0.68894 | 0.66245 | 0.63697 | 0.61247 | 0.58891 | 0.56626 | 0.54448 | 0.52354 | 0.5034 | 0.48404 | 0.46543 | 0.44752 | 0.43031 | 0.41376 | 0.39785 | 0.38255 | 0.36783 | 0.35368 | 0.34008 | 0.327 | 0.31442 | 0.30233 | 0.2907 | 0.27952 | 0.26877 | 0.25843 | 0.24849 | 0.23894 | 0.22975 | 0.22091 | 0.21241 | 0.13267 | 0.12757 | 0.12266 | 0.11795 | 0.11341 | 0.10905 | 0.10485 | 0.10082 | 0.096943 | 1.0198 | 1.0198 | 1.0198 | 1.0198 | 1.0198 | 1.0198 | 1.0198 | 1.0198 | 1.0198 | 1.0198 | 1.0198 | 1.0198 | 1.0198 | 1.0198 | 1.0198 | 1.0198 | 1.0198 | 1.0198 | 1.0198 | 1.0198 | 1.0198 | 1.0198 | 1.0198 | 1.0198 | 1.0198 | 1.0198 | 1.0198 | 1.0198 | 1.0198 | 1.0198 | 1.0198 | 1.0198 | 1.0198 | 1.0198 | 1.0198 | 1.0198 | 1.0198 | 1.0198 | 1.0198 | 1.0198 | 1.0198 | 1.0198 | 1.0198 | 1.0198 | 1.0198 | 1.0198 | 1.0198 | 1.0198 | 1.0198 | 1.0198 | 1.0198 | 1.0198 | 1.0198 | 1.0198 | 1.0198 | 1.0198 | 1.0198 | 1.0198 | 1.0198 | 1.0198 | 1.0198 | 1.0198 | 1.0198 | 1.0198 | 1.0198 | 1.0198 | 1.0198 | 1.0198 | 1.0198 | 1.0198 | 1.0198 | 1.0198 | 1.0198 | 1.0198 | 1.0198 | 1.0198 | 1.0198 | 1.0198 | 1.0198 | 1.0198 | 1.0198 | 1.0198 | 1.0198 | 1.0198 | 1.0198 | 1.0198 | 1.0198 | 1.0198 | 1.0198 | 1.0198 | 1.0198 | 1.0198 | 1.0198 | 1.0198 | 1.0198 | 1.0198 | 1.0198 | 1.0198 | 1.0198 | 1.0198 | 1.0198 | 1.0198 | 1.0198 | 1.0198 | 1.0198 | 1.0198 | 1.0198 | 1.0198 | 1.0198 | 1.0198 | 1.0198 | 1.0198 | 1.0198 | 1.0198 | 1.0198 | 1.0198 | 1.0198 | 1.0198 | 1.0198 | 1.0198 | 1.0198 | 1.0198 | 1.0198 | 1.0198 | 1.0198 | 1.0198 | 1.0198 | 1.0198 | 1.0198 | 1.0198 | 1.0198 | 1.0198 | 1.0198 | 1.0198 | 1.0198 | 1.0198 | 1.0198 | 1.0198 | 1.0198 | 1.0198 | 1.0198 | 1.0198 | 1.0198 | 1.0198 | 1.0198 | 1.0198 | 1.0198 | 1.0198 | 1.0198 | 1.0198 | 1.0198 | 1.0198 | 1.0198 | 1.0198 | 1.0198 | 1.0198 | 1.0198 | 1.0198 | 1.0198 | 1.0198 | 1.0198 | 1.0198 | 1.0198 | 1.0198 | 1.0198 | 1.0198 | 1.0198 | 1.0198 | 1.0198 | 1.0198 | 1.0198 | 1.0198 | 1.0198 | 1.0198 | 1.0198 | 1.0198 | 1.0198 | 1.0198 | 1.0198 | 1.0198 | 1.0198 | 1.0198 | 1.0198 | 1.0198 | 1.0198 | 1.0198 | 1.0198 | 1.0198 | 1.0198 | 1.0198 | 1.0198 | 1.0198 | 1.0198 | 1.0198 | 1.0198 | 1.0198 | 1.0198 | 1.0198 | 1.0198 | 1.0198 | 1.0198 | 1.0198 | 1.0198 | 1.0198 | 1.0198 | 1.0198 | 1.0198 | 1.0198 | 1.0198 | 1.0198 | 1.0198 | 1.0198 | 1.0198 | 1.0198 | 1.0198 | 1.0198 | 1.0198 | 1.0198 | 1.0198 | 1.0198 | 1.0198 | 1.0198 | 1.0198 | 1.0198 | 1.0198 | 1.0198 | 1.0198 | 1.0198 | 1.0198 | 1.0198 | 1.0198 | 1.0198 | 1.0198 | 1.0198 | 1.0198 | 1.0198 | 1.0198 | 1.0198 | 1.0198 | 1.0198 | 1.0198 | 1.0198 | 1.0198 | 1.0198 | 1.0198 | 1.0198 | 1.0198 | 1.0198 | 1.0198 | 1.0198 | 1.0198 | 1.0198 | 1.0198 | 1.0198 | 1.0198 | 1.0198 | 1.0198 | 1.0198 | 1.0198 | 1.0198 | 1.0198 | 1.0198 | 1.0198 | 1.0198 | 1.0198 | 1.0198 | 1.0198 | 1.0198 | 1.0198 | 1.0198 | 1.0198 | 1.0198 | 1.0198 | 1.0198 | 1.0198 | 1.0198 | 1.0198 | 1.0198 | 1.0198 | 1.0198 | 1.0198 | 1.0198 | 1.0198 | 1.0198 | 1.0198 | 1.0198 | 1.0198 | 1.0198 | 1.0198 | 1.0198 | 1.0198 | 1.0198 | 1.0198 | 1.0198 | 1.0198 | 1.0198 | 1.0198 | 1.0198 | 1.0198 | 1.0198 | 1.0198 | 1.0198 | 1.0198 | 1.0198 | 1.0198 | 1.0198 | 1.0198 | 1.0198 | 1.0198 | 1.0198 | 1.0198 | 1.0198 | 1.0198 | 1.0198 | 1.0198 | 1.0198 | 1.0198 | 1.0198 | 1.0198 | 1.0198 | 1.0198 | 1.0198 | 1.0198 | 1.0198 | 1.0198 | 1.0198 | 1.0198 | 1.0198 | 1.0198 | 1.0198 | 1.0198 | 1.0198 | 1.0198 | 1.0198 | 1.0198 | 1.0198 | 1.0198 | 1.0198 | 1.0198 | 1.0198 | 1.0198 | 1.0198 | 1.0198 | 1.0198 | 1.0198 | 1.0198 | 1.0198 | 1.0198 | 1.0198 | 1.0198 | 1.0198 | 1.0198 | 1.0198 | 1.0198 | 1.0198 | 1.0198 | 1.0198 | 1.0198 | 1.0198 | 1.0198 | 1.0198 | 1.0198 | 1.0198 | 1.0198 | 1.0198 | 1.0198 | 1.0198 | 1.0198 | 1.0198 | 1.0198 | 1.0198 | 1.0198 | 1.0198 | 1.0198 | 1.0198 | 1.0198 | 1.0198 | 1.0198 | 1.0198 | 1.0198 | 1.0198 | 1.0198 | 1.0198 | 1.0198 | 1.0198 | 1.0198 | 1.0198 | 1.0198 | 1.0198 | 1.0198 | 1.0198 | 1.0198 | 1.0198 | 1.0198 | 1.0198 | 1.0198 | 1.0198 | 1.0198 | 1.0198 | 1.0198 | 1.0198 | 1.0198 | 1.0198 | 1.0198 | 1.0198 | 1.0198 | 1.0198 | 1.0198 | 1.0198 | 1.0198 | 1.0198 | 1.0198 | 1.0198 | 1.0198 | 1.0198 | 1.0198 | 1.0198 | 1.0198 | 1.0198 | 1.0198 | 1.0198 | 1.0198 | 1.0198 | 1.0198 | 1.0198 | 1.0198 | 1.0198 | 1.0198 | 1.0198 | 1.0198 | 1.0198 | 1.0198 | 1.0198 | 1.0198 | 1.0198 | 1.0198 | 1.0198 | 1.0198 | 1.0198 | 1.0198 | 1.0198 | 1.0198 | 1.0198 | 1.0198 | 1.0198 | 1.0198 | 1.0198 | 1.0198 | 1.0198 | 1.0198 | 1.0198 | 1.0198 | 1.0198 | 1.0198 | 1.0198 | 1.0198 | 1.0198 | 1.0198 | 1.0198 | 1.0198 | 1.0198 | 1.0198 | 1.0198 | 1.0198 | 1.0198 | 1.0198 | 1.0198 | 1.0198 | 1.0198 | 1.0198 | 1.0198 | 1.0198 | 1.0198 | 1.0198 | 1.0198 | 1.0198 | 1.0198 | 1.0198 | 1.0198 | 1.0198 | 1.0198 | 1.0198 | 1.0198 | 1.0198 | 1.0198 | 1.0198 | 1.0198 | 1.0198 | 1.0198 | 1.0198 | 1.0198 | 1.0198 | 1.0198 | 1.0198 | 1.0198 | 1.0198 | 1.0198 | 1.0198 | 1.0198 | 1.0198 | 1.0198 | 1.0198 | 1.0198 | 1.0198 | 1.0198 | 1.0198 | 1.0198 | 1.0198 | 1.0198 | 1.0198 | 1.0198 | 1.0198 | 1.0198 | 1.0198 | 1.0198 | 1.0198 | 1.0198 | 1.0198 | 1.0198 | 1.0198 | 1.0198 | 1.0198 | 1.0198 | 1.0198 | 1.0198 | 1.0198 | 1.0198 | 1.0198 | 1.0198 | 1.0198 | 1.0198 | 1.0198 | 1.0198 | 1.0198 | 1.0198 | 1.0198 | 1.0198 | 1.0198 | 1.0198 | 1.0198 | 1.0198 | 1.0198 | 1.0198 | 1.0198 | 1.0198 | 1.0198 | 1.0198 | 1.0198 | 1.0198 | 1.0198 | 1.0198 | 1.0198 | 1.0198 | 1.0198 | 1.0198 | 1.0198 | 1.0198 | 1.0198 | 1.0198 | 1.0198 | 1.0198 | 1.0198 | 1.0198 | 1.0198 | 1.0198 | 1.0198 | 1.0198 | 1.0198 | 1.0198 | 1.0198 | 1.0198 | 1.0198 | 1.0198 | 1.0198 | 1.0198 | 1.0198 | 1.0198 | 1.0198 | 1.0198 | 1.0198 | 1.0198 | 1.0198 | 1.0198 | 1.0198 | 1.0198 | 1.0198 | 1.0198 | 1.0198 | 1.0198 | 1.0198 | 1.0198 | 1.0198 | 1.0198 | 1.0198 | 1.0198 | 1.0198 | 1.0198 | 1.0198 | 1.0198 | 1.0198 | 1.0198 | 1.0198 | 1.0198 | 1.0198 | 1.0198 | 1.0198 | 1.0198 | 1.0198 | 1.0198 | 1.0198 | 1.0198 | 1.0198 | 1.0198 | 1.0198 | 1.0198 | 1.0198 | 1.0198 | 1.0198 | 1.0198 | 1.0198 | 1.0198 | 1.0198 | 1.0198 | 1.0198 | 1.0198 | 1.0198 | 1.0198 | 1.0198 | 1.0198 | 1.0198 | 1.0198 | 1.0198 | 1.0198 | 1.0198 | 1.0198 | 1.0198 | 1.0198 | 1.0198 | 1.0198 | 1.0198 | 1.0198 | 1.0198 | 1.0198 | 1.0198 | 1.0198 | 1.0198 | 1.0198 | 1.0198 | 1.0198 | 1.0198 | 1.0198 | 1.0198 | 1.0198 | 1.0198 | 1.0198 | 1.0198 | 1.0198 | 1.0198 | 1.0198 | 1.0198 | 1.0198 | 1.0198 | 1.0198 | 1.0198 | 1.0198 | 1.0198 | 1.0198 | 1.0198 | 1.0198 | 1.0198 | 1.0198 | 1.0198 | 1.0198 | 1.0198 | 1.0198 | 1.0198 | 1.0198 | 1.0198 | 1.0198 | 1.0198 | 1.0198 | 1.0198 | 1.0198 | 1.0198 | 1.0198 | 1.0198 | 1.0198 | 1.0198 | 1.0198 | 1.0198 | 1.0198 | 1.0198 | 1.0198 | 1.0198 | 1.0198 | 1.0198 | 1.0198 | 1.0198 | 1.0198 | 1.0198 | 1.0198 | 1.0198 | 1.0198 | 1.0198 | 1.0198 | 1.0198 | 1.0198 | 1.0198 | 1.0198 | 1.0198 | 1.0198 | 1.0198 | 1.0198 | 1.0198 | 1.0198 | 1.0198 | 1.0198 | 1.0198 | 1.0198 | 1.0198 | 1.0198 | 1.0198 | 1.0198 | 1.0198 | 1.0198 | 1.0198 | 1.0198 | 1.0198 | 1.0198 | 1.0198 | 1.0198 | 1.0198 | 1.0198 | 1.0198 | 1.0198 | 1.0198 | 1.0198 | 1.0198 | 1.0198 | 1.0198 | 1.0198 | 1.0198 | 1.0198 | 1.0198 | 1.0198 | 1.0198 | 1.0198 | 1.0198 | 1.0198 | 1.0198 | 1.0198 | 1.0198 | 1.0198 | 1.0198 | 1.0198 | 1.0198 | 1.0198 | 1.0198 | 1.0198 | 1.0198 | 1.0198 | 1.0198 | 1.0198 | 1.0198 | 1.0198 | 1.0198 | 1.0198 | 1.0198 | 1.0198 | 1.0198 | 1.0198 | 1.0198 | 1.0198 | 1.0198 | 1.0198 | 1.0198 | 1.0198 | 1.0198 | 1.0198 | 1.0198 | 1.0198 | 1.0198 | 1.0198 | 1.0198 | 1.0198 | 1.0198 | 1.0198 | 1.0198 | 1.0198 | 1.0198 | 1.0198 | 1.0198 | 1.0198 | 1.0198 | 1.0198 | 1.0198 | 1.0198 | 1.0198 | 1.0198 | 1.0198 | 1.0198 | 1.0198 | 1.0198 | 1.0198 | 1.0198 | 1.0198 | 1.0198 | 1.0198 | 1.0198 | 1.0198 | 1.0198 | 1.0198 | 1.0198 | 1.0198 | 1.0198 | 1.0198 | 1.0198 | 1.0198 | 1.0198 | 1.0198 | 1.0198 | 1.0198 | 1.0198 | 1.0198 | 1.0198 | 1.0198 | 1.0198 | 1.0198 | 1.0198 | 1.0198 | 1.0198 | 1.0198 | 1.0198 | 1.0198 | 1.0198 | 1.0198 | 1.0198 | 1.0198 | 1.0198 | 1.0198 | 1.0198 | 1.0198 | 1.0198 | 1.0198 | 1.0198 | 1.0198 | 1.0198 | 1.0198 | 1.0198 | 1.0198 | 1.0198 | 1.0198 | 1.0198 | 1.0198 | 1.0198 | 1.0198 | 1.0198 | 1.0198 | 1.0198 | 1.0198 | 1.0198 | 1.0198 | 1.0198 | 1.0198 | 1.0198 | 1.0198 | 1.0198 | 1.0198 | 1.0198 | 1.0198 | 1.0198 | 1.0198 | 1.0198 | 1.0198 | 1.0198 | 1.0198 | 1.0198 | 1.0198 | 1.0198 | 1.0198 | 1.0198 | 1.0198 | 1.0198 | 1.0198 | 1.0198 | 1.0198 | 1.0198 | 1.0198 | 1.0198 | 1.0198 | 1.0198 | 1.0198 | 1.0198 | 1.0198 | 1.0198 | 1.0198 | 1.0198 | 1.0198 | 1.0198 | 1.0198 | 1.0198 | 1.0198 | 1.0198 | 1.0198 | 1.0198 | 1.0198 | 1.0198 | 1.0198 | 1.0198 | 1.0198 | 1.0198 | 1.0198 | 1.0198 | 1.0198 | 1.0198 | 1.0198 | 1.0198 | 1.0198 | 1.0198 | 1.0198 | 1.0198 | 1.0198 | 1.0198 | 1.0198 | 1.0198 | 1.0198 | 1.0198 | 1.0198 | 1.0198 | 1.0198 | 1.0198 | 1.0198 | 1.0198 | 1.0198 | 1.0198 | 1.0198 | 1.0198 | 1.0198 | 1.0198 | 1.0198 | 1.0198 | 1.0198 | 1.0198 | 1.0198 | 1.0198 | 1.0198 | 1.0198 | 1.0198 | 1.0198 | 1.0198 | 1.0198 | 1.0198 | 1.0198 | 1.0198 | 1.0198 | 1.0198 | 1.0198 | 1.0198 | 1.0198 | 1.0198 | 1.0198 | 1.0198 | 1.0198 | 1.0198 | 1.0198 | 1.0198 | 1.0198 | 1.0198 | 1.0198 | 1.0198 | 1.0198 | 1.0198 | 1.0198 | 1.0198 | 1.0198 | 1.0198 | 1.0198 | 1.0198 | 1.0198 | 1.0198 | 1.0198 | 1.0198 | 1.0198 | 1.0198 | 1.0198 | 1.0198 | 1.0198 | 1.0198 | 1.0198 | 1.0198 | 1.0198 | 1.0198 | 1.0198 | 1.0198 | 1.0198 | 1.0198 | 1.0198 | 1.0198 | 1.0198 | 1.0198 | 1.0198 | 1.0198 | 1.0198 | 1.0198 | 1.0198 | 1.0198 | 1.0198 | 1.0198 | 1.0198 | 1.0198 | 1.0198 | 1.0198 | 1.0198 | 1.0198 | 1.0198 | 1.0198 | 1.0198 | 1.0198 | 1.0198 | 1.0198 | 1.0198 | 1.0198 | 1.0198 | 1.0198 | 1.0198 | 1.0198 | 1.0198 | 1.0198 | 1.0198 | 1.0198 | 1.0198 | 1.0198 | 1.0198 | 1.0198 | 1.0198 | 1.0198 | 1.0198 | 1.0198 | 1.0198 | 1.0198 | 1.0198 | 1.0198 | 1.0198 | 1.0198 | 1.0198 | 1.0198 | 1.0198 | 1.0198 | 1.0198 | 1.0198 | 1.0198 | 1.0198 | 1.0198 | 1.0198 | 1.0198 | 1.0198 | 1.0198 | 1.0198 | 1.0198 | 1.0198 | 1.0198 | 1.0198 | 1.0198 | 1.0198 | 1.0198 | 1.0198 | 1.0198 | 1.0198 | 1.0198 | 1.0198 | 1.0198 | 1.0198 | 1.0198 | 1.0198 | 1.0198 | 1.0198 | 1.0198 | 1.0198 | 1.0198 | 1.0198 | 1.0198 | 1.0198 | 1.0198 | 1.0198 | 1.0198 | 1.0198 | 1.0198 | 1.0198 | 1.0198 | 1.0198 | 1.0198 | 1.0198 | 1.0198 | 1.0198 | 1.0198 | 1.0198 | 1.0198 | 1.0198 | 1.0198 | 1.0198 | 1.0198 | 1.0198 | 1.0198 | 1.0198 | 1.0198 | 1.0198 | 1.0198 | 1.0198 | 1.0198 | 1.0198 | 1.0198 | 1.0198 | 1.0198 | 1.0198 | 1.0198 | 1.0198 | 1.0198 | 1.0198 | 1.0198 | 1.0198 | 1.0198 | 1.0198 | 1.0198 | 1.0198 | 1.0198 | 1.0198 | 1.0198 | 1.0198 | 1.0198 | 1.0198 | 1.0198 | 1.0198 | 1.0198 | 1.0198 | 1.0198 | 1.0198 | 1.0198 | 1.0198 | 1.0198 | 1.0198 | 1.0198 | 1.0198 | 1.0198 | 1.0198 | 1.0198 | 1.0198 | 1.0198 | 1.0198 | 1.0198 | 1.0198 | 1.0198 | 1.0198 | 1.0198 | 1.0198 | 1.0198 | 1.0198 | 1.0198 | 1.0198 | 1.0198 | 1.0198 | 1.0198 | 1.0198 | 1.0198 | 1.0198 | 1.0198 | 1.0198 | 1.0198 | 1.0198 | 1.0198 | 1.0198 | 1.0198 | 1.0198 | 1.0198 | 1.0198 | 1.0198 | 1.0198 | 1.0198 | 1.0198 | 1.0198 | 1.0198 | 1.0198 | 1.0198 | 1.0198 | 1.0198 | 1.0198 | 1.0198 | 1.0198 | 1.0198 | 1.0198 | 1.0198 | 1.0198 | 1.0198 | 1.0198 | 1.0198 | 1.0198 | 1.0198 | 1.0198 | 1.0198 | 1.0198 | 1.0198 | 1.0198 | 1.0198 | 1.0198 | 1.0198 | 1.0198 | 1.0198 | 1.0198 | 1.0198 | 1.0198 | 1.0198 | 1.0198 | 1.0198 | 1.0198 | 1.0198 | 1.0198 | 1.0198 | 1.0198 | 1.0198 | 1.0198 | 1.0198 | 1.0198 | 1.0198 | 1.0198 | 1.0198 | 1.0198 | 1.0198 | 1.0198 | 1.0198 | 1.0198 | 1.0198 | 1.0198 | 1.0198 | 1.0198 | 1.0198 | 1.0198 | 1.0198 | 1.0198 | 1.0198 | 1.0198 | 1.0198 | 1.0198 | 1.0198 | 1.0198 | 1.0198 | 1.0198 | 1.0198 | 1.0198 | 1.0198 | 1.0198 | 1.0198 | 1.0198 | 1.0198 | 1.0198 | 1.0198 | 1.0198 | 1.0198 | 1.0198 | 1.0198 | 1.0198 | 1.0198 | 1.0198 | 1.0198 | 1.0198 | 1.0198 | 1.0198 | 1.0198 | 1.0198 | 1.0198 | 1.0198 | 1.0198 | 1.0198 | 1.0198 | 1.0198 | 1.0198 | 1.0198 | 1.0198 | 1.0198 | 1.0198 | 1.0198 | 1.0198 | 1.0198 | 1.0198 | 1.0198 | 1.0198 | 1.0198 | 1.0198 | 1.0198 | 1.0198 | 1.0198 | 1.0198 | 1.0198 | 1.0198 | 1.0198 | 1.0198 | 1.0198 | 1.0198 | 1.0198 | 1.0198 | 1.0198 | 1.0198 | 1.0198 | 1.0198 | 1.0198 | 1.0198 | 1.0198 | 1.0198 | 1.0198 | 1.0198 | 1.0198 | 1.0198 | 1.0198 | 1.0198 | 1.0198 | 1.0198 | 1.0198 | 1.0198 | 1.0198 | 1.0198 | 1.0198 | 1.0198 | 1.0198 | 1.0198 | 1.0198 | 1.0198 | 1.0198 | 1.0198 | 1.0198 | 1.0198 | 1.0198 | 1.0198 | 1.0198 | 1.0198 | 1.0198 | 1.0198 | 1.0198 | 1.0198 | 1.0198 | 1.0198 | 1.0198 | 1.0198 | 1.0198 | 1.0198 | 1.0198 | 1.0198 | 1.0198 | 1.0198 | 1.0198 | 1.0198 | 1.0198 | 1.0198 | 1.0198 | 1.0198 | 1.0198 | 1.0198 | 1.0198 | 1.0198 | 1.0198 | 1.0198 | 1.0198 | 1.0198 | 1.0198 | 1.0198 | 1.0198 | 1.0198 | 1.0198 | 1.0198 | 1.0198 | 1.0198 | 1.0198 | 1.0198 | 1.0198 | 1.0198 | 1.0198 | 1.0198 | 1.0198 | 1.0198 | 1.0198 | 1.0198 | 1.0198 | 1.0198 | 1.0198 | 1.0198 | 1.0198 | 1.0198 | 1.0198 | 1.0198 | 1.0198 | 1.0198 | 1.0198 | 1.0198 | 1.0198 | 1.0198 | 1.0198 | 1.0198 | 1.0198 | 1.0198 | 1.0198 | 1.0198 | 1.0198 | 1.0198 | 1.0198 | 1.0198 | 1.0198 | 1.0198 | 1.0198 | 1.0198 | 1.0198 | 1.0198 | 1.0198 | 1.0198 | 1.0198 | 1.0198 | 1.0198 | 1.0198 | 1.0198 | 1.0198 | 1.0198 | 1.0198 | 1.0198 | 1.0198 | 1.0198 | 1.0198 | 1.0198 | 1.0198 | 1.0198 | 1.0198 | 1.0198 | 1.0198 | 1.0198 | 1.0198 | 1.0198 | 1.0198 | 1.0198 | 1.0198 | 1.0198 | 1.0198 | 1.0198 | 1.0198 | 1.0198 | 1.0198 | 1.0198 | 1.0198 | 1.0198 | 1.0198 | 1.0198 | 1.0198 | 1.0198 | 1.0198 | 1.0198 | 1.0198 | 1.0198 | 1.0198 | 1.0198 | 1.0198 | 1.0198 | 1.0198 | 1.0198 | 1.0198 | 1.0198 | 1.0198 | 1.0198 | 1.0198 | 1.0198 | 1.0198 | 1.0198 | 1.0198 | 1.0198 | 1.0198 | 1.0198 | 1.0198 | 1.0198 | 1.0198 | 1.0198 | 1.0198 | 1.0198 | 1.0198 | 1.0198 | 1.0198 | 1.0198 | 1.0198 | 1.0198 | 1.0198 | 1.0198 | 1.0198 | 1.0198 | 1.0198 | 1.0198 | 1.0198 | 1.0198 | 1.0198 | 1.0198 | 1.0198 | 1.0198 | 1.0198 | 1.0198 | 1.0198 | 1.0198 | 1.0198 | 1.0198 | 1.0198 | 1.0198 | 1.0198 | 1.0198 | 1.0198 | 1.0198 | 1.0198 | 1.0198 | 1.0198 | 1.0198 | 1.0198 | 1.0198 | 1.0198 | 1.0198 | 1.0198 | 1.0198 | 1.0198 | 1.0198 | 1.0198 | 1.0198 | 1.0198 | 1.0198 | 1.0198 | 1.0198 | 1.0198 | 1.0198 | 1.0198 | 1.0198 | 1.0198 | 1.0198 | 1.0198 | 1.0198 | 1.0198 | 1.0198 | 1.0198 | 1.0198 | 1.0198 | 1.0198 | 1.0198 | 1.0198 | 1.0198 | 1.0198 | 1.0198 | 1.0198 | 1.0198 | 1.0198 | 1.0198 | 1.0198 | 1.0198 | 1.0198 | 1.0198 | 1.0198 | 1.0198 | 1.0198 | 1.0198 | 1.0198 | 1.0198 | 1.0198 | 1.0198 | 1.0198 | 1.0198 | 1.0198 | 1.0198 | 1.0198 | 1.0198 | 1.0198 | 1.0198 | 1.0198 | 1.0198 | 1.0198 | 1.0198 | 1.0198 | 1.0198 | 1.0198 | 1.0198 | 1.0198 | 1.0198 | 1.0198 | 1.0198 | 1.0198 | 1.0198 | 1.0198 | 1.0198 | 1.0198 | 1.0198 | 1.0198 | 1.0198 | 1.0198 | 1.0198 | 1.0198 | 1.0198 | 1.0198 | 1.0198 | 1.0198 | 1.0198 | 1.0198 | 1.0198 | 1.0198 | 1.0198 | 1.0198 | 1.0198 | 1.0198 | 1.0198 | 1.0198 | 1.0198 | 1.0198 | 1.0198 | 1.0198 | 1.0198 | 1.0198 | 1.0198 | 1.0198 | 1.0198 | 1.0198 | 1.0198 | 1.0198 | 1.0198 | 1.0198 | 1.0198 | 1.0198 | 1.0198 | 1.0198 | 1.0198 | 1.0198 | 1.0198 | 1.0198 | 1.0198 | 1.0198 | 1.0198 | 1.0198 | 1.0198 | 1.0198 | 1.0198 | 1.0198 | 1.0198 | 1.0198 | 1.0198 | 1.0198 | 1.0198 | 1.0198 | 1.0198 | 1.0198 | 1.0198 | 1.0198 | 1.0198 | 1.0198 | 1.0198 | 1.0198 | 1.0198 | 1.0198 | 1.0198 | 1.0198 | 1.0198 | 1.0198 | 1.0198 | 1.0198 | 1.0198 | 1.0198 | 1.0198 | 1.0198 | 1.0198 | 1.0198 | 1.0198 | 1.0198 | 1.0198 | 1.0198 | 1.0198 | 1.0198 | 1.0198 | 1.0198 | 1.0198 | 1.0198 | 1.0198 | 1.0198 | 1.0198 | 1.0198 | 1.0198 | 1.0198 | 1.0198 | 1.0198 | 1.0198 | 1.0198 | 1.0198 | 1.0198 | 1.0198 | 1.0198 | 1.0198 | 1.0198 | 1.0198 | 1.0198 | 1.0198 | 1.0198 | 1.0198 | 1.0198 | 1.0198 | 1.0198 | 1.0198 | 1.0198 | 1.0198 | 1.0198 | 1.0198 | 1.0198 | 1.0198 | 1.0198 | 1.0198 | 1.0198 | 1.0198 | 1.0198 | 1.0198 | 1.0198 | 1.0198 | 1.0198 | 1.0198 | 1.0198 | 1.0198 | 1.0198 | 1.0198 | 1.0198 | 1.0198 | 1.0198 | 1.0198 | 1.0198 | 1.0198 | 1.0198 | 1.0198 | 1.0198 | 1.0198 | 1.0198 | 1.0198 | 1.0198 | 1.0198 | 1.0198 | 1.0198 | 1.0198 | 1.0198 | 1.0198 | 1.0198 | 1.0198 | 1.0198 | 1.0198 | 1.0198 | 1.0198 | 1.0198 | 1.0198 | 1.0198 | 1.0198 | 1.0198 | 1.0198 | 1.0198 | 1.0198 | 1.0198 | 1.0198 | 1.0198 | 1.0198 | 1.0198 | 1.0198 | 1.0198 | 1.0198 | 1.0198 | 1.0198 | 1.0198 | 1.0198 | 1.0198 | 1.0198 | 1.0198 | 1.0198 | 1.0198 | 1.0198 | 1.0198 | 1.0198 | 1.0198 | 1.0198 | 1.0198 | 1.0198 | 1.0198 | 1.0198 | 1.0198 | 1.0198 | 1.0198 | 1.0198 | 1.0198 | 1.0198 | 1.0198 | 1.0198 | 1.0198 | 1.0198 | 1.0198 | 1.0198 | 1.0198 | 1.0198 | 1.0198 | 1.0198 | 1.0198 | 1.0198 | 1.0198 | 1.0198 | 1.0198 | 1.0198 | 1.0198 | 1.0198 | 1.0198 | 1.0198 | 1.0198 | 1.0198 | 1.0198 | 1.0198 | 1.0198 | 1.0198 | 1.0198 | 1.0198 | 1.0198 | 1.0198 | 1.0198 | 1.0198 | 1.0198 | 1.0198 | 1.0198 | 1.0198 | 1.0198 | 1.0198 | 1.0198 | 1.0198 | 1.0198 | 1.0198 | 1.0198 | 1.0198 | 1.0198 | 1.0198 | 1.0198 | 1.0198 | 1.0198 | 1.0198 | 1.0198 | 1.0198 | 1.0198 | 1.0198 | 1.0198 | 1.0198 | 1.0198 | 1.0198 | 1.0198 | 1.0198 | 1.0198 | 1.0198 | 1.0198 | 1.0198 | 1.0198 | 1.0198 | 1.0198 | 1.0198 | 1.0198 | 1.0198 | 1.0198 | 1.0198 | 1.0198 | 1.0198 | 1.0198 | 1.0198 | 1.0198 | 1.0198 | 1.0198 | 1.0198 | 1.0198 | 1.0198 | 1.0198 | 1.0198 | 1.0198 | 1.0198 | 1.0198 | 1.0198 | 1.0198 | 1.0198 | 1.0198 | 1.0198 | 1.0198 | 1.0198 | 1.0198 | 1.0198 | 1.0198 | 1.0198 | 1.0198 | 1.0198 | 1.0198 | 1.0198 | 1.0198 | 1.0198 | 1.0198 | 1.0198 | 1.0198 | 1.0198 | 1.0198 | 1.0198 | 1.0198 | 1.0198 | 1.0198 | 1.0198 | 1.0198 | 1.0198 | 1.0198 | 1.0198 | 1.0198 | 1.0198 | 1.0198 | 1.0198 | 1.0198 | 1.0198 | 1.0198 | 1.0198 | 1.0198 | 1.0198 | 1.0198 | 1.0198 | 1.0198 | 1.0198 | 1.0198 | 1.0198 | 1.0198 | 1.0198 | 1.0198 | 1.0198 | 1.0198 | 1.0198 | 1.0198 | 1.0198 | 1.0198 | 1.0198 | 1.0198 | 1.0198 | 1.0198 | 1.0198 | 1.0198 | 1.0198 | 1.0198 | 1.0198 | 1.0198 | 1.0198 | 1.0198 | 1.0198 | 1.0198 | 1.0198 | 1.0198 | 1.0198 | 1.0198 | 1.0198 | 1.0198 | 1.0198 | 1.0198 | 1.0198 | 1.0198 | 1.0198 | 1.0198 | 1.0198 | 1.0198 | 1.0198 | 1.0198 | 1.0198 | 1.0198 | 1.0198 | 1.0198 | 1.0198 | 1.0198 | 1.0198 | 1.0198 | 1.0198 | 1.0198 | 1.0198 | 1.0198 | 1.0198 | 1.0198 | 1.0198 | 1.0198 | 1.0198 | 1.0198 | 1.0198 | 1.0198 | 1.0198 | 1.0198 | 1.0198 | 1.0198 | 1.0198 | 1.0198 | 1.0198 | 1.0198 | 1.0198 | 1.0198 | 1.0198 | 1.0198 | 1.0198 | 1.0198 | 1.0198 | 1.0198 | 1.0198 | 1.0198 | 1.0198 | 1.0198 | 1.0198 | 1.0198 | 1.0198 | 1.0198 | 1.0198 | 1.0198 | 1.0198 | 1.0198 | 1.0198 | 1.0198 | 1.0198 | 1.0198 | 1.0198 | 1.0198 | 1.0198 | 1.0198 | 1.0198 | 1.0198 | 1.0198 | 1.0198 | 1.0198 | 1.0198 | 1.0198 | 1.0198 | 1.0198 | 1.0198 | 1.0198 | 1.0198 | 1.0198 | 1.0198 | 1.0198 | 1.0198 | 1.0198 | 1.0198 | 1.0198 | 1.0198 | 1.0198 | 1.0198 | 1.0198 | 1.0198 | 1.0198 | 1.0198 | 1.0198 | 1.0198 | 1.0198 | 1.0198 | 1.0198 | 1.0198 | 1.0198 | 1.0198 | 1.0198 | 1.0198 | 1.0198 | 1.0198 | 1.0198 | 1.0198 | 1.0198 | 1.0198 | 1.0198 | 1.0198 | 1.0198 | 1.0198 | 1.0198 | 1.0198 | 1.0198 | 1.0198 | 1.0198 | 1.0198 | 1.0198 | 1.0198 | 1.0198 | 1.0198 | 1.0198 | 1.0198 | 1.0198 | 1.0198 | 1.0198 | 1.0198 | 1.0198 | 1.0198 | 1.0198 | 1.0198 | 1.0198 | 1.0198 | 1.0198 | 1.0198 | 1.0198 | 1.0198 | 1.0198 | 1.0198 | 1.0198 | 1.0198 | 1.0198 | 1.0198 | 1.0198 | 1.0198 | 1.0198 | 1.0198 | 1.0198 | 1.0198 | 1.0198 | 1.0198 | 1.0198 | 1.0198 | 1.0198 | 1.0198 | 1.0198 | 1.0198 | 1.0198 | 1.0198 | 1.0198 | 1.0198 | 1.0198 | 1.0198 | 1.0198 | 1.0198 | 1.0198 | 1.0198 | 1.0198 | 1.0198 | 1.0198 | 1.0198 | 1.0198 | 1.0198 | 1.0198 | 1.0198 | 1.0198 | 1.0198 | 1.0198 | 1.0198 | 1.0198 | 1.0198 | 1.0198 | 1.0198 | 1.0198 | 1.0198 | 1.0198 | 1.0198 | 1.0198 | 1.0198 | 1.0198 | 1.0198 | 1.0198 | 1.0198 | 1.0198 | 1.0198 | 1.0198 | 1.0198 | 1.0198 | 1.0198 | 1.0198 | 1.0198 | 1.0198 | 1.0198 | 1.0198 | 1.0198 | 1.0198 | 1.0198 | 1.0198 | 1.0198 | 1.0198 | 1.0198 | 1.0198 | 1.0198 | 1.0198 | 1.0198 | 1.0198 | 1.0198 | 1.0198 | 1.0198 | 1.0198 | 1.0198 | 1.0198 | 1.0198 | 1.0198 | 1.0198 | 1.0198 | 1.0198 | 1.0198 | 1.0198 | 1.0198 | 1.0198 | 1.0198 | 1.0198 | 1.0198 | 1.0198 | 1.0198 | 1.0198 | 1.0198 | 1.0198 | 1.0198 | 1.0198 | 1.0198 | 1.0198 | 1.0198 | 1.0198 | 1.0198 | 1.0198 | 1.0198 | 1.0198 | 1.0198 | 1.0198 | 1.0198 | 1.0198 | 1.0198 | 1.0198 | 1.0198 | 1.0198 | 1.0198 | 1.0198 | 1.0198 | 1.0198 | 1.0198 | 1.0198 | 1.0198 | 1.0198 | 1.0198 | 1.0198 | 1.0198 | 1.0198 | 1.0198 | 1.0198 | 1.0198 | 1.0198 | 1.0198 | 1.0198 | 1.0198 | 1.0198 | 1.0198 | 1.0198 | 1.0198 | 1.0198 | 1.0198 | 1.0198 | 1.0198 | 1.0198 | 1.0198 | 1.0198 | 1.0198 | 1.0198 | 1.0198 | 1.0198 | 1.0198 | 1.0198 | 1.0198 | 1.0198 | 1.0198 | 1.0198 | 1.0198 | 1.0198 | 1.0198 | 1.0198 | 1.0198 | 1.0198 | 1.0198 | 1.0198 | 1.0198 | 1.0198 | 1.0198 | 1.0198 | 1.0198 | 1.0198 | 1.0198 | 1.0198 | 1.0198 | 1.0198 | 1.0198 | 1.0198 | 1.0198 | 1.0198 | 1.0198 | 1.0198 | 1.0198 | 1.0198 | 1.0198 | 1.0198 | 1.0198 | 1.0198 | 1.0198 | 1.0198 | 1.0198 | 1.0198 | 1.0198 | 1.0198 | 1.0198 | 1.0198 | 1.0198 | 1.0198 | 1.0198 | 1.0198 | 1.0198 | 1.0198 | 1.0198 | 1.0198 | 1.0198 | 1.0198 | 1.0198 | 1.0198 | 1.0198 | 1.0198 | 1.0198 | 1.0198 | 1.0198 | 1.0198 | 1.0198 | 1.0198 | 1.0198 | 1.0198 | 1.0198 | 1.0198 | 1.0198 | 1.0198 | 1.0198 | 1.0198 | 1.0198 | 1.0198 | 1.0198 | 1.0198 | 1.0198 | 1.0198 | 1.0198 | 1.0198 | 1.0198 | 1.0198 | 1.0198 | 1.0198 | 1.0198 | 1.0198 | 1.0198 | 1.0198 | 1.0198 | 1.0198 | 1.0198 | 1.0198 | 1.0198 | 1.0198 | 1.0198 | 1.0198 | 1.0198 | 1.0198 | 1.0198 | 1.0198 | 1.0198 | 1.0198 | 1.0198 | 1.0198 | 1.0198 | 1.0198 | 1.0198 | 1.0198 | 1.0198 | 1.0198 | 1.0198 | 1.0198 | 1.0198 | 1.0198 | 1.0198 | 1.0198 | 1.0198 | 1.0198 | 1.0198 | 1.0198 | 1.0198 | 1.0198 | 1.0198 | 1.0198 | 1.0198 | 1.0198 | 1.0198 | 1.0198 | 1.0198 | 1.0198 | 1.0198 | 1.0198 | 1.0198 | 1.0198 | 1.0198 | 1.0198 | 1.0198 | 1.0198 | 1.0198 | 1.0198 | 1.0198 | 1.0198 | 1.0198 | 1.0198 | 1.0198 | 1.0198 | 1.0198 | 1.0198 | 1.0198 | 1.0198 | 1.0198 | 1.0198 | 1.0198 | 1.0198 | 1.0198 | 1.0198 | 1.0198 | 1.0198 | 1.0198 | 1.0198 | 1.0198 | 1.0198 | 1.0198 | 1.0198 | 1.0198 | 1.0198 | 1.0198 | 1.0198 | 1.0198 | 1.0198 | 1.0198 | 1.0198 | 1.0198 | 1.0198 | 1.0198 | 1.0198 | 1.0198 | 1.0198 | 1.0198 | 1.0198 | 1.0198 | 1.0198 | 1.0198 | 1.0198 | 1.0198 | 1.0198 | 1.0198 | 1.0198 | 1.0198 | 1.0198 | 1.0198 | 1.0198 | 1.0198 | 1.0198 | 1.0198 | 1.0198 | 1.0198 | 1.0198 | 1.0198 | 1.0198 | 1.0198 | 1.0198 | 1.0198 | 1.0198 | 1.0198 | 1.0198 | 1.0198 | 1.0198 | 1.0198 | 1.0198 | 1.0198 | 1.0198 | 1.0198 | 1.0198 | 1.0198 | 1.0198 | 1.0198 | 1.0198 | 1.0198 | 1.0198 | 1.0198 | 1.0198 | 1.0198 | 1.0198 | 1.0198 | 1.0198 | 1.0198 | 1.0198 | 1.0198 | 1.0198 | 1.0198 | 1.0198 | 1.0198 | 1.0198 | 1.0198 | 1.0198 | 1.0198 | 1.0198 | 1.0198 | 1.0198 | 1.0198 | 1.0198 | 1.0198 | 1.0198 | 1.0198 | 1.0198 | 1.0198 | 1.0198 | 1.0198 | 1.0198 | 1.0198 | 1.0198 | 1.0198 | 1.0198 | 1.0198 | 1.0198 | 1.0198 | 1.0198 | 1.0198 | 1.0198 | 1.0198 | 1.0198 | 1.0198 | 1.0198 | 1.0198 | 1.0198 | 1.0198 | 1.0198 | 1.0198 | 1.0198 | 1.0198 | 1.0198 | 1.0198 | 1.0198 | 1.0198 | 1.0198 | 1.0198 | 1.0198 | 1.0198 | 1.0198 | 1.0198 | 1.0198 | 1.0198 | 1.0198 | 1.0198 | 1.0198 | 1.0198 | 1.0198 | 1.0198 | 1.0198 | 1.0198 | 1.0198 | 1.0198 | 1.0198 | 1.0198 | 1.0198 | 1.0198 | 1.0198 | 1.0198 | 1.0198 | 1.0198 | 1.0198 | 1.0198 | 1.0198 | 1.0198 | 1.0198 | 1.0198 | 1.0198 | 1.0198 | 1.0198 | 1.0198 | 1.0198 | 1.0198 | 1.0198 | 1.0198 | 1.0198 | 1.0198 | 1.0198 | 1.0198 | 1.0198 | 1.0198 | 1.0198 | 1.0198 | 1.0198 | 1.0198 | 1.0198 | 1.0198 | 1.0198 | 1.0198 | 1.0198 | 1.0198 | 1.0198 | 1.0198 | 1.0198 | 1.0198 | 1.0198 | 1.0198 | 1.0198 | 1.0198 | 1.0198 | 1.0198 | 1.0198 | 1.0198 | 1.0198 | 1.0198 | 1.0198 | 1.0198 | 1.0198 | 1.0198 | 1.0198 | 1.0198 | 1.0198 | 1.0198 | 1.0198 | 1.0198 | 1.0198 | 1.0198 | 1.0198 | 1.0198 | 1.0198 | 1.0198 | 1.0198 | 1.0198 | 1.0198 | 1.0198 | 1.0198 | 1.0198 | 1.0198 | 1.0198 | 1.0198 | 1.0198 | 1.0198 | 1.0198 | 1.0198 | 1.0198 | 1.0198 | 1.0198 | 1.0198 | 1.0198 | 1.0198 | 1.0198 | 1.0198 | 1.0198 | 1.0198 | 1.0198 | 1.0198 | 1.0198 | 1.0198 | 1.0198 | 1.0198 | 1.0198 | 1.0198 | 1.0198 | 1.0198 | 1.0198 | 1.0198 | 1.0198 | 1.0198 | 1.0198 | 1.0198 | 1.0198 | 1.0198 | 1.0198 | 1.0198 | 1.0198 | 1.0198 | 1.0198 | 1.0198 | 1.0198 | 1.0198 | 1.0198 | 1.0198 | 1.0198 | 1.0198 | 1.0198 | 1.0198 | 1.0198 | 1.0198 | 1.0198 | 1.0198 | 1.0198 | 1.0198 | 1.0198 | 1.0198 | 1.0198 | 1.0198 | 1.0198 | 1.0198 | 1.0198 | 1.0198 | 1.0198 | 1.0198 | 1.0198 | 1.0198 | 1.0198 | 1.0198 | 1.0198 | 1.0198 | 1.0198 | 1.0198 | 1.0198 | 1.0198 | 1.0198 | 1.0198 | 1.0198 | 1.0198 | 1.0198 | 1.0198 | 1.0198 | 1.0198 | 1.0198 | 1.0198 | 1.0198 | 1.0198 | 1.0198 | 1.0198 | 1.0198 | 1.0198 | 1.0198 | 1.0198 | 1.0198 | 1.0198 | 1.0198 | 1.0198 | 1.0198 | 1.0198 | 1.0198 | 1.0198 | 1.0198 | 1.0198 | 1.0198 | 1.0198 | 1.0198 | 1.0198 | 1.0198 | 1.0198 | 1.0198 | 1.0198 | 1.0198 | 1.0198 | 1.0198 | 1.0198 | 1.0198 | 1.0198 | 1.0198 | 1.0198 | 1.0198 | 1.0198 | 1.0198 | 1.0198 | 1.0198 | 1.0198 | 1.0198 | 1.0198 | 1.0198 | 1.0198 | 1.0198 | 1.0198 | 1.0198 | 1.0198 | 1.0198 | 1.0198 | 1.0198 | 1.0198 | 1.0198 | 1.0198 | 1.0198 | 1.0198 | 1.0198 | 1.0198 | 1.0198 | 1.0198 | 1.0198 | 1.0198 | 1.0198 | 1.0198 | 1.0198 | 1.0198 | 1.0198 | 1.0198 | 1.0198 | 1.0198 | 1.0198 | 1.0198 | 1.0198 | 1.0198 | 1.0198 | 1.0198 | 1.0198 | 1.0198 | 1.0198 | 1.0198 | 1.0198 | 1.0198 | 1.0198 | 1.0198 | 1.0198 | 1.0198 | 1.0198 | 1.0198 | 1.0198 | 1.0198 | 1.0198 | 1.0198 | 1.0198 | 1.0198 | 1.0198 | 1.0198 | 1.0198 | 1.0198 | 1.0198 | 1.0198 | 1.0198 | 1.0198 | 1.0198 | 1.0198 | 1.0198 | 1.0198 | 1.0198 | 1.0198 | 1.0198 | 1.0198 | 1.0198 | 1.0198 | 1.0198 | 1.0198 | 1.0198 | 1.0198 | 1.0198 | 1.0198 | 1.0198 | 1.0198 | 1.0198 | 1.0198 | 1.0198 | 1.0198 | 1.0198 | 1.0198 | 1.0198 | 1.0198 | 1.0198 | 1.0198 | 1.0198 | 1.0198 | 1.0198 | 1.0198 | 1.0198 | 1.0198 | 1.0198 | 1.0198 | 1.0198 | 1.0198 | 1.0198 | 1.0198 | 1.0198 | 1.0198 | 1.0198 | 1.0198 | 1.0198 | 1.0198 | 1.0198 | 1.0198 | 1.0198 | 1.0198 | 1.0198 | 1.0198 | 1.0198 | 1.0198 | 1.0198 | 1.0198 | 1.0198 | 1.0198 | 1.0198 | 1.0198 | 1.0198 | 1.0198 | 1.0198 | 1.0198 | 1.0198 | 1.0198 | 1.0198 | 1.0198 | 1.0198 | 1.0198 | 1.0198 | 1.0198 | 1.0198 | 1.0198 | 1.0198 | 1.0198 | 1.0198 | 1.0198 | 1.0198 | 1.0198 | 1.0198 | 1.0198 | 1.0198 | 1.0198 | 1.0198 | 1.0198 | 1.0198 | 1.0198 | 1.0198 | 1.0198 | 1.0198 | 1.0198 | 1.0198 | 1.0198 | 1.0198 | 1.0198 | 1.0198 | 1.0198 | 1.0198 | 1.0198 | 1.0198 | 1.0198 | 1.0198 | 1.0198 | 1.0198 | 1.0198 | 1.0198 | 1.0198 | 1.0198 | 1.0198 | 1.0198 | 1.0198 | 1.0198 | 1.0198 | 1.0198 | 1.0198 | 1.0198 | 1.0198 | 1.0198 | 1.0198 | 1.0198 | 1.0198 | 1.0198 | 1.0198 | 1.0198 | 1.0198 | 1.0198 | 1.0198 | 1.0198 | 1.0198 | 1.0198 | 1.0198 | 1.0198 | 1.0198 | 1.0198 | 1.0198 | 1.0198 | 1.0198 | 1.0198 | 1.0198 | 1.0198 | 1.0198 | 1.0198 | 1.0198 | 1.0198 | 1.0198 | 1.0198 | 1.0198 | 1.0198 | 1.0198 | 1.0198 | 1.0198 | 1.0198 | 1.0198 | 1.0198 | 1.0198 | 1.0198 | 1.0198 | 1.0198 | 1.0198 | 1.0198 | 1.0198 | 1.0198 | 1.0198 | 1.0198 | 1.0198 | 1.0198 | 1.0198 | 1.0198 | 1.0198 | 1.0198 | 1.0198 | 1.0198 | 1.0198 | 1.0198 | 1.0198 | 1.0198 | 1.0198 | 1.0198 | 1.0198 | 1.0198 | 1.0198 | 1.0198 | 1.0198 | 1.0198 | 1.0198 | 1.0198 | 1.0198 | 1.0198 | 1.0198 | 1.0198 | 1.0198 | 1.0198 | 1.0198 | 1.0198 | 1.0198 | 1.0198 | 1.0198 | 1.0198 | 1.0198 | 1.0198 | 1.0198 | 1.0198 | 1.0198 | 1.0198 | 1.0198 | 1.0198 | 1.0198 | 1.0198 | 1.0198 | 1.0198 | 1.0198 | 1.0198 | 1.0198 | 1.0198 | 1.0198 | 1.0198 | 1.0198 | 1.0198 | 1.0198 | 1.0198 | 1.0198 | 1.0198 | 1.0198 | 1.0198 | 1.0198 | 1.0198 | 1.0198 | 1.0198 | 1.0198 | 1.0198 | 1.0198 | 1.0198 | 1.0198 | 1.0198 | 1.0198 | 1.0198 | 1.0198 | 1.0198 | 1.0198 | 1.0198 | 1.0198 | 1.0198 | 1.0198 | 1.0198 | 1.0198 | 1.0198 | 1.0198 | 1.0198 | 1.0198 | 1.0198 | 1.0198 | 1.0198 | 1.0198 | 1.0198 | 1.0198 | 1.0198 | 1.0198 | 1.0198 | 1.0198 | 1.0198 | 1.0198 | 1.0198 | 1.0198 | 1.0198 | 1.0198 | 1.0198 | 1.0198 | 1.0198 | 1.0198 | 1.0198 | 1.0198 | 1.0198 | 1.0198 | 1.0198 | 1.0198 | 1.0198 | 1.0198 | 1.0198 | 1.0198 | 1.0198 | 1.0198 | 1.0198 | 1.0198 | 1.0198 | 1.0198 | 1.0198 | 1.0198 | 1.0198 | 1.0198 | 1.0198 | 1.0198 | 1.0198 | 1.0198 | 1.0198 | 1.0198 | 1.0198 | 1.0198 | 1.0198 | 1.0198 | 1.0198 | 1.0198 | 1.0198 | 1.0198 | 1.0198 | 1.0198 | 1.0198 | 1.0198 | 1.0198 | 1.0198 | 1.0198 | 1.0198 | 1.0198 | 1.0198 | 1.0198 | 1.0198 | 1.0198 | 1.0198 | 1.0198 | 1.0198 | 1.0198 | 1.0198 | 1.0198 | 1.0198 | 1.0198 | 1.0198 | 1.0198 | 1.0198 | 1.0198 | 1.0198 | 1.0198 | 1.0198 | 1.0198 | 1.0198 | 1.0198 | 1.0198 | 1.0198 | 1.0198 | 1.0198 | 1.0198 | 1.0198 | 1.0198 | 1.0198 | 1.0198 | 1.0198 | 1.0198 | 1.0198 | 1.0198 | 1.0198 | 1.0198 | 1.0198 | 1.0198 | 1.0198 | 1.0198 | 1.0198 | 1.0198 | 1.0198 | 1.0198 | 1.0198 | 1.0198 | 1.0198 | 1.0198 | 1.0198 | 1.0198 | 1.0198 | 1.0198 | 1.0198 | 1.0198 | 1.0198 | 1.0198 | 1.0198 | 1.0198 | 1.0198 | 1.0198 | 1.0198 | 1.0198 | 1.0198 | 1.0198 | 1.0198 | 1.0198 | 1.0198 | 1.0198 | 1.0198 | 1.0198 | 1.0198 | 1.0198 | 1.0198 | 1.0198 | 1.0198 | 1.0198 | 1.0198 | 1.0198 | 1.0198 | 1.0198 | 1.0198 | 1.0198 | 1.0198 | 1.0198 | 1.0198 | 1.0198 | 1.0198 | 1.0198 | 1.0198 | 1.0198 | 1.0198 | 1.0198 | 1.0198 | 1.0198 | 1.0198 | 1.0198 | 1.0198 | 1.0198 | 1.0198 | 1.0198 | 1.0198 | 1.0198 | 1.0198 | 1.0198 | 1.0198 | 1.0198 | 1.0198 | 1.0198 | 1.0198 | 1.0198 | 1.0198 | 1.0198 | 1.0198 | 1.0198 | 1.0198 | 1.0198 | 1.0198 | 1.0198 | 1.0198 | 1.0198 | 1.0198 | 1.0198 | 1.0198 | 1.0198 | 1.0198 | 1.0198 | 1.0198 | 1.0198 | 1.0198 | 1.0198 | 1.0198 | 1.0198 | 1.0198 | 1.0198 | 1.0198 | 1.0198 | 1.0198 | 1.0198 | 1.0198 | 1.0198 | 1.0198 | 1.0198 | 1.0198 | 1.0198 | 1.0198 | 1.0198 | 1.0198 | 1.0198 | 1.0198 | 1.0198 | 1.0198 | 1.0198 | 1.0198 | 1.0198 | 1.0198 | 1.0198 | 1.0198 | 1.0198 | 1.0198 | 1.0198 | 1.0198 | 1.0198 | 1.0198 | 1.0198 | 1.0198 | 1.0198 | 1.0198 | 1.0198 | 1.0198 | 1.0198 | 1.0198 | 1.0198 | 1.0198 | 1.0198 | 1.0198 | 1.0198 | 1.0198 | 1.0198 | 1.0198 | 1.0198 | 1.0198 | 1.0198 | 1.0198 | 1.0198 | 1.0198 | 1.0198 | 1.0198 | 1.0198 | 1.0198 | 1.0198 | 1.0198 | 1.0198 | 1.0198 | 1.0198 | 1.0198 | 1.0198 | 1.0198 | 1.0198 | 1.0198 | 1.0198 | 1.0198 | 1.0198 | 1.0198 | 1.0198 | 1.0198 | 1.0198 | 1.0198 | 1.0198 | 1.0198 | 1.0198 | 1.0198 | 1.0198 | 1.0198 | 1.0198 | 1.0198 | 1.0198 | 1.0198 | 1.0198 | 1.0198 | 1.0198 | 1.0198 | 1.0198 | 1.0198 | 1.0198 | 1.0198 | 1.0198 | 1.0198 | 1.0198 | 1.0198 | 1.0198 | 1.0198 | 1.0198 | 1.0198 | 1.0198 | 1.0198 | 1.0198 | 1.0198 | 1.0198 | 1.0198 | 1.0198 | 1.0198 | 1.0198 | 1.0198 | 1.0198 | 1.0198 | 1.0198 | 1.0198 | 1.0198 | 1.0198 | 1.0198 | 1.0198 | 1.0198 | 1.0198 | 1.0198 | 1.0198 | 1.0198 | 1.0198 | 1.0198 | 1.0198 | 1.0198 | 1.0198 | 1.0198 | 1.0198 | 1.0198 | 1.0198 | 1.0198 | 1.0198 | 1.0198 | 1.0198 | 1.0198 | 1.0198 | 1.0198 | 1.0198 | 1.0198 | 1.0198 | 1.0198 | 1.0198 | 1.0198 | 1.0198 | 1.0198 | 1.0198 | 1.0198 | 1.0198 | 1.0198 | 1.0198 | 1.0198 | 1.0198 | 1.0198 | 1.0198 | 1.0198 | 1.0198 | 1.0198 | 1.0198 | 1.0198 | 1.0198 | 1.0198 | 1.0198 | 1.0198 | 1.0198 | 1.0198 | 1.0198 | 1.0198 | 1.0198 | 1.0198 | 1.0198 | 1.0198 | 1.0198 | 1.0198 | 1.0198 | 1.0198 | 1.0198 | 1.0198 | 1.0198 | 1.0198 | 1.0198 | 1.0198 | 1.0198 | 1.0198 | 1.0198 | 1.0198 | 1.0198 | 1.0198 | 1.0198 | 1.0198 | 1.0198 | 1.0198 | 1.0198 | 1.0198 | 1.0198 | 1.0198 | 1.0198 | 1.0198 | 1.0198 | 1.0198 | 1.0198 | 1.0198 | 1.0198 | 1.0198 | 1.0198 | 1.0198 | 1.0198 | 1.0198 | 1.0198 | 1.0198 | 1.0198 | 1.0198 | 1.0198 | 1.0198 | 1.0198 | 1.0198 | 1.0198 | 1.0198 | 1.0198 | 1.0198 | 1.0198 | 1.0198 | 1.0198 | 1.0198 | 1.0198 | 1.0198 | 1.0198 | 1.0198 | 1.0198 | 1.0198 | 1.0198 | 1.0198 | 1.0198 | 1.0198 | 1.0198 | 1.0198 | 1.0198 | 1.0198 | 1.0198 | 1.0198 | 1.0198 | 1.0198 | 1.0198 | 1.0198 | 1.0198 | 1.0198 | 1.0198 | 1.0198 | 1.0198 | 1.0198 | 1.0198 | 1.0198 | 1.0198 | 1.0198 | 1.0198 | 1.0198 | 1.0198 | 1.0198 | 1.0198 | 1.0198 | 1.0198 | 1.0198 | 1.0198 | 1.0198 | 1.0198 | 1.0198 | 1.0198 | 1.0198 | 1.0198 | 1.0198 | 1.0198 | 1.0198 | 1.0198 | 1.0198 | 1.0198 | 1.0198 | 1.0198 | 1.0198 | 1.0198 | 1.0198 | 1.0198 | 1.0198 | 1.0198 | 1.0198 | 1.0198 | 1.0198 | 1.0198 | 1.0198 | 1.0198 | 1.0198 | 1.0198 | 1.0198 | 1.0198 | 1.0198 | 1.0198 | 1.0198 | 1.0198 | 1.0198 | 1.0198 | 1.0198 | 1.0198 | 1.0198 | 1.0198 | 1.0198 | 1.0198 | 1.0198 | 1.0198 | 1.0198 | 1.0198 | 1.0198 | 1.0198 | 1.0198 | 1.0198 | 1.0198 | 1.0198 | 1.0198 | 1.0198 | 1.0198 | 1.0198 | 1.0198 | 1.0198 | 1.0198 | 1.0198 | 1.0198 | 1.0198 | 1.0198 | 1.0198 | 1.0198 | 1.0198 | 1.0198 | 1.0198 | 1.0198 | 1.0198 | 1.0198 | 1.0198 | 1.0198 | 1.0198 | 1.0198 | 1.0198 | 1.0198 | 1.0198 | 1.0198 | 1.0198 | 1.0198 | 1.0198 | 1.0198 | 1.0198 | 1.0198 | 1.0198 | 1.0198 | 1.0198 | 1.0198 | 1.0198 | 1.0198 | 1.0198 | 1.0198 | 1.0198 | 1.0198 | 1.0198 | 1.0198 | 1.0198 | 1.0198 | 1.0198 | 1.0198 | 1.0198 | 1.0198 | 1.0198 | 1.0198 | 1.0198 | 1.0198 | 1.0198 | 1.0198 | 1.0198 | 1.0198 | 1.0198 | 1.0198 | 1.0198 | 1.0198 | 1.0198 | 1.0198 | 1.0198 | 1.0198 | 1.0198 | 1.0198 | 1.0198 | 1.0198 | 1.0198 | 1.0198 | 1.0198 | 1.0198 | 1.0198 | 1.0198 | 1.0198 | 1.0198 | 1.0198 | 1.0198 | 1.0198 | 1.0198 | 1.0198 | 1.0198 | 1.0198 | 1.0198 | 1.0198 | 1.0198 | 1.0198 | 1.0198 | 1.0198 | 1.0198 | 1.0198 | 1.0198 | 1.0198 | 1.0198 | 1.0198 | 1.0198 | 1.0198 | 1.0198 | 1.0198 | 1.0198 | 1.0198 | 1.0198 | 1.0198 | 1.0198 | 1.0198 | 1.0198 | 1.0198 | 1.0198 | 1.0198 | 1.0198 | 1.0198 | 1.0198 | 1.0198 | 1.0198 | 1.0198 | 1.0198 | 1.0198 | 1.0198 | 1.0198 | 1.0198 | 1.0198 | 1.0198 | 1.0198 | 1.0198 | 1.0198 | 1.0198 | 1.0198 | 1.0198 | 1.0198 | 1.0198 | 1.0198 | 1.0198 | 1.0198 | 1.0198 | 1.0198 | 1.0198 | 1.0198 | 1.0198 | 1.0198 | 1.0198 | 1.0198 | 1.0198 | 1.0198 | 1.0198 | 1.0198 | 1.0198 | 1.0198 | 1.0198 | 1.0198 | 1.0198 | 1.0198 | 1.0198 | 1.0198 | 1.0198 | 1.0198 | 1.0198 | 1.0198 | 1.0198 | 1.0198 | 1.0198 | 1.0198 | 1.0198 | 1.0198 | 1.0198 | 1.0198 | 1.0198 | 1.0198 | 1.0198 | 1.0198 | 1.0198 | 1.0198 | 1.0198 | 1.0198 | 1.0198 | 1.0198 | 1.0198 | 1.0198 | 1.0198 | 1.0198 | 1.0198 | 1.0198 | 1.0198 | 1.0198 | 1.0198 | 1.0198 | 1.0198 | 1.0198 | 1.0198 | 1.0198 | 1.0198 | 1.0198 | 1.0198 | 1.0198 | 1.0198 | 1.0198 | 1.0198 | 1.0198 | 1.0198 | 1.0198 | 1.0198 | 1.0198 | 1.0198 | 1.0198 | 1.0198 | 1.0198 | 1.0198 | 1.0198 | 1.0198 | 1.0198 | 1.0198 | 1.0198 | 1.0198 | 1.0198 | 1.0198 | 1.0198 | 1.0198 | 1.0198 | 1.0198 | 1.0198 | 1.0198 | 1.0198 | 1.0198 | 1.0198 | 1.0198 | 1.0198 | 1.0198 | 1.0198 | 1.0198 | 1.0198 | 1.0198 | 1.0198 | 1.0198 | 1.0198 | 1.0198 | 1.0198 | 1.0198 | 1.0198 | 1.0198 | 1.0198 | 1.0198 | 1.0198 | 1.0198 | 1.0198 | 1.0198 | 1.0198 | 1.0198 | 1.0198 | 1.0198 | 1.0198 | 1.0198 | 1.0198 | 1.0198 | 1.0198 | 1.0198 | 1.0198 | 1.0198 | 1.0198 | 1.0198 | 1.0198 | 1.0198 | 1.0198 | 1.0198 | 1.0198 | 1.0198 | 1.0198 | 1.0198 | 1.0198 | 1.0198 | 1.0198 | 1.0198 | 1.0198 | 1.0198 | 1.0198 | 1.0198 | 1.0198 | 1.0198 | 1.0198 | 1.0198 | 1.0198 | 1.0198 | 1.0198 | 1.0198 | 1.0198 | 1.0198 | 1.0198 | 1.0198 | 1.0198 | 1.0198 | 1.0198 | 1.0198 | 1.0198 | 1.0198 | 1.0198 | 1.0198 | 1.0198 | 1.0198 | 1.0198 | 1.0198 | 1.0198 | 1.0198 | 1.0198 | 1.0198 | 1.0198 | 1.0198 | 1.0198 | 1.0198 | 1.0198 | 1.0198 | 1.0198 | 1.0198 | 1.0198 | 1.0198 | 1.0198 | 1.0198 | 1.0198 | 1.0198 | 1.0198 | 1.0198 | 1.0198 | 1.0198 | 1.0198 | 1.0198 | 1.0198 | 1.0198 | 1.0198 | 1.0198 | 1.0198 | 1.0198 | 1.0198 | 1.0198 | 1.0198 | 1.0198 | 1.0198 | 1.0198 | 1.0198 | 1.0198 | 1.0198 | 1.0198 | 1.0198 | 1.0198 | 1.0198 | 1.0198 | 1.0198 | 1.0198 | 1.0198 | 1.0198 | 1.0198 | 1.0198 | 1.0198 | 1.0198 | 1.0198 | 1.0198 | 1.0198 | 1.0198 | 1.0198 | 1.0198 | 1.0198 | 1.0198 | 1.0198 | 1.0198 | 1.0198 | 1.0198 | 1.0198 | 1.0198 | 1.0198 | 1.0198 | 1.0198 | 1.0198 | 1.0198 | 1.0198 | 1.0198 | 1.0198 | 1.0198 | 1.0198 | 1.0198 | 1.0198 | 1.0198 | 1.0198 | 1.0198 | 1.0198 | 1.0198 | 1.0198 | 1.0198 | 1.0198 | 1.0198 | 1.0198 | 1.0198 | 1.0198 | 1.0198 | 1.0198 | 1.0198 | 1.0198 | 1.0198 | 1.0198 | 1.0198 | 1.0198 | 1.0198 | 1.0198 | 1.0198 | 1.0198 | 1.0198 | 1.0198 | 1.0198 | 1.0198 | 1.0198 | 1.0198 | 1.0198 | 1.0198 | 1.0198 | 1.0198 | 1.0198 | 1.0198 | 1.0198 | 1.0198 | 1.0198 | 1.0198 | 1.0198 | 1.0198 | 1.0198 | 1.0198 | 1.0198 | 1.0198 | 1.0198 | 1.0198 | 1.0198 | 1.0198 | 1.0198 | 1.0198 | 1.0198 | 1.0198 | 1.0198 | 1.0198 | 1.0198 | 1.0198 | 1.0198 | 1.0198 | 1.0198 | 1.0198 | 1.0198 | 1.0198 | 1.0198 | 1.0198 | 1.0198 | 1.0198 | 1.0198 | 1.0198 | 1.0198 | 1.0198 | 1.0198 | 1.0198 | 1.0198 | 1.0198 | 1.0198 | 1.0198 | 1.0198 | 1.0198 | 1.0198 | 1.0198 | 1.0198 | 1.0198 | 1.0198 | 1.0198 | 1.0198 | 1.0198 | 1.0198 | 1.0198 | 1.0198 | 1.0198 | 1.0198 | 1.0198 | 1.0198 | 1.0198 | 1.0198 | 1.0198 | 1.0198 | 1.0198 | 1.0198 | 1.0198 | 1.0198 | 1.0198 | 1.0198 | 1.0198 | 1.0198 | 1.0198 | 1.0198 | 1.0198 | 1.0198 | 1.0198 | 1.0198 | 1.0198 | 1.0198 | 1.0198 | 1.0198 | 1.0198 | 1.0198 | 1.0198 | 1.0198 | 1.0198 | 1.0198 | 1.0198 | 1.0198 | 1.0198 | 1.0198 | 1.0198 | 1.0198 | 1.0198 | 1.0198 | 1.0198 | 1.0198 | 1.0198 | 1.0198 | 1.0198 | 1.0198 | 1.0198 | 1.0198 | 1.0198 | 1.0198 | 1.0198 | 1.0198 | 1.0198 | 1.0198 | 1.0198 | 1.0198 | 1.0198 | 1.0198 | 1.0198 | 1.0198 | 1.0198 | 1.0198 | 1.0198 | 1.0198 | 1.0198 | 1.0198 | 1.0198 | 1.0198 | 1.0198 | 1.0198 | 1.0198 | 1.0198 | 1.0198 | 1.0198 | 1.0198 | 1.0198 | 1.0198 | 1.0198 | 1.0198 | 1.0198 | 1.0198 | 1.0198 | 1.0198 | 1.0198 | 1.0198 | 1.0198 | 1.0198 | 1.0198 | 1.0198 | 1.0198 | 1.0198 | 1.0198 | 1.0198 | 1.0198 | 1.0198 | 1.0198 | 1.0198 | 1.0198 | 1.0198 | 1.0198 | 1.0198 | 1.0198 | 1.0198 | 1.0198 | 1.0198 | 1.0198 | 1.0198 | 1.0198 | 1.0198 | 1.0198 | 1.0198 | 1.0198 | 1.0198 | 1.0198 | 1.0198 | 1.0198 | 1.0198 | 1.0198 | 1.0198 | 1.0198 | 1.0198 | 1.0198 | 1.0198 | 1.0198 | 1.0198 | 1.0198 | 1.0198 | 1.0198 | 1.0198 | 1.0198 | 1.0198 | 1.0198 | 1.0198 | 1.0198 | 1.0198 | 1.0198 | 1.0198 | 1.0198 | 1.0198 | 1.0198 | 1.0198 | 1.0198 | 1.0198 | 1.0198 | 1.0198 | 1.0198 | 1.0198 | 1.0198 | 1.0198 | 1.0198 | 1.0198 | 1.0198 | 1.0198 | 1.0198 | 1.0198 | 1.0198 | 1.0198 | 1.0198 | 1.0198 | 1.0198 | 1.0198 | 1.0198 | 1.0198 | 1.0198 | 1.0198 | 1.0198 | 1.0198 | 1.0198 | 1.0198 | 1.0198 | 1.0198 | 1.0198 | 1.0198 | 1.0198 | 1.0198 | 1.0198 | 1.0198 | 1.0198 | 1.0198 | 1.0198 | 1.0198 | 1.0198 | 1.0198 | 1.0198 | 1.0198 | 1.0198 | 1.0198 | 1.0198 | 1.0198 | 1.0198 | 1.0198 | 1.0198 | 1.0198 | 1.0198 | 1.0198 | 1.0198 | 1.0198 | 1.0198 | 1.0198 | 1.0198 | 1.0198 | 1.0198 | 1.0198 | 1.0198 | 1.0198 | 1.0198 | 1.0198 | 1.0198 | 1.0198 | 1.0198 | 1.0198 | 1.0198 | 1.0198 | 1.0198 | 1.0198 | 1.0198 | 1.0198 | 1.0198 | 1.0198 | 1.0198 | 1.0198 | 1.0198 | 1.0198 | 1.0198 | 1.0198 | 1.0198 | 1.0198 | 1.0198 | 1.0198 | 1.0198 | 1.0198 | 1.0198 | 1.0198 | 1.0198 | 1.0198 | 1.0198 | 1.0198 | 1.0198 | 1.0198 | 1.0198 | 1.0198 | 1.0198 | 1.0198 | 1.0198 | 1.0198 | 1.0198 | 1.0198 | 1.0198 | 1.0198 | 1.0198 | 1.0198 | 1.0198 | 1.0198 | 1.0198 | 1.0198 | 1.0198 | 1.0198 | 1.0198 | 1.0198 | 1.0198 | 1.0198 | 1.0198 | 1.0198 | 1.0198 | 1.0198 | 1.0198 | 1.0198 | 1.0198 | 1.0198 | 1.0198 | 1.0198 | 1.0198 | 1.0198 | 1.0198 | 1.0198 | 1.0198 | 1.0198 | 1.0198 | 1.0198 | 1.0198 | 1.0198 | 1.0198 | 1.0198 | 1.0198 | 1.0198 | 1.0198 | 1.0198 | 1.0198 | 1.0198 | 1.0198 | 1.0198 | 1.0198 | 1.0198 | 1.0198 | 1.0198 | 1.0198 | 1.0198 | 1.0198 | 1.0198 | 1.0198 | 1.0198 | 1.0198 | 1.0198 | 1.0198 | 1.0198 | 1.0198 | 1.0198 | 1.0198 | 1.0198 | 1.0198 | 1.0198 | 1.0198 | 1.0198 | 1.0198 | 1.0198 | 1.0198 | 1.0198 | 1.0198 | 1.0198 | 1.0198 | 1.0198 | 1.0198 | 1.0198 | 1.0198 | 1.0198 | 1.0198 | 1.0198 | 1.0198 | 1.0198 | 1.0198 | 1.0198 | 1.0198 | 1.0198 | 1.0198 | 1.0198 | 1.0198 | 1.0198 | 1.0198 | 1.0198 | 1.0198 | 1.0198 | 1.0198 | 1.0198 | 1.0198 | 1.0198 | 1.0198 | 1.0198 | 1.0198 | 1.0198 | 1.0198 | 1.0198 | 1.0198 | 1.0198 | 1.0198 | 1.0198 | 1.0198 | 1.0198 | 1.0198 | 1.0198 | 1.0198 | 1.0198 | 1.0198 | 1.0198 | 1.0198 | 1.0198 | 1.0198 | 1.0198 | 1.0198 | 1.0198 | 1.0198 | 1.0198 | 1.0198 | 1.0198 | 1.0198 | 1.0198 | 1.0198 | 1.0198 | 1.0198 | 1.0198 | 1.0198 | 1.0198 | 1.0198 | 1.0198 | 1.0198 | 1.0198 | 1.0198 | 1.0198 | 1.0198 | 1.0198 | 1.0198 | 1.0198 | 1.0198 | 1.0198 | 1.0198 | 1.0198 | 1.0198 | 1.0198 | 1.0198 | 1.0198 | 1.0198 | 1.0198 | 1.0198 | 1.0198 | 1.0198 | 1.0198 | 1.0198 | 1.0198 | 1.0198 | 1.0198 | 1.0198 | 1.0198 | 1.0198 | 1.0198 | 1.0198 | 1.0198 | 1.0198 | 1.0198 | 1.0198 | 1.0198 | 1.0198 | 1.0198 | 1.0198 | 1.0198 | 1.0198 | 1.0198 | 1.0198 | 1.0198 | 1.0198 | 1.0198 | 1.0198 | 1.0198 | 1.0198 | 1.0198 | 1.0198 | 1.0198 | 1.0198 | 1.0198 | 1.0198 | 1.0198 | 1.0198 | 1.0198 | 1.0198 | 1.0198 | 1.0198 | 1.0198 | 1.0198 | 1.0198 | 1.0198 | 1.0198 | 1.0198 | 1.0198 | 1.0198 | 1.0198 | 1.0198 | 1.0198 | 1.0198 | 1.0198 | 1.0198 | 1.0198 | 1.0198 | 1.0198 | 1.0198 | 1.0198 | 1.0198 | 1.0198 | 1.0198 | 1.0198 | 1.0198 | 1.0198 | 1.0198 | 1.0198 | 1.0198 | 1.0198 | 1.0198 | 1.0198 | 1.0198 | 1.0198 | 1.0198 | 1.0198 | 1.0198 | 1.0198 | 1.0198 | 1.0198 | 1.0198 | 1.0198 | 1.0198 | 1.0198 | 1.0198 | 1.0198 | 1.0198 | 1.0198 | 1.0198 | 1.0198 | 1.0198 | 1.0198 | 1.0198 | 1.0198 | 1.0198 | 1.0198 | 1.0198 | 1.0198 | 1.0198 | 1.0198 | 1.0198 | 1.0198 | 1.0198 | 1.0198 | 1.0198 | 1.0198 | 1.0198 | 1.0198 | 1.0198 | 1.0198 | 1.0198 | 1.0198 | 1.0198 | 1.0198 | 1.0198 | 1.0198 | 1.0198 | 1.0198 | 1.0198 | 1.0198 | 1.0198 | 1.0198 | 1.0198 | 1.0198 | 1.0198 | 1.0198 | 1.0198 | 1.0198 | 1.0198 | 1.0198 | 1.0198 | 1.0198 | 1.0198 | 1.0198 | 1.0198 | 1.0198 | 1.0198 | 1.0198 | 1.0198 | 1.0198 | 1.0198 | 1.0198 | 1.0198 | 1.0198 | 1.0198 | 1.0198 | 1.0198 | 1.0198 | 1.0198 | 1.0198 | 1.0198 | 1.0198 | 1.0198 | 1.0198 | 1.0198 | 1.0198 | 1.0198 | 1.0198 | 1.0198 | 1.0198 | 1.0198 | 1.0198 | 1.0198 | 1.0198 | 1.0198 | 1.0198 | 1.0198 | 1.0198 | 1.0198 | 1.0198 | 1.0198 | 1.0198 | 1.0198 | 1.0198 | 1.0198 | 1.0198 | 1.0198 | 1.0198 | 1.0198 | 1.0198 | 1.0198 | 1.0198 | 1.0198 | 1.0198 | 1.0198 | 1.0198 | 1.0198 | 1.0198 | 1.0198 | 1.0198 | 1.0198 | 1.0198 | 1.0198 | 1.0198 | 1.0198 | 1.0198 | 1.0198 | 1.0198 | 1.0198 | 1.0198 | 1.0198 | 1.0198 | 1.0198 | 1.0198 | 1.0198 | 1.0198 | 1.0198 | 1.0198 | 1.0198 | 1.0198 | 1.0198 | 1.0198 | 1.0198 | 1.0198 | 1.0198 | 1.0198 | 1.0198 | 1.0198 | 1.0198 | 1.0198 | 1.0198 | 1.0198 | 1.0198 | 1.0198 | 1.0198 | 1.0198 | 1.0198 | 1.0198 | 1.0198 | 1.0198 | 1.0198 | 1.0198 | 1.0198 | 1.0198 | 1.0198 | 1.0198 | 1.0198 | 1.0198 | 1.0198 | 1.0198 | 1.0198 | 1.0198 | 1.0198 | 1.0198 | 1.0198 | 1.0198 | 1.0198 | 1.0198 | 1.0198 | 1.0198 | 1.0198 | 1.0198 | 1.0198 | 1.0198 | 1.0198 | 1.0198 | 1.0198 | 1.0198 | 1.0198 | 1.0198 | 1.0198 | 1.0198 | 1.0198 | 1.0198 | 1.0198 | 1.0198 | 1.0198 | 1.0198 | 1.0198 | 1.0198 | 1.0198 | 1.0198 | 1.0198 | 1.0198 | 1.0198 | 1.0198 | 1.0198 | 1.0198 | 1.0198 | 1.0198 | 1.0198 | 1.0198 | 1.0198 | 1.0198 | 1.0198 | 1.0198 | 1.0198 | 1.0198 | 1.0198 | 1.0198 | 1.0198 | 1.0198 | 1.0198 | 1.0198 | 1.0198 | 1.0198 | 1.0198 | 1.0198 | 1.0198 | 1.0198 | 1.0198 | 1.0198 | 1.0198 | 1.0198 | 1.0198 | 1.0198 | 1.0198 | 1.0198 | 1.0198 | 1.0198 | 1.0198 | 1.0198 | 1.0198 | 1.0198 | 1.0198 | 1.0198 | 1.0198 | 1.0198 | 1.0198 | 1.0198 | 1.0198 | 1.0198 | 1.0198 | 1.0198 | 1.0198 | 1.0198 | 1.0198 | 1.0198 | 1.0198 | 1.0198 | 1.0198 | 1.0198 | 1.0198 | 1.0198 | 1.0198 | 1.0198 | 1.0198 | 1.0198 | 1.0198 | 1.0198 | 1.0198 | 1.0198 | 1.0198 | 1.0198 | 1.0198 | 1.0198 | 1.0198 | 1.0198 | 1.0198 | 1.0198 | 1.0198 | 1.0198 | 1.0198 | 1.0198 | 1.0198 | 1.0198 | 1.0198 | 1.0198 | 1.0198 | 1.0198 | 1.0198 | 1.0198 | 1.0198 | 1.0198 | 1.0198 | 1.0198 | 1.0198 | 1.0198 | 1.0198 | 1.0198 | 1.0198 | 1.0198 | 1.0198 | 1.0198 | 1.0198 | 1.0198 | 1.0198 | 1.0198 | 1.0198 | 1.0198 | 1.0198 | 1.0198 | 1.0198 | 1.0198 | 1.0198 | 1.0198 | 1.0198 | 1.0198 | 1.0198 | 1.0198 | 1.0198 | 1.0198 | 1.0198 | 1.0198 | 1.0198 | 1.0198 | 1.0198 | 1.0198 | 1.0198 | 1.0198 | 1.0198 | 1.0198 | 1.0198 | 1.0198 | 1.0198 | 1.0198 | 1.0198 | 1.0198 | 1.0198 | 1.0198 | 1.0198 | 1.0198 | 1.0198 | 1.0198 | 1.0198 | 1.0198 | 1.0198 | 1.0198 | 1.0198 | 1.0198 | 1.0198 | 1.0198 | 1.0198 | 1.0198 | 1.0198 | 1.0198 | 1.0198 | 1.0198 | 1.0198 | 1.0198 | 1.0198 | 1.0198 | 1.0198 | 1.0198 | 1.0198 | 1.0198 | 1.0198 | 1.0198 | 1.0198 | 1.0198 | 1.0198 | 1.0198 | 1.0198 | 1.0198 | 1.0198 | 1.0198 | 1.0198 | 1.0198 | 1.0198 | 1.0198 | 1.0198 | 1.0198 | 1.0198 | 1.0198 | 1.0198 | 1.0198 | 1.0198 | 1.0198 | 1.0198 | 1.0198 | 1.0198 | 1.0198 | 1.0198 | 1.0198 | 1.0198 | 1.0198 | 1.0198 | 1.0198 | 1.0198 | 1.0198 | 1.0198 | 1.0198 | 1.0198 | 1.0198 | 1.0198 | 1.0198 | 1.0198 | 1.0198 | 1.0198 | 1.0198 | 1.0198 | 1.0198 | 1.0198 | 1.0198 | 1.0198 | 1.0198 | 1.0198 | 1.0198 | 1.0198 | 1.0198 | 1.0198 | 1.0198 | 1.0198 | 1.0198 | 1.0198 | 1.0198 | 1.0198 | 1.0198 | 1.0198 | 1.0198 | 1.0198 | 1.0198 | 1.0198 | 1.0198 | 1.0198 | 1.0198 | 1.0198 | 1.0198 | 1.0198 | 1.0198 | 1.0198 | 1.0198 | 1.0198 | 1.0198 | 1.0198 | 1.0198 | 1.0198 | 1.0198 | 1.0198 | 1.0198 | 1.0198 | 1.0198 | 1.0198 | 1.0198 | 1.0198 | 1.0198 | 1.0198 | 1.0198 | 1.0198 | 1.0198 | 1.0198 | 1.0198 | 1.0198 | 1.0198 | 1.0198 | 1.0198 | 1.0198 | 1.0198 | 1.0198 | 1.0198 | 1.0198 | 1.0198 | 1.0198 | 1.0198 | 1.0198 | 1.0198 | 1.0198 | 1.0198 | 1.0198 | 1.0198 | 1.0198 | 1.0198 | 1.0198 | 1.0198 | 1.0198 | 1.0198 | 1.0198 | 1.0198 | 1.0198 | 1.0198 | 1.0198 | 1.0198 | 1.0198 | 1.0198 | 1.0198 | 1.0198 | 1.0198 | 1.0198 | 1.0198 | 1.0198 | 1.0198 | 1.0198 | 1.0198 | 1.0198 | 1.0198 | 1.0198 | 1.0198 | 1.0198 | 1.0198 | 1.0198 | 1.0198 | 1.0198 | 1.0198 | 1.0198 | 1.0198 | 1.0198 | 1.0198 | 1.0198 | 1.0198 | 1.0198 | 1.0198 | 1.0198 | 1.0198 | 1.0198 | 1.0198 | 1.0198 | 1.0198 | 1.0198 | 1.0198 | 1.0198 | 1.0198 | 1.0198 | 1.0198 | 1.0198 | 1.0198 | 1.0198 | 1.0198 | 1.0198 | 1.0198 | 1.0198 | 1.0198 | 1.0198 | 1.0198 | 1.0198 | 1.0198 | 1.0198 | 1.0198 | 1.0198 | 1.0198 | 1.0198 | 1.0198 | 1.0198 | 1.0198 | 1.0198 | 1.0198 | 1.0198 | 1.0198 | 1.0198 | 1.0198 | 1.0198 | 1.0198 | 1.0198 | 1.0198 | 1.0198 | 1.0198 | 1.0198 | 1.0198 | 1.0198 | 1.0198 | 1.0198 | 1.0198 | 1.0198 | 1.0198 | 1.0198 | 1.0198 | 1.0198 | 1.0198 | 1.0198 | 1.0198 | 1.0198 | 1.0198 | 1.0198 | 1.0198 | 1.0198 | 1.0198 | 1.0198 | 1.0198 | 1.0198 | 1.0198 | 1.0198 | 1.0198 | 1.0198 | 1.0198 | 1.0198 | 1.0198 | 1.0198 | 1.0198 | 1.0198 | 1.0198 | 1.0198 | 1.0198 | 1.0198 | 1.0198 | 1.0198 | 1.0198 | 1.0198 | 1.0198 | 1.0198 | 1.0198 | 1.0198 | 1.0198 | 1.0198 | 1.0198 | 1.0198 | 1.0198 | 1.0198 | 1.0198 | 1.0198 | 1.0198 | 1.0198 | 1.0198 | 1.0198 | 1.0198 | 1.0198 | 1.0198 | 1.0198 | 1.0198 | 1.0198 | 1.0198 | 1.0198 | 1.0198 | 1.0198 | 1.0198 | 1.0198 | 1.0198 | 1.0198 | 1.0198 | 1.0198 | 1.0198 | 1.0198 | 1.0198 | 1.0198 | 1.0198 | 1.0198 | 1.0198 | 1.0198 | 1.0198 | 1.0198 | 1.0198 | 1.0198 | 1.0198 | 1.0198 | 1.0198 | 1.0198 | 1.0198 | 1.0198 | 1.0198 | 1.0198 | 1.0198 | 1.0198 | 1.0198 | 1.0198 | 1.0198 | 1.0198 | 1.0198 | 1.0198 | 1.0198 | 1.0198 | 1.0198 | 1.0198 | 1.0198 | 1.0198 | 1.0198 | 1.0198 | 1.0198 | 1.0198 | 1.0198 | 1.0198 | 1.0198 | 1.0198 | 1.0198 | 1.0198 | 1.0198 | 1.0198 | 1.0198 | 1.0198 | 1.0198 | 1.0198 | 1.0198 | 1.0198 | 1.0198 | 1.0198 | 1.0198 | 1.0198 | 1.0198 | 1.0198 | 1.0198 | 1.0198 | 1.0198 | 1.0198 | 1.0198 | 1.0198 | 1.0198 | 1.0198 | 1.0198 | 1.0198 | 1.0198 | 1.0198 | 1.0198 | 1.0198 | 1.0198 | 1.0198 | 1.0198 | 1.0198 | 1.0198 | 1.0198 | 1.0198 | 1.0198 | 1.0198 | 1.0198 | 1.0198 | 1.0198 | 1.0198 | 1.0198 | 1.0198 | 1.0198 | 1.0198 | 1.0198 | 1.0198 | 1.0198 | 1.0198 | 1.0198 | 1.0198 | 1.0198 | 1.0198 | 1.0198 | 1.0198 | 1.0198 | 1.0198 | 1.0198 | 1.0198 | 1.0198 | 1.0198 | 1.0198 | 1.0198 | 1.0198 | 1.0198 | 1.0198 | 1.0198 | 1.0198 | 1.0198 | 1.0198 | 1.0198 | 1.0198 | 1.0198 | 1.0198 | 1.0198 | 1.0198 | 1.0198 | 1.0198 | 1.0198 | 1.0198 | 1.0198 | 1.0198 | 1.0198 | 1.0198 | 1.0198 | 1.0198 | 1.0198 | 1.0198 | 1.0198 | 1.0198 | 1.0198 | 1.0198 | 1.0198 | 1.0198 | 1.0198 | 1.0198 | 1.0198 | 1.0198 | 1.0198 | 1.0198 | 1.0198 | 1.0198 | 1.0198 | 1.0198 | 1.0198 | 1.0198 | 1.0198 | 1.0198 | 1.0198 | 1.0198 | 1.0198 | 1.0198 | 1.0198 | 1.0198 | 1.0198 | 1.0198 | 1.0198 | 1.0198 | 1.0198 | 1.0198 | 1.0198 | 1.0198 | 1.0198 | 1.0198 | 1.0198 | 1.0198 | 1.0198 | 1.0198 | 1.0198 | 1.0198 | 1.0198 | 1.0198 | 1.0198 | 1.0198 | 1.0198 | 1.0198 | 1.0198 | 1.0198 | 1.0198 | 1.0198 | 1.0198 | 1.0198 | 1.0198 | 1.0198 | 1.0198 | 1.0198 | 1.0198 | 1.0198 | 1.0198 | 1.0198 | 1.0198 | 1.0198 | 1.0198 | 1.0198 | 1.0198 | 1.0198 | 1.0198 | 1.0198 | 1.0198 | 1.0198 | 1.0198 | 1.0198 | 1.0198 | 1.0198 | 1.0198 | 1.0198 | 1.0198 | 1.0198 | 1.0198 | 1.0198 | 1.0198 | 1.0198 | 1.0198 | 1.0198 | 1.0198 | 1.0198 | 1.0198 | 1.0198 | 1.0198 | 1.0198 | 1.0198 | 1.0198 | 1.0198 | 1.0198 | 1.0198 | 1.0198 | 1.0198 | 1.0198 | 1.0198 | 1.0198 | 1.0198 | 1.0198 | 1.0198 | 1.0198 | 1.0198 | 1.0198 | 1.0198 | 1.0198 | 1.0198 | 1.0198 | 1.0198 | 1.0198 | 1.0198 | 1.0198 | 1.0198 | 1.0198 | 1.0198 | 1.0198 | 1.0198 | 1.0198 | 1.0198 | 1.0198 | 1.0198 | 1.0198 | 1.0198 | 1.0198 | 1.0198 | 1.0198 | 1.0198 | 1.0198 | 1.0198 | 1.0198 | 1.0198 | 1.0198 | 1.0198 | 1.0198 | 1.0198 | 1.0198 | 1.0198 | 1.0198 | 1.0198 | 1.0198 | 1.0198 | 1.0198 | 1.0198 | 1.0198 | 1.0198 | 1.0198 | 1.0198 | 1.0198 | 1.0198 | 1.0198 | 1.0198 | 1.0198 | 1.0198 | 1.0198 | 1.0198 | 1.0198 | 1.0198 | 1.0198 | 1.0198 | 1.0198 | 1.0198 | 1.0198 | 1.0198 | 1.0198 | 1.0198 | 1.0198 | 1.0198 | 1.0198 | 1.0198 | 1.0198 | 1.0198 | 1.0198 | 1.0198 | 1.0198 | 1.0198 | 1.0198 | 1.0198 | 1.0198 | 1.0198 | 1.0198 | 1.0198 | 1.0198 | 1.0198 | 1.0198 | 1.0198 | 1.0198 | 1.0198 | 1.0198 | 1.0198 | 1.0198 | 1.0198 | 1.0198 | 1.0198 | 1.0198 | 1.0198 | 1.0198 | 1.0198 | 1.0198 | 1.0198 | 1.0198 | 1.0198 | 1.0198 | 1.0198 | 1.0198 | 1.0198 | 1.0198 | 1.0198 | 1.0198 | 1.0198 | 1.0198 | 1.0198 | 1.0198 | 1.0198 | 1.0198 | 1.0198 | 1.0198 | 1.0198 | 1.0198 | 1.0198 | 1.0198 | 1.0198 | 1.0198 | 1.0198 | 1.0198 | 1.0198 | 1.0198 | 1.0198 | 1.0198 | 1.0198 | 1.0198 | 1.0198 | 1.0198 | 1.0198 | 1.0198 | 1.0198 | 1.0198 | 1.0198 | 1.0198 | 1.0198 | 1.0198 | 1.0198 | 1.0198 | 1.0198 | 1.0198 | 1.0198 | 1.0198 | 1.0198 | 1.0198 | 1.0198 | 1.0198 | 1.0198 | 1.0198 | 1.0198 | 1.0198 | 1.0198 | 1.0198 | 1.0198 | 1.0198 | 1.0198 | 1.0198 | 1.0198 | 1.0198 | 1.0198 | 1.0198 | 1.0198 | 1.0198 | 1.0198 | 1.0198 | 1.0198 | 1.0198 | 1.0198 | 1.0198 | 1.0198 | 1.0198 | 1.0198 | 1.0198 | 1.0198 | 1.0198 | 1.0198 | 1.0198 | 1.0198 | 1.0198 | 1.0198 | 1.0198 | 1.0198 | 1.0198 | 1.0198 | 1.0198 | 1.0198 | 1.0198 | 1.0198 | 1.0198 | 1.0198 | 1.0198 | 1.0198 | 1.0198 | 1.0198 | 1.0198 | 1.0198 | 1.0198 | 1.0198 | 1.0198 | 1.0198 | 1.0198 | 1.0198 | 1.0198 | 1.0198 | 1.0198 | 1.0198 | 1.0198 | 1.0198 | 1.0198 | 1.0198 | 1.0198 | 1.0198 | 1.0198 | 1.0198 | 1.0198 | 1.0198 | 1.0198 | 1.0198 | 1.0198 | 1.0198 | 1.0198 | 1.0198 | 1.0198 | 1.0198 | 1.0198 | 1.0198 | 1.0198 | 1.0198 | 1.0198 | 1.0198 | 1.0198 | 1.0198 | 1.0198 | 1.0198 | 1.0198 | 1.0198 | 1.0198 | 1.0198 | 1.0198 | 1.0198 | 1.0198 | 1.0198 | 1.0198 | 1.0198 | 1.0198 | 1.0198 | 1.0198 | 1.0198 | 1.0198 | 1.0198 | 1.0198 | 1.0198 | 1.0198 | 1.0198 | 1.0198 | 1.0198 | 1.0198 | 1.0198 | 1.0198 | 1.0198 | 1.0198 | 1.0198 | 1.0198 | 1.0198 | 1.0198 | 1.0198 | 1.0198 | 1.0198 | 1.0198 | 1.0198 | 1.0198 | 1.0198 | 1.0198 | 1.0198 | 1.0198 | 1.0198 | 1.0198 | 1.0198 | 1.0198 | 1.0198 | 1.0198 | 1.0198 | 1.0198 | 1.0198 | 1.0198 | 1.0198 | 1.0198 | 1.0198 | 1.0198 | 1.0198 | 1.0198 | 1.0198 | 1.0198 | 1.0198 | 1.0198 | 1.0198 | 1.0198 | 1.0198 | 1.0198 | 1.0198 | 1.0198 | 1.0198 | 1.0198 | 1.0198 | 1.0198 | 1.0198 | 1.0198 | 1.0198 | 1.0198 | 1.0198 | 1.0198 | 1.0198 | 1.0198 | 1.0198 | 1.0198 | 1.0198 | 1.0198 | 1.0198 | 1.0198 | 1.0198 | 1.0198 | 1.0198 | 1.0198 | 1.0198 | 1.0198 | 1.0198 | 1.0198 | 1.0198 | 1.0198 | 1.0198 | 1.0198 | 1.0198 | 1.0198 | 1.0198 | 1.0198 | 1.0198 | 1.0198 | 1.0198 | 1.0198 | 1.0198 | 1.0198 | 1.0198 | 1.0198 | 1.0198 | 1.0198 | 1.0198 | 1.0198 | 1.0198 | 1.0198 | 1.0198 | 1.0198 | 1.0198 | 1.0198 | 1.0198 | 1.0198 | 1.0198 | 1.0198 | 1.0198 | 1.0198 | 1.0198 | 1.0198 | 1.0198 | 1.0198 | 1.0198 | 1.0198 | 1.0198 | 1.0198 | 1.0198 | 1.0198 | 1.0198 | 1.0198 | 1.0198 | 1.0198 | 1.0198 | 1.0198 | 1.0198 | 1.0198 | 1.0198 | 1.0198 | 1.0198 | 1.0198 | 1.0198 | 1.0198 | 1.0198 | 1.0198 | 1.0198 | 1.0198 | 1.0198 | 1.0198 | 1.0198 | 1.0198 | 1.0198 | 1.0198 | 1.0198 | 1.0198 | 1.0198 | 1.0198 | 1.0198 | 1.0198 | 1.0198 | 1.0198 | 1.0198 | 1.0198 | 1.0198 | 1.0198 | 1.0198 | 1.0198 | 1.0198 | 1.0198 | 1.0198 | 1.0198 | 1.0198 | 1.0198 | 1.0198 | 1.0198 | 1.0198 | 1.0198 | 1.0198 | 1.0198 | 1.0198 | 1.0198 | 1.0198 | 1.0198 | 1.0198 | 1.0198 | 1.0198 | 1.0198 | 1.0198 | 1.0198 | 1.0198 | 1.0198 | 1.0198 | 1.0198 | 1.0198 | 1.0198 | 1.0198 | 1.0198 | 1.0198 | 1.0198 | 1.0198 | 1.0198 | 1.0198 | 1.0198 | 1.0198 | 1.0198 | 1.0198 | 1.0198 | 1.0198 | 1.0198 | 1.0198 | 1.0198 | 1.0198 | 1.0198 | 1.0198 | 1.0198 | 1.0198 | 1.0198 | 1.0198 | 1.0198 | 1.0198 | 1.0198 | 1.0198 | 1.0198 | 1.0198 | 1.0198 | 1.0198 | 1.0198 | 1.0198 | 1.0198 | 1.0198 | 1.0198 | 1.0198 | 1.0198 | 1.0198 | 1.0198 | 1.0198 | 1.0198 | 1.0198 | 1.0198 | 1.0198 | 1.0198 | 1.0198 | 1.0198 | 1.0198 | 1.0198 | 1.0198 | 1.0198 | 1.0198 | 1.0198 | 1.0198 | 1.0198 | 1.0198 | 1.0198 | 1.0198 | 1.0198 | 1.0198 | 1.0198 | 1.0198 | 1.0198 | 1.0198 | 1.0198 | 1.0198 | 1.0198 | 1.0198 | 1.0198 | 1.0198 | 1.0198 | 1.0198 | 1.0198 | 1.0198 | 1.0198 | 1.0198 | 1.0198 | 1.0198 | 1.0198 | 1.0198 | 1.0198 | 1.0198 | 1.0198 | 1.0198 | 1.0198 | 1.0198 | 1.0198 | 1.0198 | 1.0198 | 1.0198 | 1.0198 | 1.0198 | 1.0198 | 1.0198 | 1.0198 | 1.0198 | 1.0198 | 1.0198 | 1.0198 | 1.0198 | 1.0198 | 1.0198 | 1.0198 | 1.0198 | 1.0198 | 1.0198 | 1.0198 | 1.0198 | 1.0198 | 1.0198 | 1.0198 | 1.0198 | 1.0198 | 1.0198 | 1.0198 | 1.0198 | 1.0198 | 1.0198 | 1.0198 | 1.0198 | 1.0198 | 1.0198 | 1.0198 | 1.0198 | 1.0198 | 1.0198 | 1.0198 | 1.0198 | 1.0198 | 1.0198 | 1.0198 | 1.0198 | 1.0198 | 1.0198 | 1.0198 | 1.0198 | 1.0198 | 1.0198 | 1.0198 | 1.0198 | 1.0198 | 1.0198 | 1.0198 | 1.0198 | 1.0198 | 1.0198 | 1.0198 | 1.0198 | 1.0198 | 1.0198 | 1.0198 | 1.0198 | 1.0198 | 1.0198 | 1.0198 | 1.0198 | 1.0198 | 1.0198 | 1.0198 | 1.0198 | 1.0198 | 1.0198 | 1.0198 | 1.0198 | 1.0198 | 1.0198 | 1.0198 | 1.0198 | 1.0198 | 1.0198 | 1.0198 | 1.0198 | 1.0198 | 1.0198 | 1.0198 | 1.0198 | 1.0198 | 1.0198 | 1.0198 | 1.0198 | 1.0198 | 1.0198 | 1.0198 | 1.0198 | 1.0198 | 1.0198 | 1.0198 | 1.0198 | 1.0198 | 1.0198 | 1.0198 | 1.0198 | 1.0198 | 1.0198 | 1.0198 | 1.0198 | 1.0198 | 1.0198 | 1.0198 | 1.0198 | 1.0198 | 1.0198 | 1.0198 | 1.0198 | 1.0198 | 1.0198 | 1.0198 | 1.0198 | 1.0198 | 1.0198 | 1.0198 | 1.0198 | 1.0198 | 1.0198 | 1.0198 | 1.0198 | 1.0198 | 1.0198 | 1.0198 | 1.0198 | 1.0198 | 1.0198 | 1.0198 | 1.0198 | 1.0198 | 1.0198 | 1.0198 | 1.0198 | 1.0198 | 1.0198 | 1.0198 | 1.0198 | 1.0198 | 1.0198 | 1.0198 | 1.0198 | 1.0198 | 1.0198 | 1.0198 | 1.0198 | 1.0198 | 1.0198 | 1.0198 | 1.0198 | 1.0198 | 1.0198 | 1.0198 | 1.0198 | 1.0198 | 1.0198 | 1.0198 | 1.0198 | 1.0198 | 1.0198 | 1.0198 | 1.0198 | 1.0198 | 1.0198 | 1.0198 | 1.0198 | 1.0198 | 1.0198 | 1.0198 | 1.0198 | 1.0198 | 1.0198 | 1.0198 | 1.0198 | 1.0198 | 1.0198 | 1.0198 | 1.0198 | 1.0198 | 1.0198 | 1.0198 | 1.0198 | 1.0198 | 1.0198 | 1.0198 | 1.0198 | 1.0198 | 1.0198 | 1.0198 | 1.0198 | 1.0198 | 1.0198 | 1.0198 | 1.0198 | 1.0198 | 1.0198 | 1.0198 | 1.0198 | 1.0198 | 1.0198 | 1.0198 | 1.0198 | 1.0198 | 1.0198 | 1.0198 | 1.0198 | 1.0198 | 1.0198 | 1.0198 | 1.0198 | 1.0198 | 1.0198 | 1.0198 | 1.0198 | 1.0198 | 1.0198 | 1.0198 | 1.0198 | 1.0198 | 1.0198 | 1.0198 | 1.0198 | 1.0198 | 1.0198 | 1.0198 | 1.0198 | 1.0198 | 1.0198 | 1.0198 | 1.0198 | 1.0198 | 1.0198 | 1.0198 | 1.0198 | 1.0198 | 1.0198 | 1.0198 | 1.0198 | 1.0198 | 1.0198 | 1.0198 | 1.0198 | 1.0198 | 1.0198 | 1.0198 | 1.0198 | 1.0198 | 1.0198 | 1.0198 | 1.0198 | 1.0198 | 1.0198 | 1.0198 | 1.0198 | 1.0198 | 1.0198 | 1.0198 | 1.0198 | 1.0198 | 1.0198 | 1.0198 | 1.0198 | 1.0198 | 1.0198 | 1.0198 | 1.0198 | 1.0198 | 1.0198 | 1.0198 | 1.0198 | 1.0198 | 1.0198 | 1.0198 | 1.0198 | 1.0198 | 1.0198 | 1.0198 | 1.0198 | 1.0198 | 1.0198 | 1.0198 | 1.0198 | 1.0198 | 1.0198 | 1.0198 | 1.0198 | 1.0198 | 1.0198 | 1.0198 | 1.0198 | 1.0198 | 1.0198 | 1.0198 | 1.0198 | 1.0198 | 1.0198 | 1.0198 | 1.0198 | 1.0198 | 1.0198 | 1.0198 | 1.0198 | 1.0198 | 1.0198 | 1.0198 | 1.0198 | 1.0198 | 1.0198 | 1.0198 | 1.0198 | 1.0198 | 1.0198 | 1.0198 | 1.0198 | 1.0198 | 1.0198 | 1.0198 | 1.0198 | 1.0198 | 1.0198 | 1.0198 | 1.0198 | 1.0198 | 1.0198 | 1.0198 | 1.0198 | 1.0198 | 1.0198 | 1.0198 | 1.0198 | 1.0198 | 1.0198 | 1.0198 | 1.0198 | 1.0198 | 1.0198 | 1.0198 | 1.0198 | 1.0198 | 1.0198 | 1.0198 | 1.0198 | 1.0198 | 1.0198 | 1.0198 | 1.0198 | 1.0198 | 1.0198 | 1.0198 | 1.0198 | 1.0198 | 1.0198 | 1.0198 | 1.0198 | 1.0198 | 1.0198 | 1.0198 | 1.0198 | 1.0198 | 1.0198 | 1.0198 | 1.0198 | 1.0198 | 1.0198 | 1.0198 | 1.0198 | 1.0198 | 1.0198 | 1.0198 | 1.0198 | 1.0198 | 1.0198 | 1.0198 | 1.0198 | 1.0198 | 1.0198 | 1.0198 | 1.0198 | 1.0198 | 1.0198 | 1.0198 | 1.0198 | 1.0198 | 1.0198 | 1.0198 | 1.0198 | 1.0198 | 1.0198 | 1.0198 | 1.0198 | 1.0198 | 1.0198 | 1.0198 | 1.0198 | 1.0198 | 1.0198 | 1.0198 | 1.0198 | 1.0198 | 1.0198 | 1.0198 | 1.0198 | 1.0198 | 1.0198 | 1.0198 | 1.0198 | 1.0198 | 1.0198 | 1.0198 | 1.0198 | 1.0198 | 1.0198 | 1.0198 | 1.0198 | 1.0198 | 1.0198 | 1.0198 | 1.0198 | 1.0198 | 1.0198 | 1.0198 | 1.0198 | 1.0198 | 1.0198 | 1.0198 | 1.0198 | 1.0198 | 1.0198 | 1.0198 | 1.0198 | 1.0198 | 1.0198 | 1.0198 | 1.0198 | 1.0198 | 1.0198 | 1.0198 | 1.0198 | 1.0198 | 1.0198 | 1.0198 | 1.0198 | 1.0198 | 1.0198 | 1.0198 | 1.0198 | 1.0198 | 1.0198 | 1.0198 | 1.0198 | 1.0198 | 1.0198 | 1.0198 | 1.0198 | 1.0198 | 1.0198 | 1.0198 | 1.0198 | 1.0198 | 1.0198 | 1.0198 | 1.0198 | 1.0198 | 1.0198 | 1.0198 | 1.0198 | 1.0198 | 1.0198 | 1.0198 | 1.0198 | 1.0198 | 1.0198 | 1.0198 | 1.0198 | 1.0198 | 1.0198 | 1.0198 | 1.0198 | 1.0198 | 1.0198 | 1.0198 | 1.0198 | 1.0198 | 1.0198 | 1.0198 | 1.0198 | 1.0198 | 1.0198 | 1.0198 | 1.0198 | 1.0198 | 1.0198 | 1.0198 | 1.0198 | 1.0198 | 1.0198 | 1.0198 | 1.0198 | 1.0198 | 1.0198 | 1.0198 | 1.0198 | 1.0198 | 1.0198 | 1.0198 | 1.0198 | 1.0198 | 1.0198 | 1.0198 | 1.0198 | 1.0198 | 1.0198 | 1.0198 | 1.0198 | 1.0198 | 1.0198 | 1.0198 | 1.0198 | 1.0198 | 1.0198 | 1.0198 | 1.0198 | 1.0198 | 1.0198 | 1.0198 | 1.0198 | 1.0198 | 1.0198 | 1.0198 | 1.0198 | 1.0198 | 1.0198 | 1.0198 | 1.0198 | 1.0198 | 1.0198 | 1.0198 | 1.0198 | 1.0198 | 1.0198 | 1.0198 | 1.0198 | 1.0198 | 1.0198 | 1.0198 | 1.0198 | 1.0198 | 1.0198 | 1.0198 | 1.0198 | 1.0198 | 1.0198 | 1.0198 | 1.0198 | 1.0198 | 1.0198 | 1.0198 | 1.0198 | 1.0198 | 1.0198 | 1.0198 | 1.0198 | 1.0198 | 1.0198 | 1.0198 | 1.0198 | 1.0198 | 1.0198 | 1.0198 | 1.0198 | 1.0198 | 1.0198 | 1.0198 | 1.0198 | 1.0198 | 1.0198 | 1.0198 | 1.0198 | 1.0198 | 1.0198 | 1.0198 | 1.0198 | 1.0198 | 1.0198 | 1.0198 | 1.0198 | 1.0198 | 1.0198 | 1.0198 | 1.0198 | 1.0198 | 1.0198 | 1.0198 | 1.0198 | 1.0198 | 1.0198 | 1.0198 | 1.0198 | 1.0198 | 1.0198 | 1.0198 | 1.0198 | 1.0198 | 1.0198 | 1.0198 | 1.0198 | 1.0198 | 1.0198 | 1.0198 | 1.0198 | 1.0198 | 1.0198 | 1.0198 | 1.0198 | 1.0198 | 1.0198 | 1.0198 | 1.0198 | 1.0198 | 1.0198 | 1.0198 | 1.0198 | 1.0198 | 1.0198 | 1.0198 | 1.0198 | 1.0198 | 1.0198 | 1.0198 | 1.0198 | 1.0198 | 1.0198 | 1.0198 | 1.0198 | 1.0198 | 1.0198 | 1.0198 | 1.0198 | 1.0198 | 1.0198 | 1.0198 | 1.0198 | 1.0198 | 1.0198 | 1.0198 | 1.0198 | 1.0198 | 1.0198 | 1.0198 | 1.0198 | 1.0198 | 1.0198 | 1.0198 | 1.0198 | 1.0198 | 1.0198 | 1.0198 | 1.0198 | 1.0198 | 1.0198 | 1.0198 | 1.0198 | 1.0198 | 1.0198 | 1.0198 | 1.0198 | 1.0198 | 1.0198 | 1.0198 | 1.0198 | 1.0198 | 1.0198 | 1.0198 | 1.0198 | 1.0198 | 1.0198 | 1.0198 | 1.0198 | 1.0198 | 1.0198 | 1.0198 | 1.0198 | 1.0198 | 1.0198 | 1.0198 | 1.0198 | 1.0198 | 1.0198 | 1.0198 | 1.0198 | 1.0198 | 1.0198 | 1.0198 | 1.0198 | 1.0198 | 1.0198 | 1.0198 | 1.0198 | 1.0198 | 1.0198 | 1.0198 | 1.0198 | 1.0198 | 1.0198 | 1.0198 | 1.0198 | 1.0198 | 1.0198 | 1.0198 | 1.0198 | 1.0198 | 1.0198 | 1.0198 | 1.0198 | 1.0198 | 1.0198 | 1.0198 | 1.0198 | 1.0198 | 1.0198 | 1.0198 | 1.0198 | 1.0198 | 1.0198 | 1.0198 | 1.0198 | 1.0198 | 1.0198 | 1.0198 | 1.0198 | 1.0198 | 1.0198 | 1.0198 | 1.0198 | 1.0198 | 1.0198 | 1.0198 | 1.0198 | 1.0198 | 1.0198 | 1.0198 | 1.0198 | 1.0198 | 1.0198 | 1.0198 | 1.0198 | 1.0198 | 1.0198 | 1.0198 | 1.0198 | 1.0198 | 1.0198 | 1.0198 | 1.0198 | 1.0198 | 1.0198 | 1.0198 | 1.0198 | 1.0198 | 1.0198 | 1.0198 | 1.0198 | 1.0198 | 1.0198 | 1.0198 | 1.0198 | 1.0198 | 1.0198 | 1.0198 | 1.0198 | 1.0198 | 1.0198 | 1.0198 | 1.0198 | 1.0198 | 1.0198 | 1.0198 | 1.0198 | 1.0198 | 1.0198 | 1.0198 | 1.0198 | 1.0198 | 1.0198 | 1.0198 | 1.0198 | 1.0198 | 1.0198 | 1.0198 | 1.0198 | 1.0198 | 1.0198 | 1.0198 | 1.0198 | 1.0198 | 1.0198 | 1.0198 | 1.0198 | 1.0198 | 1.0198 | 1.0198 | 1.0198 | 1.0198 | 1.0198 | 1.0198 | 1.0198 | 1.0198 | 1.0198 | 1.0198 | 1.0198 | 1.0198 | 1.0198 | 1.0198 | 1.0198 | 1.0198 | 1.0198 | 1.0198 | 1.0198 | 1.0198 | 1.0198 | 1.0198 | 1.0198 | 1.0198 | 1.0198 | 1.0198 | 1.0198 | 1.0198 | 1.0198 | 1.0198 | 1.0198 | 1.0198 | 1.0198 | 1.0198 | 1.0198 | 1.0198 | 1.0198 | 1.0198 | 1.0198 | 1.0198 | 1.0198 | 1.0198 | 1.0198 | 1.0198 | 1.0198 | 1.0198 | 1.0198 | 1.0198 | 1.0198 | 1.0198 | 1.0198 | 1.0198 | 1.0198 | 1.0198 | 1.0198 | 1.0198 | 1.0198 | 1.0198 | 1.0198 | 1.0198 | 1.0198 | 1.0198 | 1.0198 | 1.0198 | 1.0198 | 1.0198 | 1.0198 | 1.0198 | 1.0198 | 1.0198 | 1.0198 | 1.0198 | 1.0198 | 1.0198 | 1.0198 | 1.0198 | 1.0198 | 1.0198 | 1.0198 | 1.0198 | 1.0198 | 1.0198 | 1.0198 | 1.0198 | 1.0198 | 1.0198 | 1.0198 | 1.0198 | 1.0198 | 1.0198 | 1.0198 | 1.0198 | 1.0198 | 1.0198 | 1.0198 | 1.0198 | 1.0198 | 1.0198 | 1.0198 | 1.0198 | 1.0198 | 1.0198 | 1.0198 | 1.0198 | 1.0198 | 1.0198 | 1.0198 | 1.0198 | 1.0198 | 1.0198 | 1.0198 | 1.0198 | 1.0198 | 1.0198 | 1.0198 | 1.0198 | 1.0198 | 1.0198 | 1.0198 | 1.0198 | 1.0198 | 1.0198 | 1.0198 | 1.0198 | 1.0198 | 1.0198 | 1.0198 | 1.0198 | 1.0198 | 1.0198 | 1.0198 | 1.0198 | 1.0198 | 1.0198 | 1.0198 | 1.0198 | 1.0198 | 1.0198 | 1.0198 | 1.0198 | 1.0198 | 1.0198 | 1.0198 | 1.0198 | 1.0198 | 1.0198 | 1.0198 | 1.0198 | 1.0198 | 1.0198 | 1.0198 | 1.0198 | 1.0198 | 1.0198 | 1.0198 | 1.0198 | 1.0198 | 1.0198 | 1.0198 | 1.0198 | 1.0198 | 1.0198 | 1.0198 | 1.0198 | 1.0198 | 1.0198 | 1.0198 | 1.0198 | 1.0198 | 1.0198 | 1.0198 | 1.0198 | 1.0198 | 1.0198 | 1.0198 | 1.0198 | 1.0198 | 1.0198 | 1.0198 | 1.0198 | 1.0198 | 1.0198 | 1.0198 | 1.0198 | 1.0198 | 1.0198 | 1.0198 | 1.0198 | 1.0198 | 1.0198 | 1.0198 | 1.0198 | 1.0198 | 1.0198 | 1.0198 | 1.0198 | 1.0198 | 1.0198 | 1.0198 | 1.0198 | 1.0198 | 1.0198 | 1.0198 | 1.0198 | 1.0198 | 1.0198 | 1.0198 | 1.0198 | 1.0198 | 1.0198 | 1.0198 | 1.0198 | 1.0198 | 1.0198 | 1.0198 | 1.0198 | 1.0198 | 1.0198 | 1.0198 | 1.0198 | 1.0198 | 1.0198 | 1.0198 | 1.0198 | 1.0198 | 1.0198 | 1.0198 | 1.0198 | 1.0198 | 1.0198 | 1.0198 | 1.0198 | 1.0198 | 1.0198 | 1.0198 | 1.0198 | 1.0198 | 1.0198 | 1.0198 | 1.0198 | 1.0198 | 1.0198 | 1.0198 | 1.0198 | 1.0198 | 1.0198 | 1.0198 | 1.0198 | 1.0198 | 1.0198 | 1.0198 | 1.0198 | 1.0198 | 1.0198 | 1.0198 | 1.0198 | 1.0198 | 1.0198 | 1.0198 | 1.0198 | 1.0198 | 1.0198 | 1.0198 | 1.0198 | 1.0198 | 1.0198 | 1.0198 | 1.0198 | 1.0198 | 1.0198 | 1.0198 | 1.0198 | 1.0198 | 1.0198 | 1.0198 | 1.0198 | 1.0198 | 1.0198 | 1.0198 | 1.0198 | 1.0198 | 1.0198 | 1.0198 | 1.0198 | 1.0198 | 1.0198 | 1.0198 | 1.0198 | 1.0198 | 1.0198 | 1.0198 | 1.0198 | 1.0198 | 1.0198 | 1.0198 | 1.0198 | 1.0198 | 1.0198 | 1.0198 | 1.0198 | 1.0198 | 1.0198 | 1.0198 | 1.0198 | 1.0198 | 1.0198 | 1.0198 | 1.0198 | 1.0198 | 1.0198 | 1.0198 | 1.0198 | 1.0198 | 1.0198 | 1.0198 | 1.0198 | 1.0198 | 1.0198 | 1.0198 | 1.0198 | 1.0198 | 1.0198 | 1.0198 | 1.0198 | 1.0198 | 1.0198 | 1.0198 | 1.0198 | 1.0198 | 1.0198 | 1.0198 | 1.0198 | 1.0198 | 1.0198 | 1.0198 | 1.0198 | 1.0198 | 1.0198 | 1.0198 | 1.0198 | 1.0198 | 1.0198 | 1.0198 | 1.0198 | 1.0198 | 1.0198 | 1.0198 | 1.0198 | 1.0198 | 1.0198 | 1.0198 | 1.0198 | 1.0198 | 1.0198 | 1.0198 | 1.0198 | 1.0198 | 1.0198 | 1.0198 | 1.0198 | 1.0198 | 1.0198 | 1.0198 | 1.0198 | 1.0198 | 1.0198 | 1.0198 | 1.0198 | 1.0198 | 1.0198 | 1.0198 | 1.0198 | 1.0198 | 1.0198 | 1.0198 | 1.0198 | 1.0198 | 1.0198 | 1.0198 | 1.0198 | 1.0198 | 1.0198 | 1.0198 | 1.0198 | 1.0198 | 1.0198 | 1.0198 | 1.0198 | 1.0198 | 1.0198 | 1.0198 | 1.0198 | 1.0198 | 1.0198 | 1.0198 | 1.0198 | 1.0198 | 1.0198 | 1.0198 | 1.0198 | 1.0198 | 1.0198 | 1.0198 | 1.0198 | 1.0198 | 1.0198 | 1.0198 | 1.0198 | 1.0198 | 1.0198 | 1.0198 | 1.0198 | 1.0198 | 1.0198 | 1.0198 | 1.0198 | 1.0198 | 1.0198 | 1.0198 | 1.0198 | 1.0198 | 1.0198 | 1.0198 | 1.0198 | 1.0198 | 1.0198 | 1.0198 | 1.0198 | 1.0198 | 1.0198 | 1.0198 | 1.0198 | 1.0198 | 1.0198 | 1.0198 | 1.0198 | 1.0198 | 1.0198 | 1.0198 | 1.0198 | 1.0198 | 1.0198 | 1.0198 | 1.0198 | 1.0198 | 1.0198 | 1.0198 | 1.0198 | 1.0198 | 1.0198 | 1.0198 | 1.0198 | 1.0198 | 1.0198 | 1.0198 | 1.0198 | 1.0198 | 1.0198 | 1.0198 | 1.0198 | 1.0198 | 1.0198 | 1.0198 | 1.0198 | 1.0198 | 1.0198 | 1.0198 | 1.0198 | 1.0198 | 1.0198 | 1.0198 | 1.0198 | 1.0198 | 1.0198 | 1.0198 | 1.0198 | 1.0198 | 1.0198 | 1.0198 | 1.0198 | 1.0198 | 1.0198 | 1.0198 | 1.0198 | 1.0198 | 1.0198 | 1.0198 | 1.0198 | 1.0198 | 1.0198 | 1.0198 | 1.0198 | 1.0198 | 1.0198 | 1.0198 | 1.0198 | 1.0198 | 1.0198 | 1.0198 | 1.0198 | 1.0198 | 1.0198 | 1.0198 | 1.0198 | 1.0198 | 1.0198 | 1.0198 | 1.0198 | 1.0198 | 1.0198 | 1.0198 | 1.0198 | 1.0198 | 1.0198 | 1.0198 | 1.0198 | 1.0198 | 1.0198 | 1.0198 | 1.0198 | 1.0198 | 1.0198 | 1.0198 | 1.0198 | 1.0198 | 1.0198 | 1.0198 | 1.0198 | 1.0198 | 1.0198 | 1.0198 | 1.0198 | 1.0198 | 1.0198 | 1.0198 | 1.0198 | 1.0198 | 1.0198 | 1.0198 | 1.0198 | 1.0198 | 1.0198 | 1.0198 | 1.0198 | 1.0198 | 1.0198 | 1.0198 | 1.0198 | 1.0198 | 1.0198 | 1.0198 | 1.0198 | 1.0198 | 1.0198 | 1.0198 | 1.0198 | 1.0198 | 1.0198 | 1.0198 | 1.0198 | 1.0198 | 1.0198 | 1.0198 | 1.0198 | 1.0198 | 1.0198 | 1.0198 | 1.0198 | 1.0198 | 1.0198 | 1.0198 | 1.0198 | 1.0198 | 1.0198 | 1.0198 | 1.0198 | 1.0198 | 1.0198 | 1.0198 | 1.0198 | 1.0198 | 1.0198 | 1.0198 | 1.0198 | 1.0198 | 1.0198 | 1.0198 | 1.0198 | 1.0198 | 1.0198 | 1.0198 | 1.0198 | 1.0198 | 1.0198 | 1.0198 | 1.0198 | 1.0198 | 1.0198 | 1.0198 | 1.0198 | 1.0198 | 1.0198 | 1.0198 | 1.0198 | 1.0198 | 1.0198 | 1.0198 | 1.0198 | 1.0198 | 1.0198 | 1.0198 | 1.0198 | 1.0198 | 1.0198 | 1.0198 | 1.0198 | 1.0198 | 1.0198 | 1.0198 | 1.0198 | 1.0198 | 1.0198 | 1.0198 | 1.0198 | 1.0198 | 1.0198 | 1.0198 | 1.0198 | 1.0198 | 1.0198 | 1.0198 | 1.0198 | 1.0198 | 1.0198 | 1.0198 | 1.0198 | 1.0198 | 1.0198 | 1.0198 | 1.0198 | 1.0198 | 1.0198 | 1.0198 | 1.0198 | 1.0198 | 1.0198 | 1.0198 | 1.0198 | 1.0198 | 1.0198 | 1.0198 | 1.0198 | 1.0198 | 1.0198 | 1.0198 | 1.0198 | 1.0198 | 1.0198 | 1.0198 | 1.0198 | 1.0198 | 1.0198 | 1.0198 | 1.0198 | 1.0198 | 1.0198 | 1.0198 | 1.0198 | 1.0198 | 1.0198 | 1.0198 | 1.0198 | 1.0198 | 1.0198 | 1.0198 | 1.0198 | 1.0198 | 1.0198 | 1.0198 | 1.0198 | 1.0198 | 1.0198 | 1.0198 | 1.0198 | 1.0198 | 1.0198 | 1.0198 | 1.0198 | 1.0198 | 1.0198 | 1.0198 | 1.0198 | 1.0198 | 1.0198 | 1.0198 | 1.0198 | 1.0198 | 1.0198 | 1.0198 | 1.0198 | 1.0198 | 1.0198 | 1.0198 | 1.0198 | 1.0198 | 1.0198 | 1.0198 | 1.0198 | 1.0198 | 1.0198 | 1.0198 | 1.0198 | 1.0198 | 1.0198 | 1.0198 | 1.0198 | 1.0198 | 1.0198 | 1.0198 | 1.0198 | 1.0198 | 1.0198 | 1.0198 | 1.0198 | 1.0198 | 1.0198 | 1.0198 | 1.0198 | 1.0198 | 1.0198 | 1.0198 | 1.0198 | 1.0198 | 1.0198 | 1.0198 | 1.0198 | 1.0198 | 1.0198 | 1.0198 | 1.0198 | 1.0198 | 1.0198 | 1.0198 | 1.0198 | 1.0198 | 1.0198 | 1.0198 | 1.0198 | 1.0198 | 1.0198 | 1.0198 | 1.0198 | 1.0198 | 1.0198 | 1.0198 | 1.0198 | 1.0198 | 1.0198 | 1.0198 | 1.0198 | 1.0198 | 1.0198 | 1.0198 | 1.0198 | 1.0198 | 1.0198 | 1.0198 | 1.0198 | 1.0198 | 1.0198 | 1.0198 | 1.0198 | 1.0198 | 1.0198 | 1.0198 | 1.0198 | 1.0198 | 1.0198 | 1.0198 | 1.0198 | 1.0198 | 1.0198 | 1.0198 | 1.0198 | 1.0198 | 1.0198 | 1.0198 | 1.0198 | 1.0198 | 1.0198 | 1.0198 | 1.0198 | 1.0198 | 1.0198 | 1.0198 | 1.0198 | 1.0198 | 1.0198 | 1.0198 | 1.0198 | 1.0198 | 1.0198 | 1.0198 | 1.0198 | 1.0198 | 1.0198 | 1.0198 | 1.0198 | 1.0198 | 1.0198 | 1.0198 | 1.0198 | 1.0198 | 1.0198 | 1.0198 | 1.0198 | 1.0198 | 1.0198 | 1.0198 | 1.0198 | 1.0198 | 1.0198 | 1.0198 | 1.0198 | 1.0198 | 1.0198 | 1.0198 | 1.0198 | 1.0198 | 1.0198 | 1.0198 | 1.0198 | 1.0198 | 1.0198 | 1.0198 | 1.0198 | 1.0198 | 1.0198 | 1.0198 | 1.0198 | 1.0198 | 1.0198 | 1.0198 | 1.0198 | 1.0198 | 1.0198 | 1.0198 | 1.0198 | 1.0198 | 1.0198 | 1.0198 | 1.0198 | 1.0198 | 1.0198 | 1.0198 | 1.0198 | 1.0198 | 1.0198 | 1.0198 | 1.0198 | 1.0198 | 1.0198 | 1.0198 | 1.0198 | 1.0198 | 1.0198 | 1.0198 | 1.0198 | 1.0198 | 1.0198 | 1.0198 | 1.0198 | 1.0198 | 1.0198 | 1.0198 | 1.0198 | 1.0198 | 1.0198 | 1.0198 | 1.0198 | 1.0198 | 1.0198 | 1.0198 | 1.0198 | 1.0198 | 1.0198 | 1.0198 | 1.0198 | 1.0198 | 1.0198 | 1.0198 | 1.0198 | 1.0198 | 1.0198 | 1.0198 | 1.0198 | 1.0198 | 1.0198 | 1.0198 | 1.0198 | 1.0198 | 1.0198 | 1.0198 | 1.0198 | 1.0198 | 1.0198 | 1.0198 | 1.0198 | 1.0198 | 1.0198 | 1.0198 | 1.0198 | 1.0198 | 1.0198 | 1.0198 | 1.0198 | 1.0198 | 1.0198 | 1.0198 | 1.0198 | 1.0198 | 1.0198 | 1.0198 | 1.0198 | 1.0198 | 1.0198 | 1.0198 | 1.0198 | 1.0198 | 1.0198 | 1.0198 | 1.0198 | 1.0198 | 1.0198 | 1.0198 | 1.0198 | 1.0198 | 1.0198 | 1.0198 | 1.0198 | 1.0198 | 1.0198 | 1.0198 | 1.0198 | 1.0198 | 1.0198 | 1.0198 | 1.0198 | 1.0198 | 1.0198 | 1.0198 | 1.0198 | 1.0198 | 1.0198 | 1.0198 | 1.0198 | 1.0198 | 1.0198 | 1.0198 | 1.0198 | 1.0198 | 1.0198 | 1.0198 | 1.0198 | 1.0198 | 1.0198 | 1.0198 | 1.0198 | 1.0198 | 1.0198 | 1.0198 | 1.0198 | 1.0198 | 1.0198 | 1.0198 | 1.0198 | 1.0198 | 1.0198 | 1.0198 | 1.0198 | 1.0198 | 1.0198 | 1.0198 | 1.0198 | 1.0198 | 1.0198 | 1.0198 | 1.0198 | 1.0198 | 1.0198 | 1.0198 | 1.0198 | 1.0198 | 1.0198 | 1.0198 | 1.0198 | 1.0198 | 1.0198 | 1.0198 | 1.0198 | 1.0198 | 1.0198 | 1.0198 | 1.0198 | 1.0198 | 1.0198 | 1.0198 | 1.0198 | 1.0198 | 1.0198 | 1.0198 | 1.0198 | 1.0198 | 1.0198 | 1.0198 | 1.0198 | 1.0198 | 1.0198 | 1.0198 | 1.0198 | 1.0198 | 1.0198 | 1.0198 | 1.0198 | 1.0198 | 1.0198 | 1.0198 | 1.0198 | 1.0198 | 1.0198 | 1.0198 | 1.0198 | 1.0198 | 1.0198 | 1.0198 | 1.0198 | 1.0198 | 1.0198 | 1.0198 | 1.0198 | 1.0198 | 1.0198 | 1.0198 | 1.0198 | 1.0198 | 1.0198 | 1.0198 | 1.0198 | 1.0198 | 1.0198 | 1.0198 | 1.0198 | 1.0198 | 1.0198 | 1.0198 | 1.0198 | 1.0198 | 1.0198 | 1.0198 | 1.0198 | 1.0198 | 1.0198 | 1.0198 | 1.0198 | 1.0198 | 1.0198 | 1.0198 | 1.0198 | 1.0198 | 1.0198 | 1.0198 | 1.0198 | 1.0198 | 1.0198 | 1.0198 | 1.0198 | 1.0198 | 1.0198 | 1.0198 | 1.0198 | 1.0198 | 1.0198 | 1.0198 | 1.0198 | 1.0198 | 1.0198 | 1.0198 | 1.0198 | 1.0198 | 1.0198 | 1.0198 | 1.0198 | 1.0198 | 1.0198 | 1.0198 | 1.0198 | 1.0198 | 1.0198 | 1.0198 | 1.0198 | 1.0198 | 1.0198 | 1.0198 | 1.0198 | 1.0198 | 1.0198 | 1.0198 | 1.0198 | 1.0198 | 1.0198 | 1.0198 | 1.0198 | 1.0198 | 1.0198 | 1.0198 | 1.0198 | 1.0198 | 1.0198 | 1.0198 | 1.0198 | 1.0198 | 1.0198 | 1.0198 | 1.0198 | 1.0198 | 1.0198 | 1.0198 | 1.0198 | 1.0198 | 1.0198 | 1.0198 | 1.0198 | 1.0198 | 1.0198 | 1.0198 | 1.0198 | 1.0198 | 1.0198 | 1.0198 | 1.0198 | 1.0198 | 1.0198 | 1.0198 | 1.0198 | 1.0198 | 1.0198 | 1.0198 | 1.0198 | 1.0198 | 1.0198 | 1.0198 | 1.0198 | 1.0198 | 1.0198 | 1.0198 | 1.0198 | 1.0198 | 1.0198 | 1.0198 | 1.0198 | 1.0198 | 1.0198 | 1.0198 | 1.0198 | 1.0198 | 1.0198 | 1.0198 | 1.0198 | 1.0198 | 1.0198 | 1.0198 | 1.0198 | 1.0198 | 1.0198 | 1.0198 | 1.0198 | 1.0198 | 1.0198 | 1.0198 | 1.0198 | 1.0198 | 1.0198 | 1.0198 | 1.0198 | 1.0198 | 1.0198 | 1.0198 | 1.0198 | 1.0198 | 1.0198 | 1.0198 | 1.0198 | 1.0198 | 1.0198 | 1.0198 | 1.0198 | 1.0198 | 1.0198 | 1.0198 | 1.0198 | 1.0198 | 1.0198 | 1.0198 | 1.0198 | 1.0198 | 1.0198 | 1.0198 | 1.0198 | 1.0198 | 1.0198 | 1.0198 | 1.0198 | 1.0198 | 1.0198 | 1.0198 | 1.0198 | 1.0198 | 1.0198 | 1.0198 | 1.0198 | 1.0198 | 1.0198 | 1.0198 | 1.0198 | 1.0198 | 1.0198 | 1.0198 | 1.0198 | 1.0198 | 1.0198 | 1.0198 | 1.0198 | 1.0198 | 1.0198 | 1.0198 | 1.0198 | 1.0198 | 1.0198 | 1.0198 | 1.0198 | 1.0198 | 1.0198 | 1.0198 | 1.0198 | 1.0198 | 1.0198 | 1.0198 | 1.0198 | 1.0198 | 1.0198 | 1.0198 | 1.0198 | 1.0198 | 1.0198 | 1.0198 | 1.0198 | 1.0198 | 1.0198 | 1.0198 | 1.0198 | 1.0198 | 1.0198 | 1.0198 | 1.0198 | 1.0198 | 1.0198 | 1.0198 | 1.0198 | 1.0198 | 1.0198 | 1.0198 | 1.0198 | 1.0198 | 1.0198 | 1.0198 | 1.0198 | 1.0198 | 1.0198 | 1.0198 | 1.0198 | 1.0198 | 1.0198 | 1.0198 | 1.0198 | 1.0198 | 1.0198 | 1.0198 | 1.0198 | 1.0198 | 1.0198 | 1.0198 | 1.0198 | 1.0198 | 1.0198 | 1.0198 | 1.0198 | 1.0198 | 1.0198 | 1.0198 | 1.0198 | 1.0198 | 1.0198 | 1.0198 | 1.0198 | 1.0198 | 1.0198 | 1.0198 | 1.0198 | 1.0198 | 1.0198 | 1.0198 | 1.0198 | 1.0198 | 1.0198 | 1.0198 | 1.0198 | 1.0198 | 1.0198 | 1.0198 | 1.0198 | 1.0198 | 1.0198 | 1.0198 | 1.0198 | 1.0198 | 1.0198 | 1.0198 | 1.0198 | 1.0198 | 1.0198 | 1.0198 | 1.0198 | 1.0198 | 1.0198 | 1.0198 | 1.0198 | 1.0198 | 1.0198 | 1.0198 | 1.0198 | 1.0198 | 1.0198 | 1.0198 | 1.0198 | 1.0198 | 1.0198 | 1.0198 | 1.0198 | 1.0198 | 1.0198 | 1.0198 | 1.0198 | 1.0198 | 1.0198 | 1.0198 | 1.0198 | 1.0198 | 1.0198 | 1.0198 | 1.0198 | 1.0198 | 1.0198 | 1.0198 | 1.0198 | 1.0198 | 1.0198 | 1.0198 | 1.0198 | 1.0198 | 1.0198 | 1.0198 | 1.0198 | 1.0198 | 1.0198 | 1.0198 | 1.0198 | 1.0198 | 1.0198 | 1.0198 | 1.0198 | 1.0198 | 1.0198 | 1.0198 | 1.0198 | 1.0198 | 1.0198 | 1.0198 | 1.0198 | 1.0198 | 1.0198 | 1.0198 | 1.0198 | 1.0198 | 1.0198 | 1.0198 | 1.0198 | 1.0198 | 1.0198 | 1.0198 | 1.0198 | 1.0198 | 1.0198 | 1.0198 | 1.0198 | 1.0198 | 1.0198 | 1.0198 | 1.0198 | 1.0198 | 1.0198 | 1.0198 | 1.0198 | 1.0198 | 1.0198 | 1.0198 | 1.0198 | 1.0198 | 1.0198 | 1.0198 | 1.0198 | 1.0198 | 1.0198 | 1.0198 | 1.0198 | 1.0198 | 1.0198 | 1.0198 | 1.0198 | 1.0198 | 1.0198 | 1.0198 | 1.0198 | 1.0198 | 1.0198 | 1.0198 | 1.0198 | 1.0198 | 1.0198 | 1.0198 | 1.0198 | 1.0198 | 1.0198 | 1.0198 | 1.0198 | 1.0198 | 1.0198 | 1.0198 | 1.0198 | 1.0198 | 1.0198 | 1.0198 | 1.0198 | 1.0198 | 1.0198 | 1.0198 | 1.0198 | 1.0198 | 1.0198 | 1.0198 | 1.0198 | 1.0198 | 1.0198 | 1.0198 | 1.0198 | 1.0198 | 1.0198 | 1.0198 | 1.0198 | 1.0198 | 1.0198 | 1.0198 | 1.0198 | 1.0198 | 1.0198 | 1.0198 | 1.0198 | 1.0198 | 1.0198 | 1.0198 | 1.0198 | 1.0198 | 1.0198 | 1.0198 | 1.0198 | 1.0198 | 1.0198 | 1.0198 | 1.0198 | 1.0198 | 1.0198 | 1.0198 | 1.0198 | 1.0198 | 1.0198 | 1.0198 | 1.0198 | 1.0198 | 1.0198 | 1.0198 | 1.0198 | 1.0198 | 1.0198 | 1.0198 | 1.0198 | 1.0198 | 1.0198 | 1.0198 | 1.0198 | 1.0198 | 1.0198 | 1.0198 | 1.0198 | 1.0198 | 1.0198 | 1.0198 | 1.0198 | 1.0198 | 1.0198 | 1.0198 | 1.0198 | 1.0198 | 1.0198 | 1.0198 | 1.0198 | 1.0198 | 1.0198 | 1.0198 | 1.0198 | 1.0198 | 1.0198 | 1.0198 | 1.0198 | 1.0198 | 1.0198 | 1.0198 | 1.0198 | 1.0198 | 1.0198 | 1.0198 | 1.0198 | 1.0198 | 1.0198 | 1.0198 | 1.0198 | 1.0198 | 1.0198 | 1.0198 | 1.0198 | 1.0198 | 1.0198 | 1.0198 | 1.0198 | 1.0198 | 1.0198 | 1.0198 | 1.0198 | 1.0198 | 1.0198 | 1.0198 | 1.0198 | 1.0198 | 1.0198 | 1.0198 | 1.0198 | 1.0198 | 1.0198 | 1.0198 | 1.0198 | 1.0198 | 1.0198 | 1.0198 | 1.0198 | 1.0198 | 1.0198 | 1.0198 | 1.0198 | 1.0198 | 1.0198 | 1.0198 | 1.0198 | 1.0198 | 1.0198 | 1.0198 | 1.0198 | 1.0198 | 1.0198 | 1.0198 | 1.0198 | 1.0198 | 1.0198 | 1.0198 | 1.0198 | 1.0198 | 1.0198 | 1.0198 | 1.0198 | 1.0198 | 1.0198 | 1.0198 | 1.0198 | 1.0198 | 1.0198 | 1.0198 | 1.0198 | 1.0198 | 1.0198 | 1.0198 | 1.0198 | 1.0198 | 1.0198 | 1.0198 | 1.0198 | 1.0198 | 1.0198 | 1.0198 | 1.0198 | 1.0198 | 1.0198 | 1.0198 | 1.0198 | 1.0198 | 1.0198 | 1.0198 | 1.0198 | 1.0198 | 1.0198 | 1.0198 | 1.0198 | 1.0198 | 1.0198 | 1.0198 | 1.0198 | 1.0198 | 1.0198 | 1.0198 | 1.0198 | 1.0198 | 1.0198 | 1.0198 | 1.0198 | 1.0198 | 1.0198 | 1.0198 | 1.0198 | 1.0198 | 1.0198 | 1.0198 | 1.0198 | 1.0198 | 1.0198 | 1.0198 | 1.0198 | 1.0198 | 1.0198 | 1.0198 | 1.0198 | 1.0198 | 1.0198 | 1.0198 | 1.0198 | 1.0198 | 1.0198 | 1.0198 | 1.0198 | 1.0198 | 1.0198 | 1.0198 | 1.0198 | 1.0198 | 1.0198 | 1.0198 | 1.0198 | 1.0198 | 1.0198 | 1.0198 | 1.0198 | 1.0198 | 1.0198 | 1.0198 | 1.0198 | 1.0198 | 1.0198 | 1.0198 | 1.0198 | 1.0198 | 1.0198 | 1.0198 | 1.0198 | 1.0198 | 1.0198 | 1.0198 | 1.0198 | 1.0198 | 1.0198 | 1.0198 | 1.0198 | 1.0198 | 1.0198 | 1.0198 | 1.0198 | 1.0198 | 1.0198 | 1.0198 | 1.0198 | 1.0198 | 1.0198 | 1.0198 | 1.0198 | 1.0198 | 1.0198 | 1.0198 | 1.0198 | 1.0198 | 1.0198 | 1.0198 | 1.0198 | 1.0198 | 1.0198 | 1.0198 | 1.0198 | 1.0198 | 1.0198 | 1.0198 | 1.0198 | 1.0198 | 1.0198 | 1.0198 | 1.0198 | 1.0198 | 1.0198 | 1.0198 | 1.0198 | 1.0198 | 1.0198 | 1.0198 | 1.0198 | 1.0198 | 1.0198 | 1.0198 | 1.0198 | 1.0198 | 1.0198 | 1.0198 | 1.0198 | 1.0198 | 1.0198 | 1.0198 | 1.0198 | 1.0198 | 1.0198 | 1.0198 | 1.0198 | 1.0198 | 1.0198 | 1.0198 | 1.0198 | 1.0198 | 1.0198 | 1.0198 | 1.0198 | 1.0198 | 1.0198 | 1.0198 | 1.0198 | 1.0198 | 1.0198 | 1.0198 | 1.0198 | 1.0198 | 1.0198 | 1.0198 | 1.0198 | 1.0198 | 1.0198 | 1.0198 | 1.0198 | 1.0198 | 1.0198 | 1.0198 | 1.0198 | 1.0198 | 1.0198 | 1.0198 | 1.0198 | 1.0198 | 1.0198 | 1.0198 | 1.0198 | 1.0198 | 1.0198 | 1.0198 | 1.0198 | 1.0198 | 1.0198 | 1.0198 | 1.0198 | 1.0198 | 1.0198 | 1.0198 | 1.0198 | 1.0198 | 1.0198 | 1.0198 | 1.0198 | 1.0198 | 1.0198 | 1.0198 | 1.0198 | 1.0198 | 1.0198 | 1.0198 | 1.0198 | 1.0198 | 1.0198 | 1.0198 | 1.0198 | 1.0198 | 1.0198 | 1.0198 | 1.0198 | 1.0198 | 1.0198 | 1.0198 | 1.0198 | 1.0198 | 1.0198 | 1.0198 | 1.0198 | 1.0198 | 1.0198 | 1.0198 | 1.0198 | 1.0198 | 1.0198 | 1.0198 | 1.0198 | 1.0198 | 1.0198 | 1.0198 | 1.0198 | 1.0198 | 1.0198 | 1.0198 | 1.0198 | 1.0198 | 1.0198 | 1.0198 | 1.0198 | 1.0198 | 1.0198 | 1.0198 | 1.0198 | 1.0198 | 1.0198 | 1.0198 | 1.0198 | 1.0198 | 1.0198 | 1.0198 | 1.0198 | 1.0198 | 1.0198 | 1.0198 | 1.0198 | 1.0198 | 1.0198 | 1.0198 | 1.0198 | 1.0198 | 1.0198 | 1.0198 | 1.0198 | 1.0198 | 1.0198 | 1.0198 | 1.0198 | 1.0198 | 1.0198 | 1.0198 | 1.0198 | 1.0198 | 1.0198 | 1.0198 | 1.0198 | 1.0198 | 1.0198 | 1.0198 | 1.0198 | 1.0198 | 1.0198 | 1.0198 | 1.0198 | 1.0198 | 1.0198 | 1.0198 | 1.0198 | 1.0198 | 1.0198 | 1.0198 | 1.0198 | 1.0198 | 1.0198 | 1.0198 | 1.0198 | 1.0198 | 1.0198 | 1.0198 | 1.0198 | 1.0198 | 1.0198 | 1.0198 | 1.0198 | 1.0198 | 1.0198 | 1.0198 | 1.0198 | 1.0198 | 1.0198 | 1.0198 | 1.0198 | 1.0198 | 1.0198 | 1.0198 | 1.0198 | 1.0198 | 1.0198 | 1.0198 | 1.0198 | 1.0198 | 1.0198 | 1.0198 | 1.0198 | 1.0198 | 1.0198 | 1.0198 | 1.0198 | 1.0198 | 1.0198 | 1.0198 | 1.0198 | 1.0198 | 1.0198 | 1.0198 | 1.0198 | 1.0198 | 1.0198 | 1.0198 | 1.0198 | 1.0198 | 1.0198 | 1.0198 | 1.0198 | 1.0198 | 1.0198 | 1.0198 | 1.0198 | 1.0198 | 1.0198 | 1.0198 | 1.0198 | 1.0198 | 1.0198 | 1.0198 | 1.0198 | 1.0198 | 1.0198 | 1.0198 | 1.0198 | 1.0198 | 1.0198 | 1.0198 | 1.0198 | 1.0198 | 1.0198 | 1.0198 | 1.0198 | 1.0198 | 1.0198 | 1.0198 | 1.0198 | 1.0198 | 1.0198 | 1.0198 | 1.0198 | 1.0198 | 1.0198 | 1.0198 | 1.0198 | 1.0198 | 1.0198 | 1.0198 | 1.0198 | 1.0198 | 1.0198 | 1.0198 | 1.0198 | 1.0198 | 1.0198 | 1.0198 | 1.0198 | 1.0198 | 1.0198 | 1.0198 | 1.0198 | 1.0198 | 1.0198 | 1.0198 | 1.0198 | 1.0198 | 1.0198 | 1.0198 | 1.0198 | 1.0198 | 1.0198 | 1.0198 | 1.0198 | 1.0198 | 1.0198 | 1.0198 | 1.0198 | 1.0198 | 1.0198 | 1.0198 | 1.0198 | 1.0198 | 1.0198 | 1.0198 | 1.0198 | 1.0198 | 1.0198 | 1.0198 | 1.0198 | 1.0198 | 1.0198 | 1.0198 | 1.0198 | 1.0198 | 1.0198 | 1.0198 | 1.0198 | 1.0198 | 1.0198 | 1.0198 | 1.0198 | 1.0198 | 1.0198 | 1.0198 | 1.0198 | 1.0198 | 1.0198 | 1.0198 | 1.0198 | 1.0198 | 1.0198 | 1.0198 | 1.0198 | 1.0198 | 1.0198 | 1.0198 | 1.0198 | 1.0198 | 1.0198 | 1.0198 | 1.0198 | 1.0198 | 1.0198 | 1.0198 | 1.0198 | 1.0198 | 1.0198 | 1.0198 | 1.0198 | 1.0198 | 1.0198 | 1.0198 | 1.0198 | 1.0198 | 1.0198 | 1.0198 | 1.0198 | 1.0198 | 1.0198 | 1.0198 | 1.0198 | 1.0198 | 1.0198 | 1.0198 | 1.0198 | 1.0198 | 1.0198 | 1.0198 | 1.0198 | 1.0198 | 1.0198 | 1.0198 | 1.0198 | 1.0198 | 1.0198 | 1.0198 | 1.0198 | 1.0198 | 1.0198 | 1.0198 | 1.0198 | 1.0198 | 1.0198 | 1.0198 | 1.0198 | 1.0198 | 1.0198 | 1.0198 | 1.0198 | 1.0198 | 1.0198 | 1.0198 | 1.0198 | 1.0198 | 1.0198 | 1.0198 | 1.0198 | 1.0198 | 1.0198 | 1.0198 | 1.0198 | 1.0198 | 1.0198 | 1.0198 | 1.0198 | 1.0198 | 1.0198 | 1.0198 | 1.0198 | 1.0198 | 1.0198 | 1.0198 | 1.0198 | 1.0198 | 1.0198 | 1.0198 | 1.0198 | 1.0198 | 1.0198 | 1.0198 | 1.0198 | 1.0198 | 1.0198 | 1.0198 | 1.0198 | 1.0198 | 1.0198 | 1.0198 | 1.0198 | 1.0198 | 1.0198 | 1.0198 | 1.0198 | 1.0198 | 1.0198 | 1.0198 | 1.0198 | 1.0198 | 1.0198 | 1.0198 | 1.0198 | 1.0198 | 1.0198 | 1.0198 | 1.0198 | 1.0198 | 1.0198 | 1.0198 | 1.0198 | 1.0198 | 1.0198 | 1.0198 | 1.0198 | 1.0198 | 1.0198 | 1.0198 | 1.0198 | 1.0198 | 1.0198 | 1.0198 | 1.0198 | 1.0198 | 1.0198 | 1.0198 | 1.0198 | 1.0198 | 1.0198 | 1.0198 | 1.0198 | 1.0198 | 1.0198 | 1.0198 | 1.0198 | 1.0198 | 1.0198 | 1.0198 | 1.0198 | 1.0198 | 1.0198 | 1.0198 | 1.0198 | 1.0198 | 1.0198 | 1.0198 | 1.0198 | 1.0198 | 1.0198 | 1.0198 | 1.0198 | 1.0198 | 1.0198 | 1.0198 | 1.0198 | 1.0198 | 1.0198 | 1.0198 | 1.0198 | 1.0198 | 1.0198 | 1.0198 | 1.0198 | 1.0198 | 1.0198 | 1.0198 | 1.0198 | 1.0198 | 1.0198 | 1.0198 | 1.0198 | 1.0198 | 1.0198 | 1.0198 | 1.0198 | 1.0198 | 1.0198 | 1.0198 | 1.0198 | 1.0198 | 1.0198 | 1.0198 | 1.0198 | 1.0198 | 1.0198 | 1.0198 | 1.0198 | 1.0198 | 1.0198 | 1.0198 | 1.0198 | 1.0198 | 1.0198 | 1.0198 | 1.0198 | 1.0198 | 1.0198 | 1.0198 | 1.0198 | 1.0198 | 1.0198 | 1.0198 | 1.0198 | 1.0198 | 1.0198 | 1.0198 | 1.0198 | 1.0198 | 1.0198 | 1.0198 | 1.0198 | 1.0198 | 1.0198 | 1.0198 | 1.0198 | 1.0198 | 1.0198 | 1.0198 | 1.0198 | 1.0198 | 1.0198 | 1.0198 | 1.0198 | 1.0198 | 1.0198 | 1.0198 | 1.0198 | 1.0198 | 1.0198 | 1.0198 | 1.0198 | 1.0198 | 1.0198 | 1.0198 | 1.0198 | 1.0198 | 1.0198 | 1.0198 | 1.0198 | 1.0198 | 1.0198 | 1.0198 | 1.0198 | 1.0198 | 1.0198 | 1.0198 | 1.0198 | 1.0198 | 1.0198 | 1.0198 | 1.0198 | 1.0198 | 1.0198 | 1.0198 | 1.0198 | 1.0198 | 1.0198 | 1.0198 | 1.0198 | 1.0198 | 1.0198 | 1.0198 | 1.0198 | 1.0198 | 1.0198 | 1.0198 | 1.0198 | 1.0198 | 1.0198 | 1.0198 | 1.0198 | 1.0198 | 1.0198 | 1.0198 | 1.0198 | 1.0198 | 1.0198 | 1.0198 | 1.0198 | 1.0198 | 1.0198 | 1.0198 | 1.0198 | 1.0198 | 1.0198 | 1.0198 | 1.0198 | 1.0198 | 1.0198 | 1.0198 | 1.0198 | 1.0198 | 1.0198 | 1.0198 | 1.0198 | 1.0198 | 1.0198 | 1.0198 | 1.0198 | 1.0198 | 1.0198 | 1.0198 | 1.0198 | 1.0198 | 1.0198 | 1.0198 | 1.0198 | 1.0198 | 1.0198 | 1.0198 | 1.0198 | 1.0198 | 1.0198 | 1.0198 | 1.0198 | 1.0198 | 1.0198 | 1.0198 | 1.0198 | 1.0198 | 1.0198 | 1.0198 | 1.0198 | 1.0198 | 1.0198 | 1.0198 | 1.0198 | 1.0198 | 1.0198 | 1.0198 | 1.0198 | 1.0198 | 1.0198 | 1.0198 | 1.0198 | 1.0198 | 1.0198 | 1.0198 | 1.0198 | 1.0198 | 1.0198 | 1.0198 | 1.0198 | 1.0198 | 1.0198 | 1.0198 | 1.0198 | 1.0198 | 1.0198 | 1.0198 | 1.0198 | 1.0198 | 1.0198 | 1.0198 | 1.0198 | 1.0198 | 1.0198 | 1.0198 | 1.0198 | 1.0198 | 1.0198 | 1.0198 | 1.0198 | 1.0198 | 1.0198 | 1.0198 | 1.0198 | 1.0198 | 1.0198 | 1.0198 | 1.0198 | 1.0198 | 1.0198 | 1.0198 | 1.0198 | 1.0198 | 1.0198 | 1.0198 | 1.0198 | 1.0198 | 1.0198 | 1.0198 | 1.0198 | 1.0198 | 1.0198 | 1.0198 | 1.0198 | 1.0198 | 1.0198 | 1.0198 | 1.0198 | 1.0198 | 1.0198 | 1.0198 | 1.0198 | 1.0198 | 1.0198 | 1.0198 | 1.0198 | 1.0198 | 1.0198 | 1.0198 | 1.0198 | 1.0198 | 1.0198 | 1.0198 | 1.0198 | 1.0198 | 1.0198 | 1.0198 | 1.0198 | 1.0198 | 1.0198 | 1.0198 | 1.0198 | 1.0198 | 1.0198 | 1.0198 | 1.0198 | 1.0198 | 1.0198 | 1.0198 | 1.0198 | 1.0198 | 1.0198 | 1.0198 | 1.0198 | 1.0198 | 1.0198 | 1.0198 | 1.0198 | 1.0198 | 1.0198 | 1.0198 | 1.0198 | 1.0198 | 1.0198 | 1.0198 | 1.0198 | 1.0198 | 1.0198 | 1.0198 | 1.0198 | 1.0198 | 1.0198 | 1.0198 | 1.0198 | 1.0198 | 1.0198 | 1.0198 | 1.0198 | 1.0198 | 1.0198 | 1.0198 | 1.0198 | 1.0198 | 1.0198 | 1.0198 | 1.0198 | 1.0198 | 1.0198 | 1.0198 | 1.0198 | 1.0198 | 1.0198 | 1.0198 | 1.0198 | 1.0198 | 1.0198 | 1.0198 | 1.0198 | 1.0198 | 1.0198 | 1.0198 | 1.0198 | 1.0198 | 1.0198 | 1.0198 | 1.0198 | 1.0198 | 1.0198 | 1.0198 | 1.0198 | 1.0198 | 1.0198 | 1.0198 | 1.0198 | 1.0198 | 1.0198 | 1.0198 | 1.0198 | 1.0198 | 1.0198 | 1.0198 | 1.0198 | 1.0198 | 1.0198 | 1.0198 | 1.0198 | 1.0198 | 1.0198 | 1.0198 | 1.0198 | 1.0198 | 1.0198 | 1.0198 | 1.0198 | 1.0198 | 1.0198 | 1.0198 | 1.0198 | 1.0198 | 1.0198 | 1.0198 | 1.0198 | 1.0198 | 1.0198 | 1.0198 | 1.0198 | 1.0198 | 1.0198 | 1.0198 | 1.0198 | 1.0198 | 1.0198 | 1.0198 | 1.0198 | 1.0198 | 1.0198 | 1.0198 | 1.0198 | 1.0198 | 1.0198 | 1.0198 | 1.0198 | 1.0198 | 1.0198 | 1.0198 | 1.0198 | 1.0198 | 1.0198 | 1.0198 | 1.0198 | 1.0198 | 1.0198 | 1.0198 | 1.0198 | 1.0198 | 1.0198 | 1.0198 | 1.0198 | 1.0198 | 1.0198 | 1.0198 | 1.0198 | 1.0198 | 1.0198 | 1.0198 | 1.0198 | 1.0198 | 1.0198 | 1.0198 | 1.0198 | 1.0198 | 1.0198 | 1.0198 | 1.0198 | 1.0198 | 1.0198 | 1.0198 | 1.0198 | 1.0198 | 1.0198 | 1.0198 | 1.0198 | 1.0198 | 1.0198 | 1.0198 | 1.0198 | 1.0198 | 1.0198 | 1.0198 | 1.0198 | 1.0198 | 1.0198 | 1.0198 | 1.0198 | 1.0198 | 1.0198 | 1.0198 | 1.0198 | 1.0198 | 1.0198 | 1.0198 | 1.0198 | 1.0198 | 1.0198 | 1.0198 | 1.0198 | 1.0198 | 1.0198 | 1.0198 | 1.0198 | 1.0198 | 1.0198 | 1.0198 | 1.0198 | 1.0198 | 1.0198 | 1.0198 | 1.0198 | 1.0198 | 1.0198 | 1.0198 | 1.0198 | 1.0198 | 1.0198 | 1.0198 | 1.0198 | 1.0198 | 1.0198 | 1.0198 | 1.0198 | 1.0198 | 1.0198 | 1.0198 | 1.0198 | 1.0198 | 1.0198 | 1.0198 | 1.0198 | 1.0198 | 1.0198 | 1.0198 | 1.0198 | 1.0198 | 1.0198 | 1.0198 | 1.0198 | 1.0198 | 1.0198 | 1.0198 | 1.0198 | 1.0198 | 1.0198 | 1.0198 | 1.0198 | 1.0198 | 1.0198 | 1.0198 | 1.0198 | 1.0198 | 1.0198 | 1.0198 | 1.0198 | 1.0198 | 1.0198 | 1.0198 | 1.0198 | 1.0198 | 1.0198 | 1.0198 | 1.0198 | 1.0198 | 1.0198 | 1.0198 | 1.0198 | 1.0198 | 1.0198 | 1.0198 | 1.0198 | 1.0198 | 1.0198 | 1.0198 | 1.0198 | 1.0198 | 1.0198 | 1.0198 | 1.0198 | 1.0198 | 1.0198 | 1.0198 | 1.0198 | 1.0198 | 1.0198 | 1.0198 | 1.0198 | 1.0198 | 1.0198 | 1.0198 | 1.0198 | 1.0198 | 1.0198 | 1.0198 | 1.0198 | 1.0198 | 1.0198 | 1.0198 | 1.0198 | 1.0198 | 1.0198 | 1.0198 | 1.0198 | 1.0198 | 1.0198 | 1.0198 | 1.0198 | 1.0198 | 1.0198 | 1.0198 | 1.0198 | 1.0198 | 1.0198 | 1.0198 | 1.0198 | 1.0198 | 1.0198 | 1.0198 | 1.0198 | 1.0198 | 1.0198 | 1.0198 | 1.0198 | 1.0198 | 1.0198 | 1.0198 | 1.0198 | 1.0198 | 1.0198 | 1.0198 | 1.0198 | 1.0198 | 1.0198 | 1.0198 | 1.0198 | 1.0198 | 1.0198 | 1.0198 | 1.0198 | 1.0198 | 1.0198 | 1.0198 | 1.0198 | 1.0198 | 1.0198 | 1.0198 | 1.0198 | 1.0198 | 1.0198 | 1.0198 | 1.0198 | 1.0198 | 1.0198 | 1.0198 | 1.0198 | 1.0198 | 1.0198 | 1.0198 | 1.0198 | 1.0198 | 1.0198 | 1.0198 | 1.0198 | 1.0198 | 1.0198 | 1.0198 | 1.0198 | 1.0198 | 1.0198 | 1.0198 | 1.0198 | 1.0198 | 1.0198 | 1.0198 | 1.0198 | 1.0198 | 1.0198 | 1.0198 | 1.0198 | 1.0198 | 1.0198 | 1.0198 | 1.0198 | 1.0198 | 1.0198 | 1.0198 | 1.0198 | 1.0198 | 1.0198 | 1.0198 | 1.0198 | 1.0198 | 1.0198 | 1.0198 | 1.0198 | 1.0198 | 1.0198 | 1.0198 | 1.0198 | 1.0198 | 1.0198 | 1.0198 | 1.0198 | 1.0198 | 1.0198 | 1.0198 | 1.0198 | 1.0198 | 1.0198 | 1.0198 | 1.0198 | 1.0198 | 1.0198 | 1.0198 | 1.0198 | 1.0198 | 1.0198 | 1.0198 | 1.0198 | 1.0198 | 1.0198 | 1.0198 | 1.0198 | 1.0198 | 1.0198 | 1.0198 | 1.0198 | 1.0198 | 1.0198 | 1.0198 | 1.0198 | 1.0198 | 1.0198 | 1.0198 | 1.0198 | 1.0198 | 1.0198 | 1.0198 | 1.0198 | 1.0198 | 1.0198 | 1.0198 | 1.0198 | 1.0198 | 1.0198 | 1.0198 | 1.0198 | 1.0198 | 1.0198 | 1.0198 | 1.0198 | 1.0198 | 1.0198 | 1.0198 | 1.0198 | 1.0198 | 1.0198 | 1.0198 | 1.0198 | 1.0198 | 1.0198 | 1.0198 | 1.0198 | 1.0198 | 1.0198 | 1.0198 | 1.0198 | 1.0198 | 1.0198 | 1.0198 | 1.0198 | 1.0198 | 1.0198 | 1.0198 | 1.0198 | 1.0198 | 1.0198 | 1.0198 | 1.0198 | 1.0198 | 1.0198 | 1.0198 | 1.0198 | 1.0198 | 1.0198 | 1.0198 | 1.0198 | 1.0198 | 1.0198 | 1.0198 | 1.0198 | 1.0198 | 1.0198 | 1.0198 | 1.0198 | 1.0198 | 1.0198 | 1.0198 | 1.0198 | 1.0198 | 1.0198 | 1.0198 | 1.0198 | 1.0198 | 1.0198 | 1.0198 | 1.0198 | 1.0198 | 1.0198 | 1.0198 | 1.0198 | 1.0198 | 1.0198 | 1.0198 | 1.0198 | 1.0198 | 1.0198 | 1.0198 | 1.0198 | 1.0198 | 1.0198 | 1.0198 | 1.0198 | 1.0198 | 1.0198 | 1.0198 | 1.0198 | 1.0198 | 1.0198 | 1.0198 | 1.0198 | 1.0198 | 1.0198 | 1.0198 | 1.0198 | 1.0198 | 1.0198 | 1.0198 | 1.0198 | 1.0198 | 1.0198 | 1.0198 | 1.0198 | 1.0198 | 1.0198 | 1.0198 | 1.0198 | 1.0198 | 1.0198 | 1.0198 | 1.0198 | 1.0198 | 1.0198 | 1.0198 | 1.0198 | 1.0198 | 1.0198 | 1.0198 | 1.0198 | 1.0198 | 1.0198 | 1.0198 | 1.0198 | 1.0198 | 1.0198 | 1.0198 | 1.0198 | 1.0198 | 1.0198 | 1.0198 | 1.0198 | 1.0198 | 1.0198 | 1.0198 | 1.0198 | 1.0198 | 1.0198 | 1.0198 | 1.0198 | 1.0198 | 1.0198 | 1.0198 | 1.0198 | 1.0198 | 1.0198 | 1.0198 | 1.0198 | 1.0198 | 1.0198 | 1.0198 | 1.0198 | 1.0198 | 1.0198 | 1.0198 | 1.0198 | 1.0198 | 1.0198 | 1.0198 | 1.0198 | 1.0198 | 1.0198 | 1.0198 | 1.0198 | 1.0198 | 1.0198 | 1.0198 | 1.0198 | 1.0198 | 1.0198 | 1.0198 | 1.0198 | 1.0198 | 1.0198 | 1.0198 | 1.0198 | 1.0198 | 1.0198 | 1.0198 | 1.0198 | 1.0198 | 1.0198 | 1.0198 | 1.0198 | 1.0198 | 1.0198 | 1.0198 | 1.0198 | 1.0198 | 1.0198 | 1.0198 | 1.0198 | 1.0198 | 1.0198 | 1.0198 | 1.0198 | 1.0198 | 1.0198 | 1.0198 | 1.0198 | 1.0198 | 1.0198 | 1.0198 | 1.0198 | 1.0198 | 1.0198 | 1.0198 | 1.0198 | 1.0198 | 1.0198 | 1.0198 | 1.0198 | 1.0198 | 1.0198 | 1.0198 | 1.0198 | 1.0198 | 1.0198 | 1.0198 | 1.0198 | 1.0198 | 1.0198 | 1.0198 | 1.0198 | 1.0198 | 1.0198 | 1.0198 | 1.0198 | 1.0198 | 1.0198 | 1.0198 | 1.0198 | 1.0198 | 1.0198 | 1.0198 | 1.0198 | 1.0198 | 1.0198 | 1.0198 | 1.0198 | 1.0198 | 1.0198 | 1.0198 | 1.0198 | 1.0198 | 1.0198 | 1.0198 | 1.0198 | 1.0198 | 1.0198 | 1.0198 | 1.0198 | 1.0198 | 1.0198 | 1.0198 | 1.0198 | 1.0198 | 1.0198 | 1.0198 | 1.0198 | 1.0198 | 1.0198 | 1.0198 | 1.0198 | 1.0198 | 1.0198 | 1.0198 | 1.0198 | 1.0198 | 1.0198 | 1.0198 | 1.0198 | 1.0198 | 1.0198 | 1.0198 | 1.0198 | 1.0198 | 1.0198 | 1.0198 | 1.0198 | 1.0198 | 1.0198 | 1.0198 | 1.0198 | 1.0198 | 1.0198 | 1.0198 | 1.0198 | 1.0198 | 1.0198 | 1.0198 | 1.0198 | 1.0198 | 1.0198 | 1.0198 | 1.0198 | 1.0198 | 1.0198 | 1.0198 | 1.0198 | 1.0198 | 1.0198 | 1.0198 | 1.0198 | 1.0198 | 1.0198 | 1.0198 | 1.0198 | 1.0198 | 1.0198 | 1.0198 | 1.0198 | 1.0198 | 1.0198 | 1.0198 | 1.0198 | 1.0198 | 1.0198 | 1.0198 | 1.0198 | 1.0198 | 1.0198 | 1.0198 | 1.0198 | 1.0198 | 1.0198 | 1.0198 | 1.0198 | 1.0198 | 1.0198 | 1.0198 | 1.0198 | 1.0198 | 1.0198 | 1.0198 | 1.0198 | 1.0198 | 1.0198 | 1.0198 | 1.0198 | 1.0198 | 1.0198 | 1.0198 | 1.0198 | 1.0198 | 1.0198 | 1.0198 | 1.0198 | 1.0198 | 1.0198 | 1.0198 | 1.0198 | 1.0198 | 1.0198 | 1.0198 | 1.0198 | 1.0198 | 1.0198 | 1.0198 | 1.0198 | 1.0198 | 1.0198 | 1.0198 | 1.0198 | 1.0198 | 1.0198 | 1.0198 | 1.0198 | 1.0198 | 1.0198 | 1.0198 | 1.0198 | 1.0198 | 1.0198 | 1.0198 | 1.0198 | 1.0198 | 1.0198 | 1.0198 | 1.0198 | 1.0198 | 1.0198 | 1.0198 | 1.0198 | 1.0198 | 1.0198 | 1.0198 | 1.0198 | 1.0198 | 1.0198 | 1.0198 | 1.0198 | 1.0198 | 1.0198 | 1.0198 | 1.0198 | 1.0198 | 1.0198 | 1.0198 | 1.0198 | 1.0198 | 1.0198 | 1.0198 | 1.0198 | 1.0198 | 1.0198 | 1.0198 | 1.0198 | 1.0198 | 1.0198 | 1.0198 | 1.0198 | 1.0198 | 1.0198 | 1.0198 | 1.0198 | 1.0198 | 1.0198 | 1.0198 | 1.0198 | 1.0198 | 1.0198 | 1.0198 | 1.0198 | 1.0198 | 1.0198 | 1.0198 | 1.0198 | 1.0198 | 1.0198 | 1.0198 | 1.0198 | 1.0198 | 1.0198 | 1.0198 | 1.0198 | 1.0198 | 1.0198 | 1.0198 | 1.0198 | 1.0198 | 1.0198 | 1.0198 | 1.0198 | 1.0198 | 1.0198 | 1.0198 | 1.0198 | 1.0198 | 1.0198 | 1.0198 | 1.0198 | 1.0198 | 1.0198 | 1.0198 | 1.0198 | 1.0198 | 1.0198 | 1.0198 | 1.0198 | 1.0198 | 1.0198 | 1.0198 | 1.0198 | 1.0198 | 1.0198 | 1.0198 | 1.0198 | 1.0198 | 1.0198 | 1.0198 | 1.0198 | 1.0198 | 1.0198 | 1.0198 | 1.0198 | 1.0198 | 1.0198 | 1.0198 | 1.0198 | 1.0198 | 1.0198 | 1.0198 | 1.0198 | 1.0198 | 1.0198 | 1.0198 | 1.0198 | 1.0198 | 1.0198 | 1.0198 | 1.0198 | 1.0198 | 1.0198 | 1.0198 | 1.0198 | 1.0198 | 1.0198 | 1.0198 | 1.0198 | 1.0198 | 1.0198 | 1.0198 | 1.0198 | 1.0198 | 1.0198 | 1.0198 | 1.0198 | 1.0198 | 1.0198 | 1.0198 | 1.0198 | 1.0198 | 1.0198 | 1.0198 | 1.0198 | 1.0198 | 1.0198 | 1.0198 | 1.0198 | 1.0198 | 1.0198 | 1.0198 | 1.0198 | 1.0198 | 1.0198 | 1.0198 | 1.0198 | 1.0198 | 1.0198 | 1.0198 | 1.0198 | 1.0198 | 1.0198 | 1.0198 | 1.0198 | 1.0198 | 1.0198 | 1.0198 | 1.0198 | 1.0198 | 1.0198 | 1.0198 | 1.0198 | 1.0198 | 1.0198 | 1.0198 | 1.0198 | 1.0198 | 1.0198 | 1.0198 | 1.0198 | 1.0198 | 1.0198 | 1.0198 | 1.0198 | 1.0198 | 1.0198 | 1.0198 | 1.0198 | 1.0198 | 1.0198 | 1.0198 | 1.0198 | 1.0198 | 1.0198 | 1.0198 | 1.0198 | 1.0198 | 1.0198 | 1.0198 | 1.0198 | 1.0198 | 1.0198 | 1.0198 | 1.0198 | 1.0198 | 1.0198 | 1.0198 | 1.0198 | 1.0198 | 1.0198 | 1.0198 | 1.0198 | 1.0198 | 1.0198 | 1.0198 | 1.0198 | 1.0198 | 1.0198 | 1.0198 | 1.0198 | 1.0198 | 1.0198 | 1.0198 | 1.0198 | 1.0198 | 1.0198 | 1.0198 | 1.0198 | 1.0198 | 1.0198 | 1.0198 | 1.0198 | 1.0198 | 1.0198 | 1.0198 | 1.0198 | 1.0198 | 1.0198 | 1.0198 | 1.0198 | 1.0198 | 1.0198 | 1.0198 | 1.0198 | 1.0198 | 1.0198 | 1.0198 | 1.0198 | 1.0198 | 1.0198 | 1.0198 | 1.0198 | 1.0198 | 1.0198 | 1.0198 | 1.0198 | 1.0198 | 1.0198 | 1.0198 | 1.0198 | 1.0198 | 1.0198 | 1.0198 | 1.0198 | 1.0198 | 1.0198 | 1.0198 | 1.0198 | 1.0198 | 1.0198 | 1.0198 | 1.0198 | 1.0198 | 1.0198 | 1.0198 | 1.0198 | 1.0198 | 1.0198 | 1.0198 | 1.0198 | 1.0198 | 1.0198 | 1.0198 | 1.0198 | 1.0198 | 1.0198 | 1.0198 | 1.0198 | 1.0198 | 1.0198 | 1.0198 | 1.0198 | 1.0198 | 1.0198 | 1.0198 | 1.0198 | 1.0198 | 1.0198 | 1.0198 | 1.0198 | 1.0198 | 1.0198 | 1.0198 | 1.0198 | 1.0198 | 1.0198 | 1.0198 | 1.0198 | 1.0198 | 1.0198 | 1.0198 | 1.0198 | 1.0198 | 1.0198 | 1.0198 | 1.0198 | 1.0198 | 1.0198 | 1.0198 | 1.0198 | 1.0198 | 1.0198 | 1.0198 | 1.0198 | 1.0198 | 1.0198 | 1.0198 | 1.0198 | 1.0198 | 1.0198 | 1.0198 | 1.0198 | 1.0198 | 1.0198 | 1.0198 | 1.0198 | 1.0198 | 1.0198 | 1.0198 | 1.0198 | 1.0198 | 1.0198 | 1.0198 | 1.0198 | 1.0198 | 1.0198 | 1.0198 | 1.0198 | 1.0198 | 1.0198 | 1.0198 | 1.0198 | 1.0198 | 1.0198 | 1.0198 | 1.0198 | 1.0198 | 1.0198 | 1.0198 | 1.0198 | 1.0198 | 1.0198 | 1.0198 | 1.0198 | 1.0198 | 1.0198 | 1.0198 | 1.0198 | 1.0198 | 1.0198 | 1.0198 | 1.0198 | 1.0198 | 1.0198 | 1.0198 | 1.0198 | 1.0198 | 1.0198 | 1.0198 | 1.0198 | 1.0198 | 1.0198 | 1.0198 | 1.0198 | 1.0198 | 1.0198 | 1.0198 | 1.0198 | 1.0198 | 1.0198 | 1.0198 | 1.0198 | 1.0198 | 1.0198 | 1.0198 | 1.0198 | 1.0198 | 1.0198 | 1.0198 | 1.0198 | 1.0198 | 1.0198 | 1.0198 | 1.0198 | 1.0198 | 1.0198 | 1.0198 | 1.0198 | 1.0198 | 1.0198 | 1.0198 | 1.0198 | 1.0198 | 1.0198 | 1.0198 | 1.0198 | 1.0198 | 1.0198 | 1.0198 | 1.0198 | 1.0198 | 1.0198 | 1.0198 | 1.0198 | 1.0198 | 1.0198 | 1.0198 | 1.0198 | 1.0198 | 1.0198 | 1.0198 | 1.0198 | 1.0198 | 1.0198 | 1.0198 | 1.0198 | 1.0198 | 1.0198 | 1.0198 | 1.0198 | 1.0198 | 1.0198 | 1.0198 | 1.0198 | 1.0198 | 1.0198 | 1.0198 | 1.0198 | 1.0198 | 1.0198 | 1.0198 | 1.0198 | 1.0198 | 1.0198 | 1.0198 | 1.0198 | 1.0198 | 1.0198 | 1.0198 | 1.0198 | 1.0198 | 1.0198 | 1.0198 | 1.0198 | 1.0198 | 1.0198 | 1.0198 | 1.0198 | 1.0198 | 1.0198 | 1.0198 | 1.0198 | 1.0198 | 1.0198 | 1.0198 | 1.0198 | 1.0198 | 1.0198 | 1.0198 | 1.0198 | 1.0198 | 1.0198 | 1.0198 | 1.0198 | 1.0198 | 1.0198 | 1.0198 | 1.0198 | 1.0198 | 1.0198 | 1.0198 | 1.0198 | 1.0198 | 1.0198 | 1.0198 | 1.0198 | 1.0198 | 1.0198 | 1.0198 | 1.0198 | 1.0198 | 1.0198 | 1.0198 | 1.0198 | 1.0198 | 1.0198 | 1.0198 | 1.0198 | 1.0198 | 1.0198 | 1.0198 | 1.0198 | 1.0198 | 1.0198 | 1.0198 | 1.0198 | 1.0198 | 1.0198 | 1.0198 | 1.0198 | 1.0198 | 1.0198 | 1.0198 | 1.0198 | 1.0198 | 1.0198 | 1.0198 | 1.0198 | 1.0198 | 1.0198 | 1.0198 | 1.0198 | 1.0198 | 1.0198 | 1.0198 | 1.0198 | 1.0198 | 1.0198 | 1.0198 | 1.0198 | 1.0198 | 1.0198 | 1.0198 | 1.0198 | 1.0198 | 1.0198 | 1.0198 | 1.0198 | 1.0198 | 1.0198 | 1.0198 | 1.0198 | 1.0198 | 1.0198 | 1.0198 | 1.0198 | 1.0198 | 1.0198 | 1.0198 | 1.0198 | 1.0198 | 1.0198 | 1.0198 | 1.0198 | 1.0198 | 1.0198 | 1.0198 | 1.0198 | 1.0198 | 1.0198 | 1.0198 | 1.0198 | 1.0198 | 1.0198 | 1.0198 | 1.0198 | 1.0198 | 1.0198 | 1.0198 | 1.0198 | 1.0198 | 1.0198 | 1.0198 | 1.0198 | 1.0198 | 1.0198 | 1.0198 | 1.0198 | 1.0198 | 1.0198 | 1.0198 | 1.0198 | 1.0198 | 1.0198 | 1.0198 | 1.0198 | 1.0198 | 1.0198 | 1.0198 | 1.0198 | 1.0198 | 1.0198 | 1.0198 | 1.0198 | 1.0198 | 1.0198 | 1.0198 | 1.0198 | 1.0198 | 1.0198 | 1.0198 | 1.0198 | 1.0198 | 1.0198 | 1.0198 | 1.0198 | 1.0198 | 1.0198 | 1.0198 | 1.0198 | 1.0198 | 1.0198 | 1.0198 | 1.0198 | 1.0198 | 1.0198 | 1.0198 | 1.0198 | 1.0198 | 1.0198 | 1.0198 | 1.0198 | 1.0198 | 1.0198 | 1.0198 | 1.0198 | 1.0198 | 1.0198 | 1.0198 | 1.0198 | 1.0198 | 1.0198 | 1.0198 | 1.0198 | 1.0198 | 1.0198 | 1.0198 | 1.0198 | 1.0198 | 1.0198 | 1.0198 | 1.0198 | 1.0198 | 1.0198 | 1.0198 | 1.0198 | 1.0198 | 1.0198 | 1.0198 | 1.0198 | 1.0198 | 1.0198 | 1.0198 | 1.0198 | 1.0198 | 1.0198 | 1.0198 | 1.0198 | 1.0198 | 1.0198 | 1.0198 | 1.0198 | 1.0198 | 1.0198 | 1.0198 | 1.0198 | 1.0198 | 1.0198 | 1.0198 | 1.0198 | 1.0198 | 1.0198 | 1.0198 | 1.0198 | 1.0198 | 1.0198 | 1.0198 | 1.0198 | 1.0198 | 1.0198 | 1.0198 | 1.0198 | 1.0198 | 1.0198 | 1.0198 | 1.0198 | 1.0198 | 1.0198 | 1.0198 | 1.0198 | 1.0198 | 1.0198 | 1.0198 | 1.0198 | 1.0198 | 1.0198 | 1.0198 | 1.0198 | 1.0198 | 1.0198 | 1.0198 | 1.0198 | 1.0198 | 1.0198 | 1.0198 | 1.0198 | 1.0198 | 1.0198 | 1.0198 | 1.0198 | 1.0198 | 1.0198 | 1.0198 | 1.0198 | 1.0198 | 1.0198 | 1.0198 | 1.0198 | 1.0198 | 1.0198 | 1.0198 | 1.0198 | 1.0198 | 1.0198 | 1.0198 | 1.0198 | 1.0198 | 1.0198 | 1.0198 | 1.0198 | 1.0198 | 1.0198 | 1.0198 | 1.0198 | 1.0198 | 1.0198 | 1.0198 | 1.0198 | 1.0198 | 1.0198 | 1.0198 | 1.0198 | 1.0198 | 1.0198 | 1.0198 | 1.0198 | 1.0198 | 1.0198 | 1.0198 | 1.0198 | 1.0198 | 1.0198 | 1.0198 | 1.0198 | 1.0198 | 1.0198 | 1.0198 | 1.0198 | 1.0198 | 1.0198 | 1.0198 | 1.0198 | 1.0198 | 1.0198 | 1.0198 | 1.0198 | 1.0198 | 1.0198 | 1.0198 | 1.0198 | 1.0198 | 1.0198 | 1.0198 | 1.0198 | 1.0198 | 1.0198 | 1.0198 | 1.0198 | 1.0198 | 1.0198 | 1.0198 | 1.0198 | 1.0198 | 1.0198 | 1.0198 | 1.0198 | 1.0198 | 1.0198 | 1.0198 | 1.0198 | 1.0198 | 1.0198 | 1.0198 | 1.0198 | 1.0198 | 1.0198 | 1.0198 | 1.0198 | 1.0198 | 1.0198 | 1.0198 | 1.0198 | 1.0198 | 1.0198 | 1.0198 | 1.0198 | 1.0198 | 1.0198 | 1.0198 | 1.0198 | 1.0198 | 1.0198 | 1.0198 | 1.0198 | 1.0198 | 1.0198 | 1.0198 | 1.0198 | 1.0198 | 1.0198 | 1.0198 | 1.0198 | 1.0198 | 1.0198 | 1.0198 | 1.0198 | 1.0198 | 1.0198 | 1.0198 | 1.0198 | 1.0198 | 1.0198 | 1.0198 | 1.0198 | 1.0198 | 1.0198 | 1.0198 | 1.0198 | 1.0198 | 1.0198 | 1.0198 | 1.0198 | 1.0198 | 1.0198 | 1.0198 | 1.0198 | 1.0198 | 1.0198 | 1.0198 | 1.0198 | 1.0198 | 1.0198 | 1.0198 | 1.0198 | 1.0198 | 1.0198 | 1.0198 | 1.0198 | 1.0198 | 1.0198 | 1.0198 | 1.0198 | 1.0198 | 1.0198 | 1.0198 | 1.0198 | 1.0198 | 1.0198 | 1.0198 | 1.0198 | 1.0198 | 1.0198 | 1.0198 | 1.0198 | 1.0198 | 1.0198 | 1.0198 | 1.0198 | 1.0198 | 1.0198 | 1.0198 | 1.0198 | 1.0198 | 1.0198 | 1.0198 | 1.0198 | 1.0198 | 1.0198 | 1.0198 | 1.0198 | 1.0198 | 1.0198 | 1.0198 | 1.0198 | 1.0198 | 1.0198 | 1.0198 | 1.0198 | 1.0198 | 1.0198 | 1.0198 | 1.0198 | 1.0198 | 1.0198 | 1.0198 | 1.0198 | 1.0198 | 1.0198 | 1.0198 | 1.0198 | 1.0198 | 1.0198 | 1.0198 | 1.0198 | 1.0198 | 1.0198 | 1.0198 | 1.0198 | 1.0198 | 1.0198 | 1.0198 | 1.0198 | 1.0198 | 1.0198 | 1.0198 | 1.0198 | 1.0198 | 1.0198 | 1.0198 | 1.0198 | 1.0198 | 1.0198 | 1.0198 | 1.0198 | 1.0198 | 1.0198 | 1.0198 | 1.0198 | 1.0198 | 1.0198 | 1.0198 | 1.0198 | 1.0198 | 1.0198 | 1.0198 | 1.0198 | 1.0198 | 1.0198 | 1.0198 | 1.0198 | 1.0198 | 1.0198 | 1.0198 | 1.0198 | 1.0198 | 1.0198 | 1.0198 | 1.0198 | 1.0198 | 1.0198 | 1.0198 | 1.0198 | 1.0198 | 1.0198 | 1.0198 | 1.0198 | 1.0198 | 1.0198 | 1.0198 | 1.0198 | 1.0198 | 1.0198 | 1.0198 | 1.0198 | 1.0198 | 1.0198 | 1.0198 | 1.0198 | 1.0198 | 1.0198 | 1.0198 | 1.0198 | 1.0198 | 1.0198 | 1.0198 | 1.0198 | 1.0198 | 1.0198 | 1.0198 | 1.0198 | 1.0198 | 1.0198 | 1.0198 | 1.0198 | 1.0198 | 1.0198 | 1.0198 | 1.0198 | 1.0198 | 1.0198 | 1.0198 | 1.0198 | 1.0198 | 1.0198 | 1.0198 | 1.0198 | 1.0198 | 1.0198 | 1.0198 | 1.0198 | 1.0198 | 1.0198 | 1.0198 | 1.0198 | 1.0198 | 1.0198 | 1.0198 | 1.0198 | 1.0198 | 1.0198 | 1.0198 | 1.0198 | 1.0198 | 1.0198 | 1.0198 | 1.0198 | 1.0198 | 1.0198 | 1.0198 | 1.0198 | 1.0198 | 1.0198 | 1.0198 | 1.0198 | 1.0198 | 1.0198 | 1.0198 | 1.0198 | 1.0198 | 1.0198 | 1.0198 | 1.0198 | 1.0198 | 1.0198 | 1.0198 | 1.0198 | 1.0198 | 1.0198 | 1.0198 | 1.0198 | 1.0198 | 1.0198 | 1.0198 | 1.0198 | 1.0198 | 1.0198 | 1.0198 | 1.0198 | 1.0198 | 1.0198 | 1.0198 | 1.0198 | 1.0198 | 1.0198 | 1.0198 | 1.0198 | 1.0198 | 1.0198 | 1.0198 | 1.0198 | 1.0198 | 1.0198 | 1.0198 | 1.0198 | 1.0198 | 1.0198 | 1.0198 | 1.0198 | 1.0198 | 1.0198 | 1.0198 | 1.0198 | 1.0198 | 1.0198 | 1.0198 | 1.0198 | 1.0198 | 1.0198 | 1.0198 | 1.0198 | 1.0198 | 1.0198 | 1.0198 | 1.0198 | 1.0198 | 1.0198 | 1.0198 | 1.0198 | 1.0198 | 1.0198 | 1.0198 | 1.0198 | 1.0198 | 1.0198 | 1.0198 | 1.0198 | 1.0198 | 1.0198 | 1.0198 | 1.0198 | 1.0198 | 1.0198 | 1.0198 | 1.0198 | 1.0198 | 1.0198 | 1.0198 | 1.0198 | 1.0198 | 1.0198 | 1.0198 | 1.0198 | 1.0198 | 1.0198 | 1.0198 | 1.0198 | 1.0198 | 1.0198 | 1.0198 | 1.0198 | 1.0198 | 1.0198 | 1.0198 | 1.0198 | 1.0198 | 1.0198 | 1.0198 | 1.0198 | 1.0198 | 1.0198 | 1.0198 | 1.0198 | 1.0198 | 1.0198 | 1.0198 | 1.0198 | 1.0198 | 1.0198 | 1.0198 | 1.0198 | 1.0198 | 1.0198 | 1.0198 | 1.0198 | 1.0198 | 1.0198 | 1.0198 | 1.0198 | 1.0198 | 1.0198 | 1.0198 | 1.0198 | 1.0198 | 1.0198 | 1.0198 | 1.0198 | 1.0198 | 1.0198 | 1.0198 | 1.0198 | 1.0198 | 1.0198 | 1.0198 | 1.0198 | 1.0198 | 1.0198 | 1.0198 | 1.0198 | 1.0198 | 1.0198 | 1.0198 | 1.0198 | 1.0198 | 1.0198 | 1.0198 | 1.0198 | 1.0198 | 1.0198 | 1.0198 | 1.0198 | 1.0198 | 1.0198 | 1.0198 | 1.0198 | 1.0198 | 1.0198 | 1.0198 | 1.0198 | 1.0198 | 1.0198 | 1.0198 | 1.0198 | 1.0198 | 1.0198 | 1.0198 | 1.0198 | 1.0198 | 1.0198 | 1.0198 | 1.0198 | 1.0198 | 1.0198 | 1.0198 | 1.0198 | 1.0198 | 1.0198 | 1.0198 | 1.0198 | 1.0198 | 1.0198 | 1.0198 | 1.0198 | 1.0198 | 1.0198 | 1.0198 | 1.0198 | 1.0198 | 1.0198 | 1.0198 | 1.0198 | 1.0198 | 1.0198 | 1.0198 | 1.0198 | 1.0198 | 1.0198 | 1.0198 | 1.0198 | 1.0198 | 1.0198 | 1.0198 | 1.0198 | 1.0198 | 1.0198 | 1.0198 | 1.0198 | 1.0198 | 1.0198 | 1.0198 | 1.0198 | 1.0198 | 1.0198 | 1.0198 | 1.0198 | 1.0198 | 1.0198 | 1.0198 | 1.0198 | 1.0198 | 1.0198 | 1.0198 | 1.0198 | 1.0198 | 1.0198 | 1.0198 | 1.0198 | 1.0198 | 1.0198 | 1.0198 | 1.0198 | 1.0198 | 1.0198 | 1.0198 | 1.0198 | 1.0198 | 1.0198 | 1.0198 | 1.0198 | 1.0198 | 1.0198 | 1.0198 | 1.0198 | 1.0198 | 1.0198 | 1.0198 | 1.0198 | 1.0198 | 1.0198 | 1.0198 | 1.0198 | 1.0198 | 1.0198 | 1.0198 | 1.0198 | 1.0198 | 1.0198 | 1.0198 | 1.0198 | 1.0198 | 1.0198 | 1.0198 | 1.0198 | 1.0198 | 1.0198 | 1.0198 | 1.0198 | 1.0198 | 1.0198 | 1.0198 | 1.0198 | 1.0198 | 1.0198 | 1.0198 | 1.0198 | 1.0198 | 1.0198 | 1.0198 | 1.0198 | 1.0198 | 1.0198 | 1.0198 | 1.0198 | 1.0198 | 1.0198 | 1.0198 | 1.0198 | 1.0198 | 1.0198 | 1.0198 | 1.0198 | 1.0198 | 1.0198 | 1.0198 | 1.0198 | 1.0198 | 1.0198 | 1.0198 | 1.0198 | 1.0198 | 1.0198 | 1.0198 | 1.0198 | 1.0198 | 1.0198 | 1.0198 | 1.0198 | 1.0198 | 1.0198 | 1.0198 | 1.0198 | 1.0198 | 1.0198 | 1.0198 | 1.0198 | 1.0198 | 1.0198 | 1.0198 | 1.0198 | 1.0198 | 1.0198 | 1.0198 | 1.0198 | 1.0198 | 1.0198 | 1.0198 | 1.0198 | 1.0198 | 1.0198 | 1.0198 | 1.0198 | 1.0198 | 1.0198 | 1.0198 | 1.0198 | 1.0198 | 1.0198 | 1.0198 | 1.0198 | 1.0198 | 1.0198 | 1.0198 | 1.0198 | 1.0198 | 1.0198 | 1.0198 | 1.0198 | 1.0198 | 1.0198 | 1.0198 | 1.0198 | 1.0198 | 1.0198 | 1.0198 | 1.0198 | 1.0198 | 1.0198 | 1.0198 | 1.0198 | 1.0198 | 1.0198 | 1.0198 | 1.0198 | 1.0198 | 1.0198 | 1.0198 | 1.0198 | 1.0198 | 1.0198 | 1.0198 | 1.0198 | 1.0198 | 1.0198 | 1.0198 | 1.0198 | 1.0198 | 1.0198 | 1.0198 | 1.0198 | 1.0198 | 1.0198 | 1.0198 | 1.0198 | 1.0198 | 1.0198 | 1.0198 | 1.0198 | 1.0198 | 1.0198 | 1.0198 | 1.0198 | 1.0198 | 1.0198 | 1.0198 | 1.0198 | 1.0198 | 1.0198 | 1.0198 | 1.0198 | 1.0198 | 1.0198 | 1.0198 | 1.0198 | 1.0198 | 1.0198 | 1.0198 | 1.0198 | 1.0198 | 1.0198 | 1.0198 | 1.0198 | 1.0198 | 1.0198 | 1.0198 | 1.0198 | 1.0198 | 1.0198 | 1.0198 | 1.0198 | 1.0198 | 1.0198 | 1.0198 | 1.0198 | 1.0198 | 1.0198 | 1.0198 | 1.0198 | 1.0198 | 1.0198 | 1.0198 | 1.0198 | 1.0198 | 1.0198 | 1.0198 | 1.0198 | 1.0198 | 1.0198 | 1.0198 | 1.0198 | 1.0198 | 1.0198 | 1.0198 | 1.0198 | 1.0198 | 1.0198 | 1.0198 | 1.0198 | 1.0198 | 1.0198 | 1.0198 | 1.0198 | 1.0198 | 1.0198 | 1.0198 | 1.0198 | 1.0198 | 1.0198 | 1.0198 | 1.0198 | 1.0198 | 1.0198 | 1.0198 | 1.0198 | 1.0198 | 1.0198 | 1.0198 | 1.0198 | 1.0198 | 1.0198 | 1.0198 | 1.0198 | 1.0198 | 1.0198 | 1.0198 | 1.0198 | 1.0198 | 1.0198 | 1.0198 | 1.0198 | 1.0198 | 1.0198 | 1.0198 | 1.0198 | 1.0198 | 1.0198 | 1.0198 | 1.0198 | 1.0198 | 1.0198 | 1.0198 | 1.0198 | 1.0198 | 1.0198 | 1.0198 | 1.0198 | 1.0198 | 1.0198 | 1.0198 | 1.0198 | 1.0198 | 1.0198 | 1.0198 | 1.0198 | 1.0198 | 1.0198 | 1.0198 | 1.0198 | 1.0198 | 1.0198 | 1.0198 | 1.0198 | 1.0198 | 1.0198 | 1.0198 | 1.0198 | 1.0198 | 1.0198 | 1.0198 | 1.0198 | 1.0198 | 1.0198 | 1.0198 | 1.0198 | 1.0198 | 1.0198 | 1.0198 | 1.0198 | 1.0198 | 1.0198 | 1.0198 | 1.0198 | 1.0198 | 1.0198 | 1.0198 | 1.0198 | 1.0198 | 1.0198 | 1.0198 | 1.0198 | 1.0198 | 1.0198 | 1.0198 | 1.0198 | 1.0198 | 1.0198 | 1.0198 | 1.0198 | 1.0198 | 1.0198 | 1.0198 | 1.0198 | 1.0198 | 1.0198 | 1.0198 | 1.0198 | 1.0198 | 1.0198 | 1.0198 | 1.0198 | 1.0198 | 1.0198 | 1.0198 | 1.0198 | 1.0198 | 1.0198 | 1.0198 | 1.0198 | 1.0198 | 1.0198 | 1.0198 | 1.0198 | 1.0198 | 1.0198 | 1.0198 | 1.0198 | 1.0198 | 1.0198 | 1.0198 | 1.0198 | 1.0198 | 1.0198 | 1.0198 | 1.0198 | 1.0198 | 1.0198 | 1.0198 | 1.0198 | 1.0198 | 1.0198 | 1.0198 | 1.0198 | 1.0198 | 1.0198 | 1.0198 | 1.0198 | 1.0198 | 1.0198 | 1.0198 | 1.0198 | 1.0198 | 1.0198 | 1.0198 | 1.0198 | 1.0198 | 1.0198 | 1.0198 | 1.0198 | 1.0198 | 1.0198 | 1.0198 | 1.0198 | 1.0198 | 1.0198 | 1.0198 | 1.0198 | 1.0198 | 1.0198 | 1.0198 | 1.0198 | 1.0198 | 1.0198 | 1.0198 | 1.0198 | 1.0198 | 1.0198 | 1.0198 | 1.0198 | 1.0198 | 1.0198 | 1.0198 | 1.0198 | 1.0198 | 1.0198 | 1.0198 | 1.0198 | 1.0198 | 1.0198 | 1.0198 | 1.0198 | 1.0198 | 1.0198 | 1.0198 | 1.0198 | 1.0198 | 1.0198 | 1.0198 | 1.0198 | 1.0198 | 1.0198 | 1.0198 | 1.0198 | 1.0198 | 1.0198 | 1.0198 | 1.0198 | 1.0198 | 1.0198 | 1.0198 | 1.0198 | 1.0198 | 1.0198 | 1.0198 | 1.0198 | 1.0198 | 1.0198 | 1.0198 | 1.0198 | 1.0198 | 1.0198 | 1.0198 | 1.0198 | 1.0198 | 1.0198 | 1.0198 | 1.0198 | 1.0198 | 1.0198 | 1.0198 | 1.0198 | 1.0198 | 1.0198 | 1.0198 | 1.0198 | 1.0198 | 1.0198 | 1.0198 | 1.0198 | 1.0198 | 1.0198 | 1.0198 | 1.0198 | 1.0198 | 1.0198 | 1.0198 | 1.0198 | 1.0198 | 1.0198 | 1.0198 | 1.0198 | 1.0198 | 1.0198 | 1.0198 | 1.0198 | 1.0198 | 1.0198 | 1.0198 | 1.0198 | 1.0198 | 1.0198 | 1.0198 | 1.0198 | 1.0198 | 1.0198 | 1.0198 | 1.0198 | 1.0198 | 1.0198 | 1.0198 | 1.0198 | 1.0198 | 1.0198 | 1.0198 | 1.0198 | 1.0198 | 1.0198 | 1.0198 | 1.0198 | 1.0198 | 1.0198 | 1.0198 | 1.0198 | 1.0198 | 1.0198 | 1.0198 | 1.0198 | 1.0198 | 1.0198 | 1.0198 | 1.0198 | 1.0198 | 1.0198 | 1.0198 | 1.0198 | 1.0198 | 1.0198 | 1.0198 | 1.0198 | 1.0198 | 1.0198 | 1.0198 | 1.0198 | 1.0198 | 1.0198 | 1.0198 | 1.0198 | 1.0198 | 1.0198 | 1.0198 | 1.0198 | 1.0198 | 1.0198 | 1.0198 | 1.0198 | 1.0198 | 1.0198 | 1.0198 | 1.0198 | 1.0198 | 1.0198 | 1.0198 | 1.0198 | 1.0198 | 1.0198 | 1.0198 | 1.0198 | 1.0198 | 1.0198 | 1.0198 | 1.0198 | 1.0198 | 1.0198 | 1.0198 | 1.0198 | 1.0198 | 1.0198 | 1.0198 | 1.0198 | 1.0198 | 1.0198 | 1.0198 | 1.0198 | 1.0198 | 1.0198 | 1.0198 | 1.0198 | 1.0198 | 1.0198 | 1.0198 | 1.0198 | 1.0198 | 1.0198 | 1.0198 | 1.0198 | 1.0198 | 1.0198 | 1.0198 | 1.0198 | 1.0198 | 1.0198 | 1.0198 | 1.0198 | 1.0198 | 1.0198 | 1.0198 | 1.0198 | 1.0198 | 1.0198 | 1.0198 | 1.0198 | 1.0198 | 1.0198 | 1.0198 | 1.0198 | 1.0198 | 1.0198 | 1.0198 | 1.0198 | 1.0198 | 1.0198 | 1.0198 | 1.0198 | 1.0198 | 1.0198 | 1.0198 | 1.0198 | 1.0198 | 1.0198 | 1.0198 | 1.0198 | 1.0198 | 1.0198 | 1.0198 | 1.0198 | 1.0198 | 1.0198 | 1.0198 | 1.0198 | 1.0198 | 1.0198 | 1.0198 | 1.0198 | 1.0198 | 1.0198 | 1.0198 | 1.0198 | 1.0198 | 1.0198 | 1.0198 | 1.0198 | 1.0198 | 1.0198 | 1.0198 | 1.0198 | 1.0198 | 1.0198 | 1.0198 | 1.0198 | 1.0198 | 1.0198 | 1.0198 | 1.0198 | 1.0198 | 1.0198 | 1.0198 | 1.0198 | 1.0198 | 1.0198 | 1.0198 | 1.0198 | 1.0198 | 1.0198 | 1.0198 | 1.0198 | 1.0198 | 1.0198 | 1.0198 | 1.0198 | 1.0198 | 1.0198 | 1.0198 | 1.0198 | 1.0198 | 1.0198 | 1.0198 | 1.0198 | 1.0198 | 1.0198 | 1.0198 | 1.0198 | 1.0198 | 1.0198 | 1.0198 | 1.0198 | 1.0198 | 1.0198 | 1.0198 | 1.0198 | 1.0198 | 1.0198 | 1.0198 | 1.0198 | 1.0198 | 1.0198 | 1.0198 | 1.0198 | 1.0198 | 1.0198 | 1.0198 | 1.0198 | 1.0198 | 1.0198 | 1.0198 | 1.0198 | 1.0198 | 1.0198 | 1.0198 | 1.0198 | 1.0198 | 1.0198 | 1.0198 | 1.0198 | 1.0198 | 1.0198 | 1.0198 | 1.0198 | 1.0198 | 1.0198 | 1.0198 | 1.0198 | 1.0198 | 1.0198 | 1.0198 | 1.0198 | 1.0198 | 1.0198 | 1.0198 | 1.0198 | 1.0198 | 1.0198 | 1.0198 | 1.0198 | 1.0198 | 1.0198 | 1.0198 | 1.0198 | 1.0198 | 1.0198 | 1.0198 | 1.0198 | 1.0198 | 1.0198 | 1.0198 | 1.0198 | 1.0198 | 1.0198 | 1.0198 | 1.0198 | 1.0198 | 1.0198 | 1.0198 | 1.0198 | 1.0198 | 1.0198 | 1.0198 | 1.0198 | 1.0198 | 1.0198 | 1.0198 | 1.0198 | 1.0198 | 1.0198 | 1.0198 | 1.0198 | 1.0198 | 1.0198 | 1.0198 | 1.0198 | 1.0198 | 1.0198 | 1.0198 | 1.0198 | 1.0198 | 1.0198 | 1.0198 | 1.0198 | 1.0198 | 1.0198 | 1.0198 | 1.0198 | 1.0198 | 1.0198 | 1.0198 | 1.0198 | 1.0198 | 1.0198 | 1.0198 | 1.0198 | 1.0198 | 1.0198 | 1.0198 | 1.0198 | 1.0198 | 1.0198 | 1.0198 | 1.0198 | 1.0198 | 1.0198 | 1.0198 | 1.0198 | 1.0198 | 1.0198 | 1.0198 | 1.0198 | 1.0198 | 1.0198 | 1.0198 | 1.0198 | 1.0198 | 1.0198 | 1.0198 | 1.0198 | 1.0198 | 1.0198 | 1.0198 | 1.0198 | 1.0198 | 1.0198 | 1.0198 | 1.0198 | 1.0198 | 1.0198 | 1.0198 | 1.0198 | 1.0198 | 1.0198 | 1.0198 | 1.0198 | 1.0198 | 1.0198 | 1.0198 | 1.0198 | 1.0198 | 1.0198 | 1.0198 | 1.0198 | 1.0198 | 1.0198 | 1.0198 | 1.0198 | 1.0198 | 1.0198 | 1.0198 | 1.0198 | 1.0198 | 1.0198 | 1.0198 | 1.0198 | 1.0198 | 1.0198 | 1.0198 | 1.0198 | 1.0198 | 1.0198 | 1.0198 | 1.0198 | 1.0198 | 1.0198 | 1.0198 | 1.0198 | 1.0198 | 1.0198 | 1.0198 | 1.0198 | 1.0198 | 1.0198 | 1.0198 | 1.0198 | 1.0198 | 1.0198 | 1.0198 | 1.0198 | 1.0198 | 1.0198 | 1.0198 | 1.0198 | 1.0198 | 1.0198 | 1.0198 | 1.0198 | 1.0198 | 1.0198 | 1.0198 | 1.0198 | 1.0198 | 1.0198 | 1.0198 | 1.0198 | 1.0198 | 1.0198 | 1.0198 | 1.0198 | 1.0198 | 1.0198 | 1.0198 | 1.0198 | 1.0198 | 1.0198 | 1.0198 | 1.0198 | 1.0198 | 1.0198 | 1.0198 | 1.0198 | 1.0198 | 1.0198 | 1.0198 | 1.0198 | 1.0198 | 1.0198 | 1.0198 | 1.0198 | 1.0198 | 1.0198 | 1.0198 | 1.0198 | 1.0198 | 1.0198 | 1.0198 | 1.0198 | 1.0198 | 1.0198 | 1.0198 | 1.0198 | 1.0198 | 1.0198 | 1.0198 | 1.0198 | 1.0198 | 1.0198 | 1.0198 | 1.0198 | 1.0198 | 1.0198 | 1.0198 | 1.0198 | 1.0198 | 1.0198 | 1.0198 | 1.0198 | 1.0198 | 1.0198 | 1.0198 | 1.0198 | 1.0198 | 1.0198 | 1.0198 | 1.0198 | 1.0198 | 1.0198 | 1.0198 | 1.0198 | 1.0198 | 1.0198 | 1.0198 | 1.0198 | 1.0198 | 1.0198 | 1.0198 | 1.0198 | 1.0198 | 1.0198 | 1.0198 | 1.0198 | 1.0198 | 1.0198 | 1.0198 | 1.0198 | 1.0198 | 1.0198 | 1.0198 | 1.0198 | 1.0198 | 1.0198 | 1.0198 | 1.0198 | 1.0198 | 1.0198 | 1.0198 | 1.0198 | 1.0198 | 1.0198 | 1.0198 | 1.0198 | 1.0198 | 1.0198 | 1.0198 | 1.0198 | 1.0198 | 1.0198 | 1.0198 | 1.0198 | 1.0198 | 1.0198 | 1.0198 | 1.0198 | 1.0198 | 1.0198 | 1.0198 | 1.0198 | 1.0198 | 1.0198 | 1.0198 | 1.0198 | 1.0198 | 1.0198 | 1.0198 | 1.0198 | 1.0198 | 1.0198 | 1.0198 | 1.0198 | 1.0198 | 1.0198 | 1.0198 | 1.0198 | 1.0198 | 1.0198 | 1.0198 | 1.0198 | 1.0198 | 1.0198 | 1.0198 | 1.0198 | 1.0198 | 1.0198 | 1.0198 | 1.0198 | 1.0198 | 1.0198 | 1.0198 | 1.0198 | 1.0198 | 1.0198 | 1.0198 | 1.0198 | 1.0198 | 1.0198 | 1.0198 | 1.0198 | 1.0198 | 1.0198 | 1.0198 | 1.0198 | 1.0198 | 1.0198 | 1.0198 | 1.0198 | 1.0198 | 1.0198 | 1.0198 | 1.0198 | 1.0198 | 1.0198 | 1.0198 | 1.0198 | 1.0198 | 1.0198 | 1.0198 | 1.0198 | 1.0198 | 1.0198 | 1.0198 | 1.0198 | 1.0198 | 1.0198 | 1.0198 | 1.0198 | 1.0198 | 1.0198 | 1.0198 | 1.0198 | 1.0198 | 1.0198 | 1.0198 | 1.0198 | 1.0198 | 1.0198 | 1.0198 | 1.0198 | 1.0198 | 1.0198 | 1.0198 | 1.0198 | 1.0198 | 1.0198 | 1.0198 | 1.0198 | 1.0198 | 1.0198 | 1.0198 | 1.0198 | 1.0198 | 1.0198 | 1.0198 | 1.0198 | 1.0198 | 1.0198 | 1.0198 | 1.0198 | 1.0198 | 1.0198 | 1.0198 | 1.0198 | 1.0198 | 1.0198 | 1.0198 | 1.0198 | 1.0198 | 1.0198 | 1.0198 | 1.0198 | 1.0198 | 1.0198 | 1.0198 | 1.0198 | 1.0198 | 1.0198 | 1.0198 | 1.0198 | 1.0198 | 1.0198 | 1.0198 | 1.0198 | 1.0198 | 1.0198 | 1.0198 | 1.0198 | 1.0198 | 1.0198 | 1.0198 | 1.0198 | 1.0198 | 1.0198 | 1.0198 | 1.0198 | 1.0198 | 1.0198 | 1.0198 | 1.0198 | 1.0198 | 1.0198 | 1.0198 | 1.0198 | 1.0198 | 1.0198 | 1.0198 | 1.0198 | 1.0198 | 1.0198 | 1.0198 | 1.0198 | 1.0198 | 1.0198 | 1.0198 | 1.0198 | 1.0198 | 1.0198 | 1.0198 | 1.0198 | 1.0198 | 1.0198 | 1.0198 | 1.0198 | 1.0198 | 1.0198 | 1.0198 | 1.0198 | 1.0198 | 1.0198 | 1.0198 | 1.0198 | 1.0198 | 1.0198 | 1.0198 | 1.0198 | 1.0198 | 1.0198 | 1.0198 | 1.0198 | 1.0198 | 1.0198 | 1.0198 | 1.0198 | 1.0198 | 1.0198 | 1.0198 | 1.0198 | 1.0198 | 1.0198 | 1.0198 | 1.0198 | 1.0198 | 1.0198 | 1.0198 | 1.0198 | 1.0198 | 1.0198 | 1.0198 | 1.0198 | 1.0198 | 1.0198 | 1.0198 | 1.0198 | 1.0198 | 1.0198 | 1.0198 | 1.0198 | 1.0198 | 1.0198 | 1.0198 | 1.0198 | 1.0198 | 1.0198 | 1.0198 | 1.0198 | 1.0198 | 1.0198 | 1.0198 | 1.0198 | 1.0198 | 1.0198 | 1.0198 | 1.0198 | 1.0198 | 1.0198 | 1.0198 | 1.0198 | 1.0198 | 1.0198 | 1.0198 | 1.0198 | 1.0198 | 1.0198 | 1.0198 | 1.0198 | 1.0198 | 1.0198 | 1.0198 | 1.0198 | 1.0198 | 1.0198 | 1.0198 | 1.0198 | 1.0198 | 1.0198 | 1.0198 | 1.0198 | 1.0198 | 1.0198 | 1.0198 | 1.0198 | 1.0198 | 1.0198 | 1.0198 | 1.0198 | 1.0198 | 1.0198 | 1.0198 | 1.0198 | 1.0198 | 1.0198 | 1.0198 | 1.0198 | 1.0198 | 1.0198 | 1.0198 | 1.0198 | 1.0198 | 1.0198 | 1.0198 | 1.0198 | 1.0198 | 1.0198 | 1.0198 | 1.0198 | 1.0198 | 1.0198 | 1.0198 | 1.0198 | 1.0198 | 1.0198 | 1.0198 | 1.0198 | 1.0198 | 1.0198 | 1.0198 | 1.0198 | 1.0198 | 1.0198 | 1.0198 | 1.0198 | 1.0198 | 1.0198 | 1.0198 | 1.0198 | 1.0198 | 1.0198 | 1.0198 | 1.0198 | 1.0198 | 1.0198 | 1.0198 | 1.0198 | 1.0198 | 1.0198 | 1.0198 | 1.0198 | 1.0198 | 1.0198 | 1.0198 | 1.0198 | 1.0198 | 1.0198 | 1.0198 | 1.0198 | 1.0198 | 1.0198 | 1.0198 | 1.0198 | 1.0198 | 1.0198 | 1.0198 | 1.0198 | 1.0198 | 1.0198 | 1.0198 | 1.0198 | 1.0198 | 1.0198 | 1.0198 | 1.0198 | 1.0198 | 1.0198 | 1.0198 | 1.0198 | 1.0198 | 1.0198 | 1.0198 | 1.0198 | 1.0198 | 1.0198 | 1.0198 | 1.0198 | 1.0198 | 1.0198 | 1.0198 | 1.0198 | 1.0198 | 1.0198 | 1.0198 | 1.0198 | 1.0198 | 1.0198 | 1.0198 | 1.0198 | 1.0198 | 1.0198 | 1.0198 | 1.0198 | 1.0198 | 1.0198 | 1.0198 | 1.0198 | 1.0198 | 1.0198 | 1.0198 | 1.0198 | 1.0198 | 1.0198 | 1.0198 | 1.0198 | 1.0198 | 1.0198 | 1.0198 | 1.0198 | 1.0198 | 1.0198 | 1.0198 | 1.0198 | 1.0198 | 1.0198 | 1.0198 | 1.0198 | 1.0198 | 1.0198 | 1.0198 | 1.0198 | 1.0198 | 1.0198 | 1.0198 | 1.0198 | 1.0198 | 1.0198 | 1.0198 | 1.0198 | 1.0198 | 1.0198 | 1.0198 | 1.0198 | 1.0198 | 1.0198 | 1.0198 | 1.0198 | 1.0198 | 1.0198 | 1.0198 | 1.0198 | 1.0198 | 1.0198 | 1.0198 | 1.0198 | 1.0198 | 1.0198 | 1.0198 | 1.0198 | 1.0198 | 1.0198 | 1.0198 | 1.0198 | 1.0198 | 1.0198 | 1.0198 | 1.0198 | 1.0198 | 1.0198 | 1.0198 | 1.0198 | 1.0198 | 1.0198 | 1.0198 | 1.0198 | 1.0198 | 1.0198 | 1.0198 | 1.0198 | 1.0198 | 1.0198 | 1.0198 | 1.0198 | 1.0198 | 1.0198 | 1.0198 | 1.0198 | 1.0198 | 1.0198 | 1.0198 | 1.0198 | 1.0198 | 1.0198 | 1.0198 | 1.0198 | 1.0198 | 1.0198 | 1.0198 | 1.0198 | 1.0198 | 1.0198 | 1.0198 | 1.0198 | 1.0198 | 1.0198 | 1.0198 | 1.0198 | 1.0198 | 1.0198 | 1.0198 | 1.0198 | 1.0198 | 1.0198 | 1.0198 | 1.0198 | 1.0198 | 1.0198 | 1.0198 | 1.0198 | 1.0198 | 1.0198 | 1.0198 | 1.0198 | 1.0198 | 1.0198 | 1.0198 | 1.0198 | 1.0198 | 1.0198 | 1.0198 | 1.0198 | 1.0198 | 1.0198 | 1.0198 | 1.0198 | 1.0198 | 1.0198 | 1.0198 | 1.0198 | 1.0198 | 1.0198 | 1.0198 | 1.0198 | 1.0198 | 1.0198 | 1.0198 | 1.0198 | 1.0198 | 1.0198 | 1.0198 | 1.0198 | 1.0198 | 1.0198 | 1.0198 | 1.0198 | 1.0198 | 1.0198 | 1.0198 | 1.0198 | 1.0198 | 1.0198 | 1.0198 | 1.0198 | 1.0198 | 1.0198 | 1.0198 | 1.0198 | 1.0198 | 1.0198 | 1.0198 | 1.0198 | 1.0198 | 1.0198 | 1.0198 | 1.0198 | 1.0198 | 1.0198 | 1.0198 | 1.0198 | 1.0198 | 1.0198 | 1.0198 | 1.0198 | 1.0198 | 1.0198 | 1.0198 | 1.0198 | 1.0198 | 1.0198 | 1.0198 | 1.0198 | 1.0198 | 1.0198 | 1.0198 | 1.0198 | 1.0198 | 1.0198 | 1.0198 | 1.0198 | 1.0198 | 1.0198 | 1.0198 | 1.0198 | 1.0198 | 1.0198 | 1.0198 | 1.0198 | 1.0198 | 1.0198 | 1.0198 | 1.0198 | 1.0198 | 1.0198 | 1.0198 | 1.0198 | 1.0198 | 1.0198 | 1.0198 | 1.0198 | 1.0198 | 1.0198 | 1.0198 | 1.0198 | 1.0198 | 1.0198 | 1.0198 | 1.0198 | 1.0198 | 1.0198 | 1.0198 | 1.0198 | 1.0198 | 1.0198 | 1.0198 | 1.0198 | 1.0198 | 1.0198 | 1.0198 | 1.0198 | 1.0198 | 1.0198 | 1.0198 | 1.0198 | 1.0198 | 1.0198 | 1.0198 | 1.0198 | 1.0198 | 1.0198 | 1.0198 | 1.0198 | 1.0198 | 1.0198 | 1.0198 | 1.0198 | 1.0198 | 1.0198 | 1.0198 | 1.0198 | 1.0198 | 1.0198 | 1.0198 | 1.0198 | 1.0198 | 1.0198 | 1.0198 | 1.0198 | 1.0198 | 1.0198 | 1.0198 | 1.0198 | 1.0198 | 1.0198 | 1.0198 | 1.0198 | 1.0198 | 1.0198 | 1.0198 | 1.0198 | 1.0198 | 1.0198 | 1.0198 | 1.0198 | 1.0198 | 1.0198 | 1.0198 | 1.0198 | 1.0198 | 1.0198 | 1.0198 | 1.0198 | 1.0198 | 1.0198 | 1.0198 | 1.0198 | 1.0198 | 1.0198 | 1.0198 | 1.0198 | 1.0198 | 1.0198 | 1.0198 | 1.0198 | 1.0198 | 1.0198 | 1.0198 | 1.0198 | 1.0198 | 1.0198 | 1.0198 | 1.0198 | 1.0198 | 1.0198 | 1.0198 | 1.0198 | 1.0198 | 1.0198 | 1.0198 | 1.0198 | 1.0198 | 1.0198 | 1.0198 | 1.0198 | 1.0198 | 1.0198 | 1.0198 | 1.0198 | 1.0198 | 1.0198 | 1.0198 | 1.0198 | 1.0198 | 1.0198 | 1.0198 | 1.0198 | 1.0198 | 1.0198 | 1.0198 | 1.0198 | 1.0198 | 1.0198 | 1.0198 | 1.0198 | 1.0198 | 1.0198 | 1.0198 | 1.0198 | 1.0198 | 1.0198 | 1.0198 | 1.0198 | 1.0198 | 1.0198 | 1.0198 | 1.0198 | 1.0198 | 1.0198 | 1.0198 | 1.0198 | 1.0198 | 1.0198 | 1.0198 | 1.0198 | 1.0198 | 1.0198 | 1.0198 | 1.0198 | 1.0198 | 1.0198 | 1.0198 | 1.0198 | 1.0198 | 1.0198 | 1.0198 | 1.0198 | 1.0198 | 1.0198 | 1.0198 | 1.0198 | 1.0198 | 1.0198 | 1.0198 | 1.0198 | 1.0198 | 1.0198 | 1.0198 | 1.0198 | 1.0198 | 1.0198 | 1.0198 | 1.0198 | 1.0198 | 1.0198 | 1.0198 | 1.0198 | 1.0198 | 1.0198 | 1.0198 | 1.0198 | 1.0198 | 1.0198 | 1.0198 | 1.0198 | 1.0198 | 1.0198 | 1.0198 | 1.0198 | 1.0198 | 1.0198 | 1.0198 | 1.0198 | 1.0198 | 1.0198 | 1.0198 | 1.0198 | 1.0198 | 1.0198 | 1.0198 | 1.0198 | 1.0198 | 1.0198 | 1.0198 | 1.0198 | 1.0198 | 1.0198 | 1.0198 | 1.0198 | 1.0198 | 1.0198 | 1.0198 | 1.0198 | 1.0198 | 1.0198 | 1.0198 | 1.0198 | 1.0198 | 1.0198 | 1.0198 | 1.0198 | 1.0198 | 1.0198 | 1.0198 | 1.0198 | 1.0198 | 1.0198 | 1.0198 | 1.0198 | 1.0198 | 1.0198 | 1.0198 | 1.0198 | 1.0198 | 1.0198 | 1.0198 | 1.0198 | 1.0198 | 1.0198 | 1.0198 | 1.0198 | 1.0198 | 1.0198 | 1.0198 | 1.0198 | 1.0198 | 1.0198 | 1.0198 | 1.0198 | 1.0198 | 1.0198 | 1.0198 | 1.0198 | 1.0198 | 1.0198 | 1.0198 | 1.0198 | 1.0198 | 1.0198 | 1.0198 | 1.0198 | 1.0198 | 1.0198 | 1.0198 | 1.0198 | 1.0198 | 1.0198 | 1.0198 | 1.0198 | 1.0198 | 1.0198 | 1.0198 | 1.0198 | 1.0198 | 1.0198 | 1.0198 | 1.0198 | 1.0198 | 1.0198 | 1.0198 | 1.0198 | 1.0198 | 1.0198 | 1.0198 | 1.0198 | 1.0198 | 1.0198 | 1.0198 | 1.0198 | 1.0198 | 1.0198 | 1.0198 | 1.0198 | 1.0198 | 1.0198 | 1.0198 | 1.0198 | 1.0198 | 1.0198 | 1.0198 | 1.0198 | 1.0198 | 1.0198 | 1.0198 | 1.0198 | 1.0198 | 1.0198 | 1.0198 | 1.0198 | 1.0198 | 1.0198 | 1.0198 | 1.0198 | 1.0198 | 1.0198 | 1.0198 | 1.0198 | 1.0198 | 1.0198 | 1.0198 | 1.0198 | 1.0198 | 1.0198 | 1.0198 | 1.0198 | 1.0198 | 1.0198 | 1.0198 | 1.0198 | 1.0198 | 1.0198 | 1.0198 | 1.0198 | 1.0198 | 1.0198 | 1.0198 | 1.0198 | 1.0198 | 1.0198 | 1.0198 | 1.0198 | 1.0198 | 1.0198 | 1.0198 | 1.0198 | 1.0198 | 1.0198 | 1.0198 | 1.0198 | 1.0198 | 1.0198 | 1.0198 | 1.0198 | 1.0198 | 1.0198 | 1.0198 | 1.0198 | 1.0198 | 1.0198 | 1.0198 | 1.0198 | 1.0198 | 1.0198 | 1.0198 | 1.0198 | 1.0198 | 1.0198 | 1.0198 | 1.0198 | 1.0198 | 1.0198 | 1.0198 | 1.0198 | 1.0198 | 1.0198 | 1.0198 | 1.0198 | 1.0198 | 1.0198 | 1.0198 | 1.0198 | 1.0198 | 1.0198 | 1.0198 | 1.0198 | 1.0198 | 1.0198 | 1.0198 | 1.0198 | 1.0198 | 1.0198 | 1.0198 | 1.0198 | 1.0198 | 1.0198 | 1.0198 | 1.0198 | 1.0198 | 1.0198 | 1.0198 | 1.0198 | 1.0198 | 1.0198 | 1.0198 | 1.0198 | 1.0198 | 1.0198 | 1.0198 | 1.0198 | 1.0198 | 1.0198 | 1.0198 | 1.0198 | 1.0198 | 1.0198 | 1.0198 | 1.0198 | 1.0198 | 1.0198 | 1.0198 | 1.0198 | 1.0198 | 1.0198 | 1.0198 | 1.0198 | 1.0198 | 1.0198 | 1.0198 | 1.0198 | 1.0198 | 1.0198 | 1.0198 | 1.0198 | 1.0198 | 1.0198 | 1.0198 | 1.0198 | 1.0198 | 1.0198 | 1.0198 | 1.0198 | 1.0198 | 1.0198 | 1.0198 | 1.0198 | 1.0198 | 1.0198 | 1.0198 | 1.0198 | 1.0198 | 1.0198 | 1.0198 | 1.0198 | 1.0198 | 1.0198 | 1.0198 | 1.0198 | 1.0198 | 1.0198 | 1.0198 | 1.0198 | 1.0198 | 1.0198 | 1.0198 | 1.0198 | 1.0198 | 1.0198 | 1.0198 | 1.0198 | 1.0198 | 1.0198 | 1.0198 | 1.0198 | 1.0198 | 1.0198 | 1.0198 | 1.0198 | 1.0198 | 1.0198 | 1.0198 | 1.0198 | 1.0198 | 1.0198 | 1.0198 | 1.0198 | 1.0198 | 1.0198 | 1.0198 | 1.0198 | 1.0198 | 1.0198 | 1.0198 | 1.0198 | 1.0198 | 1.0198 | 1.0198 | 1.0198 | 1.0198 | 1.0198 | 1.0198 | 1.0198 | 1.0198 | 1.0198 | 1.0198 | 1.0198 | 1.0198 | 1.0198 | 1.0198 | 1.0198 | 1.0198 | 1.0198 | 1.0198 | 1.0198 | 1.0198 | 1.0198 | 1.0198 | 1.0198 | 1.0198 | 1.0198 | 1.0198 | 1.0198 | 1.0198 | 1.0198 | 1.0198 | 1.0198 | 1.0198 | 1.0198 | 1.0198 | 1.0198 | 1.0198 | 1.0198 | 1.0198 | 1.0198 | 1.0198 | 1.0198 | 1.0198 | 1.0198 | 1.0198 | 1.0198 | 1.0198 | 1.0198 | 1.0198 | 1.0198 | 1.0198 | 1.0198 | 1.0198 | 1.0198 | 1.0198 | 1.0198 | 1.0198 | 1.0198 | 1.0198 | 1.0198 | 1.0198 | 1.0198 | 1.0198 | 1.0198 | 1.0198 | 1.0198 | 1.0198 | 1.0198 | 1.0198 | 1.0198 | 1.0198 | 1.0198 | 1.0198 | 1.0198 | 1.0198 | 1.0198 | 1.0198 | 1.0198 | 1.0198 | 1.0198 | 1.0198 | 1.0198 | 1.0198 | 1.0198 | 1.0198 | 1.0198 | 1.0198 | 1.0198 | 1.0198 | 1.0198 | 1.0198 | 1.0198 | 1.0198 | 1.0198 | 1.0198 | 1.0198 | 1.0198 | 1.0198 | 1.0198 | 1.0198 | 1.0198 | 1.0198 | 1.0198 | 1.0198 | 1.0198 | 1.0198 | 1.0198 | 1.0198 | 1.0198 | 1.0198 | 1.0198 | 1.0198 | 1.0198 | 1.0198 | 1.0198 | 1.0198 | 1.0198 | 1.0198 | 1.0198 | 1.0198 | 1.0198 | 1.0198 | 1.0198 | 1.0198 | 1.0198 | 1.0198 | 1.0198 | 1.0198 | 1.0198 | 1.0198 | 1.0198 | 1.0198 | 1.0198 | 1.0198 | 1.0198 | 1.0198 | 1.0198 | 1.0198 | 1.0198 | 1.0198 | 1.0198 | 1.0198 | 1.0198 | 1.0198 | 1.0198 | 1.0198 | 1.0198 | 1.0198 | 1.0198 | 1.0198 | 1.0198 | 1.0198 | 1.0198 | 1.0198 | 1.0198 | 1.0198 | 1.0198 | 1.0198 | 1.0198 | 1.0198 | 1.0198 | 1.0198 | 1.0198 | 1.0198 | 1.0198 | 1.0198 | 1.0198 | 1.0198 | 1.0198 | 1.0198 | 1.0198 | 1.0198 | 1.0198 | 1.0198 | 1.0198 | 1.0198 | 1.0198 | 1.0198 | 1.0198 | 1.0198 | 1.0198 | 1.0198 | 1.0198 | 1.0198 | 1.0198 | 1.0198 | 1.0198 | 1.0198 | 1.0198 | 1.0198 | 1.0198 | 1.0198 | 1.0198 | 1.0198 | 1.0198 | 1.0198 | 1.0198 | 1.0198 | 1.0198 | 1.0198 | 1.0198 | 1.0198 | 1.0198 | 1.0198 | 1.0198 | 1.0198 | 1.0198 | 1.0198 | 1.0198 | 1.0198 | 1.0198 | 1.0198 | 1.0198 | 1.0198 | 1.0198 | 1.0198 | 1.0198 | 1.0198 | 1.0198 | 1.0198 | 1.0198 | 1.0198 | 1.0198 | 1.0198 | 1.0198 | 1.0198 | 1.0198 | 1.0198 | 1.0198 | 1.0198 | 1.0198 | 1.0198 | 1.0198 | 1.0198 | 1.0198 | 1.0198 | 1.0198 | 1.0198 | 1.0198 | 1.0198 | 1.0198 | 1.0198 | 1.0198 | 1.0198 | 1.0198 | 1.0198 | 1.0198 | 1.0198 | 1.0198 | 1.0198 | 1.0198 | 1.0198 | 1.0198 | 1.0198 | 1.0198 | 1.0198 | 1.0198 | 1.0198 | 1.0198 | 1.0198 | 1.0198 | 1.0198 | 1.0198 | 1.0198 | 1.0198 | 1.0198 | 1.0198 | 1.0198 | 1.0198 | 1.0198 | 1.0198 | 1.0198 | 1.0198 | 1.0198 | 1.0198 | 1.0198 | 1.0198 | 1.0198 | 1.0198 | 1.0198 | 1.0198 | 1.0198 | 1.0198 | 1.0198 | 1.0198 | 1.0198 | 1.0198 | 1.0198 | 1.0198 | 1.0198 | 1.0198 | 1.0198 | 1.0198 | 1.0198 | 1.0198 | 1.0198 | 1.0198 | 1.0198 | 1.0198 | 1.0198 | 1.0198 | 1.0198 | 1.0198 | 1.0198 | 1.0198 | 1.0198 | 1.0198 | 1.0198 | 1.0198 | 1.0198 | 1.0198 | 1.0198 | 1.0198 | 1.0198 | 1.0198 | 1.0198 | 1.0198 | 1.0198 | 1.0198 | 1.0198 | 1.0198 | 1.0198 | 1.0198 | 1.0198 | 1.0198 | 1.0198 | 1.0198 | 1.0198 | 1.0198 | 1.0198 | 1.0198 | 1.0198 | 1.0198 | 1.0198 | 1.0198 | 1.0198 | 1.0198 | 1.0198 | 1.0198 | 1.0198 | 1.0198 | 1.0198 | 1.0198 | 1.0198 | 1.0198 | 1.0198 | 1.0198 | 1.0198 | 1.0198 | 1.0198 | 1.0198 | 1.0198 | 1.0198 | 1.0198 | 1.0198 | 1.0198 | 1.0198 | 1.0198 | 1.0198 | 1.0198 | 1.0198 | 1.0198 | 1.0198 | 1.0198 | 1.0198 | 1.0198 | 1.0198 | 1.0198 | 1.0198 | 1.0198 | 1.0198 | 1.0198 | 1.0198 | 1.0198 | 1.0198 | 1.0198 | 1.0198 | 1.0198 | 1.0198 | 1.0198 | 1.0198 | 1.0198 | 1.0198 | 1.0198 | 1.0198 | 1.0198 | 1.0198 | 1.0198 | 1.0198 | 1.0198 | 1.0198 | 1.0198 | 1.0198 | 1.0198 | 1.0198 | 1.0198 | 1.0198 | 1.0198 | 1.0198 | 1.0198 | 1.0198 | 1.0198 | 1.0198 | 1.0198 | 1.0198 | 1.0198 | 1.0198 | 1.0198 | 1.0198 | 1.0198 | 1.0198 | 1.0198 | 1.0198 | 1.0198 | 1.0198 | 1.0198 | 1.0198 | 1.0198 | 1.0198 | 1.0198 | 1.0198 | 1.0198 | 1.0198 | 1.0198 | 1.0198 | 1.0198 | 1.0198 | 1.0198 | 1.0198 | 1.0198 | 1.0198 | 1.0198 | 1.0198 | 1.0198 | 1.0198 | 1.0198 | 1.0198 | 1.0198 | 1.0198 | 1.0198 | 1.0198 | 1.0198 | 1.0198 | 1.0198 | 1.0198 | 1.0198 | 1.0198 | 1.0198 | 1.0198 | 1.0198 | 1.0198 | 1.0198 | 1.0198 | 1.0198 | 1.0198 | 1.0198 | 1.0198 | 1.0198 | 1.0198 | 1.0198 | 1.0198 | 1.0198 | 1.0198 | 1.0198 | 1.0198 | 1.0198 | 1.0198 | 1.0198 | 1.0198 | 1.0198 | 1.0198 | 1.0198 | 1.0198 | 1.0198 | 1.0198 | 1.0198 | 1.0198 | 1.0198 | 1.0198 | 1.0198 | 1.0198 | 1.0198 | 1.0198 | 1.0198 | 1.0198 | 1.0198 | 1.0198 | 1.0198 | 1.0198 | 1.0198 | 1.0198 | 1.0198 | 1.0198 | 1.0198 | 1.0198 | 1.0198 | 1.0198 | 1.0198 | 1.0198 | 1.0198 | 1.0198 | 1.0198 | 1.0198 | 1.0198 | 1.0198 | 1.0198 | 1.0198 | 1.0198 | 1.0198 | 1.0198 | 1.0198 | 1.0198 | 1.0198 | 1.0198 | 1.0198 | 1.0198 | 1.0198 | 1.0198 | 1.0198 | 1.0198 | 1.0198 | 1.0198 | 1.0198 | 1.0198 | 1.0198 | 1.0198 | 1.0198 | 1.0198 | 1.0198 | 1.0198 | 1.0198 | 1.0198 | 1.0198 | 1.0198 | 1.0198 | 1.0198 | 1.0198 | 1.0198 | 1.0198 | 1.0198 | 1.0198 | 1.0198 | 1.0198 | 1.0198 | 1.0198 | 1.0198 | 1.0198 | 1.0198 | 1.0198 | 1.0198 | 1.0198 | 1.0198 | 1.0198 | 1.0198 | 1.0198 | 1.0198 | 1.0198 | 1.0198 | 1.0198 | 1.0198 | 1.0198 | 1.0198 | 1.0198 | 1.0198 | 1.0198 | 1.0198 | 1.0198 | 1.0198 | 1.0198 | 1.0198 | 1.0198 | 1.0198 | 1.0198 | 1.0198 | 1.0198 | 1.0198 | 1.0198 | 1.0198 | 1.0198 | 1.0198 | 1.0198 | 1.0198 | 1.0198 | 1.0198 | 1.0198 | 1.0198 | 1.0198 | 1.0198 | 1.0198 | 1.0198 | 1.0198 | 1.0198 | 1.0198 | 1.0198 | 1.0198 | 1.0198 | 1.0198 | 1.0198 | 1.0198 | 1.0198 | 1.0198 | 1.0198 | 1.0198 | 1.0198 | 1.0198 | 1.0198 | 1.0198 | 1.0198 | 1.0198 | 1.0198 | 1.0198 | 1.0198 | 1.0198 | 1.0198 | 1.0198 | 1.0198 | 1.0198 | 1.0198 | 1.0198 | 1.0198 | 1.0198 | 1.0198 | 1.0198 | 1.0198 | 1.0198 | 1.0198 | 1.0198 | 1.0198 | 1.0198 | 1.0198 | 1.0198 | 1.0198 | 1.0198 | 1.0198 | 1.0198 | 1.0198 | 1.0198 | 1.0198 | 1.0198 | 1.0198 | 1.0198 | 1.0198 | 1.0198 | 1.0198 | 1.0198 | 1.0198 | 1.0198 | 1.0198 | 1.0198 | 1.0198 | 1.0198 | 1.0198 | 1.0198 | 1.0198 | 1.0198 | 1.0198 | 1.0198 | 1.0198 | 1.0198 | 1.0198 | 1.0198 | 1.0198 | 1.0198 | 1.0198 | 1.0198 | 1.0198 | 1.0198 | 1.0198 | 1.0198 | 1.0198 | 1.0198 | 1.0198 | 1.0198 | 1.0198 | 1.0198 | 1.0198 | 1.0198 | 1.0198 | 1.0198 | 1.0198 | 1.0198 | 1.0198 | 1.0198 | 1.0198 | 1.0198 | 1.0198 | 1.0198 | 1.0198 | 1.0198 | 1.0198 | 1.0198 | 1.0198 | 1.0198 | 1.0198 | 1.0198 | 1.0198 | 1.0198 | 1.0198 | 1.0198 | 1.0198 | 1.0198 | 1.0198 | 1.0198 | 1.0198 | 1.0198 | 1.0198 | 1.0198 | 1.0198 | 1.0198 | 1.0198 | 1.0198 | 1.0198 | 1.0198 | 1.0198 | 1.0198 | 1.0198 | 1.0198 | 1.0198 | 1.0198 | 1.0198 | 1.0198 | 1.0198 | 1.0198 | 1.0198 | 1.0198 | 1.0198 | 1.0198 | 1.0198 | 1.0198 | 1.0198 | 1.0198 | 1.0198 | 1.0198 | 1.0198 | 1.0198 | 1.0198 | 1.0198 | 1.0198 | 1.0198 | 1.0198 | 1.0198 | 1.0198 | 1.0198 | 1.0198 | 1.0198 | 1.0198 | 1.0198 | 1.0198 | 1.0198 | 1.0198 | 1.0198 | 1.0198 | 1.0198 | 1.0198 | 1.0198 | 1.0198 | 1.0198 | 1.0198 | 1.0198 | 1.0198 | 1.0198 | 1.0198 | 1.0198 | 1.0198 | 1.0198 | 1.0198 | 1.0198 | 1.0198 | 1.0198 | 1.0198 | 1.0198 | 1.0198 | 1.0198 | 1.0198 | 1.0198 | 1.0198 | 1.0198 | 1.0198 | 1.0198 | 1.0198 | 1.0198 | 1.0198 | 1.0198 | 1.0198 | 1.0198 | 1.0198 | 1.0198 | 1.0198 | 1.0198 | 1.0198 | 1.0198 | 1.0198 | 1.0198 | 1.0198 | 1.0198 | 1.0198 | 1.0198 | 1.0198 | 1.0198 | 1.0198 | 1.0198 | 1.0198 | 1.0198 | 1.0198 | 1.0198 | 1.0198 | 1.0198 | 1.0198 | 1.0198 | 1.0198 | 1.0198 | 1.0198 | 1.0198 | 1.0198 | 1.0198 | 1.0198 | 1.0198 | 1.0198 | 1.0198 | 1.0198 | 1.0198 | 1.0198 | 1.0198 | 1.0198 | 1.0198 | 1.0198 | 1.0198 | 1.0198 | 1.0198 | 1.0198 | 1.0198 | 1.0198 | 1.0198 | 1.0198 | 1.0198 | 1.0198 | 1.0198 | 1.0198 | 1.0198 | 1.0198 | 1.0198 | 1.0198 | 1.0198 | 1.0198 | 1.0198 | 1.0198 | 1.0198 | 1.0198 | 1.0198 | 1.0198 | 1.0198 | 1.0198 | 1.0198 | 1.0198 | 1.0198 | 1.0198 | 1.0198 | 1.0198 | 1.0198 | 1.0198 | 1.0198 | 1.0198 | 1.0198 | 1.0198 | 1.0198 | 1.0198 | 1.0198 | 1.0198 | 1.0198 | 1.0198 | 1.0198 | 1.0198 | 1.0198 | 1.0198 | 1.0198 | 1.0198 | 1.0198 | 1.0198 | 1.0198 | 1.0198 | 1.0198 | 1.0198 | 1.0198 | 1.0198 | 1.0198 | 1.0198 | 1.0198 | 1.0198 | 1.0198 | 1.0198 | 1.0198 | 1.0198 | 1.0198 | 1.0198 | 1.0198 | 1.0198 | 1.0198 | 1.0198 | 1.0198 | 1.0198 | 1.0198 | 1.0198 | 1.0198 | 1.0198 | 1.0198 | 1.0198 | 1.0198 | 1.0198 | 1.0198 | 1.0198 | 1.0198 | 1.0198 | 1.0198 | 1.0198 | 1.0198 | 1.0198 | 1.0198 | 1.0198 | 1.0198 | 1.0198 | 1.0198 | 1.0198 | 1.0198 | 1.0198 | 1.0198 | 1.0198 | 1.0198 | 1.0198 | 1.0198 | 1.0198 | 1.0198 | 1.0198 | 1.0198 | 1.0198 | 1.0198 | 1.0198 | 1.0198 | 1.0198 | 1.0198 | 1.0198 | 1.0198 | 1.0198 | 1.0198 | 1.0198 | 1.0198 | 1.0198 | 1.0198 | 1.0198 | 1.0198 | 1.0198 | 1.0198 | 1.0198 | 1.0198 | 1.0198 | 1.0198 | 1.0198 | 1.0198 | 1.0198 | 1.0198 | 1.0198 | 1.0198 | 1.0198 | 1.0198 | 1.0198 | 1.0198 | 1.0198 | 1.0198 | 1.0198 | 1.0198 | 1.0198 | 1.0198 | 1.0198 | 1.0198 | 1.0198 | 1.0198 | 1.0198 | 1.0198 | 1.0198 | 1.0198 | 1.0198 | 1.0198 | 1.0198 | 1.0198 | 1.0198 | 1.0198 | 1.0198 | 1.0198 | 1.0198 | 1.0198 | 1.0198 | 1.0198 | 1.0198 | 1.0198 | 1.0198 | 1.0198 | 1.0198 | 1.0198 | 1.0198 | 1.0198 | 1.0198 | 1.0198 | 1.0198 | 1.0198 | 1.0198 | 1.0198 | 1.0198 | 1.0198 | 1.0198 | 1.0198 | 1.0198 | 1.0198 | 1.0198 | 1.0198 | 1.0198 | 1.0198 | 1.0198 | 1.0198 | 1.0198 | 1.0198 | 1.0198 | 1.0198 | 1.0198 | 1.0198 | 1.0198 | 1.0198 | 1.0198 | 1.0198 | 1.0198 | 1.0198 | 1.0198 | 1.0198 | 1.0198 | 1.0198 | 1.0198 | 1.0198 | 1.0198 | 1.0198 | 1.0198 | 1.0198 | 1.0198 | 1.0198 | 1.0198 | 1.0198 | 1.0198 | 1.0198 | 1.0198 | 1.0198 | 1.0198 | 1.0198 | 1.0198 | 1.0198 | 1.0198 | 1.0198 | 1.0198 | 1.0198 | 1.0198 | 1.0198 | 1.0198 | 1.0198 | 1.0198 | 1.0198 | 1.0198 | 1.0198 | 1.0198 | 1.0198 | 1.0198 | 1.0198 | 1.0198 | 1.0198 | 1.0198 | 1.0198 | 1.0198 | 1.0198 | 1.0198 | 1.0198 | 1.0198 | 1.0198 | 1.0198 | 1.0198 | 1.0198 | 1.0198 | 1.0198 | 1.0198 | 1.0198 | 1.0198 | 1.0198 | 1.0198 | 1.0198 | 1.0198 | 1.0198 | 1.0198 | 1.0198 | 1.0198 | 1.0198 | 1.0198 | 1.0198 | 1.0198 | 1.0198 | 1.0198 | 1.0198 | 1.0198 | 1.0198 | 1.0198 | 1.0198 | 1.0198 | 1.0198 | 1.0198 | 1.0198 | 1.0198 | 1.0198 | 1.0198 | 1.0198 | 1.0198 | 1.0198 | 1.0198 | 1.0198 | 1.0198 | 1.0198 | 1.0198 | 1.0198 | 1.0198 | 1.0198 | 1.0198 | 1.0198 | 1.0198 | 1.0198 | 1.0198 | 1.0198 | 1.0198 | 1.0198 | 1.0198 | 1.0198 | 1.0198 | 1.0198 | 1.0198 | 1.0198 | 1.0198 | 1.0198 | 1.0198 | 1.0198 | 1.0198 | 1.0198 | 1.0198 | 1.0198 | 1.0198 | 1.0198 | 1.0198 | 1.0198 | 1.0198 | 1.0198 | 1.0198 | 1.0198 | 1.0198 | 1.0198 | 1.0198 | 1.0198 | 1.0198 | 1.0198 | 1.0198 | 1.0198 | 1.0198 | 1.0198 | 1.0198 | 1.0198 | 1.0198 | 1.0198 | 1.0198 | 1.0198 | 1.0198 | 1.0198 | 1.0198 | 1.0198 | 1.0198 | 1.0198 | 1.0198 | 1.0198 | 1.0198 | 1.0198 | 1.0198 | 1.0198 | 1.0198 | 1.0198 | 1.0198 | 1.0198 | 1.0198 | 1.0198 | 1.0198 | 1.0198 | 1.0198 | 1.0198 | 1.0198 | 1.0198 | 1.0198 | 1.0198 | 1.0198 | 1.0198 | 1.0198 | 1.0198 | 1.0198 | 1.0198 | 1.0198 | 1.0198 | 1.0198 | 1.0198 | 1.0198 | 1.0198 | 1.0198 | 1.0198 | 1.0198 | 1.0198 | 1.0198 | 1.0198 | 1.0198 | 1.0198 | 1.0198 | 1.0198 | 1.0198 | 1.0198 | 1.0198 | 1.0198 | 1.0198 | 1.0198 | 1.0198 | 1.0198 | 1.0198 | 1.0198 | 1.0198 | 1.0198 | 1.0198 | 1.0198 | 1.0198 | 1.0198 | 1.0198 | 1.0198 | 1.0198 | 1.0198 | 1.0198 | 1.0198 | 1.0198 | 1.0198 | 1.0198 | 1.0198 | 1.0198 | 1.0198 | 1.0198 | 1.0198 | 1.0198 | 1.0198 | 1.0198 | 1.0198 | 1.0198 | 1.0198 | 1.0198 | 1.0198 | 1.0198 | 1.0198 | 1.0198 | 1.0198 | 1.0198 | 1.0198 | 1.0198 | 1.0198 | 1.0198 | 1.0198 | 1.0198 | 1.0198 | 1.0198 | 1.0198 | 1.0198 | 1.0198 | 1.0198 | 1.0198 | 1.0198 | 1.0198 | 1.0198 | 1.0198 | 1.0198 | 1.0198 | 1.0198 | 1.0198 | 1.0198 | 1.0198 | 1.0198 | 1.0198 | 1.0198 | 1.0198 | 1.0198 | 1.0198 | 1.0198 | 1.0198 | 1.0198 | 1.0198 | 1.0198 | 1.0198 | 1.0198 | 1.0198 | 1.0198 | 1.0198 | 1.0198 | 1.0198 | 1.0198 | 1.0198 | 1.0198 | 1.0198 | 1.0198 | 1.0198 | 1.0198 | 1.0198 | 1.0198 | 1.0198 | 1.0198 | 1.0198 | 1.0198 | 1.0198 | 1.0198 | 1.0198 | 1.0198 | 1.0198 | 1.0198 | 1.0198 | 1.0198 | 1.0198 | 1.0198 | 1.0198 | 1.0198 | 1.0198 | 1.0198 | 1.0198 | 1.0198 | 1.0198 | 1.0198 | 1.0198 | 1.0198 | 1.0198 | 1.0198 | 1.0198 | 1.0198 | 1.0198 | 1.0198 | 1.0198 | 1.0198 | 1.0198 | 1.0198 | 1.0198 | 1.0198 | 1.0198 | 1.0198 | 1.0198 | 1.0198 | 1.0198 | 1.0198 | 1.0198 | 1.0198 | 1.0198 | 1.0198 | 1.0198 | 1.0198 | 1.0198 | 1.0198 | 1.0198 | 1.0198 | 1.0198 | 1.0198 | 1.0198 | 1.0198 | 1.0198 | 1.0198 | 1.0198 | 1.0198 | 1.0198 | 1.0198 | 1.0198 | 1.0198 | 1.0198 | 1.0198 | 1.0198 | 1.0198 | 1.0198 | 1.0198 | 1.0198 | 1.0198 | 1.0198 | 1.0198 | 1.0198 | 1.0198 | 1.0198 | 1.0198 | 1.0198 | 1.0198 | 1.0198 | 1.0198 | 1.0198 | 1.0198 | 1.0198 | 1.0198 | 1.0198 | 1.0198 | 1.0198 | 1.0198 | 1.0198 | 1.0198 | 1.0198 | 1.0198 | 1.0198 | 1.0198 | 1.0198 | 1.0198 | 1.0198 | 1.0198 | 1.0198 | 1.0198 | 1.0198 | 1.0198 | 1.0198 | 1.0198 | 1.0198 | 1.0198 | 1.0198 | 1.0198 | 1.0198 | 1.0198 | 1.0198 | 1.0198 | 1.0198 | 1.0198 | 1.0198 | 1.0198 | 1.0198 | 1.0198 | 1.0198 | 1.0198 | 1.0198 | 1.0198 | 1.0198 | 1.0198 | 1.0198 | 1.0198 | 1.0198 | 1.0198 | 1.0198 | 1.0198 | 1.0198 | 1.0198 | 1.0198 | 1.0198 | 1.0198 | 1.0198 | 1.0198 | 1.0198 | 1.0198 | 1.0198 | 1.0198 | 1.0198 | 1.0198 | 1.0198 | 1.0198 | 1.0198 | 1.0198 | 1.0198 | 1.0198 | 1.0198 | 1.0198 | 1.0198 | 1.0198 | 1.0198 | 1.0198 | 1.0198 | 1.0198 | 1.0198 | 1.0198 | 1.0198 | 1.0198 | 1.0198 | 1.0198 | 1.0198 | 1.0198 | 1.0198 | 1.0198 | 1.0198 | 1.0198 | 1.0198 | 1.0198 | 1.0198 | 1.0198 | 1.0198 | 1.0198 | 1.0198 | 1.0198 | 1.0198 | 1.0198 | 1.0198 | 1.0198 | 1.0198 | 1.0198 | 1.0198 | 1.0198 | 1.0198 | 1.0198 | 1.0198 | 1.0198 | 1.0198 | 1.0198 | 1.0198 | 1.0198 | 1.0198 | 1.0198 | 1.0198 | 1.0198 | 1.0198 | 1.0198 | 1.0198 | 1.0198 | 1.0198 | 1.0198 | 1.0198 | 1.0198 | 1.0198 | 1.0198 | 1.0198 | 1.0198 | 1.0198 | 1.0198 | 1.0198 | 1.0198 | 1.0198 | 1.0198 | 1.0198 | 1.0198 | 1.0198 | 1.0198 | 1.0198 | 1.0198 | 1.0198 | 1.0198 | 1.0198 | 1.0198 | 1.0198 | 1.0198 | 1.0198 | 1.0198 | 1.0198 | 1.0198 | 1.0198 | 1.0198 | 1.0198 | 1.0198 | 1.0198 | 1.0198 | 1.0198 | 1.0198 | 1.0198 | 1.0198 | 1.0198 | 1.0198 | 1.0198 | 1.0198 | 1.0198 | 1.0198 | 1.0198 | 1.0198 | 1.0198 | 1.0198 | 1.0198 | 1.0198 | 1.0198 | 1.0198 | 1.0198 | 1.0198 | 1.0198 | 1.0198 | 1.0198 | 1.0198 | 1.0198 | 1.0198 | 1.0198 | 1.0198 | 1.0198 | 1.0198 | 1.0198 | 1.0198 | 1.0198 | 1.0198 | 1.0198 | 1.0198 | 1.0198 | 1.0198 | 1.0198 | 1.0198 | 1.0198 | 1.0198 | 1.0198 | 1.0198 | 1.0198 | 1.0198 | 1.0198 | 1.0198 | 1.0198 | 1.0198 | 1.0198 | 1.0198 | 1.0198 | 1.0198 | 1.0198 | 1.0198 | 1.0198 | 1.0198 | 1.0198 | 1.0198 | 1.0198 | 1.0198 | 1.0198 | 1.0198 | 1.0198 | 1.0198 | 1.0198 | 1.0198 | 1.0198 | 1.0198 | 1.0198 | 1.0198 | 1.0198 | 1.0198 | 1.0198 | 1.0198 | 1.0198 | 1.0198 | 1.0198 | 1.0198 | 1.0198 | 1.0198 | 1.0198 | 1.0198 | 1.0198 | 1.0198 | 1.0198 | 1.0198 | 1.0198 | 1.0198 | 1.0198 | 1.0198 | 1.0198 | 1.0198 | 1.0198 | 1.0198 | 1.0198 | 1.0198 | 1.0198 | 1.0198 | 1.0198 | 1.0198 | 1.0198 | 1.0198 | 1.0198 | 1.0198 | 1.0198 | 1.0198 | 1.0198 | 1.0198 | 1.0198 | 1.0198 | 1.0198 | 1.0198 | 1.0198 | 1.0198 | 1.0198 | 1.0198 | 1.0198 | 1.0198 | 1.0198 | 1.0198 | 1.0198 | 1.0198 | 1.0198 | 1.0198 | 1.0198 | 1.0198 | 1.0198 | 1.0198 | 1.0198 | 1.0198 | 1.0198 | 1.0198 | 1.0198 | 1.0198 | 1.0198 | 1.0198 | 1.0198 | 1.0198 | 1.0198 | 1.0198 | 1.0198 | 1.0198 | 1.0198 | 1.0198 | 1.0198 | 1.0198 | 1.0198 | 1.0198 | 1.0198 | 1.0198 | 1.0198 | 1.0198 | 1.0198 | 1.0198 | 1.0198 | 1.0198 | 1.0198 | 1.0198 | 1.0198 | 1.0198 | 1.0198 | 1.0198 | 1.0198 | 1.0198 | 1.0198 | 1.0198 | 1.0198 | 1.0198 | 1.0198 | 1.0198 | 1.0198 | 1.0198 | 1.0198 | 1.0198 | 1.0198 | 1.0198 | 1.0198 | 1.0198 | 1.0198 | 1.0198 | 1.0198 | 1.0198 | 1.0198 | 1.0198 | 1.0198 | 1.0198 | 1.0198 | 1.0198 | 1.0198 | 1.0198 | 1.0198 | 1.0198 | 1.0198 | 1.0198 | 1.0198 | 1.0198 | 1.0198 | 1.0198 | 1.0198 | 1.0198 | 1.0198 | 1.0198 | 1.0198 | 1.0198 | 1.0198 | 1.0198 | 1.0198 | 1.0198 | 1.0198 | 1.0198 | 1.0198 | 1.0198 | 1.0198 | 1.0198 | 1.0198 | 1.0198 | 1.0198 | 1.0198 | 1.0198 | 1.0198 | 1.0198 | 1.0198 | 1.0198 | 1.0198 | 1.0198 | 1.0198 | 1.0198 | 1.0198 | 1.0198 | 1.0198 | 1.0198 | 1.0198 | 1.0198 | 1.0198 | 1.0198 | 1.0198 | 1.0198 | 1.0198 | 1.0198 | 1.0198 | 1.0198 | 1.0198 | 1.0198 | 1.0198 | 1.0198 | 1.0198 | 1.0198 | 1.0198 | 1.0198 | 1.0198 | 1.0198 | 1.0198 | 1.0198 | 1.0198 | 1.0198 | 1.0198 | 1.0198 | 1.0198 | 1.0198 | 1.0198 | 1.0198 | 1.0198 | 1.0198 | 1.0198 | 1.0198 | 1.0198 | 1.0198 | 1.0198 | 1.0198 | 1.0198 | 1.0198 | 1.0198 | 1.0198 | 1.0198 | 1.0198 | 1.0198 | 1.0198 | 1.0198 | 1.0198 | 1.0198 | 1.0198 | 1.0198 | 1.0198 | 1.0198 | 1.0198 | 1.0198 | 1.0198 | 1.0198 | 1.0198 | 1.0198 | 1.0198 | 1.0198 | 1.0198 | 1.0198 | 1.0198 | 1.0198 | 1.0198 | 1.0198 | 1.0198 | 1.0198 | 1.0198 | 1.0198 | 1.0198 | 1.0198 | 1.0198 | 1.0198 | 1.0198 | 1.0198 | 1.0198 | 1.0198 | 1.0198 | 1.0198 | 1.0198 | 1.0198 | 1.0198 | 1.0198 | 1.0198 | 1.0198 | 1.0198 | 1.0198 | 1.0198 | 1.0198 | 1.0198 | 1.0198 | 1.0198 | 1.0198 | 1.0198 | 1.0198 | 1.0198 | 1.0198 | 1.0198 | 1.0198 | 1.0198 | 1.0198 | 1.0198 | 1.0198 | 1.0198 | 1.0198 | 1.0198 | 1.0198 | 1.0198 | 1.0198 | 1.0198 | 1.0198 | 1.0198 | 1.0198 | 1.0198 | 1.0198 | 1.0198 | 1.0198 | 1.0198 | 1.0198 | 1.0198 | 1.0198 | 1.0198 | 1.0198 | 1.0198 | 1.0198 | 1.0198 | 1.0198 | 1.0198 | 1.0198 | 1.0198 | 1.0198 | 1.0198 | 1.0198 | 1.0198 | 1.0198 | 1.0198 | 1.0198 | 1.0198 | 1.0198 | 1.0198 | 1.0198 | 1.0198 | 1.0198 | 1.0198 | 1.0198 | 1.0198 | 1.0198 | 1.0198 | 1.0198 | 1.0198 | 1.0198 | 1.0198 | 1.0198 | 1.0198 | 1.0198 | 1.0198 | 1.0198 | 1.0198 | 1.0198 | 1.0198 | 1.0198 | 1.0198 | 1.0198 | 1.0198 | 1.0198 | 1.0198 | 1.0198 | 1.0198 | 1.0198 | 1.0198 | 1.0198 | 1.0198 | 1.0198 | 1.0198 | 1.0198 | 1.0198 | 1.0198 | 1.0198 | 1.0198 | 1.0198 | 1.0198 | 1.0198 | 1.0198 | 1.0198 | 1.0198 | 1.0198 | 1.0198 | 1.0198 | 1.0198 | 1.0198 | 1.0198 | 1.0198 | 1.0198 | 1.0198 | 1.0198 | 1.0198 | 1.0198 | 1.0198 | 1.0198 | 1.0198 | 1.0198 | 1.0198 | 1.0198 | 1.0198 | 1.0198 | 1.0198 | 1.0198 | 1.0198 | 1.0198 | 1.0198 | 1.0198 | 1.0198 | 1.0198 | 1.0198 | 1.0198 | 1.0198 | 1.0198 | 1.0198 | 1.0198 | 1.0198 | 1.0198 | 1.0198 | 1.0198 | 1.0198 | 1.0198 | 1.0198 | 1.0198 | 1.0198 | 1.0198 | 1.0198 | 1.0198 | 1.0198 | 1.0198 | 1.0198 | 1.0198 | 1.0198 | 1.0198 | 1.0198 | 1.0198 | 1.0198 | 1.0198 | 1.0198 | 1.0198 | 1.0198 | 1.0198 | 1.0198 | 1.0198 | 1.0198 | 1.0198 | 1.0198 | 1.0198 | 1.0198 | 1.0198 | 1.0198 | 1.0198 | 1.0198 | 1.0198 | 1.0198 | 1.0198 | 1.0198 | 1.0198 | 1.0198 | 1.0198 | 1.0198 | 1.0198 | 1.0198 | 1.0198 | 1.0198 | 1.0198 | 1.0198 | 1.0198 | 1.0198 | 1.0198 | 1.0198 | 1.0198 | 1.0198 | 1.0198 | 1.0198 | 1.0198 | 1.0198 | 1.0198 | 1.0198 | 1.0198 | 1.0198 | 1.0198 | 1.0198 | 1.0198 | 1.0198 | 1.0198 | 1.0198 | 1.0198 | 1.0198 | 1.0198 | 1.0198 | 1.0198 | 1.0198 | 1.0198 | 1.0198 | 1.0198 | 1.0198 | 1.0198 | 1.0198 | 1.0198 | 1.0198 | 1.0198 | 1.0198 | 1.0198 | 1.0198 | 1.0198 | 1.0198 | 1.0198 | 1.0198 | 1.0198 | 1.0198 | 1.0198 | 1.0198 | 1.0198 | 1.0198 | 1.0198 | 1.0198 | 1.0198 | 1.0198 | 1.0198 | 1.0198 | 1.0198 | 1.0198 | 1.0198 | 1.0198 | 1.0198 | 1.0198 | 1.0198 | 1.0198 | 1.0198 | 1.0198 | 1.0198 | 1.0198 | 1.0198 | 1.0198 | 1.0198 | 1.0198 | 1.0198 | 1.0198 | 1.0198 | 1.0198 | 1.0198 | 1.0198 | 1.0198 | 1.0198 | 1.0198 | 1.0198 | 1.0198 | 1.0198 | 1.0198 | 1.0198 | 1.0198 | 1.0198 | 1.0198 | 1.0198 | 1.0198 | 1.0198 | 1.0198 | 1.0198 | 1.0198 | 1.0198 | 1.0198 | 1.0198 | 1.0198 | 1.0198 | 1.0198 | 1.0198 | 1.0198 | 1.0198 | 1.0198 | 1.0198 | 1.0198 | 1.0198 | 1.0198 | 1.0198 | 1.0198 | 1.0198 | 1.0198 | 1.0198 | 1.0198 | 1.0198 | 1.0198 | 1.0198 | 1.0198 | 1.0198 | 1.0198 | 1.0198 | 1.0198 | 1.0198 | 1.0198 | 1.0198 | 1.0198 | 1.0198 | 1.0198 | 1.0198 | 1.0198 | 1.0198 | 1.0198 | 1.0198 | 1.0198 | 1.0198 | 1.0198 | 1.0198 | 1.0198 | 1.0198 | 1.0198 | 1.0198 | 1.0198 | 1.0198 | 1.0198 | 1.0198 | 1.0198 | 1.0198 | 1.0198 | 1.0198 | 1.0198 | 1.0198 | 1.0198 | 1.0198 | 1.0198 | 1.0198 | 1.0198 | 1.0198 | 1.0198 | 1.0198 | 1.0198 | 1.0198 | 1.0198 | 1.0198 | 1.0198 | 1.0198 | 1.0198 | 1.0198 | 1.0198 | 1.0198 | 1.0198 | 1.0198 | 1.0198 | 1.0198 | 1.0198 | 1.0198 | 1.0198 | 1.0198 | 1.0198 | 1.0198 | 1.0198 | 1.0198 | 1.0198 | 1.0198 | 1.0198 | 1.0198 | 1.0198 | 1.0198 | 1.0198 | 1.0198 | 1.0198 | 1.0198 | 1.0198 | 1.0198 | 1.0198 | 1.0198 | 1.0198 | 1.0198 | 1.0198 | 1.0198 | 1.0198 | 1.0198 | 1.0198 | 1.0198 | 1.0198 | 1.0198 | 1.0198 | 1.0198 | 1.0198 | 1.0198 | 1.0198 | 1.0198 | 1.0198 | 1.0198 | 1.0198 | 1.0198 | 1.0198 | 1.0198 | 1.0198 | 1.0198 | 1.0198 | 1.0198 | 1.0198 | 1.0198 | 1.0198 | 1.0198 | 1.0198 | 1.0198 | 1.0198 | 1.0198 | 1.0198 | 1.0198 | 1.0198 | 1.0198 | 1.0198 | 1.0198 | 1.0198 | 1.0198 | 1.0198 | 1.0198 | 1.0198 | 1.0198 | 1.0198 | 1.0198 | 1.0198 | 1.0198 | 1.0198 | 1.0198 | 1.0198 | 1.0198 | 1.0198 | 1.0198 | 1.0198 | 1.0198 | 1.0198 | 1.0198 | 1.0198 | 1.0198 | 1.0198 | 1.0198 | 1.0198 | 1.0198 | 1.0198 | 1.0198 | 1.0198 | 1.0198 | 1.0198 | 1.0198 | 1.0198 | 1.0198 | 1.0198 | 1.0198 | 1.0198 | 1.0198 | 1.0198 | 1.0198 | 1.0198 | 1.0198 | 1.0198 | 1.0198 | 1.0198 | 1.0198 | 1.0198 | 1.0198 | 1.0198 | 1.0198 | 1.0198 | 1.0198 | 1.0198 | 1.0198 | 1.0198 | 1.0198 | 1.0198 | 1.0198 | 1.0198 | 1.0198 | 1.0198 | 1.0198 | 1.0198 | 1.0198 | 1.0198 | 1.0198 | 1.0198 | 1.0198 | 1.0198 | 1.0198 | 1.0198 | 1.0198 | 1.0198 | 1.0198 | 1.0198 | 1.0198 | 1.0198 | 1.0198 | 1.0198 | 1.0198 | 1.0198 | 1.0198 | 1.0198 | 1.0198 | 1.0198 | 1.0198 | 1.0198 | 1.0198 | 1.0198 | 1.0198 | 1.0198 | 1.0198 | 1.0198 | 1.0198 | 1.0198 | 1.0198 | 1.0198 | 1.0198 | 1.0198 | 1.0198 | 1.0198 | 1.0198 | 1.0198 | 1.0198 | 1.0198 | 1.0198 | 1.0198 | 1.0198 | 1.0198 | 1.0198 | 1.0198 | 1.0198 | 1.0198 | 1.0198 | 1.0198 | 1.0198 | 1.0198 | 1.0198 | 1.0198 | 1.0198 | 1.0198 | 1.0198 | 1.0198 | 1.0198 | 1.0198 | 1.0198 | 1.0198 | 1.0198 | 1.0198 | 1.0198 | 1.0198 | 1.0198 | 1.0198 | 1.0198 | 1.0198 | 1.0198 | 1.0198 | 1.0198 | 1.0198 | 1.0198 | 1.0198 | 1.0198 | 1.0198 | 1.0198 | 1.0198 | 1.0198 | 1.0198 | 1.0198 | 1.0198 | 1.0198 | 1.0198 | 1.0198 | 1.0198 | 1.0198 | 1.0198 | 1.0198 | 1.0198 | 1.0198 | 1.0198 | 1.0198 | 1.0198 | 1.0198 | 1.0198 | 1.0198 | 1.0198 | 1.0198 | 1.0198 | 1.0198 | 1.0198 | 1.0198 | 1.0198 | 1.0198 | 1.0198 | 1.0198 | 1.0198 | 1.0198 | 1.0198 | 1.0198 | 1.0198 | 1.0198 | 1.0198 | 1.0198 | 1.0198 | 1.0198 | 1.0198 | 1.0198 | 1.0198 | 1.0198 | 1.0198 | 1.0198 | 1.0198 | 1.0198 | 1.0198 | 1.0198 | 1.0198 | 1.0198 | 1.0198 | 1.0198 | 1.0198 | 1.0198 | 1.0198 | 1.0198 | 1.0198 | 1.0198 | 1.0198 | 1.0198 | 1.0198 | 1.0198 | 1.0198 | 1.0198 | 1.0198 | 1.0198 | 1.0198 | 1.0198 | 1.0198 | 1.0198 | 1.0198 | 1.0198 | 1.0198 | 1.0198 | 1.0198 | 1.0198 | 1.0198 | 1.0198 | 1.0198 | 1.0198 | 1.0198 | 1.0198 | 1.0198 | 1.0198 | 1.0198 | 1.0198 | 1.0198 | 1.0198 | 1.0198 | 1.0198 | 1.0198 | 1.0198 | 1.0198 | 1.0198 | 1.0198 | 1.0198 | 1.0198 | 1.0198 | 1.0198 | 1.0198 | 1.0198 | 1.0198 | 1.0198 | 1.0198 | 1.0198 | 1.0198 | 1.0198 | 1.0198 | 1.0198 | 1.0198 | 1.0198 | 1.0198 | 1.0198 | 1.0198 | 1.0198 | 1.0198 | 1.0198 | 1.0198 | 1.0198 | 1.0198 | 1.0198 | 1.0198 | 1.0198 | 1.0198 | 1.0198 | 1.0198 | 1.0198 | 1.0198 | 1.0198 | 1.0198 | 1.0198 | 1.0198 | 1.0198 | 1.0198 | 1.0198 | 1.0198 | 1.0198 | 1.0198 | 1.0198 | 1.0198 | 1.0198 | 1.0198 | 1.0198 | 1.0198 | 1.0198 | 1.0198 | 1.0198 | 1.0198 | 1.0198 | 1.0198 | 1.0198 | 1.0198 | 1.0198 | 1.0198 | 1.0198 | 1.0198 | 1.0198 | 1.0198 | 1.0198 | 1.0198 | 1.0198 | 1.0198 | 1.0198 | 1.0198 | 1.0198 | 1.0198 | 1.0198 | 1.0198 | 1.0198 | 1.0198 | 1.0198 | 1.0198 | 1.0198 | 1.0198 | 1.0198 | 1.0198 | 1.0198 | 1.0198 | 1.0198 | 1.0198 | 1.0198 | 1.0198 | 1.0198 | 1.0198 | 1.0198 | 1.0198 | 1.0198 | 1.0198 | 1.0198 | 1.0198 | 1.0198 | 1.0198 | 1.0198 | 1.0198 | 1.0198 | 1.0198 | 1.0198 | 1.0198 | 1.0198 | 1.0198 | 1.0198 | 1.0198 | 1.0198 | 1.0198 | 1.0198 | 1.0198 | 1.0198 | 1.0198 | 1.0198 | 1.0198 | 1.0198 | 1.0198 | 1.0198 | 1.0198 | 1.0198 | 1.0198 | 1.0198 | 1.0198 | 1.0198 | 1.0198 | 1.0198 | 1.0198 | 1.0198 | 1.0198 | 1.0198 | 1.0198 | 1.0198 | 1.0198 | 1.0198 | 1.0198 | 1.0198 | 1.0198 | 1.0198 | 1.0198 | 1.0198 | 1.0198 | 1.0198 | 1.0198 | 1.0198 | 1.0198 | 1.0198 | 1.0198 | 1.0198 | 1.0198 | 1.0198 | 1.0198 | 1.0198 | 1.0198 | 1.0198 | 1.0198 | 1.0198 | 1.0198 | 1.0198 | 1.0198 | 1.0198 | 1.0198 | 1.0198 | 1.0198 | 1.0198 | 1.0198 | 1.0198 | 1.0198 | 1.0198 | 1.0198 | 1.0198 | 1.0198 | 1.0198 | 1.0198 | 1.0198 | 1.0198 | 1.0198 | 1.0198 | 1.0198 | 1.0198 | 1.0198 | 1.0198 | 1.0198 | 1.0198 | 1.0198 | 1.0198 | 1.0198 | 1.0198 | 1.0198 | 1.0198 | 1.0198 | 1.0198 | 1.0198 | 1.0198 | 1.0198 | 1.0198 | 1.0198 | 1.0198 | 1.0198 | 1.0198 | 1.0198 | 1.0198 | 1.0198 | 1.0198 | 1.0198 | 1.0198 | 1.0198 | 1.0198 | 1.0198 | 1.0198 | 1.0198 | 1.0198 | 1.0198 | 1.0198 | 1.0198 | 1.0198 | 1.0198 | 1.0198 | 1.0198 | 1.0198 | 1.0198 | 1.0198 | 1.0198 | 1.0198 | 1.0198 | 1.0198 | 1.0198 | 1.0198 | 1.0198 | 1.0198 | 1.0198 | 1.0198 | 1.0198 | 1.0198 | 1.0198 | 1.0198 | 1.0198 | 1.0198 | 1.0198 | 1.0198 | 1.0198 | 1.0198 | 1.0198 | 1.0198 | 1.0198 | 1.0198 | 1.0198 | 1.0198 | 1.0198 | 1.0198 | 1.0198 | 1.0198 | 1.0198 | 1.0198 | 1.0198 | 1.0198 | 1.0198 | 1.0198 | 1.0198 | 1.0198 | 1.0198 | 1.0198 | 1.0198 | 1.0198 | 1.0198 | 1.0198 | 1.0198 | 1.0198 | 1.0198 | 1.0198 | 1.0198 | 1.0198 | 1.0198 | 1.0198 | 1.0198 | 1.0198 | 1.0198 | 1.0198 | 1.0198 | 1.0198 | 1.0198 | 1.0198 | 1.0198 | 1.0198 | 1.0198 | 1.0198 | 1.0198 | 1.0198 | 1.0198 | 1.0198 | 1.0198 | 1.0198 | 1.0198 | 1.0198 | 1.0198 | 1.0198 | 1.0198 | 1.0198 | 1.0198 | 1.0198 | 1.0198 | 1.0198 | 1.0198 | 1.0198 | 1.0198 | 1.0198 | 1.0198 | 1.0198 | 1.0198 | 1.0198 | 1.0198 | 1.0198 | 1.0198 | 1.0198 | 1.0198 | 1.0198 | 1.0198 | 1.0198 | 1.0198 | 1.0198 | 1.0198 | 1.0198 | 1.0198 | 1.0198 | 1.0198 | 1.0198 | 1.0198 | 1.0198 | 1.0198 | 1.0198 | 1.0198 | 1.0198 | 1.0198 | 1.0198 | 1.0198 | 1.0198 | 1.0198 | 1.0198 | 1.0198 | 1.0198 | 1.0198 | 1.0198 | 1.0198 | 1.0198 | 1.0198 | 1.0198 | 1.0198 | 1.0198 | 1.0198 | 1.0198 | 1.0198 | 1.0198 | 1.0198 | 1.0198 | 1.0198 | 1.0198 | 1.0198 | 1.0198 | 1.0198 | 1.0198 | 1.0198 | 1.0198 | 1.0198 | 1.0198 | 1.0198 | 1.0198 | 1.0198 | 1.0198 | 1.0198 | 1.0198 | 1.0198 | 1.0198 | 1.0198 | 1.0198 | 1.0198 | 1.0198 | 1.0198 | 1.0198 | 1.0198 | 1.0198 | 1.0198 | 1.0198 | 1.0198 | 1.0198 | 1.0198 | 1.0198 | 1.0198 | 1.0198 | 1.0198 | 1.0198 | 1.0198 | 1.0198 | 1.0198 | 1.0198 | 1.0198 | 1.0198 | 1.0198 | 1.0198 | 1.0198 | 1.0198 | 1.0198 | 1.0198 | 1.0198 | 1.0198 | 1.0198 | 1.0198 | 1.0198 | 1.0198 | 1.0198 | 1.0198 | 1.0198 | 1.0198 | 1.0198 | 1.0198 | 1.0198 | 1.0198 | 1.0198 | 1.0198 | 1.0198 | 1.0198 | 1.0198 | 1.0198 | 1.0198 | 1.0198 | 1.0198 | 1.0198 | 1.0198 | 1.0198 | 1.0198 | 1.0198 | 1.0198 | 1.0198 | 1.0198 | 1.0198 | 1.0198 | 1.0198 | 1.0198 | 1.0198 | 1.0198 | 1.0198 | 1.0198 | 1.0198 | 1.0198 | 1.0198 | 1.0198 | 1.0198 | 1.0198 | 1.0198 | 1.0198 | 1.0198 | 1.0198 | 1.0198 | 1.0198 | 1.0198 | 1.0198 | 1.0198 | 1.0198 | 1.0198 | 1.0198 | 1.0198 | 1.0198 | 1.0198 | 1.0198 | 1.0198 | 1.0198 | 1.0198 | 1.0198 | 1.0198 | 1.0198 | 1.0198 | 1.0198 | 1.0198 | 1.0198 | 1.0198 | 1.0198 | 1.0198 | 1.0198 | 1.0198
Assumed Mix of Alt Fuel Market Share if Gas Not Available
It is assumed that all new residential buildings would choose electric systems for space and water heating over propane or heating oil due to their lower operational costs | Residential & Commercial
| Heating Oil | % | [42 empty] | 0% | 0% | 0% | 0% | 0% | 0% | 0% | 0% | 0% | bar: 2024 1 to 2063 40
| Propane | % | [42 empty] | 0% | 0% | 0% | 0% | 0% | 0% | 0% | 0% | 0% | bar: 2024 1 to 2063 40
| Electricity | % |  |  | 100% | 100% | 100% | 100% | 100% | 100% | 100% | 100% | 100% | 100% | 100% | 100% | 100% | 100% | 100% | 100% | 100% | 100% | 100% | 100% | 100% | 100% | 100% | 100% | 100% | 100% | 100% | 100% | 100% | 100% | 100% | 100% | 100% | 100% | 100% | 100% | 100% | 100% | 100% | 100% | 0% | 0% | 0% | 0% | 0% | 0% | 0% | 0% | 0%
| Total |  |  |  | 100% | 100% | 100% | 100% | 100% | 100% | 100% | 100% | 100% | 100% | 100% | 100% | 100% | 100% | 100% | 100% | 100% | 100% | 100% | 100% | 100% | 100% | 100% | 100% | 100% | 100% | 100% | 100% | 100% | 100% | 100% | 100% | 100% | 100% | 100% | 100% | 100% | 100% | 100% | 100% | 0% | 0% | 0% | 0% | 0% | 0% | 0% | 0% | 0%
| Energy Prices | $/m^3 | Gas $/m^3 | Diff $/m^3
NG cost adjusted to include all Oct 2023 costs charged per m3, including supply, delivery, transportation, storage, HST, and any adjustements but not the carbon price | Natural Gas | 0.33175 |  |  | 0.33175 | 0.33175 | 0.33175 | 0.33175 | 0.33175 | 0.33175 | 0.33175 | 0.33175 | 0.33175 | 0.33175 | 0.33175 | 0.33175 | 0.33175 | 0.33175 | 0.33175 | 0.33175 | 0.33175 | 0.33175 | 0.33175 | 0.33175 | 0.33175 | 0.33175 | 0.33175 | 0.33175 | 0.33175 | 0.33175 | 0.33175 | 0.33175 | 0.33175 | 0.33175 | 0.33175 | 0.33175 | 0.33175 | 0.33175 | 0.33175 | 0.33175 | 0.33175 | 0.33175 | 0.33175 | 0.33175 | 0 | 0 | 0 | 0 | 0 | 0 | 0 | 0 | 0
updated fuel oil cost based on Oct 12, 2023 values from https://www.globalpetrolprices.com/Canada/ , using 0.03672 GJ/L conversion factor and subtracting carbon tax (0.1738 $/L) | Heating Oil | 1.8486 | 0.33175 | 1.5169 | 1.8486 | 1.8486 | 1.8486 | 1.8486 | 1.8486 | 1.8486 | 1.8486 | 1.8486 | 1.8486 | 1.8486 | 1.8486 | 1.8486 | 1.8486 | 1.8486 | 1.8486 | 1.8486 | 1.8486 | 1.8486 | 1.8486 | 1.8486 | 1.8486 | 1.8486 | 1.8486 | 1.8486 | 1.8486 | 1.8486 | 1.8486 | 1.8486 | 1.8486 | 1.8486 | 1.8486 | 1.8486 | 1.8486 | 1.8486 | 1.8486 | 1.8486 | 1.8486 | 1.8486 | 1.8486 | 1.8486 | 0 | 0 | 0 | 0 | 0 | 0 | 0 | 0 | 0
updated propane cost based on Oct 12, 2023 values from https://www.globalpetrolprices.com/Canada/, using 0.0228GJ/L conversion factor and subtracting carbon tax (0.1006 $/L) | Propane | 2.0047 | 0.33175 | 1.673 | 2.0047 | 2.0047 | 2.0047 | 2.0047 | 2.0047 | 2.0047 | 2.0047 | 2.0047 | 2.0047 | 2.0047 | 2.0047 | 2.0047 | 2.0047 | 2.0047 | 2.0047 | 2.0047 | 2.0047 | 2.0047 | 2.0047 | 2.0047 | 2.0047 | 2.0047 | 2.0047 | 2.0047 | 2.0047 | 2.0047 | 2.0047 | 2.0047 | 2.0047 | 2.0047 | 2.0047 | 2.0047 | 2.0047 | 2.0047 | 2.0047 | 2.0047 | 2.0047 | 2.0047 | 2.0047 | 2.0047 | 0 | 0 | 0 | 0 | 0 | 0 | 0 | 0 | 0
electricity Oct 2023 rates for Hydro One medium density | Electricity | 1.4193 | 0.33175 | 1.0875 | 1.4193 | 1.4193 | 1.4193 | 1.4193 | 1.4193 | 1.4193 | 1.4193 | 1.4193 | 1.4193 | 1.4193 | 1.4193 | 1.4193 | 1.4193 | 1.4193 | 1.4193 | 1.4193 | 1.4193 | 1.4193 | 1.4193 | 1.4193 | 1.4193 | 1.4193 | 1.4193 | 1.4193 | 1.4193 | 1.4193 | 1.4193 | 1.4193 | 1.4193 | 1.4193 | 1.4193 | 1.4193 | 1.4193 | 1.4193 | 1.4193 | 1.4193 | 1.4193 | 1.4193 | 1.4193 | 1.4193 | 0 | 0 | 0 | 0 | 0 | 0 | 0 | 0 | 0
Factors for Carbon Calc
| Natural Gas | 0.001958
| Heating Oil | 0.0028719
| Propane | 0.0023842
| Electricity | 0
| Carbon Cost Estimate (ICF) | $/ ton |  |  | 80 | 95 | 110 | 125 | 140 | 155 | 170 | 170 | 170 | 170 | 170 | 170 | 170 | 170 | 170 | 170 | 170 | 170 | 170 | 170 | 170 | 170 | 170 | 170 | 170 | 170 | 170 | 170 | 170 | 170 | 170 | 170 | 170 | 170 | 170 | 170 | 170 | 170 | 170 | 170 | 170 | 170 | 170 | 170 | 170 | 170 | 170 | 170 | 170
Cost of Carbon Applied to Fuel Price Forecast
| Natural Gas | $/ M3 |  |  | 0.15664 | 0.18601 | 0.21538 | 0.24475 | 0.27412 | 0.30349 | 0.33286 | 0.33286 | 0.33286 | 0.33286 | 0.33286 | 0.33286 | 0.33286 | 0.33286 | 0.33286 | 0.33286 | 0.33286 | 0.33286 | 0.33286 | 0.33286 | 0.33286 | 0.33286 | 0.33286 | 0.33286 | 0.33286 | 0.33286 | 0.33286 | 0.33286 | 0.33286 | 0.33286 | 0.33286 | 0.33286 | 0.33286 | 0.33286 | 0.33286 | 0.33286 | 0.33286 | 0.33286 | 0.33286 | 0.33286 | 0.33286 | 0.33286 | 0.33286 | 0.33286 | 0.33286 | 0.33286 | 0.33286 | 0.33286 | 0.33286
| Heating Oil | $/ M3 |  |  | 0.22975 | 0.27283 | 0.31591 | 0.35899 | 0.40207 | 0.44514 | 0.48822 | 0.48822 | 0.48822 | 0.48822 | 0.48822 | 0.48822 | 0.48822 | 0.48822 | 0.48822 | 0.48822 | 0.48822 | 0.48822 | 0.48822 | 0.48822 | 0.48822 | 0.48822 | 0.48822 | 0.48822 | 0.48822 | 0.48822 | 0.48822 | 0.48822 | 0.48822 | 0.48822 | 0.48822 | 0.48822 | 0.48822 | 0.48822 | 0.48822 | 0.48822 | 0.48822 | 0.48822 | 0.48822 | 0.48822 | 0.48822 | 0.48822 | 0.48822 | 0.48822 | 0.48822 | 0.48822 | 0.48822 | 0.48822 | 0.48822
| Propane | $/ M3 |  |  | 0.19073 | 0.22649 | 0.26226 | 0.29802 | 0.33378 | 0.36954 | 0.40531 | 0.40531 | 0.40531 | 0.40531 | 0.40531 | 0.40531 | 0.40531 | 0.40531 | 0.40531 | 0.40531 | 0.40531 | 0.40531 | 0.40531 | 0.40531 | 0.40531 | 0.40531 | 0.40531 | 0.40531 | 0.40531 | 0.40531 | 0.40531 | 0.40531 | 0.40531 | 0.40531 | 0.40531 | 0.40531 | 0.40531 | 0.40531 | 0.40531 | 0.40531 | 0.40531 | 0.40531 | 0.40531 | 0.40531 | 0.40531 | 0.40531 | 0.40531 | 0.40531 | 0.40531 | 0.40531 | 0.40531 | 0.40531 | 0.40531
| Electricity | $/ M3 |  |  | 0 | 0 | 0 | 0 | 0 | 0 | 0 | 0 | 0 | 0 | 0 | 0 | 0 | 0 | 0 | 0 | 0 | 0 | 0 | 0 | 0 | 0 | 0 | 0 | 0 | 0 | 0 | 0 | 0 | 0 | 0 | 0 | 0 | 0 | 0 | 0 | 0 | 0 | 0 | 0 | 0 | 0 | 0 | 0 | 0 | 0 | 0 | 0 | 0
| Trigger to Apply Carbon Cost | 1 | [42 empty] | 1 | 1 | 1 | 1 | 1 | 1 | 1 | 1 | 1 | bar: 2024 1 to 2063 40
costs were adjusted for heating system efficiency by dividing fuel prices by the weighted average efficiencies for space and water heating. See additional information tab.
Fuel Prices adjusted for heating system efficiency
| Natural Gas |  |  |  | 0.53086 | 0.56278 | 0.59471 | 0.62663 | 0.65856 | 0.69048 | 0.7224 | 0.7224 | 0.7224 | 0.7224 | 0.7224 | 0.7224 | 0.7224 | 0.7224 | 0.7224 | 0.7224 | 0.7224 | 0.7224 | 0.7224 | 0.7224 | 0.7224 | 0.7224 | 0.7224 | 0.7224 | 0.7224 | 0.7224 | 0.7224 | 0.7224 | 0.7224 | 0.7224 | 0.7224 | 0.7224 | 0.7224 | 0.7224 | 0.7224 | 0.7224 | 0.7224 | 0.7224 | 0.7224 | 0.7224 | 0.3618 | 0.3618 | 0.3618 | 0.3618 | 0.3618 | 0.3618 | 0.3618 | 0.3618 | 0.3618
| Heating Oil |  |  |  | 2.2591 | 2.3059 | 2.3527 | 2.3996 | 2.4464 | 2.4932 | 2.54 | 2.54 | 2.54 | 2.54 | 2.54 | 2.54 | 2.54 | 2.54 | 2.54 | 2.54 | 2.54 | 2.54 | 2.54 | 2.54 | 2.54 | 2.54 | 2.54 | 2.54 | 2.54 | 2.54 | 2.54 | 2.54 | 2.54 | 2.54 | 2.54 | 2.54 | 2.54 | 2.54 | 2.54 | 2.54 | 2.54 | 2.54 | 2.54 | 2.54 | 0.53068 | 0.53068 | 0.53068 | 0.53068 | 0.53068 | 0.53068 | 0.53068 | 0.53068 | 0.53068
| Propane |  |  |  | 2.3864 | 2.4252 | 2.4641 | 2.503 | 2.5419 | 2.5807 | 2.6196 | 2.6196 | 2.6196 | 2.6196 | 2.6196 | 2.6196 | 2.6196 | 2.6196 | 2.6196 | 2.6196 | 2.6196 | 2.6196 | 2.6196 | 2.6196 | 2.6196 | 2.6196 | 2.6196 | 2.6196 | 2.6196 | 2.6196 | 2.6196 | 2.6196 | 2.6196 | 2.6196 | 2.6196 | 2.6196 | 2.6196 | 2.6196 | 2.6196 | 2.6196 | 2.6196 | 2.6196 | 2.6196 | 2.6196 | 0.44055 | 0.44055 | 0.44055 | 0.44055 | 0.44055 | 0.44055 | 0.44055 | 0.44055 | 0.44055
| Electricity |  |  |  | 0.4549 | 0.4549 | 0.4549 | 0.4549 | 0.4549 | 0.4549 | 0.4549 | 0.4549 | 0.4549 | 0.4549 | 0.4549 | 0.4549 | 0.4549 | 0.4549 | 0.4549 | 0.4549 | 0.4549 | 0.4549 | 0.4549 | 0.4549 | 0.4549 | 0.4549 | 0.4549 | 0.4549 | 0.4549 | 0.4549 | 0.4549 | 0.4549 | 0.4549 | 0.4549 | 0.4549 | 0.4549 | 0.4549 | 0.4549 | 0.4549 | 0.4549 | 0.4549 | 0.4549 | 0.4549 | 0.4549 | 0 | 0 | 0 | 0 | 0 | 0 | 0 | 0 | 0
YoY change Incremental growth in total energy demand
| YoY change Incremental Growth Residential | 10^3M^3/Yr |  | 16629.408 | 2024 1: 1491.804; 2025 2: 2952.828; 2026 3: 2891.268; 2027 4: 2797.902; 2028 5: 2677.86; 2029 6: 2563.974; 2030 7: 1253.772
| YoY change Incremental Growth Small Commercial | 10^3M^3/Yr
| YoY change Incremental Growth Large Commercial | 10^3M^3/Yr
| YoY change Incremental Growth Small Industrial | 10^3M^3/Yr
| Total YoY Gen Serv Incremental Growth | 10^3M^3/Yr |  | 16629.408 | 1491.804 | 2952.828 | 2891.268 | 2797.902 | 2677.86 | 2563.974 | 1253.772 | 0 | 0 | 0 | 0 | 0 | 0 | 0 | 0 | 0 | 0 | 0 | 0 | 0 | 0 | 0 | 0 | 0 | 0 | 0 | 0 | 0 | 0 | 0 | 0 | 0 | 0 | 0 | 0 | 0 | 0 | 0 | 0 | 0 | 0 | 0 | 0 | 0 | 0 | 0 | 0 | 0 | 0
| Cumulative Growth Residential | 10^3M^3/Yr |  | 616993.308 | 1491.804 | 4444.632 | 7335.9 | 10133.802 | 12811.662 | 15375.636 | 16629.408 | 16629.408 | 16629.408 | 16629.408 | 16629.408 | 16629.408 | 16629.408 | 16629.408 | 16629.408 | 16629.408 | 16629.408 | 16629.408 | 16629.408 | 16629.408 | 16629.408 | 16629.408 | 16629.408 | 16629.408 | 16629.408 | 16629.408 | 16629.408 | 16629.408 | 16629.408 | 16629.408 | 16629.408 | 16629.408 | 16629.408 | 16629.408 | 16629.408 | 16629.408 | 16629.408 | 16629.408 | 16629.408 | 16629.408 | 0 | 0 | 0 | 0 | 0 | 0 | 0 | 0 | 0 | 0 | 0 | 0 | 0 | 0 | 0 | 0 | 0 | 0 | 0 | 0 | 0 | 0 | 0 | 0 | 0 | 0 | 0 | 0 | 0 | 0 | 0 | 0 | 0 | 0 | 0 | 0 | 0 | 0 | 0 | 0 | 0 | 0 | 0 | 0 | 0 | 0 | 0 | 0 | 0 | 0 | 0 | 0 | 0 | 0 | 0 | 0 | 0 | 0 | 0 | 0 | 0 | 0 | 0 | 0 | 0 | 0 | 0 | 0 | 0 | 0 | 0 | 0 | 0 | 0 | 0 | 0 | 0 | 0 | 0 | 0 | 0 | 0 | 0 | 0 | 0 | 0 | 0 | 0 | 0 | 0 | 0 | 0 | 0 | 0 | 0 | 0 | 0 | 0 | 0 | 0 | 0 | 0 | 0 | 0 | 0 | 0 | 0 | 0 | 0 | 0 | 0 | 0 | 0 | 0 | 0 | 0 | 0 | 0 | 0 | 0 | 0 | 0 | 0 | 0 | 0 | 0 | 0 | 0 | 0 | 0 | 0 | 0 | 0 | 0 | 0 | 0 | 0 | 0 | 0 | 0 | 0 | 0 | 0 | 0 | 0 | 0 | 0 | 0 | 0 | 0 | 0 | 0 | 0 | 0 | 0 | 0 | 0 | 0 | 0 | 0 | 0 | 0 | 0 | 0 | 0 | 0 | 0 | 0 | 0 | 0 | 0 | 0 | 0 | 0 | 0 | 0 | 0 | 0 | 0 | 0 | 0 | 0 | 0 | 0 | 0 | 0 | 0 | 0 | 0 | 0 | 0 | 0 | 0 | 0 | 0 | 0 | 0 | 0 | 0 | 0 | 0 | 0 | 0 | 0 | 0 | 0 | 0 | 0 | 0 | 0 | 0 | 0 | 0 | 0 | 0 | 0 | 0 | 0 | 0 | 0 | 0 | 0 | 0 | 0 | 0 | 0 | 0 | 0 | 0 | 0 | 0 | 0 | 0 | 0 | 0 | 0 | 0 | 0 | 0 | 0 | 0 | 0 | 0 | 0 | 0 | 0 | 0 | 0 | 0 | 0 | 0 | 0 | 0 | 0 | 0 | 0 | 0 | 0 | 0 | 0 | 0 | 0 | 0 | 0 | 0 | 0 | 0 | 0 | 0 | 0 | 0 | 0 | 0 | 0 | 0 | 0 | 0 | 0 | 0 | 0 | 0 | 0 | 0 | 0 | 0 | 0 | 0 | 0 | 0 | 0 | 0 | 0 | 0 | 0 | 0 | 0 | 0 | 0 | 0 | 0 | 0 | 0 | 0 | 0 | 0 | 0 | 0 | 0 | 0 | 0 | 0 | 0 | 0 | 0 | 0 | 0 | 0 | 0 | 0 | 0 | 0 | 0 | 0 | 0 | 0 | 0 | 0 | 0 | 0 | 0 | 0 | 0 | 0 | 0 | 0 | 0 | 0 | 0 | 0 | 0 | 0 | 0 | 0 | 0 | 0 | 0 | 0 | 0 | 0 | 0 | 0 | 0 | 0 | 0 | 0 | 0 | 0 | 0 | 0 | 0 | 0 | 0 | 0 | 0 | 0 | 0 | 0 | 0 | 0 | 0 | 0 | 0 | 0 | 0 | 0 | 0 | 0 | 0 | 0 | 0 | 0 | 0 | 0 | 0 | 0 | 0 | 0 | 0 | 0 | 0 | 0 | 0 | 0 | 0 | 0 | 0 | 0 | 0 | 0 | 0 | 0 | 0 | 0 | 0 | 0 | 0 | 0 | 0 | 0 | 0 | 0 | 0 | 0 | 0 | 0 | 0 | 0 | 0 | 0 | 0 | 0 | 0 | 0 | 0 | 0 | 0 | 0 | 0 | 0 | 0 | 0 | 0 | 0 | 0 | 0 | 0 | 0 | 0 | 0 | 0 | 0 | 0 | 0 | 0 | 0 | 0 | 0 | 0 | 0 | 0 | 0 | 0 | 0 | 0 | 0 | 0 | 0 | 0 | 0 | 0 | 0 | 0 | 0 | 0 | 0 | 0 | 0 | 0 | 0 | 0 | 0 | 0 | 0 | 0 | 0 | 0 | 0 | 0 | 0 | 0 | 0 | 0 | 0 | 0 | 0 | 0 | 0 | 0 | 0 | 0 | 0 | 0 | 0 | 0 | 0 | 0 | 0 | 0 | 0 | 0 | 0 | 0 | 0 | 0 | 0 | 0 | 0 | 0 | 0 | 0 | 0 | 0 | 0 | 0 | 0 | 0 | 0 | 0 | 0 | 0 | 0 | 0 | 0 | 0 | 0 | 0 | 0 | 0 | 0 | 0 | 0 | 0 | 0 | 0 | 0 | 0 | 0 | 0 | 0 | 0 | 0 | 0 | 0 | 0 | 0 | 0 | 0 | 0 | 0 | 0 | 0 | 0 | 0 | 0 | 0 | 0 | 0 | 0 | 0 | 0 | 0 | 0 | 0 | 0 | 0 | 0 | 0 | 0 | 0 | 0 | 0 | 0 | 0 | 0 | 0 | 0 | 0 | 0 | 0 | 0 | 0 | 0 | 0 | 0 | 0 | 0 | 0 | 0 | 0 | 0 | 0 | 0 | 0 | 0 | 0 | 0 | 0 | 0 | 0 | 0 | 0 | 0 | 0 | 0 | 0 | 0 | 0 | 0 | 0 | 0 | 0 | 0 | 0 | 0 | 0 | 0 | 0 | 0 | 0 | 0 | 0 | 0 | 0 | 0 | 0 | 0 | 0 | 0 | 0 | 0 | 0 | 0 | 0 | 0 | 0 | 0 | 0 | 0 | 0 | 0 | 0 | 0 | 0 | 0 | 0 | 0 | 0 | 0 | 0 | 0 | 0 | 0 | 0 | 0 | 0 | 0 | 0 | 0 | 0 | 0 | 0 | 0 | 0 | 0 | 0 | 0 | 0 | 0 | 0 | 0 | 0 | 0 | 0 | 0 | 0 | 0 | 0 | 0 | 0 | 0 | 0 | 0 | 0 | 0 | 0 | 0 | 0 | 0 | 0 | 0 | 0 | 0 | 0 | 0 | 0 | 0 | 0 | 0 | 0 | 0 | 0 | 0 | 0 | 0 | 0 | 0 | 0 | 0 | 0 | 0 | 0 | 0 | 0 | 0 | 0 | 0 | 0 | 0 | 0 | 0 | 0 | 0 | 0 | 0 | 0 | 0 | 0 | 0 | 0 | 0 | 0 | 0 | 0 | 0 | 0 | 0 | 0 | 0 | 0 | 0 | 0 | 0 | 0 | 0 | 0 | 0 | 0 | 0 | 0 | 0 | 0 | 0 | 0 | 0 | 0 | 0 | 0 | 0 | 0 | 0 | 0 | 0 | 0 | 0 | 0 | 0 | 0 | 0 | 0 | 0 | 0 | 0 | 0 | 0 | 0 | 0 | 0 | 0 | 0 | 0 | 0 | 0 | 0 | 0 | 0 | 0 | 0 | 0 | 0 | 0 | 0 | 0 | 0 | 0 | 0 | 0 | 0 | 0 | 0 | 0 | 0 | 0 | 0 | 0 | 0 | 0 | 0 | 0 | 0 | 0 | 0 | 0 | 0 | 0 | 0 | 0 | 0 | 0 | 0 | 0 | 0 | 0 | 0 | 0 | 0 | 0 | 0 | 0 | 0 | 0 | 0 | 0 | 0 | 0 | 0 | 0 | 0 | 0 | 0 | 0 | 0 | 0 | 0 | 0 | 0 | 0 | 0 | 0 | 0 | 0 | 0 | 0 | 0 | 0 | 0 | 0 | 0 | 0 | 0 | 0 | 0 | 0 | 0 | 0 | 0 | 0 | 0 | 0 | 0 | 0 | 0 | 0 | 0 | 0 | 0 | 0 | 0 | 0 | 0 | 0 | 0 | 0 | 0 | 0 | 0 | 0 | 0 | 0 | 0 | 0 | 0 | 0 | 0 | 0 | 0 | 0 | 0 | 0 | 0 | 0 | 0 | 0 | 0 | 0 | 0 | 0 | 0 | 0 | 0 | 0 | 0 | 0 | 0 | 0 | 0 | 0 | 0 | 0 | 0 | 0 | 0 | 0 | 0 | 0 | 0 | 0 | 0 | 0 | 0 | 0 | 0 | 0 | 0 | 0 | 0 | 0 | 0 | 0 | 0 | 0 | 0 | 0 | 0 | 0 | 0 | 0 | 0 | 0 | 0 | 0 | 0 | 0 | 0 | 0 | 0 | 0 | 0 | 0 | 0 | 0 | 0 | 0 | 0 | 0 | 0 | 0 | 0 | 0 | 0 | 0 | 0 | 0 | 0 | 0 | 0 | 0 | 0 | 0 | 0 | 0 | 0 | 0 | 0 | 0 | 0 | 0 | 0 | 0 | 0 | 0 | 0 | 0 | 0 | 0 | 0 | 0 | 0 | 0 | 0 | 0 | 0 | 0 | 0 | 0 | 0 | 0 | 0 | 0 | 0 | 0 | 0 | 0 | 0 | 0 | 0 | 0 | 0 | 0 | 0 | 0 | 0 | 0 | 0 | 0 | 0 | 0 | 0 | 0 | 0 | 0 | 0 | 0 | 0 | 0 | 0 | 0 | 0 | 0 | 0 | 0 | 0 | 0 | 0 | 0 | 0 | 0 | 0 | 0 | 0 | 0 | 0 | 0 | 0 | 0 | 0 | 0 | 0 | 0 | 0 | 0 | 0 | 0 | 0 | 0 | 0 | 0 | 0 | 0 | 0 | 0 | 0 | 0 | 0 | 0 | 0 | 0 | 0 | 0 | 0 | 0 | 0 | 0 | 0 | 0 | 0 | 0 | 0 | 0 | 0 | 0 | 0 | 0 | 0 | 0 | 0 | 0 | 0 | 0 | 0 | 0 | 0 | 0 | 0 | 0 | 0 | 0 | 0 | 0 | 0 | 0 | 0 | 0 | 0 | 0 | 0 | 0 | 0 | 0 | 0 | 0 | 0 | 0 | 0 | 0 | 0 | 0 | 0 | 0 | 0 | 0 | 0 | 0 | 0 | 0 | 0 | 0 | 0 | 0 | 0 | 0 | 0 | 0 | 0 | 0 | 0 | 0 | 0 | 0 | 0 | 0 | 0 | 0 | 0 | 0 | 0 | 0 | 0 | 0 | 0 | 0 | 0 | 0 | 0 | 0 | 0 | 0 | 0 | 0 | 0 | 0 | 0 | 0 | 0 | 0 | 0 | 0 | 0 | 0 | 0 | 0 | 0 | 0 | 0 | 0 | 0 | 0 | 0 | 0 | 0 | 0 | 0 | 0 | 0 | 0 | 0 | 0 | 0 | 0 | 0 | 0 | 0 | 0 | 0 | 0 | 0 | 0 | 0 | 0 | 0 | 0 | 0 | 0 | 0 | 0 | 0 | 0 | 0 | 0 | 0 | 0 | 0 | 0 | 0 | 0 | 0 | 0 | 0 | 0 | 0 | 0 | 0 | 0 | 0 | 0 | 0 | 0 | 0 | 0 | 0 | 0 | 0 | 0 | 0 | 0 | 0 | 0 | 0 | 0 | 0 | 0 | 0 | 0 | 0 | 0 | 0 | 0 | 0 | 0 | 0 | 0 | 0 | 0 | 0 | 0 | 0 | 0 | 0 | 0 | 0 | 0 | 0 | 0 | 0 | 0 | 0 | 0 | 0 | 0 | 0 | 0 | 0 | 0 | 0 | 0 | 0 | 0 | 0 | 0 | 0 | 0 | 0 | 0 | 0 | 0 | 0 | 0 | 0 | 0 | 0 | 0 | 0 | 0 | 0 | 0 | 0 | 0 | 0 | 0 | 0 | 0 | 0 | 0 | 0 | 0 | 0 | 0 | 0 | 0 | 0 | 0 | 0 | 0 | 0 | 0 | 0 | 0 | 0 | 0 | 0 | 0 | 0 | 0 | 0 | 0 | 0 | 0 | 0 | 0 | 0 | 0 | 0 | 0 | 0 | 0 | 0 | 0 | 0 | 0 | 0 | 0 | 0 | 0 | 0 | 0 | 0 | 0 | 0 | 0 | 0 | 0 | 0 | 0 | 0 | 0 | 0 | 0 | 0 | 0 | 0 | 0 | 0 | 0 | 0 | 0 | 0 | 0 | 0 | 0 | 0 | 0 | 0 | 0 | 0 | 0 | 0 | 0 | 0 | 0 | 0 | 0 | 0 | 0 | 0 | 0 | 0 | 0 | 0 | 0 | 0 | 0 | 0 | 0 | 0 | 0 | 0 | 0 | 0 | 0 | 0 | 0 | 0 | 0 | 0 | 0 | 0 | 0 | 0 | 0 | 0 | 0 | 0 | 0 | 0 | 0 | 0 | 0 | 0 | 0 | 0 | 0 | 0 | 0 | 0 | 0 | 0 | 0 | 0 | 0 | 0 | 0 | 0 | 0 | 0 | 0 | 0 | 0 | 0 | 0 | 0 | 0 | 0 | 0 | 0 | 0 | 0 | 0 | 0 | 0 | 0 | 0 | 0 | 0 | 0 | 0 | 0 | 0 | 0 | 0 | 0 | 0 | 0 | 0 | 0 | 0 | 0 | 0 | 0 | 0 | 0 | 0 | 0 | 0 | 0 | 0 | 0 | 0 | 0 | 0 | 0 | 0 | 0 | 0 | 0 | 0 | 0 | 0 | 0 | 0 | 0 | 0 | 0 | 0 | 0 | 0 | 0 | 0 | 0 | 0 | 0 | 0 | 0 | 0 | 0 | 0 | 0 | 0 | 0 | 0 | 0 | 0 | 0 | 0 | 0 | 0 | 0 | 0 | 0 | 0 | 0 | 0 | 0 | 0 | 0 | 0 | 0 | 0 | 0 | 0 | 0 | 0 | 0 | 0 | 0 | 0 | 0 | 0 | 0 | 0 | 0 | 0 | 0 | 0 | 0 | 0 | 0 | 0 | 0 | 0 | 0 | 0 | 0 | 0 | 0 | 0 | 0 | 0 | 0 | 0 | 0 | 0 | 0 | 0 | 0 | 0 | 0 | 0 | 0 | 0 | 0 | 0 | 0 | 0 | 0 | 0 | 0 | 0 | 0 | 0 | 0 | 0 | 0 | 0 | 0 | 0 | 0 | 0 | 0 | 0 | 0 | 0 | 0 | 0 | 0 | 0 | 0 | 0 | 0 | 0 | 0 | 0 | 0 | 0 | 0 | 0 | 0 | 0 | 0 | 0 | 0 | 0 | 0 | 0 | 0 | 0 | 0 | 0 | 0 | 0 | 0 | 0 | 0 | 0 | 0 | 0 | 0 | 0 | 0 | 0 | 0 | 0 | 0 | 0 | 0 | 0 | 0 | 0 | 0 | 0 | 0 | 0 | 0 | 0 | 0 | 0 | 0 | 0 | 0 | 0 | 0 | 0 | 0 | 0 | 0 | 0 | 0 | 0 | 0 | 0 | 0 | 0 | 0 | 0 | 0 | 0 | 0 | 0 | 0 | 0 | 0 | 0 | 0 | 0 | 0 | 0 | 0 | 0 | 0 | 0 | 0 | 0 | 0 | 0 | 0 | 0 | 0 | 0 | 0 | 0 | 0 | 0 | 0 | 0 | 0 | 0 | 0 | 0 | 0 | 0 | 0 | 0 | 0 | 0 | 0 | 0 | 0 | 0 | 0 | 0 | 0 | 0 | 0 | 0 | 0 | 0 | 0 | 0 | 0 | 0 | 0 | 0 | 0 | 0 | 0 | 0 | 0 | 0 | 0 | 0 | 0 | 0 | 0 | 0 | 0 | 0 | 0 | 0 | 0 | 0 | 0 | 0 | 0 | 0 | 0 | 0 | 0 | 0 | 0 | 0 | 0 | 0 | 0 | 0 | 0 | 0 | 0 | 0 | 0 | 0 | 0 | 0 | 0 | 0 | 0 | 0 | 0 | 0 | 0 | 0 | 0 | 0 | 0 | 0 | 0 | 0 | 0 | 0 | 0 | 0 | 0 | 0 | 0 | 0 | 0 | 0 | 0 | 0 | 0 | 0 | 0 | 0 | 0 | 0 | 0 | 0 | 0 | 0 | 0 | 0 | 0 | 0 | 0 | 0 | 0 | 0 | 0 | 0 | 0 | 0 | 0 | 0 | 0 | 0 | 0 | 0 | 0 | 0 | 0 | 0 | 0 | 0 | 0 | 0 | 0 | 0 | 0 | 0 | 0 | 0 | 0 | 0 | 0 | 0 | 0 | 0 | 0 | 0 | 0 | 0 | 0 | 0 | 0 | 0 | 0 | 0 | 0 | 0 | 0 | 0 | 0 | 0 | 0 | 0 | 0 | 0 | 0 | 0 | 0 | 0 | 0 | 0 | 0 | 0 | 0 | 0 | 0 | 0 | 0 | 0 | 0 | 0 | 0 | 0 | 0 | 0 | 0 | 0 | 0 | 0 | 0 | 0 | 0 | 0 | 0 | 0 | 0 | 0 | 0 | 0 | 0 | 0 | 0 | 0 | 0 | 0 | 0 | 0 | 0 | 0 | 0 | 0 | 0 | 0 | 0 | 0 | 0 | 0 | 0 | 0 | 0 | 0 | 0 | 0 | 0 | 0 | 0 | 0 | 0 | 0 | 0 | 0 | 0 | 0 | 0 | 0 | 0 | 0 | 0 | 0 | 0 | 0 | 0 | 0 | 0 | 0 | 0 | 0 | 0 | 0 | 0 | 0 | 0 | 0 | 0 | 0 | 0 | 0 | 0 | 0 | 0 | 0 | 0 | 0 | 0 | 0 | 0 | 0 | 0 | 0 | 0 | 0 | 0 | 0 | 0 | 0 | 0 | 0 | 0 | 0 | 0 | 0 | 0 | 0 | 0 | 0 | 0 | 0 | 0 | 0 | 0 | 0 | 0 | 0 | 0 | 0 | 0 | 0 | 0 | 0 | 0 | 0 | 0 | 0 | 0 | 0 | 0 | 0 | 0 | 0 | 0 | 0 | 0 | 0 | 0 | 0 | 0 | 0 | 0 | 0 | 0 | 0 | 0 | 0 | 0 | 0 | 0 | 0 | 0 | 0 | 0 | 0 | 0 | 0 | 0 | 0 | 0 | 0 | 0 | 0 | 0 | 0 | 0 | 0 | 0 | 0 | 0 | 0 | 0 | 0 | 0 | 0 | 0 | 0 | 0 | 0 | 0 | 0 | 0 | 0 | 0 | 0 | 0 | 0 | 0 | 0 | 0 | 0 | 0 | 0 | 0 | 0 | 0 | 0 | 0 | 0 | 0 | 0 | 0 | 0 | 0 | 0 | 0 | 0 | 0 | 0 | 0 | 0 | 0 | 0 | 0 | 0 | 0 | 0 | 0 | 0 | 0 | 0 | 0 | 0 | 0 | 0 | 0 | 0 | 0 | 0 | 0 | 0 | 0 | 0 | 0 | 0 | 0 | 0 | 0 | 0 | 0 | 0 | 0 | 0 | 0 | 0 | 0 | 0 | 0 | 0 | 0 | 0 | 0 | 0 | 0 | 0 | 0 | 0 | 0 | 0 | 0 | 0 | 0 | 0 | 0 | 0 | 0 | 0 | 0 | 0 | 0 | 0 | 0 | 0 | 0 | 0 | 0 | 0 | 0 | 0 | 0 | 0 | 0 | 0 | 0 | 0 | 0 | 0 | 0 | 0 | 0 | 0 | 0 | 0 | 0 | 0 | 0 | 0 | 0 | 0 | 0 | 0 | 0 | 0 | 0 | 0 | 0 | 0 | 0 | 0 | 0 | 0 | 0 | 0 | 0 | 0 | 0 | 0 | 0 | 0 | 0 | 0 | 0 | 0 | 0 | 0 | 0 | 0 | 0 | 0 | 0 | 0 | 0 | 0 | 0 | 0 | 0 | 0 | 0 | 0 | 0 | 0 | 0 | 0 | 0 | 0 | 0 | 0 | 0 | 0 | 0 | 0 | 0 | 0 | 0 | 0 | 0 | 0 | 0 | 0 | 0 | 0 | 0 | 0 | 0 | 0 | 0 | 0 | 0 | 0 | 0 | 0 | 0 | 0 | 0 | 0 | 0 | 0 | 0 | 0 | 0 | 0 | 0 | 0 | 0 | 0 | 0 | 0 | 0 | 0 | 0 | 0 | 0 | 0 | 0 | 0 | 0 | 0 | 0 | 0 | 0 | 0 | 0 | 0 | 0 | 0 | 0 | 0 | 0 | 0 | 0 | 0 | 0 | 0 | 0 | 0 | 0 | 0 | 0 | 0 | 0 | 0 | 0 | 0 | 0 | 0 | 0 | 0 | 0 | 0 | 0 | 0 | 0 | 0 | 0 | 0 | 0 | 0 | 0 | 0 | 0 | 0 | 0 | 0 | 0 | 0 | 0 | 0 | 0 | 0 | 0 | 0 | 0 | 0 | 0 | 0 | 0 | 0 | 0 | 0 | 0 | 0 | 0 | 0 | 0 | 0 | 0 | 0 | 0 | 0 | 0 | 0 | 0 | 0 | 0 | 0 | 0 | 0 | 0 | 0 | 0 | 0 | 0 | 0 | 0 | 0 | 0 | 0 | 0 | 0 | 0 | 0 | 0 | 0 | 0 | 0 | 0 | 0 | 0 | 0 | 0 | 0 | 0 | 0 | 0 | 0 | 0 | 0 | 0 | 0 | 0 | 0 | 0 | 0 | 0 | 0 | 0 | 0 | 0 | 0 | 0 | 0 | 0 | 0 | 0 | 0 | 0 | 0 | 0 | 0 | 0 | 0 | 0 | 0 | 0 | 0 | 0 | 0 | 0 | 0 | 0 | 0 | 0 | 0 | 0 | 0 | 0 | 0 | 0 | 0 | 0 | 0 | 0 | 0 | 0 | 0 | 0 | 0 | 0 | 0 | 0 | 0 | 0 | 0 | 0 | 0 | 0 | 0 | 0 | 0 | 0 | 0 | 0 | 0 | 0 | 0 | 0 | 0 | 0 | 0 | 0 | 0 | 0 | 0 | 0 | 0 | 0 | 0 | 0 | 0 | 0 | 0 | 0 | 0 | 0 | 0 | 0 | 0 | 0 | 0 | 0 | 0 | 0 | 0 | 0 | 0 | 0 | 0 | 0 | 0 | 0 | 0 | 0 | 0 | 0 | 0 | 0 | 0 | 0 | 0 | 0 | 0 | 0 | 0 | 0 | 0 | 0 | 0 | 0 | 0 | 0 | 0 | 0 | 0 | 0 | 0 | 0 | 0 | 0 | 0 | 0 | 0 | 0 | 0 | 0 | 0 | 0 | 0 | 0 | 0 | 0 | 0 | 0 | 0 | 0 | 0 | 0 | 0 | 0 | 0 | 0 | 0 | 0 | 0 | 0 | 0 | 0 | 0 | 0 | 0 | 0 | 0 | 0 | 0 | 0 | 0 | 0 | 0 | 0 | 0 | 0 | 0 | 0 | 0 | 0 | 0 | 0 | 0 | 0 | 0 | 0 | 0 | 0 | 0 | 0 | 0 | 0 | 0 | 0 | 0 | 0 | 0 | 0 | 0 | 0 | 0 | 0 | 0 | 0 | 0 | 0 | 0 | 0 | 0 | 0 | 0 | 0 | 0 | 0 | 0 | 0 | 0 | 0 | 0 | 0 | 0 | 0 | 0 | 0 | 0 | 0 | 0 | 0 | 0 | 0 | 0 | 0 | 0 | 0 | 0 | 0 | 0 | 0 | 0 | 0 | 0 | 0 | 0 | 0 | 0 | 0 | 0 | 0 | 0 | 0 | 0 | 0 | 0 | 0 | 0 | 0 | 0 | 0 | 0 | 0 | 0 | 0 | 0 | 0 | 0 | 0 | 0 | 0 | 0 | 0 | 0 | 0 | 0 | 0 | 0 | 0 | 0 | 0 | 0 | 0 | 0 | 0 | 0 | 0 | 0 | 0 | 0 | 0 | 0 | 0 | 0 | 0 | 0 | 0 | 0 | 0 | 0 | 0 | 0 | 0 | 0 | 0 | 0 | 0 | 0 | 0 | 0 | 0 | 0 | 0 | 0 | 0 | 0 | 0 | 0 | 0 | 0 | 0 | 0 | 0 | 0 | 0 | 0 | 0 | 0 | 0 | 0 | 0 | 0 | 0 | 0 | 0 | 0 | 0 | 0 | 0 | 0 | 0 | 0 | 0 | 0 | 0 | 0 | 0 | 0 | 0 | 0 | 0 | 0 | 0 | 0 | 0 | 0 | 0 | 0 | 0 | 0 | 0 | 0 | 0 | 0 | 0 | 0 | 0 | 0 | 0 | 0 | 0 | 0 | 0 | 0 | 0 | 0 | 0 | 0 | 0 | 0 | 0 | 0 | 0 | 0 | 0 | 0 | 0 | 0 | 0 | 0 | 0 | 0 | 0 | 0 | 0 | 0 | 0 | 0 | 0 | 0 | 0 | 0 | 0 | 0 | 0 | 0 | 0 | 0 | 0 | 0 | 0 | 0 | 0 | 0 | 0 | 0 | 0 | 0 | 0 | 0 | 0 | 0 | 0 | 0 | 0 | 0 | 0 | 0 | 0 | 0 | 0 | 0 | 0 | 0 | 0 | 0 | 0 | 0 | 0 | 0 | 0 | 0 | 0 | 0 | 0 | 0 | 0 | 0 | 0 | 0 | 0 | 0 | 0 | 0 | 0 | 0 | 0 | 0 | 0 | 0 | 0 | 0 | 0 | 0 | 0 | 0 | 0 | 0 | 0 | 0 | 0 | 0 | 0 | 0 | 0 | 0 | 0 | 0 | 0 | 0 | 0 | 0 | 0 | 0 | 0 | 0 | 0 | 0 | 0 | 0 | 0 | 0 | 0 | 0 | 0 | 0 | 0 | 0 | 0 | 0 | 0 | 0 | 0 | 0 | 0 | 0 | 0 | 0 | 0 | 0 | 0 | 0 | 0 | 0 | 0 | 0 | 0 | 0 | 0 | 0 | 0 | 0 | 0 | 0 | 0 | 0 | 0 | 0 | 0 | 0 | 0 | 0 | 0 | 0 | 0 | 0 | 0 | 0 | 0 | 0 | 0 | 0 | 0 | 0 | 0 | 0 | 0 | 0 | 0 | 0 | 0 | 0 | 0 | 0 | 0 | 0 | 0 | 0 | 0 | 0 | 0 | 0 | 0 | 0 | 0 | 0 | 0 | 0 | 0 | 0 | 0 | 0 | 0 | 0 | 0 | 0 | 0 | 0 | 0 | 0 | 0 | 0 | 0 | 0 | 0 | 0 | 0 | 0 | 0 | 0 | 0 | 0 | 0 | 0 | 0 | 0 | 0 | 0 | 0 | 0 | 0 | 0 | 0 | 0 | 0 | 0 | 0 | 0 | 0 | 0 | 0 | 0 | 0 | 0 | 0 | 0 | 0 | 0 | 0 | 0 | 0 | 0 | 0 | 0 | 0 | 0 | 0 | 0 | 0 | 0 | 0 | 0 | 0 | 0 | 0 | 0 | 0 | 0 | 0 | 0 | 0 | 0 | 0 | 0 | 0 | 0 | 0 | 0 | 0 | 0 | 0 | 0 | 0 | 0 | 0 | 0 | 0 | 0 | 0 | 0 | 0 | 0 | 0 | 0 | 0 | 0 | 0 | 0 | 0 | 0 | 0 | 0 | 0 | 0 | 0 | 0 | 0 | 0 | 0 | 0 | 0 | 0 | 0 | 0 | 0 | 0 | 0 | 0 | 0 | 0 | 0 | 0 | 0 | 0 | 0 | 0 | 0 | 0 | 0 | 0 | 0 | 0 | 0 | 0 | 0 | 0 | 0 | 0 | 0 | 0 | 0 | 0 | 0 | 0 | 0 | 0 | 0 | 0 | 0 | 0 | 0 | 0 | 0 | 0 | 0 | 0 | 0 | 0 | 0 | 0 | 0 | 0 | 0 | 0 | 0 | 0 | 0 | 0 | 0 | 0 | 0 | 0 | 0 | 0 | 0 | 0 | 0 | 0 | 0 | 0 | 0 | 0 | 0 | 0 | 0 | 0 | 0 | 0 | 0 | 0 | 0 | 0 | 0 | 0 | 0 | 0 | 0 | 0 | 0 | 0 | 0 | 0 | 0 | 0 | 0 | 0 | 0 | 0 | 0 | 0 | 0 | 0 | 0 | 0 | 0 | 0 | 0 | 0 | 0 | 0 | 0 | 0 | 0 | 0 | 0 | 0 | 0 | 0 | 0 | 0 | 0 | 0 | 0 | 0 | 0 | 0 | 0 | 0 | 0 | 0 | 0 | 0 | 0 | 0 | 0 | 0 | 0 | 0 | 0 | 0 | 0 | 0 | 0 | 0 | 0 | 0 | 0 | 0 | 0 | 0 | 0 | 0 | 0 | 0 | 0 | 0 | 0 | 0 | 0 | 0 | 0 | 0 | 0 | 0 | 0 | 0 | 0 | 0 | 0 | 0 | 0 | 0 | 0 | 0 | 0 | 0 | 0 | 0 | 0 | 0 | 0 | 0 | 0 | 0 | 0 | 0 | 0 | 0 | 0 | 0 | 0 | 0 | 0 | 0 | 0 | 0 | 0 | 0 | 0 | 0 | 0 | 0 | 0 | 0 | 0 | 0 | 0 | 0 | 0 | 0 | 0 | 0 | 0 | 0 | 0 | 0 | 0 | 0 | 0 | 0 | 0 | 0 | 0 | 0 | 0 | 0 | 0 | 0 | 0 | 0 | 0 | 0 | 0 | 0 | 0 | 0 | 0 | 0 | 0 | 0 | 0 | 0 | 0 | 0 | 0 | 0 | 0 | 0 | 0 | 0 | 0 | 0 | 0 | 0 | 0 | 0 | 0 | 0 | 0 | 0 | 0 | 0 | 0 | 0 | 0 | 0 | 0 | 0 | 0 | 0 | 0 | 0 | 0 | 0 | 0 | 0 | 0 | 0 | 0 | 0 | 0 | 0 | 0 | 0 | 0 | 0 | 0 | 0 | 0 | 0 | 0 | 0 | 0 | 0 | 0 | 0 | 0 | 0 | 0 | 0 | 0 | 0 | 0 | 0 | 0 | 0 | 0 | 0 | 0 | 0 | 0 | 0 | 0 | 0 | 0 | 0 | 0 | 0 | 0 | 0 | 0 | 0 | 0 | 0 | 0 | 0 | 0 | 0 | 0 | 0 | 0 | 0 | 0 | 0 | 0 | 0 | 0 | 0 | 0 | 0 | 0 | 0 | 0 | 0 | 0 | 0 | 0 | 0 | 0 | 0 | 0 | 0 | 0 | 0 | 0 | 0 | 0 | 0 | 0 | 0 | 0 | 0 | 0 | 0 | 0 | 0 | 0 | 0 | 0 | 0 | 0 | 0 | 0 | 0 | 0 | 0 | 0 | 0 | 0 | 0 | 0 | 0 | 0 | 0 | 0 | 0 | 0 | 0 | 0 | 0 | 0 | 0 | 0 | 0 | 0 | 0 | 0 | 0 | 0 | 0 | 0 | 0 | 0 | 0 | 0 | 0 | 0 | 0 | 0 | 0 | 0 | 0 | 0 | 0 | 0 | 0 | 0 | 0 | 0 | 0 | 0 | 0 | 0 | 0 | 0 | 0 | 0 | 0 | 0 | 0 | 0 | 0 | 0 | 0 | 0 | 0 | 0 | 0 | 0 | 0 | 0 | 0 | 0 | 0 | 0 | 0 | 0 | 0 | 0 | 0 | 0 | 0 | 0 | 0 | 0 | 0 | 0 | 0 | 0 | 0 | 0 | 0 | 0 | 0 | 0 | 0 | 0 | 0 | 0 | 0 | 0 | 0 | 0 | 0 | 0 | 0 | 0 | 0 | 0 | 0 | 0 | 0 | 0 | 0 | 0 | 0 | 0 | 0 | 0 | 0 | 0 | 0 | 0 | 0 | 0 | 0 | 0 | 0 | 0 | 0 | 0 | 0 | 0 | 0 | 0 | 0 | 0 | 0 | 0 | 0 | 0 | 0 | 0 | 0 | 0 | 0 | 0 | 0 | 0 | 0 | 0 | 0 | 0 | 0 | 0 | 0 | 0 | 0 | 0 | 0 | 0 | 0 | 0 | 0 | 0 | 0 | 0 | 0 | 0 | 0 | 0 | 0 | 0 | 0 | 0 | 0 | 0 | 0 | 0 | 0 | 0 | 0 | 0 | 0 | 0 | 0 | 0 | 0 | 0 | 0 | 0 | 0 | 0 | 0 | 0 | 0 | 0 | 0 | 0 | 0 | 0 | 0 | 0 | 0 | 0 | 0 | 0 | 0 | 0 | 0 | 0 | 0 | 0 | 0 | 0 | 0 | 0 | 0 | 0 | 0 | 0 | 0 | 0 | 0 | 0 | 0 | 0 | 0 | 0 | 0 | 0 | 0 | 0 | 0 | 0 | 0 | 0 | 0 | 0 | 0 | 0 | 0 | 0 | 0 | 0 | 0 | 0 | 0 | 0 | 0 | 0 | 0 | 0 | 0 | 0 | 0 | 0 | 0 | 0 | 0 | 0 | 0 | 0 | 0 | 0 | 0 | 0 | 0 | 0 | 0 | 0 | 0 | 0 | 0 | 0 | 0 | 0 | 0 | 0 | 0 | 0 | 0 | 0 | 0 | 0 | 0 | 0 | 0 | 0 | 0 | 0 | 0 | 0 | 0 | 0 | 0 | 0 | 0 | 0 | 0 | 0 | 0 | 0 | 0 | 0 | 0 | 0 | 0 | 0 | 0 | 0 | 0 | 0 | 0 | 0 | 0 | 0 | 0 | 0 | 0 | 0 | 0 | 0 | 0 | 0 | 0 | 0 | 0 | 0 | 0 | 0 | 0 | 0 | 0 | 0 | 0 | 0 | 0 | 0 | 0 | 0 | 0 | 0 | 0 | 0 | 0 | 0 | 0 | 0 | 0 | 0 | 0 | 0 | 0 | 0 | 0 | 0 | 0 | 0 | 0 | 0 | 0 | 0 | 0 | 0 | 0 | 0 | 0 | 0 | 0 | 0 | 0 | 0 | 0 | 0 | 0 | 0 | 0 | 0 | 0 | 0 | 0 | 0 | 0 | 0 | 0 | 0 | 0 | 0 | 0 | 0 | 0 | 0 | 0 | 0 | 0 | 0 | 0 | 0 | 0 | 0 | 0 | 0 | 0 | 0 | 0 | 0 | 0 | 0 | 0 | 0 | 0 | 0 | 0 | 0 | 0 | 0 | 0 | 0 | 0 | 0 | 0 | 0 | 0 | 0 | 0 | 0 | 0 | 0 | 0 | 0 | 0 | 0 | 0 | 0 | 0 | 0 | 0 | 0 | 0 | 0 | 0 | 0 | 0 | 0 | 0 | 0 | 0 | 0 | 0 | 0 | 0 | 0 | 0 | 0 | 0 | 0 | 0 | 0 | 0 | 0 | 0 | 0 | 0 | 0 | 0 | 0 | 0 | 0 | 0 | 0 | 0 | 0 | 0 | 0 | 0 | 0 | 0 | 0 | 0 | 0 | 0 | 0 | 0 | 0 | 0 | 0 | 0 | 0 | 0 | 0 | 0 | 0 | 0 | 0 | 0 | 0 | 0 | 0 | 0 | 0 | 0 | 0 | 0 | 0 | 0 | 0 | 0 | 0 | 0 | 0 | 0 | 0 | 0 | 0 | 0 | 0 | 0 | 0 | 0 | 0 | 0 | 0 | 0 | 0 | 0 | 0 | 0 | 0 | 0 | 0 | 0 | 0 | 0 | 0 | 0 | 0 | 0 | 0 | 0 | 0 | 0 | 0 | 0 | 0 | 0 | 0 | 0 | 0 | 0 | 0 | 0 | 0 | 0 | 0 | 0 | 0 | 0 | 0 | 0 | 0 | 0 | 0 | 0 | 0 | 0 | 0 | 0 | 0 | 0 | 0 | 0 | 0 | 0 | 0 | 0 | 0 | 0 | 0 | 0 | 0 | 0 | 0 | 0 | 0 | 0 | 0 | 0 | 0 | 0 | 0 | 0 | 0 | 0 | 0 | 0 | 0 | 0 | 0 | 0 | 0 | 0 | 0 | 0 | 0 | 0 | 0 | 0 | 0 | 0 | 0 | 0 | 0 | 0 | 0 | 0 | 0 | 0 | 0 | 0 | 0 | 0 | 0 | 0 | 0 | 0 | 0 | 0 | 0 | 0 | 0 | 0 | 0 | 0 | 0 | 0 | 0 | 0 | 0 | 0 | 0 | 0 | 0 | 0 | 0 | 0 | 0 | 0 | 0 | 0 | 0 | 0 | 0 | 0 | 0 | 0 | 0 | 0 | 0 | 0 | 0 | 0 | 0 | 0 | 0 | 0 | 0 | 0 | 0 | 0 | 0 | 0 | 0 | 0 | 0 | 0 | 0 | 0 | 0 | 0 | 0 | 0 | 0 | 0 | 0 | 0 | 0 | 0 | 0 | 0 | 0 | 0 | 0 | 0 | 0 | 0 | 0 | 0 | 0 | 0 | 0 | 0 | 0 | 0 | 0 | 0 | 0 | 0 | 0 | 0 | 0 | 0 | 0 | 0 | 0 | 0 | 0 | 0 | 0 | 0 | 0 | 0 | 0 | 0 | 0 | 0 | 0 | 0 | 0 | 0 | 0 | 0 | 0 | 0 | 0 | 0 | 0 | 0 | 0 | 0 | 0 | 0 | 0 | 0 | 0 | 0 | 0 | 0 | 0 | 0 | 0 | 0 | 0 | 0 | 0 | 0 | 0 | 0 | 0 | 0 | 0 | 0 | 0 | 0 | 0 | 0 | 0 | 0 | 0 | 0 | 0 | 0 | 0 | 0 | 0 | 0 | 0 | 0 | 0 | 0 | 0 | 0 | 0 | 0 | 0 | 0 | 0 | 0 | 0 | 0 | 0 | 0 | 0 | 0 | 0 | 0 | 0 | 0 | 0 | 0 | 0 | 0 | 0 | 0 | 0 | 0 | 0 | 0 | 0 | 0 | 0 | 0 | 0 | 0 | 0 | 0 | 0 | 0 | 0 | 0 | 0 | 0 | 0 | 0 | 0 | 0 | 0 | 0 | 0 | 0 | 0 | 0 | 0 | 0 | 0 | 0 | 0 | 0 | 0 | 0 | 0 | 0 | 0 | 0 | 0 | 0 | 0 | 0 | 0 | 0 | 0 | 0 | 0 | 0 | 0 | 0 | 0 | 0 | 0 | 0 | 0 | 0 | 0 | 0 | 0 | 0 | 0 | 0 | 0 | 0 | 0 | 0 | 0 | 0 | 0 | 0 | 0 | 0 | 0 | 0 | 0 | 0 | 0 | 0 | 0 | 0 | 0 | 0 | 0 | 0 | 0 | 0 | 0 | 0 | 0 | 0 | 0 | 0 | 0 | 0 | 0 | 0 | 0 | 0 | 0 | 0 | 0 | 0 | 0 | 0 | 0 | 0 | 0 | 0 | 0 | 0 | 0 | 0 | 0 | 0 | 0 | 0 | 0 | 0 | 0 | 0 | 0 | 0 | 0 | 0 | 0 | 0 | 0 | 0 | 0 | 0 | 0 | 0 | 0 | 0 | 0 | 0 | 0 | 0 | 0 | 0 | 0 | 0 | 0 | 0 | 0 | 0 | 0 | 0 | 0 | 0 | 0 | 0 | 0 | 0 | 0 | 0 | 0 | 0 | 0 | 0 | 0 | 0 | 0 | 0 | 0 | 0 | 0 | 0 | 0 | 0 | 0 | 0 | 0 | 0 | 0 | 0 | 0 | 0 | 0 | 0 | 0 | 0 | 0 | 0 | 0 | 0 | 0 | 0 | 0 | 0 | 0 | 0 | 0 | 0 | 0 | 0 | 0 | 0 | 0 | 0 | 0 | 0 | 0 | 0 | 0 | 0 | 0 | 0 | 0 | 0 | 0 | 0 | 0 | 0 | 0 | 0 | 0 | 0 | 0 | 0 | 0 | 0 | 0 | 0 | 0 | 0 | 0 | 0 | 0 | 0 | 0 | 0 | 0 | 0 | 0 | 0 | 0 | 0 | 0 | 0 | 0 | 0 | 0 | 0 | 0 | 0 | 0 | 0 | 0 | 0 | 0 | 0 | 0 | 0 | 0 | 0 | 0 | 0 | 0 | 0 | 0 | 0 | 0 | 0 | 0 | 0 | 0 | 0 | 0 | 0 | 0 | 0 | 0 | 0 | 0 | 0 | 0 | 0 | 0 | 0 | 0 | 0 | 0 | 0 | 0 | 0 | 0 | 0 | 0 | 0 | 0 | 0 | 0 | 0 | 0 | 0 | 0 | 0 | 0 | 0 | 0 | 0 | 0 | 0 | 0 | 0 | 0 | 0 | 0 | 0 | 0 | 0 | 0 | 0 | 0 | 0 | 0 | 0 | 0 | 0 | 0 | 0 | 0 | 0 | 0 | 0 | 0 | 0 | 0 | 0 | 0 | 0 | 0 | 0 | 0 | 0 | 0 | 0 | 0 | 0 | 0 | 0 | 0 | 0 | 0 | 0 | 0 | 0 | 0 | 0 | 0 | 0 | 0 | 0 | 0 | 0 | 0 | 0 | 0 | 0 | 0 | 0 | 0 | 0 | 0 | 0 | 0 | 0 | 0 | 0 | 0 | 0 | 0 | 0 | 0 | 0 | 0 | 0 | 0 | 0 | 0 | 0 | 0 | 0 | 0 | 0 | 0 | 0 | 0 | 0 | 0 | 0 | 0 | 0 | 0 | 0 | 0 | 0 | 0 | 0 | 0 | 0 | 0 | 0 | 0 | 0 | 0 | 0 | 0 | 0 | 0 | 0 | 0 | 0 | 0 | 0 | 0 | 0 | 0 | 0 | 0 | 0 | 0 | 0 | 0 | 0 | 0 | 0 | 0 | 0 | 0 | 0 | 0 | 0 | 0 | 0 | 0 | 0 | 0 | 0 | 0 | 0 | 0 | 0 | 0 | 0 | 0 | 0 | 0 | 0 | 0 | 0 | 0 | 0 | 0 | 0 | 0 | 0 | 0 | 0 | 0 | 0 | 0 | 0 | 0 | 0 | 0 | 0 | 0 | 0 | 0 | 0 | 0 | 0 | 0 | 0 | 0 | 0 | 0 | 0 | 0 | 0 | 0 | 0 | 0 | 0 | 0 | 0 | 0 | 0 | 0 | 0 | 0 | 0 | 0 | 0 | 0 | 0 | 0 | 0 | 0 | 0 | 0 | 0 | 0 | 0 | 0 | 0 | 0 | 0 | 0 | 0 | 0 | 0 | 0 | 0 | 0 | 0 | 0 | 0 | 0 | 0 | 0 | 0 | 0 | 0 | 0 | 0 | 0 | 0 | 0 | 0 | 0 | 0 | 0 | 0 | 0 | 0 | 0 | 0 | 0 | 0 | 0 | 0 | 0 | 0 | 0 | 0 | 0 | 0 | 0 | 0 | 0 | 0 | 0 | 0 | 0 | 0 | 0 | 0 | 0 | 0 | 0 | 0 | 0 | 0 | 0 | 0 | 0 | 0 | 0 | 0 | 0 | 0 | 0 | 0 | 0 | 0 | 0 | 0 | 0 | 0 | 0 | 0 | 0 | 0 | 0 | 0 | 0 | 0 | 0 | 0 | 0 | 0 | 0 | 0 | 0 | 0 | 0 | 0 | 0 | 0 | 0 | 0 | 0 | 0 | 0 | 0 | 0 | 0 | 0 | 0 | 0 | 0 | 0 | 0 | 0 | 0 | 0 | 0 | 0 | 0 | 0 | 0 | 0 | 0 | 0 | 0 | 0 | 0 | 0 | 0 | 0 | 0 | 0 | 0 | 0 | 0 | 0 | 0 | 0 | 0 | 0 | 0 | 0 | 0 | 0 | 0 | 0 | 0 | 0 | 0 | 0 | 0 | 0 | 0 | 0 | 0 | 0 | 0 | 0 | 0 | 0 | 0 | 0 | 0 | 0 | 0 | 0 | 0 | 0 | 0 | 0 | 0 | 0 | 0 | 0 | 0 | 0 | 0 | 0 | 0 | 0 | 0 | 0 | 0 | 0 | 0 | 0 | 0 | 0 | 0 | 0 | 0 | 0 | 0 | 0 | 0 | 0 | 0 | 0 | 0 | 0 | 0 | 0 | 0 | 0 | 0 | 0 | 0 | 0 | 0 | 0 | 0 | 0 | 0 | 0 | 0 | 0 | 0 | 0 | 0 | 0 | 0 | 0 | 0 | 0 | 0 | 0 | 0 | 0 | 0 | 0 | 0 | 0 | 0 | 0 | 0 | 0 | 0 | 0 | 0 | 0 | 0 | 0 | 0 | 0 | 0 | 0 | 0 | 0 | 0 | 0 | 0 | 0 | 0 | 0 | 0 | 0 | 0 | 0 | 0 | 0 | 0 | 0 | 0 | 0 | 0 | 0 | 0 | 0 | 0 | 0 | 0 | 0 | 0 | 0 | 0 | 0 | 0 | 0 | 0 | 0 | 0 | 0 | 0 | 0 | 0 | 0 | 0 | 0 | 0 | 0 | 0 | 0 | 0 | 0 | 0 | 0 | 0 | 0 | 0 | 0 | 0 | 0 | 0 | 0 | 0 | 0 | 0 | 0 | 0 | 0 | 0 | 0 | 0 | 0 | 0 | 0 | 0 | 0 | 0 | 0 | 0 | 0 | 0 | 0 | 0 | 0 | 0 | 0 | 0 | 0 | 0 | 0 | 0 | 0 | 0 | 0 | 0 | 0 | 0 | 0 | 0 | 0 | 0 | 0 | 0 | 0 | 0 | 0 | 0 | 0 | 0 | 0 | 0 | 0 | 0 | 0 | 0 | 0 | 0 | 0 | 0 | 0 | 0 | 0 | 0 | 0 | 0 | 0 | 0 | 0 | 0 | 0 | 0 | 0 | 0 | 0 | 0 | 0 | 0 | 0 | 0 | 0 | 0 | 0 | 0 | 0 | 0 | 0 | 0 | 0 | 0 | 0 | 0 | 0 | 0 | 0 | 0 | 0 | 0 | 0 | 0 | 0 | 0 | 0 | 0 | 0 | 0 | 0 | 0 | 0 | 0 | 0 | 0 | 0 | 0 | 0 | 0 | 0 | 0 | 0 | 0 | 0 | 0 | 0 | 0 | 0 | 0 | 0 | 0 | 0 | 0 | 0 | 0 | 0 | 0 | 0 | 0 | 0 | 0 | 0 | 0 | 0 | 0 | 0 | 0 | 0 | 0 | 0 | 0 | 0 | 0 | 0 | 0 | 0 | 0 | 0 | 0 | 0 | 0 | 0 | 0 | 0 | 0 | 0 | 0 | 0 | 0 | 0 | 0 | 0 | 0 | 0 | 0 | 0 | 0 | 0 | 0 | 0 | 0 | 0 | 0 | 0 | 0 | 0 | 0 | 0 | 0 | 0 | 0 | 0 | 0 | 0 | 0 | 0 | 0 | 0 | 0 | 0 | 0 | 0 | 0 | 0 | 0 | 0 | 0 | 0 | 0 | 0 | 0 | 0 | 0 | 0 | 0 | 0 | 0 | 0 | 0 | 0 | 0 | 0 | 0 | 0 | 0 | 0 | 0 | 0 | 0 | 0 | 0 | 0 | 0 | 0 | 0 | 0 | 0 | 0 | 0 | 0 | 0 | 0 | 0 | 0 | 0 | 0 | 0 | 0 | 0 | 0 | 0 | 0 | 0 | 0 | 0 | 0 | 0 | 0 | 0 | 0 | 0 | 0 | 0 | 0 | 0 | 0 | 0 | 0 | 0 | 0 | 0 | 0 | 0 | 0 | 0 | 0 | 0 | 0 | 0 | 0 | 0 | 0 | 0 | 0 | 0 | 0 | 0 | 0 | 0 | 0 | 0 | 0 | 0 | 0 | 0 | 0 | 0 | 0 | 0 | 0 | 0 | 0 | 0 | 0 | 0 | 0 | 0 | 0 | 0 | 0 | 0 | 0 | 0 | 0 | 0 | 0 | 0 | 0 | 0 | 0 | 0 | 0 | 0 | 0 | 0 | 0 | 0 | 0 | 0 | 0 | 0 | 0 | 0 | 0 | 0 | 0 | 0 | 0 | 0 | 0 | 0 | 0 | 0 | 0 | 0 | 0 | 0 | 0 | 0 | 0 | 0 | 0 | 0 | 0 | 0 | 0 | 0 | 0 | 0 | 0 | 0 | 0 | 0 | 0 | 0 | 0 | 0 | 0 | 0 | 0 | 0 | 0 | 0 | 0 | 0 | 0 | 0 | 0 | 0 | 0 | 0 | 0 | 0 | 0 | 0 | 0 | 0 | 0 | 0 | 0 | 0 | 0 | 0 | 0 | 0 | 0 | 0 | 0 | 0 | 0 | 0 | 0 | 0 | 0 | 0 | 0 | 0 | 0 | 0 | 0 | 0 | 0 | 0 | 0 | 0 | 0 | 0 | 0 | 0 | 0 | 0 | 0 | 0 | 0 | 0 | 0 | 0 | 0 | 0 | 0 | 0 | 0 | 0 | 0 | 0 | 0 | 0 | 0 | 0 | 0 | 0 | 0 | 0 | 0 | 0 | 0 | 0 | 0 | 0 | 0 | 0 | 0 | 0 | 0 | 0 | 0 | 0 | 0 | 0 | 0 | 0 | 0 | 0 | 0 | 0 | 0 | 0 | 0 | 0 | 0 | 0 | 0 | 0 | 0 | 0 | 0 | 0 | 0 | 0 | 0 | 0 | 0 | 0 | 0 | 0 | 0 | 0 | 0 | 0 | 0 | 0 | 0 | 0 | 0 | 0 | 0 | 0 | 0 | 0 | 0 | 0 | 0 | 0 | 0 | 0 | 0 | 0 | 0 | 0 | 0 | 0 | 0 | 0 | 0 | 0 | 0 | 0 | 0 | 0 | 0 | 0 | 0 | 0 | 0 | 0 | 0 | 0 | 0 | 0 | 0 | 0 | 0 | 0 | 0 | 0 | 0 | 0 | 0 | 0 | 0 | 0 | 0 | 0 | 0 | 0 | 0 | 0 | 0 | 0 | 0 | 0 | 0 | 0 | 0 | 0 | 0 | 0 | 0 | 0 | 0 | 0 | 0 | 0 | 0 | 0 | 0 | 0 | 0 | 0 | 0 | 0 | 0 | 0 | 0 | 0 | 0 | 0 | 0 | 0 | 0 | 0 | 0 | 0 | 0 | 0 | 0 | 0 | 0 | 0 | 0 | 0 | 0 | 0 | 0 | 0 | 0 | 0 | 0 | 0 | 0 | 0 | 0 | 0 | 0 | 0 | 0 | 0 | 0 | 0 | 0 | 0 | 0 | 0 | 0 | 0 | 0 | 0 | 0 | 0 | 0 | 0 | 0 | 0 | 0 | 0 | 0 | 0 | 0 | 0 | 0 | 0 | 0 | 0 | 0 | 0 | 0 | 0 | 0 | 0 | 0 | 0 | 0 | 0 | 0 | 0 | 0 | 0 | 0 | 0 | 0 | 0 | 0 | 0 | 0 | 0 | 0 | 0 | 0 | 0 | 0 | 0 | 0 | 0 | 0 | 0 | 0 | 0 | 0 | 0 | 0 | 0 | 0 | 0 | 0 | 0 | 0 | 0 | 0 | 0 | 0 | 0 | 0 | 0 | 0 | 0 | 0 | 0 | 0 | 0 | 0 | 0 | 0 | 0 | 0 | 0 | 0 | 0 | 0 | 0 | 0 | 0 | 0 | 0 | 0 | 0 | 0 | 0 | 0 | 0 | 0 | 0 | 0 | 0 | 0 | 0 | 0 | 0 | 0 | 0 | 0 | 0 | 0 | 0 | 0 | 0 | 0 | 0 | 0 | 0 | 0 | 0 | 0 | 0 | 0 | 0 | 0 | 0 | 0 | 0 | 0 | 0 | 0 | 0 | 0 | 0 | 0 | 0 | 0 | 0 | 0 | 0 | 0 | 0 | 0 | 0 | 0 | 0 | 0 | 0 | 0 | 0 | 0 | 0 | 0 | 0 | 0 | 0 | 0 | 0 | 0 | 0 | 0 | 0 | 0 | 0 | 0 | 0 | 0 | 0 | 0 | 0 | 0 | 0 | 0 | 0 | 0 | 0 | 0 | 0 | 0 | 0 | 0 | 0 | 0 | 0 | 0 | 0 | 0 | 0 | 0 | 0 | 0 | 0 | 0 | 0 | 0 | 0 | 0 | 0 | 0 | 0 | 0 | 0 | 0 | 0 | 0 | 0 | 0 | 0 | 0 | 0 | 0 | 0 | 0 | 0 | 0 | 0 | 0 | 0 | 0 | 0 | 0 | 0 | 0 | 0 | 0 | 0 | 0 | 0 | 0 | 0 | 0 | 0 | 0 | 0 | 0 | 0 | 0 | 0 | 0 | 0 | 0 | 0 | 0 | 0 | 0 | 0 | 0 | 0 | 0 | 0 | 0 | 0 | 0 | 0 | 0 | 0 | 0 | 0 | 0 | 0 | 0 | 0 | 0 | 0 | 0 | 0 | 0 | 0 | 0 | 0 | 0 | 0 | 0 | 0 | 0 | 0 | 0 | 0 | 0 | 0 | 0 | 0 | 0 | 0 | 0 | 0 | 0 | 0 | 0 | 0 | 0 | 0 | 0 | 0 | 0 | 0 | 0 | 0 | 0 | 0 | 0 | 0 | 0 | 0 | 0 | 0 | 0 | 0 | 0 | 0 | 0 | 0 | 0 | 0 | 0 | 0 | 0 | 0 | 0 | 0 | 0 | 0 | 0 | 0 | 0 | 0 | 0 | 0 | 0 | 0 | 0 | 0 | 0 | 0 | 0 | 0 | 0 | 0 | 0 | 0 | 0 | 0 | 0 | 0 | 0 | 0 | 0 | 0 | 0 | 0 | 0 | 0 | 0 | 0 | 0 | 0 | 0 | 0 | 0 | 0 | 0 | 0 | 0 | 0 | 0 | 0 | 0 | 0 | 0 | 0 | 0 | 0 | 0 | 0 | 0 | 0 | 0 | 0 | 0 | 0 | 0 | 0 | 0 | 0 | 0 | 0 | 0 | 0 | 0 | 0 | 0 | 0 | 0 | 0 | 0 | 0 | 0 | 0 | 0 | 0 | 0 | 0 | 0 | 0 | 0 | 0 | 0 | 0 | 0 | 0 | 0 | 0 | 0 | 0 | 0 | 0 | 0 | 0 | 0 | 0 | 0 | 0 | 0 | 0 | 0 | 0 | 0 | 0 | 0 | 0 | 0 | 0 | 0 | 0 | 0 | 0 | 0 | 0 | 0 | 0 | 0 | 0 | 0 | 0 | 0 | 0 | 0 | 0 | 0 | 0 | 0 | 0 | 0 | 0 | 0 | 0 | 0 | 0 | 0 | 0 | 0 | 0 | 0 | 0 | 0 | 0 | 0 | 0 | 0 | 0 | 0 | 0 | 0 | 0 | 0 | 0 | 0 | 0 | 0 | 0 | 0 | 0 | 0 | 0 | 0 | 0 | 0 | 0 | 0 | 0 | 0 | 0 | 0 | 0 | 0 | 0 | 0 | 0 | 0 | 0 | 0 | 0 | 0 | 0 | 0 | 0 | 0 | 0 | 0 | 0 | 0 | 0 | 0 | 0 | 0 | 0 | 0 | 0 | 0 | 0 | 0 | 0 | 0 | 0 | 0 | 0 | 0 | 0 | 0 | 0 | 0 | 0 | 0 | 0 | 0 | 0 | 0 | 0 | 0 | 0 | 0 | 0 | 0 | 0 | 0 | 0 | 0 | 0 | 0 | 0 | 0 | 0 | 0 | 0 | 0 | 0 | 0 | 0 | 0 | 0 | 0 | 0 | 0 | 0 | 0 | 0 | 0 | 0 | 0 | 0 | 0 | 0 | 0 | 0 | 0 | 0 | 0 | 0 | 0 | 0 | 0 | 0 | 0 | 0 | 0 | 0 | 0 | 0 | 0 | 0 | 0 | 0 | 0 | 0 | 0 | 0 | 0 | 0 | 0 | 0 | 0 | 0 | 0 | 0 | 0 | 0 | 0 | 0 | 0 | 0 | 0 | 0 | 0 | 0 | 0 | 0 | 0 | 0 | 0 | 0 | 0 | 0 | 0 | 0 | 0 | 0 | 0 | 0 | 0 | 0 | 0 | 0 | 0 | 0 | 0 | 0 | 0 | 0 | 0 | 0 | 0 | 0 | 0 | 0 | 0 | 0 | 0 | 0 | 0 | 0 | 0 | 0 | 0 | 0 | 0 | 0 | 0 | 0 | 0 | 0 | 0 | 0 | 0 | 0 | 0 | 0 | 0 | 0 | 0 | 0 | 0 | 0 | 0 | 0 | 0 | 0 | 0 | 0 | 0 | 0 | 0 | 0 | 0 | 0 | 0 | 0 | 0 | 0 | 0 | 0 | 0 | 0 | 0 | 0 | 0 | 0 | 0 | 0 | 0 | 0 | 0 | 0 | 0 | 0 | 0 | 0 | 0 | 0 | 0 | 0 | 0 | 0 | 0 | 0 | 0 | 0 | 0 | 0 | 0 | 0 | 0 | 0 | 0 | 0 | 0 | 0 | 0 | 0 | 0 | 0 | 0 | 0 | 0 | 0 | 0 | 0 | 0 | 0 | 0 | 0 | 0 | 0 | 0 | 0 | 0 | 0 | 0 | 0 | 0 | 0 | 0 | 0 | 0 | 0 | 0 | 0 | 0 | 0 | 0 | 0 | 0 | 0 | 0 | 0 | 0 | 0 | 0 | 0 | 0 | 0 | 0 | 0 | 0 | 0 | 0 | 0 | 0 | 0 | 0 | 0 | 0 | 0 | 0 | 0 | 0 | 0 | 0 | 0 | 0 | 0 | 0 | 0 | 0 | 0 | 0 | 0 | 0 | 0 | 0 | 0 | 0 | 0 | 0 | 0 | 0 | 0 | 0 | 0 | 0 | 0 | 0 | 0 | 0 | 0 | 0 | 0 | 0 | 0 | 0 | 0 | 0 | 0 | 0 | 0 | 0 | 0 | 0 | 0 | 0 | 0 | 0 | 0 | 0 | 0 | 0 | 0 | 0 | 0 | 0 | 0 | 0 | 0 | 0 | 0 | 0 | 0 | 0 | 0 | 0 | 0 | 0 | 0 | 0 | 0 | 0 | 0 | 0 | 0 | 0 | 0 | 0 | 0 | 0 | 0 | 0 | 0 | 0 | 0 | 0 | 0 | 0 | 0 | 0 | 0 | 0 | 0 | 0 | 0 | 0 | 0 | 0 | 0 | 0 | 0 | 0 | 0 | 0 | 0 | 0 | 0 | 0 | 0 | 0 | 0 | 0 | 0 | 0 | 0 | 0 | 0 | 0 | 0 | 0 | 0 | 0 | 0 | 0 | 0 | 0 | 0 | 0 | 0 | 0 | 0 | 0 | 0 | 0 | 0 | 0 | 0 | 0 | 0 | 0 | 0 | 0 | 0 | 0 | 0 | 0 | 0 | 0 | 0 | 0 | 0 | 0 | 0 | 0 | 0 | 0 | 0 | 0 | 0 | 0 | 0 | 0 | 0 | 0 | 0 | 0 | 0 | 0 | 0 | 0 | 0 | 0 | 0 | 0 | 0 | 0 | 0 | 0 | 0 | 0 | 0 | 0 | 0 | 0 | 0 | 0 | 0 | 0 | 0 | 0 | 0 | 0 | 0 | 0 | 0 | 0 | 0 | 0 | 0 | 0 | 0 | 0 | 0 | 0 | 0 | 0 | 0 | 0 | 0 | 0 | 0 | 0 | 0 | 0 | 0 | 0 | 0 | 0 | 0 | 0 | 0 | 0 | 0 | 0 | 0 | 0 | 0 | 0 | 0 | 0 | 0 | 0 | 0 | 0 | 0 | 0 | 0 | 0 | 0 | 0 | 0 | 0 | 0 | 0 | 0 | 0 | 0 | 0 | 0 | 0 | 0 | 0 | 0 | 0 | 0 | 0 | 0 | 0 | 0 | 0 | 0 | 0 | 0 | 0 | 0 | 0 | 0 | 0 | 0 | 0 | 0 | 0 | 0 | 0 | 0 | 0 | 0 | 0 | 0 | 0 | 0 | 0 | 0 | 0 | 0 | 0 | 0 | 0 | 0 | 0 | 0 | 0 | 0 | 0 | 0 | 0 | 0 | 0 | 0 | 0 | 0 | 0 | 0 | 0 | 0 | 0 | 0 | 0 | 0 | 0 | 0 | 0 | 0 | 0 | 0 | 0 | 0 | 0 | 0 | 0 | 0 | 0 | 0 | 0 | 0 | 0 | 0 | 0 | 0 | 0 | 0 | 0 | 0 | 0 | 0 | 0 | 0 | 0 | 0 | 0 | 0 | 0 | 0 | 0 | 0 | 0 | 0 | 0 | 0 | 0 | 0 | 0 | 0 | 0 | 0 | 0 | 0 | 0 | 0 | 0 | 0 | 0 | 0 | 0 | 0 | 0 | 0 | 0 | 0 | 0 | 0 | 0 | 0 | 0 | 0 | 0 | 0 | 0 | 0 | 0 | 0 | 0 | 0 | 0 | 0 | 0 | 0 | 0 | 0 | 0 | 0 | 0 | 0 | 0 | 0 | 0 | 0 | 0 | 0 | 0 | 0 | 0 | 0 | 0 | 0 | 0 | 0 | 0 | 0 | 0 | 0 | 0 | 0 | 0 | 0 | 0 | 0 | 0 | 0 | 0 | 0 | 0 | 0 | 0 | 0 | 0 | 0 | 0 | 0 | 0 | 0 | 0 | 0 | 0 | 0 | 0 | 0 | 0 | 0 | 0 | 0 | 0 | 0 | 0 | 0 | 0 | 0 | 0 | 0 | 0 | 0 | 0 | 0 | 0 | 0 | 0 | 0 | 0 | 0 | 0 | 0 | 0 | 0 | 0 | 0 | 0 | 0 | 0 | 0 | 0 | 0 | 0 | 0 | 0 | 0 | 0 | 0 | 0 | 0 | 0 | 0 | 0 | 0 | 0 | 0 | 0 | 0 | 0 | 0 | 0 | 0 | 0 | 0 | 0 | 0 | 0 | 0 | 0 | 0 | 0 | 0 | 0 | 0 | 0 | 0 | 0 | 0 | 0 | 0 | 0 | 0 | 0 | 0 | 0 | 0 | 0 | 0 | 0 | 0 | 0 | 0 | 0 | 0 | 0 | 0 | 0 | 0 | 0 | 0 | 0 | 0 | 0 | 0 | 0 | 0 | 0 | 0 | 0 | 0 | 0 | 0 | 0 | 0 | 0 | 0 | 0 | 0 | 0 | 0 | 0 | 0 | 0 | 0 | 0 | 0 | 0 | 0 | 0 | 0 | 0 | 0 | 0 | 0 | 0 | 0 | 0 | 0 | 0 | 0 | 0 | 0 | 0 | 0 | 0 | 0 | 0 | 0 | 0 | 0 | 0 | 0 | 0 | 0 | 0 | 0 | 0 | 0 | 0 | 0 | 0 | 0 | 0 | 0 | 0 | 0 | 0 | 0 | 0 | 0 | 0 | 0 | 0 | 0 | 0 | 0 | 0 | 0 | 0 | 0 | 0 | 0 | 0 | 0 | 0 | 0 | 0 | 0 | 0 | 0 | 0 | 0 | 0 | 0 | 0 | 0 | 0 | 0 | 0 | 0 | 0 | 0 | 0 | 0 | 0 | 0 | 0 | 0 | 0 | 0 | 0 | 0 | 0 | 0 | 0 | 0 | 0 | 0 | 0 | 0 | 0 | 0 | 0 | 0 | 0 | 0 | 0 | 0 | 0 | 0 | 0 | 0 | 0 | 0 | 0 | 0 | 0 | 0 | 0 | 0 | 0 | 0 | 0 | 0 | 0 | 0 | 0 | 0 | 0 | 0 | 0 | 0 | 0 | 0 | 0 | 0 | 0 | 0 | 0 | 0 | 0 | 0 | 0 | 0 | 0 | 0 | 0 | 0 | 0 | 0 | 0 | 0 | 0 | 0 | 0 | 0 | 0 | 0 | 0 | 0 | 0 | 0 | 0 | 0 | 0 | 0 | 0 | 0 | 0 | 0 | 0 | 0 | 0 | 0 | 0 | 0 | 0 | 0 | 0 | 0 | 0 | 0 | 0 | 0 | 0 | 0 | 0 | 0 | 0 | 0 | 0 | 0 | 0 | 0 | 0 | 0 | 0 | 0 | 0 | 0 | 0 | 0 | 0 | 0 | 0 | 0 | 0 | 0 | 0 | 0 | 0 | 0 | 0 | 0 | 0 | 0 | 0 | 0 | 0 | 0 | 0 | 0 | 0 | 0 | 0 | 0 | 0 | 0 | 0 | 0 | 0 | 0 | 0 | 0 | 0 | 0 | 0 | 0 | 0 | 0 | 0 | 0 | 0 | 0 | 0 | 0 | 0 | 0 | 0 | 0 | 0 | 0 | 0 | 0 | 0 | 0 | 0 | 0 | 0 | 0 | 0 | 0 | 0 | 0 | 0 | 0 | 0 | 0 | 0 | 0 | 0 | 0 | 0 | 0 | 0 | 0 | 0 | 0 | 0 | 0 | 0 | 0 | 0 | 0 | 0 | 0 | 0 | 0 | 0 | 0 | 0 | 0 | 0 | 0 | 0 | 0 | 0 | 0 | 0 | 0 | 0 | 0 | 0 | 0 | 0 | 0 | 0 | 0 | 0 | 0 | 0 | 0 | 0 | 0 | 0 | 0 | 0 | 0 | 0 | 0 | 0 | 0 | 0 | 0 | 0 | 0 | 0 | 0 | 0 | 0 | 0 | 0 | 0 | 0 | 0 | 0 | 0 | 0 | 0 | 0 | 0 | 0 | 0 | 0 | 0 | 0 | 0 | 0 | 0 | 0 | 0 | 0 | 0 | 0 | 0 | 0 | 0 | 0 | 0 | 0 | 0 | 0 | 0 | 0 | 0 | 0 | 0 | 0 | 0 | 0 | 0 | 0 | 0 | 0 | 0 | 0 | 0 | 0 | 0 | 0 | 0 | 0 | 0 | 0 | 0 | 0 | 0 | 0 | 0 | 0 | 0 | 0 | 0 | 0 | 0 | 0 | 0 | 0 | 0 | 0 | 0 | 0 | 0 | 0 | 0 | 0 | 0 | 0 | 0 | 0 | 0 | 0 | 0 | 0 | 0 | 0 | 0 | 0 | 0 | 0 | 0 | 0 | 0 | 0 | 0 | 0 | 0 | 0 | 0 | 0 | 0 | 0 | 0 | 0 | 0 | 0 | 0 | 0 | 0 | 0 | 0 | 0 | 0 | 0 | 0 | 0 | 0 | 0 | 0 | 0 | 0 | 0 | 0 | 0 | 0 | 0 | 0 | 0 | 0 | 0 | 0 | 0 | 0 | 0 | 0 | 0 | 0 | 0 | 0 | 0 | 0 | 0 | 0 | 0 | 0 | 0 | 0 | 0 | 0 | 0 | 0 | 0 | 0 | 0 | 0 | 0 | 0 | 0 | 0 | 0 | 0 | 0 | 0 | 0 | 0 | 0 | 0 | 0 | 0 | 0 | 0 | 0 | 0 | 0 | 0 | 0 | 0 | 0 | 0 | 0 | 0 | 0 | 0 | 0 | 0 | 0 | 0 | 0 | 0 | 0 | 0 | 0 | 0 | 0 | 0 | 0 | 0 | 0 | 0 | 0 | 0 | 0 | 0 | 0 | 0 | 0 | 0 | 0 | 0 | 0 | 0 | 0 | 0 | 0 | 0 | 0 | 0 | 0 | 0 | 0 | 0 | 0 | 0 | 0 | 0 | 0 | 0 | 0 | 0 | 0 | 0 | 0 | 0 | 0 | 0 | 0 | 0 | 0 | 0 | 0 | 0 | 0 | 0 | 0 | 0 | 0 | 0 | 0 | 0 | 0 | 0 | 0 | 0 | 0 | 0 | 0 | 0 | 0 | 0 | 0 | 0 | 0 | 0 | 0 | 0 | 0 | 0 | 0 | 0 | 0 | 0 | 0 | 0 | 0 | 0 | 0 | 0 | 0 | 0 | 0 | 0 | 0 | 0 | 0 | 0 | 0 | 0 | 0 | 0 | 0 | 0 | 0 | 0 | 0 | 0 | 0 | 0 | 0 | 0 | 0 | 0 | 0 | 0 | 0 | 0 | 0 | 0 | 0 | 0 | 0 | 0 | 0 | 0 | 0 | 0 | 0 | 0 | 0 | 0 | 0 | 0 | 0 | 0 | 0 | 0 | 0 | 0 | 0 | 0 | 0 | 0 | 0 | 0 | 0 | 0 | 0 | 0 | 0 | 0 | 0 | 0 | 0 | 0 | 0 | 0 | 0 | 0 | 0 | 0 | 0 | 0 | 0 | 0 | 0 | 0 | 0 | 0 | 0 | 0 | 0 | 0 | 0 | 0 | 0 | 0 | 0 | 0 | 0 | 0 | 0 | 0 | 0 | 0 | 0 | 0 | 0 | 0 | 0 | 0 | 0 | 0 | 0 | 0 | 0 | 0 | 0 | 0 | 0 | 0 | 0 | 0 | 0 | 0 | 0 | 0 | 0 | 0 | 0 | 0 | 0 | 0 | 0 | 0 | 0 | 0 | 0 | 0 | 0 | 0 | 0 | 0 | 0 | 0 | 0 | 0 | 0 | 0 | 0 | 0 | 0 | 0 | 0 | 0 | 0 | 0 | 0 | 0 | 0 | 0 | 0 | 0 | 0 | 0 | 0 | 0 | 0 | 0 | 0 | 0 | 0 | 0 | 0 | 0 | 0 | 0 | 0 | 0 | 0 | 0 | 0 | 0 | 0 | 0 | 0 | 0 | 0 | 0 | 0 | 0 | 0 | 0 | 0 | 0 | 0 | 0 | 0 | 0 | 0 | 0 | 0 | 0 | 0 | 0 | 0 | 0 | 0 | 0 | 0 | 0 | 0 | 0 | 0 | 0 | 0 | 0 | 0 | 0 | 0 | 0 | 0 | 0 | 0 | 0 | 0 | 0 | 0 | 0 | 0 | 0 | 0 | 0 | 0 | 0 | 0 | 0 | 0 | 0 | 0 | 0 | 0 | 0 | 0 | 0 | 0 | 0 | 0 | 0 | 0 | 0 | 0 | 0 | 0 | 0 | 0 | 0 | 0 | 0 | 0 | 0 | 0 | 0 | 0 | 0 | 0 | 0 | 0 | 0 | 0 | 0 | 0 | 0 | 0 | 0 | 0 | 0 | 0 | 0 | 0 | 0 | 0 | 0 | 0 | 0 | 0 | 0 | 0 | 0 | 0 | 0 | 0 | 0 | 0 | 0 | 0 | 0 | 0 | 0 | 0 | 0 | 0 | 0 | 0 | 0 | 0 | 0 | 0 | 0 | 0 | 0 | 0 | 0 | 0 | 0 | 0 | 0 | 0 | 0 | 0 | 0 | 0 | 0 | 0 | 0 | 0 | 0 | 0 | 0 | 0 | 0 | 0 | 0 | 0 | 0 | 0 | 0 | 0 | 0 | 0 | 0 | 0 | 0 | 0 | 0 | 0 | 0 | 0 | 0 | 0 | 0 | 0 | 0 | 0 | 0 | 0 | 0 | 0 | 0 | 0 | 0 | 0 | 0 | 0 | 0 | 0 | 0 | 0 | 0 | 0 | 0 | 0 | 0 | 0 | 0 | 0 | 0 | 0 | 0 | 0 | 0 | 0 | 0 | 0 | 0 | 0 | 0 | 0 | 0 | 0 | 0 | 0 | 0 | 0 | 0 | 0 | 0 | 0 | 0 | 0 | 0 | 0 | 0 | 0 | 0 | 0 | 0 | 0 | 0 | 0 | 0 | 0 | 0 | 0 | 0 | 0 | 0 | 0 | 0 | 0 | 0 | 0 | 0 | 0 | 0 | 0 | 0 | 0 | 0 | 0 | 0 | 0 | 0 | 0 | 0 | 0 | 0 | 0 | 0 | 0 | 0 | 0 | 0 | 0 | 0 | 0 | 0 | 0 | 0 | 0 | 0 | 0 | 0 | 0 | 0 | 0 | 0 | 0 | 0 | 0 | 0 | 0 | 0 | 0 | 0 | 0 | 0 | 0 | 0 | 0 | 0 | 0 | 0 | 0 | 0 | 0 | 0 | 0 | 0 | 0 | 0 | 0 | 0 | 0 | 0 | 0 | 0 | 0 | 0 | 0 | 0 | 0 | 0 | 0 | 0 | 0 | 0 | 0 | 0 | 0 | 0 | 0 | 0 | 0 | 0 | 0 | 0 | 0 | 0 | 0 | 0 | 0 | 0 | 0 | 0 | 0 | 0 | 0 | 0 | 0 | 0 | 0 | 0 | 0 | 0 | 0 | 0 | 0 | 0 | 0 | 0 | 0 | 0 | 0 | 0 | 0 | 0 | 0 | 0 | 0 | 0 | 0 | 0 | 0 | 0 | 0 | 0 | 0 | 0 | 0 | 0 | 0 | 0 | 0 | 0 | 0 | 0 | 0 | 0 | 0 | 0 | 0 | 0 | 0 | 0 | 0 | 0 | 0 | 0 | 0 | 0 | 0 | 0 | 0 | 0 | 0 | 0 | 0 | 0 | 0 | 0 | 0 | 0 | 0 | 0 | 0 | 0 | 0 | 0 | 0 | 0 | 0 | 0 | 0 | 0 | 0 | 0 | 0 | 0 | 0 | 0 | 0 | 0 | 0 | 0 | 0 | 0 | 0 | 0 | 0 | 0 | 0 | 0 | 0 | 0 | 0 | 0 | 0 | 0 | 0 | 0 | 0 | 0 | 0 | 0 | 0 | 0 | 0 | 0 | 0 | 0 | 0 | 0 | 0 | 0 | 0 | 0 | 0 | 0 | 0 | 0 | 0 | 0 | 0 | 0 | 0 | 0 | 0 | 0 | 0 | 0 | 0 | 0 | 0 | 0 | 0 | 0 | 0 | 0 | 0 | 0 | 0 | 0 | 0 | 0 | 0 | 0 | 0 | 0 | 0 | 0 | 0 | 0 | 0 | 0 | 0 | 0 | 0 | 0 | 0 | 0 | 0 | 0 | 0 | 0 | 0 | 0 | 0 | 0 | 0 | 0 | 0 | 0 | 0 | 0 | 0 | 0 | 0 | 0 | 0 | 0 | 0 | 0 | 0 | 0 | 0 | 0 | 0 | 0 | 0 | 0 | 0 | 0 | 0 | 0 | 0 | 0 | 0 | 0 | 0 | 0 | 0 | 0 | 0 | 0 | 0 | 0 | 0 | 0 | 0 | 0 | 0 | 0 | 0 | 0 | 0 | 0 | 0 | 0 | 0 | 0 | 0 | 0 | 0 | 0 | 0 | 0 | 0 | 0 | 0 | 0 | 0 | 0 | 0 | 0 | 0 | 0 | 0 | 0 | 0 | 0 | 0 | 0 | 0 | 0 | 0 | 0 | 0 | 0 | 0 | 0 | 0 | 0 | 0 | 0 | 0 | 0 | 0 | 0 | 0 | 0 | 0 | 0 | 0 | 0 | 0 | 0 | 0 | 0 | 0 | 0 | 0 | 0 | 0 | 0 | 0 | 0 | 0 | 0 | 0 | 0 | 0 | 0 | 0 | 0 | 0 | 0 | 0 | 0 | 0 | 0 | 0 | 0 | 0 | 0 | 0 | 0 | 0 | 0 | 0 | 0 | 0 | 0 | 0 | 0 | 0 | 0 | 0 | 0 | 0 | 0 | 0 | 0 | 0 | 0 | 0 | 0 | 0 | 0 | 0 | 0 | 0 | 0 | 0 | 0 | 0 | 0 | 0 | 0 | 0 | 0 | 0 | 0 | 0 | 0 | 0 | 0 | 0 | 0 | 0 | 0 | 0 | 0 | 0 | 0 | 0 | 0 | 0 | 0 | 0 | 0 | 0 | 0 | 0 | 0 | 0 | 0 | 0 | 0 | 0 | 0 | 0 | 0 | 0 | 0 | 0 | 0 | 0 | 0 | 0 | 0 | 0 | 0 | 0 | 0 | 0 | 0 | 0 | 0 | 0 | 0 | 0 | 0 | 0 | 0 | 0 | 0 | 0 | 0 | 0 | 0 | 0 | 0 | 0 | 0 | 0 | 0 | 0 | 0 | 0 | 0 | 0 | 0 | 0 | 0 | 0 | 0 | 0 | 0 | 0 | 0 | 0 | 0 | 0 | 0 | 0 | 0 | 0 | 0 | 0 | 0 | 0 | 0 | 0 | 0 | 0 | 0 | 0 | 0 | 0 | 0 | 0 | 0 | 0 | 0 | 0 | 0 | 0 | 0 | 0 | 0 | 0 | 0 | 0 | 0 | 0 | 0 | 0 | 0 | 0 | 0 | 0 | 0 | 0 | 0 | 0 | 0 | 0 | 0 | 0 | 0 | 0 | 0 | 0 | 0 | 0 | 0 | 0 | 0 | 0 | 0 | 0 | 0 | 0 | 0 | 0 | 0 | 0 | 0 | 0 | 0 | 0 | 0 | 0 | 0 | 0 | 0 | 0 | 0 | 0 | 0 | 0 | 0 | 0 | 0 | 0 | 0 | 0 | 0 | 0 | 0 | 0 | 0 | 0 | 0 | 0 | 0 | 0 | 0 | 0 | 0 | 0 | 0 | 0 | 0 | 0 | 0 | 0 | 0 | 0 | 0 | 0 | 0 | 0 | 0 | 0 | 0 | 0 | 0 | 0 | 0 | 0 | 0 | 0 | 0 | 0 | 0 | 0 | 0 | 0 | 0 | 0 | 0 | 0 | 0 | 0 | 0 | 0 | 0 | 0 | 0 | 0 | 0 | 0 | 0 | 0 | 0 | 0 | 0 | 0 | 0 | 0 | 0 | 0 | 0 | 0 | 0 | 0 | 0 | 0 | 0 | 0 | 0 | 0 | 0 | 0 | 0 | 0 | 0 | 0 | 0 | 0 | 0 | 0 | 0 | 0 | 0 | 0 | 0 | 0 | 0 | 0 | 0 | 0 | 0 | 0 | 0 | 0 | 0 | 0 | 0 | 0 | 0 | 0 | 0 | 0 | 0 | 0 | 0 | 0 | 0 | 0 | 0 | 0 | 0 | 0 | 0 | 0 | 0 | 0 | 0 | 0 | 0 | 0 | 0 | 0 | 0 | 0 | 0 | 0 | 0 | 0 | 0 | 0 | 0 | 0 | 0 | 0 | 0 | 0 | 0 | 0 | 0 | 0 | 0 | 0 | 0 | 0 | 0 | 0 | 0 | 0 | 0 | 0 | 0 | 0 | 0 | 0 | 0 | 0 | 0 | 0 | 0 | 0 | 0 | 0 | 0 | 0 | 0 | 0 | 0 | 0 | 0 | 0 | 0 | 0 | 0 | 0 | 0 | 0 | 0 | 0 | 0 | 0 | 0 | 0 | 0 | 0 | 0 | 0 | 0 | 0 | 0 | 0 | 0 | 0 | 0 | 0 | 0 | 0 | 0 | 0 | 0 | 0 | 0 | 0 | 0 | 0 | 0 | 0 | 0 | 0 | 0 | 0 | 0 | 0 | 0 | 0 | 0 | 0 | 0 | 0 | 0 | 0 | 0 | 0 | 0 | 0 | 0 | 0 | 0 | 0 | 0 | 0 | 0 | 0 | 0 | 0 | 0 | 0 | 0 | 0 | 0 | 0 | 0 | 0 | 0 | 0 | 0 | 0 | 0 | 0 | 0 | 0 | 0 | 0 | 0 | 0 | 0 | 0 | 0 | 0 | 0 | 0 | 0 | 0 | 0 | 0 | 0 | 0 | 0 | 0 | 0 | 0 | 0 | 0 | 0 | 0 | 0 | 0 | 0 | 0 | 0 | 0 | 0 | 0 | 0 | 0 | 0 | 0 | 0 | 0 | 0 | 0 | 0 | 0 | 0 | 0 | 0 | 0 | 0 | 0 | 0 | 0 | 0 | 0 | 0 | 0 | 0 | 0 | 0 | 0 | 0 | 0 | 0 | 0 | 0 | 0 | 0 | 0 | 0 | 0 | 0 | 0 | 0 | 0 | 0 | 0 | 0 | 0 | 0 | 0 | 0 | 0 | 0 | 0 | 0 | 0 | 0 | 0 | 0 | 0 | 0 | 0 | 0 | 0 | 0 | 0 | 0 | 0 | 0 | 0 | 0 | 0 | 0 | 0 | 0 | 0 | 0 | 0 | 0 | 0 | 0 | 0 | 0 | 0 | 0 | 0 | 0 | 0 | 0 | 0 | 0 | 0 | 0 | 0 | 0 | 0 | 0 | 0 | 0 | 0 | 0 | 0 | 0 | 0 | 0 | 0 | 0 | 0 | 0 | 0 | 0 | 0 | 0 | 0 | 0 | 0 | 0 | 0 | 0 | 0 | 0 | 0 | 0 | 0 | 0 | 0 | 0 | 0 | 0 | 0 | 0 | 0 | 0 | 0 | 0 | 0 | 0 | 0 | 0 | 0 | 0 | 0 | 0 | 0 | 0 | 0 | 0 | 0 | 0 | 0 | 0 | 0 | 0 | 0 | 0 | 0 | 0 | 0 | 0 | 0 | 0 | 0 | 0 | 0 | 0 | 0 | 0 | 0 | 0 | 0 | 0 | 0 | 0 | 0 | 0 | 0 | 0 | 0 | 0 | 0 | 0 | 0 | 0 | 0 | 0 | 0 | 0 | 0 | 0 | 0 | 0 | 0 | 0 | 0 | 0 | 0 | 0 | 0 | 0 | 0 | 0 | 0 | 0 | 0 | 0 | 0 | 0 | 0 | 0 | 0 | 0 | 0 | 0 | 0 | 0 | 0 | 0 | 0 | 0 | 0 | 0 | 0 | 0 | 0 | 0 | 0 | 0 | 0 | 0 | 0 | 0 | 0 | 0 | 0 | 0 | 0 | 0 | 0 | 0 | 0 | 0 | 0 | 0 | 0 | 0 | 0 | 0 | 0 | 0 | 0 | 0 | 0 | 0 | 0 | 0 | 0 | 0 | 0 | 0 | 0 | 0 | 0 | 0 | 0 | 0 | 0 | 0 | 0 | 0 | 0 | 0 | 0 | 0 | 0 | 0 | 0 | 0 | 0 | 0 | 0 | 0 | 0 | 0 | 0 | 0 | 0 | 0 | 0 | 0 | 0 | 0 | 0 | 0 | 0 | 0 | 0 | 0 | 0 | 0 | 0 | 0 | 0 | 0 | 0 | 0 | 0 | 0 | 0 | 0 | 0 | 0 | 0 | 0 | 0 | 0 | 0 | 0 | 0 | 0 | 0 | 0 | 0 | 0 | 0 | 0 | 0 | 0 | 0 | 0 | 0 | 0 | 0 | 0 | 0 | 0 | 0 | 0 | 0 | 0 | 0 | 0 | 0 | 0 | 0 | 0 | 0 | 0 | 0 | 0 | 0 | 0 | 0 | 0 | 0 | 0 | 0 | 0 | 0 | 0 | 0 | 0 | 0 | 0 | 0 | 0 | 0 | 0 | 0 | 0 | 0 | 0 | 0 | 0 | 0 | 0 | 0 | 0 | 0 | 0 | 0 | 0 | 0 | 0 | 0 | 0 | 0 | 0 | 0 | 0 | 0 | 0 | 0 | 0 | 0 | 0 | 0 | 0 | 0 | 0 | 0 | 0 | 0 | 0 | 0 | 0 | 0 | 0 | 0 | 0 | 0 | 0 | 0 | 0 | 0 | 0 | 0 | 0 | 0 | 0 | 0 | 0 | 0 | 0 | 0 | 0 | 0 | 0 | 0 | 0 | 0 | 0 | 0 | 0 | 0 | 0 | 0 | 0 | 0 | 0 | 0 | 0 | 0 | 0 | 0 | 0 | 0 | 0 | 0 | 0 | 0 | 0 | 0 | 0 | 0 | 0 | 0 | 0 | 0 | 0 | 0 | 0 | 0 | 0 | 0 | 0 | 0 | 0 | 0 | 0 | 0 | 0 | 0 | 0 | 0 | 0 | 0 | 0 | 0 | 0 | 0 | 0 | 0 | 0 | 0 | 0 | 0 | 0 | 0 | 0 | 0 | 0 | 0 | 0 | 0 | 0 | 0 | 0 | 0 | 0 | 0 | 0 | 0 | 0 | 0 | 0 | 0 | 0 | 0 | 0 | 0 | 0 | 0 | 0 | 0 | 0 | 0 | 0 | 0 | 0 | 0 | 0 | 0 | 0 | 0 | 0 | 0 | 0 | 0 | 0 | 0 | 0 | 0 | 0 | 0 | 0 | 0 | 0 | 0 | 0 | 0 | 0 | 0 | 0 | 0 | 0 | 0 | 0 | 0 | 0 | 0 | 0 | 0 | 0 | 0 | 0 | 0 | 0 | 0 | 0 | 0 | 0 | 0 | 0 | 0 | 0 | 0 | 0 | 0 | 0 | 0 | 0 | 0 | 0 | 0 | 0 | 0 | 0 | 0 | 0 | 0 | 0 | 0 | 0 | 0 | 0 | 0 | 0 | 0 | 0 | 0 | 0 | 0 | 0 | 0 | 0 | 0 | 0 | 0 | 0 | 0 | 0 | 0 | 0 | 0 | 0 | 0 | 0 | 0 | 0 | 0 | 0 | 0 | 0 | 0 | 0 | 0 | 0 | 0 | 0 | 0 | 0 | 0 | 0 | 0 | 0 | 0 | 0 | 0 | 0 | 0 | 0 | 0 | 0 | 0 | 0 | 0 | 0 | 0 | 0 | 0 | 0 | 0 | 0 | 0 | 0 | 0 | 0 | 0 | 0 | 0 | 0 | 0 | 0 | 0 | 0 | 0 | 0 | 0 | 0 | 0 | 0 | 0 | 0 | 0 | 0 | 0 | 0 | 0 | 0 | 0 | 0 | 0 | 0 | 0 | 0 | 0 | 0 | 0 | 0 | 0 | 0 | 0 | 0 | 0 | 0 | 0 | 0 | 0 | 0 | 0 | 0 | 0 | 0 | 0 | 0 | 0 | 0 | 0 | 0 | 0 | 0 | 0 | 0 | 0 | 0 | 0 | 0 | 0 | 0 | 0 | 0 | 0 | 0 | 0 | 0 | 0 | 0 | 0 | 0 | 0 | 0 | 0 | 0 | 0 | 0 | 0 | 0 | 0 | 0 | 0 | 0 | 0 | 0 | 0 | 0 | 0 | 0 | 0 | 0 | 0 | 0 | 0 | 0 | 0 | 0 | 0 | 0 | 0 | 0 | 0 | 0 | 0 | 0 | 0 | 0 | 0 | 0 | 0 | 0 | 0 | 0 | 0 | 0 | 0 | 0 | 0 | 0 | 0 | 0 | 0 | 0 | 0 | 0 | 0 | 0 | 0 | 0 | 0 | 0 | 0 | 0 | 0 | 0 | 0 | 0 | 0 | 0 | 0 | 0 | 0 | 0 | 0 | 0 | 0 | 0 | 0 | 0 | 0 | 0 | 0 | 0 | 0 | 0 | 0 | 0 | 0 | 0 | 0 | 0 | 0 | 0 | 0 | 0 | 0 | 0 | 0 | 0 | 0 | 0 | 0 | 0 | 0 | 0 | 0 | 0 | 0 | 0 | 0 | 0 | 0 | 0 | 0 | 0 | 0 | 0 | 0 | 0 | 0 | 0 | 0 | 0 | 0 | 0 | 0 | 0 | 0 | 0 | 0 | 0 | 0 | 0 | 0 | 0 | 0 | 0 | 0 | 0 | 0 | 0 | 0 | 0 | 0 | 0 | 0 | 0 | 0 | 0 | 0 | 0 | 0 | 0 | 0 | 0 | 0 | 0 | 0 | 0 | 0 | 0 | 0 | 0 | 0 | 0 | 0 | 0 | 0 | 0 | 0 | 0 | 0 | 0 | 0 | 0 | 0 | 0 | 0 | 0 | 0 | 0 | 0 | 0 | 0 | 0 | 0 | 0 | 0 | 0 | 0 | 0 | 0 | 0 | 0 | 0 | 0 | 0 | 0 | 0 | 0 | 0 | 0 | 0 | 0 | 0 | 0 | 0 | 0 | 0 | 0 | 0 | 0 | 0 | 0 | 0 | 0 | 0 | 0 | 0 | 0 | 0 | 0 | 0 | 0 | 0 | 0 | 0 | 0 | 0 | 0 | 0 | 0 | 0 | 0 | 0 | 0 | 0 | 0 | 0 | 0 | 0 | 0 | 0 | 0 | 0 | 0 | 0 | 0 | 0 | 0 | 0 | 0 | 0 | 0 | 0 | 0 | 0 | 0 | 0 | 0 | 0 | 0 | 0 | 0 | 0 | 0 | 0 | 0 | 0 | 0 | 0 | 0 | 0 | 0 | 0 | 0 | 0 | 0 | 0 | 0 | 0 | 0 | 0 | 0 | 0 | 0 | 0 | 0 | 0 | 0 | 0 | 0 | 0 | 0 | 0 | 0 | 0 | 0 | 0 | 0 | 0 | 0 | 0 | 0 | 0 | 0 | 0 | 0 | 0 | 0 | 0 | 0 | 0 | 0 | 0 | 0 | 0 | 0 | 0 | 0 | 0 | 0 | 0 | 0 | 0 | 0 | 0 | 0 | 0 | 0 | 0 | 0 | 0 | 0 | 0 | 0 | 0 | 0 | 0 | 0 | 0 | 0 | 0 | 0 | 0 | 0 | 0 | 0 | 0 | 0 | 0 | 0 | 0 | 0 | 0 | 0 | 0 | 0 | 0 | 0 | 0 | 0 | 0 | 0 | 0 | 0 | 0 | 0 | 0 | 0 | 0 | 0 | 0 | 0 | 0 | 0 | 0 | 0 | 0 | 0 | 0 | 0 | 0 | 0 | 0 | 0 | 0 | 0 | 0 | 0 | 0 | 0 | 0 | 0 | 0 | 0 | 0 | 0 | 0 | 0 | 0 | 0 | 0 | 0 | 0 | 0 | 0 | 0 | 0 | 0 | 0 | 0 | 0 | 0 | 0 | 0 | 0 | 0 | 0 | 0 | 0 | 0 | 0 | 0 | 0 | 0 | 0 | 0 | 0 | 0 | 0 | 0 | 0 | 0 | 0 | 0 | 0 | 0 | 0 | 0 | 0 | 0 | 0 | 0 | 0 | 0 | 0 | 0 | 0 | 0 | 0 | 0 | 0 | 0 | 0 | 0 | 0 | 0 | 0 | 0 | 0 | 0 | 0 | 0 | 0 | 0 | 0 | 0 | 0 | 0 | 0 | 0 | 0 | 0 | 0 | 0 | 0 | 0 | 0 | 0 | 0 | 0 | 0 | 0 | 0 | 0 | 0 | 0 | 0 | 0 | 0 | 0 | 0 | 0 | 0 | 0 | 0 | 0 | 0 | 0 | 0 | 0 | 0 | 0 | 0 | 0 | 0 | 0 | 0 | 0 | 0 | 0 | 0 | 0 | 0 | 0 | 0 | 0 | 0 | 0 | 0 | 0 | 0 | 0 | 0 | 0 | 0 | 0 | 0 | 0 | 0 | 0 | 0 | 0 | 0 | 0 | 0 | 0 | 0 | 0 | 0 | 0 | 0 | 0 | 0 | 0 | 0 | 0 | 0 | 0 | 0 | 0 | 0 | 0 | 0 | 0 | 0 | 0 | 0 | 0 | 0 | 0 | 0 | 0 | 0 | 0 | 0 | 0 | 0 | 0 | 0 | 0 | 0 | 0 | 0 | 0 | 0 | 0 | 0 | 0 | 0 | 0 | 0 | 0 | 0 | 0 | 0 | 0 | 0 | 0 | 0 | 0 | 0 | 0 | 0 | 0 | 0 | 0 | 0 | 0 | 0 | 0 | 0 | 0 | 0 | 0 | 0 | 0 | 0 | 0 | 0 | 0 | 0 | 0 | 0 | 0 | 0 | 0 | 0 | 0 | 0 | 0 | 0 | 0 | 0 | 0 | 0 | 0 | 0 | 0 | 0 | 0 | 0 | 0 | 0 | 0 | 0 | 0 | 0 | 0 | 0 | 0 | 0 | 0 | 0 | 0 | 0 | 0 | 0 | 0 | 0 | 0 | 0 | 0 | 0 | 0 | 0 | 0 | 0 | 0 | 0 | 0 | 0 | 0 | 0 | 0 | 0 | 0 | 0 | 0 | 0 | 0 | 0 | 0 | 0 | 0 | 0 | 0 | 0 | 0 | 0 | 0 | 0 | 0 | 0 | 0 | 0 | 0 | 0 | 0 | 0 | 0 | 0 | 0 | 0 | 0 | 0 | 0 | 0 | 0 | 0 | 0 | 0 | 0 | 0 | 0 | 0 | 0 | 0 | 0 | 0 | 0 | 0 | 0 | 0 | 0 | 0 | 0 | 0 | 0 | 0 | 0 | 0 | 0 | 0 | 0 | 0 | 0 | 0 | 0 | 0 | 0 | 0 | 0 | 0 | 0 | 0 | 0 | 0 | 0 | 0 | 0 | 0 | 0 | 0 | 0 | 0 | 0 | 0 | 0 | 0 | 0 | 0 | 0 | 0 | 0 | 0 | 0 | 0 | 0 | 0 | 0 | 0 | 0 | 0 | 0 | 0 | 0 | 0 | 0 | 0 | 0 | 0 | 0 | 0 | 0 | 0 | 0 | 0 | 0 | 0 | 0 | 0 | 0 | 0 | 0 | 0 | 0 | 0 | 0 | 0 | 0 | 0 | 0 | 0 | 0 | 0 | 0 | 0 | 0 | 0 | 0 | 0 | 0 | 0 | 0 | 0 | 0 | 0 | 0 | 0 | 0 | 0 | 0 | 0 | 0 | 0 | 0 | 0 | 0 | 0 | 0 | 0 | 0 | 0 | 0 | 0 | 0 | 0 | 0 | 0 | 0 | 0 | 0 | 0 | 0 | 0 | 0 | 0 | 0 | 0 | 0 | 0 | 0 | 0 | 0 | 0 | 0 | 0 | 0 | 0 | 0 | 0 | 0 | 0 | 0 | 0 | 0 | 0 | 0 | 0 | 0 | 0 | 0 | 0 | 0 | 0 | 0 | 0 | 0 | 0 | 0 | 0 | 0 | 0 | 0 | 0 | 0 | 0 | 0 | 0 | 0 | 0 | 0 | 0 | 0 | 0 | 0 | 0 | 0 | 0 | 0 | 0 | 0 | 0 | 0 | 0 | 0 | 0 | 0 | 0 | 0 | 0 | 0 | 0 | 0 | 0 | 0 | 0 | 0 | 0 | 0 | 0 | 0 | 0 | 0 | 0 | 0 | 0 | 0 | 0 | 0 | 0 | 0 | 0 | 0 | 0 | 0 | 0 | 0 | 0 | 0 | 0 | 0 | 0 | 0 | 0 | 0 | 0 | 0 | 0 | 0 | 0 | 0 | 0 | 0 | 0 | 0 | 0 | 0 | 0 | 0 | 0 | 0 | 0 | 0 | 0 | 0 | 0 | 0 | 0 | 0 | 0 | 0 | 0 | 0 | 0 | 0 | 0 | 0 | 0 | 0 | 0 | 0 | 0 | 0 | 0 | 0 | 0 | 0 | 0 | 0 | 0 | 0 | 0 | 0 | 0 | 0 | 0 | 0 | 0 | 0 | 0 | 0 | 0 | 0 | 0 | 0 | 0 | 0 | 0 | 0 | 0 | 0 | 0 | 0 | 0 | 0 | 0 | 0 | 0 | 0 | 0 | 0 | 0 | 0 | 0 | 0 | 0 | 0 | 0 | 0 | 0 | 0 | 0 | 0 | 0 | 0 | 0 | 0 | 0 | 0 | 0 | 0 | 0 | 0 | 0 | 0 | 0 | 0 | 0 | 0 | 0 | 0 | 0 | 0 | 0 | 0 | 0 | 0 | 0 | 0 | 0 | 0 | 0 | 0 | 0 | 0 | 0 | 0 | 0 | 0 | 0 | 0 | 0 | 0 | 0 | 0 | 0 | 0 | 0 | 0 | 0 | 0 | 0 | 0 | 0 | 0 | 0 | 0 | 0 | 0 | 0 | 0 | 0 | 0 | 0 | 0 | 0 | 0 | 0 | 0 | 0 | 0 | 0 | 0 | 0 | 0 | 0 | 0 | 0 | 0 | 0 | 0 | 0 | 0 | 0 | 0 | 0 | 0 | 0 | 0 | 0 | 0 | 0 | 0 | 0 | 0 | 0 | 0 | 0 | 0 | 0 | 0 | 0 | 0 | 0 | 0 | 0 | 0 | 0 | 0 | 0 | 0 | 0 | 0 | 0 | 0 | 0 | 0 | 0 | 0 | 0 | 0 | 0 | 0 | 0 | 0 | 0 | 0 | 0 | 0 | 0 | 0 | 0 | 0 | 0 | 0 | 0 | 0 | 0 | 0 | 0 | 0 | 0 | 0 | 0 | 0 | 0 | 0 | 0 | 0 | 0 | 0 | 0 | 0 | 0 | 0 | 0 | 0 | 0 | 0 | 0 | 0 | 0 | 0 | 0 | 0 | 0 | 0 | 0 | 0 | 0 | 0 | 0 | 0 | 0 | 0 | 0 | 0 | 0 | 0 | 0 | 0 | 0 | 0 | 0 | 0 | 0 | 0 | 0 | 0 | 0 | 0 | 0 | 0 | 0 | 0 | 0 | 0 | 0 | 0 | 0 | 0 | 0 | 0 | 0 | 0 | 0 | 0 | 0 | 0 | 0 | 0 | 0 | 0 | 0 | 0 | 0 | 0 | 0 | 0 | 0 | 0 | 0 | 0 | 0 | 0 | 0 | 0 | 0 | 0 | 0 | 0 | 0 | 0 | 0 | 0 | 0 | 0 | 0 | 0 | 0 | 0 | 0 | 0 | 0 | 0 | 0 | 0 | 0 | 0 | 0 | 0 | 0 | 0 | 0 | 0 | 0 | 0 | 0 | 0 | 0 | 0 | 0 | 0 | 0 | 0 | 0 | 0 | 0 | 0 | 0 | 0 | 0 | 0 | 0 | 0 | 0 | 0 | 0 | 0 | 0 | 0 | 0 | 0 | 0 | 0 | 0 | 0 | 0 | 0 | 0 | 0 | 0 | 0 | 0 | 0 | 0 | 0 | 0 | 0 | 0 | 0 | 0 | 0 | 0 | 0 | 0 | 0 | 0 | 0 | 0 | 0 | 0 | 0 | 0 | 0 | 0 | 0 | 0 | 0 | 0 | 0 | 0 | 0 | 0 | 0 | 0 | 0 | 0 | 0 | 0 | 0 | 0 | 0 | 0 | 0 | 0 | 0 | 0 | 0 | 0 | 0 | 0 | 0 | 0 | 0 | 0 | 0 | 0 | 0 | 0 | 0 | 0 | 0 | 0 | 0 | 0 | 0 | 0 | 0 | 0 | 0 | 0 | 0 | 0 | 0 | 0 | 0 | 0 | 0 | 0 | 0 | 0 | 0 | 0 | 0 | 0 | 0 | 0 | 0 | 0 | 0 | 0 | 0 | 0 | 0 | 0 | 0 | 0 | 0 | 0 | 0 | 0 | 0 | 0 | 0 | 0 | 0 | 0 | 0 | 0 | 0 | 0 | 0 | 0 | 0 | 0 | 0 | 0 | 0 | 0 | 0 | 0 | 0 | 0 | 0 | 0 | 0 | 0 | 0 | 0 | 0 | 0 | 0 | 0 | 0 | 0 | 0 | 0 | 0 | 0 | 0 | 0 | 0 | 0 | 0 | 0 | 0 | 0 | 0 | 0 | 0 | 0 | 0 | 0 | 0 | 0 | 0 | 0 | 0 | 0 | 0 | 0 | 0 | 0 | 0 | 0 | 0 | 0 | 0 | 0 | 0 | 0 | 0 | 0 | 0 | 0 | 0 | 0 | 0 | 0 | 0 | 0 | 0 | 0 | 0 | 0 | 0 | 0 | 0 | 0 | 0 | 0 | 0 | 0 | 0 | 0 | 0 | 0 | 0 | 0 | 0 | 0 | 0 | 0 | 0 | 0 | 0 | 0 | 0 | 0 | 0 | 0 | 0 | 0 | 0 | 0 | 0 | 0 | 0 | 0 | 0 | 0 | 0 | 0 | 0 | 0 | 0 | 0 | 0 | 0 | 0 | 0 | 0 | 0 | 0 | 0 | 0 | 0 | 0 | 0 | 0 | 0 | 0 | 0 | 0 | 0 | 0 | 0 | 0 | 0 | 0 | 0 | 0 | 0 | 0 | 0 | 0 | 0 | 0 | 0 | 0 | 0 | 0 | 0 | 0 | 0 | 0 | 0 | 0 | 0 | 0 | 0 | 0 | 0 | 0 | 0 | 0 | 0 | 0 | 0 | 0 | 0 | 0 | 0 | 0 | 0 | 0 | 0 | 0 | 0 | 0 | 0 | 0 | 0 | 0 | 0 | 0 | 0 | 0 | 0 | 0 | 0 | 0 | 0 | 0 | 0 | 0 | 0 | 0 | 0 | 0 | 0 | 0 | 0 | 0 | 0 | 0 | 0 | 0 | 0 | 0 | 0 | 0 | 0 | 0 | 0 | 0 | 0 | 0 | 0 | 0 | 0 | 0 | 0 | 0 | 0 | 0 | 0 | 0 | 0 | 0 | 0 | 0 | 0 | 0 | 0 | 0 | 0 | 0 | 0 | 0 | 0 | 0 | 0 | 0 | 0 | 0 | 0 | 0 | 0 | 0 | 0 | 0 | 0 | 0 | 0 | 0 | 0 | 0 | 0 | 0 | 0 | 0 | 0 | 0 | 0 | 0 | 0 | 0 | 0 | 0 | 0 | 0 | 0 | 0 | 0 | 0 | 0 | 0 | 0 | 0 | 0 | 0 | 0 | 0 | 0 | 0 | 0 | 0 | 0 | 0 | 0 | 0 | 0 | 0 | 0 | 0 | 0 | 0 | 0 | 0 | 0 | 0 | 0 | 0 | 0 | 0 | 0 | 0 | 0 | 0 | 0 | 0 | 0 | 0 | 0 | 0 | 0 | 0 | 0 | 0 | 0 | 0 | 0 | 0 | 0 | 0 | 0 | 0 | 0 | 0 | 0 | 0 | 0 | 0 | 0 | 0 | 0 | 0 | 0 | 0 | 0 | 0 | 0 | 0 | 0 | 0 | 0 | 0 | 0 | 0 | 0 | 0 | 0 | 0 | 0 | 0 | 0 | 0 | 0 | 0 | 0 | 0 | 0 | 0 | 0 | 0 | 0 | 0 | 0 | 0 | 0 | 0 | 0 | 0 | 0 | 0 | 0 | 0 | 0 | 0 | 0 | 0 | 0 | 0 | 0 | 0 | 0 | 0 | 0 | 0 | 0 | 0 | 0 | 0 | 0 | 0 | 0 | 0 | 0 | 0 | 0 | 0 | 0 | 0 | 0 | 0 | 0 | 0 | 0 | 0 | 0 | 0 | 0 | 0 | 0 | 0 | 0 | 0 | 0 | 0 | 0 | 0 | 0 | 0 | 0 | 0 | 0 | 0 | 0 | 0 | 0 | 0 | 0 | 0 | 0 | 0 | 0 | 0 | 0 | 0 | 0 | 0 | 0 | 0 | 0 | 0 | 0 | 0 | 0 | 0 | 0 | 0 | 0 | 0 | 0 | 0 | 0 | 0 | 0 | 0 | 0 | 0 | 0 | 0 | 0 | 0 | 0 | 0 | 0 | 0 | 0 | 0 | 0 | 0 | 0 | 0 | 0 | 0 | 0 | 0 | 0 | 0 | 0 | 0 | 0 | 0 | 0 | 0 | 0 | 0 | 0 | 0 | 0 | 0 | 0 | 0 | 0 | 0 | 0 | 0 | 0 | 0 | 0 | 0 | 0 | 0 | 0 | 0 | 0 | 0 | 0 | 0 | 0 | 0 | 0 | 0 | 0 | 0 | 0 | 0 | 0 | 0 | 0 | 0 | 0 | 0 | 0 | 0 | 0 | 0 | 0 | 0 | 0 | 0 | 0 | 0 | 0 | 0 | 0 | 0 | 0 | 0 | 0 | 0 | 0 | 0 | 0 | 0 | 0 | 0 | 0 | 0 | 0 | 0 | 0 | 0 | 0 | 0 | 0 | 0 | 0 | 0 | 0 | 0 | 0 | 0 | 0 | 0 | 0 | 0 | 0 | 0 | 0 | 0 | 0 | 0 | 0 | 0 | 0 | 0 | 0 | 0 | 0 | 0 | 0 | 0 | 0 | 0 | 0 | 0 | 0 | 0 | 0 | 0 | 0 | 0 | 0 | 0 | 0 | 0 | 0 | 0 | 0 | 0 | 0 | 0 | 0 | 0 | 0 | 0 | 0 | 0 | 0 | 0 | 0 | 0 | 0 | 0 | 0 | 0 | 0 | 0 | 0 | 0 | 0 | 0 | 0 | 0 | 0 | 0 | 0 | 0 | 0 | 0 | 0 | 0 | 0 | 0 | 0 | 0 | 0 | 0 | 0 | 0 | 0 | 0 | 0 | 0 | 0 | 0 | 0 | 0 | 0 | 0 | 0 | 0 | 0 | 0 | 0 | 0 | 0 | 0 | 0 | 0 | 0 | 0 | 0 | 0 | 0 | 0 | 0 | 0 | 0 | 0 | 0 | 0 | 0 | 0 | 0 | 0 | 0 | 0 | 0 | 0 | 0 | 0 | 0 | 0 | 0 | 0 | 0 | 0 | 0 | 0 | 0 | 0 | 0 | 0 | 0 | 0 | 0 | 0 | 0 | 0 | 0 | 0 | 0 | 0 | 0 | 0 | 0 | 0 | 0 | 0 | 0 | 0 | 0 | 0 | 0 | 0 | 0 | 0 | 0 | 0 | 0 | 0 | 0 | 0 | 0 | 0 | 0 | 0 | 0 | 0 | 0 | 0 | 0 | 0 | 0 | 0 | 0 | 0 | 0 | 0 | 0 | 0 | 0 | 0 | 0 | 0 | 0 | 0 | 0 | 0 | 0 | 0 | 0 | 0 | 0 | 0 | 0 | 0 | 0 | 0 | 0 | 0 | 0 | 0 | 0 | 0 | 0 | 0 | 0 | 0 | 0 | 0 | 0 | 0 | 0 | 0 | 0 | 0 | 0 | 0 | 0 | 0 | 0 | 0 | 0 | 0 | 0 | 0 | 0 | 0 | 0 | 0 | 0 | 0 | 0 | 0 | 0 | 0 | 0 | 0 | 0 | 0 | 0 | 0 | 0 | 0 | 0 | 0 | 0 | 0 | 0 | 0 | 0 | 0 | 0 | 0 | 0 | 0 | 0 | 0 | 0 | 0 | 0 | 0 | 0 | 0 | 0 | 0 | 0 | 0 | 0 | 0 | 0 | 0 | 0 | 0 | 0 | 0 | 0 | 0 | 0 | 0 | 0 | 0 | 0 | 0 | 0 | 0 | 0 | 0 | 0 | 0 | 0 | 0 | 0 | 0 | 0 | 0 | 0 | 0 | 0 | 0 | 0 | 0 | 0 | 0 | 0 | 0 | 0 | 0 | 0 | 0 | 0 | 0 | 0 | 0 | 0 | 0 | 0 | 0 | 0 | 0 | 0 | 0 | 0 | 0 | 0 | 0 | 0 | 0 | 0 | 0 | 0 | 0 | 0 | 0 | 0 | 0 | 0 | 0 | 0 | 0 | 0 | 0 | 0 | 0 | 0 | 0 | 0 | 0 | 0 | 0 | 0 | 0 | 0 | 0 | 0 | 0 | 0 | 0 | 0 | 0 | 0 | 0 | 0 | 0 | 0 | 0 | 0 | 0 | 0 | 0 | 0 | 0 | 0 | 0 | 0 | 0 | 0 | 0 | 0 | 0 | 0 | 0 | 0 | 0 | 0 | 0 | 0 | 0 | 0 | 0 | 0 | 0 | 0 | 0 | 0 | 0 | 0 | 0 | 0 | 0 | 0 | 0 | 0 | 0 | 0 | 0 | 0 | 0 | 0 | 0 | 0 | 0 | 0 | 0 | 0 | 0 | 0 | 0 | 0 | 0 | 0 | 0 | 0 | 0 | 0 | 0 | 0 | 0 | 0 | 0 | 0 | 0 | 0 | 0 | 0 | 0 | 0 | 0 | 0 | 0 | 0 | 0 | 0 | 0 | 0 | 0 | 0 | 0 | 0 | 0 | 0 | 0 | 0 | 0 | 0 | 0 | 0 | 0 | 0 | 0 | 0 | 0 | 0 | 0 | 0 | 0 | 0 | 0 | 0 | 0 | 0 | 0 | 0 | 0 | 0 | 0 | 0 | 0 | 0 | 0 | 0 | 0 | 0 | 0 | 0 | 0 | 0 | 0 | 0 | 0 | 0 | 0 | 0 | 0 | 0 | 0 | 0 | 0 | 0 | 0 | 0 | 0 | 0 | 0 | 0 | 0 | 0 | 0 | 0 | 0 | 0 | 0 | 0 | 0 | 0 | 0 | 0 | 0 | 0 | 0 | 0 | 0 | 0 | 0 | 0 | 0 | 0 | 0 | 0 | 0 | 0 | 0 | 0 | 0 | 0 | 0 | 0 | 0 | 0 | 0 | 0 | 0 | 0 | 0 | 0 | 0 | 0 | 0 | 0 | 0 | 0 | 0 | 0 | 0 | 0 | 0 | 0 | 0 | 0 | 0 | 0 | 0 | 0 | 0 | 0 | 0 | 0 | 0 | 0 | 0 | 0 | 0 | 0 | 0 | 0 | 0 | 0 | 0 | 0 | 0 | 0 | 0 | 0 | 0 | 0 | 0 | 0 | 0 | 0 | 0 | 0 | 0 | 0 | 0 | 0 | 0 | 0 | 0 | 0 | 0 | 0 | 0 | 0 | 0 | 0 | 0 | 0 | 0 | 0 | 0 | 0 | 0 | 0 | 0 | 0 | 0 | 0 | 0 | 0 | 0 | 0 | 0 | 0 | 0 | 0 | 0 | 0 | 0 | 0 | 0 | 0 | 0 | 0 | 0 | 0 | 0 | 0 | 0 | 0 | 0 | 0 | 0 | 0 | 0 | 0 | 0 | 0 | 0 | 0 | 0 | 0 | 0 | 0 | 0 | 0 | 0 | 0 | 0 | 0 | 0 | 0 | 0 | 0 | 0 | 0 | 0 | 0 | 0 | 0 | 0 | 0 | 0 | 0 | 0 | 0 | 0 | 0 | 0 | 0 | 0 | 0 | 0 | 0 | 0 | 0 | 0 | 0 | 0 | 0 | 0 | 0 | 0 | 0 | 0 | 0 | 0 | 0 | 0 | 0 | 0 | 0 | 0 | 0 | 0 | 0 | 0 | 0 | 0 | 0 | 0 | 0 | 0 | 0 | 0 | 0 | 0 | 0 | 0 | 0 | 0 | 0 | 0 | 0 | 0 | 0 | 0 | 0 | 0 | 0 | 0 | 0 | 0 | 0 | 0 | 0 | 0 | 0 | 0 | 0 | 0 | 0 | 0 | 0 | 0 | 0 | 0 | 0 | 0 | 0 | 0 | 0 | 0 | 0 | 0 | 0 | 0 | 0 | 0 | 0 | 0 | 0 | 0 | 0 | 0 | 0 | 0 | 0 | 0 | 0 | 0 | 0 | 0 | 0 | 0 | 0 | 0 | 0 | 0 | 0 | 0 | 0 | 0 | 0 | 0 | 0 | 0 | 0 | 0 | 0 | 0 | 0 | 0 | 0 | 0 | 0 | 0 | 0 | 0 | 0 | 0 | 0 | 0 | 0 | 0 | 0 | 0 | 0 | 0 | 0 | 0 | 0 | 0 | 0 | 0 | 0 | 0 | 0 | 0 | 0 | 0 | 0 | 0 | 0 | 0 | 0 | 0 | 0 | 0 | 0 | 0 | 0 | 0 | 0 | 0 | 0 | 0 | 0 | 0 | 0 | 0 | 0 | 0 | 0 | 0 | 0 | 0 | 0 | 0 | 0 | 0 | 0 | 0 | 0 | 0 | 0 | 0 | 0 | 0 | 0 | 0 | 0 | 0 | 0 | 0 | 0 | 0 | 0 | 0 | 0 | 0 | 0 | 0 | 0 | 0 | 0 | 0 | 0 | 0 | 0 | 0 | 0 | 0 | 0 | 0 | 0 | 0 | 0 | 0 | 0 | 0 | 0 | 0 | 0 | 0 | 0 | 0 | 0 | 0 | 0 | 0 | 0 | 0 | 0 | 0 | 0 | 0 | 0 | 0 | 0 | 0 | 0 | 0 | 0 | 0 | 0 | 0 | 0 | 0 | 0 | 0 | 0 | 0 | 0 | 0 | 0 | 0 | 0 | 0 | 0 | 0 | 0 | 0 | 0 | 0 | 0 | 0 | 0 | 0 | 0 | 0 | 0 | 0 | 0 | 0 | 0 | 0 | 0 | 0 | 0 | 0 | 0 | 0 | 0 | 0 | 0 | 0 | 0 | 0 | 0 | 0 | 0 | 0 | 0 | 0 | 0 | 0 | 0 | 0 | 0 | 0 | 0 | 0 | 0 | 0 | 0 | 0 | 0 | 0 | 0 | 0 | 0 | 0 | 0 | 0 | 0 | 0 | 0 | 0 | 0 | 0 | 0 | 0 | 0 | 0 | 0 | 0 | 0 | 0 | 0 | 0 | 0 | 0 | 0 | 0 | 0 | 0 | 0 | 0 | 0 | 0 | 0 | 0 | 0 | 0 | 0 | 0 | 0 | 0 | 0 | 0 | 0 | 0 | 0 | 0 | 0 | 0 | 0 | 0 | 0 | 0 | 0 | 0 | 0 | 0 | 0 | 0 | 0 | 0 | 0 | 0 | 0 | 0 | 0 | 0 | 0 | 0 | 0 | 0 | 0 | 0 | 0 | 0 | 0 | 0 | 0 | 0 | 0 | 0 | 0 | 0 | 0 | 0 | 0 | 0 | 0 | 0 | 0 | 0 | 0 | 0 | 0 | 0 | 0 | 0 | 0 | 0 | 0 | 0 | 0 | 0 | 0 | 0 | 0 | 0 | 0 | 0 | 0 | 0 | 0 | 0 | 0 | 0 | 0 | 0 | 0 | 0 | 0 | 0 | 0 | 0 | 0 | 0 | 0 | 0 | 0 | 0 | 0 | 0 | 0 | 0 | 0 | 0 | 0 | 0 | 0 | 0 | 0 | 0 | 0 | 0 | 0 | 0 | 0 | 0 | 0 | 0 | 0 | 0 | 0 | 0 | 0 | 0 | 0 | 0 | 0 | 0 | 0 | 0 | 0 | 0 | 0 | 0 | 0 | 0 | 0 | 0 | 0 | 0 | 0 | 0 | 0 | 0 | 0 | 0 | 0 | 0 | 0 | 0 | 0 | 0 | 0 | 0 | 0 | 0 | 0 | 0 | 0 | 0 | 0 | 0 | 0 | 0 | 0 | 0 | 0 | 0 | 0 | 0 | 0 | 0 | 0 | 0 | 0 | 0 | 0 | 0 | 0 | 0 | 0 | 0 | 0 | 0 | 0 | 0 | 0 | 0 | 0 | 0 | 0 | 0 | 0 | 0 | 0 | 0 | 0 | 0 | 0 | 0 | 0 | 0 | 0 | 0 | 0 | 0 | 0 | 0 | 0 | 0 | 0 | 0 | 0 | 0 | 0 | 0 | 0 | 0 | 0 | 0 | 0 | 0 | 0 | 0 | 0 | 0 | 0 | 0 | 0 | 0 | 0 | 0 | 0 | 0 | 0 | 0 | 0 | 0 | 0 | 0 | 0 | 0 | 0 | 0 | 0 | 0 | 0 | 0 | 0 | 0 | 0 | 0 | 0 | 0 | 0 | 0 | 0 | 0 | 0 | 0 | 0 | 0 | 0 | 0 | 0 | 0 | 0 | 0 | 0 | 0 | 0 | 0 | 0 | 0 | 0 | 0 | 0 | 0 | 0 | 0 | 0 | 0 | 0 | 0 | 0 | 0 | 0 | 0 | 0 | 0 | 0 | 0 | 0 | 0 | 0 | 0 | 0 | 0 | 0 | 0 | 0 | 0 | 0 | 0 | 0 | 0 | 0 | 0 | 0 | 0 | 0 | 0 | 0 | 0 | 0 | 0 | 0 | 0 | 0 | 0 | 0 | 0 | 0 | 0 | 0 | 0 | 0 | 0 | 0 | 0 | 0 | 0 | 0 | 0 | 0 | 0 | 0 | 0 | 0 | 0 | 0 | 0 | 0 | 0 | 0 | 0 | 0 | 0 | 0 | 0 | 0 | 0 | 0 | 0 | 0 | 0 | 0 | 0 | 0 | 0 | 0 | 0 | 0 | 0 | 0 | 0 | 0 | 0 | 0 | 0 | 0 | 0 | 0 | 0 | 0 | 0 | 0 | 0 | 0 | 0 | 0 | 0 | 0 | 0 | 0 | 0 | 0 | 0 | 0 | 0 | 0 | 0 | 0 | 0 | 0 | 0 | 0 | 0 | 0 | 0 | 0 | 0 | 0 | 0 | 0 | 0 | 0 | 0 | 0 | 0 | 0 | 0 | 0 | 0 | 0 | 0 | 0 | 0 | 0 | 0 | 0 | 0 | 0 | 0 | 0 | 0 | 0 | 0 | 0 | 0 | 0 | 0 | 0 | 0 | 0 | 0 | 0 | 0 | 0 | 0 | 0 | 0 | 0 | 0 | 0 | 0 | 0 | 0 | 0 | 0 | 0 | 0 | 0 | 0 | 0 | 0 | 0 | 0 | 0 | 0 | 0 | 0 | 0 | 0 | 0 | 0 | 0 | 0 | 0 | 0 | 0 | 0 | 0 | 0 | 0 | 0 | 0 | 0 | 0 | 0 | 0 | 0 | 0 | 0 | 0 | 0 | 0 | 0 | 0 | 0 | 0 | 0 | 0 | 0 | 0 | 0 | 0 | 0 | 0 | 0 | 0 | 0 | 0 | 0 | 0 | 0 | 0 | 0 | 0 | 0 | 0 | 0 | 0 | 0 | 0 | 0 | 0 | 0 | 0 | 0 | 0 | 0 | 0 | 0 | 0 | 0 | 0 | 0 | 0 | 0 | 0 | 0 | 0 | 0 | 0 | 0 | 0 | 0 | 0 | 0 | 0 | 0 | 0 | 0 | 0 | 0 | 0 | 0 | 0 | 0 | 0 | 0 | 0 | 0 | 0 | 0 | 0 | 0 | 0 | 0 | 0 | 0 | 0 | 0 | 0 | 0 | 0 | 0 | 0 | 0 | 0 | 0 | 0 | 0 | 0 | 0 | 0 | 0 | 0 | 0 | 0 | 0 | 0 | 0 | 0 | 0 | 0 | 0 | 0 | 0 | 0 | 0 | 0 | 0 | 0 | 0 | 0 | 0 | 0 | 0 | 0 | 0 | 0 | 0 | 0 | 0 | 0 | 0 | 0 | 0 | 0 | 0 | 0 | 0 | 0 | 0 | 0 | 0 | 0 | 0 | 0 | 0 | 0 | 0 | 0 | 0 | 0 | 0 | 0 | 0 | 0 | 0 | 0 | 0 | 0 | 0 | 0 | 0 | 0 | 0 | 0 | 0 | 0 | 0 | 0 | 0 | 0 | 0 | 0 | 0 | 0 | 0 | 0 | 0 | 0 | 0 | 0 | 0 | 0 | 0 | 0 | 0 | 0 | 0 | 0 | 0 | 0 | 0 | 0 | 0 | 0 | 0 | 0 | 0 | 0 | 0 | 0 | 0 | 0 | 0 | 0 | 0 | 0 | 0 | 0 | 0 | 0 | 0 | 0 | 0 | 0 | 0 | 0 | 0 | 0 | 0 | 0 | 0 | 0 | 0 | 0 | 0 | 0 | 0 | 0 | 0 | 0 | 0 | 0 | 0 | 0 | 0 | 0 | 0 | 0 | 0 | 0 | 0 | 0 | 0 | 0 | 0 | 0 | 0 | 0 | 0 | 0 | 0 | 0 | 0 | 0 | 0 | 0 | 0 | 0 | 0 | 0 | 0 | 0 | 0 | 0 | 0 | 0 | 0 | 0 | 0 | 0 | 0 | 0 | 0 | 0 | 0 | 0 | 0 | 0 | 0 | 0 | 0 | 0 | 0 | 0 | 0 | 0 | 0 | 0 | 0 | 0 | 0 | 0 | 0 | 0 | 0 | 0 | 0 | 0 | 0 | 0 | 0 | 0 | 0 | 0 | 0 | 0 | 0 | 0 | 0 | 0 | 0 | 0 | 0 | 0 | 0 | 0 | 0 | 0 | 0 | 0 | 0 | 0 | 0 | 0 | 0 | 0 | 0 | 0 | 0 | 0 | 0 | 0 | 0 | 0 | 0 | 0 | 0 | 0 | 0 | 0 | 0 | 0 | 0 | 0 | 0 | 0 | 0 | 0 | 0 | 0 | 0 | 0 | 0 | 0 | 0 | 0 | 0 | 0 | 0 | 0 | 0 | 0 | 0 | 0 | 0 | 0 | 0 | 0 | 0 | 0 | 0 | 0 | 0 | 0 | 0 | 0 | 0 | 0 | 0 | 0 | 0 | 0 | 0 | 0 | 0 | 0 | 0 | 0 | 0 | 0 | 0 | 0 | 0 | 0 | 0 | 0 | 0 | 0 | 0 | 0 | 0 | 0 | 0 | 0 | 0 | 0 | 0 | 0 | 0 | 0 | 0 | 0 | 0 | 0 | 0 | 0 | 0 | 0 | 0 | 0 | 0 | 0 | 0 | 0 | 0 | 0 | 0 | 0 | 0 | 0 | 0 | 0 | 0 | 0 | 0 | 0 | 0 | 0 | 0 | 0 | 0 | 0 | 0 | 0 | 0 | 0 | 0 | 0 | 0 | 0 | 0 | 0 | 0 | 0 | 0 | 0 | 0 | 0 | 0 | 0 | 0 | 0 | 0 | 0 | 0 | 0 | 0 | 0 | 0 | 0 | 0 | 0 | 0 | 0 | 0 | 0 | 0 | 0 | 0 | 0 | 0 | 0 | 0 | 0 | 0 | 0 | 0 | 0 | 0 | 0 | 0 | 0 | 0 | 0 | 0 | 0 | 0 | 0 | 0 | 0 | 0 | 0 | 0 | 0 | 0 | 0 | 0 | 0 | 0 | 0 | 0 | 0 | 0 | 0 | 0 | 0 | 0 | 0 | 0 | 0 | 0 | 0 | 0 | 0 | 0 | 0 | 0 | 0 | 0 | 0 | 0 | 0 | 0 | 0 | 0 | 0 | 0 | 0 | 0 | 0 | 0 | 0 | 0 | 0 | 0 | 0 | 0 | 0 | 0 | 0 | 0 | 0 | 0 | 0 | 0 | 0 | 0 | 0 | 0 | 0 | 0 | 0 | 0 | 0 | 0 | 0 | 0 | 0 | 0 | 0 | 0 | 0 | 0 | 0 | 0 | 0 | 0 | 0 | 0 | 0 | 0 | 0 | 0 | 0 | 0 | 0 | 0 | 0 | 0 | 0 | 0 | 0 | 0 | 0 | 0 | 0 | 0 | 0 | 0 | 0 | 0 | 0 | 0 | 0 | 0 | 0 | 0 | 0 | 0 | 0 | 0 | 0 | 0 | 0 | 0 | 0 | 0 | 0 | 0 | 0 | 0 | 0 | 0 | 0 | 0 | 0 | 0 | 0 | 0 | 0 | 0 | 0 | 0 | 0 | 0 | 0 | 0 | 0 | 0 | 0 | 0 | 0 | 0 | 0 | 0 | 0 | 0 | 0 | 0 | 0 | 0 | 0 | 0 | 0 | 0 | 0 | 0 | 0 | 0 | 0 | 0 | 0 | 0 | 0 | 0 | 0 | 0 | 0 | 0 | 0 | 0 | 0 | 0 | 0 | 0 | 0 | 0 | 0 | 0 | 0 | 0 | 0 | 0 | 0 | 0 | 0 | 0 | 0 | 0 | 0 | 0 | 0 | 0 | 0 | 0 | 0 | 0 | 0 | 0 | 0 | 0 | 0 | 0 | 0 | 0 | 0 | 0 | 0 | 0 | 0 | 0 | 0 | 0 | 0 | 0 | 0 | 0 | 0 | 0 | 0 | 0 | 0 | 0 | 0 | 0 | 0 | 0 | 0 | 0 | 0 | 0 | 0 | 0 | 0 | 0 | 0 | 0 | 0 | 0 | 0 | 0 | 0 | 0 | 0 | 0 | 0 | 0 | 0 | 0 | 0 | 0 | 0 | 0 | 0 | 0 | 0 | 0 | 0 | 0 | 0 | 0 | 0 | 0 | 0 | 0 | 0 | 0 | 0 | 0 | 0 | 0 | 0 | 0 | 0 | 0 | 0 | 0 | 0 | 0 | 0 | 0 | 0 | 0 | 0 | 0 | 0 | 0 | 0 | 0 | 0 | 0 | 0 | 0 | 0 | 0 | 0 | 0 | 0 | 0 | 0 | 0 | 0 | 0 | 0 | 0 | 0 | 0 | 0 | 0 | 0 | 0 | 0 | 0 | 0 | 0 | 0 | 0 | 0 | 0 | 0 | 0 | 0 | 0 | 0 | 0 | 0 | 0 | 0 | 0 | 0 | 0 | 0 | 0 | 0 | 0 | 0 | 0 | 0 | 0 | 0 | 0 | 0 | 0 | 0 | 0 | 0 | 0 | 0 | 0 | 0 | 0 | 0 | 0 | 0 | 0 | 0 | 0 | 0 | 0 | 0 | 0 | 0 | 0 | 0 | 0 | 0 | 0 | 0 | 0 | 0 | 0 | 0 | 0 | 0 | 0 | 0 | 0 | 0 | 0 | 0 | 0 | 0 | 0 | 0 | 0 | 0 | 0 | 0 | 0 | 0 | 0 | 0 | 0 | 0 | 0 | 0 | 0 | 0 | 0 | 0 | 0 | 0 | 0 | 0 | 0 | 0 | 0 | 0 | 0 | 0 | 0 | 0 | 0 | 0 | 0 | 0 | 0 | 0 | 0 | 0 | 0 | 0 | 0 | 0 | 0 | 0 | 0 | 0 | 0 | 0 | 0 | 0 | 0 | 0 | 0 | 0 | 0 | 0 | 0 | 0 | 0 | 0 | 0 | 0 | 0 | 0 | 0 | 0 | 0 | 0 | 0 | 0 | 0 | 0 | 0 | 0 | 0 | 0 | 0 | 0 | 0 | 0 | 0 | 0 | 0 | 0 | 0 | 0 | 0 | 0 | 0 | 0 | 0 | 0 | 0 | 0 | 0 | 0 | 0 | 0 | 0 | 0 | 0 | 0 | 0 | 0 | 0 | 0 | 0 | 0 | 0 | 0 | 0 | 0 | 0 | 0 | 0 | 0 | 0 | 0 | 0 | 0 | 0 | 0 | 0 | 0 | 0 | 0 | 0 | 0 | 0 | 0 | 0 | 0 | 0 | 0 | 0 | 0 | 0 | 0 | 0 | 0 | 0 | 0 | 0 | 0 | 0 | 0 | 0 | 0 | 0 | 0 | 0 | 0 | 0 | 0 | 0 | 0 | 0 | 0 | 0 | 0 | 0 | 0 | 0 | 0 | 0 | 0 | 0 | 0 | 0 | 0 | 0 | 0 | 0 | 0 | 0 | 0 | 0 | 0 | 0 | 0 | 0 | 0 | 0 | 0 | 0 | 0 | 0 | 0 | 0 | 0 | 0 | 0 | 0 | 0 | 0 | 0 | 0 | 0 | 0 | 0 | 0 | 0 | 0 | 0 | 0 | 0 | 0 | 0 | 0 | 0 | 0 | 0 | 0 | 0 | 0 | 0 | 0 | 0 | 0 | 0 | 0 | 0 | 0 | 0 | 0 | 0 | 0 | 0 | 0 | 0 | 0 | 0 | 0 | 0 | 0 | 0 | 0 | 0 | 0 | 0 | 0 | 0 | 0 | 0 | 0 | 0 | 0 | 0 | 0 | 0 | 0 | 0 | 0 | 0 | 0 | 0 | 0 | 0 | 0 | 0 | 0 | 0 | 0 | 0 | 0 | 0 | 0 | 0 | 0 | 0 | 0 | 0 | 0 | 0 | 0 | 0 | 0 | 0 | 0 | 0 | 0 | 0 | 0 | 0 | 0 | 0 | 0 | 0 | 0 | 0 | 0 | 0 | 0 | 0 | 0 | 0 | 0 | 0 | 0 | 0 | 0 | 0 | 0 | 0 | 0 | 0 | 0 | 0 | 0 | 0 | 0 | 0 | 0 | 0 | 0 | 0 | 0 | 0 | 0 | 0 | 0 | 0 | 0 | 0 | 0 | 0 | 0 | 0 | 0 | 0 | 0 | 0 | 0 | 0 | 0 | 0 | 0 | 0 | 0 | 0 | 0 | 0 | 0 | 0 | 0 | 0 | 0 | 0 | 0 | 0 | 0 | 0 | 0 | 0 | 0 | 0 | 0 | 0 | 0 | 0 | 0 | 0 | 0 | 0 | 0 | 0 | 0 | 0 | 0 | 0 | 0 | 0 | 0 | 0 | 0 | 0 | 0 | 0 | 0 | 0 | 0 | 0 | 0 | 0 | 0 | 0 | 0 | 0 | 0 | 0 | 0 | 0 | 0 | 0 | 0 | 0 | 0 | 0 | 0 | 0 | 0 | 0 | 0 | 0 | 0 | 0 | 0 | 0 | 0 | 0 | 0 | 0 | 0 | 0 | 0 | 0 | 0 | 0 | 0 | 0 | 0 | 0 | 0 | 0 | 0 | 0 | 0 | 0 | 0 | 0 | 0 | 0 | 0 | 0 | 0 | 0 | 0 | 0 | 0 | 0 | 0 | 0 | 0 | 0 | 0 | 0 | 0 | 0 | 0 | 0 | 0 | 0 | 0 | 0 | 0 | 0 | 0 | 0 | 0 | 0 | 0 | 0 | 0 | 0 | 0 | 0 | 0 | 0 | 0 | 0 | 0 | 0 | 0 | 0 | 0 | 0 | 0 | 0 | 0 | 0 | 0 | 0 | 0 | 0 | 0 | 0 | 0 | 0 | 0 | 0 | 0 | 0 | 0 | 0 | 0 | 0 | 0 | 0 | 0 | 0 | 0 | 0 | 0 | 0 | 0 | 0 | 0 | 0 | 0 | 0 | 0 | 0 | 0 | 0 | 0 | 0 | 0 | 0 | 0 | 0 | 0 | 0 | 0 | 0 | 0 | 0 | 0 | 0 | 0 | 0 | 0 | 0 | 0 | 0 | 0 | 0 | 0 | 0 | 0 | 0 | 0 | 0 | 0 | 0 | 0 | 0 | 0 | 0 | 0 | 0 | 0 | 0 | 0 | 0 | 0 | 0 | 0 | 0 | 0 | 0 | 0 | 0 | 0 | 0 | 0 | 0 | 0 | 0 | 0 | 0 | 0 | 0 | 0 | 0 | 0 | 0 | 0 | 0 | 0 | 0 | 0 | 0 | 0 | 0 | 0 | 0 | 0 | 0 | 0 | 0 | 0 | 0 | 0 | 0 | 0 | 0 | 0 | 0 | 0 | 0 | 0 | 0 | 0 | 0 | 0 | 0 | 0 | 0 | 0 | 0 | 0 | 0 | 0 | 0 | 0 | 0 | 0 | 0 | 0 | 0 | 0 | 0 | 0 | 0 | 0 | 0 | 0 | 0 | 0 | 0 | 0 | 0 | 0 | 0 | 0 | 0 | 0 | 0 | 0 | 0 | 0 | 0 | 0 | 0 | 0 | 0 | 0 | 0 | 0 | 0 | 0 | 0 | 0 | 0 | 0 | 0 | 0 | 0 | 0 | 0 | 0 | 0 | 0 | 0 | 0 | 0 | 0 | 0 | 0 | 0 | 0 | 0 | 0 | 0 | 0 | 0 | 0 | 0 | 0 | 0 | 0 | 0 | 0 | 0 | 0 | 0 | 0 | 0 | 0 | 0 | 0 | 0 | 0 | 0 | 0 | 0 | 0 | 0 | 0 | 0 | 0 | 0 | 0 | 0 | 0 | 0 | 0 | 0 | 0 | 0 | 0 | 0 | 0 | 0 | 0 | 0 | 0 | 0 | 0 | 0 | 0 | 0 | 0 | 0 | 0 | 0 | 0 | 0 | 0 | 0 | 0 | 0 | 0 | 0 | 0 | 0 | 0 | 0 | 0 | 0 | 0 | 0 | 0 | 0 | 0 | 0 | 0 | 0 | 0 | 0 | 0 | 0 | 0 | 0 | 0 | 0 | 0 | 0 | 0 | 0 | 0 | 0 | 0 | 0 | 0 | 0 | 0 | 0 | 0 | 0 | 0 | 0 | 0 | 0 | 0 | 0 | 0 | 0 | 0 | 0 | 0 | 0 | 0 | 0 | 0 | 0 | 0 | 0 | 0 | 0 | 0 | 0 | 0 | 0 | 0 | 0 | 0 | 0 | 0 | 0 | 0 | 0 | 0 | 0 | 0 | 0 | 0 | 0 | 0 | 0 | 0 | 0 | 0 | 0 | 0 | 0 | 0 | 0 | 0 | 0 | 0 | 0 | 0 | 0 | 0 | 0 | 0 | 0 | 0 | 0 | 0 | 0 | 0 | 0 | 0 | 0 | 0 | 0 | 0 | 0 | 0 | 0 | 0 | 0 | 0 | 0 | 0 | 0 | 0 | 0 | 0 | 0 | 0 | 0 | 0 | 0 | 0 | 0 | 0 | 0 | 0 | 0 | 0 | 0 | 0 | 0 | 0 | 0 | 0 | 0 | 0 | 0 | 0 | 0 | 0 | 0 | 0 | 0 | 0 | 0 | 0 | 0 | 0 | 0 | 0 | 0 | 0 | 0 | 0 | 0 | 0 | 0 | 0 | 0 | 0 | 0 | 0 | 0 | 0 | 0 | 0 | 0 | 0 | 0 | 0 | 0 | 0 | 0 | 0 | 0 | 0 | 0 | 0 | 0 | 0 | 0 | 0 | 0 | 0 | 0 | 0 | 0 | 0 | 0 | 0 | 0 | 0 | 0 | 0 | 0 | 0 | 0 | 0 | 0 | 0 | 0 | 0 | 0 | 0 | 0 | 0 | 0 | 0 | 0 | 0 | 0 | 0 | 0 | 0 | 0 | 0 | 0 | 0 | 0 | 0 | 0 | 0 | 0 | 0 | 0 | 0 | 0 | 0 | 0 | 0 | 0 | 0 | 0 | 0 | 0 | 0 | 0 | 0 | 0 | 0 | 0 | 0 | 0 | 0 | 0 | 0 | 0 | 0 | 0 | 0 | 0 | 0 | 0 | 0 | 0 | 0 | 0 | 0 | 0 | 0 | 0 | 0 | 0 | 0 | 0 | 0 | 0 | 0 | 0 | 0 | 0 | 0 | 0 | 0 | 0 | 0 | 0 | 0 | 0 | 0 | 0 | 0 | 0 | 0 | 0 | 0 | 0 | 0 | 0 | 0 | 0 | 0 | 0 | 0 | 0 | 0 | 0 | 0 | 0 | 0 | 0 | 0 | 0 | 0 | 0 | 0 | 0 | 0 | 0 | 0 | 0 | 0 | 0 | 0 | 0 | 0 | 0 | 0 | 0 | 0 | 0 | 0 | 0 | 0 | 0 | 0 | 0 | 0 | 0 | 0 | 0 | 0 | 0 | 0 | 0 | 0 | 0 | 0 | 0 | 0 | 0 | 0 | 0 | 0 | 0 | 0 | 0 | 0 | 0 | 0 | 0 | 0 | 0 | 0 | 0 | 0 | 0 | 0 | 0 | 0 | 0 | 0 | 0 | 0 | 0 | 0 | 0 | 0 | 0 | 0 | 0 | 0 | 0 | 0 | 0 | 0 | 0 | 0 | 0 | 0 | 0 | 0 | 0 | 0 | 0 | 0 | 0 | 0 | 0 | 0 | 0 | 0 | 0 | 0 | 0 | 0 | 0 | 0 | 0 | 0 | 0 | 0 | 0 | 0 | 0 | 0 | 0 | 0 | 0 | 0 | 0 | 0 | 0 | 0 | 0 | 0 | 0 | 0 | 0 | 0 | 0 | 0 | 0 | 0 | 0 | 0 | 0 | 0 | 0 | 0 | 0 | 0 | 0 | 0 | 0 | 0 | 0 | 0 | 0 | 0 | 0 | 0 | 0 | 0 | 0 | 0 | 0 | 0 | 0 | 0 | 0 | 0 | 0 | 0 | 0 | 0 | 0 | 0 | 0 | 0 | 0 | 0 | 0 | 0 | 0 | 0 | 0 | 0 | 0 | 0 | 0 | 0 | 0 | 0 | 0 | 0 | 0 | 0 | 0 | 0 | 0 | 0 | 0 | 0 | 0 | 0 | 0 | 0 | 0 | 0 | 0 | 0 | 0 | 0 | 0 | 0 | 0 | 0 | 0 | 0 | 0 | 0 | 0 | 0 | 0 | 0 | 0 | 0 | 0 | 0 | 0 | 0 | 0 | 0 | 0 | 0 | 0 | 0 | 0 | 0 | 0 | 0 | 0 | 0 | 0 | 0 | 0 | 0 | 0 | 0 | 0 | 0 | 0 | 0 | 0 | 0 | 0 | 0 | 0 | 0 | 0 | 0 | 0 | 0 | 0 | 0 | 0 | 0 | 0 | 0 | 0 | 0 | 0 | 0 | 0 | 0 | 0 | 0 | 0 | 0 | 0 | 0 | 0 | 0 | 0 | 0 | 0 | 0 | 0 | 0 | 0 | 0 | 0 | 0 | 0 | 0 | 0 | 0 | 0 | 0 | 0 | 0 | 0 | 0 | 0 | 0 | 0 | 0 | 0 | 0 | 0 | 0 | 0 | 0 | 0 | 0 | 0 | 0 | 0 | 0 | 0 | 0 | 0 | 0 | 0 | 0 | 0 | 0 | 0 | 0 | 0 | 0 | 0 | 0 | 0 | 0 | 0 | 0 | 0 | 0 | 0 | 0 | 0 | 0 | 0 | 0 | 0 | 0 | 0 | 0 | 0 | 0 | 0 | 0 | 0 | 0 | 0 | 0 | 0 | 0 | 0 | 0 | 0 | 0 | 0 | 0 | 0 | 0 | 0 | 0 | 0 | 0 | 0 | 0 | 0 | 0 | 0 | 0 | 0 | 0 | 0 | 0 | 0 | 0 | 0 | 0 | 0 | 0 | 0 | 0 | 0 | 0 | 0 | 0 | 0 | 0 | 0 | 0 | 0 | 0 | 0 | 0 | 0 | 0 | 0 | 0 | 0 | 0 | 0 | 0 | 0 | 0 | 0 | 0 | 0 | 0 | 0 | 0 | 0 | 0 | 0 | 0 | 0 | 0 | 0 | 0 | 0 | 0 | 0 | 0 | 0 | 0 | 0 | 0 | 0 | 0 | 0 | 0 | 0 | 0 | 0 | 0 | 0 | 0 | 0 | 0 | 0 | 0 | 0 | 0 | 0 | 0 | 0 | 0 | 0 | 0 | 0 | 0 | 0 | 0 | 0 | 0 | 0 | 0 | 0 | 0 | 0 | 0 | 0 | 0 | 0 | 0 | 0 | 0 | 0 | 0 | 0 | 0 | 0 | 0 | 0 | 0 | 0 | 0 | 0 | 0 | 0 | 0 | 0 | 0 | 0 | 0 | 0 | 0 | 0 | 0 | 0 | 0 | 0 | 0 | 0 | 0 | 0 | 0 | 0 | 0 | 0 | 0 | 0 | 0 | 0 | 0 | 0 | 0 | 0 | 0 | 0 | 0 | 0 | 0 | 0 | 0 | 0 | 0 | 0 | 0 | 0 | 0 | 0 | 0 | 0 | 0 | 0 | 0 | 0 | 0 | 0 | 0 | 0 | 0 | 0 | 0 | 0 | 0 | 0 | 0 | 0 | 0 | 0 | 0 | 0 | 0 | 0 | 0 | 0 | 0 | 0 | 0 | 0 | 0 | 0 | 0 | 0 | 0 | 0 | 0 | 0 | 0 | 0 | 0 | 0 | 0 | 0 | 0 | 0 | 0 | 0 | 0 | 0 | 0 | 0 | 0 | 0 | 0 | 0 | 0 | 0 | 0 | 0 | 0 | 0 | 0 | 0 | 0 | 0 | 0 | 0 | 0 | 0 | 0 | 0 | 0 | 0 | 0 | 0 | 0 | 0 | 0 | 0 | 0 | 0 | 0 | 0 | 0 | 0 | 0 | 0 | 0 | 0 | 0 | 0 | 0 | 0 | 0 | 0 | 0 | 0 | 0 | 0 | 0 | 0 | 0 | 0 | 0 | 0 | 0 | 0 | 0 | 0 | 0 | 0 | 0 | 0 | 0 | 0 | 0 | 0 | 0 | 0 | 0 | 0 | 0 | 0 | 0 | 0 | 0 | 0 | 0 | 0 | 0 | 0 | 0 | 0 | 0 | 0 | 0 | 0 | 0 | 0 | 0 | 0 | 0 | 0 | 0 | 0 | 0 | 0 | 0 | 0 | 0 | 0 | 0 | 0 | 0 | 0 | 0 | 0 | 0 | 0 | 0 | 0 | 0 | 0 | 0 | 0 | 0 | 0 | 0 | 0 | 0 | 0 | 0 | 0 | 0 | 0 | 0 | 0 | 0 | 0 | 0 | 0 | 0 | 0 | 0 | 0 | 0 | 0 | 0 | 0 | 0 | 0 | 0 | 0 | 0 | 0 | 0 | 0 | 0 | 0 | 0 | 0 | 0 | 0 | 0 | 0 | 0 | 0 | 0 | 0 | 0 | 0 | 0 | 0 | 0 | 0 | 0 | 0 | 0 | 0 | 0 | 0 | 0 | 0 | 0 | 0 | 0 | 0 | 0 | 0 | 0 | 0 | 0 | 0 | 0 | 0 | 0 | 0 | 0 | 0 | 0 | 0 | 0 | 0 | 0 | 0 | 0 | 0 | 0 | 0 | 0 | 0 | 0 | 0 | 0 | 0 | 0 | 0 | 0 | 0 | 0 | 0 | 0 | 0 | 0 | 0 | 0 | 0 | 0 | 0 | 0 | 0 | 0 | 0 | 0 | 0 | 0 | 0 | 0 | 0 | 0 | 0 | 0 | 0 | 0 | 0 | 0 | 0 | 0 | 0 | 0 | 0 | 0 | 0 | 0 | 0 | 0 | 0 | 0 | 0 | 0 | 0 | 0 | 0 | 0 | 0 | 0 | 0 | 0 | 0 | 0 | 0 | 0 | 0 | 0 | 0 | 0 | 0 | 0 | 0 | 0 | 0 | 0 | 0 | 0 | 0 | 0 | 0 | 0 | 0 | 0 | 0 | 0 | 0 | 0 | 0 | 0 | 0 | 0 | 0 | 0 | 0 | 0 | 0 | 0 | 0 | 0 | 0 | 0 | 0 | 0 | 0 | 0 | 0 | 0 | 0 | 0 | 0 | 0 | 0 | 0 | 0 | 0 | 0 | 0 | 0 | 0 | 0 | 0 | 0 | 0 | 0 | 0 | 0 | 0 | 0 | 0 | 0 | 0 | 0 | 0 | 0 | 0 | 0 | 0 | 0 | 0 | 0 | 0 | 0 | 0 | 0 | 0 | 0 | 0 | 0 | 0 | 0 | 0 | 0 | 0 | 0 | 0 | 0 | 0 | 0 | 0 | 0 | 0 | 0 | 0 | 0 | 0 | 0 | 0 | 0 | 0 | 0 | 0 | 0 | 0 | 0 | 0 | 0 | 0 | 0 | 0 | 0 | 0 | 0 | 0 | 0 | 0 | 0 | 0 | 0 | 0 | 0 | 0 | 0 | 0 | 0 | 0 | 0 | 0 | 0 | 0 | 0 | 0 | 0 | 0 | 0 | 0 | 0 | 0 | 0 | 0 | 0 | 0 | 0 | 0 | 0 | 0 | 0 | 0 | 0 | 0 | 0 | 0 | 0 | 0 | 0 | 0 | 0 | 0 | 0 | 0 | 0 | 0 | 0 | 0 | 0 | 0 | 0 | 0 | 0 | 0 | 0 | 0 | 0 | 0 | 0 | 0 | 0 | 0 | 0 | 0 | 0 | 0 | 0 | 0 | 0 | 0 | 0 | 0 | 0 | 0 | 0 | 0 | 0 | 0 | 0 | 0 | 0 | 0 | 0 | 0 | 0 | 0 | 0 | 0 | 0 | 0 | 0 | 0 | 0 | 0 | 0 | 0 | 0 | 0 | 0 | 0 | 0 | 0 | 0 | 0 | 0 | 0 | 0 | 0 | 0 | 0 | 0 | 0 | 0 | 0 | 0 | 0 | 0 | 0 | 0 | 0 | 0 | 0 | 0 | 0 | 0 | 0 | 0 | 0 | 0 | 0 | 0 | 0 | 0 | 0 | 0 | 0 | 0 | 0 | 0 | 0 | 0 | 0 | 0 | 0 | 0 | 0 | 0 | 0 | 0 | 0 | 0 | 0 | 0 | 0 | 0 | 0 | 0 | 0 | 0 | 0 | 0 | 0 | 0 | 0 | 0 | 0 | 0 | 0 | 0 | 0 | 0 | 0 | 0 | 0 | 0 | 0 | 0 | 0 | 0 | 0 | 0 | 0 | 0 | 0 | 0 | 0 | 0 | 0 | 0 | 0 | 0 | 0 | 0 | 0 | 0 | 0 | 0 | 0 | 0 | 0 | 0 | 0 | 0 | 0 | 0 | 0 | 0 | 0 | 0 | 0 | 0 | 0 | 0 | 0 | 0 | 0 | 0 | 0 | 0 | 0 | 0 | 0 | 0 | 0 | 0 | 0 | 0 | 0 | 0 | 0 | 0 | 0 | 0 | 0 | 0 | 0 | 0 | 0 | 0 | 0 | 0 | 0 | 0 | 0 | 0 | 0 | 0 | 0 | 0 | 0 | 0 | 0 | 0 | 0 | 0 | 0 | 0 | 0 | 0 | 0 | 0 | 0 | 0 | 0 | 0 | 0 | 0 | 0 | 0 | 0 | 0 | 0 | 0 | 0 | 0 | 0 | 0 | 0 | 0 | 0 | 0 | 0 | 0 | 0 | 0 | 0 | 0 | 0 | 0 | 0 | 0 | 0 | 0 | 0 | 0 | 0 | 0 | 0 | 0 | 0 | 0 | 0 | 0 | 0 | 0 | 0 | 0 | 0 | 0 | 0 | 0 | 0 | 0 | 0 | 0 | 0 | 0 | 0 | 0 | 0 | 0 | 0 | 0 | 0 | 0 | 0 | 0 | 0 | 0 | 0 | 0 | 0 | 0 | 0 | 0 | 0 | 0 | 0 | 0 | 0 | 0 | 0 | 0 | 0 | 0 | 0 | 0 | 0 | 0 | 0 | 0 | 0 | 0 | 0 | 0 | 0 | 0 | 0 | 0 | 0 | 0 | 0 | 0 | 0 | 0 | 0 | 0 | 0 | 0 | 0 | 0 | 0 | 0 | 0 | 0 | 0 | 0 | 0 | 0 | 0 | 0 | 0 | 0 | 0 | 0 | 0 | 0 | 0 | 0 | 0 | 0 | 0 | 0 | 0 | 0 | 0
| Cumulative Growth Small Commercial | 10^3M^3/Yr |  | 0 | 0 | 0 | 0 | 0 | 0 | 0 | 0 | 0 | 0 | 0 | 0 | 0 | 0 | 0 | 0 | 0 | 0 | 0 | 0 | 0 | 0 | 0 | 0 | 0 | 0 | 0 | 0 | 0 | 0 | 0 | 0 | 0 | 0 | 0 | 0 | 0 | 0 | 0 | 0 | 0 | 0 | 0 | 0 | 0 | 0 | 0 | 0 | 0 | 0 | 0 | 0 | 0 | 0 | 0 | 0 | 0 | 0 | 0 | 0 | 0 | 0 | 0 | 0 | 0 | 0 | 0 | 0 | 0 | 0 | 0 | 0 | 0 | 0 | 0 | 0 | 0 | 0 | 0 | 0 | 0 | 0 | 0 | 0 | 0 | 0 | 0 | 0 | 0 | 0 | 0 | 0 | 0 | 0 | 0 | 0 | 0 | 0 | 0 | 0 | 0 | 0 | 0 | 0 | 0 | 0 | 0 | 0 | 0 | 0 | 0 | 0 | 0 | 0 | 0 | 0 | 0 | 0 | 0 | 0 | 0 | 0 | 0 | 0 | 0 | 0 | 0 | 0 | 0 | 0 | 0 | 0 | 0 | 0 | 0 | 0 | 0 | 0 | 0 | 0 | 0 | 0 | 0 | 0 | 0 | 0 | 0 | 0 | 0 | 0 | 0 | 0 | 0 | 0 | 0 | 0 | 0 | 0 | 0 | 0 | 0 | 0 | 0 | 0 | 0 | 0 | 0 | 0 | 0 | 0 | 0 | 0 | 0 | 0 | 0 | 0 | 0 | 0 | 0 | 0 | 0 | 0 | 0 | 0 | 0 | 0 | 0 | 0 | 0 | 0 | 0 | 0 | 0 | 0 | 0 | 0 | 0 | 0 | 0 | 0 | 0 | 0 | 0 | 0 | 0 | 0 | 0 | 0 | 0 | 0 | 0 | 0 | 0 | 0 | 0 | 0 | 0 | 0 | 0 | 0 | 0 | 0 | 0 | 0 | 0 | 0 | 0 | 0 | 0 | 0 | 0 | 0 | 0 | 0 | 0 | 0 | 0 | 0 | 0 | 0 | 0 | 0 | 0 | 0 | 0 | 0 | 0 | 0 | 0 | 0 | 0 | 0 | 0 | 0 | 0 | 0 | 0 | 0 | 0 | 0 | 0 | 0 | 0 | 0 | 0 | 0 | 0 | 0 | 0 | 0 | 0 | 0 | 0 | 0 | 0 | 0 | 0 | 0 | 0 | 0 | 0 | 0 | 0 | 0 | 0 | 0 | 0 | 0 | 0 | 0 | 0 | 0 | 0 | 0 | 0 | 0 | 0 | 0 | 0 | 0 | 0 | 0 | 0 | 0 | 0 | 0 | 0 | 0 | 0 | 0 | 0 | 0 | 0 | 0 | 0 | 0 | 0 | 0 | 0 | 0 | 0 | 0 | 0 | 0 | 0 | 0 | 0 | 0 | 0 | 0 | 0 | 0 | 0 | 0 | 0 | 0 | 0 | 0 | 0 | 0 | 0 | 0 | 0 | 0 | 0 | 0 | 0 | 0 | 0 | 0 | 0 | 0 | 0 | 0 | 0 | 0 | 0 | 0 | 0 | 0 | 0 | 0 | 0 | 0 | 0 | 0 | 0 | 0 | 0 | 0 | 0 | 0 | 0 | 0 | 0 | 0 | 0 | 0 | 0 | 0 | 0 | 0 | 0 | 0 | 0 | 0 | 0 | 0 | 0 | 0 | 0 | 0 | 0 | 0 | 0 | 0 | 0 | 0 | 0 | 0 | 0 | 0 | 0 | 0 | 0 | 0 | 0 | 0 | 0 | 0 | 0 | 0 | 0 | 0 | 0 | 0 | 0 | 0 | 0 | 0 | 0 | 0 | 0 | 0 | 0 | 0 | 0 | 0 | 0 | 0 | 0 | 0 | 0 | 0 | 0 | 0 | 0 | 0 | 0 | 0 | 0 | 0 | 0 | 0 | 0 | 0 | 0 | 0 | 0 | 0 | 0 | 0 | 0 | 0 | 0 | 0 | 0 | 0 | 0 | 0 | 0 | 0 | 0 | 0 | 0 | 0 | 0 | 0 | 0 | 0 | 0 | 0 | 0 | 0 | 0 | 0 | 0 | 0 | 0 | 0 | 0 | 0 | 0 | 0 | 0 | 0 | 0 | 0 | 0 | 0 | 0 | 0 | 0 | 0 | 0 | 0 | 0 | 0 | 0 | 0 | 0 | 0 | 0 | 0 | 0 | 0 | 0 | 0 | 0 | 0 | 0 | 0 | 0 | 0 | 0 | 0 | 0 | 0 | 0 | 0 | 0 | 0 | 0 | 0 | 0 | 0 | 0 | 0 | 0 | 0 | 0 | 0 | 0 | 0 | 0 | 0 | 0 | 0 | 0 | 0 | 0 | 0 | 0 | 0 | 0 | 0 | 0 | 0 | 0 | 0 | 0 | 0 | 0 | 0 | 0 | 0 | 0 | 0 | 0 | 0 | 0 | 0 | 0 | 0 | 0 | 0 | 0 | 0 | 0 | 0 | 0 | 0 | 0 | 0 | 0 | 0 | 0 | 0 | 0 | 0 | 0 | 0 | 0 | 0 | 0 | 0 | 0 | 0 | 0 | 0 | 0 | 0 | 0 | 0 | 0 | 0 | 0 | 0 | 0 | 0 | 0 | 0 | 0 | 0 | 0 | 0 | 0 | 0 | 0 | 0 | 0 | 0 | 0 | 0 | 0 | 0 | 0 | 0 | 0 | 0 | 0 | 0 | 0 | 0 | 0 | 0 | 0 | 0 | 0 | 0 | 0 | 0 | 0 | 0 | 0 | 0 | 0 | 0 | 0 | 0 | 0 | 0 | 0 | 0 | 0 | 0 | 0 | 0 | 0 | 0 | 0 | 0 | 0 | 0 | 0 | 0 | 0 | 0 | 0 | 0 | 0 | 0 | 0 | 0 | 0 | 0 | 0 | 0 | 0 | 0 | 0 | 0 | 0 | 0 | 0 | 0 | 0 | 0 | 0 | 0 | 0 | 0 | 0 | 0 | 0 | 0 | 0 | 0 | 0 | 0 | 0 | 0 | 0 | 0 | 0 | 0 | 0 | 0 | 0 | 0 | 0 | 0 | 0 | 0 | 0 | 0 | 0 | 0 | 0 | 0 | 0 | 0 | 0 | 0 | 0 | 0 | 0 | 0 | 0 | 0 | 0 | 0 | 0 | 0 | 0 | 0 | 0 | 0 | 0 | 0 | 0 | 0 | 0 | 0 | 0 | 0 | 0 | 0 | 0 | 0 | 0 | 0 | 0 | 0 | 0 | 0 | 0 | 0 | 0 | 0 | 0 | 0 | 0 | 0 | 0 | 0 | 0 | 0 | 0 | 0 | 0 | 0 | 0 | 0 | 0 | 0 | 0 | 0 | 0 | 0 | 0 | 0 | 0 | 0 | 0 | 0 | 0 | 0 | 0 | 0 | 0 | 0 | 0 | 0 | 0 | 0 | 0 | 0 | 0 | 0 | 0 | 0 | 0 | 0 | 0 | 0 | 0 | 0 | 0 | 0 | 0 | 0 | 0 | 0 | 0 | 0 | 0 | 0 | 0 | 0 | 0 | 0 | 0 | 0 | 0 | 0 | 0 | 0 | 0 | 0 | 0 | 0 | 0 | 0 | 0 | 0 | 0 | 0 | 0 | 0 | 0 | 0 | 0 | 0 | 0 | 0 | 0 | 0 | 0 | 0 | 0 | 0 | 0 | 0 | 0 | 0 | 0 | 0 | 0 | 0 | 0 | 0 | 0 | 0 | 0 | 0 | 0 | 0 | 0 | 0 | 0 | 0 | 0 | 0 | 0 | 0 | 0 | 0 | 0 | 0 | 0 | 0 | 0 | 0 | 0 | 0 | 0 | 0 | 0 | 0 | 0 | 0 | 0 | 0 | 0 | 0 | 0 | 0 | 0 | 0 | 0 | 0 | 0 | 0 | 0 | 0 | 0 | 0 | 0 | 0 | 0 | 0 | 0 | 0 | 0 | 0 | 0 | 0 | 0 | 0 | 0 | 0 | 0 | 0 | 0 | 0 | 0 | 0 | 0 | 0 | 0 | 0 | 0 | 0 | 0 | 0 | 0 | 0 | 0 | 0 | 0 | 0 | 0 | 0 | 0 | 0 | 0 | 0 | 0 | 0 | 0 | 0 | 0 | 0 | 0 | 0 | 0 | 0 | 0 | 0 | 0 | 0 | 0 | 0 | 0 | 0 | 0 | 0 | 0 | 0 | 0 | 0 | 0 | 0 | 0 | 0 | 0 | 0 | 0 | 0 | 0 | 0 | 0 | 0 | 0 | 0 | 0 | 0 | 0 | 0 | 0 | 0 | 0 | 0 | 0 | 0 | 0 | 0 | 0 | 0 | 0 | 0 | 0 | 0 | 0 | 0 | 0 | 0 | 0 | 0 | 0 | 0 | 0 | 0 | 0 | 0 | 0 | 0 | 0 | 0 | 0 | 0 | 0 | 0 | 0 | 0 | 0 | 0 | 0 | 0 | 0 | 0 | 0 | 0 | 0 | 0 | 0 | 0 | 0 | 0 | 0 | 0 | 0 | 0 | 0 | 0 | 0 | 0 | 0 | 0 | 0 | 0 | 0 | 0 | 0 | 0 | 0 | 0 | 0 | 0 | 0 | 0 | 0 | 0 | 0 | 0 | 0 | 0 | 0 | 0 | 0 | 0 | 0 | 0 | 0 | 0 | 0 | 0 | 0 | 0 | 0 | 0 | 0 | 0 | 0 | 0 | 0 | 0 | 0 | 0 | 0 | 0 | 0 | 0 | 0 | 0 | 0 | 0 | 0 | 0 | 0 | 0 | 0 | 0 | 0 | 0 | 0 | 0 | 0 | 0 | 0 | 0 | 0 | 0 | 0 | 0 | 0 | 0 | 0 | 0 | 0 | 0 | 0 | 0 | 0 | 0 | 0 | 0 | 0 | 0 | 0 | 0 | 0 | 0 | 0 | 0 | 0 | 0 | 0 | 0 | 0 | 0 | 0 | 0 | 0 | 0 | 0 | 0 | 0 | 0 | 0 | 0 | 0 | 0 | 0 | 0 | 0 | 0 | 0 | 0 | 0 | 0 | 0 | 0 | 0 | 0 | 0 | 0 | 0 | 0 | 0 | 0 | 0 | 0 | 0 | 0 | 0 | 0 | 0 | 0 | 0 | 0 | 0 | 0 | 0 | 0 | 0 | 0 | 0 | 0 | 0 | 0 | 0 | 0 | 0 | 0 | 0 | 0 | 0 | 0 | 0 | 0 | 0 | 0 | 0 | 0 | 0 | 0 | 0 | 0 | 0 | 0 | 0 | 0 | 0 | 0 | 0 | 0 | 0 | 0 | 0 | 0 | 0 | 0 | 0 | 0 | 0 | 0 | 0 | 0 | 0 | 0 | 0 | 0 | 0 | 0 | 0 | 0 | 0 | 0 | 0 | 0 | 0 | 0 | 0 | 0 | 0 | 0 | 0 | 0 | 0 | 0 | 0 | 0 | 0 | 0 | 0 | 0 | 0 | 0 | 0 | 0 | 0 | 0 | 0 | 0 | 0 | 0 | 0 | 0 | 0 | 0 | 0 | 0 | 0 | 0 | 0 | 0 | 0 | 0 | 0 | 0 | 0 | 0 | 0 | 0 | 0 | 0 | 0 | 0 | 0 | 0 | 0 | 0 | 0 | 0 | 0 | 0 | 0 | 0 | 0 | 0 | 0 | 0 | 0 | 0 | 0 | 0 | 0 | 0 | 0 | 0 | 0 | 0 | 0 | 0 | 0 | 0 | 0 | 0 | 0 | 0 | 0 | 0 | 0 | 0 | 0 | 0 | 0 | 0 | 0 | 0 | 0 | 0 | 0 | 0 | 0 | 0 | 0 | 0 | 0 | 0 | 0 | 0 | 0 | 0 | 0 | 0 | 0 | 0 | 0 | 0 | 0 | 0 | 0 | 0 | 0 | 0 | 0 | 0 | 0 | 0 | 0 | 0 | 0 | 0 | 0 | 0 | 0 | 0 | 0 | 0 | 0 | 0 | 0 | 0 | 0 | 0 | 0 | 0 | 0 | 0 | 0 | 0 | 0 | 0 | 0 | 0 | 0 | 0 | 0 | 0 | 0 | 0 | 0 | 0 | 0 | 0 | 0 | 0 | 0 | 0 | 0 | 0 | 0 | 0 | 0 | 0 | 0 | 0 | 0 | 0 | 0 | 0 | 0 | 0 | 0 | 0 | 0 | 0 | 0 | 0 | 0 | 0 | 0 | 0 | 0 | 0 | 0 | 0 | 0 | 0 | 0 | 0 | 0 | 0 | 0 | 0 | 0 | 0 | 0 | 0 | 0 | 0 | 0 | 0 | 0 | 0 | 0 | 0 | 0 | 0 | 0 | 0 | 0 | 0 | 0 | 0 | 0 | 0 | 0 | 0 | 0 | 0 | 0 | 0 | 0 | 0 | 0 | 0 | 0 | 0 | 0 | 0 | 0 | 0 | 0 | 0 | 0 | 0 | 0 | 0 | 0 | 0 | 0 | 0 | 0 | 0 | 0 | 0 | 0 | 0 | 0 | 0 | 0 | 0 | 0 | 0 | 0 | 0 | 0 | 0 | 0 | 0 | 0 | 0 | 0 | 0 | 0 | 0 | 0 | 0 | 0 | 0 | 0 | 0 | 0 | 0 | 0 | 0 | 0 | 0 | 0 | 0 | 0 | 0 | 0 | 0 | 0 | 0 | 0 | 0 | 0 | 0 | 0 | 0 | 0 | 0 | 0 | 0 | 0 | 0 | 0 | 0 | 0 | 0 | 0 | 0 | 0 | 0 | 0 | 0 | 0 | 0 | 0 | 0 | 0 | 0 | 0 | 0 | 0 | 0 | 0 | 0 | 0 | 0 | 0 | 0 | 0 | 0 | 0 | 0 | 0 | 0 | 0 | 0 | 0 | 0 | 0 | 0 | 0 | 0 | 0 | 0 | 0 | 0 | 0 | 0 | 0 | 0 | 0 | 0 | 0 | 0 | 0 | 0 | 0 | 0 | 0 | 0 | 0 | 0 | 0 | 0 | 0 | 0 | 0 | 0 | 0 | 0 | 0 | 0 | 0 | 0 | 0 | 0 | 0 | 0 | 0 | 0 | 0 | 0 | 0 | 0 | 0 | 0 | 0 | 0 | 0 | 0 | 0 | 0 | 0 | 0 | 0 | 0 | 0 | 0 | 0 | 0 | 0 | 0 | 0 | 0 | 0 | 0 | 0 | 0 | 0 | 0 | 0 | 0 | 0 | 0 | 0 | 0 | 0 | 0 | 0 | 0 | 0 | 0 | 0 | 0 | 0 | 0 | 0 | 0 | 0 | 0 | 0 | 0 | 0 | 0 | 0 | 0 | 0 | 0 | 0 | 0 | 0 | 0 | 0 | 0 | 0 | 0 | 0 | 0 | 0 | 0 | 0 | 0 | 0 | 0 | 0 | 0 | 0 | 0 | 0 | 0 | 0 | 0 | 0 | 0 | 0 | 0 | 0 | 0 | 0 | 0 | 0 | 0 | 0 | 0 | 0 | 0 | 0 | 0 | 0 | 0 | 0 | 0 | 0 | 0 | 0 | 0 | 0 | 0 | 0 | 0 | 0 | 0 | 0 | 0 | 0 | 0 | 0 | 0 | 0 | 0 | 0 | 0 | 0 | 0 | 0 | 0 | 0 | 0 | 0 | 0 | 0 | 0 | 0 | 0 | 0 | 0 | 0 | 0 | 0 | 0 | 0 | 0 | 0 | 0 | 0 | 0 | 0 | 0 | 0 | 0 | 0 | 0 | 0 | 0 | 0 | 0 | 0 | 0 | 0 | 0 | 0 | 0 | 0 | 0 | 0 | 0 | 0 | 0 | 0 | 0 | 0 | 0 | 0 | 0 | 0 | 0 | 0 | 0 | 0 | 0 | 0 | 0 | 0 | 0 | 0 | 0 | 0 | 0 | 0 | 0 | 0 | 0 | 0 | 0 | 0 | 0 | 0 | 0 | 0 | 0 | 0 | 0 | 0 | 0 | 0 | 0 | 0 | 0 | 0 | 0 | 0 | 0 | 0 | 0 | 0 | 0 | 0 | 0 | 0 | 0 | 0 | 0 | 0 | 0 | 0 | 0 | 0 | 0 | 0 | 0 | 0 | 0 | 0 | 0 | 0 | 0 | 0 | 0 | 0 | 0 | 0 | 0 | 0 | 0 | 0 | 0 | 0 | 0 | 0 | 0 | 0 | 0 | 0 | 0 | 0 | 0 | 0 | 0 | 0 | 0 | 0 | 0 | 0 | 0 | 0 | 0 | 0 | 0 | 0 | 0 | 0 | 0 | 0 | 0 | 0 | 0 | 0 | 0 | 0 | 0 | 0 | 0 | 0 | 0 | 0 | 0 | 0 | 0 | 0 | 0 | 0 | 0 | 0 | 0 | 0 | 0 | 0 | 0 | 0 | 0 | 0 | 0 | 0 | 0 | 0 | 0 | 0 | 0 | 0 | 0 | 0 | 0 | 0 | 0 | 0 | 0 | 0 | 0 | 0 | 0 | 0 | 0 | 0 | 0 | 0 | 0 | 0 | 0 | 0 | 0 | 0 | 0 | 0 | 0 | 0 | 0 | 0 | 0 | 0 | 0 | 0 | 0 | 0 | 0 | 0 | 0 | 0 | 0 | 0 | 0 | 0 | 0 | 0 | 0 | 0 | 0 | 0 | 0 | 0 | 0 | 0 | 0 | 0 | 0 | 0 | 0 | 0 | 0 | 0 | 0 | 0 | 0 | 0 | 0 | 0 | 0 | 0 | 0 | 0 | 0 | 0 | 0 | 0 | 0 | 0 | 0 | 0 | 0 | 0 | 0 | 0 | 0 | 0 | 0 | 0 | 0 | 0 | 0 | 0 | 0 | 0 | 0 | 0 | 0 | 0 | 0 | 0 | 0 | 0 | 0 | 0 | 0 | 0 | 0 | 0 | 0 | 0 | 0 | 0 | 0 | 0 | 0 | 0 | 0 | 0 | 0 | 0 | 0 | 0 | 0 | 0 | 0 | 0 | 0 | 0 | 0 | 0 | 0 | 0 | 0 | 0 | 0 | 0 | 0 | 0 | 0 | 0 | 0 | 0 | 0 | 0 | 0 | 0 | 0 | 0 | 0 | 0 | 0 | 0 | 0 | 0 | 0 | 0 | 0 | 0 | 0 | 0 | 0 | 0 | 0 | 0 | 0 | 0 | 0 | 0 | 0 | 0 | 0 | 0 | 0 | 0 | 0 | 0 | 0 | 0 | 0 | 0 | 0 | 0 | 0 | 0 | 0 | 0 | 0 | 0 | 0 | 0 | 0 | 0 | 0 | 0 | 0 | 0 | 0 | 0 | 0 | 0 | 0 | 0 | 0 | 0 | 0 | 0 | 0 | 0 | 0 | 0 | 0 | 0 | 0 | 0 | 0 | 0 | 0 | 0 | 0 | 0 | 0 | 0 | 0 | 0 | 0 | 0 | 0 | 0 | 0 | 0 | 0 | 0 | 0 | 0 | 0 | 0 | 0 | 0 | 0 | 0 | 0 | 0 | 0 | 0 | 0 | 0 | 0 | 0 | 0 | 0 | 0 | 0 | 0 | 0 | 0 | 0 | 0 | 0 | 0 | 0 | 0 | 0 | 0 | 0 | 0 | 0 | 0 | 0 | 0 | 0 | 0 | 0 | 0 | 0 | 0 | 0 | 0 | 0 | 0 | 0 | 0 | 0 | 0 | 0 | 0 | 0 | 0 | 0 | 0 | 0 | 0 | 0 | 0 | 0 | 0 | 0 | 0 | 0 | 0 | 0 | 0 | 0 | 0 | 0 | 0 | 0 | 0 | 0 | 0 | 0 | 0 | 0 | 0 | 0 | 0 | 0 | 0 | 0 | 0 | 0 | 0 | 0 | 0 | 0 | 0 | 0 | 0 | 0 | 0 | 0 | 0 | 0 | 0 | 0 | 0 | 0 | 0 | 0 | 0 | 0 | 0 | 0 | 0 | 0 | 0 | 0 | 0 | 0 | 0 | 0 | 0 | 0 | 0 | 0 | 0 | 0 | 0 | 0 | 0 | 0 | 0 | 0 | 0 | 0 | 0 | 0 | 0 | 0 | 0 | 0 | 0 | 0 | 0 | 0 | 0 | 0 | 0 | 0 | 0 | 0 | 0 | 0 | 0 | 0 | 0 | 0 | 0 | 0 | 0 | 0 | 0 | 0 | 0 | 0 | 0 | 0 | 0 | 0 | 0 | 0 | 0 | 0 | 0 | 0 | 0 | 0 | 0 | 0 | 0 | 0 | 0 | 0 | 0 | 0 | 0 | 0 | 0 | 0 | 0 | 0 | 0 | 0 | 0 | 0 | 0 | 0 | 0 | 0 | 0 | 0 | 0 | 0 | 0 | 0 | 0 | 0 | 0 | 0 | 0 | 0 | 0 | 0 | 0 | 0 | 0 | 0 | 0 | 0 | 0 | 0 | 0 | 0 | 0 | 0 | 0 | 0 | 0 | 0 | 0 | 0 | 0 | 0 | 0 | 0 | 0 | 0 | 0 | 0 | 0 | 0 | 0 | 0 | 0 | 0 | 0 | 0 | 0 | 0 | 0 | 0 | 0 | 0 | 0 | 0 | 0 | 0 | 0 | 0 | 0 | 0 | 0 | 0 | 0 | 0 | 0 | 0 | 0 | 0 | 0 | 0 | 0 | 0 | 0 | 0 | 0 | 0 | 0 | 0 | 0 | 0 | 0 | 0 | 0 | 0 | 0 | 0 | 0 | 0 | 0 | 0 | 0 | 0 | 0 | 0 | 0 | 0 | 0 | 0 | 0 | 0 | 0 | 0 | 0 | 0 | 0 | 0 | 0 | 0 | 0 | 0 | 0 | 0 | 0 | 0 | 0 | 0 | 0 | 0 | 0 | 0 | 0 | 0 | 0 | 0 | 0 | 0 | 0 | 0 | 0 | 0 | 0 | 0 | 0 | 0 | 0 | 0 | 0 | 0 | 0 | 0 | 0 | 0 | 0 | 0 | 0 | 0 | 0 | 0 | 0 | 0 | 0 | 0 | 0 | 0 | 0 | 0 | 0 | 0 | 0 | 0 | 0 | 0 | 0 | 0 | 0 | 0 | 0 | 0 | 0 | 0 | 0 | 0 | 0 | 0 | 0 | 0 | 0 | 0 | 0 | 0 | 0 | 0 | 0 | 0 | 0 | 0 | 0 | 0 | 0 | 0 | 0 | 0 | 0 | 0 | 0 | 0 | 0 | 0 | 0 | 0 | 0 | 0 | 0 | 0 | 0 | 0 | 0 | 0 | 0 | 0 | 0 | 0 | 0 | 0 | 0 | 0 | 0 | 0 | 0 | 0 | 0 | 0 | 0 | 0 | 0 | 0 | 0 | 0 | 0 | 0 | 0 | 0 | 0 | 0 | 0 | 0 | 0 | 0 | 0 | 0 | 0 | 0 | 0 | 0 | 0 | 0 | 0 | 0 | 0 | 0 | 0 | 0 | 0 | 0 | 0 | 0 | 0 | 0 | 0 | 0 | 0 | 0 | 0 | 0 | 0 | 0 | 0 | 0 | 0 | 0 | 0 | 0 | 0 | 0 | 0 | 0 | 0 | 0 | 0 | 0 | 0 | 0 | 0 | 0 | 0 | 0 | 0 | 0 | 0 | 0 | 0 | 0 | 0 | 0 | 0 | 0 | 0 | 0 | 0 | 0 | 0 | 0 | 0 | 0 | 0 | 0 | 0 | 0 | 0 | 0 | 0 | 0 | 0 | 0 | 0 | 0 | 0 | 0 | 0 | 0 | 0 | 0 | 0 | 0 | 0 | 0 | 0 | 0 | 0 | 0 | 0 | 0 | 0 | 0 | 0 | 0 | 0 | 0 | 0 | 0 | 0 | 0 | 0 | 0 | 0 | 0 | 0 | 0 | 0 | 0 | 0 | 0 | 0 | 0 | 0 | 0 | 0 | 0 | 0 | 0 | 0 | 0 | 0 | 0 | 0 | 0 | 0 | 0 | 0 | 0 | 0 | 0 | 0 | 0 | 0 | 0 | 0 | 0 | 0 | 0 | 0 | 0 | 0 | 0 | 0 | 0 | 0 | 0 | 0 | 0 | 0 | 0 | 0 | 0 | 0 | 0 | 0 | 0 | 0 | 0 | 0 | 0 | 0 | 0 | 0 | 0 | 0 | 0 | 0 | 0 | 0 | 0 | 0 | 0 | 0 | 0 | 0 | 0 | 0 | 0 | 0 | 0 | 0 | 0 | 0 | 0 | 0 | 0 | 0 | 0 | 0 | 0 | 0 | 0 | 0 | 0 | 0 | 0 | 0 | 0 | 0 | 0 | 0 | 0 | 0 | 0 | 0 | 0 | 0 | 0 | 0 | 0 | 0 | 0 | 0 | 0 | 0 | 0 | 0 | 0 | 0 | 0 | 0 | 0 | 0 | 0 | 0 | 0 | 0 | 0 | 0 | 0 | 0 | 0 | 0 | 0 | 0 | 0 | 0 | 0 | 0 | 0 | 0 | 0 | 0 | 0 | 0 | 0 | 0 | 0 | 0 | 0 | 0 | 0 | 0 | 0 | 0 | 0 | 0 | 0 | 0 | 0 | 0 | 0 | 0 | 0 | 0 | 0 | 0 | 0 | 0 | 0 | 0 | 0 | 0 | 0 | 0 | 0 | 0 | 0 | 0 | 0 | 0 | 0 | 0 | 0 | 0 | 0 | 0 | 0 | 0 | 0 | 0 | 0 | 0 | 0 | 0 | 0 | 0 | 0 | 0 | 0 | 0 | 0 | 0 | 0 | 0 | 0 | 0 | 0 | 0 | 0 | 0 | 0 | 0 | 0 | 0 | 0 | 0 | 0 | 0 | 0 | 0 | 0 | 0 | 0 | 0 | 0 | 0 | 0 | 0 | 0 | 0 | 0 | 0 | 0 | 0 | 0 | 0 | 0 | 0 | 0 | 0 | 0 | 0 | 0 | 0 | 0 | 0 | 0 | 0 | 0 | 0 | 0 | 0 | 0 | 0 | 0 | 0 | 0 | 0 | 0 | 0 | 0 | 0 | 0 | 0 | 0 | 0 | 0 | 0 | 0 | 0 | 0 | 0 | 0 | 0 | 0 | 0 | 0 | 0 | 0 | 0 | 0 | 0 | 0 | 0 | 0 | 0 | 0 | 0 | 0 | 0 | 0 | 0 | 0 | 0 | 0 | 0 | 0 | 0 | 0 | 0 | 0 | 0 | 0 | 0 | 0 | 0 | 0 | 0 | 0 | 0 | 0 | 0 | 0 | 0 | 0 | 0 | 0 | 0 | 0 | 0 | 0 | 0 | 0 | 0 | 0 | 0 | 0 | 0 | 0 | 0 | 0 | 0 | 0 | 0 | 0 | 0 | 0 | 0 | 0 | 0 | 0 | 0 | 0 | 0 | 0 | 0 | 0 | 0 | 0 | 0 | 0 | 0 | 0 | 0 | 0 | 0 | 0 | 0 | 0 | 0 | 0 | 0 | 0 | 0 | 0 | 0 | 0 | 0 | 0 | 0 | 0 | 0 | 0 | 0 | 0 | 0 | 0 | 0 | 0 | 0 | 0 | 0 | 0 | 0 | 0 | 0 | 0 | 0 | 0 | 0 | 0 | 0 | 0 | 0 | 0 | 0 | 0 | 0 | 0 | 0 | 0 | 0 | 0 | 0 | 0 | 0 | 0 | 0 | 0 | 0 | 0 | 0 | 0 | 0 | 0 | 0 | 0 | 0 | 0 | 0 | 0 | 0 | 0 | 0 | 0 | 0 | 0 | 0 | 0 | 0 | 0 | 0 | 0 | 0 | 0 | 0 | 0 | 0 | 0 | 0 | 0 | 0 | 0 | 0 | 0 | 0 | 0 | 0 | 0 | 0 | 0 | 0 | 0 | 0 | 0 | 0 | 0 | 0 | 0 | 0 | 0 | 0 | 0 | 0 | 0 | 0 | 0 | 0 | 0 | 0 | 0 | 0 | 0 | 0 | 0 | 0 | 0 | 0 | 0 | 0 | 0 | 0 | 0 | 0 | 0 | 0 | 0 | 0 | 0 | 0 | 0 | 0 | 0 | 0 | 0 | 0 | 0 | 0 | 0 | 0 | 0 | 0 | 0 | 0 | 0 | 0 | 0 | 0 | 0 | 0 | 0 | 0 | 0 | 0 | 0 | 0 | 0 | 0 | 0 | 0 | 0 | 0 | 0 | 0 | 0 | 0 | 0 | 0 | 0 | 0 | 0 | 0 | 0 | 0 | 0 | 0 | 0 | 0 | 0 | 0 | 0 | 0 | 0 | 0 | 0 | 0 | 0 | 0 | 0 | 0 | 0 | 0 | 0 | 0 | 0 | 0 | 0 | 0 | 0 | 0 | 0 | 0 | 0 | 0 | 0 | 0 | 0 | 0 | 0 | 0 | 0 | 0 | 0 | 0 | 0 | 0 | 0 | 0 | 0 | 0 | 0 | 0 | 0 | 0 | 0 | 0 | 0 | 0 | 0 | 0 | 0 | 0 | 0 | 0 | 0 | 0 | 0 | 0 | 0 | 0 | 0 | 0 | 0 | 0 | 0 | 0 | 0 | 0 | 0 | 0 | 0 | 0 | 0 | 0 | 0 | 0 | 0 | 0 | 0 | 0 | 0 | 0 | 0 | 0 | 0 | 0 | 0 | 0 | 0 | 0 | 0 | 0 | 0 | 0 | 0 | 0 | 0 | 0 | 0 | 0 | 0 | 0 | 0 | 0 | 0 | 0 | 0 | 0 | 0 | 0 | 0 | 0 | 0 | 0 | 0 | 0 | 0 | 0 | 0 | 0 | 0 | 0 | 0 | 0 | 0 | 0 | 0 | 0 | 0 | 0 | 0 | 0 | 0 | 0 | 0 | 0 | 0 | 0 | 0 | 0 | 0 | 0 | 0 | 0 | 0 | 0 | 0 | 0 | 0 | 0 | 0 | 0 | 0 | 0 | 0 | 0 | 0 | 0 | 0 | 0 | 0 | 0 | 0 | 0 | 0 | 0 | 0 | 0 | 0 | 0 | 0 | 0 | 0 | 0 | 0 | 0 | 0 | 0 | 0 | 0 | 0 | 0 | 0 | 0 | 0 | 0 | 0 | 0 | 0 | 0 | 0 | 0 | 0 | 0 | 0 | 0 | 0 | 0 | 0 | 0 | 0 | 0 | 0 | 0 | 0 | 0 | 0 | 0 | 0 | 0 | 0 | 0 | 0 | 0 | 0 | 0 | 0 | 0 | 0 | 0 | 0 | 0 | 0 | 0 | 0 | 0 | 0 | 0 | 0 | 0 | 0 | 0 | 0 | 0 | 0 | 0 | 0 | 0 | 0 | 0 | 0 | 0 | 0 | 0 | 0 | 0 | 0 | 0 | 0 | 0 | 0 | 0 | 0 | 0 | 0 | 0 | 0 | 0 | 0 | 0 | 0 | 0 | 0 | 0 | 0 | 0 | 0 | 0 | 0 | 0 | 0 | 0 | 0 | 0 | 0 | 0 | 0 | 0 | 0 | 0 | 0 | 0 | 0 | 0 | 0 | 0 | 0 | 0 | 0 | 0 | 0 | 0 | 0 | 0 | 0 | 0 | 0 | 0 | 0 | 0 | 0 | 0 | 0 | 0 | 0 | 0 | 0 | 0 | 0 | 0 | 0 | 0 | 0 | 0 | 0 | 0 | 0 | 0 | 0 | 0 | 0 | 0 | 0 | 0 | 0 | 0 | 0 | 0 | 0 | 0 | 0 | 0 | 0 | 0 | 0 | 0 | 0 | 0 | 0 | 0 | 0 | 0 | 0 | 0 | 0 | 0 | 0 | 0 | 0 | 0 | 0 | 0 | 0 | 0 | 0 | 0 | 0 | 0 | 0 | 0 | 0 | 0 | 0 | 0 | 0 | 0 | 0 | 0 | 0 | 0 | 0 | 0 | 0 | 0 | 0 | 0 | 0 | 0 | 0 | 0 | 0 | 0 | 0 | 0 | 0 | 0 | 0 | 0 | 0 | 0 | 0 | 0 | 0 | 0 | 0 | 0 | 0 | 0 | 0 | 0 | 0 | 0 | 0 | 0 | 0 | 0 | 0 | 0 | 0 | 0 | 0 | 0 | 0 | 0 | 0 | 0 | 0 | 0 | 0 | 0 | 0 | 0 | 0 | 0 | 0 | 0 | 0 | 0 | 0 | 0 | 0 | 0 | 0 | 0 | 0 | 0 | 0 | 0 | 0 | 0 | 0 | 0 | 0 | 0 | 0 | 0 | 0 | 0 | 0 | 0 | 0 | 0 | 0 | 0 | 0 | 0 | 0 | 0 | 0 | 0 | 0 | 0 | 0 | 0 | 0 | 0 | 0 | 0 | 0 | 0 | 0 | 0 | 0 | 0 | 0 | 0 | 0 | 0 | 0 | 0 | 0 | 0 | 0 | 0 | 0 | 0 | 0 | 0 | 0 | 0 | 0 | 0 | 0 | 0 | 0 | 0 | 0 | 0 | 0 | 0 | 0 | 0 | 0 | 0 | 0 | 0 | 0 | 0 | 0 | 0 | 0 | 0 | 0 | 0 | 0 | 0 | 0 | 0 | 0 | 0 | 0 | 0 | 0 | 0 | 0 | 0 | 0 | 0 | 0 | 0 | 0 | 0 | 0 | 0 | 0 | 0 | 0 | 0 | 0 | 0 | 0 | 0 | 0 | 0 | 0 | 0 | 0 | 0 | 0 | 0 | 0 | 0 | 0 | 0 | 0 | 0 | 0 | 0 | 0 | 0 | 0 | 0 | 0 | 0 | 0 | 0 | 0 | 0 | 0 | 0 | 0 | 0 | 0 | 0 | 0 | 0 | 0 | 0 | 0 | 0 | 0 | 0 | 0 | 0 | 0 | 0 | 0 | 0 | 0 | 0 | 0 | 0 | 0 | 0 | 0 | 0 | 0 | 0 | 0 | 0 | 0 | 0 | 0 | 0 | 0 | 0 | 0 | 0 | 0 | 0 | 0 | 0 | 0 | 0 | 0 | 0 | 0 | 0 | 0 | 0 | 0 | 0 | 0 | 0 | 0 | 0 | 0 | 0 | 0 | 0 | 0 | 0 | 0 | 0 | 0 | 0 | 0 | 0 | 0 | 0 | 0 | 0 | 0 | 0 | 0 | 0 | 0 | 0 | 0 | 0 | 0 | 0 | 0 | 0 | 0 | 0 | 0 | 0 | 0 | 0 | 0 | 0 | 0 | 0 | 0 | 0 | 0 | 0 | 0 | 0 | 0 | 0 | 0 | 0 | 0 | 0 | 0 | 0 | 0 | 0 | 0 | 0 | 0 | 0 | 0 | 0 | 0 | 0 | 0 | 0 | 0 | 0 | 0 | 0 | 0 | 0 | 0 | 0 | 0 | 0 | 0 | 0 | 0 | 0 | 0 | 0 | 0 | 0 | 0 | 0 | 0 | 0 | 0 | 0 | 0 | 0 | 0 | 0 | 0 | 0 | 0 | 0 | 0 | 0 | 0 | 0 | 0 | 0 | 0 | 0 | 0 | 0 | 0 | 0 | 0 | 0 | 0 | 0 | 0 | 0 | 0 | 0 | 0 | 0 | 0 | 0 | 0 | 0 | 0 | 0 | 0 | 0 | 0 | 0 | 0 | 0 | 0 | 0 | 0 | 0 | 0 | 0 | 0 | 0 | 0 | 0 | 0 | 0 | 0 | 0 | 0 | 0 | 0 | 0 | 0 | 0 | 0 | 0 | 0 | 0 | 0 | 0 | 0 | 0 | 0 | 0 | 0 | 0 | 0 | 0 | 0 | 0 | 0 | 0 | 0 | 0 | 0 | 0 | 0 | 0 | 0 | 0 | 0 | 0 | 0 | 0 | 0 | 0 | 0 | 0 | 0 | 0 | 0 | 0 | 0 | 0 | 0 | 0 | 0 | 0 | 0 | 0 | 0 | 0 | 0 | 0 | 0 | 0 | 0 | 0 | 0 | 0 | 0 | 0 | 0 | 0 | 0 | 0 | 0 | 0 | 0 | 0 | 0 | 0 | 0 | 0 | 0 | 0 | 0 | 0 | 0 | 0 | 0 | 0 | 0 | 0 | 0 | 0 | 0 | 0 | 0 | 0 | 0 | 0 | 0 | 0 | 0 | 0 | 0 | 0 | 0 | 0 | 0 | 0 | 0 | 0 | 0 | 0 | 0 | 0 | 0 | 0 | 0 | 0 | 0 | 0 | 0 | 0 | 0 | 0 | 0 | 0 | 0 | 0 | 0 | 0 | 0 | 0 | 0 | 0 | 0 | 0 | 0 | 0 | 0 | 0 | 0 | 0 | 0 | 0 | 0 | 0 | 0 | 0 | 0 | 0 | 0 | 0 | 0 | 0 | 0 | 0 | 0 | 0 | 0 | 0 | 0 | 0 | 0 | 0 | 0 | 0 | 0 | 0 | 0 | 0 | 0 | 0 | 0 | 0 | 0 | 0 | 0 | 0 | 0 | 0 | 0 | 0 | 0 | 0 | 0 | 0 | 0 | 0 | 0 | 0 | 0 | 0 | 0 | 0 | 0 | 0 | 0 | 0 | 0 | 0 | 0 | 0 | 0 | 0 | 0 | 0 | 0 | 0 | 0 | 0 | 0 | 0 | 0 | 0 | 0 | 0 | 0 | 0 | 0 | 0 | 0 | 0 | 0 | 0 | 0 | 0 | 0 | 0 | 0 | 0 | 0 | 0 | 0 | 0 | 0 | 0 | 0 | 0 | 0 | 0 | 0 | 0 | 0 | 0 | 0 | 0 | 0 | 0 | 0 | 0 | 0 | 0 | 0 | 0 | 0 | 0 | 0 | 0 | 0 | 0 | 0 | 0 | 0 | 0 | 0 | 0 | 0 | 0 | 0 | 0 | 0 | 0 | 0 | 0 | 0 | 0 | 0 | 0 | 0 | 0 | 0 | 0 | 0 | 0 | 0 | 0 | 0 | 0 | 0 | 0 | 0 | 0 | 0 | 0 | 0 | 0 | 0 | 0 | 0 | 0 | 0 | 0 | 0 | 0 | 0 | 0 | 0 | 0 | 0 | 0 | 0 | 0 | 0 | 0 | 0 | 0 | 0 | 0 | 0 | 0 | 0 | 0 | 0 | 0 | 0 | 0 | 0 | 0 | 0 | 0 | 0 | 0 | 0 | 0 | 0 | 0 | 0 | 0 | 0 | 0 | 0 | 0 | 0 | 0 | 0 | 0 | 0 | 0 | 0 | 0 | 0 | 0 | 0 | 0 | 0 | 0 | 0 | 0 | 0 | 0 | 0 | 0 | 0 | 0 | 0 | 0 | 0 | 0 | 0 | 0 | 0 | 0 | 0 | 0 | 0 | 0 | 0 | 0 | 0 | 0 | 0 | 0 | 0 | 0 | 0 | 0 | 0 | 0 | 0 | 0 | 0 | 0 | 0 | 0 | 0 | 0 | 0 | 0 | 0 | 0 | 0 | 0 | 0 | 0 | 0 | 0 | 0 | 0 | 0 | 0 | 0 | 0 | 0 | 0 | 0 | 0 | 0 | 0 | 0 | 0 | 0 | 0 | 0 | 0 | 0 | 0 | 0 | 0 | 0 | 0 | 0 | 0 | 0 | 0 | 0 | 0 | 0 | 0 | 0 | 0 | 0 | 0 | 0 | 0 | 0 | 0 | 0 | 0 | 0 | 0 | 0 | 0 | 0 | 0 | 0 | 0 | 0 | 0 | 0 | 0 | 0 | 0 | 0 | 0 | 0 | 0 | 0 | 0 | 0 | 0 | 0 | 0 | 0 | 0 | 0 | 0 | 0 | 0 | 0 | 0 | 0 | 0 | 0 | 0 | 0 | 0 | 0 | 0 | 0 | 0 | 0 | 0 | 0 | 0 | 0 | 0 | 0 | 0 | 0 | 0 | 0 | 0 | 0 | 0 | 0 | 0 | 0 | 0 | 0 | 0 | 0 | 0 | 0 | 0 | 0 | 0 | 0 | 0 | 0 | 0 | 0 | 0 | 0 | 0 | 0 | 0 | 0 | 0 | 0 | 0 | 0 | 0 | 0 | 0 | 0 | 0 | 0 | 0 | 0 | 0 | 0 | 0 | 0 | 0 | 0 | 0 | 0 | 0 | 0 | 0 | 0 | 0 | 0 | 0 | 0 | 0 | 0 | 0 | 0 | 0 | 0 | 0 | 0 | 0 | 0 | 0 | 0 | 0 | 0 | 0 | 0 | 0 | 0 | 0 | 0 | 0 | 0 | 0 | 0 | 0 | 0 | 0 | 0 | 0 | 0 | 0 | 0 | 0 | 0 | 0 | 0 | 0 | 0 | 0 | 0 | 0 | 0 | 0 | 0 | 0 | 0 | 0 | 0 | 0 | 0 | 0 | 0 | 0 | 0 | 0 | 0 | 0 | 0 | 0 | 0 | 0 | 0 | 0 | 0 | 0 | 0 | 0 | 0 | 0 | 0 | 0 | 0 | 0 | 0 | 0 | 0 | 0 | 0 | 0 | 0 | 0 | 0 | 0 | 0 | 0 | 0 | 0 | 0 | 0 | 0 | 0 | 0 | 0 | 0 | 0 | 0 | 0 | 0 | 0 | 0 | 0 | 0 | 0 | 0 | 0 | 0 | 0 | 0 | 0 | 0 | 0 | 0 | 0 | 0 | 0 | 0 | 0 | 0 | 0 | 0 | 0 | 0 | 0 | 0 | 0 | 0 | 0 | 0 | 0 | 0 | 0 | 0 | 0 | 0 | 0 | 0 | 0 | 0 | 0 | 0 | 0 | 0 | 0 | 0 | 0 | 0 | 0 | 0 | 0 | 0 | 0 | 0 | 0 | 0 | 0 | 0 | 0 | 0 | 0 | 0 | 0 | 0 | 0 | 0 | 0 | 0 | 0 | 0 | 0 | 0 | 0 | 0 | 0 | 0 | 0 | 0 | 0 | 0 | 0 | 0 | 0 | 0 | 0 | 0 | 0 | 0 | 0 | 0 | 0 | 0 | 0 | 0 | 0 | 0 | 0 | 0 | 0 | 0 | 0 | 0 | 0 | 0 | 0 | 0 | 0 | 0 | 0 | 0 | 0 | 0 | 0 | 0 | 0 | 0 | 0 | 0 | 0 | 0 | 0 | 0 | 0 | 0 | 0 | 0 | 0 | 0 | 0 | 0 | 0 | 0 | 0 | 0 | 0 | 0 | 0 | 0 | 0 | 0 | 0 | 0 | 0 | 0 | 0 | 0 | 0 | 0 | 0 | 0 | 0 | 0 | 0 | 0 | 0 | 0 | 0 | 0 | 0 | 0 | 0 | 0 | 0 | 0 | 0 | 0 | 0 | 0 | 0 | 0 | 0 | 0 | 0 | 0 | 0 | 0 | 0 | 0 | 0 | 0 | 0 | 0 | 0 | 0 | 0 | 0 | 0 | 0 | 0 | 0 | 0 | 0 | 0 | 0 | 0 | 0 | 0 | 0 | 0 | 0 | 0 | 0 | 0 | 0 | 0 | 0 | 0 | 0 | 0 | 0 | 0 | 0 | 0 | 0 | 0 | 0 | 0 | 0 | 0 | 0 | 0 | 0 | 0 | 0 | 0 | 0 | 0 | 0 | 0 | 0 | 0 | 0 | 0 | 0 | 0 | 0 | 0 | 0 | 0 | 0 | 0 | 0 | 0 | 0 | 0 | 0 | 0 | 0 | 0 | 0 | 0 | 0 | 0 | 0 | 0 | 0 | 0 | 0 | 0 | 0 | 0 | 0 | 0 | 0 | 0 | 0 | 0 | 0 | 0 | 0 | 0 | 0 | 0 | 0 | 0 | 0 | 0 | 0 | 0 | 0 | 0 | 0 | 0 | 0 | 0 | 0 | 0 | 0 | 0 | 0 | 0 | 0 | 0 | 0 | 0 | 0 | 0 | 0 | 0 | 0 | 0 | 0 | 0 | 0 | 0 | 0 | 0 | 0 | 0 | 0 | 0 | 0 | 0 | 0 | 0 | 0 | 0 | 0 | 0 | 0 | 0 | 0 | 0 | 0 | 0 | 0 | 0 | 0 | 0 | 0 | 0 | 0 | 0 | 0 | 0 | 0 | 0 | 0 | 0 | 0 | 0 | 0 | 0 | 0 | 0 | 0 | 0 | 0 | 0 | 0 | 0 | 0 | 0 | 0 | 0 | 0 | 0 | 0 | 0 | 0 | 0 | 0 | 0 | 0 | 0 | 0 | 0 | 0 | 0 | 0 | 0 | 0 | 0 | 0 | 0 | 0 | 0 | 0 | 0 | 0 | 0 | 0 | 0 | 0 | 0 | 0 | 0 | 0 | 0 | 0 | 0 | 0 | 0 | 0 | 0 | 0 | 0 | 0 | 0 | 0 | 0 | 0 | 0 | 0 | 0 | 0 | 0 | 0 | 0 | 0 | 0 | 0 | 0 | 0 | 0 | 0 | 0 | 0 | 0 | 0 | 0 | 0 | 0 | 0 | 0 | 0 | 0 | 0 | 0 | 0 | 0 | 0 | 0 | 0 | 0 | 0 | 0 | 0 | 0 | 0 | 0 | 0 | 0 | 0 | 0 | 0 | 0 | 0 | 0 | 0 | 0 | 0 | 0 | 0 | 0 | 0 | 0 | 0 | 0 | 0 | 0 | 0 | 0 | 0 | 0 | 0 | 0 | 0 | 0 | 0 | 0 | 0 | 0 | 0 | 0 | 0 | 0 | 0 | 0 | 0 | 0 | 0 | 0 | 0 | 0 | 0 | 0 | 0 | 0 | 0 | 0 | 0 | 0 | 0 | 0 | 0 | 0 | 0 | 0 | 0 | 0 | 0 | 0 | 0 | 0 | 0 | 0 | 0 | 0 | 0 | 0 | 0 | 0 | 0 | 0 | 0 | 0 | 0 | 0 | 0 | 0 | 0 | 0 | 0 | 0 | 0 | 0 | 0 | 0 | 0 | 0 | 0 | 0 | 0 | 0 | 0 | 0 | 0 | 0 | 0 | 0 | 0 | 0 | 0 | 0 | 0 | 0 | 0 | 0 | 0 | 0 | 0 | 0 | 0 | 0 | 0 | 0 | 0 | 0 | 0 | 0 | 0 | 0 | 0 | 0 | 0 | 0 | 0 | 0 | 0 | 0 | 0 | 0 | 0 | 0 | 0 | 0 | 0 | 0 | 0 | 0 | 0 | 0 | 0 | 0 | 0 | 0 | 0 | 0 | 0 | 0 | 0 | 0 | 0 | 0 | 0 | 0 | 0 | 0 | 0 | 0 | 0 | 0 | 0 | 0 | 0 | 0 | 0 | 0 | 0 | 0 | 0 | 0 | 0 | 0 | 0 | 0 | 0 | 0 | 0 | 0 | 0 | 0 | 0 | 0 | 0 | 0 | 0 | 0 | 0 | 0 | 0 | 0 | 0 | 0 | 0 | 0 | 0 | 0 | 0 | 0 | 0 | 0 | 0 | 0 | 0 | 0 | 0 | 0 | 0 | 0 | 0 | 0 | 0 | 0 | 0 | 0 | 0 | 0 | 0 | 0 | 0 | 0 | 0 | 0 | 0 | 0 | 0 | 0 | 0 | 0 | 0 | 0 | 0 | 0 | 0 | 0 | 0 | 0 | 0 | 0 | 0 | 0 | 0 | 0 | 0 | 0 | 0 | 0 | 0 | 0 | 0 | 0 | 0 | 0 | 0 | 0 | 0 | 0 | 0 | 0 | 0 | 0 | 0 | 0 | 0 | 0 | 0 | 0 | 0 | 0 | 0 | 0 | 0 | 0 | 0 | 0 | 0 | 0 | 0 | 0 | 0 | 0 | 0 | 0 | 0 | 0 | 0 | 0 | 0 | 0 | 0 | 0 | 0 | 0 | 0 | 0 | 0 | 0 | 0 | 0 | 0 | 0 | 0 | 0 | 0 | 0 | 0 | 0 | 0 | 0 | 0 | 0 | 0 | 0 | 0 | 0 | 0 | 0 | 0 | 0 | 0 | 0 | 0 | 0 | 0 | 0 | 0 | 0 | 0 | 0 | 0 | 0 | 0 | 0 | 0 | 0 | 0 | 0 | 0 | 0 | 0 | 0 | 0 | 0 | 0 | 0 | 0 | 0 | 0 | 0 | 0 | 0 | 0 | 0 | 0 | 0 | 0 | 0 | 0 | 0 | 0 | 0 | 0 | 0 | 0 | 0 | 0 | 0 | 0 | 0 | 0 | 0 | 0 | 0 | 0 | 0 | 0 | 0 | 0 | 0 | 0 | 0 | 0 | 0 | 0 | 0 | 0 | 0 | 0 | 0 | 0 | 0 | 0 | 0 | 0 | 0 | 0 | 0 | 0 | 0 | 0 | 0 | 0 | 0 | 0 | 0 | 0 | 0 | 0 | 0 | 0 | 0 | 0 | 0 | 0 | 0 | 0 | 0 | 0 | 0 | 0 | 0 | 0 | 0 | 0 | 0 | 0 | 0 | 0 | 0 | 0 | 0 | 0 | 0 | 0 | 0 | 0 | 0 | 0 | 0 | 0 | 0 | 0 | 0 | 0 | 0 | 0 | 0 | 0 | 0 | 0 | 0 | 0 | 0 | 0 | 0 | 0 | 0 | 0 | 0 | 0 | 0 | 0 | 0 | 0 | 0 | 0 | 0 | 0 | 0 | 0 | 0 | 0 | 0 | 0 | 0 | 0 | 0 | 0 | 0 | 0 | 0 | 0 | 0 | 0 | 0 | 0 | 0 | 0 | 0 | 0 | 0 | 0 | 0 | 0 | 0 | 0 | 0 | 0 | 0 | 0 | 0 | 0 | 0 | 0 | 0 | 0 | 0 | 0 | 0 | 0 | 0 | 0 | 0 | 0 | 0 | 0 | 0 | 0 | 0 | 0 | 0 | 0 | 0 | 0 | 0 | 0 | 0 | 0 | 0 | 0 | 0 | 0 | 0 | 0 | 0 | 0 | 0 | 0 | 0 | 0 | 0 | 0 | 0 | 0 | 0 | 0 | 0 | 0 | 0 | 0 | 0 | 0 | 0 | 0 | 0 | 0 | 0 | 0 | 0 | 0 | 0 | 0 | 0 | 0 | 0 | 0 | 0 | 0 | 0 | 0 | 0 | 0 | 0 | 0 | 0 | 0 | 0 | 0 | 0 | 0 | 0 | 0 | 0 | 0 | 0 | 0 | 0 | 0 | 0 | 0 | 0 | 0 | 0 | 0 | 0 | 0 | 0 | 0 | 0 | 0 | 0 | 0 | 0 | 0 | 0 | 0 | 0 | 0 | 0 | 0 | 0 | 0 | 0 | 0 | 0 | 0 | 0 | 0 | 0 | 0 | 0 | 0 | 0 | 0 | 0 | 0 | 0 | 0 | 0 | 0 | 0 | 0 | 0 | 0 | 0 | 0 | 0 | 0 | 0 | 0 | 0 | 0 | 0 | 0 | 0 | 0 | 0 | 0 | 0 | 0 | 0 | 0 | 0 | 0 | 0 | 0 | 0 | 0 | 0 | 0 | 0 | 0 | 0 | 0 | 0 | 0 | 0 | 0 | 0 | 0 | 0 | 0 | 0 | 0 | 0 | 0 | 0 | 0 | 0 | 0 | 0 | 0 | 0 | 0 | 0 | 0 | 0 | 0 | 0 | 0 | 0 | 0 | 0 | 0 | 0 | 0 | 0 | 0 | 0 | 0 | 0 | 0 | 0 | 0 | 0 | 0 | 0 | 0 | 0 | 0 | 0 | 0 | 0 | 0 | 0 | 0 | 0 | 0 | 0 | 0 | 0 | 0 | 0 | 0 | 0 | 0 | 0 | 0 | 0 | 0 | 0 | 0 | 0 | 0 | 0 | 0 | 0 | 0 | 0 | 0 | 0 | 0 | 0 | 0 | 0 | 0 | 0 | 0 | 0 | 0 | 0 | 0 | 0 | 0 | 0 | 0 | 0 | 0 | 0 | 0 | 0 | 0 | 0 | 0 | 0 | 0 | 0 | 0 | 0 | 0 | 0 | 0 | 0 | 0 | 0 | 0 | 0 | 0 | 0 | 0 | 0 | 0 | 0 | 0 | 0 | 0 | 0 | 0 | 0 | 0 | 0 | 0 | 0 | 0 | 0 | 0 | 0 | 0 | 0 | 0 | 0 | 0 | 0 | 0 | 0 | 0 | 0 | 0 | 0 | 0 | 0 | 0 | 0 | 0 | 0 | 0 | 0 | 0 | 0 | 0 | 0 | 0 | 0 | 0 | 0 | 0 | 0 | 0 | 0 | 0 | 0 | 0 | 0 | 0 | 0 | 0 | 0 | 0 | 0 | 0 | 0 | 0 | 0 | 0 | 0 | 0 | 0 | 0 | 0 | 0 | 0 | 0 | 0 | 0 | 0 | 0 | 0 | 0 | 0 | 0 | 0 | 0 | 0 | 0 | 0 | 0 | 0 | 0 | 0 | 0 | 0 | 0 | 0 | 0 | 0 | 0 | 0 | 0 | 0 | 0 | 0 | 0 | 0 | 0 | 0 | 0 | 0 | 0 | 0 | 0 | 0 | 0 | 0 | 0 | 0 | 0 | 0 | 0 | 0 | 0 | 0 | 0 | 0 | 0 | 0 | 0 | 0 | 0 | 0 | 0 | 0 | 0 | 0 | 0 | 0 | 0 | 0 | 0 | 0 | 0 | 0 | 0 | 0 | 0 | 0 | 0 | 0 | 0 | 0 | 0 | 0 | 0 | 0 | 0 | 0 | 0 | 0 | 0 | 0 | 0 | 0 | 0 | 0 | 0 | 0 | 0 | 0 | 0 | 0 | 0 | 0 | 0 | 0 | 0 | 0 | 0 | 0 | 0 | 0 | 0 | 0 | 0 | 0 | 0 | 0 | 0 | 0 | 0 | 0 | 0 | 0 | 0 | 0 | 0 | 0 | 0 | 0 | 0 | 0 | 0 | 0 | 0 | 0 | 0 | 0 | 0 | 0 | 0 | 0 | 0 | 0 | 0 | 0 | 0 | 0 | 0 | 0 | 0 | 0 | 0 | 0 | 0 | 0 | 0 | 0 | 0 | 0 | 0 | 0 | 0 | 0 | 0 | 0 | 0 | 0 | 0 | 0 | 0 | 0 | 0 | 0 | 0 | 0 | 0 | 0 | 0 | 0 | 0 | 0 | 0 | 0 | 0 | 0 | 0 | 0 | 0 | 0 | 0 | 0 | 0 | 0 | 0 | 0 | 0 | 0 | 0 | 0 | 0 | 0 | 0 | 0 | 0 | 0 | 0 | 0 | 0 | 0 | 0 | 0 | 0 | 0 | 0 | 0 | 0 | 0 | 0 | 0 | 0 | 0 | 0 | 0 | 0 | 0 | 0 | 0 | 0 | 0 | 0 | 0 | 0 | 0 | 0 | 0 | 0 | 0 | 0 | 0 | 0 | 0 | 0 | 0 | 0 | 0 | 0 | 0 | 0 | 0 | 0 | 0 | 0 | 0 | 0 | 0 | 0 | 0 | 0 | 0 | 0 | 0 | 0 | 0 | 0 | 0 | 0 | 0 | 0 | 0 | 0 | 0 | 0 | 0 | 0 | 0 | 0 | 0 | 0 | 0 | 0 | 0 | 0 | 0 | 0 | 0 | 0 | 0 | 0 | 0 | 0 | 0 | 0 | 0 | 0 | 0 | 0 | 0 | 0 | 0 | 0 | 0 | 0 | 0 | 0 | 0 | 0 | 0 | 0 | 0 | 0 | 0 | 0 | 0 | 0 | 0 | 0 | 0 | 0 | 0 | 0 | 0 | 0 | 0 | 0 | 0 | 0 | 0 | 0 | 0 | 0 | 0 | 0 | 0 | 0 | 0 | 0 | 0 | 0 | 0 | 0 | 0 | 0 | 0 | 0 | 0 | 0 | 0 | 0 | 0 | 0 | 0 | 0 | 0 | 0 | 0 | 0 | 0 | 0 | 0 | 0 | 0 | 0 | 0 | 0 | 0 | 0 | 0 | 0 | 0 | 0 | 0 | 0 | 0 | 0 | 0 | 0 | 0 | 0 | 0 | 0 | 0 | 0 | 0 | 0 | 0 | 0 | 0 | 0 | 0 | 0 | 0 | 0 | 0 | 0 | 0 | 0 | 0 | 0 | 0 | 0 | 0 | 0 | 0 | 0 | 0 | 0 | 0 | 0 | 0 | 0 | 0 | 0 | 0 | 0 | 0 | 0 | 0 | 0 | 0 | 0 | 0 | 0 | 0 | 0 | 0 | 0 | 0 | 0 | 0 | 0 | 0 | 0 | 0 | 0 | 0 | 0 | 0 | 0 | 0 | 0 | 0 | 0 | 0 | 0 | 0 | 0 | 0 | 0 | 0 | 0 | 0 | 0 | 0 | 0 | 0 | 0 | 0 | 0 | 0 | 0 | 0 | 0 | 0 | 0 | 0 | 0 | 0 | 0 | 0 | 0 | 0 | 0 | 0 | 0 | 0 | 0 | 0 | 0 | 0 | 0 | 0 | 0 | 0 | 0 | 0 | 0 | 0 | 0 | 0 | 0 | 0 | 0 | 0 | 0 | 0 | 0 | 0 | 0 | 0 | 0 | 0 | 0 | 0 | 0 | 0 | 0 | 0 | 0 | 0 | 0 | 0 | 0 | 0 | 0 | 0 | 0 | 0 | 0 | 0 | 0 | 0 | 0 | 0 | 0 | 0 | 0 | 0 | 0 | 0 | 0 | 0 | 0 | 0 | 0 | 0 | 0 | 0 | 0 | 0 | 0 | 0 | 0 | 0 | 0 | 0 | 0 | 0 | 0 | 0 | 0 | 0 | 0 | 0 | 0 | 0 | 0 | 0 | 0 | 0 | 0 | 0 | 0 | 0 | 0 | 0 | 0 | 0 | 0 | 0 | 0 | 0 | 0 | 0 | 0 | 0 | 0 | 0 | 0 | 0 | 0 | 0 | 0 | 0 | 0 | 0 | 0 | 0 | 0 | 0 | 0 | 0 | 0 | 0 | 0 | 0 | 0 | 0 | 0 | 0 | 0 | 0 | 0 | 0 | 0 | 0 | 0 | 0 | 0 | 0 | 0 | 0 | 0 | 0 | 0 | 0 | 0 | 0 | 0 | 0 | 0 | 0 | 0 | 0 | 0 | 0 | 0 | 0 | 0 | 0 | 0 | 0 | 0 | 0 | 0 | 0 | 0 | 0 | 0 | 0 | 0 | 0 | 0 | 0 | 0 | 0 | 0 | 0 | 0 | 0 | 0 | 0 | 0 | 0 | 0 | 0 | 0 | 0 | 0 | 0 | 0 | 0 | 0 | 0 | 0 | 0 | 0 | 0 | 0 | 0 | 0 | 0 | 0 | 0 | 0 | 0 | 0 | 0 | 0 | 0 | 0 | 0 | 0 | 0 | 0 | 0 | 0 | 0 | 0 | 0 | 0 | 0 | 0 | 0 | 0 | 0 | 0 | 0 | 0 | 0 | 0 | 0 | 0 | 0 | 0 | 0 | 0 | 0 | 0 | 0 | 0 | 0 | 0 | 0 | 0 | 0 | 0 | 0 | 0 | 0 | 0 | 0 | 0 | 0 | 0 | 0 | 0 | 0 | 0 | 0 | 0 | 0 | 0 | 0 | 0 | 0 | 0 | 0 | 0 | 0 | 0 | 0 | 0 | 0 | 0 | 0 | 0 | 0 | 0 | 0 | 0 | 0 | 0 | 0 | 0 | 0 | 0 | 0 | 0 | 0 | 0 | 0 | 0 | 0 | 0 | 0 | 0 | 0 | 0 | 0 | 0 | 0 | 0 | 0 | 0 | 0 | 0 | 0 | 0 | 0 | 0 | 0 | 0 | 0 | 0 | 0 | 0 | 0 | 0 | 0 | 0 | 0 | 0 | 0 | 0 | 0 | 0 | 0 | 0 | 0 | 0 | 0 | 0 | 0 | 0 | 0 | 0 | 0 | 0 | 0 | 0 | 0 | 0 | 0 | 0 | 0 | 0 | 0 | 0 | 0 | 0 | 0 | 0 | 0 | 0 | 0 | 0 | 0 | 0 | 0 | 0 | 0 | 0 | 0 | 0 | 0 | 0 | 0 | 0 | 0 | 0 | 0 | 0 | 0 | 0 | 0 | 0 | 0 | 0 | 0 | 0 | 0 | 0 | 0 | 0 | 0 | 0 | 0 | 0 | 0 | 0 | 0 | 0 | 0 | 0 | 0 | 0 | 0 | 0 | 0 | 0 | 0 | 0 | 0 | 0 | 0 | 0 | 0 | 0 | 0 | 0 | 0 | 0 | 0 | 0 | 0 | 0 | 0 | 0 | 0 | 0 | 0 | 0 | 0 | 0 | 0 | 0 | 0 | 0 | 0 | 0 | 0 | 0 | 0 | 0 | 0 | 0 | 0 | 0 | 0 | 0 | 0 | 0 | 0 | 0 | 0 | 0 | 0 | 0 | 0 | 0 | 0 | 0 | 0 | 0 | 0 | 0 | 0 | 0 | 0 | 0 | 0 | 0 | 0 | 0 | 0 | 0 | 0 | 0 | 0 | 0 | 0 | 0 | 0 | 0 | 0 | 0 | 0 | 0 | 0 | 0 | 0 | 0 | 0 | 0 | 0 | 0 | 0 | 0 | 0 | 0 | 0 | 0 | 0 | 0 | 0 | 0 | 0 | 0 | 0 | 0 | 0 | 0 | 0 | 0 | 0 | 0 | 0 | 0 | 0 | 0 | 0 | 0 | 0 | 0 | 0 | 0 | 0 | 0 | 0 | 0 | 0 | 0 | 0 | 0 | 0 | 0 | 0 | 0 | 0 | 0 | 0 | 0 | 0 | 0 | 0 | 0 | 0 | 0 | 0 | 0 | 0 | 0 | 0 | 0 | 0 | 0 | 0 | 0 | 0 | 0 | 0 | 0 | 0 | 0 | 0 | 0 | 0 | 0 | 0 | 0 | 0 | 0 | 0 | 0 | 0 | 0 | 0 | 0 | 0 | 0 | 0 | 0 | 0 | 0 | 0 | 0 | 0 | 0 | 0 | 0 | 0 | 0 | 0 | 0 | 0 | 0 | 0 | 0 | 0 | 0 | 0 | 0 | 0 | 0 | 0 | 0 | 0 | 0 | 0 | 0 | 0 | 0 | 0 | 0 | 0 | 0 | 0 | 0 | 0 | 0 | 0 | 0 | 0 | 0 | 0 | 0 | 0 | 0 | 0 | 0 | 0 | 0 | 0 | 0 | 0 | 0 | 0 | 0 | 0 | 0 | 0 | 0 | 0 | 0 | 0 | 0 | 0 | 0 | 0 | 0 | 0 | 0 | 0 | 0 | 0 | 0 | 0 | 0 | 0 | 0 | 0 | 0 | 0 | 0 | 0 | 0 | 0 | 0 | 0 | 0 | 0 | 0 | 0 | 0 | 0 | 0 | 0 | 0 | 0 | 0 | 0 | 0 | 0 | 0 | 0 | 0 | 0 | 0 | 0 | 0 | 0 | 0 | 0 | 0 | 0 | 0 | 0 | 0 | 0 | 0 | 0 | 0 | 0 | 0 | 0 | 0 | 0 | 0 | 0 | 0 | 0 | 0 | 0 | 0 | 0 | 0 | 0 | 0 | 0 | 0 | 0 | 0 | 0 | 0 | 0 | 0 | 0 | 0 | 0 | 0 | 0 | 0 | 0 | 0 | 0 | 0 | 0 | 0 | 0 | 0 | 0 | 0 | 0 | 0 | 0 | 0 | 0 | 0 | 0 | 0 | 0 | 0 | 0 | 0 | 0 | 0 | 0 | 0 | 0 | 0 | 0 | 0 | 0 | 0 | 0 | 0 | 0 | 0 | 0 | 0 | 0 | 0 | 0 | 0 | 0 | 0 | 0 | 0 | 0 | 0 | 0 | 0 | 0 | 0 | 0 | 0 | 0 | 0 | 0 | 0 | 0 | 0 | 0 | 0 | 0 | 0 | 0 | 0 | 0 | 0 | 0 | 0 | 0 | 0 | 0 | 0 | 0 | 0 | 0 | 0 | 0 | 0 | 0 | 0 | 0 | 0 | 0 | 0 | 0 | 0 | 0 | 0 | 0 | 0 | 0 | 0 | 0 | 0 | 0 | 0 | 0 | 0 | 0 | 0 | 0 | 0 | 0 | 0 | 0 | 0 | 0 | 0 | 0 | 0 | 0 | 0 | 0 | 0 | 0 | 0 | 0 | 0 | 0 | 0 | 0 | 0 | 0 | 0 | 0 | 0 | 0 | 0 | 0 | 0 | 0 | 0 | 0 | 0 | 0 | 0 | 0 | 0 | 0 | 0 | 0 | 0 | 0 | 0 | 0 | 0 | 0 | 0 | 0 | 0 | 0 | 0 | 0 | 0 | 0 | 0 | 0 | 0 | 0 | 0 | 0 | 0 | 0 | 0 | 0 | 0 | 0 | 0 | 0 | 0 | 0 | 0 | 0 | 0 | 0 | 0 | 0 | 0 | 0 | 0 | 0 | 0 | 0 | 0 | 0 | 0 | 0 | 0 | 0 | 0 | 0 | 0 | 0 | 0 | 0 | 0 | 0 | 0 | 0 | 0 | 0 | 0 | 0 | 0 | 0 | 0 | 0 | 0 | 0 | 0 | 0 | 0 | 0 | 0 | 0 | 0 | 0 | 0 | 0 | 0 | 0 | 0 | 0 | 0 | 0 | 0 | 0 | 0 | 0 | 0 | 0 | 0 | 0 | 0 | 0 | 0 | 0 | 0 | 0 | 0 | 0 | 0 | 0 | 0 | 0 | 0 | 0 | 0 | 0 | 0 | 0 | 0 | 0 | 0 | 0 | 0 | 0 | 0 | 0 | 0 | 0 | 0 | 0 | 0 | 0 | 0 | 0 | 0 | 0 | 0 | 0 | 0 | 0 | 0 | 0 | 0 | 0 | 0 | 0 | 0 | 0 | 0 | 0 | 0 | 0 | 0 | 0 | 0 | 0 | 0 | 0 | 0 | 0 | 0 | 0 | 0 | 0 | 0 | 0 | 0 | 0 | 0 | 0 | 0 | 0 | 0 | 0 | 0 | 0 | 0 | 0 | 0 | 0 | 0 | 0 | 0 | 0 | 0 | 0 | 0 | 0 | 0 | 0 | 0 | 0 | 0 | 0 | 0 | 0 | 0 | 0 | 0 | 0 | 0 | 0 | 0 | 0 | 0 | 0 | 0 | 0 | 0 | 0 | 0 | 0 | 0 | 0 | 0 | 0 | 0 | 0 | 0 | 0 | 0 | 0 | 0 | 0 | 0 | 0 | 0 | 0 | 0 | 0 | 0 | 0 | 0 | 0 | 0 | 0 | 0 | 0 | 0 | 0 | 0 | 0 | 0 | 0 | 0 | 0 | 0 | 0 | 0 | 0 | 0 | 0 | 0 | 0 | 0 | 0 | 0 | 0 | 0 | 0 | 0 | 0 | 0 | 0 | 0 | 0 | 0 | 0 | 0 | 0 | 0 | 0 | 0 | 0 | 0 | 0 | 0 | 0 | 0 | 0 | 0 | 0 | 0 | 0 | 0 | 0 | 0 | 0 | 0 | 0 | 0 | 0 | 0 | 0 | 0 | 0 | 0 | 0 | 0 | 0 | 0 | 0 | 0 | 0 | 0 | 0 | 0 | 0 | 0 | 0 | 0 | 0 | 0 | 0 | 0 | 0 | 0 | 0 | 0 | 0 | 0 | 0 | 0 | 0 | 0 | 0 | 0 | 0 | 0 | 0 | 0 | 0 | 0 | 0 | 0 | 0 | 0 | 0 | 0 | 0 | 0 | 0 | 0 | 0 | 0 | 0 | 0 | 0 | 0 | 0 | 0 | 0 | 0 | 0 | 0 | 0 | 0 | 0 | 0 | 0 | 0 | 0 | 0 | 0 | 0 | 0 | 0 | 0 | 0 | 0 | 0 | 0 | 0 | 0 | 0 | 0 | 0 | 0 | 0 | 0 | 0 | 0 | 0 | 0 | 0 | 0 | 0 | 0 | 0 | 0 | 0 | 0 | 0 | 0 | 0 | 0 | 0 | 0 | 0 | 0 | 0 | 0 | 0 | 0 | 0 | 0 | 0 | 0 | 0 | 0 | 0 | 0 | 0 | 0 | 0 | 0 | 0 | 0 | 0 | 0 | 0 | 0 | 0 | 0 | 0 | 0 | 0 | 0 | 0 | 0 | 0 | 0 | 0 | 0 | 0 | 0 | 0 | 0 | 0 | 0 | 0 | 0 | 0 | 0 | 0 | 0 | 0 | 0 | 0 | 0 | 0 | 0 | 0 | 0 | 0 | 0 | 0 | 0 | 0 | 0 | 0 | 0 | 0 | 0 | 0 | 0 | 0 | 0 | 0 | 0 | 0 | 0 | 0 | 0 | 0 | 0 | 0 | 0 | 0 | 0 | 0 | 0 | 0 | 0 | 0 | 0 | 0 | 0 | 0 | 0 | 0 | 0 | 0 | 0 | 0 | 0 | 0 | 0 | 0 | 0 | 0 | 0 | 0 | 0 | 0 | 0 | 0 | 0 | 0 | 0 | 0 | 0 | 0 | 0 | 0 | 0 | 0 | 0 | 0 | 0 | 0 | 0 | 0 | 0 | 0 | 0 | 0 | 0 | 0 | 0 | 0 | 0 | 0 | 0 | 0 | 0 | 0 | 0 | 0 | 0 | 0 | 0 | 0 | 0 | 0 | 0 | 0 | 0 | 0 | 0 | 0 | 0 | 0 | 0 | 0 | 0 | 0 | 0 | 0 | 0 | 0 | 0 | 0 | 0 | 0 | 0 | 0 | 0 | 0 | 0 | 0 | 0 | 0 | 0 | 0 | 0 | 0 | 0 | 0 | 0 | 0 | 0 | 0 | 0 | 0 | 0 | 0 | 0 | 0 | 0 | 0 | 0 | 0 | 0 | 0 | 0 | 0 | 0 | 0 | 0 | 0 | 0 | 0 | 0 | 0 | 0 | 0 | 0 | 0 | 0 | 0 | 0 | 0 | 0 | 0 | 0 | 0 | 0 | 0 | 0 | 0 | 0 | 0 | 0 | 0 | 0 | 0 | 0 | 0 | 0 | 0 | 0 | 0 | 0 | 0 | 0 | 0 | 0 | 0 | 0 | 0 | 0 | 0 | 0 | 0 | 0 | 0 | 0 | 0 | 0 | 0 | 0 | 0 | 0 | 0 | 0 | 0 | 0 | 0 | 0 | 0 | 0 | 0 | 0 | 0 | 0 | 0 | 0 | 0 | 0 | 0 | 0 | 0 | 0 | 0 | 0 | 0 | 0 | 0 | 0 | 0 | 0 | 0 | 0 | 0 | 0 | 0 | 0 | 0 | 0 | 0 | 0 | 0 | 0 | 0 | 0 | 0 | 0 | 0 | 0 | 0 | 0 | 0 | 0 | 0 | 0 | 0 | 0 | 0 | 0 | 0 | 0 | 0 | 0 | 0 | 0 | 0 | 0 | 0 | 0 | 0 | 0 | 0 | 0 | 0 | 0 | 0 | 0 | 0 | 0 | 0 | 0 | 0 | 0 | 0 | 0 | 0 | 0 | 0 | 0 | 0 | 0 | 0 | 0 | 0 | 0 | 0 | 0 | 0 | 0 | 0 | 0 | 0 | 0 | 0 | 0 | 0 | 0 | 0 | 0 | 0 | 0 | 0 | 0 | 0 | 0 | 0 | 0 | 0 | 0 | 0 | 0 | 0 | 0 | 0 | 0 | 0 | 0 | 0 | 0 | 0 | 0 | 0 | 0 | 0 | 0 | 0 | 0 | 0 | 0 | 0 | 0 | 0 | 0 | 0 | 0 | 0 | 0 | 0 | 0 | 0 | 0 | 0 | 0 | 0 | 0 | 0 | 0 | 0 | 0 | 0 | 0 | 0 | 0 | 0 | 0 | 0 | 0 | 0 | 0 | 0 | 0 | 0 | 0 | 0 | 0 | 0 | 0 | 0 | 0 | 0 | 0 | 0 | 0 | 0 | 0 | 0 | 0 | 0 | 0 | 0 | 0 | 0 | 0 | 0 | 0 | 0 | 0 | 0 | 0 | 0 | 0 | 0 | 0 | 0 | 0 | 0 | 0 | 0 | 0 | 0 | 0 | 0 | 0 | 0 | 0 | 0 | 0 | 0 | 0 | 0 | 0 | 0 | 0 | 0 | 0 | 0 | 0 | 0 | 0 | 0 | 0 | 0 | 0 | 0 | 0 | 0 | 0 | 0 | 0 | 0 | 0 | 0 | 0 | 0 | 0 | 0 | 0 | 0 | 0 | 0 | 0 | 0 | 0 | 0 | 0 | 0 | 0 | 0 | 0 | 0 | 0 | 0 | 0 | 0 | 0 | 0 | 0 | 0 | 0 | 0 | 0 | 0 | 0 | 0 | 0 | 0 | 0 | 0 | 0 | 0 | 0 | 0 | 0 | 0 | 0 | 0 | 0 | 0 | 0 | 0 | 0 | 0 | 0 | 0 | 0 | 0 | 0 | 0 | 0 | 0 | 0 | 0 | 0 | 0 | 0 | 0 | 0 | 0 | 0 | 0 | 0 | 0 | 0 | 0 | 0 | 0 | 0 | 0 | 0 | 0 | 0 | 0 | 0 | 0 | 0 | 0 | 0 | 0 | 0 | 0 | 0 | 0 | 0 | 0 | 0 | 0 | 0 | 0 | 0 | 0 | 0 | 0 | 0 | 0 | 0 | 0 | 0 | 0 | 0 | 0 | 0 | 0 | 0 | 0 | 0 | 0 | 0 | 0 | 0 | 0 | 0 | 0 | 0 | 0 | 0 | 0 | 0 | 0 | 0 | 0 | 0 | 0 | 0 | 0 | 0 | 0 | 0 | 0 | 0 | 0 | 0 | 0 | 0 | 0 | 0 | 0 | 0 | 0 | 0 | 0 | 0 | 0 | 0 | 0 | 0 | 0 | 0 | 0 | 0 | 0 | 0 | 0 | 0 | 0 | 0 | 0 | 0 | 0 | 0 | 0 | 0 | 0 | 0 | 0 | 0 | 0 | 0 | 0 | 0 | 0 | 0 | 0 | 0 | 0 | 0 | 0 | 0 | 0 | 0 | 0 | 0 | 0 | 0 | 0 | 0 | 0 | 0 | 0 | 0 | 0 | 0 | 0 | 0 | 0 | 0 | 0 | 0 | 0 | 0 | 0 | 0 | 0 | 0 | 0 | 0 | 0 | 0 | 0 | 0 | 0 | 0 | 0 | 0 | 0 | 0 | 0 | 0 | 0 | 0 | 0 | 0 | 0 | 0 | 0 | 0 | 0 | 0 | 0 | 0 | 0 | 0 | 0 | 0 | 0 | 0 | 0 | 0 | 0 | 0 | 0 | 0 | 0 | 0 | 0 | 0 | 0 | 0 | 0 | 0 | 0 | 0 | 0 | 0 | 0 | 0 | 0 | 0 | 0 | 0 | 0 | 0 | 0 | 0 | 0 | 0 | 0 | 0 | 0 | 0 | 0 | 0 | 0 | 0 | 0 | 0 | 0 | 0 | 0 | 0 | 0 | 0 | 0 | 0 | 0 | 0 | 0 | 0 | 0 | 0 | 0 | 0 | 0 | 0 | 0 | 0 | 0 | 0 | 0 | 0 | 0 | 0 | 0 | 0 | 0 | 0 | 0 | 0 | 0 | 0 | 0 | 0 | 0 | 0 | 0 | 0 | 0 | 0 | 0 | 0 | 0 | 0 | 0 | 0 | 0 | 0 | 0 | 0 | 0 | 0 | 0 | 0 | 0 | 0 | 0 | 0 | 0 | 0 | 0 | 0 | 0 | 0 | 0 | 0 | 0 | 0 | 0 | 0 | 0 | 0 | 0 | 0 | 0 | 0 | 0 | 0 | 0 | 0 | 0 | 0 | 0 | 0 | 0 | 0 | 0 | 0 | 0 | 0 | 0 | 0 | 0 | 0 | 0 | 0 | 0 | 0 | 0 | 0 | 0 | 0 | 0 | 0 | 0 | 0 | 0 | 0 | 0 | 0 | 0 | 0 | 0 | 0 | 0 | 0 | 0 | 0 | 0 | 0 | 0 | 0 | 0 | 0 | 0 | 0 | 0 | 0 | 0 | 0 | 0 | 0 | 0 | 0 | 0 | 0 | 0 | 0 | 0 | 0 | 0 | 0 | 0 | 0 | 0 | 0 | 0 | 0 | 0 | 0 | 0 | 0 | 0 | 0 | 0 | 0 | 0 | 0 | 0 | 0 | 0 | 0 | 0 | 0 | 0 | 0 | 0 | 0 | 0 | 0 | 0 | 0 | 0 | 0 | 0 | 0 | 0 | 0 | 0 | 0 | 0 | 0 | 0 | 0 | 0 | 0 | 0 | 0 | 0 | 0 | 0 | 0 | 0 | 0 | 0 | 0 | 0 | 0 | 0 | 0 | 0 | 0 | 0 | 0 | 0 | 0 | 0 | 0 | 0 | 0 | 0 | 0 | 0 | 0 | 0 | 0 | 0 | 0 | 0 | 0 | 0 | 0 | 0 | 0 | 0 | 0 | 0 | 0 | 0 | 0 | 0 | 0 | 0 | 0 | 0 | 0 | 0 | 0 | 0 | 0 | 0 | 0 | 0 | 0 | 0 | 0 | 0 | 0 | 0 | 0 | 0 | 0 | 0 | 0 | 0 | 0 | 0 | 0 | 0 | 0 | 0 | 0 | 0 | 0 | 0 | 0 | 0 | 0 | 0 | 0 | 0 | 0 | 0 | 0 | 0 | 0 | 0 | 0 | 0 | 0 | 0 | 0 | 0 | 0 | 0 | 0 | 0 | 0 | 0 | 0 | 0 | 0 | 0 | 0 | 0 | 0 | 0 | 0 | 0 | 0 | 0 | 0 | 0 | 0 | 0 | 0 | 0 | 0 | 0 | 0 | 0 | 0 | 0 | 0 | 0 | 0 | 0 | 0 | 0 | 0 | 0 | 0 | 0 | 0 | 0 | 0 | 0 | 0 | 0 | 0 | 0 | 0 | 0 | 0 | 0 | 0 | 0 | 0 | 0 | 0 | 0 | 0 | 0 | 0 | 0 | 0 | 0 | 0 | 0 | 0 | 0 | 0 | 0 | 0 | 0 | 0 | 0 | 0 | 0 | 0 | 0 | 0 | 0 | 0 | 0 | 0 | 0 | 0 | 0 | 0 | 0 | 0 | 0 | 0 | 0 | 0 | 0 | 0 | 0 | 0 | 0 | 0 | 0 | 0 | 0 | 0 | 0 | 0 | 0 | 0 | 0 | 0 | 0 | 0 | 0 | 0 | 0 | 0 | 0 | 0 | 0 | 0 | 0 | 0 | 0 | 0 | 0 | 0 | 0 | 0 | 0 | 0 | 0 | 0 | 0 | 0 | 0 | 0 | 0 | 0 | 0 | 0 | 0 | 0 | 0 | 0 | 0 | 0 | 0 | 0 | 0 | 0 | 0 | 0 | 0 | 0 | 0 | 0 | 0 | 0 | 0 | 0 | 0 | 0 | 0 | 0 | 0 | 0 | 0 | 0 | 0 | 0 | 0 | 0 | 0 | 0 | 0 | 0 | 0 | 0 | 0 | 0 | 0 | 0 | 0 | 0 | 0 | 0 | 0 | 0 | 0 | 0 | 0 | 0 | 0 | 0 | 0 | 0 | 0 | 0 | 0 | 0 | 0 | 0 | 0 | 0 | 0 | 0 | 0 | 0 | 0 | 0 | 0 | 0 | 0 | 0 | 0 | 0 | 0 | 0 | 0 | 0 | 0 | 0 | 0 | 0 | 0 | 0 | 0 | 0 | 0 | 0 | 0 | 0 | 0 | 0 | 0 | 0 | 0 | 0 | 0 | 0 | 0 | 0 | 0 | 0 | 0 | 0 | 0 | 0 | 0 | 0 | 0 | 0 | 0 | 0 | 0 | 0 | 0 | 0 | 0 | 0 | 0 | 0 | 0 | 0 | 0 | 0 | 0 | 0 | 0 | 0 | 0 | 0 | 0 | 0 | 0 | 0 | 0 | 0 | 0 | 0 | 0 | 0 | 0 | 0 | 0 | 0 | 0 | 0 | 0 | 0 | 0 | 0 | 0 | 0 | 0 | 0 | 0 | 0 | 0 | 0 | 0 | 0 | 0 | 0 | 0 | 0 | 0 | 0 | 0 | 0 | 0 | 0 | 0 | 0 | 0 | 0 | 0 | 0 | 0 | 0 | 0 | 0 | 0 | 0 | 0 | 0 | 0 | 0 | 0 | 0 | 0 | 0 | 0 | 0 | 0 | 0 | 0 | 0 | 0 | 0 | 0 | 0 | 0 | 0 | 0 | 0 | 0 | 0 | 0 | 0 | 0 | 0 | 0 | 0 | 0 | 0 | 0 | 0 | 0 | 0 | 0 | 0 | 0 | 0 | 0 | 0 | 0 | 0 | 0 | 0 | 0 | 0 | 0 | 0 | 0 | 0 | 0 | 0 | 0 | 0 | 0 | 0 | 0 | 0 | 0 | 0 | 0 | 0 | 0 | 0 | 0 | 0 | 0 | 0 | 0 | 0 | 0 | 0 | 0 | 0 | 0 | 0 | 0 | 0 | 0 | 0 | 0 | 0 | 0 | 0 | 0 | 0 | 0 | 0 | 0 | 0 | 0 | 0 | 0 | 0 | 0 | 0 | 0 | 0 | 0 | 0 | 0 | 0 | 0 | 0 | 0 | 0 | 0 | 0 | 0 | 0 | 0 | 0 | 0 | 0 | 0 | 0 | 0 | 0 | 0 | 0 | 0 | 0 | 0 | 0 | 0 | 0 | 0 | 0 | 0 | 0 | 0 | 0 | 0 | 0 | 0 | 0 | 0 | 0 | 0 | 0 | 0 | 0 | 0 | 0 | 0 | 0 | 0 | 0 | 0 | 0 | 0 | 0 | 0 | 0 | 0 | 0 | 0 | 0 | 0 | 0 | 0 | 0 | 0 | 0 | 0 | 0 | 0 | 0 | 0 | 0 | 0 | 0 | 0 | 0 | 0 | 0 | 0 | 0 | 0 | 0 | 0 | 0 | 0 | 0 | 0 | 0 | 0 | 0 | 0 | 0 | 0 | 0 | 0 | 0 | 0 | 0 | 0 | 0 | 0 | 0 | 0 | 0 | 0 | 0 | 0 | 0 | 0 | 0 | 0 | 0 | 0 | 0 | 0 | 0 | 0 | 0 | 0 | 0 | 0 | 0 | 0 | 0 | 0 | 0 | 0 | 0 | 0 | 0 | 0 | 0 | 0 | 0 | 0 | 0 | 0 | 0 | 0 | 0 | 0 | 0 | 0 | 0 | 0 | 0 | 0 | 0 | 0 | 0 | 0 | 0 | 0 | 0 | 0 | 0 | 0 | 0 | 0 | 0 | 0 | 0 | 0 | 0 | 0 | 0 | 0 | 0 | 0 | 0 | 0 | 0 | 0 | 0 | 0 | 0 | 0 | 0 | 0 | 0 | 0 | 0 | 0 | 0 | 0 | 0 | 0 | 0 | 0 | 0 | 0 | 0 | 0 | 0 | 0 | 0 | 0 | 0 | 0 | 0 | 0 | 0 | 0 | 0 | 0 | 0 | 0 | 0 | 0 | 0 | 0 | 0 | 0 | 0 | 0 | 0 | 0 | 0 | 0 | 0 | 0 | 0 | 0 | 0 | 0 | 0 | 0 | 0 | 0 | 0 | 0 | 0 | 0 | 0 | 0 | 0 | 0 | 0 | 0 | 0 | 0 | 0 | 0 | 0 | 0 | 0 | 0 | 0 | 0 | 0 | 0 | 0 | 0 | 0 | 0 | 0 | 0 | 0 | 0 | 0 | 0 | 0 | 0 | 0 | 0 | 0 | 0 | 0 | 0 | 0 | 0 | 0 | 0 | 0 | 0 | 0 | 0 | 0 | 0 | 0 | 0 | 0 | 0 | 0 | 0 | 0 | 0 | 0 | 0 | 0 | 0 | 0 | 0 | 0 | 0 | 0 | 0 | 0 | 0 | 0 | 0 | 0 | 0 | 0 | 0 | 0 | 0 | 0 | 0 | 0 | 0 | 0 | 0 | 0 | 0 | 0 | 0 | 0 | 0 | 0 | 0 | 0 | 0 | 0 | 0 | 0 | 0 | 0 | 0 | 0 | 0 | 0 | 0 | 0 | 0 | 0 | 0 | 0 | 0 | 0 | 0 | 0 | 0 | 0 | 0 | 0 | 0 | 0 | 0 | 0 | 0 | 0 | 0 | 0 | 0 | 0 | 0 | 0 | 0 | 0 | 0 | 0 | 0 | 0 | 0 | 0 | 0 | 0 | 0 | 0 | 0 | 0 | 0 | 0 | 0 | 0 | 0 | 0 | 0 | 0 | 0 | 0 | 0 | 0 | 0 | 0 | 0 | 0 | 0 | 0 | 0 | 0 | 0 | 0 | 0 | 0 | 0 | 0 | 0 | 0 | 0 | 0 | 0 | 0 | 0 | 0 | 0 | 0 | 0 | 0 | 0 | 0 | 0 | 0 | 0 | 0 | 0 | 0 | 0 | 0 | 0 | 0 | 0 | 0 | 0 | 0 | 0 | 0 | 0 | 0 | 0 | 0 | 0 | 0 | 0 | 0 | 0 | 0 | 0 | 0 | 0 | 0 | 0 | 0 | 0 | 0 | 0 | 0 | 0 | 0 | 0 | 0 | 0 | 0 | 0 | 0 | 0 | 0 | 0 | 0 | 0 | 0 | 0 | 0 | 0 | 0 | 0 | 0 | 0 | 0 | 0 | 0 | 0 | 0 | 0 | 0 | 0 | 0 | 0 | 0 | 0 | 0 | 0 | 0 | 0 | 0 | 0 | 0 | 0 | 0 | 0 | 0 | 0 | 0 | 0 | 0 | 0 | 0 | 0 | 0 | 0 | 0 | 0 | 0 | 0 | 0 | 0 | 0 | 0 | 0 | 0 | 0 | 0 | 0 | 0 | 0 | 0 | 0 | 0 | 0 | 0 | 0 | 0 | 0 | 0 | 0 | 0 | 0 | 0 | 0 | 0 | 0 | 0 | 0 | 0 | 0 | 0 | 0 | 0 | 0 | 0 | 0 | 0 | 0 | 0 | 0 | 0 | 0 | 0 | 0 | 0 | 0 | 0 | 0 | 0 | 0 | 0 | 0 | 0 | 0 | 0 | 0 | 0 | 0 | 0 | 0 | 0 | 0 | 0 | 0 | 0 | 0 | 0 | 0 | 0 | 0 | 0 | 0 | 0 | 0 | 0 | 0 | 0 | 0 | 0 | 0 | 0 | 0 | 0 | 0 | 0 | 0 | 0 | 0 | 0 | 0 | 0 | 0 | 0 | 0 | 0 | 0 | 0 | 0 | 0 | 0 | 0 | 0 | 0 | 0 | 0 | 0 | 0 | 0 | 0 | 0 | 0 | 0 | 0 | 0 | 0 | 0 | 0 | 0 | 0 | 0 | 0 | 0 | 0 | 0 | 0 | 0 | 0 | 0 | 0 | 0 | 0 | 0 | 0 | 0 | 0 | 0 | 0 | 0 | 0 | 0 | 0 | 0 | 0 | 0 | 0 | 0 | 0 | 0 | 0 | 0 | 0 | 0 | 0 | 0 | 0 | 0 | 0 | 0 | 0 | 0 | 0 | 0 | 0 | 0 | 0 | 0 | 0 | 0 | 0 | 0 | 0 | 0 | 0 | 0 | 0 | 0 | 0 | 0 | 0 | 0 | 0 | 0 | 0 | 0 | 0 | 0 | 0 | 0 | 0 | 0 | 0 | 0 | 0 | 0 | 0 | 0 | 0 | 0 | 0 | 0 | 0 | 0 | 0 | 0 | 0 | 0 | 0 | 0 | 0 | 0 | 0 | 0 | 0 | 0 | 0 | 0 | 0 | 0 | 0 | 0 | 0 | 0 | 0 | 0 | 0 | 0 | 0 | 0 | 0 | 0 | 0 | 0 | 0 | 0 | 0 | 0 | 0 | 0 | 0 | 0 | 0 | 0 | 0 | 0 | 0 | 0 | 0 | 0 | 0 | 0 | 0 | 0 | 0 | 0 | 0 | 0 | 0 | 0 | 0 | 0 | 0 | 0 | 0 | 0 | 0 | 0 | 0 | 0 | 0 | 0 | 0 | 0 | 0 | 0 | 0 | 0 | 0 | 0 | 0 | 0 | 0 | 0 | 0 | 0 | 0 | 0 | 0 | 0 | 0 | 0 | 0 | 0 | 0 | 0 | 0 | 0 | 0 | 0 | 0 | 0 | 0 | 0 | 0 | 0 | 0 | 0 | 0 | 0 | 0 | 0 | 0 | 0 | 0 | 0 | 0 | 0 | 0 | 0 | 0 | 0 | 0 | 0 | 0 | 0 | 0 | 0 | 0 | 0 | 0 | 0 | 0 | 0 | 0 | 0 | 0 | 0 | 0 | 0 | 0 | 0 | 0 | 0 | 0 | 0 | 0 | 0 | 0 | 0 | 0 | 0 | 0 | 0 | 0 | 0 | 0 | 0 | 0 | 0 | 0 | 0 | 0 | 0 | 0 | 0 | 0 | 0 | 0 | 0 | 0 | 0 | 0 | 0 | 0 | 0 | 0 | 0 | 0 | 0 | 0 | 0 | 0 | 0 | 0 | 0 | 0 | 0 | 0 | 0 | 0 | 0 | 0 | 0 | 0 | 0 | 0 | 0 | 0 | 0 | 0 | 0 | 0 | 0 | 0 | 0 | 0 | 0 | 0 | 0 | 0 | 0 | 0 | 0 | 0 | 0 | 0 | 0 | 0 | 0 | 0 | 0 | 0 | 0 | 0 | 0 | 0 | 0 | 0 | 0 | 0 | 0 | 0 | 0 | 0 | 0 | 0 | 0 | 0 | 0 | 0 | 0 | 0 | 0 | 0 | 0 | 0 | 0 | 0 | 0 | 0 | 0 | 0 | 0 | 0 | 0 | 0 | 0 | 0 | 0 | 0 | 0 | 0 | 0 | 0 | 0 | 0 | 0 | 0 | 0 | 0 | 0 | 0 | 0 | 0 | 0 | 0 | 0 | 0 | 0 | 0 | 0 | 0 | 0 | 0 | 0 | 0 | 0 | 0 | 0 | 0 | 0 | 0 | 0 | 0 | 0 | 0 | 0 | 0 | 0 | 0 | 0 | 0 | 0 | 0 | 0 | 0 | 0 | 0 | 0 | 0 | 0 | 0 | 0 | 0 | 0 | 0 | 0 | 0 | 0 | 0 | 0 | 0 | 0 | 0 | 0 | 0 | 0 | 0 | 0 | 0 | 0 | 0 | 0 | 0 | 0 | 0 | 0 | 0 | 0 | 0 | 0 | 0 | 0 | 0 | 0 | 0 | 0 | 0 | 0 | 0 | 0 | 0 | 0 | 0 | 0 | 0 | 0 | 0 | 0 | 0 | 0 | 0 | 0 | 0 | 0 | 0 | 0 | 0 | 0 | 0 | 0 | 0 | 0 | 0 | 0 | 0 | 0 | 0 | 0 | 0 | 0 | 0 | 0 | 0 | 0 | 0 | 0 | 0 | 0 | 0 | 0 | 0 | 0 | 0 | 0 | 0 | 0 | 0 | 0 | 0 | 0 | 0 | 0 | 0 | 0 | 0 | 0 | 0 | 0 | 0 | 0 | 0 | 0 | 0 | 0 | 0 | 0 | 0 | 0 | 0 | 0 | 0 | 0 | 0 | 0 | 0 | 0 | 0 | 0 | 0 | 0 | 0 | 0 | 0 | 0 | 0 | 0 | 0 | 0 | 0 | 0 | 0 | 0 | 0 | 0 | 0 | 0 | 0 | 0 | 0 | 0 | 0 | 0 | 0 | 0 | 0 | 0 | 0 | 0 | 0 | 0 | 0 | 0 | 0 | 0 | 0 | 0 | 0 | 0 | 0 | 0 | 0 | 0 | 0 | 0 | 0 | 0 | 0 | 0 | 0 | 0 | 0 | 0 | 0 | 0 | 0 | 0 | 0 | 0 | 0 | 0 | 0 | 0 | 0 | 0 | 0 | 0 | 0 | 0 | 0 | 0 | 0 | 0 | 0 | 0 | 0 | 0 | 0 | 0 | 0 | 0 | 0 | 0 | 0 | 0 | 0 | 0 | 0 | 0 | 0 | 0 | 0 | 0 | 0 | 0 | 0 | 0 | 0 | 0 | 0 | 0 | 0 | 0 | 0 | 0 | 0 | 0 | 0 | 0 | 0 | 0 | 0 | 0 | 0 | 0 | 0 | 0 | 0 | 0 | 0 | 0 | 0 | 0 | 0 | 0 | 0 | 0 | 0 | 0 | 0 | 0 | 0 | 0 | 0 | 0 | 0 | 0 | 0 | 0 | 0 | 0 | 0 | 0 | 0 | 0 | 0 | 0 | 0 | 0 | 0 | 0 | 0 | 0 | 0 | 0 | 0 | 0 | 0 | 0 | 0 | 0 | 0 | 0 | 0 | 0 | 0 | 0 | 0 | 0 | 0 | 0 | 0 | 0 | 0 | 0 | 0 | 0 | 0 | 0 | 0 | 0 | 0 | 0 | 0 | 0 | 0 | 0 | 0 | 0 | 0 | 0 | 0 | 0 | 0 | 0 | 0 | 0 | 0 | 0 | 0 | 0 | 0 | 0 | 0 | 0 | 0 | 0 | 0 | 0 | 0 | 0 | 0 | 0 | 0 | 0 | 0 | 0 | 0 | 0 | 0 | 0 | 0 | 0 | 0 | 0 | 0 | 0 | 0 | 0 | 0 | 0 | 0 | 0 | 0 | 0 | 0 | 0 | 0 | 0 | 0 | 0 | 0 | 0 | 0 | 0 | 0 | 0 | 0 | 0 | 0 | 0 | 0 | 0 | 0 | 0 | 0 | 0 | 0 | 0 | 0 | 0 | 0 | 0 | 0 | 0 | 0 | 0 | 0 | 0 | 0 | 0 | 0 | 0 | 0 | 0 | 0 | 0 | 0 | 0 | 0 | 0 | 0 | 0 | 0 | 0 | 0 | 0 | 0 | 0 | 0 | 0 | 0 | 0 | 0 | 0 | 0 | 0 | 0 | 0 | 0 | 0 | 0 | 0 | 0 | 0 | 0 | 0 | 0 | 0 | 0 | 0 | 0 | 0 | 0 | 0 | 0 | 0 | 0 | 0 | 0 | 0 | 0 | 0 | 0 | 0 | 0 | 0 | 0 | 0 | 0 | 0 | 0 | 0 | 0 | 0 | 0 | 0 | 0 | 0 | 0 | 0 | 0 | 0 | 0 | 0 | 0 | 0 | 0 | 0 | 0 | 0 | 0 | 0 | 0 | 0 | 0 | 0 | 0 | 0 | 0 | 0 | 0 | 0 | 0 | 0 | 0 | 0 | 0 | 0 | 0 | 0 | 0 | 0 | 0 | 0 | 0 | 0 | 0 | 0 | 0 | 0 | 0 | 0 | 0 | 0 | 0 | 0 | 0 | 0 | 0 | 0 | 0 | 0 | 0 | 0 | 0 | 0 | 0 | 0 | 0 | 0 | 0 | 0 | 0 | 0 | 0 | 0 | 0 | 0 | 0 | 0 | 0 | 0 | 0 | 0 | 0 | 0 | 0 | 0 | 0 | 0 | 0 | 0 | 0 | 0 | 0 | 0 | 0 | 0 | 0 | 0 | 0 | 0 | 0 | 0 | 0 | 0 | 0 | 0 | 0 | 0 | 0 | 0 | 0 | 0 | 0 | 0 | 0 | 0 | 0 | 0 | 0 | 0 | 0 | 0 | 0 | 0 | 0 | 0 | 0 | 0 | 0 | 0 | 0 | 0 | 0 | 0 | 0 | 0 | 0 | 0 | 0 | 0 | 0 | 0 | 0 | 0 | 0 | 0 | 0 | 0 | 0 | 0 | 0 | 0 | 0 | 0 | 0 | 0 | 0 | 0 | 0 | 0 | 0 | 0 | 0 | 0 | 0 | 0 | 0 | 0 | 0 | 0 | 0 | 0 | 0 | 0 | 0 | 0 | 0 | 0 | 0 | 0 | 0 | 0 | 0 | 0 | 0 | 0 | 0 | 0 | 0 | 0 | 0 | 0 | 0 | 0 | 0 | 0 | 0 | 0 | 0 | 0 | 0 | 0 | 0 | 0 | 0 | 0 | 0 | 0 | 0 | 0 | 0 | 0 | 0 | 0 | 0 | 0 | 0 | 0 | 0 | 0 | 0 | 0 | 0 | 0 | 0 | 0 | 0 | 0 | 0 | 0 | 0 | 0 | 0 | 0 | 0 | 0 | 0 | 0 | 0 | 0 | 0 | 0 | 0 | 0 | 0 | 0 | 0 | 0 | 0 | 0 | 0 | 0 | 0 | 0 | 0 | 0 | 0 | 0 | 0 | 0 | 0 | 0 | 0 | 0 | 0 | 0 | 0 | 0 | 0 | 0 | 0 | 0 | 0 | 0 | 0 | 0 | 0 | 0 | 0 | 0 | 0 | 0 | 0 | 0 | 0 | 0 | 0 | 0 | 0 | 0 | 0 | 0 | 0 | 0 | 0 | 0 | 0 | 0 | 0 | 0 | 0 | 0 | 0 | 0 | 0 | 0 | 0 | 0 | 0 | 0 | 0 | 0 | 0 | 0 | 0 | 0 | 0 | 0 | 0 | 0 | 0 | 0 | 0 | 0 | 0 | 0 | 0 | 0 | 0 | 0 | 0 | 0 | 0 | 0 | 0 | 0 | 0 | 0 | 0 | 0 | 0 | 0 | 0 | 0 | 0 | 0 | 0 | 0 | 0 | 0 | 0 | 0 | 0 | 0 | 0 | 0 | 0 | 0 | 0 | 0 | 0 | 0 | 0 | 0 | 0 | 0 | 0 | 0 | 0 | 0 | 0 | 0 | 0 | 0 | 0 | 0 | 0 | 0 | 0 | 0 | 0 | 0 | 0 | 0 | 0 | 0 | 0 | 0 | 0 | 0 | 0 | 0 | 0 | 0 | 0 | 0 | 0 | 0 | 0 | 0 | 0 | 0 | 0 | 0 | 0 | 0 | 0 | 0 | 0 | 0 | 0 | 0 | 0 | 0 | 0 | 0 | 0 | 0 | 0 | 0 | 0 | 0 | 0 | 0 | 0 | 0 | 0 | 0 | 0 | 0 | 0 | 0 | 0 | 0 | 0 | 0 | 0 | 0 | 0 | 0 | 0 | 0 | 0 | 0 | 0 | 0 | 0 | 0 | 0 | 0 | 0 | 0 | 0 | 0 | 0 | 0 | 0 | 0 | 0 | 0 | 0 | 0 | 0 | 0 | 0 | 0 | 0 | 0 | 0 | 0 | 0 | 0 | 0 | 0 | 0 | 0 | 0 | 0 | 0 | 0 | 0 | 0 | 0 | 0 | 0 | 0 | 0 | 0 | 0 | 0 | 0 | 0 | 0 | 0 | 0 | 0 | 0 | 0 | 0 | 0 | 0 | 0 | 0 | 0 | 0 | 0 | 0 | 0 | 0 | 0 | 0 | 0 | 0 | 0 | 0 | 0 | 0 | 0 | 0 | 0 | 0 | 0 | 0 | 0 | 0 | 0 | 0 | 0 | 0 | 0 | 0 | 0 | 0 | 0 | 0 | 0 | 0 | 0 | 0 | 0 | 0 | 0 | 0 | 0 | 0 | 0 | 0 | 0 | 0 | 0 | 0 | 0 | 0 | 0 | 0 | 0 | 0 | 0 | 0 | 0 | 0 | 0 | 0 | 0 | 0 | 0 | 0 | 0 | 0 | 0 | 0 | 0 | 0 | 0 | 0 | 0 | 0 | 0 | 0 | 0 | 0 | 0 | 0 | 0 | 0 | 0 | 0 | 0 | 0 | 0 | 0 | 0 | 0 | 0 | 0 | 0 | 0 | 0 | 0 | 0 | 0 | 0 | 0 | 0 | 0 | 0 | 0 | 0 | 0 | 0 | 0 | 0 | 0 | 0 | 0 | 0 | 0 | 0 | 0 | 0 | 0 | 0 | 0 | 0 | 0 | 0 | 0 | 0 | 0 | 0 | 0 | 0 | 0 | 0 | 0 | 0 | 0 | 0 | 0 | 0 | 0 | 0 | 0 | 0 | 0 | 0 | 0 | 0 | 0 | 0 | 0 | 0 | 0 | 0 | 0 | 0 | 0 | 0 | 0 | 0 | 0 | 0 | 0 | 0 | 0 | 0 | 0 | 0 | 0 | 0 | 0 | 0 | 0 | 0 | 0 | 0 | 0 | 0 | 0 | 0 | 0 | 0 | 0 | 0 | 0 | 0 | 0 | 0 | 0 | 0 | 0 | 0 | 0 | 0 | 0 | 0 | 0 | 0 | 0 | 0 | 0 | 0 | 0 | 0 | 0 | 0 | 0 | 0 | 0 | 0 | 0 | 0 | 0 | 0 | 0 | 0 | 0 | 0 | 0 | 0 | 0 | 0 | 0 | 0 | 0 | 0 | 0 | 0 | 0 | 0 | 0 | 0 | 0 | 0 | 0 | 0 | 0 | 0 | 0 | 0 | 0 | 0 | 0 | 0 | 0 | 0 | 0 | 0 | 0 | 0 | 0 | 0 | 0 | 0 | 0 | 0 | 0 | 0 | 0 | 0 | 0 | 0 | 0 | 0 | 0 | 0 | 0 | 0 | 0 | 0 | 0 | 0 | 0 | 0 | 0 | 0 | 0 | 0 | 0 | 0 | 0 | 0 | 0 | 0 | 0 | 0 | 0 | 0 | 0 | 0 | 0 | 0 | 0 | 0 | 0 | 0 | 0 | 0 | 0 | 0 | 0 | 0 | 0 | 0 | 0 | 0 | 0 | 0 | 0 | 0 | 0 | 0 | 0 | 0 | 0 | 0 | 0 | 0 | 0 | 0 | 0 | 0 | 0 | 0 | 0 | 0 | 0 | 0 | 0 | 0 | 0 | 0 | 0 | 0 | 0 | 0 | 0 | 0 | 0 | 0 | 0 | 0 | 0 | 0 | 0 | 0 | 0 | 0 | 0 | 0 | 0 | 0 | 0 | 0 | 0 | 0 | 0 | 0 | 0 | 0 | 0 | 0 | 0 | 0 | 0 | 0 | 0 | 0 | 0 | 0 | 0 | 0 | 0 | 0 | 0 | 0 | 0 | 0 | 0 | 0 | 0 | 0 | 0 | 0 | 0 | 0 | 0 | 0 | 0 | 0 | 0 | 0 | 0 | 0 | 0 | 0 | 0 | 0 | 0 | 0 | 0 | 0 | 0 | 0 | 0 | 0 | 0 | 0 | 0 | 0 | 0 | 0 | 0 | 0 | 0 | 0 | 0 | 0 | 0 | 0 | 0 | 0 | 0 | 0 | 0 | 0 | 0 | 0 | 0 | 0 | 0 | 0 | 0 | 0 | 0 | 0 | 0 | 0 | 0 | 0 | 0 | 0 | 0 | 0 | 0 | 0 | 0 | 0 | 0 | 0 | 0 | 0 | 0 | 0 | 0 | 0 | 0 | 0 | 0 | 0 | 0 | 0 | 0 | 0 | 0 | 0 | 0 | 0 | 0 | 0 | 0 | 0 | 0 | 0 | 0 | 0 | 0 | 0 | 0 | 0 | 0 | 0 | 0 | 0 | 0 | 0 | 0 | 0 | 0 | 0 | 0 | 0 | 0 | 0 | 0 | 0 | 0 | 0 | 0 | 0 | 0 | 0 | 0 | 0 | 0 | 0 | 0 | 0 | 0 | 0 | 0 | 0 | 0 | 0 | 0 | 0 | 0 | 0 | 0 | 0 | 0 | 0 | 0 | 0 | 0 | 0 | 0 | 0 | 0 | 0 | 0 | 0 | 0 | 0 | 0 | 0 | 0 | 0 | 0 | 0 | 0 | 0 | 0 | 0 | 0 | 0 | 0 | 0 | 0 | 0 | 0 | 0 | 0 | 0 | 0 | 0 | 0 | 0 | 0 | 0 | 0 | 0 | 0 | 0 | 0 | 0 | 0 | 0 | 0 | 0 | 0 | 0 | 0 | 0 | 0 | 0 | 0 | 0 | 0 | 0 | 0 | 0 | 0 | 0 | 0 | 0 | 0 | 0 | 0 | 0 | 0 | 0 | 0 | 0 | 0 | 0 | 0 | 0 | 0 | 0 | 0 | 0 | 0 | 0 | 0 | 0 | 0 | 0 | 0 | 0 | 0 | 0 | 0 | 0 | 0 | 0 | 0 | 0 | 0 | 0 | 0 | 0 | 0 | 0 | 0 | 0 | 0 | 0 | 0 | 0 | 0 | 0 | 0 | 0 | 0 | 0 | 0 | 0 | 0 | 0 | 0 | 0 | 0 | 0 | 0 | 0 | 0 | 0 | 0 | 0 | 0 | 0 | 0 | 0 | 0 | 0 | 0 | 0 | 0 | 0 | 0 | 0 | 0 | 0 | 0 | 0 | 0 | 0 | 0 | 0 | 0 | 0 | 0 | 0 | 0 | 0 | 0 | 0 | 0 | 0 | 0 | 0 | 0 | 0 | 0 | 0 | 0 | 0 | 0 | 0 | 0 | 0 | 0 | 0 | 0 | 0 | 0 | 0 | 0 | 0 | 0 | 0 | 0 | 0 | 0 | 0 | 0 | 0 | 0 | 0 | 0 | 0 | 0 | 0 | 0 | 0 | 0 | 0 | 0 | 0 | 0 | 0 | 0 | 0 | 0 | 0 | 0 | 0 | 0 | 0 | 0 | 0 | 0 | 0 | 0 | 0 | 0 | 0 | 0 | 0 | 0 | 0 | 0 | 0 | 0 | 0 | 0 | 0 | 0 | 0 | 0 | 0 | 0 | 0 | 0 | 0 | 0 | 0 | 0 | 0 | 0 | 0 | 0 | 0 | 0 | 0 | 0 | 0 | 0 | 0 | 0 | 0 | 0 | 0 | 0 | 0 | 0 | 0 | 0 | 0 | 0 | 0 | 0 | 0 | 0 | 0 | 0 | 0 | 0 | 0 | 0 | 0 | 0 | 0 | 0 | 0 | 0 | 0 | 0 | 0 | 0 | 0 | 0 | 0 | 0 | 0 | 0 | 0 | 0 | 0 | 0 | 0 | 0 | 0 | 0 | 0 | 0 | 0 | 0 | 0 | 0 | 0 | 0 | 0 | 0 | 0 | 0 | 0 | 0 | 0 | 0 | 0 | 0 | 0 | 0 | 0 | 0 | 0 | 0 | 0 | 0 | 0 | 0 | 0 | 0 | 0 | 0 | 0 | 0 | 0 | 0 | 0 | 0 | 0 | 0 | 0 | 0 | 0 | 0 | 0 | 0 | 0 | 0 | 0 | 0 | 0 | 0 | 0 | 0 | 0 | 0 | 0 | 0 | 0 | 0 | 0 | 0 | 0 | 0 | 0 | 0 | 0 | 0 | 0 | 0 | 0 | 0 | 0 | 0 | 0 | 0 | 0 | 0 | 0 | 0 | 0 | 0 | 0 | 0 | 0 | 0 | 0 | 0 | 0 | 0 | 0 | 0 | 0 | 0 | 0 | 0 | 0 | 0 | 0 | 0 | 0 | 0 | 0 | 0 | 0 | 0 | 0 | 0 | 0 | 0 | 0 | 0 | 0 | 0 | 0 | 0 | 0 | 0 | 0 | 0 | 0 | 0 | 0 | 0 | 0 | 0 | 0 | 0 | 0 | 0 | 0 | 0 | 0 | 0 | 0 | 0 | 0 | 0 | 0 | 0 | 0 | 0 | 0 | 0 | 0 | 0 | 0 | 0 | 0 | 0 | 0 | 0 | 0 | 0 | 0 | 0 | 0 | 0 | 0 | 0 | 0 | 0 | 0 | 0 | 0 | 0 | 0 | 0 | 0 | 0 | 0 | 0 | 0 | 0 | 0 | 0 | 0 | 0 | 0 | 0 | 0 | 0 | 0 | 0 | 0 | 0 | 0 | 0 | 0 | 0 | 0 | 0 | 0 | 0 | 0 | 0 | 0 | 0 | 0 | 0 | 0 | 0 | 0 | 0 | 0 | 0 | 0 | 0 | 0 | 0 | 0 | 0 | 0 | 0 | 0 | 0 | 0 | 0 | 0 | 0 | 0 | 0 | 0 | 0 | 0 | 0 | 0 | 0 | 0 | 0 | 0 | 0 | 0 | 0 | 0 | 0 | 0 | 0 | 0 | 0 | 0 | 0 | 0 | 0 | 0 | 0 | 0 | 0 | 0 | 0 | 0 | 0 | 0 | 0 | 0 | 0 | 0 | 0 | 0 | 0 | 0 | 0 | 0 | 0 | 0 | 0 | 0 | 0 | 0 | 0 | 0 | 0 | 0 | 0 | 0 | 0 | 0 | 0 | 0 | 0 | 0 | 0 | 0 | 0 | 0 | 0 | 0 | 0 | 0 | 0 | 0 | 0 | 0 | 0 | 0 | 0 | 0 | 0 | 0 | 0 | 0 | 0 | 0 | 0 | 0 | 0 | 0 | 0 | 0 | 0 | 0 | 0 | 0 | 0 | 0 | 0 | 0 | 0 | 0 | 0 | 0 | 0 | 0 | 0 | 0 | 0 | 0 | 0 | 0 | 0 | 0 | 0 | 0 | 0 | 0 | 0 | 0 | 0 | 0 | 0 | 0 | 0 | 0 | 0 | 0 | 0 | 0 | 0 | 0 | 0 | 0 | 0 | 0 | 0 | 0 | 0 | 0 | 0 | 0 | 0 | 0 | 0 | 0 | 0 | 0 | 0 | 0 | 0 | 0 | 0 | 0 | 0 | 0 | 0 | 0 | 0 | 0 | 0 | 0 | 0 | 0 | 0 | 0 | 0 | 0 | 0 | 0 | 0 | 0 | 0 | 0 | 0 | 0 | 0 | 0 | 0 | 0 | 0 | 0 | 0 | 0 | 0 | 0 | 0 | 0 | 0 | 0 | 0 | 0 | 0 | 0 | 0 | 0 | 0 | 0 | 0 | 0 | 0 | 0 | 0 | 0 | 0 | 0 | 0 | 0 | 0 | 0 | 0 | 0 | 0 | 0 | 0 | 0 | 0 | 0 | 0 | 0 | 0 | 0 | 0 | 0 | 0 | 0 | 0 | 0 | 0 | 0 | 0 | 0 | 0 | 0 | 0 | 0 | 0 | 0 | 0 | 0 | 0 | 0 | 0 | 0 | 0 | 0 | 0 | 0 | 0 | 0 | 0 | 0 | 0 | 0 | 0 | 0 | 0 | 0 | 0 | 0 | 0 | 0 | 0 | 0 | 0 | 0 | 0 | 0 | 0 | 0 | 0 | 0 | 0 | 0 | 0 | 0 | 0 | 0 | 0 | 0 | 0 | 0 | 0 | 0 | 0 | 0 | 0 | 0 | 0 | 0 | 0 | 0 | 0 | 0 | 0 | 0 | 0 | 0 | 0 | 0 | 0 | 0 | 0 | 0 | 0 | 0 | 0 | 0 | 0 | 0 | 0 | 0 | 0 | 0 | 0 | 0 | 0 | 0 | 0 | 0 | 0 | 0 | 0 | 0 | 0 | 0 | 0 | 0 | 0 | 0 | 0 | 0 | 0 | 0 | 0 | 0 | 0 | 0 | 0 | 0 | 0 | 0 | 0 | 0 | 0 | 0 | 0 | 0 | 0 | 0 | 0 | 0 | 0 | 0 | 0 | 0 | 0 | 0 | 0 | 0 | 0 | 0 | 0 | 0 | 0 | 0 | 0 | 0 | 0 | 0 | 0 | 0 | 0 | 0 | 0 | 0 | 0 | 0 | 0 | 0 | 0 | 0 | 0 | 0 | 0 | 0 | 0 | 0 | 0 | 0 | 0 | 0 | 0 | 0 | 0 | 0 | 0 | 0 | 0 | 0 | 0 | 0 | 0 | 0 | 0 | 0 | 0 | 0 | 0 | 0 | 0 | 0 | 0 | 0 | 0 | 0 | 0 | 0 | 0 | 0 | 0 | 0 | 0 | 0 | 0 | 0 | 0 | 0 | 0 | 0 | 0 | 0 | 0 | 0 | 0 | 0 | 0 | 0 | 0 | 0 | 0 | 0 | 0 | 0 | 0 | 0 | 0 | 0 | 0 | 0 | 0 | 0 | 0 | 0 | 0 | 0 | 0 | 0 | 0 | 0 | 0 | 0 | 0 | 0 | 0 | 0 | 0 | 0 | 0 | 0 | 0 | 0 | 0 | 0 | 0 | 0 | 0 | 0 | 0 | 0 | 0 | 0 | 0 | 0 | 0 | 0 | 0 | 0 | 0 | 0 | 0 | 0 | 0 | 0 | 0 | 0 | 0 | 0 | 0 | 0 | 0 | 0 | 0 | 0 | 0 | 0 | 0 | 0 | 0 | 0 | 0 | 0 | 0 | 0 | 0 | 0 | 0 | 0 | 0 | 0 | 0 | 0 | 0 | 0 | 0 | 0 | 0 | 0 | 0 | 0 | 0 | 0 | 0 | 0 | 0 | 0 | 0 | 0 | 0 | 0 | 0 | 0 | 0 | 0 | 0 | 0 | 0 | 0 | 0 | 0 | 0 | 0 | 0 | 0 | 0 | 0 | 0 | 0 | 0 | 0 | 0 | 0 | 0 | 0 | 0 | 0 | 0 | 0 | 0 | 0 | 0 | 0 | 0 | 0 | 0 | 0 | 0 | 0 | 0 | 0 | 0 | 0 | 0 | 0 | 0 | 0 | 0 | 0 | 0 | 0 | 0 | 0 | 0 | 0 | 0 | 0 | 0 | 0 | 0 | 0 | 0 | 0 | 0 | 0 | 0 | 0 | 0 | 0 | 0 | 0 | 0 | 0 | 0 | 0 | 0 | 0 | 0 | 0 | 0 | 0 | 0 | 0 | 0 | 0 | 0 | 0 | 0 | 0 | 0 | 0 | 0 | 0 | 0 | 0 | 0 | 0 | 0 | 0 | 0 | 0 | 0 | 0 | 0 | 0 | 0 | 0 | 0 | 0 | 0 | 0 | 0 | 0 | 0 | 0 | 0 | 0 | 0 | 0 | 0 | 0 | 0 | 0 | 0 | 0 | 0 | 0 | 0 | 0 | 0 | 0 | 0 | 0 | 0 | 0 | 0 | 0 | 0 | 0 | 0 | 0 | 0 | 0 | 0 | 0 | 0 | 0 | 0 | 0 | 0 | 0 | 0 | 0 | 0 | 0 | 0 | 0 | 0 | 0 | 0 | 0 | 0 | 0 | 0 | 0 | 0 | 0 | 0 | 0 | 0 | 0 | 0 | 0 | 0 | 0 | 0 | 0 | 0 | 0 | 0 | 0 | 0 | 0 | 0 | 0 | 0 | 0 | 0 | 0 | 0 | 0 | 0 | 0 | 0 | 0 | 0 | 0 | 0 | 0 | 0 | 0 | 0 | 0 | 0 | 0 | 0 | 0 | 0 | 0 | 0 | 0 | 0 | 0 | 0 | 0 | 0 | 0 | 0 | 0 | 0 | 0 | 0 | 0 | 0 | 0 | 0 | 0 | 0 | 0 | 0 | 0 | 0 | 0 | 0 | 0 | 0 | 0 | 0 | 0 | 0 | 0 | 0 | 0 | 0 | 0 | 0 | 0 | 0 | 0 | 0 | 0 | 0 | 0 | 0 | 0 | 0 | 0 | 0 | 0 | 0 | 0 | 0 | 0 | 0 | 0 | 0 | 0 | 0 | 0 | 0 | 0 | 0 | 0 | 0 | 0 | 0 | 0 | 0 | 0 | 0 | 0 | 0 | 0 | 0 | 0 | 0 | 0 | 0 | 0 | 0 | 0 | 0 | 0 | 0 | 0 | 0 | 0 | 0 | 0 | 0 | 0 | 0 | 0 | 0 | 0 | 0 | 0 | 0 | 0 | 0 | 0 | 0 | 0 | 0 | 0 | 0 | 0 | 0 | 0 | 0 | 0 | 0 | 0 | 0 | 0 | 0 | 0 | 0 | 0 | 0 | 0 | 0 | 0 | 0 | 0 | 0 | 0 | 0 | 0 | 0 | 0 | 0 | 0 | 0 | 0 | 0 | 0 | 0 | 0 | 0 | 0 | 0 | 0 | 0 | 0 | 0 | 0 | 0 | 0 | 0 | 0 | 0 | 0 | 0 | 0 | 0 | 0 | 0 | 0 | 0 | 0 | 0 | 0 | 0 | 0 | 0 | 0 | 0 | 0 | 0 | 0 | 0 | 0 | 0 | 0 | 0 | 0 | 0 | 0 | 0 | 0 | 0 | 0 | 0 | 0 | 0 | 0 | 0 | 0 | 0 | 0 | 0 | 0 | 0 | 0 | 0 | 0 | 0 | 0 | 0 | 0 | 0 | 0 | 0 | 0 | 0 | 0 | 0 | 0 | 0 | 0 | 0 | 0 | 0 | 0 | 0 | 0 | 0 | 0 | 0 | 0 | 0 | 0 | 0 | 0 | 0 | 0 | 0 | 0 | 0 | 0 | 0 | 0 | 0 | 0 | 0 | 0 | 0 | 0 | 0 | 0 | 0 | 0 | 0 | 0 | 0 | 0 | 0 | 0 | 0 | 0 | 0 | 0 | 0 | 0 | 0 | 0 | 0 | 0 | 0 | 0 | 0 | 0 | 0 | 0 | 0 | 0 | 0 | 0 | 0 | 0 | 0 | 0 | 0 | 0 | 0 | 0 | 0 | 0 | 0 | 0 | 0 | 0 | 0 | 0 | 0 | 0 | 0 | 0 | 0 | 0 | 0 | 0 | 0 | 0 | 0 | 0 | 0 | 0 | 0 | 0 | 0 | 0 | 0 | 0 | 0 | 0 | 0 | 0 | 0 | 0 | 0 | 0 | 0 | 0 | 0 | 0 | 0 | 0 | 0 | 0 | 0 | 0 | 0 | 0 | 0 | 0 | 0 | 0 | 0 | 0 | 0 | 0 | 0 | 0 | 0 | 0 | 0 | 0 | 0 | 0 | 0 | 0 | 0 | 0 | 0 | 0 | 0 | 0 | 0 | 0 | 0 | 0 | 0 | 0 | 0 | 0 | 0 | 0 | 0 | 0 | 0 | 0 | 0 | 0 | 0 | 0 | 0 | 0 | 0 | 0 | 0 | 0 | 0 | 0 | 0 | 0 | 0 | 0 | 0 | 0 | 0 | 0 | 0 | 0 | 0 | 0 | 0 | 0 | 0 | 0 | 0 | 0 | 0 | 0 | 0 | 0 | 0 | 0 | 0 | 0 | 0 | 0 | 0 | 0 | 0 | 0 | 0 | 0 | 0 | 0 | 0 | 0 | 0 | 0 | 0 | 0 | 0 | 0 | 0 | 0 | 0 | 0 | 0 | 0 | 0 | 0 | 0 | 0 | 0 | 0 | 0 | 0 | 0 | 0 | 0 | 0 | 0 | 0 | 0 | 0 | 0 | 0 | 0 | 0 | 0 | 0 | 0 | 0 | 0 | 0 | 0 | 0 | 0 | 0 | 0 | 0 | 0 | 0 | 0 | 0 | 0 | 0 | 0 | 0 | 0 | 0 | 0 | 0 | 0 | 0 | 0 | 0 | 0 | 0 | 0 | 0 | 0 | 0 | 0 | 0 | 0 | 0 | 0 | 0 | 0 | 0 | 0 | 0 | 0 | 0 | 0 | 0 | 0 | 0 | 0 | 0 | 0 | 0 | 0 | 0 | 0 | 0 | 0 | 0 | 0 | 0 | 0 | 0 | 0 | 0 | 0 | 0 | 0 | 0 | 0 | 0 | 0 | 0 | 0 | 0 | 0 | 0 | 0 | 0 | 0 | 0 | 0 | 0 | 0 | 0 | 0 | 0 | 0 | 0 | 0 | 0 | 0 | 0 | 0 | 0 | 0 | 0 | 0 | 0 | 0 | 0 | 0 | 0 | 0 | 0 | 0 | 0 | 0 | 0 | 0 | 0 | 0 | 0 | 0 | 0 | 0 | 0 | 0 | 0 | 0 | 0 | 0 | 0 | 0 | 0 | 0 | 0 | 0 | 0 | 0 | 0 | 0 | 0 | 0 | 0 | 0 | 0 | 0 | 0 | 0 | 0 | 0 | 0 | 0 | 0 | 0 | 0 | 0 | 0 | 0 | 0 | 0 | 0 | 0 | 0 | 0 | 0 | 0 | 0 | 0 | 0 | 0 | 0 | 0 | 0 | 0 | 0 | 0 | 0 | 0 | 0 | 0 | 0 | 0 | 0 | 0 | 0 | 0 | 0 | 0 | 0 | 0 | 0 | 0 | 0 | 0 | 0 | 0 | 0 | 0 | 0 | 0 | 0 | 0 | 0 | 0 | 0 | 0 | 0 | 0 | 0 | 0 | 0 | 0 | 0 | 0 | 0 | 0 | 0 | 0 | 0 | 0 | 0 | 0 | 0 | 0 | 0 | 0 | 0 | 0 | 0 | 0 | 0 | 0 | 0 | 0 | 0 | 0 | 0 | 0 | 0 | 0 | 0 | 0 | 0 | 0 | 0 | 0 | 0 | 0 | 0 | 0 | 0 | 0 | 0 | 0 | 0 | 0 | 0 | 0 | 0 | 0 | 0 | 0 | 0 | 0 | 0 | 0 | 0 | 0 | 0 | 0 | 0 | 0 | 0 | 0 | 0 | 0 | 0 | 0 | 0 | 0 | 0 | 0 | 0 | 0 | 0 | 0 | 0 | 0 | 0 | 0 | 0 | 0 | 0 | 0 | 0 | 0 | 0 | 0 | 0 | 0 | 0 | 0 | 0 | 0 | 0 | 0 | 0 | 0 | 0 | 0 | 0 | 0 | 0 | 0 | 0 | 0 | 0 | 0 | 0 | 0 | 0 | 0 | 0 | 0 | 0 | 0 | 0 | 0 | 0 | 0 | 0 | 0 | 0 | 0 | 0 | 0 | 0 | 0 | 0 | 0 | 0 | 0 | 0 | 0 | 0 | 0 | 0 | 0 | 0 | 0 | 0 | 0 | 0 | 0 | 0 | 0 | 0 | 0 | 0 | 0 | 0 | 0 | 0 | 0 | 0 | 0 | 0 | 0 | 0 | 0 | 0 | 0 | 0 | 0 | 0 | 0 | 0 | 0 | 0 | 0 | 0 | 0 | 0 | 0 | 0 | 0 | 0 | 0 | 0 | 0 | 0 | 0 | 0 | 0 | 0 | 0 | 0 | 0 | 0 | 0 | 0 | 0 | 0 | 0 | 0 | 0 | 0 | 0 | 0 | 0 | 0 | 0 | 0 | 0 | 0 | 0 | 0 | 0 | 0 | 0 | 0 | 0 | 0 | 0 | 0 | 0 | 0 | 0 | 0 | 0 | 0 | 0 | 0 | 0 | 0 | 0 | 0 | 0 | 0 | 0 | 0 | 0 | 0 | 0 | 0 | 0 | 0 | 0 | 0 | 0 | 0 | 0 | 0 | 0 | 0 | 0 | 0 | 0 | 0 | 0 | 0 | 0 | 0 | 0 | 0 | 0 | 0 | 0 | 0 | 0 | 0 | 0 | 0 | 0 | 0 | 0 | 0 | 0 | 0 | 0 | 0 | 0 | 0 | 0 | 0 | 0 | 0 | 0 | 0 | 0 | 0 | 0 | 0 | 0 | 0 | 0 | 0 | 0 | 0 | 0 | 0 | 0 | 0 | 0 | 0 | 0 | 0 | 0 | 0 | 0 | 0 | 0 | 0 | 0 | 0 | 0 | 0 | 0 | 0 | 0 | 0 | 0 | 0 | 0 | 0 | 0 | 0 | 0 | 0 | 0 | 0 | 0 | 0 | 0 | 0 | 0 | 0 | 0 | 0 | 0 | 0 | 0 | 0 | 0 | 0 | 0 | 0 | 0 | 0 | 0 | 0 | 0 | 0 | 0 | 0 | 0 | 0 | 0 | 0 | 0 | 0 | 0 | 0 | 0 | 0 | 0 | 0 | 0 | 0 | 0 | 0 | 0 | 0 | 0 | 0 | 0 | 0 | 0 | 0 | 0 | 0 | 0 | 0 | 0 | 0 | 0 | 0 | 0 | 0 | 0 | 0 | 0 | 0 | 0 | 0 | 0 | 0 | 0 | 0 | 0 | 0 | 0 | 0 | 0 | 0 | 0 | 0 | 0 | 0 | 0 | 0 | 0 | 0 | 0 | 0 | 0 | 0 | 0 | 0 | 0 | 0 | 0 | 0 | 0 | 0 | 0 | 0 | 0 | 0 | 0 | 0 | 0 | 0 | 0 | 0 | 0 | 0 | 0 | 0 | 0 | 0 | 0 | 0 | 0 | 0 | 0 | 0 | 0 | 0 | 0 | 0 | 0 | 0 | 0 | 0 | 0 | 0 | 0 | 0 | 0 | 0 | 0 | 0 | 0 | 0 | 0 | 0 | 0 | 0 | 0 | 0 | 0 | 0 | 0 | 0 | 0 | 0 | 0 | 0 | 0 | 0 | 0 | 0 | 0 | 0 | 0 | 0 | 0 | 0 | 0 | 0 | 0 | 0 | 0 | 0 | 0 | 0 | 0 | 0 | 0 | 0 | 0 | 0 | 0 | 0 | 0 | 0 | 0 | 0 | 0 | 0 | 0 | 0 | 0 | 0 | 0 | 0 | 0 | 0 | 0 | 0 | 0 | 0 | 0 | 0 | 0 | 0 | 0 | 0 | 0 | 0 | 0 | 0 | 0 | 0 | 0 | 0 | 0 | 0 | 0 | 0 | 0 | 0 | 0 | 0 | 0 | 0 | 0 | 0 | 0 | 0 | 0 | 0 | 0 | 0 | 0 | 0 | 0 | 0 | 0 | 0 | 0 | 0 | 0 | 0 | 0 | 0 | 0 | 0 | 0 | 0 | 0 | 0 | 0 | 0 | 0 | 0 | 0 | 0 | 0 | 0 | 0 | 0 | 0 | 0 | 0 | 0 | 0 | 0 | 0 | 0 | 0 | 0 | 0 | 0 | 0 | 0 | 0 | 0 | 0 | 0 | 0 | 0 | 0 | 0 | 0 | 0 | 0 | 0 | 0 | 0 | 0 | 0 | 0 | 0 | 0 | 0 | 0 | 0 | 0 | 0 | 0 | 0 | 0 | 0 | 0 | 0 | 0 | 0 | 0 | 0 | 0 | 0 | 0 | 0 | 0 | 0 | 0 | 0 | 0 | 0 | 0 | 0 | 0 | 0 | 0 | 0 | 0 | 0 | 0 | 0 | 0 | 0 | 0 | 0 | 0 | 0 | 0 | 0 | 0 | 0 | 0 | 0 | 0 | 0 | 0 | 0 | 0 | 0 | 0 | 0 | 0 | 0 | 0 | 0 | 0 | 0 | 0 | 0 | 0 | 0 | 0 | 0 | 0 | 0 | 0 | 0 | 0 | 0 | 0 | 0 | 0 | 0 | 0 | 0 | 0 | 0 | 0 | 0 | 0 | 0 | 0 | 0 | 0 | 0 | 0 | 0 | 0 | 0 | 0 | 0 | 0 | 0 | 0 | 0 | 0 | 0 | 0 | 0 | 0 | 0 | 0 | 0 | 0 | 0 | 0 | 0 | 0 | 0 | 0 | 0 | 0 | 0 | 0 | 0 | 0 | 0 | 0 | 0 | 0 | 0 | 0 | 0 | 0 | 0 | 0 | 0 | 0 | 0 | 0 | 0 | 0 | 0 | 0 | 0 | 0 | 0 | 0 | 0 | 0 | 0 | 0 | 0 | 0 | 0 | 0 | 0 | 0 | 0 | 0 | 0 | 0 | 0 | 0 | 0 | 0 | 0 | 0 | 0 | 0 | 0 | 0 | 0 | 0 | 0 | 0 | 0 | 0 | 0 | 0 | 0 | 0 | 0 | 0 | 0 | 0 | 0 | 0 | 0 | 0 | 0 | 0 | 0 | 0 | 0 | 0 | 0 | 0 | 0 | 0 | 0 | 0 | 0 | 0 | 0 | 0 | 0 | 0 | 0 | 0 | 0 | 0 | 0 | 0 | 0 | 0 | 0 | 0 | 0 | 0 | 0 | 0 | 0 | 0 | 0 | 0 | 0 | 0 | 0 | 0 | 0 | 0 | 0 | 0 | 0 | 0 | 0 | 0 | 0 | 0 | 0 | 0 | 0 | 0 | 0 | 0 | 0 | 0 | 0 | 0 | 0 | 0 | 0 | 0 | 0 | 0 | 0 | 0 | 0 | 0 | 0 | 0 | 0 | 0 | 0 | 0 | 0 | 0 | 0 | 0 | 0 | 0 | 0 | 0 | 0 | 0 | 0 | 0 | 0 | 0 | 0 | 0 | 0 | 0 | 0 | 0 | 0 | 0 | 0 | 0 | 0 | 0 | 0 | 0 | 0 | 0 | 0 | 0 | 0 | 0 | 0 | 0 | 0 | 0 | 0 | 0 | 0 | 0 | 0 | 0 | 0 | 0 | 0 | 0 | 0 | 0 | 0 | 0 | 0 | 0 | 0 | 0 | 0 | 0 | 0 | 0 | 0 | 0 | 0 | 0 | 0 | 0 | 0 | 0 | 0 | 0 | 0 | 0 | 0 | 0 | 0 | 0 | 0 | 0 | 0 | 0 | 0 | 0 | 0 | 0 | 0 | 0 | 0 | 0 | 0 | 0 | 0 | 0 | 0 | 0 | 0 | 0 | 0 | 0 | 0 | 0 | 0 | 0 | 0 | 0 | 0 | 0 | 0 | 0 | 0 | 0 | 0 | 0 | 0 | 0 | 0 | 0 | 0 | 0 | 0 | 0 | 0 | 0 | 0 | 0 | 0 | 0 | 0 | 0 | 0 | 0 | 0 | 0 | 0 | 0 | 0 | 0 | 0 | 0 | 0 | 0 | 0 | 0 | 0 | 0 | 0 | 0 | 0 | 0 | 0 | 0 | 0 | 0 | 0 | 0 | 0 | 0 | 0 | 0 | 0 | 0 | 0 | 0 | 0 | 0 | 0 | 0 | 0 | 0 | 0 | 0 | 0 | 0 | 0 | 0 | 0 | 0 | 0 | 0 | 0 | 0 | 0 | 0 | 0 | 0 | 0 | 0 | 0 | 0 | 0 | 0 | 0 | 0 | 0 | 0 | 0 | 0 | 0 | 0 | 0 | 0 | 0 | 0 | 0 | 0 | 0 | 0 | 0 | 0 | 0 | 0 | 0 | 0 | 0 | 0 | 0 | 0 | 0 | 0 | 0 | 0 | 0 | 0 | 0 | 0 | 0 | 0 | 0 | 0 | 0 | 0 | 0 | 0 | 0 | 0 | 0 | 0 | 0 | 0 | 0 | 0 | 0 | 0 | 0 | 0 | 0 | 0 | 0 | 0 | 0 | 0 | 0 | 0 | 0 | 0 | 0 | 0 | 0 | 0 | 0 | 0 | 0 | 0 | 0 | 0 | 0 | 0 | 0 | 0 | 0 | 0 | 0 | 0 | 0 | 0 | 0 | 0 | 0 | 0 | 0 | 0 | 0 | 0 | 0 | 0 | 0 | 0 | 0 | 0 | 0 | 0 | 0 | 0 | 0 | 0 | 0 | 0 | 0 | 0 | 0 | 0 | 0 | 0 | 0 | 0 | 0 | 0 | 0 | 0 | 0 | 0 | 0 | 0 | 0 | 0 | 0 | 0 | 0 | 0 | 0 | 0 | 0 | 0 | 0 | 0 | 0 | 0 | 0 | 0 | 0 | 0 | 0 | 0 | 0 | 0 | 0 | 0 | 0 | 0 | 0 | 0 | 0 | 0 | 0 | 0 | 0 | 0 | 0 | 0 | 0 | 0 | 0 | 0 | 0 | 0 | 0 | 0 | 0 | 0 | 0 | 0 | 0 | 0 | 0 | 0 | 0 | 0 | 0 | 0 | 0 | 0 | 0 | 0 | 0 | 0 | 0 | 0 | 0 | 0 | 0 | 0 | 0 | 0 | 0 | 0 | 0 | 0 | 0 | 0 | 0 | 0 | 0 | 0 | 0 | 0 | 0 | 0 | 0 | 0 | 0 | 0 | 0 | 0 | 0 | 0 | 0 | 0 | 0 | 0 | 0 | 0 | 0 | 0 | 0 | 0 | 0 | 0 | 0 | 0 | 0 | 0 | 0 | 0 | 0 | 0 | 0 | 0 | 0 | 0 | 0 | 0 | 0 | 0 | 0 | 0 | 0 | 0 | 0 | 0 | 0 | 0 | 0 | 0 | 0 | 0 | 0 | 0 | 0 | 0 | 0 | 0 | 0 | 0 | 0 | 0 | 0 | 0 | 0 | 0 | 0 | 0 | 0 | 0 | 0 | 0 | 0 | 0 | 0 | 0 | 0 | 0 | 0 | 0 | 0 | 0 | 0 | 0 | 0 | 0 | 0 | 0 | 0 | 0 | 0 | 0 | 0 | 0 | 0 | 0 | 0 | 0 | 0 | 0 | 0 | 0 | 0 | 0 | 0 | 0 | 0 | 0 | 0 | 0 | 0 | 0 | 0 | 0 | 0 | 0 | 0 | 0 | 0 | 0 | 0 | 0 | 0 | 0 | 0 | 0 | 0 | 0 | 0 | 0 | 0 | 0 | 0 | 0 | 0 | 0 | 0 | 0 | 0 | 0 | 0 | 0 | 0 | 0 | 0 | 0 | 0 | 0 | 0 | 0 | 0 | 0 | 0 | 0 | 0 | 0 | 0 | 0 | 0 | 0 | 0 | 0 | 0 | 0 | 0 | 0 | 0 | 0 | 0 | 0 | 0 | 0 | 0 | 0 | 0 | 0 | 0 | 0 | 0 | 0 | 0 | 0 | 0 | 0 | 0 | 0 | 0 | 0 | 0 | 0 | 0 | 0 | 0 | 0 | 0 | 0 | 0 | 0 | 0 | 0 | 0 | 0 | 0 | 0 | 0 | 0 | 0 | 0 | 0 | 0 | 0 | 0 | 0 | 0 | 0 | 0 | 0 | 0 | 0 | 0 | 0 | 0 | 0 | 0 | 0 | 0 | 0 | 0 | 0 | 0 | 0 | 0 | 0 | 0 | 0 | 0 | 0 | 0 | 0 | 0 | 0 | 0 | 0 | 0 | 0 | 0 | 0 | 0 | 0 | 0 | 0 | 0 | 0 | 0 | 0 | 0 | 0 | 0 | 0 | 0 | 0 | 0 | 0 | 0 | 0 | 0 | 0 | 0 | 0 | 0 | 0 | 0 | 0 | 0 | 0 | 0 | 0 | 0 | 0 | 0 | 0 | 0 | 0 | 0 | 0 | 0 | 0 | 0 | 0 | 0 | 0 | 0 | 0 | 0 | 0 | 0 | 0 | 0 | 0 | 0 | 0 | 0 | 0 | 0 | 0 | 0 | 0 | 0 | 0 | 0 | 0 | 0 | 0 | 0 | 0 | 0 | 0 | 0 | 0 | 0 | 0 | 0 | 0 | 0 | 0 | 0 | 0 | 0 | 0 | 0 | 0 | 0 | 0 | 0 | 0 | 0 | 0 | 0 | 0 | 0 | 0 | 0 | 0 | 0 | 0 | 0 | 0 | 0 | 0 | 0 | 0 | 0 | 0 | 0 | 0 | 0 | 0 | 0 | 0 | 0 | 0 | 0 | 0 | 0 | 0 | 0 | 0 | 0 | 0 | 0 | 0 | 0 | 0 | 0 | 0 | 0 | 0 | 0 | 0 | 0 | 0 | 0 | 0 | 0 | 0 | 0 | 0 | 0 | 0 | 0 | 0 | 0 | 0 | 0 | 0 | 0 | 0 | 0 | 0 | 0 | 0 | 0 | 0 | 0 | 0 | 0 | 0 | 0 | 0 | 0 | 0 | 0 | 0 | 0 | 0 | 0 | 0 | 0 | 0 | 0 | 0 | 0 | 0 | 0 | 0 | 0 | 0 | 0 | 0 | 0 | 0 | 0 | 0 | 0 | 0 | 0 | 0 | 0 | 0 | 0 | 0 | 0 | 0 | 0 | 0 | 0 | 0 | 0 | 0 | 0 | 0 | 0 | 0 | 0 | 0 | 0 | 0 | 0 | 0 | 0 | 0 | 0 | 0 | 0 | 0 | 0 | 0 | 0 | 0 | 0 | 0 | 0 | 0 | 0 | 0 | 0 | 0 | 0 | 0 | 0 | 0 | 0 | 0 | 0 | 0 | 0 | 0 | 0 | 0 | 0 | 0 | 0 | 0 | 0 | 0 | 0 | 0 | 0 | 0 | 0 | 0 | 0 | 0 | 0 | 0 | 0 | 0 | 0 | 0 | 0 | 0 | 0 | 0 | 0 | 0 | 0 | 0 | 0 | 0 | 0 | 0 | 0 | 0 | 0 | 0 | 0 | 0 | 0 | 0 | 0 | 0 | 0 | 0 | 0 | 0 | 0 | 0 | 0 | 0 | 0 | 0 | 0 | 0 | 0 | 0 | 0 | 0 | 0 | 0 | 0 | 0 | 0 | 0 | 0 | 0 | 0 | 0 | 0 | 0 | 0 | 0 | 0 | 0 | 0 | 0 | 0 | 0 | 0 | 0 | 0 | 0 | 0 | 0 | 0 | 0 | 0 | 0 | 0 | 0 | 0 | 0 | 0 | 0 | 0 | 0 | 0 | 0 | 0 | 0 | 0 | 0 | 0 | 0 | 0 | 0 | 0 | 0 | 0 | 0 | 0 | 0 | 0 | 0 | 0 | 0 | 0 | 0 | 0 | 0 | 0 | 0 | 0 | 0 | 0 | 0 | 0 | 0 | 0 | 0 | 0 | 0 | 0 | 0 | 0 | 0 | 0 | 0 | 0 | 0 | 0 | 0 | 0 | 0 | 0 | 0 | 0 | 0 | 0 | 0 | 0 | 0 | 0 | 0 | 0 | 0 | 0 | 0 | 0 | 0 | 0 | 0 | 0 | 0 | 0 | 0 | 0 | 0 | 0 | 0 | 0 | 0 | 0 | 0 | 0 | 0 | 0 | 0 | 0 | 0 | 0 | 0 | 0 | 0 | 0 | 0 | 0 | 0 | 0 | 0 | 0 | 0 | 0 | 0 | 0 | 0 | 0 | 0 | 0 | 0 | 0 | 0 | 0 | 0 | 0 | 0 | 0 | 0 | 0 | 0 | 0 | 0 | 0 | 0 | 0 | 0 | 0 | 0 | 0 | 0 | 0 | 0 | 0 | 0 | 0 | 0 | 0 | 0 | 0 | 0 | 0 | 0 | 0 | 0 | 0 | 0 | 0 | 0 | 0 | 0 | 0 | 0 | 0 | 0 | 0 | 0 | 0 | 0 | 0 | 0 | 0 | 0 | 0 | 0 | 0 | 0 | 0 | 0 | 0 | 0 | 0 | 0 | 0 | 0 | 0 | 0 | 0 | 0 | 0 | 0 | 0 | 0 | 0 | 0 | 0 | 0 | 0 | 0 | 0 | 0 | 0 | 0 | 0 | 0 | 0 | 0 | 0 | 0 | 0 | 0 | 0 | 0 | 0 | 0 | 0 | 0 | 0 | 0 | 0 | 0 | 0 | 0 | 0 | 0 | 0 | 0 | 0 | 0 | 0 | 0 | 0 | 0 | 0 | 0 | 0 | 0 | 0 | 0 | 0 | 0 | 0 | 0 | 0 | 0 | 0 | 0 | 0 | 0 | 0 | 0 | 0 | 0 | 0 | 0 | 0 | 0 | 0 | 0 | 0 | 0 | 0 | 0 | 0 | 0 | 0 | 0 | 0 | 0 | 0 | 0 | 0 | 0 | 0 | 0 | 0 | 0 | 0 | 0 | 0 | 0 | 0 | 0 | 0 | 0 | 0 | 0 | 0 | 0 | 0 | 0 | 0 | 0 | 0 | 0 | 0 | 0 | 0 | 0 | 0 | 0 | 0 | 0 | 0 | 0 | 0 | 0 | 0 | 0 | 0 | 0 | 0 | 0 | 0 | 0 | 0 | 0 | 0 | 0 | 0 | 0 | 0 | 0 | 0 | 0 | 0 | 0 | 0 | 0 | 0 | 0 | 0 | 0 | 0 | 0 | 0 | 0 | 0 | 0 | 0 | 0 | 0 | 0 | 0 | 0 | 0 | 0 | 0 | 0 | 0 | 0 | 0 | 0 | 0 | 0 | 0 | 0 | 0 | 0 | 0 | 0 | 0 | 0 | 0 | 0 | 0 | 0 | 0 | 0 | 0 | 0 | 0 | 0 | 0 | 0 | 0 | 0 | 0 | 0 | 0 | 0 | 0 | 0 | 0 | 0 | 0 | 0 | 0 | 0 | 0 | 0 | 0 | 0 | 0 | 0 | 0 | 0 | 0 | 0 | 0 | 0 | 0 | 0 | 0 | 0 | 0 | 0 | 0 | 0 | 0 | 0 | 0 | 0 | 0 | 0 | 0 | 0 | 0 | 0 | 0 | 0 | 0 | 0 | 0 | 0 | 0 | 0 | 0 | 0 | 0 | 0 | 0 | 0 | 0 | 0 | 0 | 0 | 0 | 0 | 0 | 0 | 0 | 0 | 0 | 0 | 0 | 0 | 0 | 0 | 0 | 0 | 0 | 0 | 0 | 0 | 0 | 0 | 0 | 0 | 0 | 0 | 0 | 0 | 0 | 0 | 0 | 0 | 0 | 0 | 0 | 0 | 0 | 0 | 0 | 0 | 0 | 0 | 0 | 0 | 0 | 0 | 0 | 0 | 0 | 0 | 0 | 0 | 0 | 0 | 0 | 0 | 0 | 0 | 0 | 0 | 0 | 0 | 0 | 0 | 0 | 0 | 0 | 0 | 0 | 0 | 0 | 0 | 0 | 0 | 0 | 0 | 0 | 0 | 0 | 0 | 0 | 0 | 0 | 0 | 0 | 0 | 0 | 0 | 0 | 0 | 0 | 0 | 0 | 0 | 0 | 0 | 0 | 0 | 0 | 0 | 0 | 0 | 0 | 0 | 0 | 0 | 0 | 0 | 0 | 0 | 0 | 0 | 0 | 0 | 0 | 0 | 0 | 0 | 0 | 0 | 0 | 0 | 0 | 0 | 0 | 0 | 0 | 0 | 0 | 0 | 0 | 0 | 0 | 0 | 0 | 0 | 0 | 0 | 0 | 0 | 0 | 0 | 0 | 0 | 0 | 0 | 0 | 0 | 0 | 0 | 0 | 0 | 0 | 0 | 0 | 0 | 0 | 0 | 0 | 0 | 0 | 0 | 0 | 0 | 0 | 0 | 0 | 0 | 0 | 0 | 0 | 0 | 0 | 0 | 0 | 0 | 0 | 0 | 0 | 0 | 0 | 0 | 0 | 0 | 0 | 0 | 0 | 0 | 0 | 0 | 0 | 0 | 0 | 0 | 0 | 0 | 0 | 0 | 0 | 0 | 0 | 0 | 0 | 0 | 0 | 0 | 0 | 0 | 0 | 0 | 0 | 0 | 0 | 0 | 0 | 0 | 0 | 0 | 0 | 0 | 0 | 0 | 0 | 0 | 0 | 0 | 0 | 0 | 0 | 0 | 0 | 0 | 0 | 0 | 0 | 0 | 0 | 0 | 0 | 0 | 0 | 0 | 0 | 0 | 0 | 0 | 0 | 0 | 0 | 0 | 0 | 0 | 0 | 0 | 0 | 0 | 0 | 0 | 0 | 0 | 0 | 0 | 0 | 0 | 0 | 0 | 0 | 0 | 0 | 0 | 0 | 0 | 0 | 0 | 0 | 0 | 0 | 0 | 0 | 0 | 0 | 0 | 0 | 0 | 0 | 0 | 0 | 0 | 0 | 0 | 0 | 0 | 0 | 0 | 0 | 0 | 0 | 0 | 0 | 0 | 0 | 0 | 0 | 0 | 0 | 0 | 0 | 0 | 0 | 0 | 0 | 0 | 0 | 0 | 0 | 0 | 0 | 0 | 0 | 0 | 0 | 0 | 0 | 0 | 0 | 0 | 0 | 0 | 0 | 0 | 0 | 0 | 0 | 0 | 0 | 0 | 0 | 0 | 0 | 0 | 0 | 0 | 0 | 0 | 0 | 0 | 0 | 0 | 0 | 0 | 0 | 0 | 0 | 0 | 0 | 0 | 0 | 0 | 0 | 0 | 0 | 0 | 0 | 0 | 0 | 0 | 0 | 0 | 0 | 0 | 0 | 0 | 0 | 0 | 0 | 0 | 0 | 0 | 0 | 0 | 0 | 0 | 0 | 0 | 0 | 0 | 0 | 0 | 0 | 0 | 0 | 0 | 0 | 0 | 0 | 0 | 0 | 0 | 0 | 0 | 0 | 0 | 0 | 0 | 0 | 0 | 0 | 0 | 0 | 0 | 0 | 0 | 0 | 0 | 0 | 0 | 0 | 0 | 0 | 0 | 0 | 0 | 0 | 0 | 0 | 0 | 0 | 0 | 0 | 0 | 0 | 0 | 0 | 0 | 0 | 0 | 0 | 0 | 0 | 0 | 0 | 0 | 0 | 0 | 0 | 0 | 0 | 0 | 0 | 0 | 0 | 0 | 0 | 0 | 0 | 0 | 0 | 0 | 0 | 0 | 0 | 0 | 0 | 0 | 0 | 0 | 0 | 0 | 0 | 0 | 0 | 0 | 0 | 0 | 0 | 0 | 0 | 0 | 0 | 0 | 0 | 0 | 0 | 0 | 0 | 0 | 0 | 0 | 0 | 0 | 0 | 0 | 0 | 0 | 0 | 0 | 0 | 0 | 0 | 0 | 0 | 0 | 0 | 0 | 0 | 0 | 0 | 0 | 0 | 0 | 0 | 0 | 0 | 0 | 0 | 0 | 0 | 0 | 0 | 0 | 0 | 0 | 0 | 0 | 0 | 0 | 0 | 0 | 0 | 0 | 0 | 0 | 0 | 0 | 0 | 0 | 0 | 0 | 0 | 0 | 0 | 0 | 0 | 0 | 0 | 0 | 0 | 0 | 0 | 0 | 0 | 0 | 0 | 0 | 0 | 0 | 0
| Cumulative Growth Large Commercial | 10^3M^3/Yr |  | 0 | 0 | 0 | 0 | 0 | 0 | 0 | 0 | 0 | 0 | 0 | 0 | 0 | 0 | 0 | 0 | 0 | 0 | 0 | 0 | 0 | 0 | 0 | 0 | 0 | 0 | 0 | 0 | 0 | 0 | 0 | 0 | 0 | 0 | 0 | 0 | 0 | 0 | 0 | 0 | 0 | 0 | 0 | 0 | 0 | 0 | 0 | 0 | 0 | 0 | 0 | 0 | 0 | 0 | 0 | 0 | 0 | 0 | 0 | 0 | 0 | 0 | 0 | 0 | 0 | 0 | 0 | 0 | 0 | 0 | 0 | 0 | 0 | 0 | 0 | 0 | 0 | 0 | 0 | 0 | 0 | 0 | 0 | 0 | 0 | 0 | 0 | 0 | 0 | 0 | 0 | 0 | 0 | 0 | 0 | 0 | 0 | 0 | 0 | 0 | 0 | 0 | 0 | 0 | 0 | 0 | 0 | 0 | 0 | 0 | 0 | 0 | 0 | 0 | 0 | 0 | 0 | 0 | 0 | 0 | 0 | 0 | 0 | 0 | 0 | 0 | 0 | 0 | 0 | 0 | 0 | 0 | 0 | 0 | 0 | 0 | 0 | 0 | 0 | 0 | 0 | 0 | 0 | 0 | 0 | 0 | 0 | 0 | 0 | 0 | 0 | 0 | 0 | 0 | 0 | 0 | 0 | 0 | 0 | 0 | 0 | 0 | 0 | 0 | 0 | 0 | 0 | 0 | 0 | 0 | 0 | 0 | 0 | 0 | 0 | 0 | 0 | 0 | 0 | 0 | 0 | 0 | 0 | 0 | 0 | 0 | 0 | 0 | 0 | 0 | 0 | 0 | 0 | 0 | 0 | 0 | 0 | 0 | 0 | 0 | 0 | 0 | 0 | 0 | 0 | 0 | 0 | 0 | 0 | 0 | 0 | 0 | 0 | 0 | 0 | 0 | 0 | 0 | 0 | 0 | 0 | 0 | 0 | 0 | 0 | 0 | 0 | 0 | 0 | 0 | 0 | 0 | 0 | 0 | 0 | 0 | 0 | 0 | 0 | 0 | 0 | 0 | 0 | 0 | 0 | 0 | 0 | 0 | 0 | 0 | 0 | 0 | 0 | 0 | 0 | 0 | 0 | 0 | 0 | 0 | 0 | 0 | 0 | 0 | 0 | 0 | 0 | 0 | 0 | 0 | 0 | 0 | 0 | 0 | 0 | 0 | 0 | 0 | 0 | 0 | 0 | 0 | 0 | 0 | 0 | 0 | 0 | 0 | 0 | 0 | 0 | 0 | 0 | 0 | 0 | 0 | 0 | 0 | 0 | 0 | 0 | 0 | 0 | 0 | 0 | 0 | 0 | 0 | 0 | 0 | 0 | 0 | 0 | 0 | 0 | 0 | 0 | 0 | 0 | 0 | 0 | 0 | 0 | 0 | 0 | 0 | 0 | 0 | 0 | 0 | 0 | 0 | 0 | 0 | 0 | 0 | 0 | 0 | 0 | 0 | 0 | 0 | 0 | 0 | 0 | 0 | 0 | 0 | 0 | 0 | 0 | 0 | 0 | 0 | 0 | 0 | 0 | 0 | 0 | 0 | 0 | 0 | 0 | 0 | 0 | 0 | 0 | 0 | 0 | 0 | 0 | 0 | 0 | 0 | 0 | 0 | 0 | 0 | 0 | 0 | 0 | 0 | 0 | 0 | 0 | 0 | 0 | 0 | 0 | 0 | 0 | 0 | 0 | 0 | 0 | 0 | 0 | 0 | 0 | 0 | 0 | 0 | 0 | 0 | 0 | 0 | 0 | 0 | 0 | 0 | 0 | 0 | 0 | 0 | 0 | 0 | 0 | 0 | 0 | 0 | 0 | 0 | 0 | 0 | 0 | 0 | 0 | 0 | 0 | 0 | 0 | 0 | 0 | 0 | 0 | 0 | 0 | 0 | 0 | 0 | 0 | 0 | 0 | 0 | 0 | 0 | 0 | 0 | 0 | 0 | 0 | 0 | 0 | 0 | 0 | 0 | 0 | 0 | 0 | 0 | 0 | 0 | 0 | 0 | 0 | 0 | 0 | 0 | 0 | 0 | 0 | 0 | 0 | 0 | 0 | 0 | 0 | 0 | 0 | 0 | 0 | 0 | 0 | 0 | 0 | 0 | 0 | 0 | 0 | 0 | 0 | 0 | 0 | 0 | 0 | 0 | 0 | 0 | 0 | 0 | 0 | 0 | 0 | 0 | 0 | 0 | 0 | 0 | 0 | 0 | 0 | 0 | 0 | 0 | 0 | 0 | 0 | 0 | 0 | 0 | 0 | 0 | 0 | 0 | 0 | 0 | 0 | 0 | 0 | 0 | 0 | 0 | 0 | 0 | 0 | 0 | 0 | 0 | 0 | 0 | 0 | 0 | 0 | 0 | 0 | 0 | 0 | 0 | 0 | 0 | 0 | 0 | 0 | 0 | 0 | 0 | 0 | 0 | 0 | 0 | 0 | 0 | 0 | 0 | 0 | 0 | 0 | 0 | 0 | 0 | 0 | 0 | 0 | 0 | 0 | 0 | 0 | 0 | 0 | 0 | 0 | 0 | 0 | 0 | 0 | 0 | 0 | 0 | 0 | 0 | 0 | 0 | 0 | 0 | 0 | 0 | 0 | 0 | 0 | 0 | 0 | 0 | 0 | 0 | 0 | 0 | 0 | 0 | 0 | 0 | 0 | 0 | 0 | 0 | 0 | 0 | 0 | 0 | 0 | 0 | 0 | 0 | 0 | 0 | 0 | 0 | 0 | 0 | 0 | 0 | 0 | 0 | 0 | 0 | 0 | 0 | 0 | 0 | 0 | 0 | 0 | 0 | 0 | 0 | 0 | 0 | 0 | 0 | 0 | 0 | 0 | 0 | 0 | 0 | 0 | 0 | 0 | 0 | 0 | 0 | 0 | 0 | 0 | 0 | 0 | 0 | 0 | 0 | 0 | 0 | 0 | 0 | 0 | 0 | 0 | 0 | 0 | 0 | 0 | 0 | 0 | 0 | 0 | 0 | 0 | 0 | 0 | 0 | 0 | 0 | 0 | 0 | 0 | 0 | 0 | 0 | 0 | 0 | 0 | 0 | 0 | 0 | 0 | 0 | 0 | 0 | 0 | 0 | 0 | 0 | 0 | 0 | 0 | 0 | 0 | 0 | 0 | 0 | 0 | 0 | 0 | 0 | 0 | 0 | 0 | 0 | 0 | 0 | 0 | 0 | 0 | 0 | 0 | 0 | 0 | 0 | 0 | 0 | 0 | 0 | 0 | 0 | 0 | 0 | 0 | 0 | 0 | 0 | 0 | 0 | 0 | 0 | 0 | 0 | 0 | 0 | 0 | 0 | 0 | 0 | 0 | 0 | 0 | 0 | 0 | 0 | 0 | 0 | 0 | 0 | 0 | 0 | 0 | 0 | 0 | 0 | 0 | 0 | 0 | 0 | 0 | 0 | 0 | 0 | 0 | 0 | 0 | 0 | 0 | 0 | 0 | 0 | 0 | 0 | 0 | 0 | 0 | 0 | 0 | 0 | 0 | 0 | 0 | 0 | 0 | 0 | 0 | 0 | 0 | 0 | 0 | 0 | 0 | 0 | 0 | 0 | 0 | 0 | 0 | 0 | 0 | 0 | 0 | 0 | 0 | 0 | 0 | 0 | 0 | 0 | 0 | 0 | 0 | 0 | 0 | 0 | 0 | 0 | 0 | 0 | 0 | 0 | 0 | 0 | 0 | 0 | 0 | 0 | 0 | 0 | 0 | 0 | 0 | 0 | 0 | 0 | 0 | 0 | 0 | 0 | 0 | 0 | 0 | 0 | 0 | 0 | 0 | 0 | 0 | 0 | 0 | 0 | 0 | 0 | 0 | 0 | 0 | 0 | 0 | 0 | 0 | 0 | 0 | 0 | 0 | 0 | 0 | 0 | 0 | 0 | 0 | 0 | 0 | 0 | 0 | 0 | 0 | 0 | 0 | 0 | 0 | 0 | 0 | 0 | 0 | 0 | 0 | 0 | 0 | 0 | 0 | 0 | 0 | 0 | 0 | 0 | 0 | 0 | 0 | 0 | 0 | 0 | 0 | 0 | 0 | 0 | 0 | 0 | 0 | 0 | 0 | 0 | 0 | 0 | 0 | 0 | 0 | 0 | 0 | 0 | 0 | 0 | 0 | 0 | 0 | 0 | 0 | 0 | 0 | 0 | 0 | 0 | 0 | 0 | 0 | 0 | 0 | 0 | 0 | 0 | 0 | 0 | 0 | 0 | 0 | 0 | 0 | 0 | 0 | 0 | 0 | 0 | 0 | 0 | 0 | 0 | 0 | 0 | 0 | 0 | 0 | 0 | 0 | 0 | 0 | 0 | 0 | 0 | 0 | 0 | 0 | 0 | 0 | 0 | 0 | 0 | 0 | 0 | 0 | 0 | 0 | 0 | 0 | 0 | 0 | 0 | 0 | 0 | 0 | 0 | 0 | 0 | 0 | 0 | 0 | 0 | 0 | 0 | 0 | 0 | 0 | 0 | 0 | 0 | 0 | 0 | 0 | 0 | 0 | 0 | 0 | 0 | 0 | 0 | 0 | 0 | 0 | 0 | 0 | 0 | 0 | 0 | 0 | 0 | 0 | 0 | 0 | 0 | 0 | 0 | 0 | 0 | 0 | 0 | 0 | 0 | 0 | 0 | 0 | 0 | 0 | 0 | 0 | 0 | 0 | 0 | 0 | 0 | 0 | 0 | 0 | 0 | 0 | 0 | 0 | 0 | 0 | 0 | 0 | 0 | 0 | 0 | 0 | 0 | 0 | 0 | 0 | 0 | 0 | 0 | 0 | 0 | 0 | 0 | 0 | 0 | 0 | 0 | 0 | 0 | 0 | 0 | 0 | 0 | 0 | 0 | 0 | 0 | 0 | 0 | 0 | 0 | 0 | 0 | 0 | 0 | 0 | 0 | 0 | 0 | 0 | 0 | 0 | 0 | 0 | 0 | 0 | 0 | 0 | 0 | 0 | 0 | 0 | 0 | 0 | 0 | 0 | 0 | 0 | 0 | 0 | 0 | 0 | 0 | 0 | 0 | 0 | 0 | 0 | 0 | 0 | 0 | 0 | 0 | 0 | 0 | 0 | 0 | 0 | 0 | 0 | 0 | 0 | 0 | 0 | 0 | 0 | 0 | 0 | 0 | 0 | 0 | 0 | 0 | 0 | 0 | 0 | 0 | 0 | 0 | 0 | 0 | 0 | 0 | 0 | 0 | 0 | 0 | 0 | 0 | 0 | 0 | 0 | 0 | 0 | 0 | 0 | 0 | 0 | 0 | 0 | 0 | 0 | 0 | 0 | 0 | 0 | 0 | 0 | 0 | 0 | 0 | 0 | 0 | 0 | 0 | 0 | 0 | 0 | 0 | 0 | 0 | 0 | 0 | 0 | 0 | 0 | 0 | 0 | 0 | 0 | 0 | 0 | 0 | 0 | 0 | 0 | 0 | 0 | 0 | 0 | 0 | 0 | 0 | 0 | 0 | 0 | 0 | 0 | 0 | 0 | 0 | 0 | 0 | 0 | 0 | 0 | 0 | 0 | 0 | 0 | 0 | 0 | 0 | 0 | 0 | 0 | 0 | 0 | 0 | 0 | 0 | 0 | 0 | 0 | 0 | 0 | 0 | 0 | 0 | 0 | 0 | 0 | 0 | 0 | 0 | 0 | 0 | 0 | 0 | 0 | 0 | 0 | 0 | 0 | 0 | 0 | 0 | 0 | 0 | 0 | 0 | 0 | 0 | 0 | 0 | 0 | 0 | 0 | 0 | 0 | 0 | 0 | 0 | 0 | 0 | 0 | 0 | 0 | 0 | 0 | 0 | 0 | 0 | 0 | 0 | 0 | 0 | 0 | 0 | 0 | 0 | 0 | 0 | 0 | 0 | 0 | 0 | 0 | 0 | 0 | 0 | 0 | 0 | 0 | 0 | 0 | 0 | 0 | 0 | 0 | 0 | 0 | 0 | 0 | 0 | 0 | 0 | 0 | 0 | 0 | 0 | 0 | 0 | 0 | 0 | 0 | 0 | 0 | 0 | 0 | 0 | 0 | 0 | 0 | 0 | 0 | 0 | 0 | 0 | 0 | 0 | 0 | 0 | 0 | 0 | 0 | 0 | 0 | 0 | 0 | 0 | 0 | 0 | 0 | 0 | 0 | 0 | 0 | 0 | 0 | 0 | 0 | 0 | 0 | 0 | 0 | 0 | 0 | 0 | 0 | 0 | 0 | 0 | 0 | 0 | 0 | 0 | 0 | 0 | 0 | 0 | 0 | 0 | 0 | 0 | 0 | 0 | 0 | 0 | 0 | 0 | 0 | 0 | 0 | 0 | 0 | 0 | 0 | 0 | 0 | 0 | 0 | 0 | 0 | 0 | 0 | 0 | 0 | 0 | 0 | 0 | 0 | 0 | 0 | 0 | 0 | 0 | 0 | 0 | 0 | 0 | 0 | 0 | 0 | 0 | 0 | 0 | 0 | 0 | 0 | 0 | 0 | 0 | 0 | 0 | 0 | 0 | 0 | 0 | 0 | 0 | 0 | 0 | 0 | 0 | 0 | 0 | 0 | 0 | 0 | 0 | 0 | 0 | 0 | 0 | 0 | 0 | 0 | 0 | 0 | 0 | 0 | 0 | 0 | 0 | 0 | 0 | 0 | 0 | 0 | 0 | 0 | 0 | 0 | 0 | 0 | 0 | 0 | 0 | 0 | 0 | 0 | 0 | 0 | 0 | 0 | 0 | 0 | 0 | 0 | 0 | 0 | 0 | 0 | 0 | 0 | 0 | 0 | 0 | 0 | 0 | 0 | 0 | 0 | 0 | 0 | 0 | 0 | 0 | 0 | 0 | 0 | 0 | 0 | 0 | 0 | 0 | 0 | 0 | 0 | 0 | 0 | 0 | 0 | 0 | 0 | 0 | 0 | 0 | 0 | 0 | 0 | 0 | 0 | 0 | 0 | 0 | 0 | 0 | 0 | 0 | 0 | 0 | 0 | 0 | 0 | 0 | 0 | 0 | 0 | 0 | 0 | 0 | 0 | 0 | 0 | 0 | 0 | 0 | 0 | 0 | 0 | 0 | 0 | 0 | 0 | 0 | 0 | 0 | 0 | 0 | 0 | 0 | 0 | 0 | 0 | 0 | 0 | 0 | 0 | 0 | 0 | 0 | 0 | 0 | 0 | 0 | 0 | 0 | 0 | 0 | 0 | 0 | 0 | 0 | 0 | 0 | 0 | 0 | 0 | 0 | 0 | 0 | 0 | 0 | 0 | 0 | 0 | 0 | 0 | 0 | 0 | 0 | 0 | 0 | 0 | 0 | 0 | 0 | 0 | 0 | 0 | 0 | 0 | 0 | 0 | 0 | 0 | 0 | 0 | 0 | 0 | 0 | 0 | 0 | 0 | 0 | 0 | 0 | 0 | 0 | 0 | 0 | 0 | 0 | 0 | 0 | 0 | 0 | 0 | 0 | 0 | 0 | 0 | 0 | 0 | 0 | 0 | 0 | 0 | 0 | 0 | 0 | 0 | 0 | 0 | 0 | 0 | 0 | 0 | 0 | 0 | 0 | 0 | 0 | 0 | 0 | 0 | 0 | 0 | 0 | 0 | 0 | 0 | 0 | 0 | 0 | 0 | 0 | 0 | 0 | 0 | 0 | 0 | 0 | 0 | 0 | 0 | 0 | 0 | 0 | 0 | 0 | 0 | 0 | 0 | 0 | 0 | 0 | 0 | 0 | 0 | 0 | 0 | 0 | 0 | 0 | 0 | 0 | 0 | 0 | 0 | 0 | 0 | 0 | 0 | 0 | 0 | 0 | 0 | 0 | 0 | 0 | 0 | 0 | 0 | 0 | 0 | 0 | 0 | 0 | 0 | 0 | 0 | 0 | 0 | 0 | 0 | 0 | 0 | 0 | 0 | 0 | 0 | 0 | 0 | 0 | 0 | 0 | 0 | 0 | 0 | 0 | 0 | 0 | 0 | 0 | 0 | 0 | 0 | 0 | 0 | 0 | 0 | 0 | 0 | 0 | 0 | 0 | 0 | 0 | 0 | 0 | 0 | 0 | 0 | 0 | 0 | 0 | 0 | 0 | 0 | 0 | 0 | 0 | 0 | 0 | 0 | 0 | 0 | 0 | 0 | 0 | 0 | 0 | 0 | 0 | 0 | 0 | 0 | 0 | 0 | 0 | 0 | 0 | 0 | 0 | 0 | 0 | 0 | 0 | 0 | 0 | 0 | 0 | 0 | 0 | 0 | 0 | 0 | 0 | 0 | 0 | 0 | 0 | 0 | 0 | 0 | 0 | 0 | 0 | 0 | 0 | 0 | 0 | 0 | 0 | 0 | 0 | 0 | 0 | 0 | 0 | 0 | 0 | 0 | 0 | 0 | 0 | 0 | 0 | 0 | 0 | 0 | 0 | 0 | 0 | 0 | 0 | 0 | 0 | 0 | 0 | 0 | 0 | 0 | 0 | 0 | 0 | 0 | 0 | 0 | 0 | 0 | 0 | 0 | 0 | 0 | 0 | 0 | 0 | 0 | 0 | 0 | 0 | 0 | 0 | 0 | 0 | 0 | 0 | 0 | 0 | 0 | 0 | 0 | 0 | 0 | 0 | 0 | 0 | 0 | 0 | 0 | 0 | 0 | 0 | 0 | 0 | 0 | 0 | 0 | 0 | 0 | 0 | 0 | 0 | 0 | 0 | 0 | 0 | 0 | 0 | 0 | 0 | 0 | 0 | 0 | 0 | 0 | 0 | 0 | 0 | 0 | 0 | 0 | 0 | 0 | 0 | 0 | 0 | 0 | 0 | 0 | 0 | 0 | 0 | 0 | 0 | 0 | 0 | 0 | 0 | 0 | 0 | 0 | 0 | 0 | 0 | 0 | 0 | 0 | 0 | 0 | 0 | 0 | 0 | 0 | 0 | 0 | 0 | 0 | 0 | 0 | 0 | 0 | 0 | 0 | 0 | 0 | 0 | 0 | 0 | 0 | 0 | 0 | 0 | 0 | 0 | 0 | 0 | 0 | 0 | 0 | 0 | 0 | 0 | 0 | 0 | 0 | 0 | 0 | 0 | 0 | 0 | 0 | 0 | 0 | 0 | 0 | 0 | 0 | 0 | 0 | 0 | 0 | 0 | 0 | 0 | 0 | 0 | 0 | 0 | 0 | 0 | 0 | 0 | 0 | 0 | 0 | 0 | 0 | 0 | 0 | 0 | 0 | 0 | 0 | 0 | 0 | 0 | 0 | 0 | 0 | 0 | 0 | 0 | 0 | 0 | 0 | 0 | 0 | 0 | 0 | 0 | 0 | 0 | 0 | 0 | 0 | 0 | 0 | 0 | 0 | 0 | 0 | 0 | 0 | 0 | 0 | 0 | 0 | 0 | 0 | 0 | 0 | 0 | 0 | 0 | 0 | 0 | 0 | 0 | 0 | 0 | 0 | 0 | 0 | 0 | 0 | 0 | 0 | 0 | 0 | 0 | 0 | 0 | 0 | 0 | 0 | 0 | 0 | 0 | 0 | 0 | 0 | 0 | 0 | 0 | 0 | 0 | 0 | 0 | 0 | 0 | 0 | 0 | 0 | 0 | 0 | 0 | 0 | 0 | 0 | 0 | 0 | 0 | 0 | 0 | 0 | 0 | 0 | 0 | 0 | 0 | 0 | 0 | 0 | 0 | 0 | 0 | 0 | 0 | 0 | 0 | 0 | 0 | 0 | 0 | 0 | 0 | 0 | 0 | 0 | 0 | 0 | 0 | 0 | 0 | 0 | 0 | 0 | 0 | 0 | 0 | 0 | 0 | 0 | 0 | 0 | 0 | 0 | 0 | 0 | 0 | 0 | 0 | 0 | 0 | 0 | 0 | 0 | 0 | 0 | 0 | 0 | 0 | 0 | 0 | 0 | 0 | 0 | 0 | 0 | 0 | 0 | 0 | 0 | 0 | 0 | 0 | 0 | 0 | 0 | 0 | 0 | 0 | 0 | 0 | 0 | 0 | 0 | 0 | 0 | 0 | 0 | 0 | 0 | 0 | 0 | 0 | 0 | 0 | 0 | 0 | 0 | 0 | 0 | 0 | 0 | 0 | 0 | 0 | 0 | 0 | 0 | 0 | 0 | 0 | 0 | 0 | 0 | 0 | 0 | 0 | 0 | 0 | 0 | 0 | 0 | 0 | 0 | 0 | 0 | 0 | 0 | 0 | 0 | 0 | 0 | 0 | 0 | 0 | 0 | 0 | 0 | 0 | 0 | 0 | 0 | 0 | 0 | 0 | 0 | 0 | 0 | 0 | 0 | 0 | 0 | 0 | 0 | 0 | 0 | 0 | 0 | 0 | 0 | 0 | 0 | 0 | 0 | 0 | 0 | 0 | 0 | 0 | 0 | 0 | 0 | 0 | 0 | 0 | 0 | 0 | 0 | 0 | 0 | 0 | 0 | 0 | 0 | 0 | 0 | 0 | 0 | 0 | 0 | 0 | 0 | 0 | 0 | 0 | 0 | 0 | 0 | 0 | 0 | 0 | 0 | 0 | 0 | 0 | 0 | 0 | 0 | 0 | 0 | 0 | 0 | 0 | 0 | 0 | 0 | 0 | 0 | 0 | 0 | 0 | 0 | 0 | 0 | 0 | 0 | 0 | 0 | 0 | 0 | 0 | 0 | 0 | 0 | 0 | 0 | 0 | 0 | 0 | 0 | 0 | 0 | 0 | 0 | 0 | 0 | 0 | 0 | 0 | 0 | 0 | 0 | 0 | 0 | 0 | 0 | 0 | 0 | 0 | 0 | 0 | 0 | 0 | 0 | 0 | 0 | 0 | 0 | 0 | 0 | 0 | 0 | 0 | 0 | 0 | 0 | 0 | 0 | 0 | 0 | 0 | 0 | 0 | 0 | 0 | 0 | 0 | 0 | 0 | 0 | 0 | 0 | 0 | 0 | 0 | 0 | 0 | 0 | 0 | 0 | 0 | 0 | 0 | 0 | 0 | 0 | 0 | 0 | 0 | 0 | 0 | 0 | 0 | 0 | 0 | 0 | 0 | 0 | 0 | 0 | 0 | 0 | 0 | 0 | 0 | 0 | 0 | 0 | 0 | 0 | 0 | 0 | 0 | 0 | 0 | 0 | 0 | 0 | 0 | 0 | 0 | 0 | 0 | 0 | 0 | 0 | 0 | 0 | 0 | 0 | 0 | 0 | 0 | 0 | 0 | 0 | 0 | 0 | 0 | 0 | 0 | 0 | 0 | 0 | 0 | 0 | 0 | 0 | 0 | 0 | 0 | 0 | 0 | 0 | 0 | 0 | 0 | 0 | 0 | 0 | 0 | 0 | 0 | 0 | 0 | 0 | 0 | 0 | 0 | 0 | 0 | 0 | 0 | 0 | 0 | 0 | 0 | 0 | 0 | 0 | 0 | 0 | 0 | 0 | 0 | 0 | 0 | 0 | 0 | 0 | 0 | 0 | 0 | 0 | 0 | 0 | 0 | 0 | 0 | 0 | 0 | 0 | 0 | 0 | 0 | 0 | 0 | 0 | 0 | 0 | 0 | 0 | 0 | 0 | 0 | 0 | 0 | 0 | 0 | 0 | 0 | 0 | 0 | 0 | 0 | 0 | 0 | 0 | 0 | 0 | 0 | 0 | 0 | 0 | 0 | 0 | 0 | 0 | 0 | 0 | 0 | 0 | 0 | 0 | 0 | 0 | 0 | 0 | 0 | 0 | 0 | 0 | 0 | 0 | 0 | 0 | 0 | 0 | 0 | 0 | 0 | 0 | 0 | 0 | 0 | 0 | 0 | 0 | 0 | 0 | 0 | 0 | 0 | 0 | 0 | 0 | 0 | 0 | 0 | 0 | 0 | 0 | 0 | 0 | 0 | 0 | 0 | 0 | 0 | 0 | 0 | 0 | 0 | 0 | 0 | 0 | 0 | 0 | 0 | 0 | 0 | 0 | 0 | 0 | 0 | 0 | 0 | 0 | 0 | 0 | 0 | 0 | 0 | 0 | 0 | 0 | 0 | 0 | 0 | 0 | 0 | 0 | 0 | 0 | 0 | 0 | 0 | 0 | 0 | 0 | 0 | 0 | 0 | 0 | 0 | 0 | 0 | 0 | 0 | 0 | 0 | 0 | 0 | 0 | 0 | 0 | 0 | 0 | 0 | 0 | 0 | 0 | 0 | 0 | 0 | 0 | 0 | 0 | 0 | 0 | 0 | 0 | 0 | 0 | 0 | 0 | 0 | 0 | 0 | 0 | 0 | 0 | 0 | 0 | 0 | 0 | 0 | 0 | 0 | 0 | 0 | 0 | 0 | 0 | 0 | 0 | 0 | 0 | 0 | 0 | 0 | 0 | 0 | 0 | 0 | 0 | 0 | 0 | 0 | 0 | 0 | 0 | 0 | 0 | 0 | 0 | 0 | 0 | 0 | 0 | 0 | 0 | 0 | 0 | 0 | 0 | 0 | 0 | 0 | 0 | 0 | 0 | 0 | 0 | 0 | 0 | 0 | 0 | 0 | 0 | 0 | 0 | 0 | 0 | 0 | 0 | 0 | 0 | 0 | 0 | 0 | 0 | 0 | 0 | 0 | 0 | 0 | 0 | 0 | 0 | 0 | 0 | 0 | 0 | 0 | 0 | 0 | 0 | 0 | 0 | 0 | 0 | 0 | 0 | 0 | 0 | 0 | 0 | 0 | 0 | 0 | 0 | 0 | 0 | 0 | 0 | 0 | 0 | 0 | 0 | 0 | 0 | 0 | 0 | 0 | 0 | 0 | 0 | 0 | 0 | 0 | 0 | 0 | 0 | 0 | 0 | 0 | 0 | 0 | 0 | 0 | 0 | 0 | 0 | 0 | 0 | 0 | 0 | 0 | 0 | 0 | 0 | 0 | 0 | 0 | 0 | 0 | 0 | 0 | 0 | 0 | 0 | 0 | 0 | 0 | 0 | 0 | 0 | 0 | 0 | 0 | 0 | 0 | 0 | 0 | 0 | 0 | 0 | 0 | 0 | 0 | 0 | 0 | 0 | 0 | 0 | 0 | 0 | 0 | 0 | 0 | 0 | 0 | 0 | 0 | 0 | 0 | 0 | 0 | 0 | 0 | 0 | 0 | 0 | 0 | 0 | 0 | 0 | 0 | 0 | 0 | 0 | 0 | 0 | 0 | 0 | 0 | 0 | 0 | 0 | 0 | 0 | 0 | 0 | 0 | 0 | 0 | 0 | 0 | 0 | 0 | 0 | 0 | 0 | 0 | 0 | 0 | 0 | 0 | 0 | 0 | 0 | 0 | 0 | 0 | 0 | 0 | 0 | 0 | 0 | 0 | 0 | 0 | 0 | 0 | 0 | 0 | 0 | 0 | 0 | 0 | 0 | 0 | 0 | 0 | 0 | 0 | 0 | 0 | 0 | 0 | 0 | 0 | 0 | 0 | 0 | 0 | 0 | 0 | 0 | 0 | 0 | 0 | 0 | 0 | 0 | 0 | 0 | 0 | 0 | 0 | 0 | 0 | 0 | 0 | 0 | 0 | 0 | 0 | 0 | 0 | 0 | 0 | 0 | 0 | 0 | 0 | 0 | 0 | 0 | 0 | 0 | 0 | 0 | 0 | 0 | 0 | 0 | 0 | 0 | 0 | 0 | 0 | 0 | 0 | 0 | 0 | 0 | 0 | 0 | 0 | 0 | 0 | 0 | 0 | 0 | 0 | 0 | 0 | 0 | 0 | 0 | 0 | 0 | 0 | 0 | 0 | 0 | 0 | 0 | 0 | 0 | 0 | 0 | 0 | 0 | 0 | 0 | 0 | 0 | 0 | 0 | 0 | 0 | 0 | 0 | 0 | 0 | 0 | 0 | 0 | 0 | 0 | 0 | 0 | 0 | 0 | 0 | 0 | 0 | 0 | 0 | 0 | 0 | 0 | 0 | 0 | 0 | 0 | 0 | 0 | 0 | 0 | 0 | 0 | 0 | 0 | 0 | 0 | 0 | 0 | 0 | 0 | 0 | 0 | 0 | 0 | 0 | 0 | 0 | 0 | 0 | 0 | 0 | 0 | 0 | 0 | 0 | 0 | 0 | 0 | 0 | 0 | 0 | 0 | 0 | 0 | 0 | 0 | 0 | 0 | 0 | 0 | 0 | 0 | 0 | 0 | 0 | 0 | 0 | 0 | 0 | 0 | 0 | 0 | 0 | 0 | 0 | 0 | 0 | 0 | 0 | 0 | 0 | 0 | 0 | 0 | 0 | 0 | 0 | 0 | 0 | 0 | 0 | 0 | 0 | 0 | 0 | 0 | 0 | 0 | 0 | 0 | 0 | 0 | 0 | 0 | 0 | 0 | 0 | 0 | 0 | 0 | 0 | 0 | 0 | 0 | 0 | 0 | 0 | 0 | 0 | 0 | 0 | 0 | 0 | 0 | 0 | 0 | 0 | 0 | 0 | 0 | 0 | 0 | 0 | 0 | 0 | 0 | 0 | 0 | 0 | 0 | 0 | 0 | 0 | 0 | 0 | 0 | 0 | 0 | 0 | 0 | 0 | 0 | 0 | 0 | 0 | 0 | 0 | 0 | 0 | 0 | 0 | 0 | 0 | 0 | 0 | 0 | 0 | 0 | 0 | 0 | 0 | 0 | 0 | 0 | 0 | 0 | 0 | 0 | 0 | 0 | 0 | 0 | 0 | 0 | 0 | 0 | 0 | 0 | 0 | 0 | 0 | 0 | 0 | 0 | 0 | 0 | 0 | 0 | 0 | 0 | 0 | 0 | 0 | 0 | 0 | 0 | 0 | 0 | 0 | 0 | 0 | 0 | 0 | 0 | 0 | 0 | 0 | 0 | 0 | 0 | 0 | 0 | 0 | 0 | 0 | 0 | 0 | 0 | 0 | 0 | 0 | 0 | 0 | 0 | 0 | 0 | 0 | 0 | 0 | 0 | 0 | 0 | 0 | 0 | 0 | 0 | 0 | 0 | 0 | 0 | 0 | 0 | 0 | 0 | 0 | 0 | 0 | 0 | 0 | 0 | 0 | 0 | 0 | 0 | 0 | 0 | 0 | 0 | 0 | 0 | 0 | 0 | 0 | 0 | 0 | 0 | 0 | 0 | 0 | 0 | 0 | 0 | 0 | 0 | 0 | 0 | 0 | 0 | 0 | 0 | 0 | 0 | 0 | 0 | 0 | 0 | 0 | 0 | 0 | 0 | 0 | 0 | 0 | 0 | 0 | 0 | 0 | 0 | 0 | 0 | 0 | 0 | 0 | 0 | 0 | 0 | 0 | 0 | 0 | 0 | 0 | 0 | 0 | 0 | 0 | 0 | 0 | 0 | 0 | 0 | 0 | 0 | 0 | 0 | 0 | 0 | 0 | 0 | 0 | 0 | 0 | 0 | 0 | 0 | 0 | 0 | 0 | 0 | 0 | 0 | 0 | 0 | 0 | 0 | 0 | 0 | 0 | 0 | 0 | 0 | 0 | 0 | 0 | 0 | 0 | 0 | 0 | 0 | 0 | 0 | 0 | 0 | 0 | 0 | 0 | 0 | 0 | 0 | 0 | 0 | 0 | 0 | 0 | 0 | 0 | 0 | 0 | 0 | 0 | 0 | 0 | 0 | 0 | 0 | 0 | 0 | 0 | 0 | 0 | 0 | 0 | 0 | 0 | 0 | 0 | 0 | 0 | 0 | 0 | 0 | 0 | 0 | 0 | 0 | 0 | 0 | 0 | 0 | 0 | 0 | 0 | 0 | 0 | 0 | 0 | 0 | 0 | 0 | 0 | 0 | 0 | 0 | 0 | 0 | 0 | 0 | 0 | 0 | 0 | 0 | 0 | 0 | 0 | 0 | 0 | 0 | 0 | 0 | 0 | 0 | 0 | 0 | 0 | 0 | 0 | 0 | 0 | 0 | 0 | 0 | 0 | 0 | 0 | 0 | 0 | 0 | 0 | 0 | 0 | 0 | 0 | 0 | 0 | 0 | 0 | 0 | 0 | 0 | 0 | 0 | 0 | 0 | 0 | 0 | 0 | 0 | 0 | 0 | 0 | 0 | 0 | 0 | 0 | 0 | 0 | 0 | 0 | 0 | 0 | 0 | 0 | 0 | 0 | 0 | 0 | 0 | 0 | 0 | 0 | 0 | 0 | 0 | 0 | 0 | 0 | 0 | 0 | 0 | 0 | 0 | 0 | 0 | 0 | 0 | 0 | 0 | 0 | 0 | 0 | 0 | 0 | 0 | 0 | 0 | 0 | 0 | 0 | 0 | 0 | 0 | 0 | 0 | 0 | 0 | 0 | 0 | 0 | 0 | 0 | 0 | 0 | 0 | 0 | 0 | 0 | 0 | 0 | 0 | 0 | 0 | 0 | 0 | 0 | 0 | 0 | 0 | 0 | 0 | 0 | 0 | 0 | 0 | 0 | 0 | 0 | 0 | 0 | 0 | 0 | 0 | 0 | 0 | 0 | 0 | 0 | 0 | 0 | 0 | 0 | 0 | 0 | 0 | 0 | 0 | 0 | 0 | 0 | 0 | 0 | 0 | 0 | 0 | 0 | 0 | 0 | 0 | 0 | 0 | 0 | 0 | 0 | 0 | 0 | 0 | 0 | 0 | 0 | 0 | 0 | 0 | 0 | 0 | 0 | 0 | 0 | 0 | 0 | 0 | 0 | 0 | 0 | 0 | 0 | 0 | 0 | 0 | 0 | 0 | 0 | 0 | 0 | 0 | 0 | 0 | 0 | 0 | 0 | 0 | 0 | 0 | 0 | 0 | 0 | 0 | 0 | 0 | 0 | 0 | 0 | 0 | 0 | 0 | 0 | 0 | 0 | 0 | 0 | 0 | 0 | 0 | 0 | 0 | 0 | 0 | 0 | 0 | 0 | 0 | 0 | 0 | 0 | 0 | 0 | 0 | 0 | 0 | 0 | 0 | 0 | 0 | 0 | 0 | 0 | 0 | 0 | 0 | 0 | 0 | 0 | 0 | 0 | 0 | 0 | 0 | 0 | 0 | 0 | 0 | 0 | 0 | 0 | 0 | 0 | 0 | 0 | 0 | 0 | 0 | 0 | 0 | 0 | 0 | 0 | 0 | 0 | 0 | 0 | 0 | 0 | 0 | 0 | 0 | 0 | 0 | 0 | 0 | 0 | 0 | 0 | 0 | 0 | 0 | 0 | 0 | 0 | 0 | 0 | 0 | 0 | 0 | 0 | 0 | 0 | 0 | 0 | 0 | 0 | 0 | 0 | 0 | 0 | 0 | 0 | 0 | 0 | 0 | 0 | 0 | 0 | 0 | 0 | 0 | 0 | 0 | 0 | 0 | 0 | 0 | 0 | 0 | 0 | 0 | 0 | 0 | 0 | 0 | 0 | 0 | 0 | 0 | 0 | 0 | 0 | 0 | 0 | 0 | 0 | 0 | 0 | 0 | 0 | 0 | 0 | 0 | 0 | 0 | 0 | 0 | 0 | 0 | 0 | 0 | 0 | 0 | 0 | 0 | 0 | 0 | 0 | 0 | 0 | 0 | 0 | 0 | 0 | 0 | 0 | 0 | 0 | 0 | 0 | 0 | 0 | 0 | 0 | 0 | 0 | 0 | 0 | 0 | 0 | 0 | 0 | 0 | 0 | 0 | 0 | 0 | 0 | 0 | 0 | 0 | 0 | 0 | 0 | 0 | 0 | 0 | 0 | 0 | 0 | 0 | 0 | 0 | 0 | 0 | 0 | 0 | 0 | 0 | 0 | 0 | 0 | 0 | 0 | 0 | 0 | 0 | 0 | 0 | 0 | 0 | 0 | 0 | 0 | 0 | 0 | 0 | 0 | 0 | 0 | 0 | 0 | 0 | 0 | 0 | 0 | 0 | 0 | 0 | 0 | 0 | 0 | 0 | 0 | 0 | 0 | 0 | 0 | 0 | 0 | 0 | 0 | 0 | 0 | 0 | 0 | 0 | 0 | 0 | 0 | 0 | 0 | 0 | 0 | 0 | 0 | 0 | 0 | 0 | 0 | 0 | 0 | 0 | 0 | 0 | 0 | 0 | 0 | 0 | 0 | 0 | 0 | 0 | 0 | 0 | 0 | 0 | 0 | 0 | 0 | 0 | 0 | 0 | 0 | 0 | 0 | 0 | 0 | 0 | 0 | 0 | 0 | 0 | 0 | 0 | 0 | 0 | 0 | 0 | 0 | 0 | 0 | 0 | 0 | 0 | 0 | 0 | 0 | 0 | 0 | 0 | 0 | 0 | 0 | 0 | 0 | 0 | 0 | 0 | 0 | 0 | 0 | 0 | 0 | 0 | 0 | 0 | 0 | 0 | 0 | 0 | 0 | 0 | 0 | 0 | 0 | 0 | 0 | 0 | 0 | 0 | 0 | 0 | 0 | 0 | 0 | 0 | 0 | 0 | 0 | 0 | 0 | 0 | 0 | 0 | 0 | 0 | 0 | 0 | 0 | 0 | 0 | 0 | 0 | 0 | 0 | 0 | 0 | 0 | 0 | 0 | 0 | 0 | 0 | 0 | 0 | 0 | 0 | 0 | 0 | 0 | 0 | 0 | 0 | 0 | 0 | 0 | 0 | 0 | 0 | 0 | 0 | 0 | 0 | 0 | 0 | 0 | 0 | 0 | 0 | 0 | 0 | 0 | 0 | 0 | 0 | 0 | 0 | 0 | 0 | 0 | 0 | 0 | 0 | 0 | 0 | 0 | 0 | 0 | 0 | 0 | 0 | 0 | 0 | 0 | 0 | 0 | 0 | 0 | 0 | 0 | 0 | 0 | 0 | 0 | 0 | 0 | 0 | 0 | 0 | 0 | 0 | 0 | 0 | 0 | 0 | 0 | 0 | 0 | 0 | 0 | 0 | 0 | 0 | 0 | 0 | 0 | 0 | 0 | 0 | 0 | 0 | 0 | 0 | 0 | 0 | 0 | 0 | 0 | 0 | 0 | 0 | 0 | 0 | 0 | 0 | 0 | 0 | 0 | 0 | 0 | 0 | 0 | 0 | 0 | 0 | 0 | 0 | 0 | 0 | 0 | 0 | 0 | 0 | 0 | 0 | 0 | 0 | 0 | 0 | 0 | 0 | 0 | 0 | 0 | 0 | 0 | 0 | 0 | 0 | 0 | 0 | 0 | 0 | 0 | 0 | 0 | 0 | 0 | 0 | 0 | 0 | 0 | 0 | 0 | 0 | 0 | 0 | 0 | 0 | 0 | 0 | 0 | 0 | 0 | 0 | 0 | 0 | 0 | 0 | 0 | 0 | 0 | 0 | 0 | 0 | 0 | 0 | 0 | 0 | 0 | 0 | 0 | 0 | 0 | 0 | 0 | 0 | 0 | 0 | 0 | 0 | 0 | 0 | 0 | 0 | 0 | 0 | 0 | 0 | 0 | 0 | 0 | 0 | 0 | 0 | 0 | 0 | 0 | 0 | 0 | 0 | 0 | 0 | 0 | 0 | 0 | 0 | 0 | 0 | 0 | 0 | 0 | 0 | 0 | 0 | 0 | 0 | 0 | 0 | 0 | 0 | 0 | 0 | 0 | 0 | 0 | 0 | 0 | 0 | 0 | 0 | 0 | 0 | 0 | 0 | 0 | 0 | 0 | 0 | 0 | 0 | 0 | 0 | 0 | 0 | 0 | 0 | 0 | 0 | 0 | 0 | 0 | 0 | 0 | 0 | 0 | 0 | 0 | 0 | 0 | 0 | 0 | 0 | 0 | 0 | 0 | 0 | 0 | 0 | 0 | 0 | 0 | 0 | 0 | 0 | 0 | 0 | 0 | 0 | 0 | 0 | 0 | 0 | 0 | 0 | 0 | 0 | 0 | 0 | 0 | 0 | 0 | 0 | 0 | 0 | 0 | 0 | 0 | 0 | 0 | 0 | 0 | 0 | 0 | 0 | 0 | 0 | 0 | 0 | 0 | 0 | 0 | 0 | 0 | 0 | 0 | 0 | 0 | 0 | 0 | 0 | 0 | 0 | 0 | 0 | 0 | 0 | 0 | 0 | 0 | 0 | 0 | 0 | 0 | 0 | 0 | 0 | 0 | 0 | 0 | 0 | 0 | 0 | 0 | 0 | 0 | 0 | 0 | 0 | 0 | 0 | 0 | 0 | 0 | 0 | 0 | 0 | 0 | 0 | 0 | 0 | 0 | 0 | 0 | 0 | 0 | 0 | 0 | 0 | 0 | 0 | 0 | 0 | 0 | 0 | 0 | 0 | 0 | 0 | 0 | 0 | 0 | 0 | 0 | 0 | 0 | 0 | 0 | 0 | 0 | 0 | 0 | 0 | 0 | 0 | 0 | 0 | 0 | 0 | 0 | 0 | 0 | 0 | 0 | 0 | 0 | 0 | 0 | 0 | 0 | 0 | 0 | 0 | 0 | 0 | 0 | 0 | 0 | 0 | 0 | 0 | 0 | 0 | 0 | 0 | 0 | 0 | 0 | 0 | 0 | 0 | 0 | 0 | 0 | 0 | 0 | 0 | 0 | 0 | 0 | 0 | 0 | 0 | 0 | 0 | 0 | 0 | 0 | 0 | 0 | 0 | 0 | 0 | 0 | 0 | 0 | 0 | 0 | 0 | 0 | 0 | 0 | 0 | 0 | 0 | 0 | 0 | 0 | 0 | 0 | 0 | 0 | 0 | 0 | 0 | 0 | 0 | 0 | 0 | 0 | 0 | 0 | 0 | 0 | 0 | 0 | 0 | 0 | 0 | 0 | 0 | 0 | 0 | 0 | 0 | 0 | 0 | 0 | 0 | 0 | 0 | 0 | 0 | 0 | 0 | 0 | 0 | 0 | 0 | 0 | 0 | 0 | 0 | 0 | 0 | 0 | 0 | 0 | 0 | 0 | 0 | 0 | 0 | 0 | 0 | 0 | 0 | 0 | 0 | 0 | 0 | 0 | 0 | 0 | 0 | 0 | 0 | 0 | 0 | 0 | 0 | 0 | 0 | 0 | 0 | 0 | 0 | 0 | 0 | 0 | 0 | 0 | 0 | 0 | 0 | 0 | 0 | 0 | 0 | 0 | 0 | 0 | 0 | 0 | 0 | 0 | 0 | 0 | 0 | 0 | 0 | 0 | 0 | 0 | 0 | 0 | 0 | 0 | 0 | 0 | 0 | 0 | 0 | 0 | 0 | 0 | 0 | 0 | 0 | 0 | 0 | 0 | 0 | 0 | 0 | 0 | 0 | 0 | 0 | 0 | 0 | 0 | 0 | 0 | 0 | 0 | 0 | 0 | 0 | 0 | 0 | 0 | 0 | 0 | 0 | 0 | 0 | 0 | 0 | 0 | 0 | 0 | 0 | 0 | 0 | 0 | 0 | 0 | 0 | 0 | 0 | 0 | 0 | 0 | 0 | 0 | 0 | 0 | 0 | 0 | 0 | 0 | 0 | 0 | 0 | 0 | 0 | 0 | 0 | 0 | 0 | 0 | 0 | 0 | 0 | 0 | 0 | 0 | 0 | 0 | 0 | 0 | 0 | 0 | 0 | 0 | 0 | 0 | 0 | 0 | 0 | 0 | 0 | 0 | 0 | 0 | 0 | 0 | 0 | 0 | 0 | 0 | 0 | 0 | 0 | 0 | 0 | 0 | 0 | 0 | 0 | 0 | 0 | 0 | 0 | 0 | 0 | 0 | 0 | 0 | 0 | 0 | 0 | 0 | 0 | 0 | 0 | 0 | 0 | 0 | 0 | 0 | 0 | 0 | 0 | 0 | 0 | 0 | 0 | 0 | 0 | 0 | 0 | 0 | 0 | 0 | 0 | 0 | 0 | 0 | 0 | 0 | 0 | 0 | 0 | 0 | 0 | 0 | 0 | 0 | 0 | 0 | 0 | 0 | 0 | 0 | 0 | 0 | 0 | 0 | 0 | 0 | 0 | 0 | 0 | 0 | 0 | 0 | 0 | 0 | 0 | 0 | 0 | 0 | 0 | 0 | 0 | 0 | 0 | 0 | 0 | 0 | 0 | 0 | 0 | 0 | 0 | 0 | 0 | 0 | 0 | 0 | 0 | 0 | 0 | 0 | 0 | 0 | 0 | 0 | 0 | 0 | 0 | 0 | 0 | 0 | 0 | 0 | 0 | 0 | 0 | 0 | 0 | 0 | 0 | 0 | 0 | 0 | 0 | 0 | 0 | 0 | 0 | 0 | 0 | 0 | 0 | 0 | 0 | 0 | 0 | 0 | 0 | 0 | 0 | 0 | 0 | 0 | 0 | 0 | 0 | 0 | 0 | 0 | 0 | 0 | 0 | 0 | 0 | 0 | 0 | 0 | 0 | 0 | 0 | 0 | 0 | 0 | 0 | 0 | 0 | 0 | 0 | 0 | 0 | 0 | 0 | 0 | 0 | 0 | 0 | 0 | 0 | 0 | 0 | 0 | 0 | 0 | 0 | 0 | 0 | 0 | 0 | 0 | 0 | 0 | 0 | 0 | 0 | 0 | 0 | 0 | 0 | 0 | 0 | 0 | 0 | 0 | 0 | 0 | 0 | 0 | 0 | 0 | 0 | 0 | 0 | 0 | 0 | 0 | 0 | 0 | 0 | 0 | 0 | 0 | 0 | 0 | 0 | 0 | 0 | 0 | 0 | 0 | 0 | 0 | 0 | 0 | 0 | 0 | 0 | 0 | 0 | 0 | 0 | 0 | 0 | 0 | 0 | 0 | 0 | 0 | 0 | 0 | 0 | 0 | 0 | 0 | 0 | 0 | 0 | 0 | 0 | 0 | 0 | 0 | 0 | 0 | 0 | 0 | 0 | 0 | 0 | 0 | 0 | 0 | 0 | 0 | 0 | 0 | 0 | 0 | 0 | 0 | 0 | 0 | 0 | 0 | 0 | 0 | 0 | 0 | 0 | 0 | 0 | 0 | 0 | 0 | 0 | 0 | 0 | 0 | 0 | 0 | 0 | 0 | 0 | 0 | 0 | 0 | 0 | 0 | 0 | 0 | 0 | 0 | 0 | 0 | 0 | 0 | 0 | 0 | 0 | 0 | 0 | 0 | 0 | 0 | 0 | 0 | 0 | 0 | 0 | 0 | 0 | 0 | 0 | 0 | 0 | 0 | 0 | 0 | 0 | 0 | 0 | 0 | 0 | 0 | 0 | 0 | 0 | 0 | 0 | 0 | 0 | 0 | 0 | 0 | 0 | 0 | 0 | 0 | 0 | 0 | 0 | 0 | 0 | 0 | 0 | 0 | 0 | 0 | 0 | 0 | 0 | 0 | 0 | 0 | 0 | 0 | 0 | 0 | 0 | 0 | 0 | 0 | 0 | 0 | 0 | 0 | 0 | 0 | 0 | 0 | 0 | 0 | 0 | 0 | 0 | 0 | 0 | 0 | 0 | 0 | 0 | 0 | 0 | 0 | 0 | 0 | 0 | 0 | 0 | 0 | 0 | 0 | 0 | 0 | 0 | 0 | 0 | 0 | 0 | 0 | 0 | 0 | 0 | 0 | 0 | 0 | 0 | 0 | 0 | 0 | 0 | 0 | 0 | 0 | 0 | 0 | 0 | 0 | 0 | 0 | 0 | 0 | 0 | 0 | 0 | 0 | 0 | 0 | 0 | 0 | 0 | 0 | 0 | 0 | 0 | 0 | 0 | 0 | 0 | 0 | 0 | 0 | 0 | 0 | 0 | 0 | 0 | 0 | 0 | 0 | 0 | 0 | 0 | 0 | 0 | 0 | 0 | 0 | 0 | 0 | 0 | 0 | 0 | 0 | 0 | 0 | 0 | 0 | 0 | 0 | 0 | 0 | 0 | 0 | 0 | 0 | 0 | 0 | 0 | 0 | 0 | 0 | 0 | 0 | 0 | 0 | 0 | 0 | 0 | 0 | 0 | 0 | 0 | 0 | 0 | 0 | 0 | 0 | 0 | 0 | 0 | 0 | 0 | 0 | 0 | 0 | 0 | 0 | 0 | 0 | 0 | 0 | 0 | 0 | 0 | 0 | 0 | 0 | 0 | 0 | 0 | 0 | 0 | 0 | 0 | 0 | 0 | 0 | 0 | 0 | 0 | 0 | 0 | 0 | 0 | 0 | 0 | 0 | 0 | 0 | 0 | 0 | 0 | 0 | 0 | 0 | 0 | 0 | 0 | 0 | 0 | 0 | 0 | 0 | 0 | 0 | 0 | 0 | 0 | 0 | 0 | 0 | 0 | 0 | 0 | 0 | 0 | 0 | 0 | 0 | 0 | 0 | 0 | 0 | 0 | 0 | 0 | 0 | 0 | 0 | 0 | 0 | 0 | 0 | 0 | 0 | 0 | 0 | 0 | 0 | 0 | 0 | 0 | 0 | 0 | 0 | 0 | 0 | 0 | 0 | 0 | 0 | 0 | 0 | 0 | 0 | 0 | 0 | 0 | 0 | 0 | 0 | 0 | 0 | 0 | 0 | 0 | 0 | 0 | 0 | 0 | 0 | 0 | 0 | 0 | 0 | 0 | 0 | 0 | 0 | 0 | 0 | 0 | 0 | 0 | 0 | 0 | 0 | 0 | 0 | 0 | 0 | 0 | 0 | 0 | 0 | 0 | 0 | 0 | 0 | 0 | 0 | 0 | 0 | 0 | 0 | 0 | 0 | 0 | 0 | 0 | 0 | 0 | 0 | 0 | 0 | 0 | 0 | 0 | 0 | 0 | 0 | 0 | 0 | 0 | 0 | 0 | 0 | 0 | 0 | 0 | 0 | 0 | 0 | 0 | 0 | 0 | 0 | 0 | 0 | 0 | 0 | 0 | 0 | 0 | 0 | 0 | 0 | 0 | 0 | 0 | 0 | 0 | 0 | 0 | 0 | 0 | 0 | 0 | 0 | 0 | 0 | 0 | 0 | 0 | 0 | 0 | 0 | 0 | 0 | 0 | 0 | 0 | 0 | 0 | 0 | 0 | 0 | 0 | 0 | 0 | 0 | 0 | 0 | 0 | 0 | 0 | 0 | 0 | 0 | 0 | 0 | 0 | 0 | 0 | 0 | 0 | 0 | 0 | 0 | 0 | 0 | 0 | 0 | 0 | 0 | 0 | 0 | 0 | 0 | 0 | 0 | 0 | 0 | 0 | 0 | 0 | 0 | 0 | 0 | 0 | 0 | 0 | 0 | 0 | 0 | 0 | 0 | 0 | 0 | 0 | 0 | 0 | 0 | 0 | 0 | 0 | 0 | 0 | 0 | 0 | 0 | 0 | 0 | 0 | 0 | 0 | 0 | 0 | 0 | 0 | 0 | 0 | 0 | 0 | 0 | 0 | 0 | 0 | 0 | 0 | 0 | 0 | 0 | 0 | 0 | 0 | 0 | 0 | 0 | 0 | 0 | 0 | 0 | 0 | 0 | 0 | 0 | 0 | 0 | 0 | 0 | 0 | 0 | 0 | 0 | 0 | 0 | 0 | 0 | 0 | 0 | 0 | 0 | 0 | 0 | 0 | 0 | 0 | 0 | 0 | 0 | 0 | 0 | 0 | 0 | 0 | 0 | 0 | 0 | 0 | 0 | 0 | 0 | 0 | 0 | 0 | 0 | 0 | 0 | 0 | 0 | 0 | 0 | 0 | 0 | 0 | 0 | 0 | 0 | 0 | 0 | 0 | 0 | 0 | 0 | 0 | 0 | 0 | 0 | 0 | 0 | 0 | 0 | 0 | 0 | 0 | 0 | 0 | 0 | 0 | 0 | 0 | 0 | 0 | 0 | 0 | 0 | 0 | 0 | 0 | 0 | 0 | 0 | 0 | 0 | 0 | 0 | 0 | 0 | 0 | 0 | 0 | 0 | 0 | 0 | 0 | 0 | 0 | 0 | 0 | 0 | 0 | 0 | 0 | 0 | 0 | 0 | 0 | 0 | 0 | 0 | 0 | 0 | 0 | 0 | 0 | 0 | 0 | 0 | 0 | 0 | 0 | 0 | 0 | 0 | 0 | 0 | 0 | 0 | 0 | 0 | 0 | 0 | 0 | 0 | 0 | 0 | 0 | 0 | 0 | 0 | 0 | 0 | 0 | 0 | 0 | 0 | 0 | 0 | 0 | 0 | 0 | 0 | 0 | 0 | 0 | 0 | 0 | 0 | 0 | 0 | 0 | 0 | 0 | 0 | 0 | 0 | 0 | 0 | 0 | 0 | 0 | 0 | 0 | 0 | 0 | 0 | 0 | 0 | 0 | 0 | 0 | 0 | 0 | 0 | 0 | 0 | 0 | 0 | 0 | 0 | 0 | 0 | 0 | 0 | 0 | 0 | 0 | 0 | 0 | 0 | 0 | 0 | 0 | 0 | 0 | 0 | 0 | 0 | 0 | 0 | 0 | 0 | 0 | 0 | 0 | 0 | 0 | 0 | 0 | 0 | 0 | 0 | 0 | 0 | 0 | 0 | 0 | 0 | 0 | 0 | 0 | 0 | 0 | 0 | 0 | 0 | 0 | 0 | 0 | 0 | 0 | 0 | 0 | 0 | 0 | 0 | 0 | 0 | 0 | 0 | 0 | 0 | 0 | 0 | 0 | 0 | 0 | 0 | 0 | 0 | 0 | 0 | 0 | 0 | 0 | 0 | 0 | 0 | 0 | 0 | 0 | 0 | 0 | 0 | 0 | 0 | 0 | 0 | 0 | 0 | 0 | 0 | 0 | 0 | 0 | 0 | 0 | 0 | 0 | 0 | 0 | 0 | 0 | 0 | 0 | 0 | 0 | 0 | 0 | 0 | 0 | 0 | 0 | 0 | 0 | 0 | 0 | 0 | 0 | 0 | 0 | 0 | 0 | 0 | 0 | 0 | 0 | 0 | 0 | 0 | 0 | 0 | 0 | 0 | 0 | 0 | 0 | 0 | 0 | 0 | 0 | 0 | 0 | 0 | 0 | 0 | 0 | 0 | 0 | 0 | 0 | 0 | 0 | 0 | 0 | 0 | 0 | 0 | 0 | 0 | 0 | 0 | 0 | 0 | 0 | 0 | 0 | 0 | 0 | 0 | 0 | 0 | 0 | 0 | 0 | 0 | 0 | 0 | 0 | 0 | 0 | 0 | 0 | 0 | 0 | 0 | 0 | 0 | 0 | 0 | 0 | 0 | 0 | 0 | 0 | 0 | 0 | 0 | 0 | 0 | 0 | 0 | 0 | 0 | 0 | 0 | 0 | 0 | 0 | 0 | 0 | 0 | 0 | 0 | 0 | 0 | 0 | 0 | 0 | 0 | 0 | 0 | 0 | 0 | 0 | 0 | 0 | 0 | 0 | 0 | 0 | 0 | 0 | 0 | 0 | 0 | 0 | 0 | 0 | 0 | 0 | 0 | 0 | 0 | 0 | 0 | 0 | 0 | 0 | 0 | 0 | 0 | 0 | 0 | 0 | 0 | 0 | 0 | 0 | 0 | 0 | 0 | 0 | 0 | 0 | 0 | 0 | 0 | 0 | 0 | 0 | 0 | 0 | 0 | 0 | 0 | 0 | 0 | 0 | 0 | 0 | 0 | 0 | 0 | 0 | 0 | 0 | 0 | 0 | 0 | 0 | 0 | 0 | 0 | 0 | 0 | 0 | 0 | 0 | 0 | 0 | 0 | 0 | 0 | 0 | 0 | 0 | 0 | 0 | 0 | 0 | 0 | 0 | 0 | 0 | 0 | 0 | 0 | 0 | 0 | 0 | 0 | 0 | 0 | 0 | 0 | 0 | 0 | 0 | 0 | 0 | 0 | 0 | 0 | 0 | 0 | 0 | 0 | 0 | 0 | 0 | 0 | 0 | 0 | 0 | 0 | 0 | 0 | 0 | 0 | 0 | 0 | 0 | 0 | 0 | 0 | 0 | 0 | 0 | 0 | 0 | 0 | 0 | 0 | 0 | 0 | 0 | 0 | 0 | 0 | 0 | 0 | 0 | 0 | 0 | 0 | 0 | 0 | 0 | 0 | 0 | 0 | 0 | 0 | 0 | 0 | 0 | 0 | 0 | 0 | 0 | 0 | 0 | 0 | 0 | 0 | 0 | 0 | 0 | 0 | 0 | 0 | 0 | 0 | 0 | 0 | 0 | 0 | 0 | 0 | 0 | 0 | 0 | 0 | 0 | 0 | 0 | 0 | 0 | 0 | 0 | 0 | 0 | 0 | 0 | 0 | 0 | 0 | 0 | 0 | 0 | 0 | 0 | 0 | 0 | 0 | 0 | 0 | 0 | 0 | 0 | 0 | 0 | 0 | 0 | 0 | 0 | 0 | 0 | 0 | 0 | 0 | 0 | 0 | 0 | 0 | 0 | 0 | 0 | 0 | 0 | 0 | 0 | 0 | 0 | 0 | 0 | 0 | 0 | 0 | 0 | 0 | 0 | 0 | 0 | 0 | 0 | 0 | 0 | 0 | 0 | 0 | 0 | 0 | 0 | 0 | 0 | 0 | 0 | 0 | 0 | 0 | 0 | 0 | 0 | 0 | 0 | 0 | 0 | 0 | 0 | 0 | 0 | 0 | 0 | 0 | 0 | 0 | 0 | 0 | 0 | 0 | 0 | 0 | 0 | 0 | 0 | 0 | 0 | 0 | 0 | 0 | 0 | 0 | 0 | 0 | 0 | 0 | 0 | 0 | 0 | 0 | 0 | 0 | 0 | 0 | 0 | 0 | 0 | 0 | 0 | 0 | 0 | 0 | 0 | 0 | 0 | 0 | 0 | 0 | 0 | 0 | 0 | 0 | 0 | 0 | 0 | 0 | 0 | 0 | 0 | 0 | 0 | 0 | 0 | 0 | 0 | 0 | 0 | 0 | 0 | 0 | 0 | 0 | 0 | 0 | 0 | 0 | 0 | 0 | 0 | 0 | 0 | 0 | 0 | 0 | 0 | 0 | 0 | 0 | 0 | 0 | 0 | 0 | 0 | 0 | 0 | 0 | 0 | 0 | 0 | 0 | 0 | 0 | 0 | 0 | 0 | 0 | 0 | 0 | 0 | 0 | 0 | 0 | 0 | 0 | 0 | 0 | 0 | 0 | 0 | 0 | 0 | 0 | 0 | 0 | 0 | 0 | 0 | 0 | 0 | 0 | 0 | 0 | 0 | 0 | 0 | 0 | 0 | 0 | 0 | 0 | 0 | 0 | 0 | 0 | 0 | 0 | 0 | 0 | 0 | 0 | 0 | 0 | 0 | 0 | 0 | 0 | 0 | 0 | 0 | 0 | 0 | 0 | 0 | 0 | 0 | 0 | 0 | 0 | 0 | 0 | 0 | 0 | 0 | 0 | 0 | 0 | 0 | 0 | 0 | 0 | 0 | 0 | 0 | 0 | 0 | 0 | 0 | 0 | 0 | 0 | 0 | 0 | 0 | 0 | 0 | 0 | 0 | 0 | 0 | 0 | 0 | 0 | 0 | 0 | 0 | 0 | 0 | 0 | 0 | 0 | 0 | 0 | 0 | 0 | 0 | 0 | 0 | 0 | 0 | 0 | 0 | 0 | 0 | 0 | 0 | 0 | 0 | 0 | 0 | 0 | 0 | 0 | 0 | 0 | 0 | 0 | 0 | 0 | 0 | 0 | 0 | 0 | 0 | 0 | 0 | 0 | 0 | 0 | 0 | 0 | 0 | 0 | 0 | 0 | 0 | 0 | 0 | 0 | 0 | 0 | 0 | 0 | 0 | 0 | 0 | 0 | 0 | 0 | 0 | 0 | 0 | 0 | 0 | 0 | 0 | 0 | 0 | 0 | 0 | 0 | 0 | 0 | 0 | 0 | 0 | 0 | 0 | 0 | 0 | 0 | 0 | 0 | 0 | 0 | 0 | 0 | 0 | 0 | 0 | 0 | 0 | 0 | 0 | 0 | 0 | 0 | 0 | 0 | 0 | 0 | 0 | 0 | 0 | 0 | 0 | 0 | 0 | 0 | 0 | 0 | 0 | 0 | 0 | 0 | 0 | 0 | 0 | 0 | 0 | 0 | 0 | 0 | 0 | 0 | 0 | 0 | 0 | 0 | 0 | 0 | 0 | 0 | 0 | 0 | 0 | 0 | 0 | 0 | 0 | 0 | 0 | 0 | 0 | 0 | 0 | 0 | 0 | 0 | 0 | 0 | 0 | 0 | 0 | 0 | 0 | 0 | 0 | 0 | 0 | 0 | 0 | 0 | 0 | 0 | 0 | 0 | 0 | 0 | 0 | 0 | 0 | 0 | 0 | 0 | 0 | 0 | 0 | 0 | 0 | 0 | 0 | 0 | 0 | 0 | 0 | 0 | 0 | 0 | 0 | 0 | 0 | 0 | 0 | 0 | 0 | 0 | 0 | 0 | 0 | 0 | 0 | 0 | 0 | 0 | 0 | 0 | 0 | 0 | 0 | 0 | 0 | 0 | 0 | 0 | 0 | 0 | 0 | 0 | 0 | 0 | 0 | 0 | 0 | 0 | 0 | 0 | 0 | 0 | 0 | 0 | 0 | 0 | 0 | 0 | 0 | 0 | 0 | 0 | 0 | 0 | 0 | 0 | 0 | 0 | 0 | 0 | 0 | 0 | 0 | 0 | 0 | 0 | 0 | 0 | 0 | 0 | 0 | 0 | 0 | 0 | 0 | 0 | 0 | 0 | 0 | 0 | 0 | 0 | 0 | 0 | 0 | 0 | 0 | 0 | 0 | 0 | 0 | 0 | 0 | 0 | 0 | 0 | 0 | 0 | 0 | 0 | 0 | 0 | 0 | 0 | 0 | 0 | 0 | 0 | 0 | 0 | 0 | 0 | 0 | 0 | 0 | 0 | 0 | 0 | 0 | 0 | 0 | 0 | 0 | 0 | 0 | 0 | 0 | 0 | 0 | 0 | 0 | 0 | 0 | 0 | 0 | 0 | 0 | 0 | 0 | 0 | 0 | 0 | 0 | 0 | 0 | 0 | 0 | 0 | 0 | 0 | 0 | 0 | 0 | 0 | 0 | 0 | 0 | 0 | 0 | 0 | 0 | 0 | 0 | 0 | 0 | 0 | 0 | 0 | 0 | 0 | 0 | 0 | 0 | 0 | 0 | 0 | 0 | 0 | 0 | 0 | 0 | 0 | 0 | 0 | 0 | 0 | 0 | 0 | 0 | 0 | 0 | 0 | 0 | 0 | 0 | 0 | 0 | 0 | 0 | 0 | 0 | 0 | 0 | 0 | 0 | 0 | 0 | 0 | 0 | 0 | 0 | 0 | 0 | 0 | 0 | 0 | 0 | 0 | 0 | 0 | 0 | 0 | 0 | 0 | 0 | 0 | 0 | 0 | 0 | 0 | 0 | 0 | 0 | 0 | 0 | 0 | 0 | 0 | 0 | 0 | 0 | 0 | 0 | 0 | 0 | 0 | 0 | 0 | 0 | 0 | 0 | 0 | 0 | 0 | 0 | 0 | 0 | 0 | 0 | 0 | 0 | 0 | 0 | 0 | 0 | 0 | 0 | 0 | 0 | 0 | 0 | 0 | 0 | 0 | 0 | 0 | 0 | 0 | 0 | 0 | 0 | 0 | 0 | 0 | 0 | 0 | 0 | 0 | 0 | 0 | 0 | 0 | 0 | 0 | 0 | 0 | 0 | 0 | 0 | 0 | 0 | 0 | 0 | 0 | 0 | 0 | 0 | 0 | 0 | 0 | 0 | 0 | 0 | 0 | 0 | 0 | 0 | 0 | 0 | 0 | 0 | 0 | 0 | 0 | 0 | 0 | 0 | 0 | 0 | 0 | 0 | 0 | 0 | 0 | 0 | 0 | 0 | 0 | 0 | 0 | 0 | 0 | 0 | 0 | 0 | 0 | 0 | 0 | 0 | 0 | 0 | 0 | 0 | 0 | 0 | 0 | 0 | 0 | 0 | 0 | 0 | 0 | 0 | 0 | 0 | 0 | 0 | 0 | 0 | 0 | 0 | 0 | 0 | 0 | 0 | 0 | 0 | 0 | 0 | 0 | 0 | 0 | 0 | 0 | 0 | 0 | 0 | 0 | 0 | 0 | 0 | 0 | 0 | 0 | 0 | 0 | 0 | 0 | 0 | 0 | 0 | 0 | 0 | 0 | 0 | 0 | 0 | 0 | 0 | 0 | 0 | 0 | 0 | 0 | 0 | 0 | 0 | 0 | 0 | 0 | 0 | 0 | 0 | 0 | 0 | 0 | 0 | 0 | 0 | 0 | 0 | 0 | 0 | 0 | 0 | 0 | 0 | 0 | 0 | 0 | 0 | 0 | 0 | 0 | 0 | 0 | 0 | 0 | 0 | 0 | 0 | 0 | 0 | 0 | 0 | 0 | 0 | 0 | 0 | 0 | 0 | 0 | 0 | 0 | 0 | 0 | 0 | 0 | 0 | 0 | 0 | 0 | 0 | 0 | 0 | 0 | 0 | 0 | 0 | 0 | 0 | 0 | 0 | 0 | 0 | 0 | 0 | 0 | 0 | 0 | 0 | 0 | 0 | 0 | 0 | 0 | 0 | 0 | 0 | 0 | 0 | 0 | 0 | 0 | 0 | 0 | 0 | 0 | 0 | 0 | 0 | 0 | 0 | 0 | 0 | 0 | 0 | 0 | 0 | 0 | 0 | 0 | 0 | 0 | 0 | 0 | 0 | 0 | 0 | 0 | 0 | 0 | 0 | 0 | 0 | 0 | 0 | 0 | 0 | 0 | 0 | 0 | 0 | 0 | 0 | 0 | 0 | 0 | 0 | 0 | 0 | 0 | 0 | 0 | 0 | 0 | 0 | 0 | 0 | 0 | 0 | 0 | 0 | 0 | 0 | 0 | 0 | 0 | 0 | 0 | 0 | 0 | 0 | 0 | 0 | 0 | 0 | 0 | 0 | 0 | 0 | 0 | 0 | 0 | 0 | 0 | 0 | 0 | 0 | 0 | 0 | 0 | 0 | 0 | 0 | 0 | 0 | 0 | 0 | 0 | 0 | 0 | 0 | 0 | 0 | 0 | 0 | 0 | 0 | 0 | 0 | 0 | 0 | 0 | 0 | 0 | 0 | 0 | 0 | 0 | 0 | 0 | 0 | 0 | 0 | 0 | 0 | 0 | 0 | 0 | 0 | 0 | 0 | 0 | 0 | 0 | 0 | 0 | 0 | 0 | 0 | 0 | 0 | 0 | 0 | 0 | 0 | 0 | 0 | 0 | 0 | 0 | 0 | 0 | 0 | 0 | 0 | 0 | 0 | 0 | 0 | 0 | 0 | 0 | 0 | 0 | 0 | 0 | 0 | 0 | 0 | 0 | 0 | 0 | 0 | 0 | 0 | 0 | 0 | 0 | 0 | 0 | 0 | 0 | 0 | 0 | 0 | 0 | 0 | 0 | 0 | 0 | 0 | 0 | 0 | 0 | 0 | 0 | 0 | 0 | 0 | 0 | 0 | 0 | 0 | 0 | 0 | 0 | 0 | 0 | 0 | 0 | 0 | 0 | 0 | 0 | 0 | 0 | 0 | 0 | 0 | 0 | 0 | 0 | 0 | 0 | 0 | 0 | 0 | 0 | 0 | 0 | 0 | 0 | 0 | 0 | 0 | 0 | 0 | 0 | 0 | 0 | 0 | 0 | 0 | 0 | 0 | 0 | 0 | 0 | 0 | 0 | 0 | 0 | 0 | 0 | 0 | 0 | 0 | 0 | 0 | 0 | 0 | 0 | 0 | 0 | 0 | 0 | 0 | 0 | 0 | 0 | 0 | 0 | 0 | 0 | 0 | 0 | 0 | 0 | 0 | 0 | 0 | 0 | 0 | 0 | 0 | 0 | 0 | 0 | 0 | 0 | 0 | 0 | 0 | 0 | 0 | 0 | 0 | 0 | 0 | 0 | 0 | 0 | 0 | 0 | 0 | 0 | 0 | 0 | 0 | 0 | 0 | 0 | 0 | 0 | 0 | 0 | 0 | 0 | 0 | 0 | 0 | 0 | 0 | 0 | 0 | 0 | 0 | 0 | 0 | 0 | 0 | 0 | 0 | 0 | 0 | 0 | 0 | 0 | 0 | 0 | 0 | 0 | 0 | 0 | 0 | 0 | 0 | 0 | 0 | 0 | 0 | 0 | 0 | 0 | 0 | 0 | 0 | 0 | 0 | 0 | 0 | 0 | 0 | 0 | 0 | 0 | 0 | 0 | 0 | 0 | 0 | 0 | 0 | 0 | 0 | 0 | 0 | 0 | 0 | 0 | 0 | 0 | 0 | 0 | 0 | 0 | 0 | 0 | 0 | 0 | 0 | 0 | 0 | 0 | 0 | 0 | 0 | 0 | 0 | 0 | 0 | 0 | 0 | 0 | 0 | 0 | 0 | 0 | 0 | 0 | 0 | 0 | 0 | 0 | 0 | 0 | 0 | 0 | 0 | 0 | 0 | 0 | 0 | 0 | 0 | 0 | 0 | 0 | 0 | 0 | 0 | 0 | 0 | 0 | 0 | 0 | 0 | 0 | 0 | 0 | 0 | 0 | 0 | 0 | 0 | 0 | 0 | 0 | 0 | 0 | 0 | 0 | 0 | 0 | 0 | 0 | 0 | 0 | 0 | 0 | 0 | 0 | 0 | 0 | 0 | 0 | 0 | 0 | 0 | 0 | 0 | 0 | 0 | 0 | 0 | 0 | 0 | 0 | 0 | 0 | 0 | 0 | 0 | 0 | 0 | 0 | 0 | 0 | 0 | 0 | 0 | 0 | 0 | 0 | 0 | 0 | 0 | 0 | 0 | 0 | 0 | 0 | 0 | 0 | 0 | 0 | 0 | 0 | 0 | 0 | 0 | 0 | 0 | 0 | 0 | 0 | 0 | 0 | 0 | 0 | 0 | 0 | 0 | 0 | 0 | 0 | 0 | 0 | 0 | 0 | 0 | 0 | 0 | 0 | 0 | 0 | 0 | 0 | 0 | 0 | 0 | 0 | 0 | 0 | 0 | 0 | 0 | 0 | 0 | 0 | 0 | 0 | 0 | 0 | 0 | 0 | 0 | 0 | 0 | 0 | 0 | 0 | 0 | 0 | 0 | 0 | 0 | 0 | 0 | 0 | 0 | 0 | 0 | 0 | 0 | 0 | 0 | 0 | 0 | 0 | 0 | 0 | 0 | 0 | 0 | 0 | 0 | 0 | 0 | 0 | 0 | 0 | 0 | 0 | 0 | 0 | 0 | 0 | 0 | 0 | 0 | 0 | 0 | 0 | 0 | 0 | 0 | 0 | 0 | 0 | 0 | 0 | 0 | 0 | 0 | 0 | 0 | 0 | 0 | 0 | 0 | 0 | 0 | 0 | 0 | 0 | 0 | 0 | 0 | 0 | 0 | 0 | 0 | 0 | 0 | 0 | 0 | 0 | 0 | 0 | 0 | 0 | 0 | 0 | 0 | 0 | 0 | 0 | 0 | 0 | 0 | 0 | 0 | 0 | 0 | 0 | 0 | 0 | 0 | 0 | 0 | 0 | 0 | 0 | 0 | 0 | 0 | 0 | 0 | 0 | 0 | 0 | 0 | 0 | 0 | 0 | 0 | 0 | 0 | 0 | 0 | 0 | 0 | 0 | 0 | 0 | 0 | 0 | 0 | 0 | 0 | 0 | 0 | 0 | 0 | 0 | 0 | 0 | 0 | 0 | 0 | 0 | 0 | 0 | 0 | 0 | 0 | 0 | 0 | 0 | 0 | 0 | 0 | 0 | 0 | 0 | 0 | 0 | 0 | 0 | 0 | 0 | 0 | 0 | 0 | 0 | 0 | 0 | 0 | 0 | 0 | 0 | 0 | 0 | 0 | 0 | 0 | 0 | 0 | 0 | 0 | 0 | 0 | 0 | 0 | 0 | 0 | 0 | 0 | 0 | 0 | 0 | 0 | 0 | 0 | 0 | 0 | 0 | 0 | 0 | 0 | 0 | 0 | 0 | 0 | 0 | 0 | 0 | 0 | 0 | 0 | 0 | 0 | 0 | 0 | 0 | 0 | 0 | 0 | 0 | 0 | 0 | 0 | 0 | 0 | 0 | 0 | 0 | 0 | 0 | 0 | 0 | 0 | 0 | 0 | 0 | 0 | 0 | 0 | 0 | 0 | 0 | 0 | 0 | 0 | 0 | 0 | 0 | 0 | 0 | 0 | 0 | 0 | 0 | 0 | 0 | 0 | 0 | 0 | 0 | 0 | 0 | 0 | 0 | 0 | 0 | 0 | 0 | 0 | 0 | 0 | 0 | 0 | 0 | 0 | 0 | 0 | 0 | 0 | 0 | 0 | 0 | 0 | 0 | 0 | 0 | 0 | 0 | 0 | 0 | 0 | 0 | 0 | 0 | 0 | 0 | 0 | 0 | 0 | 0 | 0 | 0 | 0 | 0 | 0 | 0 | 0 | 0 | 0 | 0 | 0 | 0 | 0 | 0 | 0 | 0 | 0 | 0 | 0 | 0 | 0 | 0 | 0 | 0 | 0 | 0 | 0 | 0 | 0 | 0 | 0 | 0 | 0 | 0 | 0 | 0 | 0 | 0 | 0 | 0 | 0 | 0 | 0 | 0 | 0 | 0 | 0 | 0 | 0 | 0 | 0 | 0 | 0 | 0 | 0 | 0 | 0 | 0 | 0 | 0 | 0 | 0 | 0 | 0 | 0 | 0 | 0 | 0 | 0 | 0 | 0 | 0 | 0 | 0 | 0 | 0 | 0 | 0 | 0 | 0 | 0 | 0 | 0 | 0 | 0 | 0 | 0 | 0 | 0 | 0 | 0 | 0 | 0 | 0 | 0 | 0 | 0 | 0 | 0 | 0 | 0 | 0 | 0 | 0 | 0 | 0 | 0 | 0 | 0 | 0 | 0 | 0 | 0 | 0 | 0 | 0 | 0 | 0 | 0 | 0 | 0 | 0 | 0 | 0 | 0 | 0 | 0 | 0 | 0 | 0 | 0 | 0 | 0 | 0 | 0 | 0 | 0 | 0 | 0 | 0 | 0 | 0 | 0 | 0 | 0 | 0 | 0 | 0 | 0 | 0 | 0 | 0 | 0 | 0 | 0 | 0 | 0 | 0 | 0 | 0 | 0 | 0 | 0 | 0 | 0 | 0 | 0 | 0 | 0 | 0 | 0 | 0 | 0 | 0 | 0 | 0 | 0 | 0 | 0 | 0 | 0 | 0 | 0 | 0 | 0 | 0 | 0 | 0 | 0 | 0 | 0 | 0 | 0 | 0 | 0 | 0 | 0 | 0 | 0 | 0 | 0 | 0 | 0 | 0 | 0 | 0 | 0 | 0 | 0 | 0 | 0 | 0 | 0 | 0 | 0 | 0 | 0 | 0 | 0 | 0 | 0 | 0 | 0 | 0 | 0 | 0 | 0 | 0 | 0 | 0 | 0 | 0 | 0 | 0 | 0 | 0 | 0 | 0 | 0 | 0 | 0 | 0 | 0 | 0 | 0 | 0 | 0 | 0 | 0 | 0 | 0 | 0 | 0 | 0 | 0 | 0 | 0 | 0 | 0 | 0 | 0 | 0 | 0 | 0 | 0 | 0 | 0 | 0 | 0 | 0 | 0 | 0 | 0 | 0 | 0 | 0 | 0 | 0 | 0 | 0 | 0 | 0 | 0 | 0 | 0 | 0 | 0 | 0 | 0 | 0 | 0 | 0 | 0 | 0 | 0 | 0 | 0 | 0 | 0 | 0 | 0 | 0 | 0 | 0 | 0 | 0 | 0 | 0 | 0 | 0 | 0 | 0 | 0 | 0 | 0 | 0 | 0 | 0 | 0 | 0 | 0 | 0 | 0 | 0 | 0 | 0 | 0 | 0 | 0 | 0 | 0 | 0 | 0 | 0 | 0 | 0 | 0 | 0 | 0 | 0 | 0 | 0 | 0 | 0 | 0 | 0 | 0 | 0 | 0 | 0 | 0 | 0 | 0 | 0 | 0 | 0 | 0 | 0 | 0 | 0 | 0 | 0 | 0 | 0 | 0 | 0 | 0 | 0 | 0 | 0 | 0 | 0 | 0 | 0 | 0 | 0 | 0 | 0 | 0 | 0 | 0 | 0 | 0 | 0 | 0 | 0 | 0 | 0 | 0 | 0 | 0 | 0 | 0 | 0 | 0 | 0 | 0 | 0 | 0 | 0 | 0 | 0 | 0 | 0 | 0 | 0 | 0 | 0 | 0 | 0 | 0 | 0 | 0 | 0 | 0 | 0 | 0 | 0 | 0 | 0 | 0 | 0 | 0 | 0 | 0 | 0 | 0 | 0 | 0 | 0 | 0 | 0 | 0 | 0 | 0 | 0 | 0 | 0 | 0 | 0 | 0 | 0 | 0 | 0 | 0 | 0 | 0 | 0 | 0 | 0 | 0 | 0 | 0 | 0 | 0 | 0 | 0 | 0 | 0 | 0 | 0 | 0 | 0 | 0 | 0 | 0 | 0 | 0 | 0 | 0 | 0 | 0 | 0 | 0 | 0 | 0 | 0 | 0 | 0 | 0 | 0 | 0 | 0 | 0 | 0 | 0 | 0 | 0 | 0 | 0 | 0 | 0 | 0 | 0 | 0 | 0 | 0 | 0 | 0 | 0 | 0 | 0 | 0 | 0 | 0 | 0 | 0 | 0 | 0 | 0 | 0 | 0 | 0 | 0 | 0 | 0 | 0 | 0 | 0 | 0 | 0 | 0 | 0 | 0 | 0 | 0 | 0 | 0 | 0 | 0 | 0 | 0 | 0 | 0 | 0 | 0 | 0 | 0 | 0 | 0 | 0 | 0 | 0 | 0 | 0 | 0 | 0 | 0 | 0 | 0 | 0 | 0 | 0 | 0 | 0 | 0 | 0 | 0 | 0 | 0 | 0 | 0 | 0 | 0 | 0 | 0 | 0 | 0 | 0 | 0 | 0 | 0 | 0 | 0 | 0 | 0 | 0 | 0 | 0 | 0 | 0 | 0 | 0 | 0 | 0 | 0 | 0 | 0 | 0 | 0 | 0 | 0 | 0 | 0 | 0 | 0 | 0 | 0 | 0 | 0 | 0 | 0 | 0 | 0 | 0 | 0 | 0 | 0 | 0 | 0 | 0 | 0 | 0 | 0 | 0 | 0 | 0 | 0 | 0 | 0 | 0 | 0 | 0 | 0 | 0 | 0 | 0 | 0 | 0 | 0 | 0 | 0 | 0 | 0 | 0 | 0 | 0 | 0 | 0 | 0 | 0 | 0 | 0 | 0 | 0 | 0 | 0 | 0 | 0 | 0 | 0 | 0 | 0 | 0 | 0 | 0 | 0 | 0 | 0 | 0 | 0 | 0 | 0 | 0 | 0 | 0 | 0 | 0 | 0 | 0 | 0 | 0 | 0 | 0 | 0 | 0 | 0 | 0 | 0 | 0 | 0 | 0 | 0 | 0 | 0 | 0 | 0 | 0 | 0 | 0 | 0 | 0 | 0 | 0 | 0 | 0 | 0 | 0 | 0 | 0 | 0 | 0 | 0 | 0 | 0 | 0 | 0 | 0 | 0 | 0 | 0 | 0 | 0 | 0 | 0 | 0 | 0 | 0 | 0 | 0 | 0 | 0 | 0 | 0 | 0 | 0 | 0 | 0 | 0 | 0 | 0 | 0 | 0 | 0 | 0 | 0 | 0 | 0 | 0 | 0 | 0 | 0 | 0 | 0 | 0 | 0 | 0 | 0 | 0 | 0 | 0 | 0 | 0 | 0 | 0 | 0 | 0 | 0 | 0 | 0 | 0 | 0 | 0 | 0 | 0 | 0 | 0 | 0 | 0 | 0 | 0 | 0 | 0 | 0 | 0 | 0 | 0 | 0 | 0 | 0 | 0 | 0 | 0 | 0 | 0 | 0 | 0 | 0 | 0 | 0 | 0 | 0 | 0 | 0 | 0 | 0 | 0 | 0 | 0 | 0 | 0 | 0 | 0 | 0 | 0 | 0 | 0 | 0 | 0 | 0 | 0 | 0 | 0 | 0 | 0 | 0 | 0 | 0 | 0 | 0 | 0 | 0 | 0 | 0 | 0 | 0 | 0 | 0 | 0 | 0 | 0 | 0 | 0 | 0 | 0 | 0 | 0 | 0 | 0 | 0 | 0 | 0 | 0 | 0 | 0 | 0 | 0 | 0 | 0 | 0 | 0 | 0 | 0 | 0 | 0 | 0 | 0 | 0 | 0 | 0 | 0 | 0 | 0 | 0 | 0 | 0 | 0 | 0 | 0 | 0 | 0 | 0 | 0 | 0 | 0 | 0 | 0 | 0 | 0 | 0 | 0 | 0 | 0 | 0 | 0 | 0 | 0 | 0 | 0 | 0 | 0 | 0 | 0 | 0 | 0 | 0 | 0 | 0 | 0 | 0 | 0 | 0 | 0 | 0 | 0 | 0 | 0 | 0 | 0 | 0 | 0 | 0 | 0 | 0 | 0 | 0 | 0 | 0 | 0 | 0 | 0 | 0 | 0 | 0 | 0 | 0 | 0 | 0 | 0 | 0 | 0 | 0 | 0 | 0 | 0 | 0 | 0 | 0 | 0 | 0 | 0 | 0 | 0 | 0 | 0 | 0 | 0 | 0 | 0 | 0 | 0 | 0 | 0 | 0 | 0 | 0 | 0 | 0 | 0 | 0 | 0 | 0 | 0 | 0 | 0 | 0 | 0 | 0 | 0 | 0 | 0 | 0 | 0 | 0 | 0 | 0 | 0 | 0 | 0 | 0 | 0 | 0 | 0 | 0 | 0 | 0 | 0 | 0 | 0 | 0 | 0 | 0 | 0 | 0 | 0 | 0 | 0 | 0 | 0 | 0 | 0 | 0 | 0 | 0 | 0 | 0 | 0 | 0 | 0 | 0 | 0 | 0 | 0 | 0 | 0 | 0 | 0 | 0 | 0 | 0 | 0 | 0 | 0 | 0 | 0 | 0 | 0 | 0 | 0 | 0 | 0 | 0 | 0 | 0 | 0 | 0 | 0 | 0 | 0 | 0 | 0 | 0 | 0 | 0 | 0 | 0 | 0 | 0 | 0 | 0 | 0 | 0 | 0 | 0 | 0 | 0 | 0 | 0 | 0 | 0 | 0 | 0 | 0 | 0 | 0 | 0 | 0 | 0 | 0 | 0 | 0 | 0 | 0 | 0 | 0 | 0 | 0 | 0 | 0 | 0 | 0 | 0 | 0 | 0 | 0 | 0 | 0 | 0 | 0 | 0 | 0 | 0 | 0 | 0 | 0 | 0 | 0 | 0 | 0 | 0 | 0 | 0 | 0 | 0 | 0 | 0 | 0 | 0 | 0 | 0 | 0 | 0 | 0 | 0 | 0 | 0 | 0 | 0 | 0 | 0 | 0 | 0 | 0 | 0 | 0 | 0 | 0 | 0 | 0 | 0 | 0 | 0 | 0 | 0 | 0 | 0 | 0 | 0 | 0 | 0 | 0 | 0 | 0 | 0 | 0 | 0 | 0 | 0 | 0 | 0 | 0 | 0 | 0 | 0 | 0 | 0 | 0 | 0 | 0 | 0 | 0 | 0 | 0 | 0 | 0 | 0 | 0 | 0 | 0 | 0 | 0 | 0 | 0 | 0 | 0 | 0 | 0 | 0 | 0 | 0 | 0 | 0 | 0 | 0 | 0 | 0 | 0 | 0 | 0 | 0 | 0 | 0 | 0 | 0 | 0 | 0 | 0 | 0 | 0 | 0 | 0 | 0 | 0 | 0 | 0 | 0 | 0 | 0 | 0 | 0 | 0 | 0 | 0 | 0 | 0 | 0 | 0 | 0 | 0 | 0 | 0 | 0 | 0 | 0 | 0 | 0 | 0 | 0 | 0 | 0 | 0 | 0 | 0 | 0 | 0 | 0 | 0 | 0 | 0 | 0 | 0 | 0 | 0 | 0 | 0 | 0 | 0 | 0 | 0 | 0 | 0 | 0 | 0 | 0 | 0 | 0 | 0 | 0 | 0 | 0 | 0 | 0 | 0 | 0 | 0 | 0 | 0 | 0 | 0 | 0 | 0 | 0 | 0 | 0 | 0 | 0 | 0 | 0 | 0 | 0 | 0 | 0 | 0 | 0 | 0 | 0 | 0 | 0 | 0 | 0 | 0 | 0 | 0 | 0 | 0 | 0 | 0 | 0 | 0 | 0 | 0 | 0 | 0 | 0 | 0 | 0 | 0 | 0 | 0 | 0 | 0 | 0 | 0 | 0 | 0 | 0 | 0 | 0 | 0 | 0 | 0 | 0 | 0 | 0 | 0 | 0 | 0 | 0 | 0 | 0 | 0 | 0 | 0 | 0 | 0 | 0 | 0 | 0 | 0 | 0 | 0 | 0 | 0 | 0 | 0 | 0 | 0 | 0 | 0 | 0 | 0 | 0 | 0 | 0 | 0 | 0 | 0 | 0 | 0 | 0 | 0 | 0 | 0 | 0 | 0 | 0 | 0 | 0 | 0 | 0 | 0 | 0 | 0 | 0 | 0 | 0 | 0 | 0 | 0 | 0 | 0 | 0 | 0 | 0 | 0 | 0 | 0 | 0 | 0 | 0 | 0 | 0 | 0 | 0 | 0 | 0 | 0 | 0 | 0 | 0 | 0 | 0 | 0 | 0 | 0 | 0 | 0 | 0 | 0 | 0 | 0 | 0 | 0 | 0 | 0 | 0 | 0 | 0 | 0 | 0 | 0 | 0 | 0 | 0 | 0 | 0 | 0 | 0 | 0 | 0 | 0 | 0 | 0 | 0 | 0 | 0 | 0 | 0 | 0 | 0 | 0 | 0 | 0 | 0 | 0 | 0 | 0 | 0 | 0 | 0 | 0 | 0 | 0 | 0 | 0 | 0 | 0 | 0 | 0 | 0 | 0 | 0 | 0 | 0 | 0 | 0 | 0 | 0 | 0 | 0 | 0 | 0 | 0 | 0 | 0 | 0 | 0 | 0 | 0 | 0 | 0 | 0 | 0 | 0 | 0 | 0 | 0 | 0 | 0 | 0 | 0 | 0 | 0 | 0 | 0 | 0 | 0 | 0 | 0 | 0 | 0 | 0 | 0 | 0 | 0 | 0 | 0 | 0 | 0 | 0 | 0 | 0 | 0 | 0 | 0 | 0 | 0 | 0 | 0 | 0 | 0 | 0 | 0 | 0 | 0 | 0 | 0 | 0 | 0 | 0 | 0 | 0 | 0 | 0 | 0 | 0 | 0 | 0 | 0 | 0 | 0 | 0 | 0 | 0 | 0 | 0 | 0 | 0 | 0 | 0 | 0 | 0 | 0 | 0 | 0 | 0 | 0 | 0 | 0 | 0 | 0 | 0 | 0 | 0 | 0 | 0 | 0 | 0 | 0 | 0 | 0 | 0 | 0 | 0 | 0 | 0 | 0 | 0 | 0 | 0 | 0 | 0 | 0 | 0 | 0 | 0 | 0 | 0 | 0 | 0 | 0 | 0 | 0 | 0 | 0 | 0 | 0 | 0 | 0 | 0 | 0 | 0 | 0 | 0 | 0 | 0 | 0 | 0 | 0 | 0 | 0 | 0 | 0 | 0 | 0 | 0 | 0 | 0 | 0 | 0 | 0 | 0 | 0 | 0 | 0 | 0 | 0 | 0 | 0 | 0 | 0 | 0 | 0 | 0 | 0 | 0 | 0 | 0 | 0 | 0 | 0 | 0 | 0 | 0 | 0 | 0 | 0 | 0 | 0 | 0 | 0 | 0 | 0 | 0 | 0 | 0 | 0 | 0 | 0 | 0 | 0 | 0 | 0 | 0 | 0 | 0 | 0 | 0 | 0 | 0 | 0 | 0 | 0 | 0 | 0 | 0 | 0 | 0 | 0 | 0 | 0 | 0 | 0 | 0 | 0 | 0 | 0 | 0 | 0 | 0 | 0 | 0 | 0 | 0 | 0 | 0 | 0 | 0 | 0 | 0 | 0 | 0 | 0 | 0 | 0 | 0 | 0 | 0 | 0 | 0 | 0 | 0 | 0 | 0 | 0 | 0 | 0 | 0 | 0 | 0 | 0 | 0 | 0 | 0 | 0 | 0 | 0 | 0 | 0 | 0 | 0 | 0 | 0 | 0 | 0 | 0 | 0 | 0 | 0 | 0 | 0 | 0 | 0 | 0 | 0 | 0 | 0 | 0 | 0 | 0 | 0 | 0 | 0 | 0 | 0 | 0 | 0 | 0 | 0 | 0 | 0 | 0 | 0 | 0 | 0 | 0 | 0 | 0 | 0 | 0 | 0 | 0 | 0 | 0 | 0 | 0 | 0 | 0 | 0 | 0 | 0 | 0 | 0 | 0 | 0 | 0 | 0 | 0 | 0 | 0 | 0 | 0 | 0 | 0 | 0 | 0 | 0 | 0 | 0 | 0 | 0 | 0 | 0 | 0 | 0 | 0 | 0 | 0 | 0 | 0 | 0 | 0 | 0 | 0 | 0 | 0 | 0 | 0 | 0 | 0 | 0 | 0 | 0 | 0 | 0 | 0 | 0 | 0 | 0 | 0 | 0 | 0 | 0 | 0 | 0 | 0 | 0 | 0 | 0 | 0 | 0 | 0 | 0 | 0 | 0 | 0 | 0 | 0 | 0 | 0 | 0 | 0 | 0 | 0 | 0 | 0 | 0 | 0 | 0 | 0 | 0 | 0 | 0 | 0 | 0 | 0 | 0 | 0 | 0 | 0 | 0 | 0 | 0 | 0 | 0 | 0 | 0 | 0 | 0 | 0 | 0 | 0 | 0 | 0 | 0 | 0 | 0 | 0 | 0 | 0 | 0 | 0 | 0 | 0 | 0 | 0 | 0 | 0 | 0 | 0 | 0 | 0 | 0 | 0 | 0 | 0 | 0 | 0 | 0 | 0 | 0 | 0 | 0 | 0 | 0 | 0 | 0 | 0 | 0 | 0 | 0 | 0 | 0 | 0 | 0 | 0 | 0 | 0 | 0 | 0 | 0 | 0 | 0 | 0 | 0 | 0 | 0 | 0 | 0 | 0 | 0 | 0 | 0 | 0 | 0 | 0 | 0 | 0 | 0 | 0 | 0 | 0 | 0 | 0 | 0 | 0 | 0 | 0 | 0 | 0 | 0 | 0 | 0 | 0 | 0 | 0 | 0 | 0 | 0 | 0 | 0 | 0 | 0 | 0 | 0 | 0 | 0 | 0 | 0 | 0 | 0 | 0 | 0 | 0 | 0 | 0 | 0 | 0 | 0 | 0 | 0 | 0 | 0 | 0 | 0 | 0 | 0 | 0 | 0 | 0 | 0 | 0 | 0 | 0 | 0 | 0 | 0 | 0 | 0 | 0 | 0 | 0 | 0 | 0 | 0 | 0 | 0 | 0 | 0 | 0 | 0 | 0 | 0 | 0 | 0 | 0 | 0 | 0 | 0 | 0 | 0 | 0 | 0 | 0 | 0 | 0 | 0 | 0 | 0 | 0 | 0 | 0 | 0 | 0 | 0 | 0 | 0 | 0 | 0 | 0 | 0 | 0 | 0 | 0 | 0 | 0 | 0 | 0 | 0 | 0 | 0 | 0 | 0 | 0 | 0 | 0 | 0 | 0 | 0 | 0 | 0 | 0 | 0 | 0 | 0 | 0 | 0 | 0 | 0 | 0 | 0 | 0 | 0 | 0 | 0 | 0 | 0 | 0 | 0 | 0 | 0 | 0 | 0 | 0 | 0 | 0 | 0 | 0 | 0 | 0 | 0 | 0 | 0 | 0 | 0 | 0 | 0 | 0 | 0 | 0 | 0 | 0 | 0 | 0 | 0 | 0 | 0 | 0 | 0 | 0 | 0 | 0 | 0 | 0 | 0 | 0 | 0 | 0 | 0 | 0 | 0 | 0 | 0 | 0 | 0 | 0 | 0 | 0 | 0 | 0 | 0 | 0 | 0 | 0 | 0 | 0 | 0 | 0 | 0 | 0 | 0 | 0 | 0 | 0 | 0 | 0 | 0 | 0 | 0 | 0 | 0 | 0 | 0 | 0 | 0 | 0 | 0 | 0 | 0 | 0 | 0 | 0 | 0 | 0 | 0 | 0 | 0 | 0 | 0 | 0 | 0 | 0 | 0 | 0 | 0 | 0 | 0 | 0 | 0 | 0 | 0 | 0 | 0 | 0 | 0 | 0 | 0 | 0 | 0 | 0 | 0 | 0 | 0 | 0 | 0 | 0 | 0 | 0 | 0 | 0 | 0 | 0 | 0 | 0 | 0 | 0 | 0 | 0 | 0 | 0 | 0 | 0 | 0 | 0 | 0 | 0 | 0 | 0 | 0 | 0 | 0 | 0 | 0 | 0 | 0 | 0 | 0 | 0 | 0 | 0 | 0 | 0 | 0 | 0 | 0 | 0 | 0 | 0 | 0 | 0 | 0 | 0 | 0 | 0 | 0 | 0 | 0 | 0 | 0 | 0 | 0 | 0 | 0 | 0 | 0 | 0 | 0 | 0 | 0 | 0 | 0 | 0 | 0 | 0 | 0 | 0 | 0 | 0 | 0 | 0 | 0 | 0 | 0 | 0 | 0 | 0 | 0 | 0 | 0 | 0 | 0 | 0 | 0 | 0 | 0 | 0 | 0 | 0 | 0 | 0 | 0 | 0 | 0 | 0 | 0 | 0 | 0 | 0 | 0 | 0 | 0 | 0 | 0 | 0 | 0 | 0 | 0 | 0 | 0 | 0 | 0 | 0 | 0 | 0 | 0 | 0 | 0 | 0 | 0 | 0 | 0 | 0 | 0 | 0 | 0 | 0 | 0 | 0 | 0 | 0 | 0 | 0 | 0 | 0 | 0 | 0 | 0 | 0 | 0 | 0 | 0 | 0 | 0 | 0 | 0 | 0 | 0 | 0 | 0 | 0 | 0 | 0 | 0 | 0 | 0 | 0 | 0 | 0 | 0 | 0 | 0 | 0 | 0 | 0 | 0 | 0 | 0 | 0 | 0 | 0 | 0 | 0 | 0 | 0 | 0 | 0 | 0 | 0 | 0 | 0 | 0 | 0 | 0 | 0 | 0 | 0 | 0 | 0 | 0 | 0 | 0 | 0 | 0 | 0 | 0 | 0 | 0 | 0 | 0 | 0 | 0 | 0 | 0 | 0 | 0 | 0 | 0 | 0 | 0 | 0 | 0 | 0 | 0 | 0 | 0 | 0 | 0 | 0 | 0 | 0 | 0 | 0 | 0 | 0 | 0 | 0 | 0 | 0 | 0 | 0 | 0 | 0 | 0 | 0 | 0 | 0 | 0 | 0 | 0 | 0 | 0 | 0 | 0 | 0 | 0 | 0 | 0 | 0 | 0 | 0 | 0 | 0 | 0 | 0 | 0 | 0 | 0 | 0 | 0 | 0 | 0 | 0 | 0 | 0 | 0 | 0 | 0 | 0 | 0 | 0 | 0 | 0 | 0 | 0 | 0 | 0 | 0 | 0 | 0 | 0 | 0 | 0 | 0 | 0 | 0 | 0 | 0 | 0 | 0 | 0 | 0 | 0 | 0 | 0 | 0 | 0 | 0 | 0 | 0 | 0 | 0 | 0 | 0 | 0 | 0 | 0 | 0 | 0 | 0 | 0 | 0 | 0 | 0 | 0 | 0 | 0 | 0 | 0 | 0 | 0 | 0 | 0 | 0 | 0 | 0 | 0 | 0 | 0 | 0 | 0 | 0 | 0 | 0 | 0 | 0 | 0 | 0 | 0 | 0 | 0 | 0 | 0 | 0 | 0 | 0 | 0 | 0 | 0 | 0 | 0 | 0 | 0 | 0 | 0 | 0 | 0 | 0 | 0 | 0 | 0 | 0 | 0 | 0 | 0 | 0 | 0 | 0 | 0 | 0 | 0 | 0 | 0 | 0 | 0 | 0 | 0 | 0 | 0 | 0 | 0 | 0 | 0 | 0 | 0 | 0 | 0 | 0 | 0 | 0 | 0 | 0 | 0 | 0 | 0 | 0 | 0 | 0 | 0 | 0 | 0 | 0 | 0 | 0 | 0 | 0 | 0 | 0 | 0 | 0 | 0 | 0 | 0 | 0 | 0 | 0 | 0 | 0 | 0 | 0 | 0 | 0 | 0 | 0 | 0 | 0 | 0 | 0 | 0 | 0 | 0 | 0 | 0 | 0 | 0 | 0 | 0 | 0 | 0 | 0 | 0 | 0 | 0 | 0 | 0 | 0 | 0 | 0 | 0 | 0 | 0 | 0 | 0 | 0 | 0 | 0 | 0 | 0 | 0 | 0 | 0 | 0 | 0 | 0 | 0 | 0 | 0 | 0 | 0 | 0 | 0 | 0 | 0 | 0 | 0 | 0 | 0 | 0 | 0 | 0 | 0 | 0 | 0 | 0 | 0 | 0 | 0 | 0 | 0 | 0 | 0 | 0 | 0 | 0 | 0 | 0 | 0 | 0 | 0 | 0 | 0 | 0 | 0 | 0 | 0 | 0 | 0 | 0 | 0 | 0 | 0 | 0 | 0 | 0 | 0 | 0 | 0 | 0 | 0 | 0 | 0 | 0 | 0 | 0 | 0 | 0 | 0 | 0 | 0 | 0 | 0 | 0 | 0 | 0 | 0 | 0 | 0 | 0 | 0 | 0 | 0 | 0 | 0 | 0 | 0 | 0 | 0 | 0 | 0 | 0 | 0 | 0 | 0 | 0 | 0 | 0 | 0 | 0 | 0 | 0 | 0 | 0 | 0 | 0 | 0 | 0 | 0 | 0 | 0 | 0 | 0 | 0 | 0 | 0 | 0 | 0 | 0 | 0 | 0 | 0 | 0 | 0 | 0 | 0 | 0 | 0 | 0 | 0 | 0 | 0 | 0 | 0 | 0 | 0 | 0 | 0 | 0 | 0 | 0 | 0 | 0 | 0 | 0 | 0 | 0 | 0 | 0 | 0 | 0 | 0 | 0 | 0 | 0 | 0 | 0 | 0 | 0 | 0 | 0 | 0 | 0 | 0 | 0 | 0 | 0 | 0 | 0 | 0 | 0 | 0 | 0 | 0 | 0 | 0 | 0 | 0 | 0 | 0 | 0 | 0 | 0 | 0 | 0 | 0 | 0 | 0 | 0 | 0 | 0 | 0 | 0 | 0 | 0 | 0 | 0 | 0 | 0 | 0 | 0 | 0 | 0 | 0 | 0 | 0 | 0 | 0 | 0 | 0 | 0 | 0 | 0 | 0 | 0 | 0 | 0 | 0 | 0 | 0 | 0 | 0 | 0 | 0 | 0 | 0 | 0 | 0 | 0 | 0 | 0 | 0 | 0 | 0 | 0 | 0 | 0 | 0 | 0 | 0 | 0 | 0 | 0 | 0 | 0 | 0 | 0 | 0 | 0 | 0 | 0 | 0 | 0 | 0 | 0 | 0 | 0 | 0 | 0 | 0 | 0 | 0 | 0 | 0 | 0 | 0 | 0 | 0 | 0 | 0 | 0 | 0 | 0 | 0 | 0 | 0 | 0 | 0 | 0 | 0 | 0 | 0 | 0 | 0 | 0 | 0 | 0 | 0 | 0 | 0 | 0 | 0 | 0 | 0 | 0 | 0 | 0 | 0 | 0 | 0 | 0 | 0 | 0 | 0 | 0 | 0 | 0 | 0 | 0 | 0 | 0 | 0 | 0 | 0 | 0 | 0 | 0 | 0 | 0 | 0 | 0 | 0 | 0 | 0 | 0 | 0 | 0 | 0 | 0 | 0 | 0 | 0 | 0 | 0 | 0 | 0 | 0 | 0 | 0 | 0 | 0 | 0 | 0 | 0 | 0 | 0 | 0 | 0 | 0 | 0 | 0 | 0 | 0 | 0 | 0 | 0 | 0 | 0 | 0 | 0 | 0 | 0 | 0 | 0 | 0 | 0 | 0 | 0 | 0 | 0 | 0 | 0 | 0 | 0 | 0 | 0 | 0 | 0 | 0 | 0 | 0 | 0 | 0 | 0 | 0 | 0 | 0 | 0 | 0 | 0 | 0 | 0 | 0 | 0 | 0 | 0 | 0 | 0 | 0 | 0 | 0 | 0 | 0 | 0 | 0 | 0 | 0 | 0 | 0 | 0 | 0 | 0 | 0 | 0 | 0 | 0 | 0 | 0 | 0 | 0 | 0 | 0 | 0 | 0 | 0 | 0 | 0 | 0 | 0 | 0 | 0 | 0 | 0 | 0 | 0 | 0 | 0 | 0 | 0 | 0 | 0 | 0 | 0 | 0 | 0 | 0 | 0 | 0 | 0 | 0 | 0 | 0 | 0 | 0 | 0 | 0 | 0 | 0 | 0 | 0 | 0 | 0 | 0 | 0 | 0 | 0 | 0 | 0 | 0 | 0 | 0 | 0 | 0 | 0 | 0 | 0 | 0 | 0 | 0 | 0 | 0 | 0 | 0 | 0 | 0 | 0 | 0 | 0 | 0 | 0 | 0 | 0 | 0 | 0 | 0 | 0 | 0 | 0 | 0 | 0 | 0 | 0 | 0 | 0 | 0 | 0 | 0 | 0 | 0 | 0 | 0 | 0 | 0 | 0 | 0 | 0 | 0 | 0 | 0 | 0 | 0 | 0 | 0 | 0 | 0 | 0 | 0 | 0 | 0 | 0 | 0 | 0 | 0 | 0 | 0 | 0 | 0 | 0 | 0 | 0 | 0 | 0 | 0 | 0 | 0 | 0 | 0 | 0 | 0 | 0 | 0 | 0 | 0 | 0 | 0 | 0 | 0 | 0 | 0 | 0 | 0 | 0 | 0 | 0 | 0 | 0 | 0 | 0 | 0 | 0 | 0 | 0 | 0 | 0 | 0 | 0 | 0 | 0 | 0 | 0 | 0 | 0 | 0 | 0 | 0 | 0 | 0 | 0 | 0 | 0 | 0 | 0 | 0 | 0 | 0 | 0 | 0 | 0 | 0 | 0 | 0 | 0 | 0 | 0 | 0 | 0 | 0 | 0 | 0 | 0 | 0 | 0 | 0 | 0 | 0 | 0 | 0 | 0 | 0 | 0 | 0 | 0 | 0 | 0 | 0 | 0 | 0 | 0 | 0 | 0 | 0 | 0 | 0 | 0 | 0 | 0 | 0 | 0 | 0 | 0 | 0 | 0 | 0 | 0 | 0 | 0 | 0 | 0 | 0 | 0 | 0 | 0 | 0 | 0 | 0 | 0 | 0 | 0 | 0 | 0 | 0 | 0 | 0 | 0 | 0 | 0 | 0 | 0 | 0 | 0 | 0 | 0 | 0 | 0 | 0 | 0 | 0 | 0 | 0 | 0 | 0 | 0 | 0 | 0 | 0 | 0 | 0 | 0 | 0 | 0 | 0 | 0 | 0 | 0 | 0 | 0 | 0 | 0 | 0 | 0 | 0 | 0 | 0 | 0 | 0 | 0 | 0 | 0 | 0 | 0 | 0 | 0 | 0 | 0 | 0 | 0 | 0 | 0 | 0 | 0 | 0 | 0 | 0 | 0 | 0 | 0 | 0 | 0 | 0 | 0 | 0 | 0 | 0 | 0 | 0 | 0 | 0 | 0 | 0 | 0 | 0 | 0 | 0 | 0 | 0 | 0 | 0 | 0 | 0 | 0 | 0 | 0 | 0 | 0 | 0 | 0 | 0 | 0 | 0 | 0 | 0 | 0 | 0 | 0 | 0 | 0 | 0 | 0 | 0 | 0 | 0 | 0 | 0 | 0 | 0 | 0 | 0 | 0 | 0 | 0 | 0 | 0 | 0 | 0 | 0 | 0 | 0 | 0 | 0 | 0 | 0 | 0 | 0 | 0 | 0 | 0 | 0 | 0 | 0 | 0 | 0 | 0 | 0 | 0 | 0 | 0 | 0 | 0 | 0 | 0 | 0 | 0 | 0 | 0 | 0 | 0 | 0 | 0 | 0 | 0 | 0 | 0 | 0 | 0 | 0 | 0 | 0 | 0 | 0 | 0 | 0 | 0 | 0 | 0 | 0 | 0 | 0 | 0 | 0 | 0 | 0 | 0 | 0 | 0 | 0 | 0 | 0 | 0 | 0 | 0 | 0 | 0 | 0 | 0 | 0 | 0 | 0 | 0 | 0 | 0 | 0 | 0 | 0 | 0 | 0 | 0 | 0 | 0 | 0 | 0 | 0 | 0 | 0 | 0 | 0 | 0 | 0 | 0 | 0 | 0 | 0 | 0 | 0 | 0 | 0 | 0 | 0 | 0 | 0 | 0 | 0 | 0 | 0 | 0 | 0 | 0 | 0 | 0 | 0 | 0 | 0 | 0 | 0 | 0 | 0 | 0 | 0 | 0 | 0 | 0 | 0 | 0 | 0 | 0 | 0 | 0 | 0 | 0 | 0 | 0 | 0 | 0 | 0 | 0 | 0 | 0 | 0 | 0 | 0 | 0 | 0 | 0 | 0 | 0 | 0 | 0 | 0 | 0 | 0 | 0 | 0 | 0 | 0 | 0 | 0 | 0 | 0 | 0 | 0 | 0 | 0 | 0 | 0 | 0 | 0 | 0 | 0 | 0 | 0 | 0 | 0 | 0 | 0 | 0 | 0 | 0 | 0 | 0 | 0 | 0 | 0 | 0 | 0 | 0 | 0 | 0 | 0 | 0 | 0 | 0 | 0 | 0 | 0 | 0 | 0 | 0 | 0 | 0 | 0 | 0 | 0 | 0 | 0 | 0 | 0 | 0 | 0 | 0 | 0 | 0 | 0 | 0 | 0 | 0 | 0 | 0 | 0 | 0 | 0 | 0 | 0 | 0 | 0 | 0 | 0 | 0 | 0 | 0 | 0 | 0 | 0 | 0 | 0 | 0 | 0 | 0 | 0 | 0 | 0 | 0 | 0 | 0 | 0 | 0 | 0 | 0 | 0 | 0 | 0 | 0 | 0 | 0 | 0 | 0 | 0 | 0 | 0 | 0 | 0 | 0 | 0 | 0 | 0 | 0 | 0 | 0 | 0 | 0 | 0 | 0 | 0 | 0 | 0 | 0 | 0 | 0 | 0 | 0 | 0 | 0 | 0 | 0 | 0 | 0 | 0 | 0 | 0 | 0 | 0 | 0 | 0 | 0 | 0 | 0 | 0 | 0 | 0 | 0 | 0 | 0 | 0 | 0 | 0 | 0 | 0 | 0 | 0 | 0 | 0 | 0 | 0 | 0 | 0 | 0 | 0 | 0 | 0 | 0 | 0 | 0 | 0 | 0 | 0 | 0 | 0 | 0 | 0 | 0 | 0 | 0 | 0 | 0 | 0 | 0 | 0 | 0 | 0 | 0 | 0 | 0 | 0 | 0 | 0 | 0 | 0 | 0 | 0 | 0 | 0 | 0 | 0 | 0 | 0 | 0 | 0 | 0 | 0 | 0 | 0 | 0 | 0 | 0 | 0 | 0 | 0 | 0 | 0 | 0 | 0 | 0 | 0 | 0 | 0 | 0 | 0 | 0 | 0 | 0 | 0 | 0 | 0 | 0 | 0 | 0 | 0 | 0 | 0 | 0 | 0 | 0 | 0 | 0 | 0 | 0 | 0 | 0 | 0 | 0 | 0 | 0 | 0 | 0 | 0 | 0 | 0 | 0 | 0 | 0 | 0 | 0 | 0 | 0 | 0 | 0 | 0 | 0 | 0 | 0 | 0 | 0 | 0 | 0 | 0 | 0 | 0 | 0 | 0 | 0 | 0 | 0 | 0 | 0 | 0 | 0 | 0 | 0 | 0 | 0 | 0 | 0 | 0 | 0 | 0 | 0 | 0 | 0 | 0 | 0 | 0 | 0 | 0 | 0 | 0 | 0 | 0 | 0 | 0 | 0 | 0 | 0 | 0 | 0 | 0 | 0 | 0 | 0 | 0 | 0 | 0 | 0 | 0 | 0 | 0 | 0 | 0 | 0 | 0 | 0 | 0 | 0 | 0 | 0 | 0 | 0 | 0 | 0 | 0 | 0 | 0 | 0 | 0 | 0 | 0 | 0 | 0 | 0 | 0 | 0 | 0 | 0 | 0 | 0 | 0 | 0 | 0 | 0 | 0 | 0 | 0 | 0 | 0 | 0 | 0 | 0 | 0 | 0 | 0 | 0 | 0 | 0 | 0 | 0 | 0 | 0 | 0 | 0 | 0 | 0 | 0 | 0 | 0 | 0 | 0 | 0 | 0 | 0 | 0 | 0 | 0 | 0 | 0 | 0 | 0 | 0 | 0 | 0 | 0 | 0 | 0 | 0 | 0 | 0 | 0 | 0 | 0 | 0 | 0 | 0 | 0 | 0 | 0 | 0 | 0 | 0 | 0 | 0 | 0 | 0 | 0 | 0 | 0 | 0 | 0 | 0 | 0 | 0 | 0 | 0 | 0 | 0 | 0 | 0 | 0 | 0 | 0 | 0 | 0 | 0 | 0 | 0 | 0 | 0 | 0 | 0 | 0 | 0 | 0 | 0 | 0 | 0 | 0 | 0 | 0 | 0 | 0 | 0 | 0 | 0 | 0 | 0 | 0 | 0 | 0 | 0 | 0 | 0 | 0 | 0 | 0 | 0 | 0 | 0 | 0 | 0 | 0 | 0 | 0 | 0 | 0 | 0 | 0 | 0 | 0 | 0 | 0 | 0 | 0 | 0 | 0 | 0 | 0 | 0 | 0 | 0 | 0 | 0 | 0 | 0 | 0 | 0 | 0 | 0 | 0 | 0 | 0 | 0 | 0 | 0 | 0 | 0 | 0 | 0 | 0 | 0 | 0 | 0 | 0 | 0 | 0 | 0 | 0 | 0 | 0 | 0 | 0 | 0 | 0 | 0 | 0 | 0 | 0 | 0 | 0 | 0 | 0 | 0 | 0 | 0 | 0 | 0 | 0 | 0 | 0 | 0 | 0 | 0 | 0 | 0 | 0 | 0 | 0 | 0 | 0 | 0 | 0 | 0 | 0 | 0 | 0 | 0 | 0 | 0 | 0 | 0 | 0 | 0 | 0 | 0 | 0 | 0 | 0 | 0 | 0 | 0 | 0 | 0 | 0 | 0 | 0 | 0 | 0 | 0 | 0 | 0 | 0 | 0 | 0 | 0 | 0 | 0 | 0 | 0 | 0 | 0 | 0 | 0 | 0 | 0 | 0 | 0 | 0 | 0 | 0 | 0 | 0 | 0 | 0 | 0 | 0 | 0 | 0 | 0 | 0 | 0 | 0 | 0 | 0 | 0 | 0 | 0 | 0 | 0 | 0 | 0 | 0 | 0 | 0 | 0 | 0 | 0 | 0 | 0 | 0 | 0 | 0 | 0 | 0 | 0 | 0 | 0 | 0 | 0 | 0 | 0 | 0 | 0 | 0 | 0 | 0 | 0 | 0 | 0 | 0 | 0 | 0 | 0 | 0 | 0 | 0 | 0 | 0 | 0 | 0 | 0 | 0 | 0 | 0 | 0 | 0 | 0 | 0 | 0 | 0 | 0 | 0 | 0 | 0 | 0 | 0 | 0 | 0 | 0 | 0 | 0 | 0 | 0 | 0 | 0 | 0 | 0 | 0 | 0 | 0 | 0 | 0 | 0 | 0 | 0 | 0 | 0 | 0 | 0 | 0 | 0 | 0 | 0 | 0 | 0 | 0 | 0 | 0 | 0 | 0 | 0 | 0 | 0 | 0 | 0 | 0 | 0 | 0 | 0 | 0 | 0 | 0 | 0 | 0 | 0 | 0 | 0 | 0 | 0 | 0 | 0 | 0 | 0 | 0 | 0 | 0 | 0 | 0 | 0 | 0 | 0 | 0 | 0 | 0 | 0 | 0 | 0 | 0 | 0 | 0 | 0 | 0 | 0 | 0 | 0 | 0 | 0 | 0 | 0 | 0 | 0 | 0 | 0 | 0 | 0 | 0 | 0 | 0 | 0 | 0 | 0 | 0 | 0 | 0 | 0 | 0 | 0 | 0 | 0 | 0 | 0 | 0 | 0 | 0 | 0 | 0 | 0 | 0 | 0 | 0 | 0 | 0 | 0 | 0 | 0 | 0 | 0 | 0 | 0 | 0 | 0 | 0 | 0 | 0 | 0 | 0 | 0 | 0 | 0 | 0 | 0 | 0 | 0 | 0 | 0 | 0 | 0 | 0 | 0 | 0 | 0 | 0 | 0 | 0 | 0 | 0 | 0 | 0 | 0 | 0 | 0 | 0 | 0 | 0 | 0 | 0 | 0 | 0 | 0 | 0 | 0 | 0 | 0 | 0 | 0 | 0 | 0 | 0 | 0 | 0 | 0 | 0 | 0 | 0 | 0 | 0 | 0 | 0 | 0 | 0 | 0 | 0 | 0 | 0 | 0 | 0 | 0 | 0 | 0 | 0 | 0 | 0 | 0 | 0 | 0 | 0 | 0 | 0 | 0 | 0 | 0 | 0 | 0 | 0 | 0 | 0 | 0 | 0 | 0 | 0 | 0 | 0 | 0 | 0 | 0 | 0 | 0 | 0 | 0 | 0 | 0 | 0 | 0 | 0 | 0 | 0 | 0 | 0 | 0 | 0 | 0 | 0 | 0 | 0 | 0 | 0 | 0 | 0 | 0 | 0 | 0 | 0 | 0 | 0 | 0 | 0 | 0 | 0 | 0 | 0 | 0 | 0 | 0 | 0 | 0 | 0 | 0 | 0 | 0 | 0 | 0 | 0 | 0 | 0 | 0 | 0 | 0 | 0 | 0 | 0 | 0 | 0 | 0 | 0 | 0 | 0 | 0 | 0 | 0 | 0 | 0 | 0 | 0 | 0 | 0 | 0 | 0 | 0 | 0 | 0 | 0 | 0 | 0 | 0 | 0 | 0 | 0 | 0 | 0 | 0 | 0 | 0 | 0 | 0 | 0 | 0 | 0 | 0 | 0 | 0 | 0 | 0 | 0 | 0 | 0 | 0 | 0 | 0 | 0 | 0 | 0 | 0 | 0 | 0 | 0 | 0 | 0 | 0 | 0 | 0 | 0 | 0 | 0 | 0 | 0 | 0 | 0 | 0 | 0 | 0 | 0 | 0 | 0 | 0 | 0 | 0 | 0 | 0 | 0 | 0 | 0 | 0 | 0 | 0 | 0 | 0 | 0 | 0 | 0 | 0 | 0 | 0 | 0 | 0 | 0 | 0 | 0 | 0 | 0 | 0 | 0 | 0 | 0 | 0 | 0 | 0 | 0 | 0 | 0 | 0 | 0 | 0 | 0 | 0 | 0 | 0 | 0 | 0 | 0 | 0 | 0 | 0 | 0 | 0 | 0 | 0 | 0 | 0 | 0 | 0 | 0 | 0 | 0 | 0 | 0 | 0 | 0 | 0 | 0 | 0 | 0 | 0 | 0 | 0 | 0 | 0 | 0 | 0 | 0 | 0 | 0 | 0 | 0 | 0 | 0 | 0 | 0 | 0 | 0 | 0 | 0 | 0 | 0 | 0 | 0 | 0 | 0 | 0 | 0 | 0 | 0 | 0 | 0 | 0 | 0 | 0 | 0 | 0 | 0 | 0 | 0 | 0 | 0 | 0 | 0 | 0 | 0 | 0 | 0 | 0 | 0 | 0 | 0 | 0 | 0 | 0 | 0 | 0 | 0 | 0 | 0 | 0 | 0 | 0 | 0 | 0 | 0 | 0 | 0 | 0 | 0 | 0 | 0 | 0 | 0 | 0 | 0 | 0 | 0 | 0 | 0 | 0 | 0 | 0 | 0 | 0 | 0 | 0 | 0 | 0 | 0 | 0 | 0 | 0 | 0 | 0 | 0 | 0 | 0 | 0 | 0 | 0 | 0 | 0 | 0 | 0 | 0 | 0 | 0 | 0 | 0 | 0 | 0 | 0 | 0 | 0 | 0 | 0 | 0 | 0 | 0 | 0 | 0 | 0 | 0 | 0 | 0 | 0 | 0 | 0 | 0 | 0 | 0 | 0 | 0 | 0 | 0 | 0 | 0 | 0 | 0 | 0 | 0 | 0 | 0 | 0 | 0 | 0 | 0 | 0 | 0 | 0 | 0 | 0 | 0 | 0 | 0 | 0 | 0 | 0 | 0 | 0 | 0 | 0 | 0 | 0 | 0 | 0 | 0 | 0 | 0 | 0 | 0 | 0 | 0 | 0 | 0 | 0 | 0 | 0 | 0 | 0 | 0 | 0 | 0 | 0 | 0 | 0 | 0 | 0 | 0 | 0 | 0 | 0 | 0 | 0 | 0 | 0 | 0 | 0 | 0 | 0 | 0 | 0 | 0 | 0 | 0 | 0 | 0 | 0 | 0 | 0 | 0 | 0 | 0 | 0 | 0 | 0 | 0 | 0 | 0 | 0 | 0 | 0 | 0 | 0 | 0 | 0 | 0 | 0 | 0 | 0 | 0 | 0 | 0 | 0 | 0 | 0 | 0 | 0 | 0 | 0 | 0 | 0 | 0 | 0 | 0 | 0 | 0 | 0 | 0 | 0 | 0 | 0 | 0 | 0 | 0 | 0 | 0 | 0 | 0 | 0 | 0 | 0 | 0 | 0 | 0 | 0 | 0 | 0 | 0 | 0 | 0 | 0 | 0 | 0 | 0 | 0 | 0 | 0 | 0 | 0 | 0 | 0 | 0 | 0 | 0 | 0 | 0 | 0 | 0 | 0 | 0 | 0 | 0 | 0 | 0 | 0 | 0 | 0 | 0 | 0 | 0 | 0 | 0 | 0 | 0 | 0 | 0 | 0 | 0 | 0 | 0 | 0 | 0 | 0 | 0 | 0 | 0 | 0 | 0 | 0 | 0 | 0 | 0 | 0 | 0 | 0 | 0 | 0 | 0 | 0 | 0 | 0 | 0 | 0 | 0 | 0 | 0 | 0 | 0 | 0 | 0 | 0 | 0 | 0 | 0 | 0 | 0 | 0 | 0 | 0 | 0 | 0 | 0 | 0 | 0 | 0 | 0 | 0 | 0 | 0 | 0 | 0 | 0 | 0 | 0 | 0 | 0 | 0 | 0 | 0 | 0 | 0 | 0 | 0 | 0 | 0 | 0 | 0 | 0 | 0 | 0 | 0 | 0 | 0 | 0 | 0 | 0 | 0 | 0 | 0 | 0 | 0 | 0 | 0 | 0 | 0 | 0 | 0 | 0 | 0 | 0 | 0 | 0 | 0 | 0 | 0 | 0 | 0 | 0 | 0 | 0 | 0 | 0 | 0 | 0 | 0 | 0 | 0 | 0 | 0 | 0 | 0 | 0 | 0 | 0 | 0 | 0 | 0 | 0 | 0 | 0 | 0 | 0 | 0 | 0 | 0 | 0 | 0 | 0 | 0 | 0 | 0 | 0 | 0 | 0 | 0 | 0 | 0 | 0 | 0 | 0 | 0 | 0 | 0 | 0 | 0 | 0 | 0 | 0 | 0 | 0 | 0 | 0 | 0 | 0 | 0 | 0 | 0 | 0 | 0 | 0 | 0 | 0 | 0 | 0 | 0 | 0 | 0 | 0 | 0 | 0 | 0 | 0 | 0 | 0 | 0 | 0 | 0 | 0 | 0 | 0 | 0 | 0 | 0 | 0 | 0 | 0 | 0 | 0 | 0 | 0 | 0 | 0 | 0 | 0 | 0 | 0 | 0 | 0 | 0 | 0 | 0 | 0 | 0 | 0 | 0 | 0 | 0 | 0 | 0 | 0 | 0 | 0 | 0 | 0 | 0 | 0 | 0 | 0 | 0 | 0 | 0 | 0 | 0 | 0 | 0 | 0 | 0 | 0 | 0 | 0 | 0 | 0 | 0 | 0 | 0 | 0 | 0 | 0 | 0 | 0 | 0 | 0 | 0 | 0 | 0 | 0 | 0 | 0 | 0 | 0 | 0 | 0 | 0 | 0 | 0 | 0 | 0 | 0 | 0 | 0 | 0 | 0 | 0 | 0 | 0 | 0 | 0 | 0 | 0 | 0 | 0 | 0 | 0 | 0 | 0 | 0 | 0 | 0 | 0 | 0 | 0 | 0 | 0 | 0 | 0 | 0 | 0 | 0 | 0 | 0 | 0 | 0 | 0 | 0 | 0 | 0 | 0 | 0 | 0 | 0 | 0 | 0 | 0 | 0 | 0 | 0 | 0 | 0 | 0 | 0 | 0 | 0 | 0 | 0 | 0 | 0 | 0 | 0 | 0 | 0 | 0 | 0 | 0 | 0 | 0 | 0 | 0 | 0 | 0 | 0 | 0 | 0 | 0 | 0 | 0 | 0 | 0 | 0 | 0 | 0 | 0 | 0 | 0 | 0 | 0 | 0 | 0 | 0 | 0 | 0 | 0 | 0 | 0 | 0 | 0 | 0 | 0 | 0 | 0 | 0 | 0 | 0 | 0 | 0 | 0 | 0 | 0 | 0 | 0 | 0 | 0 | 0 | 0 | 0 | 0 | 0 | 0 | 0 | 0 | 0 | 0 | 0 | 0 | 0 | 0 | 0 | 0 | 0 | 0 | 0 | 0 | 0 | 0 | 0 | 0 | 0 | 0 | 0 | 0 | 0 | 0 | 0 | 0 | 0 | 0 | 0 | 0 | 0 | 0 | 0 | 0 | 0 | 0 | 0 | 0 | 0 | 0 | 0 | 0 | 0 | 0 | 0 | 0 | 0 | 0 | 0 | 0 | 0 | 0 | 0 | 0 | 0 | 0 | 0 | 0 | 0 | 0 | 0 | 0 | 0 | 0 | 0 | 0 | 0 | 0 | 0 | 0 | 0 | 0 | 0 | 0 | 0 | 0 | 0 | 0 | 0 | 0 | 0 | 0 | 0 | 0 | 0 | 0 | 0 | 0 | 0 | 0 | 0 | 0 | 0 | 0 | 0 | 0 | 0 | 0 | 0 | 0 | 0 | 0 | 0 | 0 | 0 | 0 | 0 | 0 | 0 | 0 | 0 | 0 | 0 | 0 | 0 | 0 | 0 | 0 | 0 | 0 | 0 | 0 | 0 | 0 | 0 | 0 | 0 | 0 | 0 | 0 | 0 | 0 | 0 | 0 | 0 | 0 | 0 | 0 | 0 | 0 | 0 | 0 | 0 | 0 | 0 | 0 | 0 | 0 | 0 | 0 | 0 | 0 | 0 | 0 | 0 | 0 | 0 | 0 | 0 | 0 | 0 | 0 | 0 | 0 | 0 | 0 | 0 | 0 | 0 | 0 | 0 | 0 | 0 | 0 | 0 | 0 | 0 | 0 | 0 | 0 | 0 | 0 | 0 | 0 | 0 | 0 | 0 | 0 | 0 | 0 | 0 | 0 | 0 | 0 | 0 | 0 | 0 | 0 | 0 | 0 | 0 | 0 | 0 | 0 | 0 | 0 | 0 | 0 | 0 | 0 | 0 | 0 | 0 | 0 | 0 | 0 | 0 | 0 | 0 | 0 | 0 | 0 | 0 | 0 | 0 | 0 | 0 | 0 | 0 | 0 | 0 | 0 | 0 | 0 | 0 | 0 | 0 | 0 | 0 | 0 | 0 | 0 | 0 | 0 | 0 | 0 | 0 | 0 | 0 | 0 | 0 | 0 | 0 | 0 | 0 | 0 | 0 | 0 | 0 | 0 | 0 | 0 | 0 | 0 | 0 | 0 | 0 | 0 | 0 | 0 | 0 | 0 | 0 | 0 | 0 | 0 | 0 | 0 | 0 | 0 | 0 | 0 | 0 | 0 | 0 | 0 | 0 | 0 | 0 | 0 | 0 | 0 | 0 | 0 | 0 | 0 | 0 | 0 | 0 | 0 | 0 | 0 | 0 | 0 | 0 | 0 | 0 | 0 | 0 | 0 | 0 | 0 | 0 | 0 | 0 | 0 | 0 | 0 | 0 | 0 | 0 | 0 | 0 | 0 | 0 | 0 | 0 | 0 | 0 | 0 | 0 | 0 | 0 | 0 | 0 | 0 | 0 | 0 | 0 | 0 | 0 | 0 | 0 | 0 | 0 | 0 | 0 | 0 | 0 | 0 | 0 | 0 | 0 | 0 | 0 | 0 | 0 | 0 | 0 | 0 | 0 | 0 | 0 | 0 | 0 | 0 | 0 | 0 | 0 | 0 | 0 | 0 | 0 | 0 | 0 | 0 | 0 | 0 | 0 | 0 | 0 | 0 | 0 | 0 | 0 | 0 | 0 | 0 | 0 | 0 | 0 | 0 | 0 | 0 | 0 | 0 | 0 | 0 | 0 | 0 | 0 | 0 | 0 | 0 | 0 | 0 | 0 | 0 | 0 | 0 | 0 | 0 | 0 | 0 | 0 | 0 | 0 | 0 | 0 | 0 | 0 | 0 | 0 | 0 | 0 | 0 | 0 | 0 | 0 | 0 | 0 | 0 | 0 | 0 | 0 | 0 | 0 | 0 | 0 | 0 | 0 | 0 | 0 | 0 | 0 | 0 | 0 | 0 | 0 | 0 | 0 | 0 | 0 | 0 | 0 | 0 | 0 | 0 | 0 | 0 | 0 | 0 | 0 | 0 | 0 | 0 | 0 | 0 | 0 | 0 | 0 | 0 | 0 | 0 | 0 | 0 | 0 | 0 | 0 | 0 | 0 | 0 | 0 | 0 | 0 | 0 | 0 | 0 | 0 | 0 | 0 | 0 | 0 | 0 | 0 | 0 | 0 | 0 | 0 | 0 | 0 | 0 | 0 | 0 | 0 | 0 | 0 | 0 | 0 | 0 | 0 | 0 | 0 | 0 | 0 | 0 | 0 | 0 | 0 | 0 | 0 | 0 | 0 | 0 | 0 | 0 | 0 | 0 | 0 | 0 | 0 | 0 | 0 | 0 | 0 | 0 | 0 | 0 | 0 | 0 | 0 | 0 | 0 | 0 | 0 | 0 | 0 | 0 | 0 | 0 | 0 | 0 | 0 | 0 | 0 | 0 | 0 | 0 | 0 | 0 | 0 | 0 | 0 | 0 | 0 | 0 | 0 | 0 | 0 | 0 | 0 | 0 | 0 | 0 | 0 | 0 | 0 | 0 | 0 | 0 | 0 | 0 | 0 | 0 | 0 | 0 | 0 | 0 | 0 | 0 | 0 | 0 | 0 | 0 | 0 | 0 | 0 | 0 | 0 | 0 | 0 | 0 | 0 | 0 | 0 | 0 | 0 | 0 | 0 | 0 | 0 | 0 | 0 | 0 | 0 | 0 | 0 | 0 | 0 | 0 | 0 | 0 | 0 | 0 | 0 | 0 | 0 | 0 | 0 | 0 | 0 | 0 | 0 | 0 | 0 | 0 | 0 | 0 | 0 | 0 | 0 | 0 | 0 | 0 | 0 | 0 | 0 | 0 | 0 | 0 | 0 | 0 | 0 | 0 | 0 | 0 | 0 | 0 | 0 | 0 | 0 | 0 | 0 | 0 | 0 | 0 | 0 | 0 | 0 | 0 | 0 | 0 | 0 | 0 | 0 | 0 | 0 | 0 | 0 | 0 | 0 | 0 | 0 | 0 | 0 | 0 | 0 | 0 | 0 | 0 | 0 | 0 | 0 | 0 | 0 | 0 | 0 | 0 | 0 | 0 | 0 | 0 | 0 | 0 | 0 | 0 | 0 | 0 | 0 | 0 | 0 | 0 | 0 | 0 | 0 | 0 | 0 | 0 | 0 | 0 | 0 | 0 | 0 | 0 | 0 | 0 | 0 | 0 | 0 | 0 | 0 | 0 | 0 | 0 | 0 | 0 | 0 | 0 | 0 | 0 | 0 | 0 | 0 | 0 | 0 | 0 | 0 | 0 | 0 | 0 | 0 | 0 | 0 | 0 | 0 | 0 | 0 | 0 | 0 | 0 | 0 | 0 | 0 | 0 | 0 | 0 | 0 | 0 | 0 | 0 | 0 | 0 | 0 | 0 | 0 | 0 | 0 | 0 | 0 | 0 | 0 | 0 | 0 | 0 | 0 | 0 | 0 | 0 | 0 | 0 | 0 | 0 | 0 | 0 | 0 | 0 | 0 | 0 | 0 | 0 | 0 | 0 | 0 | 0 | 0 | 0 | 0 | 0 | 0 | 0 | 0 | 0 | 0 | 0 | 0 | 0 | 0 | 0 | 0 | 0 | 0 | 0 | 0 | 0 | 0 | 0 | 0 | 0 | 0 | 0 | 0 | 0 | 0 | 0 | 0 | 0 | 0 | 0 | 0 | 0 | 0 | 0 | 0 | 0 | 0 | 0 | 0 | 0 | 0 | 0 | 0 | 0 | 0 | 0 | 0 | 0 | 0 | 0 | 0 | 0 | 0 | 0 | 0 | 0 | 0 | 0 | 0 | 0 | 0 | 0 | 0 | 0 | 0 | 0 | 0 | 0 | 0 | 0 | 0 | 0 | 0 | 0 | 0 | 0 | 0 | 0 | 0 | 0 | 0 | 0 | 0 | 0 | 0 | 0 | 0 | 0 | 0 | 0 | 0 | 0 | 0 | 0 | 0 | 0 | 0 | 0 | 0 | 0 | 0 | 0 | 0 | 0 | 0 | 0 | 0 | 0 | 0 | 0 | 0 | 0 | 0 | 0 | 0 | 0 | 0 | 0 | 0 | 0 | 0 | 0 | 0 | 0 | 0 | 0 | 0 | 0 | 0 | 0 | 0 | 0 | 0 | 0 | 0 | 0 | 0 | 0 | 0 | 0 | 0 | 0 | 0 | 0 | 0 | 0 | 0 | 0 | 0 | 0 | 0 | 0 | 0 | 0 | 0 | 0 | 0 | 0 | 0 | 0 | 0 | 0 | 0 | 0 | 0 | 0 | 0 | 0 | 0 | 0 | 0 | 0 | 0 | 0 | 0 | 0 | 0 | 0 | 0 | 0 | 0 | 0 | 0 | 0 | 0 | 0 | 0 | 0 | 0 | 0 | 0 | 0 | 0 | 0 | 0 | 0 | 0 | 0 | 0 | 0 | 0 | 0 | 0 | 0 | 0 | 0 | 0 | 0 | 0 | 0 | 0 | 0 | 0 | 0 | 0 | 0 | 0 | 0 | 0 | 0 | 0 | 0 | 0 | 0 | 0 | 0 | 0 | 0 | 0 | 0 | 0 | 0 | 0 | 0 | 0 | 0 | 0 | 0 | 0 | 0 | 0 | 0 | 0 | 0 | 0 | 0 | 0 | 0 | 0 | 0 | 0 | 0 | 0 | 0 | 0 | 0 | 0 | 0 | 0 | 0 | 0 | 0 | 0 | 0 | 0 | 0 | 0 | 0 | 0 | 0 | 0 | 0 | 0 | 0 | 0 | 0 | 0 | 0 | 0 | 0 | 0 | 0 | 0 | 0 | 0 | 0 | 0 | 0 | 0 | 0 | 0 | 0 | 0 | 0 | 0 | 0 | 0 | 0 | 0 | 0 | 0 | 0 | 0 | 0 | 0 | 0 | 0 | 0 | 0 | 0 | 0 | 0 | 0 | 0 | 0 | 0 | 0 | 0 | 0 | 0 | 0 | 0 | 0 | 0 | 0 | 0 | 0 | 0 | 0 | 0 | 0 | 0 | 0 | 0 | 0 | 0 | 0 | 0 | 0 | 0 | 0 | 0 | 0 | 0 | 0 | 0 | 0 | 0 | 0 | 0 | 0 | 0 | 0 | 0 | 0 | 0 | 0 | 0 | 0 | 0 | 0 | 0 | 0 | 0 | 0 | 0 | 0 | 0 | 0 | 0 | 0 | 0 | 0 | 0 | 0 | 0 | 0 | 0 | 0 | 0 | 0 | 0 | 0 | 0 | 0 | 0 | 0 | 0 | 0 | 0 | 0 | 0 | 0 | 0 | 0 | 0 | 0 | 0 | 0 | 0 | 0 | 0 | 0 | 0 | 0 | 0 | 0 | 0 | 0 | 0 | 0 | 0 | 0 | 0 | 0 | 0 | 0 | 0 | 0 | 0 | 0 | 0 | 0 | 0 | 0 | 0 | 0 | 0 | 0 | 0 | 0 | 0 | 0 | 0 | 0 | 0 | 0 | 0 | 0 | 0 | 0 | 0 | 0 | 0 | 0 | 0 | 0 | 0 | 0 | 0 | 0 | 0 | 0 | 0 | 0 | 0 | 0 | 0 | 0 | 0 | 0 | 0 | 0 | 0 | 0 | 0 | 0 | 0 | 0 | 0 | 0 | 0 | 0 | 0 | 0 | 0 | 0 | 0 | 0 | 0 | 0 | 0 | 0 | 0 | 0 | 0 | 0 | 0 | 0 | 0 | 0 | 0 | 0 | 0 | 0 | 0 | 0 | 0 | 0 | 0 | 0 | 0 | 0 | 0 | 0 | 0 | 0 | 0 | 0 | 0 | 0 | 0 | 0 | 0 | 0 | 0 | 0 | 0 | 0 | 0 | 0 | 0 | 0 | 0 | 0 | 0 | 0 | 0 | 0 | 0 | 0 | 0 | 0 | 0 | 0 | 0 | 0 | 0 | 0 | 0 | 0 | 0 | 0 | 0 | 0 | 0 | 0 | 0 | 0 | 0 | 0 | 0 | 0 | 0 | 0 | 0 | 0 | 0 | 0 | 0 | 0 | 0 | 0 | 0 | 0 | 0 | 0 | 0 | 0 | 0 | 0 | 0 | 0 | 0 | 0 | 0 | 0 | 0 | 0 | 0 | 0 | 0 | 0 | 0 | 0 | 0 | 0 | 0 | 0 | 0 | 0 | 0 | 0 | 0 | 0 | 0 | 0 | 0 | 0 | 0 | 0 | 0 | 0 | 0 | 0 | 0 | 0 | 0 | 0 | 0 | 0 | 0 | 0 | 0 | 0 | 0 | 0 | 0 | 0 | 0 | 0 | 0 | 0 | 0 | 0 | 0 | 0 | 0 | 0 | 0 | 0 | 0 | 0 | 0 | 0 | 0 | 0 | 0 | 0 | 0 | 0 | 0 | 0 | 0 | 0 | 0 | 0 | 0 | 0 | 0 | 0 | 0 | 0 | 0 | 0 | 0 | 0 | 0 | 0 | 0 | 0 | 0 | 0 | 0 | 0 | 0 | 0 | 0 | 0 | 0 | 0 | 0 | 0 | 0 | 0 | 0 | 0 | 0 | 0 | 0 | 0 | 0 | 0 | 0 | 0 | 0 | 0 | 0 | 0 | 0 | 0 | 0 | 0 | 0 | 0 | 0 | 0 | 0 | 0 | 0 | 0 | 0 | 0 | 0 | 0 | 0 | 0 | 0 | 0 | 0 | 0 | 0 | 0 | 0 | 0 | 0 | 0 | 0 | 0 | 0 | 0 | 0 | 0 | 0 | 0 | 0 | 0 | 0 | 0 | 0 | 0 | 0 | 0 | 0 | 0 | 0 | 0 | 0 | 0 | 0 | 0 | 0 | 0 | 0 | 0 | 0 | 0 | 0 | 0 | 0 | 0 | 0 | 0 | 0 | 0 | 0 | 0 | 0 | 0 | 0 | 0 | 0 | 0 | 0 | 0 | 0 | 0 | 0 | 0 | 0 | 0 | 0 | 0 | 0 | 0 | 0 | 0 | 0 | 0 | 0 | 0 | 0 | 0 | 0 | 0 | 0 | 0 | 0 | 0 | 0 | 0 | 0 | 0 | 0 | 0 | 0 | 0 | 0 | 0 | 0 | 0 | 0 | 0 | 0 | 0 | 0 | 0 | 0 | 0 | 0 | 0 | 0 | 0 | 0 | 0 | 0 | 0 | 0 | 0 | 0 | 0 | 0 | 0 | 0 | 0 | 0 | 0 | 0 | 0 | 0 | 0 | 0 | 0 | 0 | 0 | 0 | 0 | 0 | 0 | 0 | 0 | 0 | 0 | 0 | 0 | 0 | 0 | 0 | 0 | 0 | 0 | 0 | 0 | 0 | 0 | 0 | 0 | 0 | 0 | 0 | 0 | 0 | 0 | 0 | 0 | 0 | 0 | 0 | 0 | 0 | 0 | 0 | 0 | 0 | 0 | 0 | 0 | 0 | 0 | 0 | 0 | 0 | 0 | 0 | 0 | 0 | 0 | 0 | 0 | 0 | 0 | 0 | 0 | 0 | 0 | 0 | 0 | 0 | 0 | 0 | 0 | 0 | 0 | 0 | 0 | 0 | 0 | 0 | 0 | 0 | 0 | 0 | 0 | 0 | 0 | 0 | 0 | 0 | 0 | 0 | 0 | 0 | 0 | 0 | 0 | 0 | 0 | 0 | 0 | 0 | 0 | 0 | 0 | 0 | 0 | 0 | 0 | 0 | 0 | 0 | 0 | 0 | 0 | 0 | 0 | 0 | 0 | 0 | 0 | 0 | 0 | 0 | 0 | 0 | 0 | 0 | 0 | 0 | 0 | 0 | 0 | 0 | 0 | 0 | 0 | 0 | 0 | 0 | 0 | 0 | 0 | 0 | 0 | 0 | 0 | 0 | 0 | 0 | 0 | 0 | 0 | 0 | 0 | 0 | 0 | 0 | 0 | 0 | 0 | 0 | 0 | 0 | 0 | 0 | 0 | 0 | 0 | 0 | 0 | 0 | 0 | 0 | 0 | 0 | 0 | 0 | 0 | 0 | 0 | 0 | 0 | 0 | 0 | 0 | 0 | 0 | 0 | 0 | 0 | 0 | 0 | 0 | 0 | 0 | 0 | 0 | 0 | 0 | 0 | 0 | 0 | 0 | 0 | 0 | 0 | 0 | 0 | 0 | 0 | 0 | 0 | 0 | 0 | 0 | 0 | 0 | 0 | 0 | 0 | 0 | 0 | 0 | 0 | 0 | 0 | 0 | 0 | 0 | 0 | 0 | 0 | 0 | 0 | 0 | 0 | 0 | 0 | 0 | 0 | 0 | 0 | 0 | 0 | 0 | 0 | 0 | 0 | 0 | 0 | 0 | 0 | 0 | 0 | 0 | 0 | 0 | 0 | 0 | 0 | 0 | 0 | 0 | 0 | 0 | 0 | 0 | 0 | 0 | 0 | 0 | 0 | 0 | 0 | 0 | 0 | 0 | 0 | 0 | 0 | 0 | 0 | 0 | 0 | 0 | 0 | 0 | 0 | 0 | 0 | 0 | 0 | 0 | 0 | 0 | 0 | 0 | 0 | 0 | 0 | 0 | 0 | 0 | 0 | 0 | 0 | 0 | 0 | 0 | 0 | 0 | 0 | 0 | 0 | 0 | 0 | 0 | 0 | 0 | 0 | 0 | 0 | 0 | 0 | 0 | 0 | 0 | 0 | 0 | 0 | 0 | 0 | 0 | 0 | 0 | 0 | 0 | 0 | 0 | 0 | 0 | 0 | 0 | 0 | 0 | 0 | 0 | 0 | 0 | 0 | 0 | 0 | 0 | 0 | 0 | 0 | 0 | 0 | 0 | 0 | 0 | 0 | 0 | 0 | 0 | 0 | 0 | 0 | 0 | 0 | 0 | 0 | 0 | 0 | 0 | 0 | 0 | 0 | 0 | 0 | 0 | 0 | 0 | 0 | 0 | 0 | 0 | 0 | 0 | 0 | 0 | 0 | 0 | 0 | 0 | 0 | 0 | 0 | 0 | 0 | 0 | 0 | 0 | 0 | 0 | 0 | 0 | 0 | 0 | 0 | 0 | 0 | 0 | 0 | 0 | 0 | 0 | 0 | 0 | 0 | 0 | 0 | 0 | 0 | 0 | 0 | 0 | 0 | 0 | 0 | 0 | 0 | 0 | 0 | 0 | 0 | 0 | 0 | 0 | 0 | 0 | 0 | 0 | 0 | 0 | 0 | 0 | 0 | 0 | 0 | 0 | 0 | 0 | 0 | 0 | 0 | 0 | 0 | 0 | 0 | 0 | 0 | 0 | 0 | 0 | 0 | 0 | 0 | 0 | 0 | 0 | 0 | 0 | 0 | 0 | 0 | 0 | 0 | 0 | 0 | 0 | 0 | 0 | 0 | 0 | 0 | 0 | 0 | 0 | 0 | 0 | 0 | 0 | 0 | 0 | 0 | 0 | 0 | 0 | 0 | 0 | 0 | 0 | 0 | 0 | 0 | 0 | 0 | 0 | 0 | 0 | 0 | 0 | 0 | 0 | 0 | 0 | 0 | 0 | 0 | 0 | 0 | 0 | 0 | 0 | 0 | 0 | 0 | 0 | 0 | 0 | 0 | 0 | 0 | 0 | 0 | 0 | 0 | 0 | 0 | 0 | 0 | 0 | 0 | 0 | 0 | 0 | 0 | 0 | 0 | 0 | 0 | 0 | 0 | 0 | 0 | 0 | 0 | 0 | 0 | 0 | 0 | 0 | 0 | 0 | 0 | 0 | 0 | 0 | 0 | 0 | 0 | 0 | 0 | 0 | 0 | 0 | 0 | 0 | 0 | 0 | 0 | 0 | 0 | 0 | 0 | 0 | 0 | 0 | 0 | 0 | 0 | 0 | 0 | 0 | 0 | 0 | 0 | 0 | 0 | 0 | 0 | 0 | 0 | 0 | 0 | 0 | 0 | 0 | 0 | 0 | 0 | 0 | 0 | 0 | 0 | 0 | 0 | 0 | 0 | 0 | 0 | 0 | 0 | 0 | 0 | 0 | 0 | 0 | 0 | 0 | 0 | 0 | 0 | 0 | 0 | 0 | 0 | 0 | 0 | 0 | 0 | 0 | 0 | 0 | 0 | 0 | 0 | 0 | 0 | 0 | 0 | 0 | 0 | 0 | 0 | 0 | 0 | 0 | 0 | 0 | 0 | 0 | 0 | 0 | 0 | 0 | 0 | 0 | 0 | 0 | 0 | 0 | 0 | 0 | 0 | 0 | 0 | 0 | 0 | 0 | 0 | 0 | 0 | 0 | 0 | 0 | 0 | 0 | 0 | 0 | 0 | 0 | 0 | 0 | 0 | 0 | 0 | 0 | 0 | 0 | 0 | 0 | 0 | 0 | 0 | 0 | 0 | 0 | 0 | 0 | 0 | 0 | 0 | 0 | 0 | 0 | 0 | 0 | 0 | 0 | 0 | 0 | 0 | 0 | 0 | 0 | 0 | 0 | 0 | 0 | 0 | 0 | 0 | 0 | 0 | 0 | 0 | 0 | 0 | 0 | 0 | 0 | 0 | 0 | 0 | 0 | 0 | 0 | 0 | 0 | 0 | 0 | 0 | 0 | 0 | 0 | 0 | 0 | 0 | 0 | 0 | 0 | 0 | 0 | 0 | 0 | 0 | 0 | 0 | 0 | 0 | 0 | 0 | 0 | 0 | 0 | 0 | 0 | 0 | 0 | 0 | 0 | 0 | 0 | 0 | 0 | 0 | 0 | 0 | 0 | 0 | 0 | 0 | 0 | 0 | 0 | 0 | 0 | 0 | 0 | 0 | 0 | 0 | 0 | 0 | 0 | 0 | 0 | 0 | 0 | 0 | 0 | 0 | 0 | 0 | 0 | 0 | 0 | 0 | 0 | 0 | 0 | 0 | 0 | 0 | 0 | 0 | 0 | 0 | 0 | 0 | 0 | 0 | 0 | 0 | 0 | 0 | 0 | 0 | 0 | 0 | 0 | 0 | 0 | 0 | 0 | 0 | 0 | 0 | 0 | 0 | 0 | 0 | 0 | 0 | 0 | 0 | 0 | 0 | 0 | 0 | 0 | 0 | 0 | 0 | 0 | 0 | 0 | 0 | 0 | 0 | 0 | 0 | 0 | 0 | 0 | 0 | 0 | 0 | 0 | 0 | 0 | 0 | 0 | 0 | 0 | 0 | 0 | 0 | 0 | 0 | 0 | 0 | 0 | 0 | 0 | 0 | 0 | 0 | 0 | 0 | 0 | 0 | 0 | 0 | 0 | 0 | 0 | 0 | 0 | 0 | 0 | 0 | 0 | 0 | 0 | 0 | 0 | 0 | 0 | 0 | 0 | 0 | 0 | 0 | 0 | 0 | 0 | 0 | 0 | 0 | 0 | 0 | 0 | 0 | 0 | 0 | 0 | 0 | 0 | 0 | 0 | 0 | 0 | 0 | 0 | 0 | 0 | 0 | 0 | 0 | 0 | 0 | 0 | 0 | 0 | 0 | 0 | 0 | 0 | 0 | 0 | 0 | 0 | 0 | 0 | 0 | 0 | 0 | 0 | 0 | 0 | 0 | 0 | 0 | 0 | 0 | 0 | 0 | 0 | 0 | 0 | 0 | 0 | 0 | 0 | 0 | 0 | 0 | 0 | 0 | 0 | 0 | 0 | 0 | 0 | 0 | 0 | 0 | 0 | 0 | 0 | 0 | 0 | 0 | 0 | 0 | 0 | 0 | 0 | 0 | 0 | 0 | 0 | 0 | 0 | 0 | 0 | 0 | 0 | 0 | 0 | 0 | 0 | 0 | 0 | 0 | 0 | 0 | 0 | 0 | 0 | 0 | 0 | 0 | 0 | 0 | 0 | 0 | 0 | 0 | 0 | 0 | 0 | 0 | 0 | 0 | 0 | 0 | 0 | 0 | 0 | 0 | 0 | 0 | 0 | 0 | 0 | 0 | 0 | 0 | 0 | 0 | 0 | 0 | 0 | 0 | 0 | 0 | 0 | 0 | 0 | 0 | 0 | 0 | 0 | 0 | 0 | 0 | 0 | 0 | 0 | 0 | 0 | 0 | 0 | 0 | 0 | 0 | 0 | 0 | 0 | 0 | 0 | 0 | 0 | 0 | 0 | 0 | 0 | 0 | 0 | 0 | 0 | 0 | 0 | 0 | 0 | 0 | 0 | 0 | 0 | 0 | 0 | 0 | 0 | 0 | 0 | 0 | 0 | 0 | 0 | 0 | 0 | 0 | 0 | 0 | 0 | 0 | 0 | 0 | 0 | 0 | 0 | 0 | 0 | 0 | 0 | 0 | 0 | 0 | 0 | 0 | 0 | 0 | 0 | 0 | 0 | 0 | 0 | 0 | 0 | 0 | 0 | 0 | 0 | 0 | 0 | 0 | 0 | 0 | 0 | 0 | 0 | 0 | 0 | 0
| Cumulative Growth Small Industrial | 10^3M^3/Yr |  | 0 | 0 | 0 | 0 | 0 | 0 | 0 | 0 | 0 | 0 | 0 | 0 | 0 | 0 | 0 | 0 | 0 | 0 | 0 | 0 | 0 | 0 | 0 | 0 | 0 | 0 | 0 | 0 | 0 | 0 | 0 | 0 | 0 | 0 | 0 | 0 | 0 | 0 | 0 | 0 | 0 | 0 | 0 | 0 | 0 | 0 | 0 | 0 | 0 | 0
| Total Cummulative Gen Serv Incremental Growth | 10^3M^3/Yr |  | 616993.308 | 1491.804 | 4444.632 | 7335.9 | 10133.802 | 12811.662 | 15375.636 | 16629.408 | 16629.408 | 16629.408 | 16629.408 | 16629.408 | 16629.408 | 16629.408 | 16629.408 | 16629.408 | 16629.408 | 16629.408 | 16629.408 | 16629.408 | 16629.408 | 16629.408 | 16629.408 | 16629.408 | 16629.408 | 16629.408 | 16629.408 | 16629.408 | 16629.408 | 16629.408 | 16629.408 | 16629.408 | 16629.408 | 16629.408 | 16629.408 | 16629.408 | 16629.408 | 16629.408 | 16629.408 | 16629.408 | 16629.408 | 0 | 0 | 0 | 0 | 0 | 0 | 0 | 0 | 0
| Assumed Fuel Mix | $/ M3
| Heating Oil | 1.8486 | [42 empty] | 0% | 0% | 0% | 0% | 0% | 0% | 0% | 0% | 0% | bar: 2024 1 to 2063 40
electricity and propane rates were switched | Propane | 2.0047 | [42 empty] | 0% | 0% | 0% | 0% | 0% | 0% | 0% | 0% | 0% | bar: 2024 1 to 2063 40
electricity and propane rates were switched | Electricity | 1.4193 |  |  | 100% | 100% | 100% | 100% | 100% | 100% | 100% | 100% | 100% | 100% | 100% | 100% | 100% | 100% | 100% | 100% | 100% | 100% | 100% | 100% | 100% | 100% | 100% | 100% | 100% | 100% | 100% | 100% | 100% | 100% | 100% | 100% | 100% | 100% | 100% | 100% | 100% | 100% | 100% | 100% | 0% | 0% | 0% | 0% | 0% | 0% | 0% | 0% | 0%
| Weighted Cost of Alt Fuels | $/ M^3 |  |  | 0.4549 | 0.4549 | 0.4549 | 0.4549 | 0.4549 | 0.4549 | 0.4549 | 0.4549 | 0.4549 | 0.4549 | 0.4549 | 0.4549 | 0.4549 | 0.4549 | 0.4549 | 0.4549 | 0.4549 | 0.4549 | 0.4549 | 0.4549 | 0.4549 | 0.4549 | 0.4549 | 0.4549 | 0.4549 | 0.4549 | 0.4549 | 0.4549 | 0.4549 | 0.4549 | 0.4549 | 0.4549 | 0.4549 | 0.4549 | 0.4549 | 0.4549 | 0.4549 | 0.4549 | 0.4549 | 0.4549 | 0 | 0 | 0 | 0 | 0 | 0 | 0 | 0 | 0
| Cost of Gas | $/ M^3 |  |  | 0.53086 | 0.56278 | 0.59471 | 0.62663 | 0.65856 | 0.69048 | 0.7224 | 0.7224 | 0.7224 | 0.7224 | 0.7224 | 0.7224 | 0.7224 | 0.7224 | 0.7224 | 0.7224 | 0.7224 | 0.7224 | 0.7224 | 0.7224 | 0.7224 | 0.7224 | 0.7224 | 0.7224 | 0.7224 | 0.7224 | 0.7224 | 0.7224 | 0.7224 | 0.7224 | 0.7224 | 0.7224 | 0.7224 | 0.7224 | 0.7224 | 0.7224 | 0.7224 | 0.7224 | 0.7224 | 0.7224 | 0.3618 | 0.3618 | 0.3618 | 0.3618 | 0.3618 | 0.3618 | 0.3618 | 0.3618 | 0.3618
| Difference | $/ M^3 |  |  | -0.075957 | -0.10788 | -0.1398 | -0.17173 | -0.20365 | -0.23558 | -0.2675 | -0.2675 | -0.2675 | -0.2675 | -0.2675 | -0.2675 | -0.2675 | -0.2675 | -0.2675 | -0.2675 | -0.2675 | -0.2675 | -0.2675 | -0.2675 | -0.2675 | -0.2675 | -0.2675 | -0.2675 | -0.2675 | -0.2675 | -0.2675 | -0.2675 | -0.2675 | -0.2675 | -0.2675 | -0.2675 | -0.2675 | -0.2675 | -0.2675 | -0.2675 | -0.2675 | -0.2675 | -0.2675 | -0.2675 | -0.3618 | -0.3618 | -0.3618 | -0.3618 | -0.3618 | -0.3618 | -0.3618 | -0.3618 | -0.3618
| Cumulative Gen Serv & Contract | 10^3M^3/Yr |  |  | 1491.804 | 4444.632 | 7335.9 | 10133.802 | 12811.662 | 15375.636 | 16629.408 | 16629.408 | 16629.408 | 16629.408 | 16629.408 | 16629.408 | 16629.408 | 16629.408 | 16629.408 | 16629.408 | 16629.408 | 16629.408 | 16629.408 | 16629.408 | 16629.408 | 16629.408 | 16629.408 | 16629.408 | 16629.408 | 16629.408 | 16629.408 | 16629.408 | 16629.408 | 16629.408 | 16629.408 | 16629.408 | 16629.408 | 16629.408 | 16629.408 | 16629.408 | 16629.408 | 16629.408 | 16629.408 | 16629.408 | 0 | 0 | 0 | 0 | 0 | 0 | 0 | 0 | 0
| Alt Fuel Saving | $/ M^3 |  |  | -0.075957 | -0.10788 | -0.1398 | -0.17173 | -0.20365 | -0.23558 | -0.2675 | -0.2675 | -0.2675 | -0.2675 | -0.2675 | -0.2675 | -0.2675 | -0.2675 | -0.2675 | -0.2675 | -0.2675 | -0.2675 | -0.2675 | -0.2675 | -0.2675 | -0.2675 | -0.2675 | -0.2675 | -0.2675 | -0.2675 | -0.2675 | -0.2675 | -0.2675 | -0.2675 | -0.2675 | -0.2675 | -0.2675 | -0.2675 | -0.2675 | -0.2675 | -0.2675 | -0.2675 | -0.2675 | -0.2675 | -0.3618 | -0.3618 | -0.3618 | -0.3618 | -0.3618 | -0.3618 | -0.3618 | -0.3618 | -0.3618
| Res & Comm Fuel Savings with Gas | $ 000's |  |  | -113.3131 | -479.4913 | -1025.5948 | -1740.2658 | -2609.1299 | -3622.1406 | -4448.3758 | -4448.3758 | -4448.3758 | -4448.3758 | -4448.3758 | -4448.3758 | -4448.3758 | -4448.3758 | -4448.3758 | -4448.3758 | -4448.3758 | -4448.3758 | -4448.3758 | -4448.3758 | -4448.3758 | -4448.3758 | -4448.3758 | -4448.3758 | -4448.3758 | -4448.3758 | -4448.3758 | -4448.3758 | -4448.3758 | -4448.3758 | -4448.3758 | -4448.3758 | -4448.3758 | -4448.3758 | -4448.3758 | -4448.3758 | -4448.3758 | -4448.3758 | -4448.3758 | -4448.3758 | 0 | 0 | 0 | 0 | 0 | 0 | 0 | 0 | 0
| Discount Factor (Mid Period) |  |  |  | 0.98058 | 0.94287 | 0.9066 | 0.87173 | 0.8382 | 0.80597 | 0.77497 | 0.74516 | 0.7165 | 0.68894 | 0.66245 | 0.63697 | 0.61247 | 0.58891 | 0.56626 | 0.54448 | 0.52354 | 0.5034 | 0.48404 | 0.46543 | 0.44752 | 0.43031 | 0.41376 | 0.39785 | 0.38255 | 0.36783 | 0.35368 | 0.34008 | 0.327 | 0.31442 | 0.30233 | 0.2907 | 0.27952 | 0.26877 | 0.25843 | 0.24849 | 0.23894 | 0.22975 | 0.22091 | 0.21241 | 0.13267 | 0.12757 | 0.12266 | 0.11795 | 0.11341 | 0.10905 | 0.10485 | 0.10082 | 0.096943
| Fuel Savings Discounted |  |  |  | -111.1126 | -452.096 | -929.8062 | -1517.0465 | -2186.9843 | -2919.3216 | -3447.3451 | -3314.7549 | -3187.2644 | -3064.6773 | -2946.8051 | -2833.4664 | -2724.4869 | -2619.699 | -2518.9413 | -2422.059 | -2328.9029 | -2239.3297 | -2153.2016 | -2070.3862 | -1990.7559 | -1914.1884 | -1840.5658 | -1769.7748 | -1701.7065 | -1636.2563 | -1573.3233 | -1512.8109 | -1454.6258 | -1398.6787 | -1344.8834 | -1293.1571 | -1243.4203 | -1195.5964 | -1149.6119 | -1105.3961 | -1062.8809 | -1022.0008 | -982.6931 | -944.8972 | 0 | 0 | 0 | 0 | 0 | 0 | 0 | 0 | 0
| Cumulative Fuel Savings: Discounted | $ 000's |  |  | -111.1126 | -563.2086 | -1493.0149 | -3010.0614 | -5197.0457 | -8116.3673 | -11563.7125 | -14878.4674 | -18065.7318 | -21130.409 | -24077.2141 | -26910.6805 | -29635.1675 | -32254.8664 | -34773.8078 | -37195.8667 | -39524.7696 | -41764.0992 | -43917.3008 | -45987.687 | -47978.4429 | -49892.6313 | -51733.197 | -53502.9718 | -55204.6783 | -56840.9346 | -58414.2579 | -59927.0688 | -61381.6946 | -62780.3733 | -64125.2567 | -65418.4138 | -66661.834 | -67857.4304 | -69007.0424 | -70112.4385 | -71175.3193 | -72197.3202 | -73180.0133 | -74124.9105 | 0 | 0 | 0 | 0 | 0 | 0 | 0 | 0 | 0
| NPV Term (yrs) |  |  |  | 2024 1: 20; 2025 2: 40
| NPV of Fuel Savings $millions |  |  |  | 2024 1: -45.9877; 2025 2: -74.1249
Sum of the NPV from ind, com, and res buildings | Total NPV of fuel savings $millions for all buildings |  |  |  | 2024 1: -47.8141; 2025 2: -77.9962

## Exhibit I.ED.14a com
Changes made
[5 empty] | 2024 | 2025 | 2026 | 2027 | 2028 | 2029 | 2030 | 2031 | 2032 | 2033 | 2034 | 2035 | 2036 | 2037 | 2038 | 2039 | 2040 | 2041 | 2042 | 2043 | 2044 | 2045 | 2046 | 2047 | 2048 | 2049 | 2050 | 2051 | 2052 | 2053 | 2054 | 2055 | 2056 | 2057 | 2058 | 2059 | 2060 | 2061 | 2062 | 2063 | 1 | 2 | 3 | 4 | 5 | 6 | 7 | 8 | 9 | 10 | 11 | 12 | 13
| Incremental Growth | Constant | Units | Total | 1 | 2 | 3 | 4 | 5 | 6 | 7 | 8 | 9 | 10 | 11 | 12 | 13 | 14 | 15 | 16 | 17 | 18 | 19 | 20 | 21 | 22 | 23 | 24 | 25 | 26 | 27 | 28 | 29 | 30 | 31 | 32 | 33 | 34 | 35 | 36 | 37 | 38 | 39 | 40 | 48 | 49 | 50 | 51 | 52 | 53 | 54 | 55 | 56 | 57 | 58 | 59 | 60
| Discount Rate | 4%
| Discount Factor (Mid Period) | 0.5 |  |  | 0.98058 | 0.94287 | 0.9066 | 0.87173 | 0.8382 | 0.80597 | 0.77497 | 0.74516 | 0.7165 | 0.68894 | 0.66245 | 0.63697 | 0.61247 | 0.58891 | 0.56626 | 0.54448 | 0.52354 | 0.5034 | 0.48404 | 0.46543 | 0.44752 | 0.43031 | 0.41376 | 0.39785 | 0.38255 | 0.36783 | 0.35368 | 0.34008 | 0.327 | 0.31442 | 0.30233 | 0.2907 | 0.27952 | 0.26877 | 0.25843 | 0.24849 | 0.23894 | 0.22975 | 0.22091 | 0.21241 | 0.15521 | 0.14924 | 0.1435 | 0.13798 | 0.13267 | 0.12757 | 0.12266 | 0.11795 | 0.11341 | 0.10905 | 0.10485 | 0.10082 | 0.096943 | 1.0198 | 1.0198 | 1.0198 | 1.0198 | 1.0198 | 1.0198 | 1.0198 | 1.0198 | 1.0198 | 1.0198 | 1.0198 | 1.0198 | 1.0198 | 1.0198 | 1.0198 | 1.0198 | 1.0198 | 1.0198 | 1.0198 | 1.0198 | 1.0198 | 1.0198 | 1.0198 | 1.0198 | 1.0198 | 1.0198 | 1.0198 | 1.0198 | 1.0198 | 1.0198 | 1.0198 | 1.0198 | 1.0198 | 1.0198 | 1.0198 | 1.0198 | 1.0198 | 1.0198 | 1.0198 | 1.0198 | 1.0198 | 1.0198 | 1.0198 | 1.0198 | 1.0198 | 1.0198 | 1.0198 | 1.0198 | 1.0198 | 1.0198 | 1.0198 | 1.0198 | 1.0198 | 1.0198 | 1.0198 | 1.0198 | 1.0198 | 1.0198 | 1.0198 | 1.0198 | 1.0198 | 1.0198 | 1.0198 | 1.0198 | 1.0198 | 1.0198 | 1.0198 | 1.0198 | 1.0198 | 1.0198 | 1.0198 | 1.0198 | 1.0198 | 1.0198 | 1.0198 | 1.0198 | 1.0198 | 1.0198 | 1.0198 | 1.0198 | 1.0198 | 1.0198 | 1.0198 | 1.0198 | 1.0198 | 1.0198 | 1.0198 | 1.0198 | 1.0198 | 1.0198 | 1.0198 | 1.0198 | 1.0198 | 1.0198 | 1.0198 | 1.0198 | 1.0198 | 1.0198 | 1.0198 | 1.0198 | 1.0198 | 1.0198 | 1.0198 | 1.0198 | 1.0198 | 1.0198 | 1.0198 | 1.0198 | 1.0198 | 1.0198 | 1.0198 | 1.0198 | 1.0198 | 1.0198 | 1.0198 | 1.0198 | 1.0198 | 1.0198 | 1.0198 | 1.0198 | 1.0198 | 1.0198 | 1.0198 | 1.0198 | 1.0198 | 1.0198 | 1.0198 | 1.0198 | 1.0198 | 1.0198 | 1.0198 | 1.0198 | 1.0198 | 1.0198 | 1.0198 | 1.0198 | 1.0198 | 1.0198 | 1.0198 | 1.0198 | 1.0198 | 1.0198 | 1.0198 | 1.0198 | 1.0198 | 1.0198 | 1.0198 | 1.0198 | 1.0198 | 1.0198 | 1.0198 | 1.0198 | 1.0198 | 1.0198 | 1.0198 | 1.0198 | 1.0198 | 1.0198 | 1.0198 | 1.0198 | 1.0198 | 1.0198 | 1.0198 | 1.0198 | 1.0198 | 1.0198 | 1.0198 | 1.0198 | 1.0198 | 1.0198 | 1.0198 | 1.0198 | 1.0198 | 1.0198 | 1.0198 | 1.0198 | 1.0198 | 1.0198 | 1.0198 | 1.0198 | 1.0198 | 1.0198 | 1.0198 | 1.0198 | 1.0198 | 1.0198 | 1.0198 | 1.0198 | 1.0198 | 1.0198 | 1.0198 | 1.0198 | 1.0198 | 1.0198 | 1.0198 | 1.0198 | 1.0198 | 1.0198 | 1.0198 | 1.0198 | 1.0198 | 1.0198 | 1.0198 | 1.0198 | 1.0198 | 1.0198 | 1.0198 | 1.0198 | 1.0198 | 1.0198 | 1.0198 | 1.0198 | 1.0198 | 1.0198 | 1.0198 | 1.0198 | 1.0198 | 1.0198 | 1.0198 | 1.0198 | 1.0198 | 1.0198 | 1.0198 | 1.0198 | 1.0198 | 1.0198 | 1.0198 | 1.0198 | 1.0198 | 1.0198 | 1.0198 | 1.0198 | 1.0198 | 1.0198 | 1.0198 | 1.0198 | 1.0198 | 1.0198 | 1.0198 | 1.0198 | 1.0198 | 1.0198 | 1.0198 | 1.0198 | 1.0198 | 1.0198 | 1.0198 | 1.0198 | 1.0198 | 1.0198 | 1.0198 | 1.0198 | 1.0198 | 1.0198 | 1.0198 | 1.0198 | 1.0198 | 1.0198 | 1.0198 | 1.0198 | 1.0198 | 1.0198 | 1.0198 | 1.0198 | 1.0198 | 1.0198 | 1.0198 | 1.0198 | 1.0198 | 1.0198 | 1.0198 | 1.0198 | 1.0198 | 1.0198 | 1.0198 | 1.0198 | 1.0198 | 1.0198 | 1.0198 | 1.0198 | 1.0198 | 1.0198 | 1.0198 | 1.0198 | 1.0198 | 1.0198 | 1.0198 | 1.0198 | 1.0198 | 1.0198 | 1.0198 | 1.0198 | 1.0198 | 1.0198 | 1.0198 | 1.0198 | 1.0198 | 1.0198 | 1.0198 | 1.0198 | 1.0198 | 1.0198 | 1.0198 | 1.0198 | 1.0198 | 1.0198 | 1.0198 | 1.0198 | 1.0198 | 1.0198 | 1.0198 | 1.0198 | 1.0198 | 1.0198 | 1.0198 | 1.0198 | 1.0198 | 1.0198 | 1.0198 | 1.0198 | 1.0198 | 1.0198 | 1.0198 | 1.0198 | 1.0198 | 1.0198 | 1.0198 | 1.0198 | 1.0198 | 1.0198 | 1.0198 | 1.0198 | 1.0198 | 1.0198 | 1.0198 | 1.0198 | 1.0198 | 1.0198 | 1.0198 | 1.0198 | 1.0198 | 1.0198 | 1.0198 | 1.0198 | 1.0198 | 1.0198 | 1.0198 | 1.0198 | 1.0198 | 1.0198 | 1.0198 | 1.0198 | 1.0198 | 1.0198 | 1.0198 | 1.0198 | 1.0198 | 1.0198 | 1.0198 | 1.0198 | 1.0198 | 1.0198 | 1.0198 | 1.0198 | 1.0198 | 1.0198 | 1.0198 | 1.0198 | 1.0198 | 1.0198 | 1.0198 | 1.0198 | 1.0198 | 1.0198 | 1.0198 | 1.0198 | 1.0198 | 1.0198 | 1.0198 | 1.0198 | 1.0198 | 1.0198 | 1.0198 | 1.0198 | 1.0198 | 1.0198 | 1.0198 | 1.0198 | 1.0198 | 1.0198 | 1.0198 | 1.0198 | 1.0198 | 1.0198 | 1.0198 | 1.0198 | 1.0198 | 1.0198 | 1.0198 | 1.0198 | 1.0198 | 1.0198 | 1.0198 | 1.0198 | 1.0198 | 1.0198 | 1.0198 | 1.0198 | 1.0198 | 1.0198 | 1.0198 | 1.0198 | 1.0198 | 1.0198 | 1.0198 | 1.0198 | 1.0198 | 1.0198 | 1.0198 | 1.0198 | 1.0198 | 1.0198 | 1.0198 | 1.0198 | 1.0198 | 1.0198 | 1.0198 | 1.0198 | 1.0198 | 1.0198 | 1.0198 | 1.0198 | 1.0198 | 1.0198 | 1.0198 | 1.0198 | 1.0198 | 1.0198 | 1.0198 | 1.0198 | 1.0198 | 1.0198 | 1.0198 | 1.0198 | 1.0198 | 1.0198 | 1.0198 | 1.0198 | 1.0198 | 1.0198 | 1.0198 | 1.0198 | 1.0198 | 1.0198 | 1.0198 | 1.0198 | 1.0198 | 1.0198 | 1.0198 | 1.0198 | 1.0198 | 1.0198 | 1.0198 | 1.0198 | 1.0198 | 1.0198 | 1.0198 | 1.0198 | 1.0198 | 1.0198 | 1.0198 | 1.0198 | 1.0198 | 1.0198 | 1.0198 | 1.0198 | 1.0198 | 1.0198 | 1.0198 | 1.0198 | 1.0198 | 1.0198 | 1.0198 | 1.0198 | 1.0198 | 1.0198 | 1.0198 | 1.0198 | 1.0198 | 1.0198 | 1.0198 | 1.0198 | 1.0198 | 1.0198 | 1.0198 | 1.0198 | 1.0198 | 1.0198 | 1.0198 | 1.0198 | 1.0198 | 1.0198 | 1.0198 | 1.0198 | 1.0198 | 1.0198 | 1.0198 | 1.0198 | 1.0198 | 1.0198 | 1.0198 | 1.0198 | 1.0198 | 1.0198 | 1.0198 | 1.0198 | 1.0198 | 1.0198 | 1.0198 | 1.0198 | 1.0198 | 1.0198 | 1.0198 | 1.0198 | 1.0198 | 1.0198 | 1.0198 | 1.0198 | 1.0198 | 1.0198 | 1.0198 | 1.0198 | 1.0198 | 1.0198 | 1.0198 | 1.0198 | 1.0198 | 1.0198 | 1.0198 | 1.0198 | 1.0198 | 1.0198 | 1.0198 | 1.0198 | 1.0198 | 1.0198 | 1.0198 | 1.0198 | 1.0198 | 1.0198 | 1.0198 | 1.0198 | 1.0198 | 1.0198 | 1.0198 | 1.0198 | 1.0198 | 1.0198 | 1.0198 | 1.0198 | 1.0198 | 1.0198 | 1.0198 | 1.0198 | 1.0198 | 1.0198 | 1.0198 | 1.0198 | 1.0198 | 1.0198 | 1.0198 | 1.0198 | 1.0198 | 1.0198 | 1.0198 | 1.0198 | 1.0198 | 1.0198 | 1.0198 | 1.0198 | 1.0198 | 1.0198 | 1.0198 | 1.0198 | 1.0198 | 1.0198 | 1.0198 | 1.0198 | 1.0198 | 1.0198 | 1.0198 | 1.0198 | 1.0198 | 1.0198 | 1.0198 | 1.0198 | 1.0198 | 1.0198 | 1.0198 | 1.0198 | 1.0198 | 1.0198 | 1.0198 | 1.0198 | 1.0198 | 1.0198 | 1.0198 | 1.0198 | 1.0198 | 1.0198 | 1.0198 | 1.0198 | 1.0198 | 1.0198 | 1.0198 | 1.0198 | 1.0198 | 1.0198 | 1.0198 | 1.0198 | 1.0198 | 1.0198 | 1.0198 | 1.0198 | 1.0198 | 1.0198 | 1.0198 | 1.0198 | 1.0198 | 1.0198 | 1.0198 | 1.0198 | 1.0198 | 1.0198 | 1.0198 | 1.0198 | 1.0198 | 1.0198 | 1.0198 | 1.0198 | 1.0198 | 1.0198 | 1.0198 | 1.0198 | 1.0198 | 1.0198 | 1.0198 | 1.0198 | 1.0198 | 1.0198 | 1.0198 | 1.0198 | 1.0198 | 1.0198 | 1.0198 | 1.0198 | 1.0198 | 1.0198 | 1.0198 | 1.0198 | 1.0198 | 1.0198 | 1.0198 | 1.0198 | 1.0198 | 1.0198 | 1.0198 | 1.0198 | 1.0198 | 1.0198 | 1.0198 | 1.0198 | 1.0198 | 1.0198 | 1.0198 | 1.0198 | 1.0198 | 1.0198 | 1.0198 | 1.0198 | 1.0198 | 1.0198 | 1.0198 | 1.0198 | 1.0198 | 1.0198 | 1.0198 | 1.0198 | 1.0198 | 1.0198 | 1.0198 | 1.0198 | 1.0198 | 1.0198 | 1.0198 | 1.0198 | 1.0198 | 1.0198 | 1.0198 | 1.0198 | 1.0198 | 1.0198 | 1.0198 | 1.0198 | 1.0198 | 1.0198 | 1.0198 | 1.0198 | 1.0198 | 1.0198 | 1.0198 | 1.0198 | 1.0198 | 1.0198 | 1.0198 | 1.0198 | 1.0198 | 1.0198 | 1.0198 | 1.0198 | 1.0198 | 1.0198 | 1.0198 | 1.0198 | 1.0198 | 1.0198 | 1.0198 | 1.0198 | 1.0198 | 1.0198 | 1.0198 | 1.0198 | 1.0198 | 1.0198 | 1.0198 | 1.0198 | 1.0198 | 1.0198 | 1.0198 | 1.0198 | 1.0198 | 1.0198 | 1.0198 | 1.0198 | 1.0198 | 1.0198 | 1.0198 | 1.0198 | 1.0198 | 1.0198 | 1.0198 | 1.0198 | 1.0198 | 1.0198 | 1.0198 | 1.0198 | 1.0198 | 1.0198 | 1.0198 | 1.0198 | 1.0198 | 1.0198 | 1.0198 | 1.0198 | 1.0198 | 1.0198 | 1.0198 | 1.0198 | 1.0198 | 1.0198 | 1.0198 | 1.0198 | 1.0198 | 1.0198 | 1.0198 | 1.0198 | 1.0198 | 1.0198 | 1.0198 | 1.0198 | 1.0198 | 1.0198 | 1.0198 | 1.0198 | 1.0198 | 1.0198 | 1.0198 | 1.0198 | 1.0198 | 1.0198 | 1.0198 | 1.0198 | 1.0198 | 1.0198 | 1.0198 | 1.0198 | 1.0198 | 1.0198 | 1.0198 | 1.0198 | 1.0198 | 1.0198 | 1.0198 | 1.0198 | 1.0198 | 1.0198 | 1.0198 | 1.0198 | 1.0198 | 1.0198 | 1.0198 | 1.0198 | 1.0198 | 1.0198 | 1.0198 | 1.0198 | 1.0198 | 1.0198 | 1.0198 | 1.0198 | 1.0198 | 1.0198 | 1.0198 | 1.0198 | 1.0198 | 1.0198 | 1.0198 | 1.0198 | 1.0198 | 1.0198 | 1.0198 | 1.0198 | 1.0198 | 1.0198 | 1.0198 | 1.0198 | 1.0198 | 1.0198 | 1.0198 | 1.0198 | 1.0198 | 1.0198 | 1.0198 | 1.0198 | 1.0198 | 1.0198 | 1.0198 | 1.0198 | 1.0198 | 1.0198 | 1.0198 | 1.0198 | 1.0198 | 1.0198 | 1.0198 | 1.0198 | 1.0198 | 1.0198 | 1.0198 | 1.0198 | 1.0198 | 1.0198 | 1.0198 | 1.0198 | 1.0198 | 1.0198 | 1.0198 | 1.0198 | 1.0198 | 1.0198 | 1.0198 | 1.0198 | 1.0198 | 1.0198 | 1.0198 | 1.0198 | 1.0198 | 1.0198 | 1.0198 | 1.0198 | 1.0198 | 1.0198 | 1.0198 | 1.0198 | 1.0198 | 1.0198 | 1.0198 | 1.0198 | 1.0198 | 1.0198 | 1.0198 | 1.0198 | 1.0198 | 1.0198 | 1.0198 | 1.0198 | 1.0198 | 1.0198 | 1.0198 | 1.0198 | 1.0198 | 1.0198 | 1.0198 | 1.0198 | 1.0198 | 1.0198 | 1.0198 | 1.0198 | 1.0198 | 1.0198 | 1.0198 | 1.0198 | 1.0198 | 1.0198 | 1.0198 | 1.0198 | 1.0198 | 1.0198 | 1.0198 | 1.0198 | 1.0198 | 1.0198 | 1.0198 | 1.0198 | 1.0198 | 1.0198 | 1.0198 | 1.0198 | 1.0198 | 1.0198 | 1.0198 | 1.0198 | 1.0198 | 1.0198 | 1.0198 | 1.0198 | 1.0198 | 1.0198 | 1.0198 | 1.0198 | 1.0198 | 1.0198 | 1.0198 | 1.0198 | 1.0198 | 1.0198 | 1.0198 | 1.0198 | 1.0198 | 1.0198 | 1.0198 | 1.0198 | 1.0198 | 1.0198 | 1.0198 | 1.0198 | 1.0198 | 1.0198 | 1.0198 | 1.0198 | 1.0198 | 1.0198 | 1.0198 | 1.0198 | 1.0198 | 1.0198 | 1.0198 | 1.0198 | 1.0198 | 1.0198 | 1.0198 | 1.0198 | 1.0198 | 1.0198 | 1.0198 | 1.0198 | 1.0198 | 1.0198 | 1.0198 | 1.0198 | 1.0198 | 1.0198 | 1.0198 | 1.0198 | 1.0198 | 1.0198 | 1.0198 | 1.0198 | 1.0198 | 1.0198 | 1.0198 | 1.0198 | 1.0198 | 1.0198 | 1.0198 | 1.0198 | 1.0198 | 1.0198 | 1.0198 | 1.0198 | 1.0198 | 1.0198 | 1.0198 | 1.0198 | 1.0198 | 1.0198 | 1.0198 | 1.0198 | 1.0198 | 1.0198 | 1.0198 | 1.0198 | 1.0198 | 1.0198 | 1.0198 | 1.0198 | 1.0198 | 1.0198 | 1.0198 | 1.0198 | 1.0198 | 1.0198 | 1.0198 | 1.0198 | 1.0198 | 1.0198 | 1.0198 | 1.0198 | 1.0198 | 1.0198 | 1.0198 | 1.0198 | 1.0198 | 1.0198 | 1.0198 | 1.0198 | 1.0198 | 1.0198 | 1.0198 | 1.0198 | 1.0198 | 1.0198 | 1.0198 | 1.0198 | 1.0198 | 1.0198 | 1.0198 | 1.0198 | 1.0198 | 1.0198 | 1.0198 | 1.0198 | 1.0198 | 1.0198 | 1.0198 | 1.0198 | 1.0198 | 1.0198 | 1.0198 | 1.0198 | 1.0198 | 1.0198 | 1.0198 | 1.0198 | 1.0198 | 1.0198 | 1.0198 | 1.0198 | 1.0198 | 1.0198 | 1.0198 | 1.0198 | 1.0198 | 1.0198 | 1.0198 | 1.0198 | 1.0198 | 1.0198 | 1.0198 | 1.0198 | 1.0198 | 1.0198 | 1.0198 | 1.0198 | 1.0198 | 1.0198 | 1.0198 | 1.0198 | 1.0198 | 1.0198 | 1.0198 | 1.0198 | 1.0198 | 1.0198 | 1.0198 | 1.0198 | 1.0198 | 1.0198 | 1.0198 | 1.0198 | 1.0198 | 1.0198 | 1.0198 | 1.0198 | 1.0198 | 1.0198 | 1.0198 | 1.0198 | 1.0198 | 1.0198 | 1.0198 | 1.0198 | 1.0198 | 1.0198 | 1.0198 | 1.0198 | 1.0198 | 1.0198 | 1.0198 | 1.0198 | 1.0198 | 1.0198 | 1.0198 | 1.0198 | 1.0198 | 1.0198 | 1.0198 | 1.0198 | 1.0198 | 1.0198 | 1.0198 | 1.0198 | 1.0198 | 1.0198 | 1.0198 | 1.0198 | 1.0198 | 1.0198 | 1.0198 | 1.0198 | 1.0198 | 1.0198 | 1.0198 | 1.0198 | 1.0198 | 1.0198 | 1.0198 | 1.0198 | 1.0198 | 1.0198 | 1.0198 | 1.0198 | 1.0198 | 1.0198 | 1.0198 | 1.0198 | 1.0198 | 1.0198 | 1.0198 | 1.0198 | 1.0198 | 1.0198 | 1.0198 | 1.0198 | 1.0198 | 1.0198 | 1.0198 | 1.0198 | 1.0198 | 1.0198 | 1.0198 | 1.0198 | 1.0198 | 1.0198 | 1.0198 | 1.0198 | 1.0198 | 1.0198 | 1.0198 | 1.0198 | 1.0198 | 1.0198 | 1.0198 | 1.0198 | 1.0198 | 1.0198 | 1.0198 | 1.0198 | 1.0198 | 1.0198 | 1.0198 | 1.0198 | 1.0198 | 1.0198 | 1.0198 | 1.0198 | 1.0198 | 1.0198 | 1.0198 | 1.0198 | 1.0198 | 1.0198 | 1.0198 | 1.0198 | 1.0198 | 1.0198 | 1.0198 | 1.0198 | 1.0198 | 1.0198 | 1.0198 | 1.0198 | 1.0198 | 1.0198 | 1.0198 | 1.0198 | 1.0198 | 1.0198 | 1.0198 | 1.0198 | 1.0198 | 1.0198 | 1.0198 | 1.0198 | 1.0198 | 1.0198 | 1.0198 | 1.0198 | 1.0198 | 1.0198 | 1.0198 | 1.0198 | 1.0198 | 1.0198 | 1.0198 | 1.0198 | 1.0198 | 1.0198 | 1.0198 | 1.0198 | 1.0198 | 1.0198 | 1.0198 | 1.0198 | 1.0198 | 1.0198 | 1.0198 | 1.0198 | 1.0198 | 1.0198 | 1.0198 | 1.0198 | 1.0198 | 1.0198 | 1.0198 | 1.0198 | 1.0198 | 1.0198 | 1.0198 | 1.0198 | 1.0198 | 1.0198 | 1.0198 | 1.0198 | 1.0198 | 1.0198 | 1.0198 | 1.0198 | 1.0198 | 1.0198 | 1.0198 | 1.0198 | 1.0198 | 1.0198 | 1.0198 | 1.0198 | 1.0198 | 1.0198 | 1.0198 | 1.0198 | 1.0198 | 1.0198 | 1.0198 | 1.0198 | 1.0198 | 1.0198 | 1.0198 | 1.0198 | 1.0198 | 1.0198 | 1.0198 | 1.0198 | 1.0198 | 1.0198 | 1.0198 | 1.0198 | 1.0198 | 1.0198 | 1.0198 | 1.0198 | 1.0198 | 1.0198 | 1.0198 | 1.0198 | 1.0198 | 1.0198 | 1.0198 | 1.0198 | 1.0198 | 1.0198 | 1.0198 | 1.0198 | 1.0198 | 1.0198 | 1.0198 | 1.0198 | 1.0198 | 1.0198 | 1.0198 | 1.0198 | 1.0198 | 1.0198 | 1.0198 | 1.0198 | 1.0198 | 1.0198 | 1.0198 | 1.0198 | 1.0198 | 1.0198 | 1.0198 | 1.0198 | 1.0198 | 1.0198 | 1.0198 | 1.0198 | 1.0198 | 1.0198 | 1.0198 | 1.0198 | 1.0198 | 1.0198 | 1.0198 | 1.0198 | 1.0198 | 1.0198 | 1.0198 | 1.0198 | 1.0198 | 1.0198 | 1.0198 | 1.0198 | 1.0198 | 1.0198 | 1.0198 | 1.0198 | 1.0198 | 1.0198 | 1.0198 | 1.0198 | 1.0198 | 1.0198 | 1.0198 | 1.0198 | 1.0198 | 1.0198 | 1.0198 | 1.0198 | 1.0198 | 1.0198 | 1.0198 | 1.0198 | 1.0198 | 1.0198 | 1.0198 | 1.0198 | 1.0198 | 1.0198 | 1.0198 | 1.0198 | 1.0198 | 1.0198 | 1.0198 | 1.0198 | 1.0198 | 1.0198 | 1.0198 | 1.0198 | 1.0198 | 1.0198 | 1.0198 | 1.0198 | 1.0198 | 1.0198 | 1.0198 | 1.0198 | 1.0198 | 1.0198 | 1.0198 | 1.0198 | 1.0198 | 1.0198 | 1.0198 | 1.0198 | 1.0198 | 1.0198 | 1.0198 | 1.0198 | 1.0198 | 1.0198 | 1.0198 | 1.0198 | 1.0198 | 1.0198 | 1.0198 | 1.0198 | 1.0198 | 1.0198 | 1.0198 | 1.0198 | 1.0198 | 1.0198 | 1.0198 | 1.0198 | 1.0198 | 1.0198 | 1.0198 | 1.0198 | 1.0198 | 1.0198 | 1.0198 | 1.0198 | 1.0198 | 1.0198 | 1.0198 | 1.0198 | 1.0198 | 1.0198 | 1.0198 | 1.0198 | 1.0198 | 1.0198 | 1.0198 | 1.0198 | 1.0198 | 1.0198 | 1.0198 | 1.0198 | 1.0198 | 1.0198 | 1.0198 | 1.0198 | 1.0198 | 1.0198 | 1.0198 | 1.0198 | 1.0198 | 1.0198 | 1.0198 | 1.0198 | 1.0198 | 1.0198 | 1.0198 | 1.0198 | 1.0198 | 1.0198 | 1.0198 | 1.0198 | 1.0198 | 1.0198 | 1.0198 | 1.0198 | 1.0198 | 1.0198 | 1.0198 | 1.0198 | 1.0198 | 1.0198 | 1.0198 | 1.0198 | 1.0198 | 1.0198 | 1.0198 | 1.0198 | 1.0198 | 1.0198 | 1.0198 | 1.0198 | 1.0198 | 1.0198 | 1.0198 | 1.0198 | 1.0198 | 1.0198 | 1.0198 | 1.0198 | 1.0198 | 1.0198 | 1.0198 | 1.0198 | 1.0198 | 1.0198 | 1.0198 | 1.0198 | 1.0198 | 1.0198 | 1.0198 | 1.0198 | 1.0198 | 1.0198 | 1.0198 | 1.0198 | 1.0198 | 1.0198 | 1.0198 | 1.0198 | 1.0198 | 1.0198 | 1.0198 | 1.0198 | 1.0198 | 1.0198 | 1.0198 | 1.0198 | 1.0198 | 1.0198 | 1.0198 | 1.0198 | 1.0198 | 1.0198 | 1.0198 | 1.0198 | 1.0198 | 1.0198 | 1.0198 | 1.0198 | 1.0198 | 1.0198 | 1.0198 | 1.0198 | 1.0198 | 1.0198 | 1.0198 | 1.0198 | 1.0198 | 1.0198 | 1.0198 | 1.0198 | 1.0198 | 1.0198 | 1.0198 | 1.0198 | 1.0198 | 1.0198 | 1.0198 | 1.0198 | 1.0198 | 1.0198 | 1.0198 | 1.0198 | 1.0198 | 1.0198 | 1.0198 | 1.0198 | 1.0198 | 1.0198 | 1.0198 | 1.0198 | 1.0198 | 1.0198 | 1.0198 | 1.0198 | 1.0198 | 1.0198 | 1.0198 | 1.0198 | 1.0198 | 1.0198 | 1.0198 | 1.0198 | 1.0198 | 1.0198 | 1.0198 | 1.0198 | 1.0198 | 1.0198 | 1.0198 | 1.0198 | 1.0198 | 1.0198 | 1.0198 | 1.0198 | 1.0198 | 1.0198 | 1.0198 | 1.0198 | 1.0198 | 1.0198 | 1.0198 | 1.0198 | 1.0198 | 1.0198 | 1.0198 | 1.0198 | 1.0198 | 1.0198 | 1.0198 | 1.0198 | 1.0198 | 1.0198 | 1.0198 | 1.0198 | 1.0198 | 1.0198 | 1.0198 | 1.0198 | 1.0198 | 1.0198 | 1.0198 | 1.0198 | 1.0198 | 1.0198 | 1.0198 | 1.0198 | 1.0198 | 1.0198 | 1.0198 | 1.0198 | 1.0198 | 1.0198 | 1.0198 | 1.0198 | 1.0198 | 1.0198 | 1.0198 | 1.0198 | 1.0198 | 1.0198 | 1.0198 | 1.0198 | 1.0198 | 1.0198 | 1.0198 | 1.0198 | 1.0198 | 1.0198 | 1.0198 | 1.0198 | 1.0198 | 1.0198 | 1.0198 | 1.0198 | 1.0198 | 1.0198 | 1.0198 | 1.0198 | 1.0198 | 1.0198 | 1.0198 | 1.0198 | 1.0198 | 1.0198 | 1.0198 | 1.0198 | 1.0198 | 1.0198 | 1.0198 | 1.0198 | 1.0198 | 1.0198 | 1.0198 | 1.0198 | 1.0198 | 1.0198 | 1.0198 | 1.0198 | 1.0198 | 1.0198 | 1.0198 | 1.0198 | 1.0198 | 1.0198 | 1.0198 | 1.0198 | 1.0198 | 1.0198 | 1.0198 | 1.0198 | 1.0198 | 1.0198 | 1.0198 | 1.0198 | 1.0198 | 1.0198 | 1.0198 | 1.0198 | 1.0198 | 1.0198 | 1.0198 | 1.0198 | 1.0198 | 1.0198 | 1.0198 | 1.0198 | 1.0198 | 1.0198 | 1.0198 | 1.0198 | 1.0198 | 1.0198 | 1.0198 | 1.0198 | 1.0198 | 1.0198 | 1.0198 | 1.0198 | 1.0198 | 1.0198 | 1.0198 | 1.0198 | 1.0198 | 1.0198 | 1.0198 | 1.0198 | 1.0198 | 1.0198 | 1.0198 | 1.0198 | 1.0198 | 1.0198 | 1.0198 | 1.0198 | 1.0198 | 1.0198 | 1.0198 | 1.0198 | 1.0198 | 1.0198 | 1.0198 | 1.0198 | 1.0198 | 1.0198 | 1.0198 | 1.0198 | 1.0198 | 1.0198 | 1.0198 | 1.0198 | 1.0198 | 1.0198 | 1.0198 | 1.0198 | 1.0198 | 1.0198 | 1.0198 | 1.0198 | 1.0198 | 1.0198 | 1.0198 | 1.0198 | 1.0198 | 1.0198 | 1.0198 | 1.0198 | 1.0198 | 1.0198 | 1.0198 | 1.0198 | 1.0198 | 1.0198 | 1.0198 | 1.0198 | 1.0198 | 1.0198 | 1.0198 | 1.0198 | 1.0198 | 1.0198 | 1.0198 | 1.0198 | 1.0198 | 1.0198 | 1.0198 | 1.0198 | 1.0198 | 1.0198 | 1.0198 | 1.0198 | 1.0198 | 1.0198 | 1.0198 | 1.0198 | 1.0198 | 1.0198 | 1.0198 | 1.0198 | 1.0198 | 1.0198 | 1.0198 | 1.0198 | 1.0198 | 1.0198 | 1.0198 | 1.0198 | 1.0198 | 1.0198 | 1.0198 | 1.0198 | 1.0198 | 1.0198 | 1.0198 | 1.0198 | 1.0198 | 1.0198 | 1.0198 | 1.0198 | 1.0198 | 1.0198 | 1.0198 | 1.0198 | 1.0198 | 1.0198 | 1.0198 | 1.0198 | 1.0198 | 1.0198 | 1.0198 | 1.0198 | 1.0198 | 1.0198 | 1.0198 | 1.0198 | 1.0198 | 1.0198 | 1.0198 | 1.0198 | 1.0198 | 1.0198 | 1.0198 | 1.0198 | 1.0198 | 1.0198 | 1.0198 | 1.0198 | 1.0198 | 1.0198 | 1.0198 | 1.0198 | 1.0198 | 1.0198 | 1.0198 | 1.0198 | 1.0198 | 1.0198 | 1.0198 | 1.0198 | 1.0198 | 1.0198 | 1.0198 | 1.0198 | 1.0198 | 1.0198 | 1.0198 | 1.0198 | 1.0198 | 1.0198 | 1.0198 | 1.0198 | 1.0198 | 1.0198 | 1.0198 | 1.0198 | 1.0198 | 1.0198 | 1.0198 | 1.0198 | 1.0198 | 1.0198 | 1.0198 | 1.0198 | 1.0198 | 1.0198 | 1.0198 | 1.0198 | 1.0198 | 1.0198 | 1.0198 | 1.0198 | 1.0198 | 1.0198 | 1.0198 | 1.0198 | 1.0198 | 1.0198 | 1.0198 | 1.0198 | 1.0198 | 1.0198 | 1.0198 | 1.0198 | 1.0198 | 1.0198 | 1.0198 | 1.0198 | 1.0198 | 1.0198 | 1.0198 | 1.0198 | 1.0198 | 1.0198 | 1.0198 | 1.0198 | 1.0198 | 1.0198 | 1.0198 | 1.0198 | 1.0198 | 1.0198 | 1.0198 | 1.0198 | 1.0198 | 1.0198 | 1.0198 | 1.0198 | 1.0198 | 1.0198 | 1.0198 | 1.0198 | 1.0198 | 1.0198 | 1.0198 | 1.0198 | 1.0198 | 1.0198 | 1.0198 | 1.0198 | 1.0198 | 1.0198 | 1.0198 | 1.0198 | 1.0198 | 1.0198 | 1.0198 | 1.0198 | 1.0198 | 1.0198 | 1.0198 | 1.0198 | 1.0198 | 1.0198 | 1.0198 | 1.0198 | 1.0198 | 1.0198 | 1.0198 | 1.0198 | 1.0198 | 1.0198 | 1.0198 | 1.0198 | 1.0198 | 1.0198 | 1.0198 | 1.0198 | 1.0198 | 1.0198 | 1.0198 | 1.0198 | 1.0198 | 1.0198 | 1.0198 | 1.0198 | 1.0198 | 1.0198 | 1.0198 | 1.0198 | 1.0198 | 1.0198 | 1.0198 | 1.0198 | 1.0198 | 1.0198 | 1.0198 | 1.0198 | 1.0198 | 1.0198 | 1.0198 | 1.0198 | 1.0198 | 1.0198 | 1.0198 | 1.0198 | 1.0198 | 1.0198 | 1.0198 | 1.0198 | 1.0198 | 1.0198 | 1.0198 | 1.0198 | 1.0198 | 1.0198 | 1.0198 | 1.0198 | 1.0198 | 1.0198 | 1.0198 | 1.0198 | 1.0198 | 1.0198 | 1.0198 | 1.0198 | 1.0198 | 1.0198 | 1.0198 | 1.0198 | 1.0198 | 1.0198 | 1.0198 | 1.0198 | 1.0198 | 1.0198 | 1.0198 | 1.0198 | 1.0198 | 1.0198 | 1.0198 | 1.0198 | 1.0198 | 1.0198 | 1.0198 | 1.0198 | 1.0198 | 1.0198 | 1.0198 | 1.0198 | 1.0198 | 1.0198 | 1.0198 | 1.0198 | 1.0198 | 1.0198 | 1.0198 | 1.0198 | 1.0198 | 1.0198 | 1.0198 | 1.0198 | 1.0198 | 1.0198 | 1.0198 | 1.0198 | 1.0198 | 1.0198 | 1.0198 | 1.0198 | 1.0198 | 1.0198 | 1.0198 | 1.0198 | 1.0198 | 1.0198 | 1.0198 | 1.0198 | 1.0198 | 1.0198 | 1.0198 | 1.0198 | 1.0198 | 1.0198 | 1.0198 | 1.0198 | 1.0198 | 1.0198 | 1.0198 | 1.0198 | 1.0198 | 1.0198 | 1.0198 | 1.0198 | 1.0198 | 1.0198 | 1.0198 | 1.0198 | 1.0198 | 1.0198 | 1.0198 | 1.0198 | 1.0198 | 1.0198 | 1.0198 | 1.0198 | 1.0198 | 1.0198 | 1.0198 | 1.0198 | 1.0198 | 1.0198 | 1.0198 | 1.0198 | 1.0198 | 1.0198 | 1.0198 | 1.0198 | 1.0198 | 1.0198 | 1.0198 | 1.0198 | 1.0198 | 1.0198 | 1.0198 | 1.0198 | 1.0198 | 1.0198 | 1.0198 | 1.0198 | 1.0198 | 1.0198 | 1.0198 | 1.0198 | 1.0198 | 1.0198 | 1.0198 | 1.0198 | 1.0198 | 1.0198 | 1.0198 | 1.0198 | 1.0198 | 1.0198 | 1.0198 | 1.0198 | 1.0198 | 1.0198 | 1.0198 | 1.0198 | 1.0198 | 1.0198 | 1.0198 | 1.0198 | 1.0198 | 1.0198 | 1.0198 | 1.0198 | 1.0198 | 1.0198 | 1.0198 | 1.0198 | 1.0198 | 1.0198 | 1.0198 | 1.0198 | 1.0198 | 1.0198 | 1.0198 | 1.0198 | 1.0198 | 1.0198 | 1.0198 | 1.0198 | 1.0198 | 1.0198 | 1.0198 | 1.0198 | 1.0198 | 1.0198 | 1.0198 | 1.0198 | 1.0198 | 1.0198 | 1.0198 | 1.0198 | 1.0198 | 1.0198 | 1.0198 | 1.0198 | 1.0198 | 1.0198 | 1.0198 | 1.0198 | 1.0198 | 1.0198 | 1.0198 | 1.0198 | 1.0198 | 1.0198 | 1.0198 | 1.0198 | 1.0198 | 1.0198 | 1.0198 | 1.0198 | 1.0198 | 1.0198 | 1.0198 | 1.0198 | 1.0198 | 1.0198 | 1.0198 | 1.0198 | 1.0198 | 1.0198 | 1.0198 | 1.0198 | 1.0198 | 1.0198 | 1.0198 | 1.0198 | 1.0198 | 1.0198 | 1.0198 | 1.0198 | 1.0198 | 1.0198 | 1.0198 | 1.0198 | 1.0198 | 1.0198 | 1.0198 | 1.0198 | 1.0198 | 1.0198 | 1.0198 | 1.0198 | 1.0198 | 1.0198 | 1.0198 | 1.0198 | 1.0198 | 1.0198 | 1.0198 | 1.0198 | 1.0198 | 1.0198 | 1.0198 | 1.0198 | 1.0198 | 1.0198 | 1.0198 | 1.0198 | 1.0198 | 1.0198 | 1.0198 | 1.0198 | 1.0198 | 1.0198 | 1.0198 | 1.0198 | 1.0198 | 1.0198 | 1.0198 | 1.0198 | 1.0198 | 1.0198 | 1.0198 | 1.0198 | 1.0198 | 1.0198 | 1.0198 | 1.0198 | 1.0198 | 1.0198 | 1.0198 | 1.0198 | 1.0198 | 1.0198 | 1.0198 | 1.0198 | 1.0198 | 1.0198 | 1.0198 | 1.0198 | 1.0198 | 1.0198 | 1.0198 | 1.0198 | 1.0198 | 1.0198 | 1.0198 | 1.0198 | 1.0198 | 1.0198 | 1.0198 | 1.0198 | 1.0198 | 1.0198 | 1.0198 | 1.0198 | 1.0198 | 1.0198 | 1.0198 | 1.0198 | 1.0198 | 1.0198 | 1.0198 | 1.0198 | 1.0198 | 1.0198 | 1.0198 | 1.0198 | 1.0198 | 1.0198 | 1.0198 | 1.0198 | 1.0198 | 1.0198 | 1.0198 | 1.0198 | 1.0198 | 1.0198 | 1.0198 | 1.0198 | 1.0198 | 1.0198 | 1.0198 | 1.0198 | 1.0198 | 1.0198 | 1.0198 | 1.0198 | 1.0198 | 1.0198 | 1.0198 | 1.0198 | 1.0198 | 1.0198 | 1.0198 | 1.0198 | 1.0198 | 1.0198 | 1.0198 | 1.0198 | 1.0198 | 1.0198 | 1.0198 | 1.0198 | 1.0198 | 1.0198 | 1.0198 | 1.0198 | 1.0198 | 1.0198 | 1.0198 | 1.0198 | 1.0198 | 1.0198 | 1.0198 | 1.0198 | 1.0198 | 1.0198 | 1.0198 | 1.0198 | 1.0198 | 1.0198 | 1.0198 | 1.0198 | 1.0198 | 1.0198 | 1.0198 | 1.0198 | 1.0198 | 1.0198 | 1.0198 | 1.0198 | 1.0198 | 1.0198 | 1.0198 | 1.0198 | 1.0198 | 1.0198 | 1.0198 | 1.0198 | 1.0198 | 1.0198 | 1.0198 | 1.0198 | 1.0198 | 1.0198 | 1.0198 | 1.0198 | 1.0198 | 1.0198 | 1.0198 | 1.0198 | 1.0198 | 1.0198 | 1.0198 | 1.0198 | 1.0198 | 1.0198 | 1.0198 | 1.0198 | 1.0198 | 1.0198 | 1.0198 | 1.0198 | 1.0198 | 1.0198 | 1.0198 | 1.0198 | 1.0198 | 1.0198 | 1.0198 | 1.0198 | 1.0198 | 1.0198 | 1.0198 | 1.0198 | 1.0198 | 1.0198 | 1.0198 | 1.0198 | 1.0198 | 1.0198 | 1.0198 | 1.0198 | 1.0198 | 1.0198 | 1.0198 | 1.0198 | 1.0198 | 1.0198 | 1.0198 | 1.0198 | 1.0198 | 1.0198 | 1.0198 | 1.0198 | 1.0198 | 1.0198 | 1.0198 | 1.0198 | 1.0198 | 1.0198 | 1.0198 | 1.0198 | 1.0198 | 1.0198 | 1.0198 | 1.0198 | 1.0198 | 1.0198 | 1.0198 | 1.0198 | 1.0198 | 1.0198 | 1.0198 | 1.0198 | 1.0198 | 1.0198 | 1.0198 | 1.0198 | 1.0198 | 1.0198 | 1.0198 | 1.0198 | 1.0198 | 1.0198 | 1.0198 | 1.0198 | 1.0198 | 1.0198 | 1.0198 | 1.0198 | 1.0198 | 1.0198 | 1.0198 | 1.0198 | 1.0198 | 1.0198 | 1.0198 | 1.0198 | 1.0198 | 1.0198 | 1.0198 | 1.0198 | 1.0198 | 1.0198 | 1.0198 | 1.0198 | 1.0198 | 1.0198 | 1.0198 | 1.0198 | 1.0198 | 1.0198 | 1.0198 | 1.0198 | 1.0198 | 1.0198 | 1.0198 | 1.0198 | 1.0198 | 1.0198 | 1.0198 | 1.0198 | 1.0198 | 1.0198 | 1.0198 | 1.0198 | 1.0198 | 1.0198 | 1.0198 | 1.0198 | 1.0198 | 1.0198 | 1.0198 | 1.0198 | 1.0198 | 1.0198 | 1.0198 | 1.0198 | 1.0198 | 1.0198 | 1.0198 | 1.0198 | 1.0198 | 1.0198 | 1.0198 | 1.0198 | 1.0198 | 1.0198 | 1.0198 | 1.0198 | 1.0198 | 1.0198 | 1.0198 | 1.0198 | 1.0198 | 1.0198 | 1.0198 | 1.0198 | 1.0198 | 1.0198 | 1.0198 | 1.0198 | 1.0198 | 1.0198 | 1.0198 | 1.0198 | 1.0198 | 1.0198 | 1.0198 | 1.0198 | 1.0198 | 1.0198 | 1.0198 | 1.0198 | 1.0198 | 1.0198 | 1.0198 | 1.0198 | 1.0198 | 1.0198 | 1.0198 | 1.0198 | 1.0198 | 1.0198 | 1.0198 | 1.0198 | 1.0198 | 1.0198 | 1.0198 | 1.0198 | 1.0198 | 1.0198 | 1.0198 | 1.0198 | 1.0198 | 1.0198 | 1.0198 | 1.0198 | 1.0198 | 1.0198 | 1.0198 | 1.0198 | 1.0198 | 1.0198 | 1.0198 | 1.0198 | 1.0198 | 1.0198 | 1.0198 | 1.0198 | 1.0198 | 1.0198 | 1.0198 | 1.0198 | 1.0198 | 1.0198 | 1.0198 | 1.0198 | 1.0198 | 1.0198 | 1.0198 | 1.0198 | 1.0198 | 1.0198 | 1.0198 | 1.0198 | 1.0198 | 1.0198 | 1.0198 | 1.0198 | 1.0198 | 1.0198 | 1.0198 | 1.0198 | 1.0198 | 1.0198 | 1.0198 | 1.0198 | 1.0198 | 1.0198 | 1.0198 | 1.0198 | 1.0198 | 1.0198 | 1.0198 | 1.0198 | 1.0198 | 1.0198 | 1.0198 | 1.0198 | 1.0198 | 1.0198 | 1.0198 | 1.0198 | 1.0198 | 1.0198 | 1.0198 | 1.0198 | 1.0198 | 1.0198 | 1.0198 | 1.0198 | 1.0198 | 1.0198 | 1.0198 | 1.0198 | 1.0198 | 1.0198 | 1.0198 | 1.0198 | 1.0198 | 1.0198 | 1.0198 | 1.0198 | 1.0198 | 1.0198 | 1.0198 | 1.0198 | 1.0198 | 1.0198 | 1.0198 | 1.0198 | 1.0198 | 1.0198 | 1.0198 | 1.0198 | 1.0198 | 1.0198 | 1.0198 | 1.0198 | 1.0198 | 1.0198 | 1.0198 | 1.0198 | 1.0198 | 1.0198 | 1.0198 | 1.0198 | 1.0198 | 1.0198 | 1.0198 | 1.0198 | 1.0198 | 1.0198 | 1.0198 | 1.0198 | 1.0198 | 1.0198 | 1.0198 | 1.0198 | 1.0198 | 1.0198 | 1.0198 | 1.0198 | 1.0198 | 1.0198 | 1.0198 | 1.0198 | 1.0198 | 1.0198 | 1.0198 | 1.0198 | 1.0198 | 1.0198 | 1.0198 | 1.0198 | 1.0198 | 1.0198 | 1.0198 | 1.0198 | 1.0198 | 1.0198 | 1.0198 | 1.0198 | 1.0198 | 1.0198 | 1.0198 | 1.0198 | 1.0198 | 1.0198 | 1.0198 | 1.0198 | 1.0198 | 1.0198 | 1.0198 | 1.0198 | 1.0198 | 1.0198 | 1.0198 | 1.0198 | 1.0198 | 1.0198 | 1.0198 | 1.0198 | 1.0198 | 1.0198 | 1.0198 | 1.0198 | 1.0198 | 1.0198 | 1.0198 | 1.0198 | 1.0198 | 1.0198 | 1.0198 | 1.0198 | 1.0198 | 1.0198 | 1.0198 | 1.0198 | 1.0198 | 1.0198 | 1.0198 | 1.0198 | 1.0198 | 1.0198 | 1.0198 | 1.0198 | 1.0198 | 1.0198 | 1.0198 | 1.0198 | 1.0198 | 1.0198 | 1.0198 | 1.0198 | 1.0198 | 1.0198 | 1.0198 | 1.0198 | 1.0198 | 1.0198 | 1.0198 | 1.0198 | 1.0198 | 1.0198 | 1.0198 | 1.0198 | 1.0198 | 1.0198 | 1.0198 | 1.0198 | 1.0198 | 1.0198 | 1.0198 | 1.0198 | 1.0198 | 1.0198 | 1.0198 | 1.0198 | 1.0198 | 1.0198 | 1.0198 | 1.0198 | 1.0198 | 1.0198 | 1.0198 | 1.0198 | 1.0198 | 1.0198 | 1.0198 | 1.0198 | 1.0198 | 1.0198 | 1.0198 | 1.0198 | 1.0198 | 1.0198 | 1.0198 | 1.0198 | 1.0198 | 1.0198 | 1.0198 | 1.0198 | 1.0198 | 1.0198 | 1.0198 | 1.0198 | 1.0198 | 1.0198 | 1.0198 | 1.0198 | 1.0198 | 1.0198 | 1.0198 | 1.0198 | 1.0198 | 1.0198 | 1.0198 | 1.0198 | 1.0198 | 1.0198 | 1.0198 | 1.0198 | 1.0198 | 1.0198 | 1.0198 | 1.0198 | 1.0198 | 1.0198 | 1.0198 | 1.0198 | 1.0198 | 1.0198 | 1.0198 | 1.0198 | 1.0198 | 1.0198 | 1.0198 | 1.0198 | 1.0198 | 1.0198 | 1.0198 | 1.0198 | 1.0198 | 1.0198 | 1.0198 | 1.0198 | 1.0198 | 1.0198 | 1.0198 | 1.0198 | 1.0198 | 1.0198 | 1.0198 | 1.0198 | 1.0198 | 1.0198 | 1.0198 | 1.0198 | 1.0198 | 1.0198 | 1.0198 | 1.0198 | 1.0198 | 1.0198 | 1.0198 | 1.0198 | 1.0198 | 1.0198 | 1.0198 | 1.0198 | 1.0198 | 1.0198 | 1.0198 | 1.0198 | 1.0198 | 1.0198 | 1.0198 | 1.0198 | 1.0198 | 1.0198 | 1.0198 | 1.0198 | 1.0198 | 1.0198 | 1.0198 | 1.0198 | 1.0198 | 1.0198 | 1.0198 | 1.0198 | 1.0198 | 1.0198 | 1.0198 | 1.0198 | 1.0198 | 1.0198 | 1.0198 | 1.0198 | 1.0198 | 1.0198 | 1.0198 | 1.0198 | 1.0198 | 1.0198 | 1.0198 | 1.0198 | 1.0198 | 1.0198 | 1.0198 | 1.0198 | 1.0198 | 1.0198 | 1.0198 | 1.0198 | 1.0198 | 1.0198 | 1.0198 | 1.0198 | 1.0198 | 1.0198 | 1.0198 | 1.0198 | 1.0198 | 1.0198 | 1.0198 | 1.0198 | 1.0198 | 1.0198 | 1.0198 | 1.0198 | 1.0198 | 1.0198 | 1.0198 | 1.0198 | 1.0198 | 1.0198 | 1.0198 | 1.0198 | 1.0198 | 1.0198 | 1.0198 | 1.0198 | 1.0198 | 1.0198 | 1.0198 | 1.0198 | 1.0198 | 1.0198 | 1.0198 | 1.0198 | 1.0198 | 1.0198 | 1.0198 | 1.0198 | 1.0198 | 1.0198 | 1.0198 | 1.0198 | 1.0198 | 1.0198 | 1.0198 | 1.0198 | 1.0198 | 1.0198 | 1.0198 | 1.0198 | 1.0198 | 1.0198 | 1.0198 | 1.0198 | 1.0198 | 1.0198 | 1.0198 | 1.0198 | 1.0198 | 1.0198 | 1.0198 | 1.0198 | 1.0198 | 1.0198 | 1.0198 | 1.0198 | 1.0198 | 1.0198 | 1.0198 | 1.0198 | 1.0198 | 1.0198 | 1.0198 | 1.0198 | 1.0198 | 1.0198 | 1.0198 | 1.0198 | 1.0198 | 1.0198 | 1.0198 | 1.0198 | 1.0198 | 1.0198 | 1.0198 | 1.0198 | 1.0198 | 1.0198 | 1.0198 | 1.0198 | 1.0198 | 1.0198 | 1.0198 | 1.0198 | 1.0198 | 1.0198 | 1.0198 | 1.0198 | 1.0198 | 1.0198 | 1.0198 | 1.0198 | 1.0198 | 1.0198 | 1.0198 | 1.0198 | 1.0198 | 1.0198 | 1.0198 | 1.0198 | 1.0198 | 1.0198 | 1.0198 | 1.0198 | 1.0198 | 1.0198 | 1.0198 | 1.0198 | 1.0198 | 1.0198 | 1.0198 | 1.0198 | 1.0198 | 1.0198 | 1.0198 | 1.0198 | 1.0198 | 1.0198 | 1.0198 | 1.0198 | 1.0198 | 1.0198 | 1.0198 | 1.0198 | 1.0198 | 1.0198 | 1.0198 | 1.0198 | 1.0198 | 1.0198 | 1.0198 | 1.0198 | 1.0198 | 1.0198 | 1.0198 | 1.0198 | 1.0198 | 1.0198 | 1.0198 | 1.0198 | 1.0198 | 1.0198 | 1.0198 | 1.0198 | 1.0198 | 1.0198 | 1.0198 | 1.0198 | 1.0198 | 1.0198 | 1.0198 | 1.0198 | 1.0198 | 1.0198 | 1.0198 | 1.0198 | 1.0198 | 1.0198 | 1.0198 | 1.0198 | 1.0198 | 1.0198 | 1.0198 | 1.0198 | 1.0198 | 1.0198 | 1.0198 | 1.0198 | 1.0198 | 1.0198 | 1.0198 | 1.0198 | 1.0198 | 1.0198 | 1.0198 | 1.0198 | 1.0198 | 1.0198 | 1.0198 | 1.0198 | 1.0198 | 1.0198 | 1.0198 | 1.0198 | 1.0198 | 1.0198 | 1.0198 | 1.0198 | 1.0198 | 1.0198 | 1.0198 | 1.0198 | 1.0198 | 1.0198 | 1.0198 | 1.0198 | 1.0198 | 1.0198 | 1.0198 | 1.0198 | 1.0198 | 1.0198 | 1.0198 | 1.0198 | 1.0198 | 1.0198 | 1.0198 | 1.0198 | 1.0198 | 1.0198 | 1.0198 | 1.0198 | 1.0198 | 1.0198 | 1.0198 | 1.0198 | 1.0198 | 1.0198 | 1.0198 | 1.0198 | 1.0198 | 1.0198 | 1.0198 | 1.0198 | 1.0198 | 1.0198 | 1.0198 | 1.0198 | 1.0198 | 1.0198 | 1.0198 | 1.0198 | 1.0198 | 1.0198 | 1.0198 | 1.0198 | 1.0198 | 1.0198 | 1.0198 | 1.0198 | 1.0198 | 1.0198 | 1.0198 | 1.0198 | 1.0198 | 1.0198 | 1.0198 | 1.0198 | 1.0198 | 1.0198 | 1.0198 | 1.0198 | 1.0198 | 1.0198 | 1.0198 | 1.0198 | 1.0198 | 1.0198 | 1.0198 | 1.0198 | 1.0198 | 1.0198 | 1.0198 | 1.0198 | 1.0198 | 1.0198 | 1.0198 | 1.0198 | 1.0198 | 1.0198 | 1.0198 | 1.0198 | 1.0198 | 1.0198 | 1.0198 | 1.0198 | 1.0198 | 1.0198 | 1.0198 | 1.0198 | 1.0198 | 1.0198 | 1.0198 | 1.0198 | 1.0198 | 1.0198 | 1.0198 | 1.0198 | 1.0198 | 1.0198 | 1.0198 | 1.0198 | 1.0198 | 1.0198 | 1.0198 | 1.0198 | 1.0198 | 1.0198 | 1.0198 | 1.0198 | 1.0198 | 1.0198 | 1.0198 | 1.0198 | 1.0198 | 1.0198 | 1.0198 | 1.0198 | 1.0198 | 1.0198 | 1.0198 | 1.0198 | 1.0198 | 1.0198 | 1.0198 | 1.0198 | 1.0198 | 1.0198 | 1.0198 | 1.0198 | 1.0198 | 1.0198 | 1.0198 | 1.0198 | 1.0198 | 1.0198 | 1.0198 | 1.0198 | 1.0198 | 1.0198 | 1.0198 | 1.0198 | 1.0198 | 1.0198 | 1.0198 | 1.0198 | 1.0198 | 1.0198 | 1.0198 | 1.0198 | 1.0198 | 1.0198 | 1.0198 | 1.0198 | 1.0198 | 1.0198 | 1.0198 | 1.0198 | 1.0198 | 1.0198 | 1.0198 | 1.0198 | 1.0198 | 1.0198 | 1.0198 | 1.0198 | 1.0198 | 1.0198 | 1.0198 | 1.0198 | 1.0198 | 1.0198 | 1.0198 | 1.0198 | 1.0198 | 1.0198 | 1.0198 | 1.0198 | 1.0198 | 1.0198 | 1.0198 | 1.0198 | 1.0198 | 1.0198 | 1.0198 | 1.0198 | 1.0198 | 1.0198 | 1.0198 | 1.0198 | 1.0198 | 1.0198 | 1.0198 | 1.0198 | 1.0198 | 1.0198 | 1.0198 | 1.0198 | 1.0198 | 1.0198 | 1.0198 | 1.0198 | 1.0198 | 1.0198 | 1.0198 | 1.0198 | 1.0198 | 1.0198 | 1.0198 | 1.0198 | 1.0198 | 1.0198 | 1.0198 | 1.0198 | 1.0198 | 1.0198 | 1.0198 | 1.0198 | 1.0198 | 1.0198 | 1.0198 | 1.0198 | 1.0198 | 1.0198 | 1.0198 | 1.0198 | 1.0198 | 1.0198 | 1.0198 | 1.0198 | 1.0198 | 1.0198 | 1.0198 | 1.0198 | 1.0198 | 1.0198 | 1.0198 | 1.0198 | 1.0198 | 1.0198 | 1.0198 | 1.0198 | 1.0198 | 1.0198 | 1.0198 | 1.0198 | 1.0198 | 1.0198 | 1.0198 | 1.0198 | 1.0198 | 1.0198 | 1.0198 | 1.0198 | 1.0198 | 1.0198 | 1.0198 | 1.0198 | 1.0198 | 1.0198 | 1.0198 | 1.0198 | 1.0198 | 1.0198 | 1.0198 | 1.0198 | 1.0198 | 1.0198 | 1.0198 | 1.0198 | 1.0198 | 1.0198 | 1.0198 | 1.0198 | 1.0198 | 1.0198 | 1.0198 | 1.0198 | 1.0198 | 1.0198 | 1.0198 | 1.0198 | 1.0198 | 1.0198 | 1.0198 | 1.0198 | 1.0198 | 1.0198 | 1.0198 | 1.0198 | 1.0198 | 1.0198 | 1.0198 | 1.0198 | 1.0198 | 1.0198 | 1.0198 | 1.0198 | 1.0198 | 1.0198 | 1.0198 | 1.0198 | 1.0198 | 1.0198 | 1.0198 | 1.0198 | 1.0198 | 1.0198 | 1.0198 | 1.0198 | 1.0198 | 1.0198 | 1.0198 | 1.0198 | 1.0198 | 1.0198 | 1.0198 | 1.0198 | 1.0198 | 1.0198 | 1.0198 | 1.0198 | 1.0198 | 1.0198 | 1.0198 | 1.0198 | 1.0198 | 1.0198 | 1.0198 | 1.0198 | 1.0198 | 1.0198 | 1.0198 | 1.0198 | 1.0198 | 1.0198 | 1.0198 | 1.0198 | 1.0198 | 1.0198 | 1.0198 | 1.0198 | 1.0198 | 1.0198 | 1.0198 | 1.0198 | 1.0198 | 1.0198 | 1.0198 | 1.0198 | 1.0198 | 1.0198 | 1.0198 | 1.0198 | 1.0198 | 1.0198 | 1.0198 | 1.0198 | 1.0198 | 1.0198 | 1.0198 | 1.0198 | 1.0198 | 1.0198 | 1.0198 | 1.0198 | 1.0198 | 1.0198 | 1.0198 | 1.0198 | 1.0198 | 1.0198 | 1.0198 | 1.0198 | 1.0198 | 1.0198 | 1.0198 | 1.0198 | 1.0198 | 1.0198 | 1.0198 | 1.0198 | 1.0198 | 1.0198 | 1.0198 | 1.0198 | 1.0198 | 1.0198 | 1.0198 | 1.0198 | 1.0198 | 1.0198 | 1.0198 | 1.0198 | 1.0198 | 1.0198 | 1.0198 | 1.0198 | 1.0198 | 1.0198 | 1.0198 | 1.0198 | 1.0198 | 1.0198 | 1.0198 | 1.0198 | 1.0198 | 1.0198 | 1.0198 | 1.0198 | 1.0198 | 1.0198 | 1.0198 | 1.0198 | 1.0198 | 1.0198 | 1.0198 | 1.0198 | 1.0198 | 1.0198 | 1.0198 | 1.0198 | 1.0198 | 1.0198 | 1.0198 | 1.0198 | 1.0198 | 1.0198 | 1.0198 | 1.0198 | 1.0198 | 1.0198 | 1.0198 | 1.0198 | 1.0198 | 1.0198 | 1.0198 | 1.0198 | 1.0198 | 1.0198 | 1.0198 | 1.0198 | 1.0198 | 1.0198 | 1.0198 | 1.0198 | 1.0198 | 1.0198 | 1.0198 | 1.0198 | 1.0198 | 1.0198 | 1.0198 | 1.0198 | 1.0198 | 1.0198 | 1.0198 | 1.0198 | 1.0198 | 1.0198 | 1.0198 | 1.0198 | 1.0198 | 1.0198 | 1.0198 | 1.0198 | 1.0198 | 1.0198 | 1.0198 | 1.0198 | 1.0198 | 1.0198 | 1.0198 | 1.0198 | 1.0198 | 1.0198 | 1.0198 | 1.0198 | 1.0198 | 1.0198 | 1.0198 | 1.0198 | 1.0198 | 1.0198 | 1.0198 | 1.0198 | 1.0198 | 1.0198 | 1.0198 | 1.0198 | 1.0198 | 1.0198 | 1.0198 | 1.0198 | 1.0198 | 1.0198 | 1.0198 | 1.0198 | 1.0198 | 1.0198 | 1.0198 | 1.0198 | 1.0198 | 1.0198 | 1.0198 | 1.0198 | 1.0198 | 1.0198 | 1.0198 | 1.0198 | 1.0198 | 1.0198 | 1.0198 | 1.0198 | 1.0198 | 1.0198 | 1.0198 | 1.0198 | 1.0198 | 1.0198 | 1.0198 | 1.0198 | 1.0198 | 1.0198 | 1.0198 | 1.0198 | 1.0198 | 1.0198 | 1.0198 | 1.0198 | 1.0198 | 1.0198 | 1.0198 | 1.0198 | 1.0198 | 1.0198 | 1.0198 | 1.0198 | 1.0198 | 1.0198 | 1.0198 | 1.0198 | 1.0198 | 1.0198 | 1.0198 | 1.0198 | 1.0198 | 1.0198 | 1.0198 | 1.0198 | 1.0198 | 1.0198 | 1.0198 | 1.0198 | 1.0198 | 1.0198 | 1.0198 | 1.0198 | 1.0198 | 1.0198 | 1.0198 | 1.0198 | 1.0198 | 1.0198 | 1.0198 | 1.0198 | 1.0198 | 1.0198 | 1.0198 | 1.0198 | 1.0198 | 1.0198 | 1.0198 | 1.0198 | 1.0198 | 1.0198 | 1.0198 | 1.0198 | 1.0198 | 1.0198 | 1.0198 | 1.0198 | 1.0198 | 1.0198 | 1.0198 | 1.0198 | 1.0198 | 1.0198 | 1.0198 | 1.0198 | 1.0198 | 1.0198 | 1.0198 | 1.0198 | 1.0198 | 1.0198 | 1.0198 | 1.0198 | 1.0198 | 1.0198 | 1.0198 | 1.0198 | 1.0198 | 1.0198 | 1.0198 | 1.0198 | 1.0198 | 1.0198 | 1.0198 | 1.0198 | 1.0198 | 1.0198 | 1.0198 | 1.0198 | 1.0198 | 1.0198 | 1.0198 | 1.0198 | 1.0198 | 1.0198 | 1.0198 | 1.0198 | 1.0198 | 1.0198 | 1.0198 | 1.0198 | 1.0198 | 1.0198 | 1.0198 | 1.0198 | 1.0198 | 1.0198 | 1.0198 | 1.0198 | 1.0198 | 1.0198 | 1.0198 | 1.0198 | 1.0198 | 1.0198 | 1.0198 | 1.0198 | 1.0198 | 1.0198 | 1.0198 | 1.0198 | 1.0198 | 1.0198 | 1.0198 | 1.0198 | 1.0198 | 1.0198 | 1.0198 | 1.0198 | 1.0198 | 1.0198 | 1.0198 | 1.0198 | 1.0198 | 1.0198 | 1.0198 | 1.0198 | 1.0198 | 1.0198 | 1.0198 | 1.0198 | 1.0198 | 1.0198 | 1.0198 | 1.0198 | 1.0198 | 1.0198 | 1.0198 | 1.0198 | 1.0198 | 1.0198 | 1.0198 | 1.0198 | 1.0198 | 1.0198 | 1.0198 | 1.0198 | 1.0198 | 1.0198 | 1.0198 | 1.0198 | 1.0198 | 1.0198 | 1.0198 | 1.0198 | 1.0198 | 1.0198 | 1.0198 | 1.0198 | 1.0198 | 1.0198 | 1.0198 | 1.0198 | 1.0198 | 1.0198 | 1.0198 | 1.0198 | 1.0198 | 1.0198 | 1.0198 | 1.0198 | 1.0198 | 1.0198 | 1.0198 | 1.0198 | 1.0198 | 1.0198 | 1.0198 | 1.0198 | 1.0198 | 1.0198 | 1.0198 | 1.0198 | 1.0198 | 1.0198 | 1.0198 | 1.0198 | 1.0198 | 1.0198 | 1.0198 | 1.0198 | 1.0198 | 1.0198 | 1.0198 | 1.0198 | 1.0198 | 1.0198 | 1.0198 | 1.0198 | 1.0198 | 1.0198 | 1.0198 | 1.0198 | 1.0198 | 1.0198 | 1.0198 | 1.0198 | 1.0198 | 1.0198 | 1.0198 | 1.0198 | 1.0198 | 1.0198 | 1.0198 | 1.0198 | 1.0198 | 1.0198 | 1.0198 | 1.0198 | 1.0198 | 1.0198 | 1.0198 | 1.0198 | 1.0198 | 1.0198 | 1.0198 | 1.0198 | 1.0198 | 1.0198 | 1.0198 | 1.0198 | 1.0198 | 1.0198 | 1.0198 | 1.0198 | 1.0198 | 1.0198 | 1.0198 | 1.0198 | 1.0198 | 1.0198 | 1.0198 | 1.0198 | 1.0198 | 1.0198 | 1.0198 | 1.0198 | 1.0198 | 1.0198 | 1.0198 | 1.0198 | 1.0198 | 1.0198 | 1.0198 | 1.0198 | 1.0198 | 1.0198 | 1.0198 | 1.0198 | 1.0198 | 1.0198 | 1.0198 | 1.0198 | 1.0198 | 1.0198 | 1.0198 | 1.0198 | 1.0198 | 1.0198 | 1.0198 | 1.0198 | 1.0198 | 1.0198 | 1.0198 | 1.0198 | 1.0198 | 1.0198 | 1.0198 | 1.0198 | 1.0198 | 1.0198 | 1.0198 | 1.0198 | 1.0198 | 1.0198 | 1.0198 | 1.0198 | 1.0198 | 1.0198 | 1.0198 | 1.0198 | 1.0198 | 1.0198 | 1.0198 | 1.0198 | 1.0198 | 1.0198 | 1.0198 | 1.0198 | 1.0198 | 1.0198 | 1.0198 | 1.0198 | 1.0198 | 1.0198 | 1.0198 | 1.0198 | 1.0198 | 1.0198 | 1.0198 | 1.0198 | 1.0198 | 1.0198 | 1.0198 | 1.0198 | 1.0198 | 1.0198 | 1.0198 | 1.0198 | 1.0198 | 1.0198 | 1.0198 | 1.0198 | 1.0198 | 1.0198 | 1.0198 | 1.0198 | 1.0198 | 1.0198 | 1.0198 | 1.0198 | 1.0198 | 1.0198 | 1.0198 | 1.0198 | 1.0198 | 1.0198 | 1.0198 | 1.0198 | 1.0198 | 1.0198 | 1.0198 | 1.0198 | 1.0198 | 1.0198 | 1.0198 | 1.0198 | 1.0198 | 1.0198 | 1.0198 | 1.0198 | 1.0198 | 1.0198 | 1.0198 | 1.0198 | 1.0198 | 1.0198 | 1.0198 | 1.0198 | 1.0198 | 1.0198 | 1.0198 | 1.0198 | 1.0198 | 1.0198 | 1.0198 | 1.0198 | 1.0198 | 1.0198 | 1.0198 | 1.0198 | 1.0198 | 1.0198 | 1.0198 | 1.0198 | 1.0198 | 1.0198 | 1.0198 | 1.0198 | 1.0198 | 1.0198 | 1.0198 | 1.0198 | 1.0198 | 1.0198 | 1.0198 | 1.0198 | 1.0198 | 1.0198 | 1.0198 | 1.0198 | 1.0198 | 1.0198 | 1.0198 | 1.0198 | 1.0198 | 1.0198 | 1.0198 | 1.0198 | 1.0198 | 1.0198 | 1.0198 | 1.0198 | 1.0198 | 1.0198 | 1.0198 | 1.0198 | 1.0198 | 1.0198 | 1.0198 | 1.0198 | 1.0198 | 1.0198 | 1.0198 | 1.0198 | 1.0198 | 1.0198 | 1.0198 | 1.0198 | 1.0198 | 1.0198 | 1.0198 | 1.0198 | 1.0198 | 1.0198 | 1.0198 | 1.0198 | 1.0198 | 1.0198 | 1.0198 | 1.0198 | 1.0198 | 1.0198 | 1.0198 | 1.0198 | 1.0198 | 1.0198 | 1.0198 | 1.0198 | 1.0198 | 1.0198 | 1.0198 | 1.0198 | 1.0198 | 1.0198 | 1.0198 | 1.0198 | 1.0198 | 1.0198 | 1.0198 | 1.0198 | 1.0198 | 1.0198 | 1.0198 | 1.0198 | 1.0198 | 1.0198 | 1.0198 | 1.0198 | 1.0198 | 1.0198 | 1.0198 | 1.0198 | 1.0198 | 1.0198 | 1.0198 | 1.0198 | 1.0198 | 1.0198 | 1.0198 | 1.0198 | 1.0198 | 1.0198 | 1.0198 | 1.0198 | 1.0198 | 1.0198 | 1.0198 | 1.0198 | 1.0198 | 1.0198 | 1.0198 | 1.0198 | 1.0198 | 1.0198 | 1.0198 | 1.0198 | 1.0198 | 1.0198 | 1.0198 | 1.0198 | 1.0198 | 1.0198 | 1.0198 | 1.0198 | 1.0198 | 1.0198 | 1.0198 | 1.0198 | 1.0198 | 1.0198 | 1.0198 | 1.0198 | 1.0198 | 1.0198 | 1.0198 | 1.0198 | 1.0198 | 1.0198 | 1.0198 | 1.0198 | 1.0198 | 1.0198 | 1.0198 | 1.0198 | 1.0198 | 1.0198 | 1.0198 | 1.0198 | 1.0198 | 1.0198 | 1.0198 | 1.0198 | 1.0198 | 1.0198 | 1.0198 | 1.0198 | 1.0198 | 1.0198 | 1.0198 | 1.0198 | 1.0198 | 1.0198 | 1.0198 | 1.0198 | 1.0198 | 1.0198 | 1.0198 | 1.0198 | 1.0198 | 1.0198 | 1.0198 | 1.0198 | 1.0198 | 1.0198 | 1.0198 | 1.0198 | 1.0198 | 1.0198 | 1.0198 | 1.0198 | 1.0198 | 1.0198 | 1.0198 | 1.0198 | 1.0198 | 1.0198 | 1.0198 | 1.0198 | 1.0198 | 1.0198 | 1.0198 | 1.0198 | 1.0198 | 1.0198 | 1.0198 | 1.0198 | 1.0198 | 1.0198 | 1.0198 | 1.0198 | 1.0198 | 1.0198 | 1.0198 | 1.0198 | 1.0198 | 1.0198 | 1.0198 | 1.0198 | 1.0198 | 1.0198 | 1.0198 | 1.0198 | 1.0198 | 1.0198 | 1.0198 | 1.0198 | 1.0198 | 1.0198 | 1.0198 | 1.0198 | 1.0198 | 1.0198 | 1.0198 | 1.0198 | 1.0198 | 1.0198 | 1.0198 | 1.0198 | 1.0198 | 1.0198 | 1.0198 | 1.0198 | 1.0198 | 1.0198 | 1.0198 | 1.0198 | 1.0198 | 1.0198 | 1.0198 | 1.0198 | 1.0198 | 1.0198 | 1.0198 | 1.0198 | 1.0198 | 1.0198 | 1.0198 | 1.0198 | 1.0198 | 1.0198 | 1.0198 | 1.0198 | 1.0198 | 1.0198 | 1.0198 | 1.0198 | 1.0198 | 1.0198 | 1.0198 | 1.0198 | 1.0198 | 1.0198 | 1.0198 | 1.0198 | 1.0198 | 1.0198 | 1.0198 | 1.0198 | 1.0198 | 1.0198 | 1.0198 | 1.0198 | 1.0198 | 1.0198 | 1.0198 | 1.0198 | 1.0198 | 1.0198 | 1.0198 | 1.0198 | 1.0198 | 1.0198 | 1.0198 | 1.0198 | 1.0198 | 1.0198 | 1.0198 | 1.0198 | 1.0198 | 1.0198 | 1.0198 | 1.0198 | 1.0198 | 1.0198 | 1.0198 | 1.0198 | 1.0198 | 1.0198 | 1.0198 | 1.0198 | 1.0198 | 1.0198 | 1.0198 | 1.0198 | 1.0198 | 1.0198 | 1.0198 | 1.0198 | 1.0198 | 1.0198 | 1.0198 | 1.0198 | 1.0198 | 1.0198 | 1.0198 | 1.0198 | 1.0198 | 1.0198 | 1.0198 | 1.0198 | 1.0198 | 1.0198 | 1.0198 | 1.0198 | 1.0198 | 1.0198 | 1.0198 | 1.0198 | 1.0198 | 1.0198 | 1.0198 | 1.0198 | 1.0198 | 1.0198 | 1.0198 | 1.0198 | 1.0198 | 1.0198 | 1.0198 | 1.0198 | 1.0198 | 1.0198 | 1.0198 | 1.0198 | 1.0198 | 1.0198 | 1.0198 | 1.0198 | 1.0198 | 1.0198 | 1.0198 | 1.0198 | 1.0198 | 1.0198 | 1.0198 | 1.0198 | 1.0198 | 1.0198 | 1.0198 | 1.0198 | 1.0198 | 1.0198 | 1.0198 | 1.0198 | 1.0198 | 1.0198 | 1.0198 | 1.0198 | 1.0198 | 1.0198 | 1.0198 | 1.0198 | 1.0198 | 1.0198 | 1.0198 | 1.0198 | 1.0198 | 1.0198 | 1.0198 | 1.0198 | 1.0198 | 1.0198 | 1.0198 | 1.0198 | 1.0198 | 1.0198 | 1.0198 | 1.0198 | 1.0198 | 1.0198 | 1.0198 | 1.0198 | 1.0198 | 1.0198 | 1.0198 | 1.0198 | 1.0198 | 1.0198 | 1.0198 | 1.0198 | 1.0198 | 1.0198 | 1.0198 | 1.0198 | 1.0198 | 1.0198 | 1.0198 | 1.0198 | 1.0198 | 1.0198 | 1.0198 | 1.0198 | 1.0198 | 1.0198 | 1.0198 | 1.0198 | 1.0198 | 1.0198 | 1.0198 | 1.0198 | 1.0198 | 1.0198 | 1.0198 | 1.0198 | 1.0198 | 1.0198 | 1.0198 | 1.0198 | 1.0198 | 1.0198 | 1.0198 | 1.0198 | 1.0198 | 1.0198 | 1.0198 | 1.0198 | 1.0198 | 1.0198 | 1.0198 | 1.0198 | 1.0198 | 1.0198 | 1.0198 | 1.0198 | 1.0198 | 1.0198 | 1.0198 | 1.0198 | 1.0198 | 1.0198 | 1.0198 | 1.0198 | 1.0198 | 1.0198 | 1.0198 | 1.0198 | 1.0198 | 1.0198 | 1.0198 | 1.0198 | 1.0198 | 1.0198 | 1.0198 | 1.0198 | 1.0198 | 1.0198 | 1.0198 | 1.0198 | 1.0198 | 1.0198 | 1.0198 | 1.0198 | 1.0198 | 1.0198 | 1.0198 | 1.0198 | 1.0198 | 1.0198 | 1.0198 | 1.0198 | 1.0198 | 1.0198 | 1.0198 | 1.0198 | 1.0198 | 1.0198 | 1.0198 | 1.0198 | 1.0198 | 1.0198 | 1.0198 | 1.0198 | 1.0198 | 1.0198 | 1.0198 | 1.0198 | 1.0198 | 1.0198 | 1.0198 | 1.0198 | 1.0198 | 1.0198 | 1.0198 | 1.0198 | 1.0198 | 1.0198 | 1.0198 | 1.0198 | 1.0198 | 1.0198 | 1.0198 | 1.0198 | 1.0198 | 1.0198 | 1.0198 | 1.0198 | 1.0198 | 1.0198 | 1.0198 | 1.0198 | 1.0198 | 1.0198 | 1.0198 | 1.0198 | 1.0198 | 1.0198 | 1.0198 | 1.0198 | 1.0198 | 1.0198 | 1.0198 | 1.0198 | 1.0198 | 1.0198 | 1.0198 | 1.0198 | 1.0198 | 1.0198 | 1.0198 | 1.0198 | 1.0198 | 1.0198 | 1.0198 | 1.0198 | 1.0198 | 1.0198 | 1.0198 | 1.0198 | 1.0198 | 1.0198 | 1.0198 | 1.0198 | 1.0198 | 1.0198 | 1.0198 | 1.0198 | 1.0198 | 1.0198 | 1.0198 | 1.0198 | 1.0198 | 1.0198 | 1.0198 | 1.0198 | 1.0198 | 1.0198 | 1.0198 | 1.0198 | 1.0198 | 1.0198 | 1.0198 | 1.0198 | 1.0198 | 1.0198 | 1.0198 | 1.0198 | 1.0198 | 1.0198 | 1.0198 | 1.0198 | 1.0198 | 1.0198 | 1.0198 | 1.0198 | 1.0198 | 1.0198 | 1.0198 | 1.0198 | 1.0198 | 1.0198 | 1.0198 | 1.0198 | 1.0198 | 1.0198 | 1.0198 | 1.0198 | 1.0198 | 1.0198 | 1.0198 | 1.0198 | 1.0198 | 1.0198 | 1.0198 | 1.0198 | 1.0198 | 1.0198 | 1.0198 | 1.0198 | 1.0198 | 1.0198 | 1.0198 | 1.0198 | 1.0198 | 1.0198 | 1.0198 | 1.0198 | 1.0198 | 1.0198 | 1.0198 | 1.0198 | 1.0198 | 1.0198 | 1.0198 | 1.0198 | 1.0198 | 1.0198 | 1.0198 | 1.0198 | 1.0198 | 1.0198 | 1.0198 | 1.0198 | 1.0198 | 1.0198 | 1.0198 | 1.0198 | 1.0198 | 1.0198 | 1.0198 | 1.0198 | 1.0198 | 1.0198 | 1.0198 | 1.0198 | 1.0198 | 1.0198 | 1.0198 | 1.0198 | 1.0198 | 1.0198 | 1.0198 | 1.0198 | 1.0198 | 1.0198 | 1.0198 | 1.0198 | 1.0198 | 1.0198 | 1.0198 | 1.0198 | 1.0198 | 1.0198 | 1.0198 | 1.0198 | 1.0198 | 1.0198 | 1.0198 | 1.0198 | 1.0198 | 1.0198 | 1.0198 | 1.0198 | 1.0198 | 1.0198 | 1.0198 | 1.0198 | 1.0198 | 1.0198 | 1.0198 | 1.0198 | 1.0198 | 1.0198 | 1.0198 | 1.0198 | 1.0198 | 1.0198 | 1.0198 | 1.0198 | 1.0198 | 1.0198 | 1.0198 | 1.0198 | 1.0198 | 1.0198 | 1.0198 | 1.0198 | 1.0198 | 1.0198 | 1.0198 | 1.0198 | 1.0198 | 1.0198 | 1.0198 | 1.0198 | 1.0198 | 1.0198 | 1.0198 | 1.0198 | 1.0198 | 1.0198 | 1.0198 | 1.0198 | 1.0198 | 1.0198 | 1.0198 | 1.0198 | 1.0198 | 1.0198 | 1.0198 | 1.0198 | 1.0198 | 1.0198 | 1.0198 | 1.0198 | 1.0198 | 1.0198 | 1.0198 | 1.0198 | 1.0198 | 1.0198 | 1.0198 | 1.0198 | 1.0198 | 1.0198 | 1.0198 | 1.0198 | 1.0198 | 1.0198 | 1.0198 | 1.0198 | 1.0198 | 1.0198 | 1.0198 | 1.0198 | 1.0198 | 1.0198 | 1.0198 | 1.0198 | 1.0198 | 1.0198 | 1.0198 | 1.0198 | 1.0198 | 1.0198 | 1.0198 | 1.0198 | 1.0198 | 1.0198 | 1.0198 | 1.0198 | 1.0198 | 1.0198 | 1.0198 | 1.0198 | 1.0198 | 1.0198 | 1.0198 | 1.0198 | 1.0198 | 1.0198 | 1.0198 | 1.0198 | 1.0198 | 1.0198 | 1.0198 | 1.0198 | 1.0198 | 1.0198 | 1.0198 | 1.0198 | 1.0198 | 1.0198 | 1.0198 | 1.0198 | 1.0198 | 1.0198 | 1.0198 | 1.0198 | 1.0198 | 1.0198 | 1.0198 | 1.0198 | 1.0198 | 1.0198 | 1.0198 | 1.0198 | 1.0198 | 1.0198 | 1.0198 | 1.0198 | 1.0198 | 1.0198 | 1.0198 | 1.0198 | 1.0198 | 1.0198 | 1.0198 | 1.0198 | 1.0198 | 1.0198 | 1.0198 | 1.0198 | 1.0198 | 1.0198 | 1.0198 | 1.0198 | 1.0198 | 1.0198 | 1.0198 | 1.0198 | 1.0198 | 1.0198 | 1.0198 | 1.0198 | 1.0198 | 1.0198 | 1.0198 | 1.0198 | 1.0198 | 1.0198 | 1.0198 | 1.0198 | 1.0198 | 1.0198 | 1.0198 | 1.0198 | 1.0198 | 1.0198 | 1.0198 | 1.0198 | 1.0198 | 1.0198 | 1.0198 | 1.0198 | 1.0198 | 1.0198 | 1.0198 | 1.0198 | 1.0198 | 1.0198 | 1.0198 | 1.0198 | 1.0198 | 1.0198 | 1.0198 | 1.0198 | 1.0198 | 1.0198 | 1.0198 | 1.0198 | 1.0198 | 1.0198 | 1.0198 | 1.0198 | 1.0198 | 1.0198 | 1.0198 | 1.0198 | 1.0198 | 1.0198 | 1.0198 | 1.0198 | 1.0198 | 1.0198 | 1.0198 | 1.0198 | 1.0198 | 1.0198 | 1.0198 | 1.0198 | 1.0198 | 1.0198 | 1.0198 | 1.0198 | 1.0198 | 1.0198 | 1.0198 | 1.0198 | 1.0198 | 1.0198 | 1.0198 | 1.0198 | 1.0198 | 1.0198 | 1.0198 | 1.0198 | 1.0198 | 1.0198 | 1.0198 | 1.0198 | 1.0198 | 1.0198 | 1.0198 | 1.0198 | 1.0198 | 1.0198 | 1.0198 | 1.0198 | 1.0198 | 1.0198 | 1.0198 | 1.0198 | 1.0198 | 1.0198 | 1.0198 | 1.0198 | 1.0198 | 1.0198 | 1.0198 | 1.0198 | 1.0198 | 1.0198 | 1.0198 | 1.0198 | 1.0198 | 1.0198 | 1.0198 | 1.0198 | 1.0198 | 1.0198 | 1.0198 | 1.0198 | 1.0198 | 1.0198 | 1.0198 | 1.0198 | 1.0198 | 1.0198 | 1.0198 | 1.0198 | 1.0198 | 1.0198 | 1.0198 | 1.0198 | 1.0198 | 1.0198 | 1.0198 | 1.0198 | 1.0198 | 1.0198 | 1.0198 | 1.0198 | 1.0198 | 1.0198 | 1.0198 | 1.0198 | 1.0198 | 1.0198 | 1.0198 | 1.0198 | 1.0198 | 1.0198 | 1.0198 | 1.0198 | 1.0198 | 1.0198 | 1.0198 | 1.0198 | 1.0198 | 1.0198 | 1.0198 | 1.0198 | 1.0198 | 1.0198 | 1.0198 | 1.0198 | 1.0198 | 1.0198 | 1.0198 | 1.0198 | 1.0198 | 1.0198 | 1.0198 | 1.0198 | 1.0198 | 1.0198 | 1.0198 | 1.0198 | 1.0198 | 1.0198 | 1.0198 | 1.0198 | 1.0198 | 1.0198 | 1.0198 | 1.0198 | 1.0198 | 1.0198 | 1.0198 | 1.0198 | 1.0198 | 1.0198 | 1.0198 | 1.0198 | 1.0198 | 1.0198 | 1.0198 | 1.0198 | 1.0198 | 1.0198 | 1.0198 | 1.0198 | 1.0198 | 1.0198 | 1.0198 | 1.0198 | 1.0198 | 1.0198 | 1.0198 | 1.0198 | 1.0198 | 1.0198 | 1.0198 | 1.0198 | 1.0198 | 1.0198 | 1.0198 | 1.0198 | 1.0198 | 1.0198 | 1.0198 | 1.0198 | 1.0198 | 1.0198 | 1.0198 | 1.0198 | 1.0198 | 1.0198 | 1.0198 | 1.0198 | 1.0198 | 1.0198 | 1.0198 | 1.0198 | 1.0198 | 1.0198 | 1.0198 | 1.0198 | 1.0198 | 1.0198 | 1.0198 | 1.0198 | 1.0198 | 1.0198 | 1.0198 | 1.0198 | 1.0198 | 1.0198 | 1.0198 | 1.0198 | 1.0198 | 1.0198 | 1.0198 | 1.0198 | 1.0198 | 1.0198 | 1.0198 | 1.0198 | 1.0198 | 1.0198 | 1.0198 | 1.0198 | 1.0198 | 1.0198 | 1.0198 | 1.0198 | 1.0198 | 1.0198 | 1.0198 | 1.0198 | 1.0198 | 1.0198 | 1.0198 | 1.0198 | 1.0198 | 1.0198 | 1.0198 | 1.0198 | 1.0198 | 1.0198 | 1.0198 | 1.0198 | 1.0198 | 1.0198 | 1.0198 | 1.0198 | 1.0198 | 1.0198 | 1.0198 | 1.0198 | 1.0198 | 1.0198 | 1.0198 | 1.0198 | 1.0198 | 1.0198 | 1.0198 | 1.0198 | 1.0198 | 1.0198 | 1.0198 | 1.0198 | 1.0198 | 1.0198 | 1.0198 | 1.0198 | 1.0198 | 1.0198 | 1.0198 | 1.0198 | 1.0198 | 1.0198 | 1.0198 | 1.0198 | 1.0198 | 1.0198 | 1.0198 | 1.0198 | 1.0198 | 1.0198 | 1.0198 | 1.0198 | 1.0198 | 1.0198 | 1.0198 | 1.0198 | 1.0198 | 1.0198 | 1.0198 | 1.0198 | 1.0198 | 1.0198 | 1.0198 | 1.0198 | 1.0198 | 1.0198 | 1.0198 | 1.0198 | 1.0198 | 1.0198 | 1.0198 | 1.0198 | 1.0198 | 1.0198 | 1.0198 | 1.0198 | 1.0198 | 1.0198 | 1.0198 | 1.0198 | 1.0198 | 1.0198 | 1.0198 | 1.0198 | 1.0198 | 1.0198 | 1.0198 | 1.0198 | 1.0198 | 1.0198 | 1.0198 | 1.0198 | 1.0198 | 1.0198 | 1.0198 | 1.0198 | 1.0198 | 1.0198 | 1.0198 | 1.0198 | 1.0198 | 1.0198 | 1.0198 | 1.0198 | 1.0198 | 1.0198 | 1.0198 | 1.0198 | 1.0198 | 1.0198 | 1.0198 | 1.0198 | 1.0198 | 1.0198 | 1.0198 | 1.0198 | 1.0198 | 1.0198 | 1.0198 | 1.0198 | 1.0198 | 1.0198 | 1.0198 | 1.0198 | 1.0198 | 1.0198 | 1.0198 | 1.0198 | 1.0198 | 1.0198 | 1.0198 | 1.0198 | 1.0198 | 1.0198 | 1.0198 | 1.0198 | 1.0198 | 1.0198 | 1.0198 | 1.0198 | 1.0198 | 1.0198 | 1.0198 | 1.0198 | 1.0198 | 1.0198 | 1.0198 | 1.0198 | 1.0198 | 1.0198 | 1.0198 | 1.0198 | 1.0198 | 1.0198 | 1.0198 | 1.0198 | 1.0198 | 1.0198 | 1.0198 | 1.0198 | 1.0198 | 1.0198 | 1.0198 | 1.0198 | 1.0198 | 1.0198 | 1.0198 | 1.0198 | 1.0198 | 1.0198 | 1.0198 | 1.0198 | 1.0198 | 1.0198 | 1.0198 | 1.0198 | 1.0198 | 1.0198 | 1.0198 | 1.0198 | 1.0198 | 1.0198 | 1.0198 | 1.0198 | 1.0198 | 1.0198 | 1.0198 | 1.0198 | 1.0198 | 1.0198 | 1.0198 | 1.0198 | 1.0198 | 1.0198 | 1.0198 | 1.0198 | 1.0198 | 1.0198 | 1.0198 | 1.0198 | 1.0198 | 1.0198 | 1.0198 | 1.0198 | 1.0198 | 1.0198 | 1.0198 | 1.0198 | 1.0198 | 1.0198 | 1.0198 | 1.0198 | 1.0198 | 1.0198 | 1.0198 | 1.0198 | 1.0198 | 1.0198 | 1.0198 | 1.0198 | 1.0198 | 1.0198 | 1.0198 | 1.0198 | 1.0198 | 1.0198 | 1.0198 | 1.0198 | 1.0198 | 1.0198 | 1.0198 | 1.0198 | 1.0198 | 1.0198 | 1.0198 | 1.0198 | 1.0198 | 1.0198 | 1.0198 | 1.0198 | 1.0198 | 1.0198 | 1.0198 | 1.0198 | 1.0198 | 1.0198 | 1.0198 | 1.0198 | 1.0198 | 1.0198 | 1.0198 | 1.0198 | 1.0198 | 1.0198 | 1.0198 | 1.0198 | 1.0198 | 1.0198 | 1.0198 | 1.0198 | 1.0198 | 1.0198 | 1.0198 | 1.0198 | 1.0198 | 1.0198 | 1.0198 | 1.0198 | 1.0198 | 1.0198 | 1.0198 | 1.0198 | 1.0198 | 1.0198 | 1.0198 | 1.0198 | 1.0198 | 1.0198 | 1.0198 | 1.0198 | 1.0198 | 1.0198 | 1.0198 | 1.0198 | 1.0198 | 1.0198 | 1.0198 | 1.0198 | 1.0198 | 1.0198 | 1.0198 | 1.0198 | 1.0198 | 1.0198 | 1.0198 | 1.0198 | 1.0198 | 1.0198 | 1.0198 | 1.0198 | 1.0198 | 1.0198 | 1.0198 | 1.0198 | 1.0198 | 1.0198 | 1.0198 | 1.0198 | 1.0198 | 1.0198 | 1.0198 | 1.0198 | 1.0198 | 1.0198 | 1.0198 | 1.0198 | 1.0198 | 1.0198 | 1.0198 | 1.0198 | 1.0198 | 1.0198 | 1.0198 | 1.0198 | 1.0198 | 1.0198 | 1.0198 | 1.0198 | 1.0198 | 1.0198 | 1.0198 | 1.0198 | 1.0198 | 1.0198 | 1.0198 | 1.0198 | 1.0198 | 1.0198 | 1.0198 | 1.0198 | 1.0198 | 1.0198 | 1.0198 | 1.0198 | 1.0198 | 1.0198 | 1.0198 | 1.0198 | 1.0198 | 1.0198 | 1.0198 | 1.0198 | 1.0198 | 1.0198 | 1.0198 | 1.0198 | 1.0198 | 1.0198 | 1.0198 | 1.0198 | 1.0198 | 1.0198 | 1.0198 | 1.0198 | 1.0198 | 1.0198 | 1.0198 | 1.0198 | 1.0198 | 1.0198 | 1.0198 | 1.0198 | 1.0198 | 1.0198 | 1.0198 | 1.0198 | 1.0198 | 1.0198 | 1.0198 | 1.0198 | 1.0198 | 1.0198 | 1.0198 | 1.0198 | 1.0198 | 1.0198 | 1.0198 | 1.0198 | 1.0198 | 1.0198 | 1.0198 | 1.0198 | 1.0198 | 1.0198 | 1.0198 | 1.0198 | 1.0198 | 1.0198 | 1.0198 | 1.0198 | 1.0198 | 1.0198 | 1.0198 | 1.0198 | 1.0198 | 1.0198 | 1.0198 | 1.0198 | 1.0198 | 1.0198 | 1.0198 | 1.0198 | 1.0198 | 1.0198 | 1.0198 | 1.0198 | 1.0198 | 1.0198 | 1.0198 | 1.0198 | 1.0198 | 1.0198 | 1.0198 | 1.0198 | 1.0198 | 1.0198 | 1.0198 | 1.0198 | 1.0198 | 1.0198 | 1.0198 | 1.0198 | 1.0198 | 1.0198 | 1.0198 | 1.0198 | 1.0198 | 1.0198 | 1.0198 | 1.0198 | 1.0198 | 1.0198 | 1.0198 | 1.0198 | 1.0198 | 1.0198 | 1.0198 | 1.0198 | 1.0198 | 1.0198 | 1.0198 | 1.0198 | 1.0198 | 1.0198 | 1.0198 | 1.0198 | 1.0198 | 1.0198 | 1.0198 | 1.0198 | 1.0198 | 1.0198 | 1.0198 | 1.0198 | 1.0198 | 1.0198 | 1.0198 | 1.0198 | 1.0198 | 1.0198 | 1.0198 | 1.0198 | 1.0198 | 1.0198 | 1.0198 | 1.0198 | 1.0198 | 1.0198 | 1.0198 | 1.0198 | 1.0198 | 1.0198 | 1.0198 | 1.0198 | 1.0198 | 1.0198 | 1.0198 | 1.0198 | 1.0198 | 1.0198 | 1.0198 | 1.0198 | 1.0198 | 1.0198 | 1.0198 | 1.0198 | 1.0198 | 1.0198 | 1.0198 | 1.0198 | 1.0198 | 1.0198 | 1.0198 | 1.0198 | 1.0198 | 1.0198 | 1.0198 | 1.0198 | 1.0198 | 1.0198 | 1.0198 | 1.0198 | 1.0198 | 1.0198 | 1.0198 | 1.0198 | 1.0198 | 1.0198 | 1.0198 | 1.0198 | 1.0198 | 1.0198 | 1.0198 | 1.0198 | 1.0198 | 1.0198 | 1.0198 | 1.0198 | 1.0198 | 1.0198 | 1.0198 | 1.0198 | 1.0198 | 1.0198 | 1.0198 | 1.0198 | 1.0198 | 1.0198 | 1.0198 | 1.0198 | 1.0198 | 1.0198 | 1.0198 | 1.0198 | 1.0198 | 1.0198 | 1.0198 | 1.0198 | 1.0198 | 1.0198 | 1.0198 | 1.0198 | 1.0198 | 1.0198 | 1.0198 | 1.0198 | 1.0198 | 1.0198 | 1.0198 | 1.0198 | 1.0198 | 1.0198 | 1.0198 | 1.0198 | 1.0198 | 1.0198 | 1.0198 | 1.0198 | 1.0198 | 1.0198 | 1.0198 | 1.0198 | 1.0198 | 1.0198 | 1.0198 | 1.0198 | 1.0198 | 1.0198 | 1.0198 | 1.0198 | 1.0198 | 1.0198 | 1.0198 | 1.0198 | 1.0198 | 1.0198 | 1.0198 | 1.0198 | 1.0198 | 1.0198 | 1.0198 | 1.0198 | 1.0198 | 1.0198 | 1.0198 | 1.0198 | 1.0198 | 1.0198 | 1.0198 | 1.0198 | 1.0198 | 1.0198 | 1.0198 | 1.0198 | 1.0198 | 1.0198 | 1.0198 | 1.0198 | 1.0198 | 1.0198 | 1.0198 | 1.0198 | 1.0198 | 1.0198 | 1.0198 | 1.0198 | 1.0198 | 1.0198 | 1.0198 | 1.0198 | 1.0198 | 1.0198 | 1.0198 | 1.0198 | 1.0198 | 1.0198 | 1.0198 | 1.0198 | 1.0198 | 1.0198 | 1.0198 | 1.0198 | 1.0198 | 1.0198 | 1.0198 | 1.0198 | 1.0198 | 1.0198 | 1.0198 | 1.0198 | 1.0198 | 1.0198 | 1.0198 | 1.0198 | 1.0198 | 1.0198 | 1.0198 | 1.0198 | 1.0198 | 1.0198 | 1.0198 | 1.0198 | 1.0198 | 1.0198 | 1.0198 | 1.0198 | 1.0198 | 1.0198 | 1.0198 | 1.0198 | 1.0198 | 1.0198 | 1.0198 | 1.0198 | 1.0198 | 1.0198 | 1.0198 | 1.0198 | 1.0198 | 1.0198 | 1.0198 | 1.0198 | 1.0198 | 1.0198 | 1.0198 | 1.0198 | 1.0198 | 1.0198 | 1.0198 | 1.0198 | 1.0198 | 1.0198 | 1.0198 | 1.0198 | 1.0198 | 1.0198 | 1.0198 | 1.0198 | 1.0198 | 1.0198 | 1.0198 | 1.0198 | 1.0198 | 1.0198 | 1.0198 | 1.0198 | 1.0198 | 1.0198 | 1.0198 | 1.0198 | 1.0198 | 1.0198 | 1.0198 | 1.0198 | 1.0198 | 1.0198 | 1.0198 | 1.0198 | 1.0198 | 1.0198 | 1.0198 | 1.0198 | 1.0198 | 1.0198 | 1.0198 | 1.0198 | 1.0198 | 1.0198 | 1.0198 | 1.0198 | 1.0198 | 1.0198 | 1.0198 | 1.0198 | 1.0198 | 1.0198 | 1.0198 | 1.0198 | 1.0198 | 1.0198 | 1.0198 | 1.0198 | 1.0198 | 1.0198 | 1.0198 | 1.0198 | 1.0198 | 1.0198 | 1.0198 | 1.0198 | 1.0198 | 1.0198 | 1.0198 | 1.0198 | 1.0198 | 1.0198 | 1.0198 | 1.0198 | 1.0198 | 1.0198 | 1.0198 | 1.0198 | 1.0198 | 1.0198 | 1.0198 | 1.0198 | 1.0198 | 1.0198 | 1.0198 | 1.0198 | 1.0198 | 1.0198 | 1.0198 | 1.0198 | 1.0198 | 1.0198 | 1.0198 | 1.0198 | 1.0198 | 1.0198 | 1.0198 | 1.0198 | 1.0198 | 1.0198 | 1.0198 | 1.0198 | 1.0198 | 1.0198 | 1.0198 | 1.0198 | 1.0198 | 1.0198 | 1.0198 | 1.0198 | 1.0198 | 1.0198 | 1.0198 | 1.0198 | 1.0198 | 1.0198 | 1.0198 | 1.0198 | 1.0198 | 1.0198 | 1.0198 | 1.0198 | 1.0198 | 1.0198 | 1.0198 | 1.0198 | 1.0198 | 1.0198 | 1.0198 | 1.0198 | 1.0198 | 1.0198 | 1.0198 | 1.0198 | 1.0198 | 1.0198 | 1.0198 | 1.0198 | 1.0198 | 1.0198 | 1.0198 | 1.0198 | 1.0198 | 1.0198 | 1.0198 | 1.0198 | 1.0198 | 1.0198 | 1.0198 | 1.0198 | 1.0198 | 1.0198 | 1.0198 | 1.0198 | 1.0198 | 1.0198 | 1.0198 | 1.0198 | 1.0198 | 1.0198 | 1.0198 | 1.0198 | 1.0198 | 1.0198 | 1.0198 | 1.0198 | 1.0198 | 1.0198 | 1.0198 | 1.0198 | 1.0198 | 1.0198 | 1.0198 | 1.0198 | 1.0198 | 1.0198 | 1.0198 | 1.0198 | 1.0198 | 1.0198 | 1.0198 | 1.0198 | 1.0198 | 1.0198 | 1.0198 | 1.0198 | 1.0198 | 1.0198 | 1.0198 | 1.0198 | 1.0198 | 1.0198 | 1.0198 | 1.0198 | 1.0198 | 1.0198 | 1.0198 | 1.0198 | 1.0198 | 1.0198 | 1.0198 | 1.0198 | 1.0198 | 1.0198 | 1.0198 | 1.0198 | 1.0198 | 1.0198 | 1.0198 | 1.0198 | 1.0198 | 1.0198 | 1.0198 | 1.0198 | 1.0198 | 1.0198 | 1.0198 | 1.0198 | 1.0198 | 1.0198 | 1.0198 | 1.0198 | 1.0198 | 1.0198 | 1.0198 | 1.0198 | 1.0198 | 1.0198 | 1.0198 | 1.0198 | 1.0198 | 1.0198 | 1.0198 | 1.0198 | 1.0198 | 1.0198 | 1.0198 | 1.0198 | 1.0198 | 1.0198 | 1.0198 | 1.0198 | 1.0198 | 1.0198 | 1.0198 | 1.0198 | 1.0198 | 1.0198 | 1.0198 | 1.0198 | 1.0198 | 1.0198 | 1.0198 | 1.0198 | 1.0198 | 1.0198 | 1.0198 | 1.0198 | 1.0198 | 1.0198 | 1.0198 | 1.0198 | 1.0198 | 1.0198 | 1.0198 | 1.0198 | 1.0198 | 1.0198 | 1.0198 | 1.0198 | 1.0198 | 1.0198 | 1.0198 | 1.0198 | 1.0198 | 1.0198 | 1.0198 | 1.0198 | 1.0198 | 1.0198 | 1.0198 | 1.0198 | 1.0198 | 1.0198 | 1.0198 | 1.0198 | 1.0198 | 1.0198 | 1.0198 | 1.0198 | 1.0198 | 1.0198 | 1.0198 | 1.0198 | 1.0198 | 1.0198 | 1.0198 | 1.0198 | 1.0198 | 1.0198 | 1.0198 | 1.0198 | 1.0198 | 1.0198 | 1.0198 | 1.0198 | 1.0198 | 1.0198 | 1.0198 | 1.0198 | 1.0198 | 1.0198 | 1.0198 | 1.0198 | 1.0198 | 1.0198 | 1.0198 | 1.0198 | 1.0198 | 1.0198 | 1.0198 | 1.0198 | 1.0198 | 1.0198 | 1.0198 | 1.0198 | 1.0198 | 1.0198 | 1.0198 | 1.0198 | 1.0198 | 1.0198 | 1.0198 | 1.0198 | 1.0198 | 1.0198 | 1.0198 | 1.0198 | 1.0198 | 1.0198 | 1.0198 | 1.0198 | 1.0198 | 1.0198 | 1.0198 | 1.0198 | 1.0198 | 1.0198 | 1.0198 | 1.0198 | 1.0198 | 1.0198 | 1.0198 | 1.0198 | 1.0198 | 1.0198 | 1.0198 | 1.0198 | 1.0198 | 1.0198 | 1.0198 | 1.0198 | 1.0198 | 1.0198 | 1.0198 | 1.0198 | 1.0198 | 1.0198 | 1.0198 | 1.0198 | 1.0198 | 1.0198 | 1.0198 | 1.0198 | 1.0198 | 1.0198 | 1.0198 | 1.0198 | 1.0198 | 1.0198 | 1.0198 | 1.0198 | 1.0198 | 1.0198 | 1.0198 | 1.0198 | 1.0198 | 1.0198 | 1.0198 | 1.0198 | 1.0198 | 1.0198 | 1.0198 | 1.0198 | 1.0198 | 1.0198 | 1.0198 | 1.0198 | 1.0198 | 1.0198 | 1.0198 | 1.0198 | 1.0198 | 1.0198 | 1.0198 | 1.0198 | 1.0198 | 1.0198 | 1.0198 | 1.0198 | 1.0198 | 1.0198 | 1.0198 | 1.0198 | 1.0198 | 1.0198 | 1.0198 | 1.0198 | 1.0198 | 1.0198 | 1.0198 | 1.0198 | 1.0198 | 1.0198 | 1.0198 | 1.0198 | 1.0198 | 1.0198 | 1.0198 | 1.0198 | 1.0198 | 1.0198 | 1.0198 | 1.0198 | 1.0198 | 1.0198 | 1.0198 | 1.0198 | 1.0198 | 1.0198 | 1.0198 | 1.0198 | 1.0198 | 1.0198 | 1.0198 | 1.0198 | 1.0198 | 1.0198 | 1.0198 | 1.0198 | 1.0198 | 1.0198 | 1.0198 | 1.0198 | 1.0198 | 1.0198 | 1.0198 | 1.0198 | 1.0198 | 1.0198 | 1.0198 | 1.0198 | 1.0198 | 1.0198 | 1.0198 | 1.0198 | 1.0198 | 1.0198 | 1.0198 | 1.0198 | 1.0198 | 1.0198 | 1.0198 | 1.0198 | 1.0198 | 1.0198 | 1.0198 | 1.0198 | 1.0198 | 1.0198 | 1.0198 | 1.0198 | 1.0198 | 1.0198 | 1.0198 | 1.0198 | 1.0198 | 1.0198 | 1.0198 | 1.0198 | 1.0198 | 1.0198 | 1.0198 | 1.0198 | 1.0198 | 1.0198 | 1.0198 | 1.0198 | 1.0198 | 1.0198 | 1.0198 | 1.0198 | 1.0198 | 1.0198 | 1.0198 | 1.0198 | 1.0198 | 1.0198 | 1.0198 | 1.0198 | 1.0198 | 1.0198 | 1.0198 | 1.0198 | 1.0198 | 1.0198 | 1.0198 | 1.0198 | 1.0198 | 1.0198 | 1.0198 | 1.0198 | 1.0198 | 1.0198 | 1.0198 | 1.0198 | 1.0198 | 1.0198 | 1.0198 | 1.0198 | 1.0198 | 1.0198 | 1.0198 | 1.0198 | 1.0198 | 1.0198 | 1.0198 | 1.0198 | 1.0198 | 1.0198 | 1.0198 | 1.0198 | 1.0198 | 1.0198 | 1.0198 | 1.0198 | 1.0198 | 1.0198 | 1.0198 | 1.0198 | 1.0198 | 1.0198 | 1.0198 | 1.0198 | 1.0198 | 1.0198 | 1.0198 | 1.0198 | 1.0198 | 1.0198 | 1.0198 | 1.0198 | 1.0198 | 1.0198 | 1.0198 | 1.0198 | 1.0198 | 1.0198 | 1.0198 | 1.0198 | 1.0198 | 1.0198 | 1.0198 | 1.0198 | 1.0198 | 1.0198 | 1.0198 | 1.0198 | 1.0198 | 1.0198 | 1.0198 | 1.0198 | 1.0198 | 1.0198 | 1.0198 | 1.0198 | 1.0198 | 1.0198 | 1.0198 | 1.0198 | 1.0198 | 1.0198 | 1.0198 | 1.0198 | 1.0198 | 1.0198 | 1.0198 | 1.0198 | 1.0198 | 1.0198 | 1.0198 | 1.0198 | 1.0198 | 1.0198 | 1.0198 | 1.0198 | 1.0198 | 1.0198 | 1.0198 | 1.0198 | 1.0198 | 1.0198 | 1.0198 | 1.0198 | 1.0198 | 1.0198 | 1.0198 | 1.0198 | 1.0198 | 1.0198 | 1.0198 | 1.0198 | 1.0198 | 1.0198 | 1.0198 | 1.0198 | 1.0198 | 1.0198 | 1.0198 | 1.0198 | 1.0198 | 1.0198 | 1.0198 | 1.0198 | 1.0198 | 1.0198 | 1.0198 | 1.0198 | 1.0198 | 1.0198 | 1.0198 | 1.0198 | 1.0198 | 1.0198 | 1.0198 | 1.0198 | 1.0198 | 1.0198 | 1.0198 | 1.0198 | 1.0198 | 1.0198 | 1.0198 | 1.0198 | 1.0198 | 1.0198 | 1.0198 | 1.0198 | 1.0198 | 1.0198 | 1.0198 | 1.0198 | 1.0198 | 1.0198 | 1.0198 | 1.0198 | 1.0198 | 1.0198 | 1.0198 | 1.0198 | 1.0198 | 1.0198 | 1.0198 | 1.0198 | 1.0198 | 1.0198 | 1.0198 | 1.0198 | 1.0198 | 1.0198 | 1.0198 | 1.0198 | 1.0198 | 1.0198 | 1.0198 | 1.0198 | 1.0198 | 1.0198 | 1.0198 | 1.0198 | 1.0198 | 1.0198 | 1.0198 | 1.0198 | 1.0198 | 1.0198 | 1.0198 | 1.0198 | 1.0198 | 1.0198 | 1.0198 | 1.0198 | 1.0198 | 1.0198 | 1.0198 | 1.0198 | 1.0198 | 1.0198 | 1.0198 | 1.0198 | 1.0198 | 1.0198 | 1.0198 | 1.0198 | 1.0198 | 1.0198 | 1.0198 | 1.0198 | 1.0198 | 1.0198 | 1.0198 | 1.0198 | 1.0198 | 1.0198 | 1.0198 | 1.0198 | 1.0198 | 1.0198 | 1.0198 | 1.0198 | 1.0198 | 1.0198 | 1.0198 | 1.0198 | 1.0198 | 1.0198 | 1.0198 | 1.0198 | 1.0198 | 1.0198 | 1.0198 | 1.0198 | 1.0198 | 1.0198 | 1.0198 | 1.0198 | 1.0198 | 1.0198 | 1.0198 | 1.0198 | 1.0198 | 1.0198 | 1.0198 | 1.0198 | 1.0198 | 1.0198 | 1.0198 | 1.0198 | 1.0198 | 1.0198 | 1.0198 | 1.0198 | 1.0198 | 1.0198 | 1.0198 | 1.0198 | 1.0198 | 1.0198 | 1.0198 | 1.0198 | 1.0198 | 1.0198 | 1.0198 | 1.0198 | 1.0198 | 1.0198 | 1.0198 | 1.0198 | 1.0198 | 1.0198 | 1.0198 | 1.0198 | 1.0198 | 1.0198 | 1.0198 | 1.0198 | 1.0198 | 1.0198 | 1.0198 | 1.0198 | 1.0198 | 1.0198 | 1.0198 | 1.0198 | 1.0198 | 1.0198 | 1.0198 | 1.0198 | 1.0198 | 1.0198 | 1.0198 | 1.0198 | 1.0198 | 1.0198 | 1.0198 | 1.0198 | 1.0198 | 1.0198 | 1.0198 | 1.0198 | 1.0198 | 1.0198 | 1.0198 | 1.0198 | 1.0198 | 1.0198 | 1.0198 | 1.0198 | 1.0198 | 1.0198 | 1.0198 | 1.0198 | 1.0198 | 1.0198 | 1.0198 | 1.0198 | 1.0198 | 1.0198 | 1.0198 | 1.0198 | 1.0198 | 1.0198 | 1.0198 | 1.0198 | 1.0198 | 1.0198 | 1.0198 | 1.0198 | 1.0198 | 1.0198 | 1.0198 | 1.0198 | 1.0198 | 1.0198 | 1.0198 | 1.0198 | 1.0198 | 1.0198 | 1.0198 | 1.0198 | 1.0198 | 1.0198 | 1.0198 | 1.0198 | 1.0198 | 1.0198 | 1.0198 | 1.0198 | 1.0198 | 1.0198 | 1.0198 | 1.0198 | 1.0198 | 1.0198 | 1.0198 | 1.0198 | 1.0198 | 1.0198 | 1.0198 | 1.0198 | 1.0198 | 1.0198 | 1.0198 | 1.0198 | 1.0198 | 1.0198 | 1.0198 | 1.0198 | 1.0198 | 1.0198 | 1.0198 | 1.0198 | 1.0198 | 1.0198 | 1.0198 | 1.0198 | 1.0198 | 1.0198 | 1.0198 | 1.0198 | 1.0198 | 1.0198 | 1.0198 | 1.0198 | 1.0198 | 1.0198 | 1.0198 | 1.0198 | 1.0198 | 1.0198 | 1.0198 | 1.0198 | 1.0198 | 1.0198 | 1.0198 | 1.0198 | 1.0198 | 1.0198 | 1.0198 | 1.0198 | 1.0198 | 1.0198 | 1.0198 | 1.0198 | 1.0198 | 1.0198 | 1.0198 | 1.0198 | 1.0198 | 1.0198 | 1.0198 | 1.0198 | 1.0198 | 1.0198 | 1.0198 | 1.0198 | 1.0198 | 1.0198 | 1.0198 | 1.0198 | 1.0198 | 1.0198 | 1.0198 | 1.0198 | 1.0198 | 1.0198 | 1.0198 | 1.0198 | 1.0198 | 1.0198 | 1.0198 | 1.0198 | 1.0198 | 1.0198 | 1.0198 | 1.0198 | 1.0198 | 1.0198 | 1.0198 | 1.0198 | 1.0198 | 1.0198 | 1.0198 | 1.0198 | 1.0198 | 1.0198 | 1.0198 | 1.0198 | 1.0198 | 1.0198 | 1.0198 | 1.0198 | 1.0198 | 1.0198 | 1.0198 | 1.0198 | 1.0198 | 1.0198 | 1.0198 | 1.0198 | 1.0198 | 1.0198 | 1.0198 | 1.0198 | 1.0198 | 1.0198 | 1.0198 | 1.0198 | 1.0198 | 1.0198 | 1.0198 | 1.0198 | 1.0198 | 1.0198 | 1.0198 | 1.0198 | 1.0198 | 1.0198 | 1.0198 | 1.0198 | 1.0198 | 1.0198 | 1.0198 | 1.0198 | 1.0198 | 1.0198 | 1.0198 | 1.0198 | 1.0198 | 1.0198 | 1.0198 | 1.0198 | 1.0198 | 1.0198 | 1.0198 | 1.0198 | 1.0198 | 1.0198 | 1.0198 | 1.0198 | 1.0198 | 1.0198 | 1.0198 | 1.0198 | 1.0198 | 1.0198 | 1.0198 | 1.0198 | 1.0198 | 1.0198 | 1.0198 | 1.0198 | 1.0198 | 1.0198 | 1.0198 | 1.0198 | 1.0198 | 1.0198 | 1.0198 | 1.0198 | 1.0198 | 1.0198 | 1.0198 | 1.0198 | 1.0198 | 1.0198 | 1.0198 | 1.0198 | 1.0198 | 1.0198 | 1.0198 | 1.0198 | 1.0198 | 1.0198 | 1.0198 | 1.0198 | 1.0198 | 1.0198 | 1.0198 | 1.0198 | 1.0198 | 1.0198 | 1.0198 | 1.0198 | 1.0198 | 1.0198 | 1.0198 | 1.0198 | 1.0198 | 1.0198 | 1.0198 | 1.0198 | 1.0198 | 1.0198 | 1.0198 | 1.0198 | 1.0198 | 1.0198 | 1.0198 | 1.0198 | 1.0198 | 1.0198 | 1.0198 | 1.0198 | 1.0198 | 1.0198 | 1.0198 | 1.0198 | 1.0198 | 1.0198 | 1.0198 | 1.0198 | 1.0198 | 1.0198 | 1.0198 | 1.0198 | 1.0198 | 1.0198 | 1.0198 | 1.0198 | 1.0198 | 1.0198 | 1.0198 | 1.0198 | 1.0198 | 1.0198 | 1.0198 | 1.0198 | 1.0198 | 1.0198 | 1.0198 | 1.0198 | 1.0198 | 1.0198 | 1.0198 | 1.0198 | 1.0198 | 1.0198 | 1.0198 | 1.0198 | 1.0198 | 1.0198 | 1.0198 | 1.0198 | 1.0198 | 1.0198 | 1.0198 | 1.0198 | 1.0198 | 1.0198 | 1.0198 | 1.0198 | 1.0198 | 1.0198 | 1.0198 | 1.0198 | 1.0198 | 1.0198 | 1.0198 | 1.0198 | 1.0198 | 1.0198 | 1.0198 | 1.0198 | 1.0198 | 1.0198 | 1.0198 | 1.0198 | 1.0198 | 1.0198 | 1.0198 | 1.0198 | 1.0198 | 1.0198 | 1.0198 | 1.0198 | 1.0198 | 1.0198 | 1.0198 | 1.0198 | 1.0198 | 1.0198 | 1.0198 | 1.0198 | 1.0198 | 1.0198 | 1.0198 | 1.0198 | 1.0198 | 1.0198 | 1.0198 | 1.0198 | 1.0198 | 1.0198 | 1.0198 | 1.0198 | 1.0198 | 1.0198 | 1.0198 | 1.0198 | 1.0198 | 1.0198 | 1.0198 | 1.0198 | 1.0198 | 1.0198 | 1.0198 | 1.0198 | 1.0198 | 1.0198 | 1.0198 | 1.0198 | 1.0198 | 1.0198 | 1.0198 | 1.0198 | 1.0198 | 1.0198 | 1.0198 | 1.0198 | 1.0198 | 1.0198 | 1.0198 | 1.0198 | 1.0198 | 1.0198 | 1.0198 | 1.0198 | 1.0198 | 1.0198 | 1.0198 | 1.0198 | 1.0198 | 1.0198 | 1.0198 | 1.0198 | 1.0198 | 1.0198 | 1.0198 | 1.0198 | 1.0198 | 1.0198 | 1.0198 | 1.0198 | 1.0198 | 1.0198 | 1.0198 | 1.0198 | 1.0198 | 1.0198 | 1.0198 | 1.0198 | 1.0198 | 1.0198 | 1.0198 | 1.0198 | 1.0198 | 1.0198 | 1.0198 | 1.0198 | 1.0198 | 1.0198 | 1.0198 | 1.0198 | 1.0198 | 1.0198 | 1.0198 | 1.0198 | 1.0198 | 1.0198 | 1.0198 | 1.0198 | 1.0198 | 1.0198 | 1.0198 | 1.0198 | 1.0198 | 1.0198 | 1.0198 | 1.0198 | 1.0198 | 1.0198 | 1.0198 | 1.0198 | 1.0198 | 1.0198 | 1.0198 | 1.0198 | 1.0198 | 1.0198 | 1.0198 | 1.0198 | 1.0198 | 1.0198 | 1.0198 | 1.0198 | 1.0198 | 1.0198 | 1.0198 | 1.0198 | 1.0198 | 1.0198 | 1.0198 | 1.0198 | 1.0198 | 1.0198 | 1.0198 | 1.0198 | 1.0198 | 1.0198 | 1.0198 | 1.0198 | 1.0198 | 1.0198 | 1.0198 | 1.0198 | 1.0198 | 1.0198 | 1.0198 | 1.0198 | 1.0198 | 1.0198 | 1.0198 | 1.0198 | 1.0198 | 1.0198 | 1.0198 | 1.0198 | 1.0198 | 1.0198 | 1.0198 | 1.0198 | 1.0198 | 1.0198 | 1.0198 | 1.0198 | 1.0198 | 1.0198 | 1.0198 | 1.0198 | 1.0198 | 1.0198 | 1.0198 | 1.0198 | 1.0198 | 1.0198 | 1.0198 | 1.0198 | 1.0198 | 1.0198 | 1.0198 | 1.0198 | 1.0198 | 1.0198 | 1.0198 | 1.0198 | 1.0198 | 1.0198 | 1.0198 | 1.0198 | 1.0198 | 1.0198 | 1.0198 | 1.0198 | 1.0198 | 1.0198 | 1.0198 | 1.0198 | 1.0198 | 1.0198 | 1.0198 | 1.0198 | 1.0198 | 1.0198 | 1.0198 | 1.0198 | 1.0198 | 1.0198 | 1.0198 | 1.0198 | 1.0198 | 1.0198 | 1.0198 | 1.0198 | 1.0198 | 1.0198 | 1.0198 | 1.0198 | 1.0198 | 1.0198 | 1.0198 | 1.0198 | 1.0198 | 1.0198 | 1.0198 | 1.0198 | 1.0198 | 1.0198 | 1.0198 | 1.0198 | 1.0198 | 1.0198 | 1.0198 | 1.0198 | 1.0198 | 1.0198 | 1.0198 | 1.0198 | 1.0198 | 1.0198 | 1.0198 | 1.0198 | 1.0198 | 1.0198 | 1.0198 | 1.0198 | 1.0198 | 1.0198 | 1.0198 | 1.0198 | 1.0198 | 1.0198 | 1.0198 | 1.0198 | 1.0198 | 1.0198 | 1.0198 | 1.0198 | 1.0198 | 1.0198 | 1.0198 | 1.0198 | 1.0198 | 1.0198 | 1.0198 | 1.0198 | 1.0198 | 1.0198 | 1.0198 | 1.0198 | 1.0198 | 1.0198 | 1.0198 | 1.0198 | 1.0198 | 1.0198 | 1.0198 | 1.0198 | 1.0198 | 1.0198 | 1.0198 | 1.0198 | 1.0198 | 1.0198 | 1.0198 | 1.0198 | 1.0198 | 1.0198 | 1.0198 | 1.0198 | 1.0198 | 1.0198 | 1.0198 | 1.0198 | 1.0198 | 1.0198 | 1.0198 | 1.0198 | 1.0198 | 1.0198 | 1.0198 | 1.0198 | 1.0198 | 1.0198 | 1.0198 | 1.0198 | 1.0198 | 1.0198 | 1.0198 | 1.0198 | 1.0198 | 1.0198 | 1.0198 | 1.0198 | 1.0198 | 1.0198 | 1.0198 | 1.0198 | 1.0198 | 1.0198 | 1.0198 | 1.0198 | 1.0198 | 1.0198 | 1.0198 | 1.0198 | 1.0198 | 1.0198 | 1.0198 | 1.0198 | 1.0198 | 1.0198 | 1.0198 | 1.0198 | 1.0198 | 1.0198 | 1.0198 | 1.0198 | 1.0198 | 1.0198 | 1.0198 | 1.0198 | 1.0198 | 1.0198 | 1.0198 | 1.0198 | 1.0198 | 1.0198 | 1.0198 | 1.0198 | 1.0198 | 1.0198 | 1.0198 | 1.0198 | 1.0198 | 1.0198 | 1.0198 | 1.0198 | 1.0198 | 1.0198 | 1.0198 | 1.0198 | 1.0198 | 1.0198 | 1.0198 | 1.0198 | 1.0198 | 1.0198 | 1.0198 | 1.0198 | 1.0198 | 1.0198 | 1.0198 | 1.0198 | 1.0198 | 1.0198 | 1.0198 | 1.0198 | 1.0198 | 1.0198 | 1.0198 | 1.0198 | 1.0198 | 1.0198 | 1.0198 | 1.0198 | 1.0198 | 1.0198 | 1.0198 | 1.0198 | 1.0198 | 1.0198 | 1.0198 | 1.0198 | 1.0198 | 1.0198 | 1.0198 | 1.0198 | 1.0198 | 1.0198 | 1.0198 | 1.0198 | 1.0198 | 1.0198 | 1.0198 | 1.0198 | 1.0198 | 1.0198 | 1.0198 | 1.0198 | 1.0198 | 1.0198 | 1.0198 | 1.0198 | 1.0198 | 1.0198 | 1.0198 | 1.0198 | 1.0198 | 1.0198 | 1.0198 | 1.0198 | 1.0198 | 1.0198 | 1.0198 | 1.0198 | 1.0198 | 1.0198 | 1.0198 | 1.0198 | 1.0198 | 1.0198 | 1.0198 | 1.0198 | 1.0198 | 1.0198 | 1.0198 | 1.0198 | 1.0198 | 1.0198 | 1.0198 | 1.0198 | 1.0198 | 1.0198 | 1.0198 | 1.0198 | 1.0198 | 1.0198 | 1.0198 | 1.0198 | 1.0198 | 1.0198 | 1.0198 | 1.0198 | 1.0198 | 1.0198 | 1.0198 | 1.0198 | 1.0198 | 1.0198 | 1.0198 | 1.0198 | 1.0198 | 1.0198 | 1.0198 | 1.0198 | 1.0198 | 1.0198 | 1.0198 | 1.0198 | 1.0198 | 1.0198 | 1.0198 | 1.0198 | 1.0198 | 1.0198 | 1.0198 | 1.0198 | 1.0198 | 1.0198 | 1.0198 | 1.0198 | 1.0198 | 1.0198 | 1.0198 | 1.0198 | 1.0198 | 1.0198 | 1.0198 | 1.0198 | 1.0198 | 1.0198 | 1.0198 | 1.0198 | 1.0198 | 1.0198 | 1.0198 | 1.0198 | 1.0198 | 1.0198 | 1.0198 | 1.0198 | 1.0198 | 1.0198 | 1.0198 | 1.0198 | 1.0198 | 1.0198 | 1.0198 | 1.0198 | 1.0198 | 1.0198 | 1.0198 | 1.0198 | 1.0198 | 1.0198 | 1.0198 | 1.0198 | 1.0198 | 1.0198 | 1.0198 | 1.0198 | 1.0198 | 1.0198 | 1.0198 | 1.0198 | 1.0198 | 1.0198 | 1.0198 | 1.0198 | 1.0198 | 1.0198 | 1.0198 | 1.0198 | 1.0198 | 1.0198 | 1.0198 | 1.0198 | 1.0198 | 1.0198 | 1.0198 | 1.0198 | 1.0198 | 1.0198 | 1.0198 | 1.0198 | 1.0198 | 1.0198 | 1.0198 | 1.0198 | 1.0198 | 1.0198 | 1.0198 | 1.0198 | 1.0198 | 1.0198 | 1.0198 | 1.0198 | 1.0198 | 1.0198 | 1.0198 | 1.0198 | 1.0198 | 1.0198 | 1.0198 | 1.0198 | 1.0198 | 1.0198 | 1.0198 | 1.0198 | 1.0198 | 1.0198 | 1.0198 | 1.0198 | 1.0198 | 1.0198 | 1.0198 | 1.0198 | 1.0198 | 1.0198 | 1.0198 | 1.0198 | 1.0198 | 1.0198 | 1.0198 | 1.0198 | 1.0198 | 1.0198 | 1.0198 | 1.0198 | 1.0198 | 1.0198 | 1.0198 | 1.0198 | 1.0198 | 1.0198 | 1.0198 | 1.0198 | 1.0198 | 1.0198 | 1.0198 | 1.0198 | 1.0198 | 1.0198 | 1.0198 | 1.0198 | 1.0198 | 1.0198 | 1.0198 | 1.0198 | 1.0198 | 1.0198 | 1.0198 | 1.0198 | 1.0198 | 1.0198 | 1.0198 | 1.0198 | 1.0198 | 1.0198 | 1.0198 | 1.0198 | 1.0198 | 1.0198 | 1.0198 | 1.0198 | 1.0198 | 1.0198 | 1.0198 | 1.0198 | 1.0198 | 1.0198 | 1.0198 | 1.0198 | 1.0198 | 1.0198 | 1.0198 | 1.0198 | 1.0198 | 1.0198 | 1.0198 | 1.0198 | 1.0198 | 1.0198 | 1.0198 | 1.0198 | 1.0198 | 1.0198 | 1.0198 | 1.0198 | 1.0198 | 1.0198 | 1.0198 | 1.0198 | 1.0198 | 1.0198 | 1.0198 | 1.0198 | 1.0198 | 1.0198 | 1.0198 | 1.0198 | 1.0198 | 1.0198 | 1.0198 | 1.0198 | 1.0198 | 1.0198 | 1.0198 | 1.0198 | 1.0198 | 1.0198 | 1.0198 | 1.0198 | 1.0198 | 1.0198 | 1.0198 | 1.0198 | 1.0198 | 1.0198 | 1.0198 | 1.0198 | 1.0198 | 1.0198 | 1.0198 | 1.0198 | 1.0198 | 1.0198 | 1.0198 | 1.0198 | 1.0198 | 1.0198 | 1.0198 | 1.0198 | 1.0198 | 1.0198 | 1.0198 | 1.0198 | 1.0198 | 1.0198 | 1.0198 | 1.0198 | 1.0198 | 1.0198 | 1.0198 | 1.0198 | 1.0198 | 1.0198 | 1.0198 | 1.0198 | 1.0198 | 1.0198 | 1.0198 | 1.0198 | 1.0198 | 1.0198 | 1.0198 | 1.0198 | 1.0198 | 1.0198 | 1.0198 | 1.0198 | 1.0198 | 1.0198 | 1.0198 | 1.0198 | 1.0198 | 1.0198 | 1.0198 | 1.0198 | 1.0198 | 1.0198 | 1.0198 | 1.0198 | 1.0198 | 1.0198 | 1.0198 | 1.0198 | 1.0198 | 1.0198 | 1.0198 | 1.0198 | 1.0198 | 1.0198 | 1.0198 | 1.0198 | 1.0198 | 1.0198 | 1.0198 | 1.0198 | 1.0198 | 1.0198 | 1.0198 | 1.0198 | 1.0198 | 1.0198 | 1.0198 | 1.0198 | 1.0198 | 1.0198 | 1.0198 | 1.0198 | 1.0198 | 1.0198 | 1.0198 | 1.0198 | 1.0198 | 1.0198 | 1.0198 | 1.0198 | 1.0198 | 1.0198 | 1.0198 | 1.0198 | 1.0198 | 1.0198 | 1.0198 | 1.0198 | 1.0198 | 1.0198 | 1.0198 | 1.0198 | 1.0198 | 1.0198 | 1.0198 | 1.0198 | 1.0198 | 1.0198 | 1.0198 | 1.0198 | 1.0198 | 1.0198 | 1.0198 | 1.0198 | 1.0198 | 1.0198 | 1.0198 | 1.0198 | 1.0198 | 1.0198 | 1.0198 | 1.0198 | 1.0198 | 1.0198 | 1.0198 | 1.0198 | 1.0198 | 1.0198 | 1.0198 | 1.0198 | 1.0198 | 1.0198 | 1.0198 | 1.0198 | 1.0198 | 1.0198 | 1.0198 | 1.0198 | 1.0198 | 1.0198 | 1.0198 | 1.0198 | 1.0198 | 1.0198 | 1.0198 | 1.0198 | 1.0198 | 1.0198 | 1.0198 | 1.0198 | 1.0198 | 1.0198 | 1.0198 | 1.0198 | 1.0198 | 1.0198 | 1.0198 | 1.0198 | 1.0198 | 1.0198 | 1.0198 | 1.0198 | 1.0198 | 1.0198 | 1.0198 | 1.0198 | 1.0198 | 1.0198 | 1.0198 | 1.0198 | 1.0198 | 1.0198 | 1.0198 | 1.0198 | 1.0198 | 1.0198 | 1.0198 | 1.0198 | 1.0198 | 1.0198 | 1.0198 | 1.0198 | 1.0198 | 1.0198 | 1.0198 | 1.0198 | 1.0198 | 1.0198 | 1.0198 | 1.0198 | 1.0198 | 1.0198 | 1.0198 | 1.0198 | 1.0198 | 1.0198 | 1.0198 | 1.0198 | 1.0198 | 1.0198 | 1.0198 | 1.0198 | 1.0198 | 1.0198 | 1.0198 | 1.0198 | 1.0198 | 1.0198 | 1.0198 | 1.0198 | 1.0198 | 1.0198 | 1.0198 | 1.0198 | 1.0198 | 1.0198 | 1.0198 | 1.0198 | 1.0198 | 1.0198 | 1.0198 | 1.0198 | 1.0198 | 1.0198 | 1.0198 | 1.0198 | 1.0198 | 1.0198 | 1.0198 | 1.0198 | 1.0198 | 1.0198 | 1.0198 | 1.0198 | 1.0198 | 1.0198 | 1.0198 | 1.0198 | 1.0198 | 1.0198 | 1.0198 | 1.0198 | 1.0198 | 1.0198 | 1.0198 | 1.0198 | 1.0198 | 1.0198 | 1.0198 | 1.0198 | 1.0198 | 1.0198 | 1.0198 | 1.0198 | 1.0198 | 1.0198 | 1.0198 | 1.0198 | 1.0198 | 1.0198 | 1.0198 | 1.0198 | 1.0198 | 1.0198 | 1.0198 | 1.0198 | 1.0198 | 1.0198 | 1.0198 | 1.0198 | 1.0198 | 1.0198 | 1.0198 | 1.0198 | 1.0198 | 1.0198 | 1.0198 | 1.0198 | 1.0198 | 1.0198 | 1.0198 | 1.0198 | 1.0198 | 1.0198 | 1.0198 | 1.0198 | 1.0198 | 1.0198 | 1.0198 | 1.0198 | 1.0198 | 1.0198 | 1.0198 | 1.0198 | 1.0198 | 1.0198 | 1.0198 | 1.0198 | 1.0198 | 1.0198 | 1.0198 | 1.0198 | 1.0198 | 1.0198 | 1.0198 | 1.0198 | 1.0198 | 1.0198 | 1.0198 | 1.0198 | 1.0198 | 1.0198 | 1.0198 | 1.0198 | 1.0198 | 1.0198 | 1.0198 | 1.0198 | 1.0198 | 1.0198 | 1.0198 | 1.0198 | 1.0198 | 1.0198 | 1.0198 | 1.0198 | 1.0198 | 1.0198 | 1.0198 | 1.0198 | 1.0198 | 1.0198 | 1.0198 | 1.0198 | 1.0198 | 1.0198 | 1.0198 | 1.0198 | 1.0198 | 1.0198 | 1.0198 | 1.0198 | 1.0198 | 1.0198 | 1.0198 | 1.0198 | 1.0198 | 1.0198 | 1.0198 | 1.0198 | 1.0198 | 1.0198 | 1.0198 | 1.0198 | 1.0198 | 1.0198 | 1.0198 | 1.0198 | 1.0198 | 1.0198 | 1.0198 | 1.0198 | 1.0198 | 1.0198 | 1.0198 | 1.0198 | 1.0198 | 1.0198 | 1.0198 | 1.0198 | 1.0198 | 1.0198 | 1.0198 | 1.0198 | 1.0198 | 1.0198 | 1.0198 | 1.0198 | 1.0198 | 1.0198 | 1.0198 | 1.0198 | 1.0198 | 1.0198 | 1.0198 | 1.0198 | 1.0198 | 1.0198 | 1.0198 | 1.0198 | 1.0198 | 1.0198 | 1.0198 | 1.0198 | 1.0198 | 1.0198 | 1.0198 | 1.0198 | 1.0198 | 1.0198 | 1.0198 | 1.0198 | 1.0198 | 1.0198 | 1.0198 | 1.0198 | 1.0198 | 1.0198 | 1.0198 | 1.0198 | 1.0198 | 1.0198 | 1.0198 | 1.0198 | 1.0198 | 1.0198 | 1.0198 | 1.0198 | 1.0198 | 1.0198 | 1.0198 | 1.0198 | 1.0198 | 1.0198 | 1.0198 | 1.0198 | 1.0198 | 1.0198 | 1.0198 | 1.0198 | 1.0198 | 1.0198 | 1.0198 | 1.0198 | 1.0198 | 1.0198 | 1.0198 | 1.0198 | 1.0198 | 1.0198 | 1.0198 | 1.0198 | 1.0198 | 1.0198 | 1.0198 | 1.0198 | 1.0198 | 1.0198 | 1.0198 | 1.0198 | 1.0198 | 1.0198 | 1.0198 | 1.0198 | 1.0198 | 1.0198 | 1.0198 | 1.0198 | 1.0198 | 1.0198 | 1.0198 | 1.0198 | 1.0198 | 1.0198 | 1.0198 | 1.0198 | 1.0198 | 1.0198 | 1.0198 | 1.0198 | 1.0198 | 1.0198 | 1.0198 | 1.0198 | 1.0198 | 1.0198 | 1.0198 | 1.0198 | 1.0198 | 1.0198 | 1.0198 | 1.0198 | 1.0198 | 1.0198 | 1.0198 | 1.0198 | 1.0198 | 1.0198 | 1.0198 | 1.0198 | 1.0198 | 1.0198 | 1.0198 | 1.0198 | 1.0198 | 1.0198 | 1.0198 | 1.0198 | 1.0198 | 1.0198 | 1.0198 | 1.0198 | 1.0198 | 1.0198 | 1.0198 | 1.0198 | 1.0198 | 1.0198 | 1.0198 | 1.0198 | 1.0198 | 1.0198 | 1.0198 | 1.0198 | 1.0198 | 1.0198 | 1.0198 | 1.0198 | 1.0198 | 1.0198 | 1.0198 | 1.0198 | 1.0198 | 1.0198 | 1.0198 | 1.0198 | 1.0198 | 1.0198 | 1.0198 | 1.0198 | 1.0198 | 1.0198 | 1.0198 | 1.0198 | 1.0198 | 1.0198 | 1.0198 | 1.0198 | 1.0198 | 1.0198 | 1.0198 | 1.0198 | 1.0198 | 1.0198 | 1.0198 | 1.0198 | 1.0198 | 1.0198 | 1.0198 | 1.0198 | 1.0198 | 1.0198 | 1.0198 | 1.0198 | 1.0198 | 1.0198 | 1.0198 | 1.0198 | 1.0198 | 1.0198 | 1.0198 | 1.0198 | 1.0198 | 1.0198 | 1.0198 | 1.0198 | 1.0198 | 1.0198 | 1.0198 | 1.0198 | 1.0198 | 1.0198 | 1.0198 | 1.0198 | 1.0198 | 1.0198 | 1.0198 | 1.0198 | 1.0198 | 1.0198 | 1.0198 | 1.0198 | 1.0198 | 1.0198 | 1.0198 | 1.0198 | 1.0198 | 1.0198 | 1.0198 | 1.0198 | 1.0198 | 1.0198 | 1.0198 | 1.0198 | 1.0198 | 1.0198 | 1.0198 | 1.0198 | 1.0198 | 1.0198 | 1.0198 | 1.0198 | 1.0198 | 1.0198 | 1.0198 | 1.0198 | 1.0198 | 1.0198 | 1.0198 | 1.0198 | 1.0198 | 1.0198 | 1.0198 | 1.0198 | 1.0198 | 1.0198 | 1.0198 | 1.0198 | 1.0198 | 1.0198 | 1.0198 | 1.0198 | 1.0198 | 1.0198 | 1.0198 | 1.0198 | 1.0198 | 1.0198 | 1.0198 | 1.0198 | 1.0198 | 1.0198 | 1.0198 | 1.0198 | 1.0198 | 1.0198 | 1.0198 | 1.0198 | 1.0198 | 1.0198 | 1.0198 | 1.0198 | 1.0198 | 1.0198 | 1.0198 | 1.0198 | 1.0198 | 1.0198 | 1.0198 | 1.0198 | 1.0198 | 1.0198 | 1.0198 | 1.0198 | 1.0198 | 1.0198 | 1.0198 | 1.0198 | 1.0198 | 1.0198 | 1.0198 | 1.0198 | 1.0198 | 1.0198 | 1.0198 | 1.0198 | 1.0198 | 1.0198 | 1.0198 | 1.0198 | 1.0198 | 1.0198 | 1.0198 | 1.0198 | 1.0198 | 1.0198 | 1.0198 | 1.0198 | 1.0198 | 1.0198 | 1.0198 | 1.0198 | 1.0198 | 1.0198 | 1.0198 | 1.0198 | 1.0198 | 1.0198 | 1.0198 | 1.0198 | 1.0198 | 1.0198 | 1.0198 | 1.0198 | 1.0198 | 1.0198 | 1.0198 | 1.0198 | 1.0198 | 1.0198 | 1.0198 | 1.0198 | 1.0198 | 1.0198 | 1.0198 | 1.0198 | 1.0198 | 1.0198 | 1.0198 | 1.0198 | 1.0198 | 1.0198 | 1.0198 | 1.0198 | 1.0198 | 1.0198 | 1.0198 | 1.0198 | 1.0198 | 1.0198 | 1.0198 | 1.0198 | 1.0198 | 1.0198 | 1.0198 | 1.0198 | 1.0198 | 1.0198 | 1.0198 | 1.0198 | 1.0198 | 1.0198 | 1.0198 | 1.0198 | 1.0198 | 1.0198 | 1.0198 | 1.0198 | 1.0198 | 1.0198 | 1.0198 | 1.0198 | 1.0198 | 1.0198 | 1.0198 | 1.0198 | 1.0198 | 1.0198 | 1.0198 | 1.0198 | 1.0198 | 1.0198 | 1.0198 | 1.0198 | 1.0198 | 1.0198 | 1.0198 | 1.0198 | 1.0198 | 1.0198 | 1.0198 | 1.0198 | 1.0198 | 1.0198 | 1.0198 | 1.0198 | 1.0198 | 1.0198 | 1.0198 | 1.0198 | 1.0198 | 1.0198 | 1.0198 | 1.0198 | 1.0198 | 1.0198 | 1.0198 | 1.0198 | 1.0198 | 1.0198 | 1.0198 | 1.0198 | 1.0198 | 1.0198 | 1.0198 | 1.0198 | 1.0198 | 1.0198 | 1.0198 | 1.0198 | 1.0198 | 1.0198 | 1.0198 | 1.0198 | 1.0198 | 1.0198 | 1.0198 | 1.0198 | 1.0198 | 1.0198 | 1.0198 | 1.0198 | 1.0198 | 1.0198 | 1.0198 | 1.0198 | 1.0198 | 1.0198 | 1.0198 | 1.0198 | 1.0198 | 1.0198 | 1.0198 | 1.0198 | 1.0198 | 1.0198 | 1.0198 | 1.0198 | 1.0198 | 1.0198 | 1.0198 | 1.0198 | 1.0198 | 1.0198 | 1.0198 | 1.0198 | 1.0198 | 1.0198 | 1.0198 | 1.0198 | 1.0198 | 1.0198 | 1.0198 | 1.0198 | 1.0198 | 1.0198 | 1.0198 | 1.0198 | 1.0198 | 1.0198 | 1.0198 | 1.0198 | 1.0198 | 1.0198 | 1.0198 | 1.0198 | 1.0198 | 1.0198 | 1.0198 | 1.0198 | 1.0198 | 1.0198 | 1.0198 | 1.0198 | 1.0198 | 1.0198 | 1.0198 | 1.0198 | 1.0198 | 1.0198 | 1.0198 | 1.0198 | 1.0198 | 1.0198 | 1.0198 | 1.0198 | 1.0198 | 1.0198 | 1.0198 | 1.0198 | 1.0198 | 1.0198 | 1.0198 | 1.0198 | 1.0198 | 1.0198 | 1.0198 | 1.0198 | 1.0198 | 1.0198 | 1.0198 | 1.0198 | 1.0198 | 1.0198 | 1.0198 | 1.0198 | 1.0198 | 1.0198 | 1.0198 | 1.0198 | 1.0198 | 1.0198 | 1.0198 | 1.0198 | 1.0198 | 1.0198 | 1.0198 | 1.0198 | 1.0198 | 1.0198 | 1.0198 | 1.0198 | 1.0198 | 1.0198 | 1.0198 | 1.0198 | 1.0198 | 1.0198 | 1.0198 | 1.0198 | 1.0198 | 1.0198 | 1.0198 | 1.0198 | 1.0198 | 1.0198 | 1.0198 | 1.0198 | 1.0198 | 1.0198 | 1.0198 | 1.0198 | 1.0198 | 1.0198 | 1.0198 | 1.0198 | 1.0198 | 1.0198 | 1.0198 | 1.0198 | 1.0198 | 1.0198 | 1.0198 | 1.0198 | 1.0198 | 1.0198 | 1.0198 | 1.0198 | 1.0198 | 1.0198 | 1.0198 | 1.0198 | 1.0198 | 1.0198 | 1.0198 | 1.0198 | 1.0198 | 1.0198 | 1.0198 | 1.0198 | 1.0198 | 1.0198 | 1.0198 | 1.0198 | 1.0198 | 1.0198 | 1.0198 | 1.0198 | 1.0198 | 1.0198 | 1.0198 | 1.0198 | 1.0198 | 1.0198 | 1.0198 | 1.0198 | 1.0198 | 1.0198 | 1.0198 | 1.0198 | 1.0198 | 1.0198 | 1.0198 | 1.0198 | 1.0198 | 1.0198 | 1.0198 | 1.0198 | 1.0198 | 1.0198 | 1.0198 | 1.0198 | 1.0198 | 1.0198 | 1.0198 | 1.0198 | 1.0198 | 1.0198 | 1.0198 | 1.0198 | 1.0198 | 1.0198 | 1.0198 | 1.0198 | 1.0198 | 1.0198 | 1.0198 | 1.0198 | 1.0198 | 1.0198 | 1.0198 | 1.0198 | 1.0198 | 1.0198 | 1.0198 | 1.0198 | 1.0198 | 1.0198 | 1.0198 | 1.0198 | 1.0198 | 1.0198 | 1.0198 | 1.0198 | 1.0198 | 1.0198 | 1.0198 | 1.0198 | 1.0198 | 1.0198 | 1.0198 | 1.0198 | 1.0198 | 1.0198 | 1.0198 | 1.0198 | 1.0198 | 1.0198 | 1.0198 | 1.0198 | 1.0198 | 1.0198 | 1.0198 | 1.0198 | 1.0198 | 1.0198 | 1.0198 | 1.0198 | 1.0198 | 1.0198 | 1.0198 | 1.0198 | 1.0198 | 1.0198 | 1.0198 | 1.0198 | 1.0198 | 1.0198 | 1.0198 | 1.0198 | 1.0198 | 1.0198 | 1.0198 | 1.0198 | 1.0198 | 1.0198 | 1.0198 | 1.0198 | 1.0198 | 1.0198 | 1.0198 | 1.0198 | 1.0198 | 1.0198 | 1.0198 | 1.0198 | 1.0198 | 1.0198 | 1.0198 | 1.0198 | 1.0198 | 1.0198 | 1.0198 | 1.0198 | 1.0198 | 1.0198 | 1.0198 | 1.0198 | 1.0198 | 1.0198 | 1.0198 | 1.0198 | 1.0198 | 1.0198 | 1.0198 | 1.0198 | 1.0198 | 1.0198 | 1.0198 | 1.0198 | 1.0198 | 1.0198 | 1.0198 | 1.0198 | 1.0198 | 1.0198 | 1.0198 | 1.0198 | 1.0198 | 1.0198 | 1.0198 | 1.0198 | 1.0198 | 1.0198 | 1.0198 | 1.0198 | 1.0198 | 1.0198 | 1.0198 | 1.0198 | 1.0198 | 1.0198 | 1.0198 | 1.0198 | 1.0198 | 1.0198 | 1.0198 | 1.0198 | 1.0198 | 1.0198 | 1.0198 | 1.0198 | 1.0198 | 1.0198 | 1.0198 | 1.0198 | 1.0198 | 1.0198 | 1.0198 | 1.0198 | 1.0198 | 1.0198 | 1.0198 | 1.0198 | 1.0198 | 1.0198 | 1.0198 | 1.0198 | 1.0198 | 1.0198 | 1.0198 | 1.0198 | 1.0198 | 1.0198 | 1.0198 | 1.0198 | 1.0198 | 1.0198 | 1.0198 | 1.0198 | 1.0198 | 1.0198 | 1.0198 | 1.0198 | 1.0198 | 1.0198 | 1.0198 | 1.0198 | 1.0198 | 1.0198 | 1.0198 | 1.0198 | 1.0198 | 1.0198 | 1.0198 | 1.0198 | 1.0198 | 1.0198 | 1.0198 | 1.0198 | 1.0198 | 1.0198 | 1.0198 | 1.0198 | 1.0198 | 1.0198 | 1.0198 | 1.0198 | 1.0198 | 1.0198 | 1.0198 | 1.0198 | 1.0198 | 1.0198 | 1.0198 | 1.0198 | 1.0198 | 1.0198 | 1.0198 | 1.0198 | 1.0198 | 1.0198 | 1.0198 | 1.0198 | 1.0198 | 1.0198 | 1.0198 | 1.0198 | 1.0198 | 1.0198 | 1.0198 | 1.0198 | 1.0198 | 1.0198 | 1.0198 | 1.0198 | 1.0198 | 1.0198 | 1.0198 | 1.0198 | 1.0198 | 1.0198 | 1.0198 | 1.0198 | 1.0198 | 1.0198 | 1.0198 | 1.0198 | 1.0198 | 1.0198 | 1.0198 | 1.0198 | 1.0198 | 1.0198 | 1.0198 | 1.0198 | 1.0198 | 1.0198 | 1.0198 | 1.0198 | 1.0198 | 1.0198 | 1.0198 | 1.0198 | 1.0198 | 1.0198 | 1.0198 | 1.0198 | 1.0198 | 1.0198 | 1.0198 | 1.0198 | 1.0198 | 1.0198 | 1.0198 | 1.0198 | 1.0198 | 1.0198 | 1.0198 | 1.0198 | 1.0198 | 1.0198 | 1.0198 | 1.0198 | 1.0198 | 1.0198 | 1.0198 | 1.0198 | 1.0198 | 1.0198 | 1.0198 | 1.0198 | 1.0198 | 1.0198 | 1.0198 | 1.0198 | 1.0198 | 1.0198 | 1.0198 | 1.0198 | 1.0198 | 1.0198 | 1.0198 | 1.0198 | 1.0198 | 1.0198 | 1.0198 | 1.0198 | 1.0198 | 1.0198 | 1.0198 | 1.0198 | 1.0198 | 1.0198 | 1.0198 | 1.0198 | 1.0198 | 1.0198 | 1.0198 | 1.0198 | 1.0198 | 1.0198 | 1.0198 | 1.0198 | 1.0198 | 1.0198 | 1.0198 | 1.0198 | 1.0198 | 1.0198 | 1.0198 | 1.0198 | 1.0198 | 1.0198 | 1.0198 | 1.0198 | 1.0198 | 1.0198 | 1.0198 | 1.0198 | 1.0198 | 1.0198 | 1.0198 | 1.0198 | 1.0198 | 1.0198 | 1.0198 | 1.0198 | 1.0198 | 1.0198 | 1.0198 | 1.0198 | 1.0198 | 1.0198 | 1.0198 | 1.0198 | 1.0198 | 1.0198 | 1.0198 | 1.0198 | 1.0198 | 1.0198 | 1.0198 | 1.0198 | 1.0198 | 1.0198 | 1.0198 | 1.0198 | 1.0198 | 1.0198 | 1.0198 | 1.0198 | 1.0198 | 1.0198 | 1.0198 | 1.0198 | 1.0198 | 1.0198 | 1.0198 | 1.0198 | 1.0198 | 1.0198 | 1.0198 | 1.0198 | 1.0198 | 1.0198 | 1.0198 | 1.0198 | 1.0198 | 1.0198 | 1.0198 | 1.0198 | 1.0198 | 1.0198 | 1.0198 | 1.0198 | 1.0198 | 1.0198 | 1.0198 | 1.0198 | 1.0198 | 1.0198 | 1.0198 | 1.0198 | 1.0198 | 1.0198 | 1.0198 | 1.0198 | 1.0198 | 1.0198 | 1.0198 | 1.0198 | 1.0198 | 1.0198 | 1.0198 | 1.0198 | 1.0198 | 1.0198 | 1.0198 | 1.0198 | 1.0198 | 1.0198 | 1.0198 | 1.0198 | 1.0198 | 1.0198 | 1.0198 | 1.0198 | 1.0198 | 1.0198 | 1.0198 | 1.0198 | 1.0198 | 1.0198 | 1.0198 | 1.0198 | 1.0198 | 1.0198 | 1.0198 | 1.0198 | 1.0198 | 1.0198 | 1.0198 | 1.0198 | 1.0198 | 1.0198 | 1.0198 | 1.0198 | 1.0198 | 1.0198 | 1.0198 | 1.0198 | 1.0198 | 1.0198 | 1.0198 | 1.0198 | 1.0198 | 1.0198 | 1.0198 | 1.0198 | 1.0198 | 1.0198 | 1.0198 | 1.0198 | 1.0198 | 1.0198 | 1.0198 | 1.0198 | 1.0198 | 1.0198 | 1.0198 | 1.0198 | 1.0198 | 1.0198 | 1.0198 | 1.0198 | 1.0198 | 1.0198 | 1.0198 | 1.0198 | 1.0198 | 1.0198 | 1.0198 | 1.0198 | 1.0198 | 1.0198 | 1.0198 | 1.0198 | 1.0198 | 1.0198 | 1.0198 | 1.0198 | 1.0198 | 1.0198 | 1.0198 | 1.0198 | 1.0198 | 1.0198 | 1.0198 | 1.0198 | 1.0198 | 1.0198 | 1.0198 | 1.0198 | 1.0198 | 1.0198 | 1.0198 | 1.0198 | 1.0198 | 1.0198 | 1.0198 | 1.0198 | 1.0198 | 1.0198 | 1.0198 | 1.0198 | 1.0198 | 1.0198 | 1.0198 | 1.0198 | 1.0198 | 1.0198 | 1.0198 | 1.0198 | 1.0198 | 1.0198 | 1.0198 | 1.0198 | 1.0198 | 1.0198 | 1.0198 | 1.0198 | 1.0198 | 1.0198 | 1.0198 | 1.0198 | 1.0198 | 1.0198 | 1.0198 | 1.0198 | 1.0198 | 1.0198 | 1.0198 | 1.0198 | 1.0198 | 1.0198 | 1.0198 | 1.0198 | 1.0198 | 1.0198 | 1.0198 | 1.0198 | 1.0198 | 1.0198 | 1.0198 | 1.0198 | 1.0198 | 1.0198 | 1.0198 | 1.0198 | 1.0198 | 1.0198 | 1.0198 | 1.0198 | 1.0198 | 1.0198 | 1.0198 | 1.0198 | 1.0198 | 1.0198 | 1.0198 | 1.0198 | 1.0198 | 1.0198 | 1.0198 | 1.0198 | 1.0198 | 1.0198 | 1.0198 | 1.0198 | 1.0198 | 1.0198 | 1.0198 | 1.0198 | 1.0198 | 1.0198 | 1.0198 | 1.0198 | 1.0198 | 1.0198 | 1.0198 | 1.0198 | 1.0198 | 1.0198 | 1.0198 | 1.0198 | 1.0198 | 1.0198 | 1.0198 | 1.0198 | 1.0198 | 1.0198 | 1.0198 | 1.0198 | 1.0198 | 1.0198 | 1.0198 | 1.0198 | 1.0198 | 1.0198 | 1.0198 | 1.0198 | 1.0198 | 1.0198 | 1.0198 | 1.0198 | 1.0198 | 1.0198 | 1.0198 | 1.0198 | 1.0198 | 1.0198 | 1.0198 | 1.0198 | 1.0198 | 1.0198 | 1.0198 | 1.0198 | 1.0198 | 1.0198 | 1.0198 | 1.0198 | 1.0198 | 1.0198 | 1.0198 | 1.0198 | 1.0198 | 1.0198 | 1.0198 | 1.0198 | 1.0198 | 1.0198 | 1.0198 | 1.0198 | 1.0198 | 1.0198 | 1.0198 | 1.0198 | 1.0198 | 1.0198 | 1.0198 | 1.0198 | 1.0198 | 1.0198 | 1.0198 | 1.0198 | 1.0198 | 1.0198 | 1.0198 | 1.0198 | 1.0198 | 1.0198 | 1.0198 | 1.0198 | 1.0198 | 1.0198 | 1.0198 | 1.0198 | 1.0198 | 1.0198 | 1.0198 | 1.0198 | 1.0198 | 1.0198 | 1.0198 | 1.0198 | 1.0198 | 1.0198 | 1.0198 | 1.0198 | 1.0198 | 1.0198 | 1.0198 | 1.0198 | 1.0198 | 1.0198 | 1.0198 | 1.0198 | 1.0198 | 1.0198 | 1.0198 | 1.0198 | 1.0198 | 1.0198 | 1.0198 | 1.0198 | 1.0198 | 1.0198 | 1.0198 | 1.0198 | 1.0198 | 1.0198 | 1.0198 | 1.0198 | 1.0198 | 1.0198 | 1.0198 | 1.0198 | 1.0198 | 1.0198 | 1.0198 | 1.0198 | 1.0198 | 1.0198 | 1.0198 | 1.0198 | 1.0198 | 1.0198 | 1.0198 | 1.0198 | 1.0198 | 1.0198 | 1.0198 | 1.0198 | 1.0198 | 1.0198 | 1.0198 | 1.0198 | 1.0198 | 1.0198 | 1.0198 | 1.0198 | 1.0198 | 1.0198 | 1.0198 | 1.0198 | 1.0198 | 1.0198 | 1.0198 | 1.0198 | 1.0198 | 1.0198 | 1.0198 | 1.0198 | 1.0198 | 1.0198 | 1.0198 | 1.0198 | 1.0198 | 1.0198 | 1.0198 | 1.0198 | 1.0198 | 1.0198 | 1.0198 | 1.0198 | 1.0198 | 1.0198 | 1.0198 | 1.0198 | 1.0198 | 1.0198 | 1.0198 | 1.0198 | 1.0198 | 1.0198 | 1.0198 | 1.0198 | 1.0198 | 1.0198 | 1.0198 | 1.0198 | 1.0198 | 1.0198 | 1.0198 | 1.0198 | 1.0198 | 1.0198 | 1.0198 | 1.0198 | 1.0198 | 1.0198 | 1.0198 | 1.0198 | 1.0198 | 1.0198 | 1.0198 | 1.0198 | 1.0198 | 1.0198 | 1.0198 | 1.0198 | 1.0198 | 1.0198 | 1.0198 | 1.0198 | 1.0198 | 1.0198 | 1.0198 | 1.0198 | 1.0198 | 1.0198 | 1.0198 | 1.0198 | 1.0198 | 1.0198 | 1.0198 | 1.0198 | 1.0198 | 1.0198 | 1.0198 | 1.0198 | 1.0198 | 1.0198 | 1.0198 | 1.0198 | 1.0198 | 1.0198 | 1.0198 | 1.0198 | 1.0198 | 1.0198 | 1.0198 | 1.0198 | 1.0198 | 1.0198 | 1.0198 | 1.0198 | 1.0198 | 1.0198 | 1.0198 | 1.0198 | 1.0198 | 1.0198 | 1.0198 | 1.0198 | 1.0198 | 1.0198 | 1.0198 | 1.0198 | 1.0198 | 1.0198 | 1.0198 | 1.0198 | 1.0198 | 1.0198 | 1.0198 | 1.0198 | 1.0198 | 1.0198 | 1.0198 | 1.0198 | 1.0198 | 1.0198 | 1.0198 | 1.0198 | 1.0198 | 1.0198 | 1.0198 | 1.0198 | 1.0198 | 1.0198 | 1.0198 | 1.0198 | 1.0198 | 1.0198 | 1.0198 | 1.0198 | 1.0198 | 1.0198 | 1.0198 | 1.0198 | 1.0198 | 1.0198 | 1.0198 | 1.0198 | 1.0198 | 1.0198 | 1.0198 | 1.0198 | 1.0198 | 1.0198 | 1.0198 | 1.0198 | 1.0198 | 1.0198 | 1.0198 | 1.0198 | 1.0198 | 1.0198 | 1.0198 | 1.0198 | 1.0198 | 1.0198 | 1.0198 | 1.0198 | 1.0198 | 1.0198 | 1.0198 | 1.0198 | 1.0198 | 1.0198 | 1.0198 | 1.0198 | 1.0198 | 1.0198 | 1.0198 | 1.0198 | 1.0198 | 1.0198 | 1.0198 | 1.0198 | 1.0198 | 1.0198 | 1.0198 | 1.0198 | 1.0198 | 1.0198 | 1.0198 | 1.0198 | 1.0198 | 1.0198 | 1.0198 | 1.0198 | 1.0198 | 1.0198 | 1.0198 | 1.0198 | 1.0198 | 1.0198 | 1.0198 | 1.0198 | 1.0198 | 1.0198 | 1.0198 | 1.0198 | 1.0198 | 1.0198 | 1.0198 | 1.0198 | 1.0198 | 1.0198 | 1.0198 | 1.0198 | 1.0198 | 1.0198 | 1.0198 | 1.0198 | 1.0198 | 1.0198 | 1.0198 | 1.0198 | 1.0198 | 1.0198 | 1.0198 | 1.0198 | 1.0198 | 1.0198 | 1.0198 | 1.0198 | 1.0198 | 1.0198 | 1.0198 | 1.0198 | 1.0198 | 1.0198 | 1.0198 | 1.0198 | 1.0198 | 1.0198 | 1.0198 | 1.0198 | 1.0198 | 1.0198 | 1.0198 | 1.0198 | 1.0198 | 1.0198 | 1.0198 | 1.0198 | 1.0198 | 1.0198 | 1.0198 | 1.0198 | 1.0198 | 1.0198 | 1.0198 | 1.0198 | 1.0198 | 1.0198 | 1.0198 | 1.0198 | 1.0198 | 1.0198 | 1.0198 | 1.0198 | 1.0198 | 1.0198 | 1.0198 | 1.0198 | 1.0198 | 1.0198 | 1.0198 | 1.0198 | 1.0198 | 1.0198 | 1.0198 | 1.0198 | 1.0198 | 1.0198 | 1.0198 | 1.0198 | 1.0198 | 1.0198 | 1.0198 | 1.0198 | 1.0198 | 1.0198 | 1.0198 | 1.0198 | 1.0198 | 1.0198 | 1.0198 | 1.0198 | 1.0198 | 1.0198 | 1.0198 | 1.0198 | 1.0198 | 1.0198 | 1.0198 | 1.0198 | 1.0198 | 1.0198 | 1.0198 | 1.0198 | 1.0198 | 1.0198 | 1.0198 | 1.0198 | 1.0198 | 1.0198 | 1.0198 | 1.0198 | 1.0198 | 1.0198 | 1.0198 | 1.0198 | 1.0198 | 1.0198 | 1.0198 | 1.0198 | 1.0198 | 1.0198 | 1.0198 | 1.0198 | 1.0198 | 1.0198 | 1.0198 | 1.0198 | 1.0198 | 1.0198 | 1.0198 | 1.0198 | 1.0198 | 1.0198 | 1.0198 | 1.0198 | 1.0198 | 1.0198 | 1.0198 | 1.0198 | 1.0198 | 1.0198 | 1.0198 | 1.0198 | 1.0198 | 1.0198 | 1.0198 | 1.0198 | 1.0198 | 1.0198 | 1.0198 | 1.0198 | 1.0198 | 1.0198 | 1.0198 | 1.0198 | 1.0198 | 1.0198 | 1.0198 | 1.0198 | 1.0198 | 1.0198 | 1.0198 | 1.0198 | 1.0198 | 1.0198 | 1.0198 | 1.0198 | 1.0198 | 1.0198 | 1.0198 | 1.0198 | 1.0198 | 1.0198 | 1.0198 | 1.0198 | 1.0198 | 1.0198 | 1.0198 | 1.0198 | 1.0198 | 1.0198 | 1.0198 | 1.0198 | 1.0198 | 1.0198 | 1.0198 | 1.0198 | 1.0198 | 1.0198 | 1.0198 | 1.0198 | 1.0198 | 1.0198 | 1.0198 | 1.0198 | 1.0198 | 1.0198 | 1.0198 | 1.0198 | 1.0198 | 1.0198 | 1.0198 | 1.0198 | 1.0198 | 1.0198 | 1.0198 | 1.0198 | 1.0198 | 1.0198 | 1.0198 | 1.0198 | 1.0198 | 1.0198 | 1.0198 | 1.0198 | 1.0198 | 1.0198 | 1.0198 | 1.0198 | 1.0198 | 1.0198 | 1.0198 | 1.0198 | 1.0198 | 1.0198 | 1.0198 | 1.0198 | 1.0198 | 1.0198 | 1.0198 | 1.0198 | 1.0198 | 1.0198 | 1.0198 | 1.0198 | 1.0198 | 1.0198 | 1.0198 | 1.0198 | 1.0198 | 1.0198 | 1.0198 | 1.0198 | 1.0198 | 1.0198 | 1.0198 | 1.0198 | 1.0198 | 1.0198 | 1.0198 | 1.0198 | 1.0198 | 1.0198 | 1.0198 | 1.0198 | 1.0198 | 1.0198 | 1.0198 | 1.0198 | 1.0198 | 1.0198 | 1.0198 | 1.0198 | 1.0198 | 1.0198 | 1.0198 | 1.0198 | 1.0198 | 1.0198 | 1.0198 | 1.0198 | 1.0198 | 1.0198 | 1.0198 | 1.0198 | 1.0198 | 1.0198 | 1.0198 | 1.0198 | 1.0198 | 1.0198 | 1.0198 | 1.0198 | 1.0198 | 1.0198 | 1.0198 | 1.0198 | 1.0198 | 1.0198 | 1.0198 | 1.0198 | 1.0198 | 1.0198 | 1.0198 | 1.0198 | 1.0198 | 1.0198 | 1.0198 | 1.0198 | 1.0198 | 1.0198 | 1.0198 | 1.0198 | 1.0198 | 1.0198 | 1.0198 | 1.0198 | 1.0198 | 1.0198 | 1.0198 | 1.0198 | 1.0198 | 1.0198 | 1.0198 | 1.0198 | 1.0198 | 1.0198 | 1.0198 | 1.0198 | 1.0198 | 1.0198 | 1.0198 | 1.0198 | 1.0198 | 1.0198 | 1.0198 | 1.0198 | 1.0198 | 1.0198 | 1.0198 | 1.0198 | 1.0198 | 1.0198 | 1.0198 | 1.0198 | 1.0198 | 1.0198 | 1.0198 | 1.0198 | 1.0198 | 1.0198 | 1.0198 | 1.0198 | 1.0198 | 1.0198 | 1.0198 | 1.0198 | 1.0198 | 1.0198 | 1.0198 | 1.0198 | 1.0198 | 1.0198 | 1.0198 | 1.0198 | 1.0198 | 1.0198 | 1.0198 | 1.0198 | 1.0198 | 1.0198 | 1.0198 | 1.0198 | 1.0198 | 1.0198 | 1.0198 | 1.0198 | 1.0198 | 1.0198 | 1.0198 | 1.0198 | 1.0198 | 1.0198 | 1.0198 | 1.0198 | 1.0198 | 1.0198 | 1.0198 | 1.0198 | 1.0198 | 1.0198 | 1.0198 | 1.0198 | 1.0198 | 1.0198 | 1.0198 | 1.0198 | 1.0198 | 1.0198 | 1.0198 | 1.0198 | 1.0198 | 1.0198 | 1.0198 | 1.0198 | 1.0198 | 1.0198 | 1.0198 | 1.0198 | 1.0198 | 1.0198 | 1.0198 | 1.0198 | 1.0198 | 1.0198 | 1.0198 | 1.0198 | 1.0198 | 1.0198 | 1.0198 | 1.0198 | 1.0198 | 1.0198 | 1.0198 | 1.0198 | 1.0198 | 1.0198 | 1.0198 | 1.0198 | 1.0198 | 1.0198 | 1.0198 | 1.0198 | 1.0198 | 1.0198 | 1.0198 | 1.0198 | 1.0198 | 1.0198 | 1.0198 | 1.0198 | 1.0198 | 1.0198 | 1.0198 | 1.0198 | 1.0198 | 1.0198 | 1.0198 | 1.0198 | 1.0198 | 1.0198 | 1.0198 | 1.0198 | 1.0198 | 1.0198 | 1.0198 | 1.0198 | 1.0198 | 1.0198 | 1.0198 | 1.0198 | 1.0198 | 1.0198 | 1.0198 | 1.0198 | 1.0198 | 1.0198 | 1.0198 | 1.0198 | 1.0198 | 1.0198 | 1.0198 | 1.0198 | 1.0198 | 1.0198 | 1.0198 | 1.0198 | 1.0198 | 1.0198 | 1.0198 | 1.0198 | 1.0198 | 1.0198 | 1.0198 | 1.0198 | 1.0198 | 1.0198 | 1.0198 | 1.0198 | 1.0198 | 1.0198 | 1.0198 | 1.0198 | 1.0198 | 1.0198 | 1.0198 | 1.0198 | 1.0198 | 1.0198 | 1.0198 | 1.0198 | 1.0198 | 1.0198 | 1.0198 | 1.0198 | 1.0198 | 1.0198 | 1.0198 | 1.0198 | 1.0198 | 1.0198 | 1.0198 | 1.0198 | 1.0198 | 1.0198 | 1.0198 | 1.0198 | 1.0198 | 1.0198 | 1.0198 | 1.0198 | 1.0198 | 1.0198 | 1.0198 | 1.0198 | 1.0198 | 1.0198 | 1.0198 | 1.0198 | 1.0198 | 1.0198 | 1.0198 | 1.0198 | 1.0198 | 1.0198 | 1.0198 | 1.0198 | 1.0198 | 1.0198 | 1.0198 | 1.0198 | 1.0198 | 1.0198 | 1.0198 | 1.0198 | 1.0198 | 1.0198 | 1.0198 | 1.0198 | 1.0198 | 1.0198 | 1.0198 | 1.0198 | 1.0198 | 1.0198 | 1.0198 | 1.0198 | 1.0198 | 1.0198 | 1.0198 | 1.0198 | 1.0198 | 1.0198 | 1.0198 | 1.0198 | 1.0198 | 1.0198 | 1.0198 | 1.0198 | 1.0198 | 1.0198 | 1.0198 | 1.0198 | 1.0198 | 1.0198 | 1.0198 | 1.0198 | 1.0198 | 1.0198 | 1.0198 | 1.0198 | 1.0198 | 1.0198 | 1.0198 | 1.0198 | 1.0198 | 1.0198 | 1.0198 | 1.0198 | 1.0198 | 1.0198 | 1.0198 | 1.0198 | 1.0198 | 1.0198 | 1.0198 | 1.0198 | 1.0198 | 1.0198 | 1.0198 | 1.0198 | 1.0198 | 1.0198 | 1.0198 | 1.0198 | 1.0198 | 1.0198 | 1.0198 | 1.0198 | 1.0198 | 1.0198 | 1.0198 | 1.0198 | 1.0198 | 1.0198 | 1.0198 | 1.0198 | 1.0198 | 1.0198 | 1.0198 | 1.0198 | 1.0198 | 1.0198 | 1.0198 | 1.0198 | 1.0198 | 1.0198 | 1.0198 | 1.0198 | 1.0198 | 1.0198 | 1.0198 | 1.0198 | 1.0198 | 1.0198 | 1.0198 | 1.0198 | 1.0198 | 1.0198 | 1.0198 | 1.0198 | 1.0198 | 1.0198 | 1.0198 | 1.0198 | 1.0198 | 1.0198 | 1.0198 | 1.0198 | 1.0198 | 1.0198 | 1.0198 | 1.0198 | 1.0198 | 1.0198 | 1.0198 | 1.0198 | 1.0198 | 1.0198 | 1.0198 | 1.0198 | 1.0198 | 1.0198 | 1.0198 | 1.0198 | 1.0198 | 1.0198 | 1.0198 | 1.0198 | 1.0198 | 1.0198 | 1.0198 | 1.0198 | 1.0198 | 1.0198 | 1.0198 | 1.0198 | 1.0198 | 1.0198 | 1.0198 | 1.0198 | 1.0198 | 1.0198 | 1.0198 | 1.0198 | 1.0198 | 1.0198 | 1.0198 | 1.0198 | 1.0198 | 1.0198 | 1.0198 | 1.0198 | 1.0198 | 1.0198 | 1.0198 | 1.0198 | 1.0198 | 1.0198 | 1.0198 | 1.0198 | 1.0198 | 1.0198 | 1.0198 | 1.0198 | 1.0198 | 1.0198 | 1.0198 | 1.0198 | 1.0198 | 1.0198 | 1.0198 | 1.0198 | 1.0198 | 1.0198 | 1.0198 | 1.0198 | 1.0198 | 1.0198 | 1.0198 | 1.0198 | 1.0198 | 1.0198 | 1.0198 | 1.0198 | 1.0198 | 1.0198 | 1.0198 | 1.0198 | 1.0198 | 1.0198 | 1.0198 | 1.0198 | 1.0198 | 1.0198 | 1.0198 | 1.0198 | 1.0198 | 1.0198 | 1.0198 | 1.0198 | 1.0198 | 1.0198 | 1.0198 | 1.0198 | 1.0198 | 1.0198 | 1.0198 | 1.0198 | 1.0198 | 1.0198 | 1.0198 | 1.0198 | 1.0198 | 1.0198 | 1.0198 | 1.0198 | 1.0198 | 1.0198 | 1.0198 | 1.0198 | 1.0198 | 1.0198 | 1.0198 | 1.0198 | 1.0198 | 1.0198 | 1.0198 | 1.0198 | 1.0198 | 1.0198 | 1.0198 | 1.0198 | 1.0198 | 1.0198 | 1.0198 | 1.0198 | 1.0198 | 1.0198 | 1.0198 | 1.0198 | 1.0198 | 1.0198 | 1.0198 | 1.0198 | 1.0198 | 1.0198 | 1.0198 | 1.0198 | 1.0198 | 1.0198 | 1.0198 | 1.0198 | 1.0198 | 1.0198 | 1.0198 | 1.0198 | 1.0198 | 1.0198 | 1.0198 | 1.0198 | 1.0198 | 1.0198 | 1.0198 | 1.0198 | 1.0198 | 1.0198 | 1.0198 | 1.0198 | 1.0198 | 1.0198 | 1.0198 | 1.0198 | 1.0198 | 1.0198 | 1.0198 | 1.0198 | 1.0198 | 1.0198 | 1.0198 | 1.0198 | 1.0198 | 1.0198 | 1.0198 | 1.0198 | 1.0198 | 1.0198 | 1.0198 | 1.0198 | 1.0198 | 1.0198 | 1.0198 | 1.0198 | 1.0198 | 1.0198 | 1.0198 | 1.0198 | 1.0198 | 1.0198 | 1.0198 | 1.0198 | 1.0198 | 1.0198 | 1.0198 | 1.0198 | 1.0198 | 1.0198 | 1.0198 | 1.0198 | 1.0198 | 1.0198 | 1.0198 | 1.0198 | 1.0198 | 1.0198 | 1.0198 | 1.0198 | 1.0198 | 1.0198 | 1.0198 | 1.0198 | 1.0198 | 1.0198 | 1.0198 | 1.0198 | 1.0198 | 1.0198 | 1.0198 | 1.0198 | 1.0198 | 1.0198 | 1.0198 | 1.0198 | 1.0198 | 1.0198 | 1.0198 | 1.0198 | 1.0198 | 1.0198 | 1.0198 | 1.0198 | 1.0198 | 1.0198 | 1.0198 | 1.0198 | 1.0198 | 1.0198 | 1.0198 | 1.0198 | 1.0198 | 1.0198 | 1.0198 | 1.0198 | 1.0198 | 1.0198 | 1.0198 | 1.0198 | 1.0198 | 1.0198 | 1.0198 | 1.0198 | 1.0198 | 1.0198 | 1.0198 | 1.0198 | 1.0198 | 1.0198 | 1.0198 | 1.0198 | 1.0198 | 1.0198 | 1.0198 | 1.0198 | 1.0198 | 1.0198 | 1.0198 | 1.0198 | 1.0198 | 1.0198 | 1.0198 | 1.0198 | 1.0198 | 1.0198 | 1.0198 | 1.0198 | 1.0198 | 1.0198 | 1.0198 | 1.0198 | 1.0198 | 1.0198 | 1.0198 | 1.0198 | 1.0198 | 1.0198 | 1.0198 | 1.0198 | 1.0198 | 1.0198 | 1.0198 | 1.0198 | 1.0198 | 1.0198 | 1.0198 | 1.0198 | 1.0198 | 1.0198 | 1.0198 | 1.0198 | 1.0198 | 1.0198 | 1.0198 | 1.0198 | 1.0198 | 1.0198 | 1.0198 | 1.0198 | 1.0198 | 1.0198 | 1.0198 | 1.0198 | 1.0198 | 1.0198 | 1.0198 | 1.0198 | 1.0198 | 1.0198 | 1.0198 | 1.0198 | 1.0198 | 1.0198 | 1.0198 | 1.0198 | 1.0198 | 1.0198 | 1.0198 | 1.0198 | 1.0198 | 1.0198 | 1.0198 | 1.0198 | 1.0198 | 1.0198 | 1.0198 | 1.0198 | 1.0198 | 1.0198 | 1.0198 | 1.0198 | 1.0198 | 1.0198 | 1.0198 | 1.0198 | 1.0198 | 1.0198 | 1.0198 | 1.0198 | 1.0198 | 1.0198 | 1.0198 | 1.0198 | 1.0198 | 1.0198 | 1.0198 | 1.0198 | 1.0198 | 1.0198 | 1.0198 | 1.0198 | 1.0198 | 1.0198 | 1.0198 | 1.0198 | 1.0198 | 1.0198 | 1.0198 | 1.0198 | 1.0198 | 1.0198 | 1.0198 | 1.0198 | 1.0198 | 1.0198 | 1.0198 | 1.0198 | 1.0198 | 1.0198 | 1.0198 | 1.0198 | 1.0198 | 1.0198 | 1.0198 | 1.0198 | 1.0198 | 1.0198 | 1.0198 | 1.0198 | 1.0198 | 1.0198 | 1.0198 | 1.0198 | 1.0198 | 1.0198 | 1.0198 | 1.0198 | 1.0198 | 1.0198 | 1.0198 | 1.0198 | 1.0198 | 1.0198 | 1.0198 | 1.0198 | 1.0198 | 1.0198 | 1.0198 | 1.0198 | 1.0198 | 1.0198 | 1.0198 | 1.0198 | 1.0198 | 1.0198 | 1.0198 | 1.0198 | 1.0198 | 1.0198 | 1.0198 | 1.0198 | 1.0198 | 1.0198 | 1.0198 | 1.0198 | 1.0198 | 1.0198 | 1.0198 | 1.0198 | 1.0198 | 1.0198 | 1.0198 | 1.0198 | 1.0198 | 1.0198 | 1.0198 | 1.0198 | 1.0198 | 1.0198 | 1.0198 | 1.0198 | 1.0198 | 1.0198 | 1.0198 | 1.0198 | 1.0198 | 1.0198 | 1.0198 | 1.0198 | 1.0198 | 1.0198 | 1.0198 | 1.0198 | 1.0198 | 1.0198 | 1.0198 | 1.0198 | 1.0198 | 1.0198 | 1.0198 | 1.0198 | 1.0198 | 1.0198 | 1.0198 | 1.0198 | 1.0198 | 1.0198 | 1.0198 | 1.0198 | 1.0198 | 1.0198 | 1.0198 | 1.0198 | 1.0198 | 1.0198 | 1.0198 | 1.0198 | 1.0198 | 1.0198 | 1.0198 | 1.0198 | 1.0198 | 1.0198 | 1.0198 | 1.0198 | 1.0198 | 1.0198 | 1.0198 | 1.0198 | 1.0198 | 1.0198 | 1.0198 | 1.0198 | 1.0198 | 1.0198 | 1.0198 | 1.0198 | 1.0198 | 1.0198 | 1.0198 | 1.0198 | 1.0198 | 1.0198 | 1.0198 | 1.0198 | 1.0198 | 1.0198 | 1.0198 | 1.0198 | 1.0198 | 1.0198 | 1.0198 | 1.0198 | 1.0198 | 1.0198 | 1.0198 | 1.0198 | 1.0198 | 1.0198 | 1.0198 | 1.0198 | 1.0198 | 1.0198 | 1.0198 | 1.0198 | 1.0198 | 1.0198 | 1.0198 | 1.0198 | 1.0198 | 1.0198 | 1.0198 | 1.0198 | 1.0198 | 1.0198 | 1.0198 | 1.0198 | 1.0198 | 1.0198 | 1.0198 | 1.0198 | 1.0198 | 1.0198 | 1.0198 | 1.0198 | 1.0198 | 1.0198 | 1.0198 | 1.0198 | 1.0198 | 1.0198 | 1.0198 | 1.0198 | 1.0198 | 1.0198 | 1.0198 | 1.0198 | 1.0198 | 1.0198 | 1.0198 | 1.0198 | 1.0198 | 1.0198 | 1.0198 | 1.0198 | 1.0198 | 1.0198 | 1.0198 | 1.0198 | 1.0198 | 1.0198 | 1.0198 | 1.0198 | 1.0198 | 1.0198 | 1.0198 | 1.0198 | 1.0198 | 1.0198 | 1.0198 | 1.0198 | 1.0198 | 1.0198 | 1.0198 | 1.0198 | 1.0198 | 1.0198 | 1.0198 | 1.0198 | 1.0198 | 1.0198 | 1.0198 | 1.0198 | 1.0198 | 1.0198 | 1.0198 | 1.0198 | 1.0198 | 1.0198 | 1.0198 | 1.0198 | 1.0198 | 1.0198 | 1.0198 | 1.0198 | 1.0198 | 1.0198 | 1.0198 | 1.0198 | 1.0198 | 1.0198 | 1.0198 | 1.0198 | 1.0198 | 1.0198 | 1.0198 | 1.0198 | 1.0198 | 1.0198 | 1.0198 | 1.0198 | 1.0198 | 1.0198 | 1.0198 | 1.0198 | 1.0198 | 1.0198 | 1.0198 | 1.0198 | 1.0198 | 1.0198 | 1.0198 | 1.0198 | 1.0198 | 1.0198 | 1.0198 | 1.0198 | 1.0198 | 1.0198 | 1.0198 | 1.0198 | 1.0198 | 1.0198 | 1.0198 | 1.0198 | 1.0198 | 1.0198 | 1.0198 | 1.0198 | 1.0198 | 1.0198 | 1.0198 | 1.0198 | 1.0198 | 1.0198 | 1.0198 | 1.0198 | 1.0198 | 1.0198 | 1.0198 | 1.0198 | 1.0198 | 1.0198 | 1.0198 | 1.0198 | 1.0198 | 1.0198 | 1.0198 | 1.0198 | 1.0198 | 1.0198 | 1.0198 | 1.0198 | 1.0198 | 1.0198 | 1.0198 | 1.0198 | 1.0198 | 1.0198 | 1.0198 | 1.0198 | 1.0198 | 1.0198 | 1.0198 | 1.0198 | 1.0198 | 1.0198 | 1.0198 | 1.0198 | 1.0198 | 1.0198 | 1.0198 | 1.0198 | 1.0198 | 1.0198 | 1.0198 | 1.0198 | 1.0198 | 1.0198 | 1.0198 | 1.0198 | 1.0198 | 1.0198 | 1.0198 | 1.0198 | 1.0198 | 1.0198 | 1.0198 | 1.0198 | 1.0198 | 1.0198 | 1.0198 | 1.0198 | 1.0198 | 1.0198 | 1.0198 | 1.0198 | 1.0198 | 1.0198 | 1.0198 | 1.0198 | 1.0198 | 1.0198 | 1.0198 | 1.0198 | 1.0198 | 1.0198 | 1.0198 | 1.0198 | 1.0198 | 1.0198 | 1.0198 | 1.0198 | 1.0198 | 1.0198 | 1.0198 | 1.0198 | 1.0198 | 1.0198 | 1.0198 | 1.0198 | 1.0198 | 1.0198 | 1.0198 | 1.0198 | 1.0198 | 1.0198 | 1.0198 | 1.0198 | 1.0198 | 1.0198 | 1.0198 | 1.0198 | 1.0198 | 1.0198 | 1.0198 | 1.0198 | 1.0198 | 1.0198 | 1.0198 | 1.0198 | 1.0198 | 1.0198 | 1.0198 | 1.0198 | 1.0198 | 1.0198 | 1.0198 | 1.0198 | 1.0198 | 1.0198 | 1.0198 | 1.0198 | 1.0198 | 1.0198 | 1.0198 | 1.0198 | 1.0198 | 1.0198 | 1.0198 | 1.0198 | 1.0198 | 1.0198 | 1.0198 | 1.0198 | 1.0198 | 1.0198 | 1.0198 | 1.0198 | 1.0198 | 1.0198 | 1.0198 | 1.0198 | 1.0198 | 1.0198 | 1.0198 | 1.0198 | 1.0198 | 1.0198 | 1.0198 | 1.0198 | 1.0198 | 1.0198 | 1.0198 | 1.0198 | 1.0198 | 1.0198 | 1.0198 | 1.0198 | 1.0198 | 1.0198 | 1.0198 | 1.0198 | 1.0198 | 1.0198 | 1.0198 | 1.0198 | 1.0198 | 1.0198 | 1.0198 | 1.0198 | 1.0198 | 1.0198 | 1.0198 | 1.0198 | 1.0198 | 1.0198 | 1.0198 | 1.0198 | 1.0198 | 1.0198 | 1.0198 | 1.0198 | 1.0198 | 1.0198 | 1.0198 | 1.0198 | 1.0198 | 1.0198 | 1.0198 | 1.0198 | 1.0198 | 1.0198 | 1.0198 | 1.0198 | 1.0198 | 1.0198 | 1.0198 | 1.0198 | 1.0198 | 1.0198 | 1.0198 | 1.0198 | 1.0198 | 1.0198 | 1.0198 | 1.0198 | 1.0198 | 1.0198 | 1.0198 | 1.0198 | 1.0198 | 1.0198 | 1.0198 | 1.0198 | 1.0198 | 1.0198 | 1.0198 | 1.0198 | 1.0198 | 1.0198 | 1.0198 | 1.0198 | 1.0198 | 1.0198 | 1.0198 | 1.0198 | 1.0198 | 1.0198 | 1.0198 | 1.0198 | 1.0198 | 1.0198 | 1.0198 | 1.0198 | 1.0198 | 1.0198 | 1.0198 | 1.0198 | 1.0198 | 1.0198 | 1.0198 | 1.0198 | 1.0198 | 1.0198 | 1.0198 | 1.0198 | 1.0198 | 1.0198 | 1.0198 | 1.0198 | 1.0198 | 1.0198 | 1.0198 | 1.0198 | 1.0198 | 1.0198 | 1.0198 | 1.0198 | 1.0198 | 1.0198 | 1.0198 | 1.0198 | 1.0198 | 1.0198 | 1.0198 | 1.0198 | 1.0198 | 1.0198 | 1.0198 | 1.0198 | 1.0198 | 1.0198 | 1.0198 | 1.0198 | 1.0198 | 1.0198 | 1.0198 | 1.0198 | 1.0198 | 1.0198 | 1.0198 | 1.0198 | 1.0198 | 1.0198 | 1.0198 | 1.0198 | 1.0198 | 1.0198 | 1.0198 | 1.0198 | 1.0198 | 1.0198 | 1.0198 | 1.0198 | 1.0198 | 1.0198 | 1.0198 | 1.0198 | 1.0198 | 1.0198 | 1.0198 | 1.0198 | 1.0198 | 1.0198 | 1.0198 | 1.0198 | 1.0198 | 1.0198 | 1.0198 | 1.0198 | 1.0198 | 1.0198 | 1.0198 | 1.0198 | 1.0198 | 1.0198 | 1.0198 | 1.0198 | 1.0198 | 1.0198 | 1.0198 | 1.0198 | 1.0198 | 1.0198 | 1.0198 | 1.0198 | 1.0198 | 1.0198 | 1.0198 | 1.0198 | 1.0198 | 1.0198 | 1.0198 | 1.0198 | 1.0198 | 1.0198 | 1.0198 | 1.0198 | 1.0198 | 1.0198 | 1.0198 | 1.0198 | 1.0198 | 1.0198 | 1.0198 | 1.0198 | 1.0198 | 1.0198 | 1.0198 | 1.0198 | 1.0198 | 1.0198 | 1.0198 | 1.0198 | 1.0198 | 1.0198 | 1.0198 | 1.0198 | 1.0198 | 1.0198 | 1.0198 | 1.0198 | 1.0198 | 1.0198 | 1.0198 | 1.0198 | 1.0198 | 1.0198 | 1.0198 | 1.0198 | 1.0198 | 1.0198 | 1.0198 | 1.0198 | 1.0198 | 1.0198 | 1.0198 | 1.0198 | 1.0198 | 1.0198 | 1.0198 | 1.0198 | 1.0198 | 1.0198 | 1.0198 | 1.0198 | 1.0198 | 1.0198 | 1.0198 | 1.0198 | 1.0198 | 1.0198 | 1.0198 | 1.0198 | 1.0198 | 1.0198 | 1.0198 | 1.0198 | 1.0198 | 1.0198 | 1.0198 | 1.0198 | 1.0198 | 1.0198 | 1.0198 | 1.0198 | 1.0198 | 1.0198 | 1.0198 | 1.0198 | 1.0198 | 1.0198 | 1.0198 | 1.0198 | 1.0198 | 1.0198 | 1.0198 | 1.0198 | 1.0198 | 1.0198 | 1.0198 | 1.0198 | 1.0198 | 1.0198 | 1.0198 | 1.0198 | 1.0198 | 1.0198 | 1.0198 | 1.0198 | 1.0198 | 1.0198 | 1.0198 | 1.0198 | 1.0198 | 1.0198 | 1.0198 | 1.0198 | 1.0198 | 1.0198 | 1.0198 | 1.0198 | 1.0198 | 1.0198 | 1.0198 | 1.0198 | 1.0198 | 1.0198 | 1.0198 | 1.0198 | 1.0198 | 1.0198 | 1.0198 | 1.0198 | 1.0198 | 1.0198 | 1.0198 | 1.0198 | 1.0198 | 1.0198 | 1.0198 | 1.0198 | 1.0198 | 1.0198 | 1.0198 | 1.0198 | 1.0198 | 1.0198 | 1.0198 | 1.0198 | 1.0198 | 1.0198 | 1.0198 | 1.0198 | 1.0198 | 1.0198 | 1.0198 | 1.0198 | 1.0198 | 1.0198 | 1.0198 | 1.0198 | 1.0198 | 1.0198 | 1.0198 | 1.0198 | 1.0198 | 1.0198 | 1.0198 | 1.0198 | 1.0198 | 1.0198 | 1.0198 | 1.0198 | 1.0198 | 1.0198 | 1.0198 | 1.0198 | 1.0198 | 1.0198 | 1.0198 | 1.0198 | 1.0198 | 1.0198 | 1.0198 | 1.0198 | 1.0198 | 1.0198 | 1.0198 | 1.0198 | 1.0198 | 1.0198 | 1.0198 | 1.0198 | 1.0198 | 1.0198 | 1.0198 | 1.0198 | 1.0198 | 1.0198 | 1.0198 | 1.0198 | 1.0198 | 1.0198 | 1.0198 | 1.0198 | 1.0198 | 1.0198 | 1.0198 | 1.0198 | 1.0198 | 1.0198 | 1.0198 | 1.0198 | 1.0198 | 1.0198 | 1.0198 | 1.0198 | 1.0198 | 1.0198 | 1.0198 | 1.0198 | 1.0198 | 1.0198 | 1.0198 | 1.0198 | 1.0198 | 1.0198 | 1.0198 | 1.0198 | 1.0198 | 1.0198 | 1.0198 | 1.0198 | 1.0198 | 1.0198 | 1.0198 | 1.0198 | 1.0198 | 1.0198 | 1.0198 | 1.0198 | 1.0198 | 1.0198 | 1.0198 | 1.0198 | 1.0198 | 1.0198 | 1.0198 | 1.0198 | 1.0198 | 1.0198 | 1.0198 | 1.0198 | 1.0198 | 1.0198 | 1.0198 | 1.0198 | 1.0198 | 1.0198 | 1.0198 | 1.0198 | 1.0198 | 1.0198 | 1.0198 | 1.0198 | 1.0198 | 1.0198 | 1.0198 | 1.0198 | 1.0198 | 1.0198 | 1.0198 | 1.0198 | 1.0198 | 1.0198 | 1.0198 | 1.0198 | 1.0198 | 1.0198 | 1.0198 | 1.0198 | 1.0198 | 1.0198 | 1.0198 | 1.0198 | 1.0198 | 1.0198 | 1.0198 | 1.0198 | 1.0198 | 1.0198 | 1.0198 | 1.0198 | 1.0198 | 1.0198 | 1.0198 | 1.0198 | 1.0198 | 1.0198 | 1.0198 | 1.0198 | 1.0198 | 1.0198 | 1.0198 | 1.0198 | 1.0198 | 1.0198 | 1.0198 | 1.0198 | 1.0198 | 1.0198 | 1.0198 | 1.0198 | 1.0198 | 1.0198 | 1.0198 | 1.0198 | 1.0198 | 1.0198 | 1.0198 | 1.0198 | 1.0198 | 1.0198 | 1.0198 | 1.0198 | 1.0198 | 1.0198 | 1.0198 | 1.0198 | 1.0198 | 1.0198 | 1.0198 | 1.0198 | 1.0198 | 1.0198 | 1.0198 | 1.0198 | 1.0198 | 1.0198 | 1.0198 | 1.0198 | 1.0198 | 1.0198 | 1.0198 | 1.0198 | 1.0198 | 1.0198 | 1.0198 | 1.0198 | 1.0198 | 1.0198 | 1.0198 | 1.0198 | 1.0198 | 1.0198 | 1.0198 | 1.0198 | 1.0198 | 1.0198 | 1.0198 | 1.0198 | 1.0198 | 1.0198 | 1.0198 | 1.0198 | 1.0198 | 1.0198 | 1.0198 | 1.0198 | 1.0198 | 1.0198 | 1.0198 | 1.0198 | 1.0198 | 1.0198 | 1.0198 | 1.0198 | 1.0198 | 1.0198 | 1.0198 | 1.0198 | 1.0198 | 1.0198 | 1.0198 | 1.0198 | 1.0198 | 1.0198 | 1.0198 | 1.0198 | 1.0198 | 1.0198 | 1.0198 | 1.0198 | 1.0198 | 1.0198 | 1.0198 | 1.0198 | 1.0198 | 1.0198 | 1.0198 | 1.0198 | 1.0198 | 1.0198 | 1.0198 | 1.0198 | 1.0198 | 1.0198 | 1.0198 | 1.0198 | 1.0198 | 1.0198 | 1.0198 | 1.0198 | 1.0198 | 1.0198 | 1.0198 | 1.0198 | 1.0198 | 1.0198 | 1.0198 | 1.0198 | 1.0198 | 1.0198 | 1.0198 | 1.0198 | 1.0198 | 1.0198 | 1.0198 | 1.0198 | 1.0198 | 1.0198 | 1.0198 | 1.0198 | 1.0198 | 1.0198 | 1.0198 | 1.0198 | 1.0198 | 1.0198 | 1.0198 | 1.0198 | 1.0198 | 1.0198 | 1.0198 | 1.0198 | 1.0198 | 1.0198 | 1.0198 | 1.0198 | 1.0198 | 1.0198 | 1.0198 | 1.0198 | 1.0198 | 1.0198 | 1.0198 | 1.0198 | 1.0198 | 1.0198 | 1.0198 | 1.0198 | 1.0198 | 1.0198 | 1.0198 | 1.0198 | 1.0198 | 1.0198 | 1.0198 | 1.0198 | 1.0198 | 1.0198 | 1.0198 | 1.0198 | 1.0198 | 1.0198 | 1.0198 | 1.0198 | 1.0198 | 1.0198 | 1.0198 | 1.0198 | 1.0198 | 1.0198 | 1.0198 | 1.0198 | 1.0198 | 1.0198 | 1.0198 | 1.0198 | 1.0198 | 1.0198 | 1.0198 | 1.0198 | 1.0198 | 1.0198 | 1.0198 | 1.0198 | 1.0198 | 1.0198 | 1.0198 | 1.0198 | 1.0198 | 1.0198 | 1.0198 | 1.0198 | 1.0198 | 1.0198 | 1.0198 | 1.0198 | 1.0198 | 1.0198 | 1.0198 | 1.0198 | 1.0198 | 1.0198 | 1.0198 | 1.0198 | 1.0198 | 1.0198 | 1.0198 | 1.0198 | 1.0198 | 1.0198 | 1.0198 | 1.0198 | 1.0198 | 1.0198 | 1.0198 | 1.0198 | 1.0198 | 1.0198 | 1.0198 | 1.0198 | 1.0198 | 1.0198 | 1.0198 | 1.0198 | 1.0198 | 1.0198 | 1.0198 | 1.0198 | 1.0198 | 1.0198 | 1.0198 | 1.0198 | 1.0198 | 1.0198 | 1.0198 | 1.0198 | 1.0198 | 1.0198 | 1.0198 | 1.0198 | 1.0198 | 1.0198 | 1.0198 | 1.0198 | 1.0198 | 1.0198 | 1.0198 | 1.0198 | 1.0198 | 1.0198 | 1.0198 | 1.0198 | 1.0198 | 1.0198 | 1.0198 | 1.0198 | 1.0198 | 1.0198 | 1.0198 | 1.0198 | 1.0198 | 1.0198 | 1.0198 | 1.0198 | 1.0198 | 1.0198 | 1.0198 | 1.0198 | 1.0198 | 1.0198 | 1.0198 | 1.0198 | 1.0198 | 1.0198 | 1.0198 | 1.0198 | 1.0198 | 1.0198 | 1.0198 | 1.0198 | 1.0198 | 1.0198 | 1.0198 | 1.0198 | 1.0198 | 1.0198 | 1.0198 | 1.0198 | 1.0198 | 1.0198 | 1.0198 | 1.0198 | 1.0198 | 1.0198 | 1.0198 | 1.0198 | 1.0198 | 1.0198 | 1.0198 | 1.0198 | 1.0198 | 1.0198 | 1.0198 | 1.0198 | 1.0198 | 1.0198 | 1.0198 | 1.0198 | 1.0198 | 1.0198 | 1.0198 | 1.0198 | 1.0198 | 1.0198 | 1.0198 | 1.0198 | 1.0198 | 1.0198 | 1.0198 | 1.0198 | 1.0198 | 1.0198 | 1.0198 | 1.0198 | 1.0198 | 1.0198 | 1.0198 | 1.0198 | 1.0198 | 1.0198 | 1.0198 | 1.0198 | 1.0198 | 1.0198 | 1.0198 | 1.0198 | 1.0198 | 1.0198 | 1.0198 | 1.0198 | 1.0198 | 1.0198 | 1.0198 | 1.0198 | 1.0198 | 1.0198 | 1.0198 | 1.0198 | 1.0198 | 1.0198 | 1.0198 | 1.0198 | 1.0198 | 1.0198 | 1.0198 | 1.0198 | 1.0198 | 1.0198 | 1.0198 | 1.0198 | 1.0198 | 1.0198 | 1.0198 | 1.0198 | 1.0198 | 1.0198 | 1.0198 | 1.0198 | 1.0198 | 1.0198 | 1.0198 | 1.0198 | 1.0198 | 1.0198 | 1.0198 | 1.0198 | 1.0198 | 1.0198 | 1.0198 | 1.0198 | 1.0198 | 1.0198 | 1.0198 | 1.0198 | 1.0198 | 1.0198 | 1.0198 | 1.0198 | 1.0198 | 1.0198 | 1.0198 | 1.0198 | 1.0198 | 1.0198 | 1.0198 | 1.0198 | 1.0198 | 1.0198 | 1.0198 | 1.0198 | 1.0198 | 1.0198 | 1.0198 | 1.0198 | 1.0198 | 1.0198 | 1.0198 | 1.0198 | 1.0198 | 1.0198 | 1.0198 | 1.0198 | 1.0198 | 1.0198 | 1.0198 | 1.0198 | 1.0198 | 1.0198 | 1.0198 | 1.0198 | 1.0198 | 1.0198 | 1.0198 | 1.0198 | 1.0198 | 1.0198 | 1.0198 | 1.0198 | 1.0198 | 1.0198 | 1.0198 | 1.0198 | 1.0198 | 1.0198 | 1.0198 | 1.0198 | 1.0198 | 1.0198 | 1.0198 | 1.0198 | 1.0198 | 1.0198 | 1.0198 | 1.0198 | 1.0198 | 1.0198 | 1.0198 | 1.0198 | 1.0198 | 1.0198 | 1.0198 | 1.0198 | 1.0198 | 1.0198 | 1.0198 | 1.0198 | 1.0198 | 1.0198 | 1.0198 | 1.0198 | 1.0198 | 1.0198 | 1.0198 | 1.0198 | 1.0198 | 1.0198 | 1.0198 | 1.0198 | 1.0198 | 1.0198 | 1.0198 | 1.0198 | 1.0198 | 1.0198 | 1.0198 | 1.0198 | 1.0198 | 1.0198 | 1.0198 | 1.0198 | 1.0198 | 1.0198 | 1.0198 | 1.0198 | 1.0198 | 1.0198 | 1.0198 | 1.0198 | 1.0198 | 1.0198 | 1.0198 | 1.0198 | 1.0198 | 1.0198 | 1.0198 | 1.0198 | 1.0198 | 1.0198 | 1.0198 | 1.0198 | 1.0198 | 1.0198 | 1.0198 | 1.0198 | 1.0198 | 1.0198 | 1.0198 | 1.0198 | 1.0198 | 1.0198 | 1.0198 | 1.0198 | 1.0198 | 1.0198 | 1.0198 | 1.0198 | 1.0198 | 1.0198 | 1.0198 | 1.0198 | 1.0198 | 1.0198 | 1.0198 | 1.0198 | 1.0198 | 1.0198 | 1.0198 | 1.0198 | 1.0198 | 1.0198 | 1.0198 | 1.0198 | 1.0198 | 1.0198 | 1.0198 | 1.0198 | 1.0198 | 1.0198 | 1.0198 | 1.0198 | 1.0198 | 1.0198 | 1.0198 | 1.0198 | 1.0198 | 1.0198 | 1.0198 | 1.0198 | 1.0198 | 1.0198 | 1.0198 | 1.0198 | 1.0198 | 1.0198 | 1.0198 | 1.0198 | 1.0198 | 1.0198 | 1.0198 | 1.0198 | 1.0198 | 1.0198 | 1.0198 | 1.0198 | 1.0198 | 1.0198 | 1.0198 | 1.0198 | 1.0198 | 1.0198 | 1.0198 | 1.0198 | 1.0198 | 1.0198 | 1.0198 | 1.0198 | 1.0198 | 1.0198 | 1.0198 | 1.0198 | 1.0198 | 1.0198 | 1.0198 | 1.0198 | 1.0198 | 1.0198 | 1.0198 | 1.0198 | 1.0198 | 1.0198 | 1.0198 | 1.0198 | 1.0198 | 1.0198 | 1.0198 | 1.0198 | 1.0198 | 1.0198 | 1.0198 | 1.0198 | 1.0198 | 1.0198 | 1.0198 | 1.0198 | 1.0198 | 1.0198 | 1.0198 | 1.0198 | 1.0198 | 1.0198 | 1.0198 | 1.0198 | 1.0198 | 1.0198 | 1.0198 | 1.0198 | 1.0198 | 1.0198 | 1.0198 | 1.0198 | 1.0198 | 1.0198 | 1.0198 | 1.0198 | 1.0198 | 1.0198 | 1.0198 | 1.0198 | 1.0198 | 1.0198 | 1.0198 | 1.0198 | 1.0198 | 1.0198 | 1.0198 | 1.0198 | 1.0198 | 1.0198 | 1.0198 | 1.0198 | 1.0198 | 1.0198 | 1.0198 | 1.0198 | 1.0198 | 1.0198 | 1.0198 | 1.0198 | 1.0198 | 1.0198 | 1.0198 | 1.0198 | 1.0198 | 1.0198 | 1.0198 | 1.0198 | 1.0198 | 1.0198 | 1.0198 | 1.0198 | 1.0198 | 1.0198 | 1.0198 | 1.0198 | 1.0198 | 1.0198 | 1.0198 | 1.0198 | 1.0198 | 1.0198 | 1.0198 | 1.0198 | 1.0198 | 1.0198 | 1.0198 | 1.0198 | 1.0198 | 1.0198 | 1.0198 | 1.0198 | 1.0198 | 1.0198 | 1.0198 | 1.0198 | 1.0198 | 1.0198 | 1.0198 | 1.0198 | 1.0198 | 1.0198 | 1.0198 | 1.0198 | 1.0198 | 1.0198 | 1.0198 | 1.0198 | 1.0198 | 1.0198 | 1.0198 | 1.0198 | 1.0198 | 1.0198 | 1.0198 | 1.0198 | 1.0198 | 1.0198 | 1.0198 | 1.0198 | 1.0198 | 1.0198 | 1.0198 | 1.0198 | 1.0198 | 1.0198 | 1.0198 | 1.0198 | 1.0198 | 1.0198 | 1.0198 | 1.0198 | 1.0198 | 1.0198 | 1.0198 | 1.0198 | 1.0198 | 1.0198 | 1.0198 | 1.0198 | 1.0198 | 1.0198 | 1.0198 | 1.0198 | 1.0198 | 1.0198 | 1.0198 | 1.0198 | 1.0198 | 1.0198 | 1.0198 | 1.0198 | 1.0198 | 1.0198 | 1.0198 | 1.0198 | 1.0198 | 1.0198 | 1.0198 | 1.0198 | 1.0198 | 1.0198 | 1.0198 | 1.0198 | 1.0198 | 1.0198 | 1.0198 | 1.0198 | 1.0198 | 1.0198 | 1.0198 | 1.0198 | 1.0198 | 1.0198 | 1.0198 | 1.0198 | 1.0198 | 1.0198 | 1.0198 | 1.0198 | 1.0198 | 1.0198 | 1.0198 | 1.0198 | 1.0198 | 1.0198 | 1.0198 | 1.0198 | 1.0198 | 1.0198 | 1.0198 | 1.0198 | 1.0198 | 1.0198 | 1.0198 | 1.0198 | 1.0198 | 1.0198 | 1.0198 | 1.0198 | 1.0198 | 1.0198 | 1.0198 | 1.0198 | 1.0198 | 1.0198 | 1.0198 | 1.0198 | 1.0198 | 1.0198 | 1.0198 | 1.0198 | 1.0198 | 1.0198 | 1.0198 | 1.0198 | 1.0198 | 1.0198 | 1.0198 | 1.0198 | 1.0198 | 1.0198 | 1.0198 | 1.0198 | 1.0198 | 1.0198 | 1.0198 | 1.0198 | 1.0198 | 1.0198 | 1.0198 | 1.0198 | 1.0198 | 1.0198 | 1.0198 | 1.0198 | 1.0198 | 1.0198 | 1.0198 | 1.0198 | 1.0198 | 1.0198 | 1.0198 | 1.0198 | 1.0198 | 1.0198 | 1.0198 | 1.0198 | 1.0198 | 1.0198 | 1.0198 | 1.0198 | 1.0198 | 1.0198 | 1.0198 | 1.0198 | 1.0198 | 1.0198 | 1.0198 | 1.0198 | 1.0198 | 1.0198 | 1.0198 | 1.0198 | 1.0198 | 1.0198 | 1.0198 | 1.0198 | 1.0198 | 1.0198 | 1.0198 | 1.0198 | 1.0198 | 1.0198 | 1.0198 | 1.0198 | 1.0198 | 1.0198 | 1.0198 | 1.0198 | 1.0198 | 1.0198 | 1.0198 | 1.0198 | 1.0198 | 1.0198 | 1.0198 | 1.0198 | 1.0198 | 1.0198 | 1.0198 | 1.0198 | 1.0198 | 1.0198 | 1.0198 | 1.0198 | 1.0198 | 1.0198 | 1.0198 | 1.0198 | 1.0198 | 1.0198 | 1.0198 | 1.0198 | 1.0198 | 1.0198 | 1.0198 | 1.0198 | 1.0198 | 1.0198 | 1.0198 | 1.0198 | 1.0198 | 1.0198 | 1.0198 | 1.0198 | 1.0198 | 1.0198 | 1.0198 | 1.0198 | 1.0198 | 1.0198 | 1.0198 | 1.0198 | 1.0198 | 1.0198 | 1.0198 | 1.0198 | 1.0198 | 1.0198 | 1.0198 | 1.0198 | 1.0198 | 1.0198 | 1.0198 | 1.0198 | 1.0198 | 1.0198 | 1.0198 | 1.0198 | 1.0198 | 1.0198 | 1.0198 | 1.0198 | 1.0198 | 1.0198 | 1.0198 | 1.0198 | 1.0198 | 1.0198 | 1.0198 | 1.0198 | 1.0198 | 1.0198 | 1.0198 | 1.0198 | 1.0198 | 1.0198 | 1.0198 | 1.0198 | 1.0198 | 1.0198 | 1.0198 | 1.0198 | 1.0198 | 1.0198 | 1.0198 | 1.0198 | 1.0198 | 1.0198 | 1.0198 | 1.0198 | 1.0198 | 1.0198 | 1.0198 | 1.0198 | 1.0198 | 1.0198 | 1.0198 | 1.0198 | 1.0198 | 1.0198 | 1.0198 | 1.0198 | 1.0198 | 1.0198 | 1.0198 | 1.0198 | 1.0198 | 1.0198 | 1.0198 | 1.0198 | 1.0198 | 1.0198 | 1.0198 | 1.0198 | 1.0198 | 1.0198 | 1.0198 | 1.0198 | 1.0198 | 1.0198 | 1.0198 | 1.0198 | 1.0198 | 1.0198 | 1.0198 | 1.0198 | 1.0198 | 1.0198 | 1.0198 | 1.0198 | 1.0198 | 1.0198 | 1.0198 | 1.0198 | 1.0198 | 1.0198 | 1.0198 | 1.0198 | 1.0198 | 1.0198 | 1.0198 | 1.0198 | 1.0198 | 1.0198 | 1.0198 | 1.0198 | 1.0198 | 1.0198 | 1.0198 | 1.0198 | 1.0198 | 1.0198 | 1.0198 | 1.0198 | 1.0198 | 1.0198 | 1.0198 | 1.0198 | 1.0198 | 1.0198 | 1.0198 | 1.0198 | 1.0198 | 1.0198 | 1.0198 | 1.0198 | 1.0198 | 1.0198 | 1.0198 | 1.0198 | 1.0198 | 1.0198 | 1.0198 | 1.0198 | 1.0198 | 1.0198 | 1.0198 | 1.0198 | 1.0198 | 1.0198 | 1.0198 | 1.0198 | 1.0198 | 1.0198 | 1.0198 | 1.0198 | 1.0198 | 1.0198 | 1.0198 | 1.0198 | 1.0198 | 1.0198 | 1.0198 | 1.0198 | 1.0198 | 1.0198 | 1.0198 | 1.0198 | 1.0198 | 1.0198 | 1.0198 | 1.0198 | 1.0198 | 1.0198 | 1.0198 | 1.0198 | 1.0198 | 1.0198 | 1.0198 | 1.0198 | 1.0198 | 1.0198 | 1.0198 | 1.0198 | 1.0198 | 1.0198 | 1.0198 | 1.0198 | 1.0198 | 1.0198 | 1.0198 | 1.0198 | 1.0198 | 1.0198 | 1.0198 | 1.0198 | 1.0198 | 1.0198 | 1.0198 | 1.0198 | 1.0198 | 1.0198 | 1.0198 | 1.0198 | 1.0198 | 1.0198 | 1.0198 | 1.0198 | 1.0198 | 1.0198 | 1.0198 | 1.0198 | 1.0198 | 1.0198 | 1.0198 | 1.0198 | 1.0198 | 1.0198 | 1.0198 | 1.0198 | 1.0198 | 1.0198 | 1.0198 | 1.0198 | 1.0198 | 1.0198 | 1.0198 | 1.0198 | 1.0198 | 1.0198 | 1.0198 | 1.0198 | 1.0198 | 1.0198 | 1.0198 | 1.0198 | 1.0198 | 1.0198 | 1.0198 | 1.0198 | 1.0198 | 1.0198 | 1.0198 | 1.0198 | 1.0198 | 1.0198 | 1.0198 | 1.0198 | 1.0198 | 1.0198 | 1.0198 | 1.0198 | 1.0198 | 1.0198 | 1.0198 | 1.0198 | 1.0198 | 1.0198 | 1.0198 | 1.0198 | 1.0198 | 1.0198 | 1.0198 | 1.0198 | 1.0198 | 1.0198 | 1.0198 | 1.0198 | 1.0198 | 1.0198 | 1.0198 | 1.0198 | 1.0198 | 1.0198 | 1.0198 | 1.0198 | 1.0198 | 1.0198 | 1.0198 | 1.0198 | 1.0198 | 1.0198 | 1.0198 | 1.0198 | 1.0198 | 1.0198 | 1.0198 | 1.0198 | 1.0198 | 1.0198 | 1.0198 | 1.0198 | 1.0198 | 1.0198 | 1.0198 | 1.0198 | 1.0198 | 1.0198 | 1.0198 | 1.0198 | 1.0198 | 1.0198 | 1.0198 | 1.0198 | 1.0198 | 1.0198 | 1.0198 | 1.0198 | 1.0198 | 1.0198 | 1.0198 | 1.0198 | 1.0198 | 1.0198 | 1.0198 | 1.0198 | 1.0198 | 1.0198 | 1.0198 | 1.0198 | 1.0198 | 1.0198 | 1.0198 | 1.0198 | 1.0198 | 1.0198 | 1.0198 | 1.0198 | 1.0198 | 1.0198 | 1.0198 | 1.0198 | 1.0198 | 1.0198 | 1.0198 | 1.0198 | 1.0198 | 1.0198 | 1.0198 | 1.0198 | 1.0198 | 1.0198 | 1.0198 | 1.0198 | 1.0198 | 1.0198 | 1.0198 | 1.0198 | 1.0198 | 1.0198 | 1.0198 | 1.0198 | 1.0198 | 1.0198 | 1.0198 | 1.0198 | 1.0198 | 1.0198 | 1.0198 | 1.0198 | 1.0198 | 1.0198 | 1.0198 | 1.0198 | 1.0198 | 1.0198 | 1.0198 | 1.0198 | 1.0198 | 1.0198 | 1.0198 | 1.0198 | 1.0198 | 1.0198 | 1.0198 | 1.0198 | 1.0198 | 1.0198 | 1.0198 | 1.0198 | 1.0198 | 1.0198 | 1.0198 | 1.0198 | 1.0198 | 1.0198 | 1.0198 | 1.0198 | 1.0198 | 1.0198 | 1.0198 | 1.0198 | 1.0198 | 1.0198 | 1.0198 | 1.0198 | 1.0198 | 1.0198 | 1.0198 | 1.0198 | 1.0198 | 1.0198 | 1.0198 | 1.0198 | 1.0198 | 1.0198 | 1.0198 | 1.0198 | 1.0198 | 1.0198 | 1.0198 | 1.0198 | 1.0198 | 1.0198 | 1.0198 | 1.0198 | 1.0198 | 1.0198 | 1.0198 | 1.0198 | 1.0198 | 1.0198 | 1.0198 | 1.0198 | 1.0198 | 1.0198 | 1.0198 | 1.0198 | 1.0198 | 1.0198 | 1.0198 | 1.0198 | 1.0198 | 1.0198 | 1.0198 | 1.0198 | 1.0198 | 1.0198 | 1.0198 | 1.0198 | 1.0198 | 1.0198 | 1.0198 | 1.0198 | 1.0198 | 1.0198 | 1.0198 | 1.0198 | 1.0198 | 1.0198 | 1.0198 | 1.0198 | 1.0198 | 1.0198 | 1.0198 | 1.0198 | 1.0198 | 1.0198 | 1.0198 | 1.0198 | 1.0198 | 1.0198 | 1.0198 | 1.0198 | 1.0198 | 1.0198 | 1.0198 | 1.0198 | 1.0198 | 1.0198 | 1.0198 | 1.0198 | 1.0198 | 1.0198 | 1.0198 | 1.0198 | 1.0198 | 1.0198 | 1.0198 | 1.0198 | 1.0198 | 1.0198 | 1.0198 | 1.0198 | 1.0198 | 1.0198 | 1.0198 | 1.0198 | 1.0198 | 1.0198 | 1.0198 | 1.0198 | 1.0198 | 1.0198 | 1.0198 | 1.0198 | 1.0198 | 1.0198 | 1.0198 | 1.0198 | 1.0198 | 1.0198 | 1.0198 | 1.0198 | 1.0198 | 1.0198 | 1.0198 | 1.0198 | 1.0198 | 1.0198 | 1.0198 | 1.0198 | 1.0198 | 1.0198 | 1.0198 | 1.0198 | 1.0198 | 1.0198 | 1.0198 | 1.0198 | 1.0198 | 1.0198 | 1.0198 | 1.0198 | 1.0198 | 1.0198 | 1.0198 | 1.0198 | 1.0198 | 1.0198 | 1.0198 | 1.0198 | 1.0198 | 1.0198 | 1.0198 | 1.0198 | 1.0198 | 1.0198 | 1.0198 | 1.0198 | 1.0198 | 1.0198 | 1.0198 | 1.0198 | 1.0198 | 1.0198 | 1.0198 | 1.0198 | 1.0198 | 1.0198 | 1.0198 | 1.0198 | 1.0198 | 1.0198 | 1.0198 | 1.0198 | 1.0198 | 1.0198 | 1.0198 | 1.0198 | 1.0198 | 1.0198 | 1.0198 | 1.0198 | 1.0198 | 1.0198 | 1.0198 | 1.0198 | 1.0198 | 1.0198 | 1.0198 | 1.0198 | 1.0198 | 1.0198 | 1.0198 | 1.0198 | 1.0198 | 1.0198 | 1.0198 | 1.0198 | 1.0198 | 1.0198 | 1.0198 | 1.0198 | 1.0198 | 1.0198 | 1.0198 | 1.0198 | 1.0198 | 1.0198 | 1.0198 | 1.0198 | 1.0198 | 1.0198 | 1.0198 | 1.0198 | 1.0198 | 1.0198 | 1.0198 | 1.0198 | 1.0198 | 1.0198 | 1.0198 | 1.0198 | 1.0198 | 1.0198 | 1.0198 | 1.0198 | 1.0198 | 1.0198 | 1.0198 | 1.0198 | 1.0198 | 1.0198 | 1.0198 | 1.0198 | 1.0198 | 1.0198 | 1.0198 | 1.0198 | 1.0198 | 1.0198 | 1.0198 | 1.0198 | 1.0198 | 1.0198 | 1.0198 | 1.0198 | 1.0198 | 1.0198 | 1.0198 | 1.0198 | 1.0198 | 1.0198 | 1.0198 | 1.0198 | 1.0198 | 1.0198 | 1.0198 | 1.0198 | 1.0198 | 1.0198 | 1.0198 | 1.0198 | 1.0198 | 1.0198 | 1.0198 | 1.0198 | 1.0198 | 1.0198 | 1.0198 | 1.0198 | 1.0198 | 1.0198 | 1.0198 | 1.0198 | 1.0198 | 1.0198 | 1.0198 | 1.0198 | 1.0198 | 1.0198 | 1.0198 | 1.0198 | 1.0198 | 1.0198 | 1.0198 | 1.0198 | 1.0198 | 1.0198 | 1.0198 | 1.0198 | 1.0198 | 1.0198 | 1.0198 | 1.0198 | 1.0198 | 1.0198 | 1.0198 | 1.0198 | 1.0198 | 1.0198 | 1.0198 | 1.0198 | 1.0198 | 1.0198 | 1.0198 | 1.0198 | 1.0198 | 1.0198 | 1.0198 | 1.0198 | 1.0198 | 1.0198 | 1.0198 | 1.0198 | 1.0198 | 1.0198 | 1.0198 | 1.0198 | 1.0198 | 1.0198 | 1.0198 | 1.0198 | 1.0198 | 1.0198 | 1.0198 | 1.0198 | 1.0198 | 1.0198 | 1.0198 | 1.0198 | 1.0198 | 1.0198 | 1.0198 | 1.0198 | 1.0198 | 1.0198 | 1.0198 | 1.0198 | 1.0198 | 1.0198 | 1.0198 | 1.0198 | 1.0198 | 1.0198 | 1.0198 | 1.0198 | 1.0198 | 1.0198 | 1.0198 | 1.0198 | 1.0198 | 1.0198 | 1.0198 | 1.0198 | 1.0198 | 1.0198 | 1.0198 | 1.0198 | 1.0198 | 1.0198 | 1.0198 | 1.0198 | 1.0198 | 1.0198 | 1.0198 | 1.0198 | 1.0198 | 1.0198 | 1.0198 | 1.0198 | 1.0198 | 1.0198 | 1.0198 | 1.0198 | 1.0198 | 1.0198 | 1.0198 | 1.0198 | 1.0198 | 1.0198 | 1.0198 | 1.0198 | 1.0198 | 1.0198 | 1.0198 | 1.0198 | 1.0198 | 1.0198 | 1.0198 | 1.0198 | 1.0198 | 1.0198 | 1.0198 | 1.0198 | 1.0198 | 1.0198 | 1.0198 | 1.0198 | 1.0198 | 1.0198 | 1.0198 | 1.0198 | 1.0198 | 1.0198 | 1.0198 | 1.0198 | 1.0198 | 1.0198 | 1.0198 | 1.0198 | 1.0198 | 1.0198 | 1.0198 | 1.0198 | 1.0198 | 1.0198 | 1.0198 | 1.0198 | 1.0198 | 1.0198 | 1.0198 | 1.0198 | 1.0198 | 1.0198 | 1.0198 | 1.0198 | 1.0198 | 1.0198 | 1.0198 | 1.0198 | 1.0198 | 1.0198 | 1.0198 | 1.0198 | 1.0198 | 1.0198 | 1.0198 | 1.0198 | 1.0198 | 1.0198 | 1.0198 | 1.0198 | 1.0198 | 1.0198 | 1.0198 | 1.0198 | 1.0198 | 1.0198 | 1.0198 | 1.0198 | 1.0198 | 1.0198 | 1.0198 | 1.0198 | 1.0198 | 1.0198 | 1.0198 | 1.0198 | 1.0198 | 1.0198 | 1.0198 | 1.0198 | 1.0198 | 1.0198 | 1.0198 | 1.0198 | 1.0198 | 1.0198 | 1.0198 | 1.0198 | 1.0198 | 1.0198 | 1.0198 | 1.0198 | 1.0198 | 1.0198 | 1.0198 | 1.0198 | 1.0198 | 1.0198 | 1.0198 | 1.0198 | 1.0198 | 1.0198 | 1.0198 | 1.0198 | 1.0198 | 1.0198 | 1.0198 | 1.0198 | 1.0198 | 1.0198 | 1.0198 | 1.0198 | 1.0198 | 1.0198 | 1.0198 | 1.0198 | 1.0198 | 1.0198 | 1.0198 | 1.0198 | 1.0198 | 1.0198 | 1.0198 | 1.0198 | 1.0198 | 1.0198 | 1.0198 | 1.0198 | 1.0198 | 1.0198 | 1.0198 | 1.0198 | 1.0198 | 1.0198 | 1.0198 | 1.0198 | 1.0198 | 1.0198 | 1.0198 | 1.0198 | 1.0198 | 1.0198 | 1.0198 | 1.0198 | 1.0198 | 1.0198 | 1.0198 | 1.0198 | 1.0198 | 1.0198 | 1.0198 | 1.0198 | 1.0198 | 1.0198 | 1.0198 | 1.0198 | 1.0198 | 1.0198 | 1.0198 | 1.0198 | 1.0198 | 1.0198 | 1.0198 | 1.0198 | 1.0198 | 1.0198 | 1.0198 | 1.0198 | 1.0198 | 1.0198 | 1.0198 | 1.0198 | 1.0198 | 1.0198 | 1.0198 | 1.0198 | 1.0198 | 1.0198 | 1.0198 | 1.0198 | 1.0198 | 1.0198 | 1.0198 | 1.0198 | 1.0198 | 1.0198 | 1.0198 | 1.0198 | 1.0198 | 1.0198 | 1.0198 | 1.0198 | 1.0198 | 1.0198 | 1.0198 | 1.0198 | 1.0198 | 1.0198 | 1.0198 | 1.0198 | 1.0198 | 1.0198 | 1.0198 | 1.0198 | 1.0198 | 1.0198 | 1.0198 | 1.0198 | 1.0198 | 1.0198 | 1.0198 | 1.0198 | 1.0198 | 1.0198 | 1.0198 | 1.0198 | 1.0198 | 1.0198 | 1.0198 | 1.0198 | 1.0198 | 1.0198 | 1.0198 | 1.0198 | 1.0198 | 1.0198 | 1.0198 | 1.0198 | 1.0198 | 1.0198 | 1.0198 | 1.0198 | 1.0198 | 1.0198 | 1.0198 | 1.0198 | 1.0198 | 1.0198 | 1.0198 | 1.0198 | 1.0198 | 1.0198 | 1.0198 | 1.0198 | 1.0198 | 1.0198 | 1.0198 | 1.0198 | 1.0198 | 1.0198 | 1.0198 | 1.0198 | 1.0198 | 1.0198 | 1.0198 | 1.0198 | 1.0198 | 1.0198 | 1.0198 | 1.0198 | 1.0198 | 1.0198 | 1.0198 | 1.0198 | 1.0198 | 1.0198 | 1.0198 | 1.0198 | 1.0198 | 1.0198 | 1.0198 | 1.0198 | 1.0198 | 1.0198 | 1.0198 | 1.0198 | 1.0198 | 1.0198 | 1.0198 | 1.0198 | 1.0198 | 1.0198 | 1.0198 | 1.0198 | 1.0198 | 1.0198 | 1.0198 | 1.0198 | 1.0198 | 1.0198 | 1.0198 | 1.0198 | 1.0198 | 1.0198 | 1.0198 | 1.0198 | 1.0198 | 1.0198 | 1.0198 | 1.0198 | 1.0198 | 1.0198 | 1.0198 | 1.0198 | 1.0198 | 1.0198 | 1.0198 | 1.0198 | 1.0198 | 1.0198 | 1.0198 | 1.0198 | 1.0198 | 1.0198 | 1.0198 | 1.0198 | 1.0198 | 1.0198 | 1.0198 | 1.0198 | 1.0198 | 1.0198 | 1.0198 | 1.0198 | 1.0198 | 1.0198 | 1.0198 | 1.0198 | 1.0198 | 1.0198 | 1.0198 | 1.0198 | 1.0198 | 1.0198 | 1.0198 | 1.0198 | 1.0198 | 1.0198 | 1.0198 | 1.0198 | 1.0198 | 1.0198 | 1.0198 | 1.0198 | 1.0198 | 1.0198 | 1.0198 | 1.0198 | 1.0198 | 1.0198 | 1.0198 | 1.0198 | 1.0198 | 1.0198 | 1.0198 | 1.0198 | 1.0198 | 1.0198 | 1.0198 | 1.0198 | 1.0198 | 1.0198 | 1.0198 | 1.0198 | 1.0198 | 1.0198 | 1.0198 | 1.0198 | 1.0198 | 1.0198 | 1.0198 | 1.0198 | 1.0198 | 1.0198 | 1.0198 | 1.0198 | 1.0198 | 1.0198 | 1.0198 | 1.0198 | 1.0198 | 1.0198 | 1.0198 | 1.0198 | 1.0198 | 1.0198 | 1.0198 | 1.0198 | 1.0198 | 1.0198 | 1.0198 | 1.0198 | 1.0198 | 1.0198 | 1.0198 | 1.0198 | 1.0198 | 1.0198 | 1.0198 | 1.0198 | 1.0198 | 1.0198 | 1.0198 | 1.0198 | 1.0198 | 1.0198 | 1.0198 | 1.0198 | 1.0198 | 1.0198 | 1.0198 | 1.0198 | 1.0198 | 1.0198 | 1.0198 | 1.0198 | 1.0198 | 1.0198 | 1.0198 | 1.0198 | 1.0198 | 1.0198 | 1.0198 | 1.0198 | 1.0198 | 1.0198 | 1.0198 | 1.0198 | 1.0198 | 1.0198 | 1.0198 | 1.0198 | 1.0198 | 1.0198 | 1.0198 | 1.0198 | 1.0198 | 1.0198 | 1.0198 | 1.0198 | 1.0198 | 1.0198 | 1.0198 | 1.0198 | 1.0198 | 1.0198 | 1.0198 | 1.0198 | 1.0198 | 1.0198 | 1.0198 | 1.0198 | 1.0198 | 1.0198 | 1.0198 | 1.0198 | 1.0198 | 1.0198 | 1.0198 | 1.0198 | 1.0198 | 1.0198 | 1.0198 | 1.0198 | 1.0198 | 1.0198 | 1.0198 | 1.0198 | 1.0198 | 1.0198 | 1.0198 | 1.0198 | 1.0198 | 1.0198 | 1.0198 | 1.0198 | 1.0198 | 1.0198 | 1.0198 | 1.0198 | 1.0198 | 1.0198 | 1.0198 | 1.0198 | 1.0198 | 1.0198 | 1.0198 | 1.0198 | 1.0198 | 1.0198 | 1.0198 | 1.0198 | 1.0198 | 1.0198 | 1.0198 | 1.0198 | 1.0198 | 1.0198 | 1.0198 | 1.0198 | 1.0198 | 1.0198 | 1.0198 | 1.0198 | 1.0198 | 1.0198 | 1.0198 | 1.0198 | 1.0198 | 1.0198 | 1.0198 | 1.0198 | 1.0198 | 1.0198 | 1.0198 | 1.0198 | 1.0198 | 1.0198 | 1.0198 | 1.0198 | 1.0198 | 1.0198 | 1.0198 | 1.0198 | 1.0198 | 1.0198 | 1.0198 | 1.0198 | 1.0198 | 1.0198 | 1.0198 | 1.0198 | 1.0198 | 1.0198 | 1.0198 | 1.0198 | 1.0198 | 1.0198 | 1.0198 | 1.0198 | 1.0198 | 1.0198 | 1.0198 | 1.0198 | 1.0198 | 1.0198 | 1.0198 | 1.0198 | 1.0198 | 1.0198 | 1.0198 | 1.0198 | 1.0198 | 1.0198 | 1.0198 | 1.0198 | 1.0198 | 1.0198 | 1.0198 | 1.0198 | 1.0198 | 1.0198 | 1.0198 | 1.0198 | 1.0198 | 1.0198 | 1.0198 | 1.0198 | 1.0198 | 1.0198 | 1.0198 | 1.0198 | 1.0198 | 1.0198 | 1.0198 | 1.0198 | 1.0198 | 1.0198 | 1.0198 | 1.0198 | 1.0198 | 1.0198 | 1.0198 | 1.0198 | 1.0198 | 1.0198 | 1.0198 | 1.0198 | 1.0198 | 1.0198 | 1.0198 | 1.0198 | 1.0198 | 1.0198 | 1.0198 | 1.0198 | 1.0198 | 1.0198 | 1.0198 | 1.0198 | 1.0198 | 1.0198 | 1.0198 | 1.0198 | 1.0198 | 1.0198 | 1.0198 | 1.0198 | 1.0198 | 1.0198 | 1.0198 | 1.0198 | 1.0198 | 1.0198 | 1.0198 | 1.0198 | 1.0198 | 1.0198 | 1.0198 | 1.0198 | 1.0198 | 1.0198 | 1.0198 | 1.0198 | 1.0198 | 1.0198 | 1.0198 | 1.0198 | 1.0198 | 1.0198 | 1.0198 | 1.0198 | 1.0198 | 1.0198 | 1.0198 | 1.0198 | 1.0198 | 1.0198 | 1.0198 | 1.0198 | 1.0198 | 1.0198 | 1.0198 | 1.0198 | 1.0198 | 1.0198 | 1.0198 | 1.0198 | 1.0198 | 1.0198 | 1.0198 | 1.0198 | 1.0198 | 1.0198 | 1.0198 | 1.0198 | 1.0198 | 1.0198 | 1.0198 | 1.0198 | 1.0198 | 1.0198 | 1.0198 | 1.0198 | 1.0198 | 1.0198 | 1.0198 | 1.0198 | 1.0198 | 1.0198 | 1.0198 | 1.0198 | 1.0198 | 1.0198 | 1.0198 | 1.0198 | 1.0198 | 1.0198 | 1.0198 | 1.0198 | 1.0198 | 1.0198 | 1.0198 | 1.0198 | 1.0198 | 1.0198 | 1.0198 | 1.0198 | 1.0198 | 1.0198 | 1.0198 | 1.0198 | 1.0198 | 1.0198 | 1.0198 | 1.0198 | 1.0198 | 1.0198 | 1.0198 | 1.0198 | 1.0198 | 1.0198 | 1.0198 | 1.0198 | 1.0198 | 1.0198 | 1.0198 | 1.0198 | 1.0198 | 1.0198 | 1.0198 | 1.0198 | 1.0198 | 1.0198 | 1.0198 | 1.0198 | 1.0198 | 1.0198 | 1.0198 | 1.0198 | 1.0198 | 1.0198 | 1.0198 | 1.0198 | 1.0198 | 1.0198 | 1.0198 | 1.0198 | 1.0198 | 1.0198 | 1.0198 | 1.0198 | 1.0198 | 1.0198 | 1.0198 | 1.0198 | 1.0198 | 1.0198 | 1.0198 | 1.0198 | 1.0198 | 1.0198 | 1.0198 | 1.0198 | 1.0198 | 1.0198 | 1.0198 | 1.0198 | 1.0198 | 1.0198 | 1.0198 | 1.0198 | 1.0198 | 1.0198 | 1.0198 | 1.0198 | 1.0198 | 1.0198 | 1.0198 | 1.0198 | 1.0198 | 1.0198 | 1.0198 | 1.0198 | 1.0198 | 1.0198 | 1.0198 | 1.0198 | 1.0198 | 1.0198 | 1.0198 | 1.0198 | 1.0198 | 1.0198 | 1.0198 | 1.0198 | 1.0198 | 1.0198 | 1.0198 | 1.0198 | 1.0198 | 1.0198 | 1.0198 | 1.0198 | 1.0198 | 1.0198 | 1.0198 | 1.0198 | 1.0198 | 1.0198 | 1.0198 | 1.0198 | 1.0198 | 1.0198 | 1.0198 | 1.0198 | 1.0198 | 1.0198 | 1.0198 | 1.0198 | 1.0198 | 1.0198 | 1.0198 | 1.0198 | 1.0198 | 1.0198 | 1.0198 | 1.0198 | 1.0198 | 1.0198 | 1.0198 | 1.0198 | 1.0198 | 1.0198 | 1.0198 | 1.0198 | 1.0198 | 1.0198 | 1.0198 | 1.0198 | 1.0198 | 1.0198 | 1.0198 | 1.0198 | 1.0198 | 1.0198 | 1.0198 | 1.0198 | 1.0198 | 1.0198 | 1.0198 | 1.0198 | 1.0198 | 1.0198 | 1.0198 | 1.0198 | 1.0198 | 1.0198 | 1.0198 | 1.0198 | 1.0198 | 1.0198 | 1.0198 | 1.0198 | 1.0198 | 1.0198 | 1.0198 | 1.0198 | 1.0198 | 1.0198 | 1.0198 | 1.0198 | 1.0198 | 1.0198 | 1.0198 | 1.0198 | 1.0198 | 1.0198 | 1.0198 | 1.0198 | 1.0198 | 1.0198 | 1.0198 | 1.0198 | 1.0198 | 1.0198 | 1.0198 | 1.0198 | 1.0198 | 1.0198 | 1.0198 | 1.0198 | 1.0198 | 1.0198 | 1.0198 | 1.0198 | 1.0198 | 1.0198 | 1.0198 | 1.0198 | 1.0198 | 1.0198 | 1.0198 | 1.0198 | 1.0198 | 1.0198 | 1.0198 | 1.0198 | 1.0198 | 1.0198 | 1.0198 | 1.0198 | 1.0198 | 1.0198 | 1.0198 | 1.0198 | 1.0198 | 1.0198 | 1.0198 | 1.0198 | 1.0198 | 1.0198 | 1.0198 | 1.0198 | 1.0198 | 1.0198 | 1.0198 | 1.0198 | 1.0198 | 1.0198 | 1.0198 | 1.0198 | 1.0198 | 1.0198 | 1.0198 | 1.0198 | 1.0198 | 1.0198 | 1.0198 | 1.0198 | 1.0198 | 1.0198 | 1.0198 | 1.0198 | 1.0198 | 1.0198 | 1.0198 | 1.0198 | 1.0198 | 1.0198 | 1.0198 | 1.0198 | 1.0198 | 1.0198 | 1.0198 | 1.0198 | 1.0198 | 1.0198 | 1.0198 | 1.0198 | 1.0198 | 1.0198 | 1.0198 | 1.0198 | 1.0198 | 1.0198 | 1.0198 | 1.0198 | 1.0198 | 1.0198 | 1.0198 | 1.0198 | 1.0198 | 1.0198 | 1.0198 | 1.0198 | 1.0198 | 1.0198 | 1.0198 | 1.0198 | 1.0198 | 1.0198 | 1.0198 | 1.0198 | 1.0198 | 1.0198 | 1.0198 | 1.0198 | 1.0198 | 1.0198 | 1.0198 | 1.0198 | 1.0198 | 1.0198 | 1.0198 | 1.0198 | 1.0198 | 1.0198 | 1.0198 | 1.0198 | 1.0198 | 1.0198 | 1.0198 | 1.0198 | 1.0198 | 1.0198 | 1.0198 | 1.0198 | 1.0198 | 1.0198 | 1.0198 | 1.0198 | 1.0198 | 1.0198 | 1.0198 | 1.0198 | 1.0198 | 1.0198 | 1.0198 | 1.0198 | 1.0198 | 1.0198 | 1.0198 | 1.0198 | 1.0198 | 1.0198 | 1.0198 | 1.0198 | 1.0198 | 1.0198 | 1.0198 | 1.0198 | 1.0198 | 1.0198 | 1.0198 | 1.0198 | 1.0198 | 1.0198 | 1.0198 | 1.0198 | 1.0198 | 1.0198 | 1.0198 | 1.0198 | 1.0198 | 1.0198 | 1.0198 | 1.0198 | 1.0198 | 1.0198 | 1.0198 | 1.0198 | 1.0198 | 1.0198 | 1.0198 | 1.0198 | 1.0198 | 1.0198 | 1.0198 | 1.0198 | 1.0198 | 1.0198 | 1.0198 | 1.0198 | 1.0198 | 1.0198 | 1.0198 | 1.0198 | 1.0198 | 1.0198 | 1.0198 | 1.0198 | 1.0198 | 1.0198 | 1.0198 | 1.0198 | 1.0198 | 1.0198 | 1.0198 | 1.0198 | 1.0198 | 1.0198 | 1.0198 | 1.0198 | 1.0198 | 1.0198 | 1.0198 | 1.0198 | 1.0198 | 1.0198 | 1.0198 | 1.0198 | 1.0198 | 1.0198 | 1.0198 | 1.0198 | 1.0198 | 1.0198 | 1.0198 | 1.0198 | 1.0198 | 1.0198 | 1.0198 | 1.0198 | 1.0198 | 1.0198 | 1.0198 | 1.0198 | 1.0198 | 1.0198 | 1.0198 | 1.0198 | 1.0198 | 1.0198 | 1.0198 | 1.0198 | 1.0198 | 1.0198 | 1.0198 | 1.0198 | 1.0198 | 1.0198 | 1.0198 | 1.0198 | 1.0198 | 1.0198 | 1.0198 | 1.0198 | 1.0198 | 1.0198 | 1.0198 | 1.0198 | 1.0198 | 1.0198 | 1.0198 | 1.0198 | 1.0198 | 1.0198 | 1.0198 | 1.0198 | 1.0198 | 1.0198 | 1.0198 | 1.0198 | 1.0198 | 1.0198 | 1.0198 | 1.0198 | 1.0198 | 1.0198 | 1.0198 | 1.0198 | 1.0198 | 1.0198 | 1.0198 | 1.0198 | 1.0198 | 1.0198 | 1.0198 | 1.0198 | 1.0198 | 1.0198 | 1.0198 | 1.0198 | 1.0198 | 1.0198 | 1.0198 | 1.0198 | 1.0198 | 1.0198 | 1.0198 | 1.0198 | 1.0198 | 1.0198 | 1.0198 | 1.0198 | 1.0198 | 1.0198 | 1.0198 | 1.0198 | 1.0198 | 1.0198 | 1.0198 | 1.0198 | 1.0198 | 1.0198 | 1.0198 | 1.0198 | 1.0198 | 1.0198 | 1.0198 | 1.0198 | 1.0198 | 1.0198 | 1.0198 | 1.0198 | 1.0198 | 1.0198 | 1.0198 | 1.0198 | 1.0198 | 1.0198 | 1.0198 | 1.0198 | 1.0198 | 1.0198 | 1.0198 | 1.0198 | 1.0198 | 1.0198 | 1.0198 | 1.0198 | 1.0198 | 1.0198 | 1.0198 | 1.0198 | 1.0198 | 1.0198 | 1.0198 | 1.0198 | 1.0198 | 1.0198 | 1.0198 | 1.0198 | 1.0198 | 1.0198 | 1.0198 | 1.0198 | 1.0198 | 1.0198 | 1.0198 | 1.0198 | 1.0198 | 1.0198 | 1.0198 | 1.0198 | 1.0198 | 1.0198 | 1.0198 | 1.0198 | 1.0198 | 1.0198 | 1.0198 | 1.0198 | 1.0198 | 1.0198 | 1.0198 | 1.0198 | 1.0198 | 1.0198 | 1.0198 | 1.0198 | 1.0198 | 1.0198 | 1.0198 | 1.0198 | 1.0198 | 1.0198 | 1.0198 | 1.0198 | 1.0198 | 1.0198 | 1.0198 | 1.0198 | 1.0198 | 1.0198 | 1.0198 | 1.0198 | 1.0198 | 1.0198 | 1.0198 | 1.0198 | 1.0198 | 1.0198 | 1.0198 | 1.0198 | 1.0198 | 1.0198 | 1.0198 | 1.0198 | 1.0198 | 1.0198 | 1.0198 | 1.0198 | 1.0198 | 1.0198 | 1.0198 | 1.0198 | 1.0198 | 1.0198 | 1.0198 | 1.0198 | 1.0198 | 1.0198 | 1.0198 | 1.0198 | 1.0198 | 1.0198 | 1.0198 | 1.0198 | 1.0198 | 1.0198 | 1.0198 | 1.0198 | 1.0198 | 1.0198 | 1.0198 | 1.0198 | 1.0198 | 1.0198 | 1.0198 | 1.0198 | 1.0198 | 1.0198 | 1.0198 | 1.0198 | 1.0198 | 1.0198 | 1.0198 | 1.0198 | 1.0198 | 1.0198 | 1.0198 | 1.0198 | 1.0198 | 1.0198 | 1.0198 | 1.0198 | 1.0198 | 1.0198 | 1.0198 | 1.0198 | 1.0198 | 1.0198 | 1.0198 | 1.0198 | 1.0198 | 1.0198 | 1.0198 | 1.0198 | 1.0198 | 1.0198 | 1.0198 | 1.0198 | 1.0198 | 1.0198 | 1.0198 | 1.0198 | 1.0198 | 1.0198 | 1.0198 | 1.0198 | 1.0198 | 1.0198 | 1.0198 | 1.0198 | 1.0198 | 1.0198 | 1.0198 | 1.0198 | 1.0198 | 1.0198 | 1.0198 | 1.0198 | 1.0198 | 1.0198 | 1.0198 | 1.0198 | 1.0198 | 1.0198 | 1.0198 | 1.0198 | 1.0198 | 1.0198 | 1.0198 | 1.0198 | 1.0198 | 1.0198 | 1.0198 | 1.0198 | 1.0198 | 1.0198 | 1.0198 | 1.0198 | 1.0198 | 1.0198 | 1.0198 | 1.0198 | 1.0198 | 1.0198 | 1.0198 | 1.0198 | 1.0198 | 1.0198 | 1.0198 | 1.0198 | 1.0198 | 1.0198 | 1.0198 | 1.0198 | 1.0198 | 1.0198 | 1.0198 | 1.0198 | 1.0198 | 1.0198 | 1.0198 | 1.0198 | 1.0198 | 1.0198 | 1.0198 | 1.0198 | 1.0198 | 1.0198 | 1.0198 | 1.0198 | 1.0198 | 1.0198 | 1.0198 | 1.0198 | 1.0198 | 1.0198 | 1.0198 | 1.0198 | 1.0198 | 1.0198 | 1.0198 | 1.0198 | 1.0198 | 1.0198 | 1.0198 | 1.0198 | 1.0198 | 1.0198 | 1.0198 | 1.0198 | 1.0198 | 1.0198 | 1.0198 | 1.0198 | 1.0198 | 1.0198 | 1.0198 | 1.0198 | 1.0198 | 1.0198 | 1.0198 | 1.0198 | 1.0198 | 1.0198 | 1.0198 | 1.0198 | 1.0198 | 1.0198 | 1.0198 | 1.0198 | 1.0198 | 1.0198 | 1.0198 | 1.0198 | 1.0198 | 1.0198 | 1.0198 | 1.0198 | 1.0198 | 1.0198 | 1.0198 | 1.0198 | 1.0198 | 1.0198 | 1.0198 | 1.0198 | 1.0198 | 1.0198 | 1.0198 | 1.0198 | 1.0198 | 1.0198 | 1.0198 | 1.0198 | 1.0198 | 1.0198 | 1.0198 | 1.0198 | 1.0198 | 1.0198 | 1.0198 | 1.0198 | 1.0198 | 1.0198 | 1.0198 | 1.0198 | 1.0198 | 1.0198 | 1.0198 | 1.0198 | 1.0198 | 1.0198 | 1.0198 | 1.0198 | 1.0198 | 1.0198 | 1.0198 | 1.0198 | 1.0198 | 1.0198 | 1.0198 | 1.0198 | 1.0198 | 1.0198 | 1.0198 | 1.0198 | 1.0198 | 1.0198 | 1.0198 | 1.0198 | 1.0198 | 1.0198 | 1.0198 | 1.0198 | 1.0198 | 1.0198 | 1.0198 | 1.0198 | 1.0198 | 1.0198 | 1.0198 | 1.0198 | 1.0198 | 1.0198 | 1.0198 | 1.0198 | 1.0198 | 1.0198 | 1.0198 | 1.0198 | 1.0198 | 1.0198 | 1.0198 | 1.0198 | 1.0198 | 1.0198 | 1.0198 | 1.0198 | 1.0198 | 1.0198 | 1.0198 | 1.0198 | 1.0198 | 1.0198 | 1.0198 | 1.0198 | 1.0198 | 1.0198 | 1.0198 | 1.0198 | 1.0198 | 1.0198 | 1.0198 | 1.0198 | 1.0198 | 1.0198 | 1.0198 | 1.0198 | 1.0198 | 1.0198 | 1.0198 | 1.0198 | 1.0198 | 1.0198 | 1.0198 | 1.0198 | 1.0198 | 1.0198 | 1.0198 | 1.0198 | 1.0198 | 1.0198 | 1.0198 | 1.0198 | 1.0198 | 1.0198 | 1.0198 | 1.0198 | 1.0198 | 1.0198 | 1.0198 | 1.0198 | 1.0198 | 1.0198 | 1.0198 | 1.0198 | 1.0198 | 1.0198 | 1.0198 | 1.0198 | 1.0198 | 1.0198 | 1.0198 | 1.0198 | 1.0198 | 1.0198 | 1.0198 | 1.0198 | 1.0198 | 1.0198 | 1.0198 | 1.0198 | 1.0198 | 1.0198 | 1.0198 | 1.0198 | 1.0198 | 1.0198 | 1.0198 | 1.0198 | 1.0198 | 1.0198 | 1.0198 | 1.0198 | 1.0198 | 1.0198 | 1.0198 | 1.0198 | 1.0198 | 1.0198 | 1.0198 | 1.0198 | 1.0198 | 1.0198 | 1.0198 | 1.0198 | 1.0198 | 1.0198 | 1.0198 | 1.0198 | 1.0198 | 1.0198 | 1.0198 | 1.0198 | 1.0198 | 1.0198 | 1.0198 | 1.0198 | 1.0198 | 1.0198 | 1.0198 | 1.0198 | 1.0198 | 1.0198 | 1.0198 | 1.0198 | 1.0198 | 1.0198 | 1.0198 | 1.0198 | 1.0198 | 1.0198 | 1.0198 | 1.0198 | 1.0198 | 1.0198 | 1.0198 | 1.0198 | 1.0198 | 1.0198 | 1.0198 | 1.0198 | 1.0198 | 1.0198 | 1.0198 | 1.0198 | 1.0198 | 1.0198 | 1.0198 | 1.0198 | 1.0198 | 1.0198 | 1.0198 | 1.0198 | 1.0198 | 1.0198 | 1.0198 | 1.0198 | 1.0198 | 1.0198 | 1.0198 | 1.0198 | 1.0198 | 1.0198 | 1.0198 | 1.0198 | 1.0198 | 1.0198 | 1.0198 | 1.0198 | 1.0198 | 1.0198 | 1.0198 | 1.0198 | 1.0198 | 1.0198 | 1.0198 | 1.0198 | 1.0198 | 1.0198 | 1.0198 | 1.0198 | 1.0198 | 1.0198 | 1.0198 | 1.0198 | 1.0198 | 1.0198 | 1.0198 | 1.0198 | 1.0198 | 1.0198 | 1.0198 | 1.0198 | 1.0198 | 1.0198 | 1.0198 | 1.0198 | 1.0198 | 1.0198 | 1.0198 | 1.0198 | 1.0198 | 1.0198 | 1.0198 | 1.0198 | 1.0198 | 1.0198 | 1.0198 | 1.0198 | 1.0198 | 1.0198 | 1.0198 | 1.0198 | 1.0198 | 1.0198 | 1.0198 | 1.0198 | 1.0198 | 1.0198 | 1.0198 | 1.0198 | 1.0198 | 1.0198 | 1.0198 | 1.0198 | 1.0198 | 1.0198 | 1.0198 | 1.0198 | 1.0198 | 1.0198 | 1.0198 | 1.0198 | 1.0198 | 1.0198 | 1.0198 | 1.0198 | 1.0198 | 1.0198 | 1.0198 | 1.0198 | 1.0198 | 1.0198 | 1.0198 | 1.0198 | 1.0198 | 1.0198 | 1.0198 | 1.0198 | 1.0198 | 1.0198 | 1.0198 | 1.0198 | 1.0198 | 1.0198 | 1.0198 | 1.0198 | 1.0198 | 1.0198 | 1.0198 | 1.0198 | 1.0198 | 1.0198 | 1.0198 | 1.0198 | 1.0198 | 1.0198 | 1.0198 | 1.0198 | 1.0198 | 1.0198 | 1.0198 | 1.0198 | 1.0198 | 1.0198 | 1.0198 | 1.0198 | 1.0198 | 1.0198 | 1.0198 | 1.0198 | 1.0198 | 1.0198 | 1.0198 | 1.0198 | 1.0198 | 1.0198 | 1.0198 | 1.0198 | 1.0198 | 1.0198 | 1.0198 | 1.0198 | 1.0198 | 1.0198 | 1.0198 | 1.0198 | 1.0198 | 1.0198 | 1.0198 | 1.0198 | 1.0198 | 1.0198 | 1.0198 | 1.0198 | 1.0198 | 1.0198 | 1.0198 | 1.0198 | 1.0198 | 1.0198 | 1.0198 | 1.0198 | 1.0198 | 1.0198 | 1.0198 | 1.0198 | 1.0198 | 1.0198 | 1.0198 | 1.0198 | 1.0198 | 1.0198 | 1.0198 | 1.0198 | 1.0198 | 1.0198 | 1.0198 | 1.0198 | 1.0198 | 1.0198 | 1.0198 | 1.0198 | 1.0198 | 1.0198 | 1.0198 | 1.0198 | 1.0198 | 1.0198 | 1.0198 | 1.0198 | 1.0198 | 1.0198 | 1.0198 | 1.0198 | 1.0198 | 1.0198 | 1.0198 | 1.0198 | 1.0198 | 1.0198 | 1.0198 | 1.0198 | 1.0198 | 1.0198 | 1.0198 | 1.0198 | 1.0198 | 1.0198 | 1.0198 | 1.0198 | 1.0198 | 1.0198 | 1.0198 | 1.0198 | 1.0198 | 1.0198 | 1.0198 | 1.0198 | 1.0198 | 1.0198 | 1.0198 | 1.0198 | 1.0198 | 1.0198 | 1.0198 | 1.0198 | 1.0198 | 1.0198 | 1.0198 | 1.0198 | 1.0198 | 1.0198 | 1.0198 | 1.0198 | 1.0198 | 1.0198 | 1.0198 | 1.0198 | 1.0198 | 1.0198 | 1.0198 | 1.0198 | 1.0198 | 1.0198 | 1.0198 | 1.0198 | 1.0198 | 1.0198 | 1.0198 | 1.0198 | 1.0198 | 1.0198 | 1.0198 | 1.0198 | 1.0198 | 1.0198 | 1.0198 | 1.0198 | 1.0198 | 1.0198 | 1.0198 | 1.0198 | 1.0198 | 1.0198 | 1.0198 | 1.0198 | 1.0198 | 1.0198 | 1.0198 | 1.0198 | 1.0198 | 1.0198 | 1.0198 | 1.0198 | 1.0198 | 1.0198 | 1.0198 | 1.0198 | 1.0198 | 1.0198 | 1.0198 | 1.0198 | 1.0198 | 1.0198 | 1.0198 | 1.0198 | 1.0198 | 1.0198 | 1.0198 | 1.0198 | 1.0198 | 1.0198 | 1.0198 | 1.0198 | 1.0198 | 1.0198 | 1.0198 | 1.0198 | 1.0198 | 1.0198 | 1.0198 | 1.0198 | 1.0198 | 1.0198 | 1.0198 | 1.0198 | 1.0198 | 1.0198 | 1.0198 | 1.0198 | 1.0198 | 1.0198 | 1.0198 | 1.0198 | 1.0198 | 1.0198 | 1.0198 | 1.0198 | 1.0198 | 1.0198 | 1.0198 | 1.0198 | 1.0198 | 1.0198 | 1.0198 | 1.0198 | 1.0198 | 1.0198 | 1.0198 | 1.0198 | 1.0198 | 1.0198 | 1.0198 | 1.0198 | 1.0198 | 1.0198 | 1.0198 | 1.0198 | 1.0198 | 1.0198 | 1.0198 | 1.0198 | 1.0198 | 1.0198 | 1.0198 | 1.0198 | 1.0198 | 1.0198 | 1.0198 | 1.0198 | 1.0198 | 1.0198 | 1.0198 | 1.0198 | 1.0198 | 1.0198 | 1.0198 | 1.0198 | 1.0198 | 1.0198 | 1.0198 | 1.0198 | 1.0198 | 1.0198 | 1.0198 | 1.0198 | 1.0198 | 1.0198 | 1.0198 | 1.0198 | 1.0198 | 1.0198 | 1.0198 | 1.0198 | 1.0198 | 1.0198 | 1.0198 | 1.0198 | 1.0198 | 1.0198 | 1.0198 | 1.0198 | 1.0198 | 1.0198 | 1.0198 | 1.0198 | 1.0198 | 1.0198 | 1.0198 | 1.0198 | 1.0198 | 1.0198 | 1.0198 | 1.0198 | 1.0198 | 1.0198 | 1.0198 | 1.0198 | 1.0198 | 1.0198 | 1.0198 | 1.0198 | 1.0198 | 1.0198 | 1.0198 | 1.0198 | 1.0198 | 1.0198 | 1.0198 | 1.0198 | 1.0198 | 1.0198 | 1.0198 | 1.0198 | 1.0198 | 1.0198 | 1.0198 | 1.0198 | 1.0198 | 1.0198 | 1.0198 | 1.0198 | 1.0198 | 1.0198 | 1.0198 | 1.0198 | 1.0198 | 1.0198 | 1.0198 | 1.0198 | 1.0198 | 1.0198 | 1.0198 | 1.0198 | 1.0198 | 1.0198 | 1.0198 | 1.0198 | 1.0198 | 1.0198 | 1.0198 | 1.0198 | 1.0198 | 1.0198 | 1.0198 | 1.0198 | 1.0198 | 1.0198 | 1.0198 | 1.0198 | 1.0198 | 1.0198 | 1.0198 | 1.0198 | 1.0198 | 1.0198 | 1.0198 | 1.0198 | 1.0198 | 1.0198 | 1.0198 | 1.0198 | 1.0198 | 1.0198 | 1.0198 | 1.0198 | 1.0198 | 1.0198 | 1.0198 | 1.0198 | 1.0198 | 1.0198 | 1.0198 | 1.0198 | 1.0198 | 1.0198 | 1.0198 | 1.0198 | 1.0198 | 1.0198 | 1.0198 | 1.0198 | 1.0198 | 1.0198 | 1.0198 | 1.0198 | 1.0198 | 1.0198 | 1.0198 | 1.0198 | 1.0198 | 1.0198 | 1.0198 | 1.0198 | 1.0198 | 1.0198 | 1.0198 | 1.0198 | 1.0198 | 1.0198 | 1.0198 | 1.0198 | 1.0198 | 1.0198 | 1.0198 | 1.0198 | 1.0198 | 1.0198 | 1.0198 | 1.0198 | 1.0198 | 1.0198 | 1.0198 | 1.0198 | 1.0198 | 1.0198 | 1.0198 | 1.0198 | 1.0198 | 1.0198 | 1.0198 | 1.0198 | 1.0198 | 1.0198 | 1.0198 | 1.0198 | 1.0198 | 1.0198 | 1.0198 | 1.0198 | 1.0198 | 1.0198 | 1.0198 | 1.0198 | 1.0198 | 1.0198 | 1.0198 | 1.0198 | 1.0198 | 1.0198 | 1.0198 | 1.0198 | 1.0198 | 1.0198 | 1.0198 | 1.0198 | 1.0198 | 1.0198 | 1.0198 | 1.0198 | 1.0198 | 1.0198 | 1.0198 | 1.0198 | 1.0198 | 1.0198 | 1.0198 | 1.0198 | 1.0198 | 1.0198 | 1.0198 | 1.0198 | 1.0198 | 1.0198 | 1.0198 | 1.0198 | 1.0198 | 1.0198 | 1.0198 | 1.0198 | 1.0198 | 1.0198 | 1.0198 | 1.0198 | 1.0198 | 1.0198 | 1.0198 | 1.0198 | 1.0198 | 1.0198 | 1.0198 | 1.0198 | 1.0198 | 1.0198 | 1.0198 | 1.0198 | 1.0198 | 1.0198 | 1.0198 | 1.0198 | 1.0198 | 1.0198 | 1.0198 | 1.0198 | 1.0198 | 1.0198 | 1.0198 | 1.0198 | 1.0198 | 1.0198 | 1.0198 | 1.0198 | 1.0198 | 1.0198 | 1.0198 | 1.0198 | 1.0198 | 1.0198 | 1.0198 | 1.0198 | 1.0198 | 1.0198 | 1.0198 | 1.0198 | 1.0198 | 1.0198 | 1.0198 | 1.0198 | 1.0198 | 1.0198 | 1.0198 | 1.0198 | 1.0198 | 1.0198 | 1.0198 | 1.0198 | 1.0198 | 1.0198 | 1.0198 | 1.0198 | 1.0198 | 1.0198 | 1.0198 | 1.0198 | 1.0198 | 1.0198 | 1.0198 | 1.0198 | 1.0198 | 1.0198 | 1.0198 | 1.0198 | 1.0198 | 1.0198 | 1.0198 | 1.0198 | 1.0198 | 1.0198 | 1.0198 | 1.0198 | 1.0198 | 1.0198 | 1.0198 | 1.0198 | 1.0198 | 1.0198 | 1.0198 | 1.0198 | 1.0198 | 1.0198 | 1.0198 | 1.0198 | 1.0198 | 1.0198 | 1.0198 | 1.0198 | 1.0198 | 1.0198 | 1.0198 | 1.0198 | 1.0198 | 1.0198 | 1.0198 | 1.0198 | 1.0198 | 1.0198 | 1.0198 | 1.0198 | 1.0198 | 1.0198 | 1.0198 | 1.0198 | 1.0198 | 1.0198 | 1.0198 | 1.0198 | 1.0198 | 1.0198 | 1.0198 | 1.0198 | 1.0198 | 1.0198 | 1.0198 | 1.0198 | 1.0198 | 1.0198 | 1.0198 | 1.0198 | 1.0198 | 1.0198 | 1.0198 | 1.0198 | 1.0198 | 1.0198 | 1.0198 | 1.0198 | 1.0198 | 1.0198 | 1.0198 | 1.0198 | 1.0198 | 1.0198 | 1.0198 | 1.0198 | 1.0198 | 1.0198 | 1.0198 | 1.0198 | 1.0198 | 1.0198 | 1.0198 | 1.0198 | 1.0198 | 1.0198 | 1.0198 | 1.0198 | 1.0198 | 1.0198 | 1.0198 | 1.0198 | 1.0198 | 1.0198 | 1.0198 | 1.0198 | 1.0198 | 1.0198 | 1.0198 | 1.0198 | 1.0198 | 1.0198 | 1.0198 | 1.0198 | 1.0198 | 1.0198 | 1.0198 | 1.0198 | 1.0198 | 1.0198 | 1.0198 | 1.0198 | 1.0198 | 1.0198 | 1.0198 | 1.0198 | 1.0198 | 1.0198 | 1.0198 | 1.0198 | 1.0198 | 1.0198 | 1.0198 | 1.0198 | 1.0198 | 1.0198 | 1.0198 | 1.0198 | 1.0198 | 1.0198 | 1.0198 | 1.0198 | 1.0198 | 1.0198 | 1.0198 | 1.0198 | 1.0198 | 1.0198 | 1.0198 | 1.0198 | 1.0198 | 1.0198 | 1.0198 | 1.0198 | 1.0198 | 1.0198 | 1.0198 | 1.0198 | 1.0198 | 1.0198 | 1.0198 | 1.0198 | 1.0198 | 1.0198 | 1.0198 | 1.0198 | 1.0198 | 1.0198 | 1.0198 | 1.0198 | 1.0198 | 1.0198 | 1.0198 | 1.0198 | 1.0198 | 1.0198 | 1.0198 | 1.0198 | 1.0198 | 1.0198 | 1.0198 | 1.0198 | 1.0198 | 1.0198 | 1.0198 | 1.0198 | 1.0198 | 1.0198 | 1.0198 | 1.0198 | 1.0198 | 1.0198 | 1.0198 | 1.0198 | 1.0198 | 1.0198 | 1.0198 | 1.0198 | 1.0198 | 1.0198 | 1.0198 | 1.0198 | 1.0198 | 1.0198 | 1.0198 | 1.0198 | 1.0198 | 1.0198 | 1.0198 | 1.0198 | 1.0198 | 1.0198 | 1.0198 | 1.0198 | 1.0198 | 1.0198 | 1.0198 | 1.0198 | 1.0198 | 1.0198 | 1.0198 | 1.0198 | 1.0198 | 1.0198 | 1.0198 | 1.0198 | 1.0198 | 1.0198 | 1.0198 | 1.0198 | 1.0198 | 1.0198 | 1.0198 | 1.0198 | 1.0198 | 1.0198 | 1.0198 | 1.0198 | 1.0198 | 1.0198 | 1.0198 | 1.0198 | 1.0198 | 1.0198 | 1.0198 | 1.0198 | 1.0198 | 1.0198 | 1.0198 | 1.0198 | 1.0198 | 1.0198 | 1.0198 | 1.0198 | 1.0198 | 1.0198 | 1.0198 | 1.0198 | 1.0198 | 1.0198 | 1.0198 | 1.0198 | 1.0198 | 1.0198 | 1.0198 | 1.0198 | 1.0198 | 1.0198 | 1.0198 | 1.0198 | 1.0198 | 1.0198 | 1.0198 | 1.0198 | 1.0198 | 1.0198 | 1.0198 | 1.0198 | 1.0198 | 1.0198 | 1.0198 | 1.0198 | 1.0198 | 1.0198 | 1.0198 | 1.0198 | 1.0198 | 1.0198 | 1.0198 | 1.0198 | 1.0198 | 1.0198 | 1.0198 | 1.0198 | 1.0198 | 1.0198 | 1.0198 | 1.0198 | 1.0198 | 1.0198 | 1.0198 | 1.0198 | 1.0198 | 1.0198 | 1.0198 | 1.0198 | 1.0198 | 1.0198 | 1.0198 | 1.0198 | 1.0198 | 1.0198 | 1.0198 | 1.0198 | 1.0198 | 1.0198 | 1.0198 | 1.0198 | 1.0198 | 1.0198 | 1.0198 | 1.0198 | 1.0198 | 1.0198 | 1.0198 | 1.0198 | 1.0198 | 1.0198 | 1.0198 | 1.0198 | 1.0198 | 1.0198 | 1.0198 | 1.0198 | 1.0198 | 1.0198 | 1.0198 | 1.0198 | 1.0198 | 1.0198 | 1.0198 | 1.0198 | 1.0198 | 1.0198 | 1.0198 | 1.0198 | 1.0198 | 1.0198 | 1.0198 | 1.0198 | 1.0198 | 1.0198 | 1.0198 | 1.0198 | 1.0198 | 1.0198 | 1.0198 | 1.0198 | 1.0198 | 1.0198 | 1.0198 | 1.0198 | 1.0198 | 1.0198 | 1.0198 | 1.0198 | 1.0198 | 1.0198 | 1.0198 | 1.0198 | 1.0198 | 1.0198 | 1.0198 | 1.0198 | 1.0198 | 1.0198 | 1.0198 | 1.0198 | 1.0198 | 1.0198 | 1.0198 | 1.0198 | 1.0198 | 1.0198 | 1.0198 | 1.0198 | 1.0198 | 1.0198 | 1.0198 | 1.0198 | 1.0198 | 1.0198 | 1.0198 | 1.0198 | 1.0198 | 1.0198 | 1.0198 | 1.0198 | 1.0198 | 1.0198 | 1.0198 | 1.0198 | 1.0198 | 1.0198 | 1.0198 | 1.0198 | 1.0198 | 1.0198 | 1.0198 | 1.0198 | 1.0198 | 1.0198 | 1.0198 | 1.0198 | 1.0198 | 1.0198 | 1.0198 | 1.0198 | 1.0198 | 1.0198 | 1.0198 | 1.0198 | 1.0198 | 1.0198 | 1.0198 | 1.0198 | 1.0198 | 1.0198 | 1.0198 | 1.0198 | 1.0198 | 1.0198 | 1.0198 | 1.0198 | 1.0198 | 1.0198 | 1.0198 | 1.0198 | 1.0198 | 1.0198 | 1.0198 | 1.0198 | 1.0198 | 1.0198 | 1.0198 | 1.0198 | 1.0198 | 1.0198 | 1.0198 | 1.0198 | 1.0198 | 1.0198 | 1.0198 | 1.0198 | 1.0198 | 1.0198 | 1.0198 | 1.0198 | 1.0198 | 1.0198 | 1.0198 | 1.0198 | 1.0198 | 1.0198 | 1.0198 | 1.0198 | 1.0198 | 1.0198 | 1.0198 | 1.0198 | 1.0198 | 1.0198 | 1.0198 | 1.0198 | 1.0198 | 1.0198 | 1.0198 | 1.0198 | 1.0198 | 1.0198 | 1.0198 | 1.0198 | 1.0198 | 1.0198 | 1.0198 | 1.0198 | 1.0198 | 1.0198 | 1.0198 | 1.0198 | 1.0198 | 1.0198 | 1.0198 | 1.0198 | 1.0198 | 1.0198 | 1.0198 | 1.0198 | 1.0198 | 1.0198 | 1.0198 | 1.0198 | 1.0198 | 1.0198 | 1.0198 | 1.0198 | 1.0198 | 1.0198 | 1.0198 | 1.0198 | 1.0198 | 1.0198 | 1.0198 | 1.0198 | 1.0198 | 1.0198 | 1.0198 | 1.0198 | 1.0198 | 1.0198 | 1.0198 | 1.0198 | 1.0198 | 1.0198 | 1.0198 | 1.0198 | 1.0198 | 1.0198 | 1.0198 | 1.0198 | 1.0198 | 1.0198 | 1.0198 | 1.0198 | 1.0198 | 1.0198 | 1.0198 | 1.0198 | 1.0198 | 1.0198 | 1.0198 | 1.0198 | 1.0198 | 1.0198 | 1.0198 | 1.0198 | 1.0198 | 1.0198 | 1.0198 | 1.0198 | 1.0198 | 1.0198 | 1.0198 | 1.0198 | 1.0198 | 1.0198 | 1.0198 | 1.0198 | 1.0198 | 1.0198 | 1.0198 | 1.0198 | 1.0198 | 1.0198 | 1.0198 | 1.0198 | 1.0198 | 1.0198 | 1.0198 | 1.0198 | 1.0198 | 1.0198 | 1.0198 | 1.0198 | 1.0198 | 1.0198 | 1.0198 | 1.0198 | 1.0198 | 1.0198 | 1.0198 | 1.0198 | 1.0198 | 1.0198 | 1.0198 | 1.0198 | 1.0198 | 1.0198 | 1.0198 | 1.0198 | 1.0198 | 1.0198 | 1.0198 | 1.0198 | 1.0198 | 1.0198 | 1.0198 | 1.0198 | 1.0198 | 1.0198 | 1.0198 | 1.0198 | 1.0198 | 1.0198 | 1.0198 | 1.0198 | 1.0198 | 1.0198 | 1.0198 | 1.0198 | 1.0198 | 1.0198 | 1.0198 | 1.0198 | 1.0198 | 1.0198 | 1.0198 | 1.0198 | 1.0198 | 1.0198 | 1.0198 | 1.0198 | 1.0198 | 1.0198 | 1.0198 | 1.0198 | 1.0198 | 1.0198 | 1.0198 | 1.0198 | 1.0198 | 1.0198 | 1.0198 | 1.0198 | 1.0198 | 1.0198 | 1.0198 | 1.0198 | 1.0198 | 1.0198 | 1.0198 | 1.0198 | 1.0198 | 1.0198 | 1.0198 | 1.0198 | 1.0198 | 1.0198 | 1.0198 | 1.0198 | 1.0198 | 1.0198 | 1.0198 | 1.0198 | 1.0198 | 1.0198 | 1.0198 | 1.0198 | 1.0198 | 1.0198 | 1.0198 | 1.0198 | 1.0198 | 1.0198 | 1.0198 | 1.0198 | 1.0198 | 1.0198 | 1.0198 | 1.0198 | 1.0198 | 1.0198 | 1.0198 | 1.0198 | 1.0198 | 1.0198 | 1.0198 | 1.0198 | 1.0198 | 1.0198 | 1.0198 | 1.0198 | 1.0198 | 1.0198 | 1.0198 | 1.0198 | 1.0198 | 1.0198 | 1.0198 | 1.0198 | 1.0198 | 1.0198 | 1.0198 | 1.0198 | 1.0198 | 1.0198 | 1.0198 | 1.0198 | 1.0198 | 1.0198 | 1.0198 | 1.0198 | 1.0198 | 1.0198 | 1.0198 | 1.0198 | 1.0198 | 1.0198 | 1.0198 | 1.0198 | 1.0198 | 1.0198 | 1.0198 | 1.0198 | 1.0198 | 1.0198 | 1.0198 | 1.0198 | 1.0198 | 1.0198 | 1.0198 | 1.0198 | 1.0198 | 1.0198 | 1.0198 | 1.0198 | 1.0198 | 1.0198 | 1.0198 | 1.0198 | 1.0198 | 1.0198 | 1.0198 | 1.0198 | 1.0198 | 1.0198 | 1.0198 | 1.0198 | 1.0198 | 1.0198 | 1.0198 | 1.0198 | 1.0198 | 1.0198 | 1.0198 | 1.0198 | 1.0198 | 1.0198 | 1.0198 | 1.0198 | 1.0198 | 1.0198 | 1.0198 | 1.0198 | 1.0198 | 1.0198 | 1.0198 | 1.0198 | 1.0198 | 1.0198 | 1.0198 | 1.0198 | 1.0198 | 1.0198 | 1.0198 | 1.0198 | 1.0198 | 1.0198 | 1.0198 | 1.0198 | 1.0198 | 1.0198 | 1.0198 | 1.0198 | 1.0198 | 1.0198 | 1.0198 | 1.0198 | 1.0198 | 1.0198 | 1.0198 | 1.0198 | 1.0198 | 1.0198 | 1.0198 | 1.0198 | 1.0198 | 1.0198 | 1.0198 | 1.0198 | 1.0198 | 1.0198 | 1.0198 | 1.0198 | 1.0198 | 1.0198 | 1.0198 | 1.0198 | 1.0198 | 1.0198 | 1.0198 | 1.0198 | 1.0198 | 1.0198 | 1.0198 | 1.0198 | 1.0198 | 1.0198 | 1.0198 | 1.0198 | 1.0198 | 1.0198 | 1.0198 | 1.0198 | 1.0198 | 1.0198 | 1.0198 | 1.0198 | 1.0198 | 1.0198 | 1.0198 | 1.0198 | 1.0198 | 1.0198 | 1.0198 | 1.0198 | 1.0198 | 1.0198 | 1.0198 | 1.0198 | 1.0198 | 1.0198 | 1.0198 | 1.0198 | 1.0198 | 1.0198 | 1.0198 | 1.0198 | 1.0198 | 1.0198 | 1.0198 | 1.0198 | 1.0198 | 1.0198 | 1.0198 | 1.0198 | 1.0198 | 1.0198 | 1.0198 | 1.0198 | 1.0198 | 1.0198 | 1.0198 | 1.0198 | 1.0198 | 1.0198 | 1.0198 | 1.0198 | 1.0198 | 1.0198 | 1.0198 | 1.0198 | 1.0198 | 1.0198 | 1.0198 | 1.0198 | 1.0198 | 1.0198 | 1.0198 | 1.0198 | 1.0198 | 1.0198 | 1.0198 | 1.0198 | 1.0198 | 1.0198 | 1.0198 | 1.0198 | 1.0198 | 1.0198 | 1.0198 | 1.0198 | 1.0198 | 1.0198 | 1.0198 | 1.0198 | 1.0198 | 1.0198 | 1.0198 | 1.0198 | 1.0198 | 1.0198 | 1.0198 | 1.0198 | 1.0198 | 1.0198 | 1.0198 | 1.0198 | 1.0198 | 1.0198 | 1.0198 | 1.0198 | 1.0198 | 1.0198 | 1.0198 | 1.0198 | 1.0198 | 1.0198 | 1.0198 | 1.0198 | 1.0198 | 1.0198 | 1.0198 | 1.0198 | 1.0198 | 1.0198 | 1.0198 | 1.0198 | 1.0198 | 1.0198 | 1.0198 | 1.0198 | 1.0198 | 1.0198 | 1.0198 | 1.0198 | 1.0198 | 1.0198 | 1.0198 | 1.0198 | 1.0198 | 1.0198 | 1.0198 | 1.0198 | 1.0198 | 1.0198 | 1.0198
Assumed Mix of Alt Fuel Market Share if Gas Not Available
It is assumed that all new commercial buildings would choose electric systems for space and water heating over propane or heating oil due to their lower operational costs | Residential & Commercial
| Heating Oil | % | [42 empty] | 0% | 0% | 0% | 0% | 0% | 0% | 0% | 0% | 0% | 0% | 0% | 0% | 0% | bar: 2024 1 to 2063 40
| Propane | % | [42 empty] | 0% | 0% | 0% | 0% | 0% | 0% | 0% | 0% | 0% | 0% | 0% | 0% | 0% | bar: 2024 1 to 2063 40
| Electricity | % |  |  | 100% | 100% | 100% | 100% | 100% | 100% | 100% | 100% | 100% | 100% | 100% | 100% | 100% | 100% | 100% | 100% | 100% | 100% | 100% | 100% | 100% | 100% | 100% | 100% | 100% | 100% | 100% | 100% | 100% | 100% | 100% | 100% | 100% | 100% | 100% | 100% | 100% | 100% | 100% | 100% | 0% | 0% | 0% | 0% | 0% | 0% | 0% | 0% | 0% | 0% | 0% | 0% | 0%
| Total |  |  |  | 100% | 100% | 100% | 100% | 100% | 100% | 100% | 100% | 100% | 100% | 100% | 100% | 100% | 100% | 100% | 100% | 100% | 100% | 100% | 100% | 100% | 100% | 100% | 100% | 100% | 100% | 100% | 100% | 100% | 100% | 100% | 100% | 100% | 100% | 100% | 100% | 100% | 100% | 100% | 100% | 0% | 0% | 0% | 0% | 0% | 0% | 0% | 0% | 0% | 0% | 0% | 0% | 0%
| Energy Prices | $/m^3 | Gas $/m^3 | Diff $/m^3
NG cost adjusted to include all Oct 2023 costs charged per m3, including supply, delivery, transportation, storage, HST, and any adjustements but not the carbon price | Natural Gas | 0.33175 |  |  | 0.33175 | 0.33175 | 0.33175 | 0.33175 | 0.33175 | 0.33175 | 0.33175 | 0.33175 | 0.33175 | 0.33175 | 0.33175 | 0.33175 | 0.33175 | 0.33175 | 0.33175 | 0.33175 | 0.33175 | 0.33175 | 0.33175 | 0.33175 | 0.33175 | 0.33175 | 0.33175 | 0.33175 | 0.33175 | 0.33175 | 0.33175 | 0.33175 | 0.33175 | 0.33175 | 0.33175 | 0.33175 | 0.33175 | 0.33175 | 0.33175 | 0.33175 | 0.33175 | 0.33175 | 0.33175 | 0.33175 | 0 | 0 | 0 | 0 | 0 | 0 | 0 | 0 | 0 | 0 | 0 | 0 | 0
updated fuel oil cost based on Oct 12, 2023 values from https://www.globalpetrolprices.com/Canada/ , using 0.03672 GJ/L conversion factor and subtracting carbon tax (0.1738 $/L) | Heating Oil | 1.8486 | 0.33175 | 1.5169 | 1.8486 | 1.8486 | 1.8486 | 1.8486 | 1.8486 | 1.8486 | 1.8486 | 1.8486 | 1.8486 | 1.8486 | 1.8486 | 1.8486 | 1.8486 | 1.8486 | 1.8486 | 1.8486 | 1.8486 | 1.8486 | 1.8486 | 1.8486 | 1.8486 | 1.8486 | 1.8486 | 1.8486 | 1.8486 | 1.8486 | 1.8486 | 1.8486 | 1.8486 | 1.8486 | 1.8486 | 1.8486 | 1.8486 | 1.8486 | 1.8486 | 1.8486 | 1.8486 | 1.8486 | 1.8486 | 1.8486 | 0 | 0 | 0 | 0 | 0 | 0 | 0 | 0 | 0 | 0 | 0 | 0 | 0
updated propane cost based on Oct 12, 2023 values from https://www.globalpetrolprices.com/Canada/, using 0.0228GJ/L conversion factor and subtracting carbon tax (0.1006 $/L) | Propane | 2.0047 | 0.33175 | 1.673 | 2.0047 | 2.0047 | 2.0047 | 2.0047 | 2.0047 | 2.0047 | 2.0047 | 2.0047 | 2.0047 | 2.0047 | 2.0047 | 2.0047 | 2.0047 | 2.0047 | 2.0047 | 2.0047 | 2.0047 | 2.0047 | 2.0047 | 2.0047 | 2.0047 | 2.0047 | 2.0047 | 2.0047 | 2.0047 | 2.0047 | 2.0047 | 2.0047 | 2.0047 | 2.0047 | 2.0047 | 2.0047 | 2.0047 | 2.0047 | 2.0047 | 2.0047 | 2.0047 | 2.0047 | 2.0047 | 2.0047 | 0 | 0 | 0 | 0 | 0 | 0 | 0 | 0 | 0 | 0 | 0 | 0 | 0
electricity Oct 2023 rates for Hydro One medium density | Electricity | 1.4193 | 0.33175 | 1.0875 | 1.4193 | 1.4193 | 1.4193 | 1.4193 | 1.4193 | 1.4193 | 1.4193 | 1.4193 | 1.4193 | 1.4193 | 1.4193 | 1.4193 | 1.4193 | 1.4193 | 1.4193 | 1.4193 | 1.4193 | 1.4193 | 1.4193 | 1.4193 | 1.4193 | 1.4193 | 1.4193 | 1.4193 | 1.4193 | 1.4193 | 1.4193 | 1.4193 | 1.4193 | 1.4193 | 1.4193 | 1.4193 | 1.4193 | 1.4193 | 1.4193 | 1.4193 | 1.4193 | 1.4193 | 1.4193 | 1.4193 | 0 | 0 | 0 | 0 | 0 | 0 | 0 | 0 | 0 | 0 | 0 | 0 | 0
Factors for Carbon Calc
| Natural Gas | 0.001958
| Heating Oil | 0.0028719
| Propane | 0.0023842
| Electricity | 0
| Carbon Cost Estimate (ICF) | $/ ton |  |  | 80 | 95 | 110 | 125 | 140 | 155 | 170 | 170 | 170 | 170 | 170 | 170 | 170 | 170 | 170 | 170 | 170 | 170 | 170 | 170 | 170 | 170 | 170 | 170 | 170 | 170 | 170 | 170 | 170 | 170 | 170 | 170 | 170 | 170 | 170 | 170 | 170 | 170 | 170 | 170 | 170 | 170 | 170 | 170 | 170 | 170 | 170 | 170 | 170 | 170 | 170 | 170 | 170
Cost of Carbon Applied to Fuel Price Forecast
| Natural Gas | $/ M3 |  |  | 0.15664 | 0.18601 | 0.21538 | 0.24475 | 0.27412 | 0.30349 | 0.33286 | 0.33286 | 0.33286 | 0.33286 | 0.33286 | 0.33286 | 0.33286 | 0.33286 | 0.33286 | 0.33286 | 0.33286 | 0.33286 | 0.33286 | 0.33286 | 0.33286 | 0.33286 | 0.33286 | 0.33286 | 0.33286 | 0.33286 | 0.33286 | 0.33286 | 0.33286 | 0.33286 | 0.33286 | 0.33286 | 0.33286 | 0.33286 | 0.33286 | 0.33286 | 0.33286 | 0.33286 | 0.33286 | 0.33286 | 0.33286 | 0.33286 | 0.33286 | 0.33286 | 0.33286 | 0.33286 | 0.33286 | 0.33286 | 0.33286 | 0.33286 | 0.33286 | 0.33286 | 0.33286
| Heating Oil | $/ M3 |  |  | 0.22975 | 0.27283 | 0.31591 | 0.35899 | 0.40207 | 0.44514 | 0.48822 | 0.48822 | 0.48822 | 0.48822 | 0.48822 | 0.48822 | 0.48822 | 0.48822 | 0.48822 | 0.48822 | 0.48822 | 0.48822 | 0.48822 | 0.48822 | 0.48822 | 0.48822 | 0.48822 | 0.48822 | 0.48822 | 0.48822 | 0.48822 | 0.48822 | 0.48822 | 0.48822 | 0.48822 | 0.48822 | 0.48822 | 0.48822 | 0.48822 | 0.48822 | 0.48822 | 0.48822 | 0.48822 | 0.48822 | 0.48822 | 0.48822 | 0.48822 | 0.48822 | 0.48822 | 0.48822 | 0.48822 | 0.48822 | 0.48822 | 0.48822 | 0.48822 | 0.48822 | 0.48822
| Propane | $/ M3 |  |  | 0.19073 | 0.22649 | 0.26226 | 0.29802 | 0.33378 | 0.36954 | 0.40531 | 0.40531 | 0.40531 | 0.40531 | 0.40531 | 0.40531 | 0.40531 | 0.40531 | 0.40531 | 0.40531 | 0.40531 | 0.40531 | 0.40531 | 0.40531 | 0.40531 | 0.40531 | 0.40531 | 0.40531 | 0.40531 | 0.40531 | 0.40531 | 0.40531 | 0.40531 | 0.40531 | 0.40531 | 0.40531 | 0.40531 | 0.40531 | 0.40531 | 0.40531 | 0.40531 | 0.40531 | 0.40531 | 0.40531 | 0.40531 | 0.40531 | 0.40531 | 0.40531 | 0.40531 | 0.40531 | 0.40531 | 0.40531 | 0.40531 | 0.40531 | 0.40531 | 0.40531 | 0.40531
| Electricity | $/ M3 |  |  | 0 | 0 | 0 | 0 | 0 | 0 | 0 | 0 | 0 | 0 | 0 | 0 | 0 | 0 | 0 | 0 | 0 | 0 | 0 | 0 | 0 | 0 | 0 | 0 | 0 | 0 | 0 | 0 | 0 | 0 | 0 | 0 | 0 | 0 | 0 | 0 | 0 | 0 | 0 | 0 | 0 | 0 | 0 | 0 | 0 | 0 | 0 | 0 | 0 | 0 | 0 | 0 | 0
| Trigger to Apply Carbon Cost | 1 | [42 empty] | 1 | 1 | 1 | 1 | 1 | 1 | 1 | 1 | 1 | 1 | 1 | 1 | 1 | bar: 2024 1 to 2063 40
costs were adjusted for heating system efficiency by dividing fuel prices by the weighted average efficiencies for space and water heating. See additional information tab.
Fuel Prices adjusted for heating system efficiency
| Natural Gas |  |  |  | 0.52515 | 0.55673 | 0.58831 | 0.61989 | 0.65147 | 0.68305 | 0.71464 | 0.71464 | 0.71464 | 0.71464 | 0.71464 | 0.71464 | 0.71464 | 0.71464 | 0.71464 | 0.71464 | 0.71464 | 0.71464 | 0.71464 | 0.71464 | 0.71464 | 0.71464 | 0.71464 | 0.71464 | 0.71464 | 0.71464 | 0.71464 | 0.71464 | 0.71464 | 0.71464 | 0.71464 | 0.71464 | 0.71464 | 0.71464 | 0.71464 | 0.71464 | 0.71464 | 0.71464 | 0.71464 | 0.71464 | 0.35791 | 0.35791 | 0.35791 | 0.35791 | 0.35791 | 0.35791 | 0.35791 | 0.35791 | 0.35791 | 0.35791 | 0.35791 | 0.35791 | 0.35791 | 0 | 0 | 0 | 0 | 0 | 0 | 0 | 0 | 0 | 0 | 0 | 0 | 0 | 0 | 0 | 0 | 0 | 0 | 0 | 0 | 0 | 0 | 0 | 0 | 0 | 0 | 0 | 0 | 0 | 0 | 0 | 0 | 0 | 0 | 0 | 0 | 0 | 0 | 0 | 0 | 0 | 0 | 0 | 0 | 0 | 0 | 0 | 0 | 0 | 0 | 0 | 0 | 0 | 0 | 0 | 0 | 0 | 0 | 0 | 0 | 0 | 0 | 0 | 0 | 0 | 0 | 0 | 0 | 0 | 0 | 0 | 0 | 0 | 0 | 0 | 0 | 0 | 0 | 0 | 0 | 0 | 0 | 0 | 0 | 0 | 0 | 0 | 0 | 0 | 0 | 0 | 0 | 0 | 0 | 0 | 0 | 0 | 0 | 0 | 0 | 0 | 0 | 0 | 0 | 0 | 0 | 0 | 0 | 0 | 0 | 0 | 0 | 0 | 0 | 0 | 0 | 0 | 0 | 0 | 0 | 0 | 0 | 0 | 0 | 0 | 0 | 0 | 0 | 0 | 0 | 0 | 0 | 0 | 0 | 0 | 0 | 0 | 0 | 0 | 0 | 0 | 0 | 0 | 0 | 0 | 0 | 0 | 0 | 0 | 0 | 0 | 0 | 0 | 0 | 0 | 0 | 0 | 0 | 0 | 0 | 0 | 0 | 0 | 0 | 0 | 0 | 0 | 0 | 0 | 0 | 0 | 0 | 0 | 0 | 0 | 0 | 0 | 0 | 0 | 0 | 0 | 0 | 0 | 0 | 0 | 0 | 0 | 0 | 0 | 0 | 0 | 0 | 0 | 0 | 0 | 0 | 0 | 0 | 0 | 0 | 0 | 0 | 0 | 0 | 0 | 0 | 0 | 0 | 0 | 0 | 0 | 0 | 0 | 0 | 0 | 0 | 0 | 0 | 0 | 0 | 0 | 0 | 0 | 0 | 0 | 0 | 0 | 0 | 0 | 0 | 0 | 0 | 0 | 0 | 0 | 0 | 0 | 0 | 0 | 0 | 0 | 0 | 0 | 0 | 0 | 0 | 0 | 0 | 0 | 0 | 0 | 0 | 0 | 0 | 0 | 0 | 0 | 0 | 0 | 0 | 0 | 0 | 0 | 0 | 0 | 0 | 0 | 0 | 0 | 0 | 0 | 0 | 0 | 0 | 0 | 0 | 0 | 0 | 0 | 0 | 0 | 0 | 0 | 0 | 0 | 0 | 0 | 0 | 0 | 0 | 0 | 0 | 0 | 0 | 0 | 0 | 0 | 0 | 0 | 0 | 0 | 0 | 0 | 0 | 0 | 0 | 0 | 0 | 0 | 0 | 0 | 0 | 0 | 0 | 0 | 0 | 0 | 0 | 0 | 0 | 0 | 0 | 0 | 0 | 0 | 0 | 0 | 0 | 0 | 0 | 0 | 0 | 0 | 0 | 0 | 0 | 0 | 0 | 0 | 0 | 0 | 0 | 0 | 0 | 0 | 0 | 0 | 0 | 0 | 0 | 0 | 0 | 0 | 0 | 0 | 0 | 0 | 0 | 0 | 0 | 0 | 0 | 0 | 0 | 0 | 0 | 0 | 0 | 0 | 0 | 0 | 0 | 0 | 0 | 0 | 0 | 0 | 0 | 0 | 0 | 0 | 0 | 0 | 0 | 0 | 0 | 0 | 0 | 0 | 0 | 0 | 0 | 0 | 0 | 0 | 0 | 0 | 0 | 0 | 0 | 0 | 0 | 0 | 0 | 0 | 0 | 0 | 0 | 0 | 0 | 0 | 0 | 0 | 0 | 0 | 0 | 0 | 0 | 0 | 0 | 0 | 0 | 0 | 0 | 0 | 0 | 0 | 0 | 0 | 0 | 0 | 0 | 0 | 0 | 0 | 0 | 0 | 0 | 0 | 0 | 0 | 0 | 0 | 0 | 0 | 0 | 0 | 0 | 0 | 0 | 0 | 0 | 0 | 0 | 0 | 0 | 0 | 0 | 0 | 0 | 0 | 0 | 0 | 0 | 0 | 0 | 0 | 0 | 0 | 0 | 0 | 0 | 0 | 0 | 0 | 0 | 0 | 0 | 0 | 0 | 0 | 0 | 0 | 0 | 0 | 0 | 0 | 0 | 0 | 0 | 0 | 0 | 0 | 0 | 0 | 0 | 0 | 0 | 0 | 0 | 0 | 0 | 0 | 0 | 0 | 0 | 0 | 0 | 0 | 0 | 0 | 0 | 0 | 0 | 0 | 0 | 0 | 0 | 0 | 0 | 0 | 0 | 0 | 0 | 0 | 0 | 0 | 0 | 0 | 0 | 0 | 0 | 0 | 0 | 0 | 0 | 0 | 0 | 0 | 0 | 0 | 0 | 0 | 0 | 0 | 0 | 0 | 0 | 0 | 0 | 0 | 0 | 0 | 0 | 0 | 0 | 0 | 0 | 0 | 0 | 0 | 0 | 0 | 0 | 0 | 0 | 0 | 0 | 0 | 0 | 0 | 0 | 0 | 0 | 0 | 0 | 0 | 0 | 0 | 0 | 0 | 0 | 0 | 0 | 0 | 0 | 0 | 0 | 0 | 0 | 0 | 0 | 0 | 0 | 0 | 0 | 0 | 0 | 0 | 0 | 0 | 0 | 0 | 0 | 0 | 0 | 0 | 0 | 0 | 0 | 0 | 0 | 0 | 0 | 0 | 0 | 0 | 0 | 0 | 0 | 0 | 0 | 0 | 0 | 0 | 0 | 0 | 0 | 0 | 0 | 0 | 0 | 0 | 0 | 0 | 0 | 0 | 0 | 0 | 0 | 0 | 0 | 0 | 0 | 0 | 0 | 0 | 0 | 0 | 0 | 0 | 0 | 0 | 0 | 0 | 0 | 0 | 0 | 0 | 0 | 0 | 0 | 0 | 0 | 0 | 0 | 0 | 0 | 0 | 0 | 0 | 0 | 0 | 0 | 0 | 0 | 0 | 0 | 0 | 0 | 0 | 0 | 0 | 0 | 0 | 0 | 0 | 0 | 0 | 0 | 0 | 0 | 0 | 0 | 0 | 0 | 0 | 0 | 0 | 0 | 0 | 0 | 0 | 0 | 0 | 0 | 0 | 0 | 0 | 0 | 0 | 0 | 0 | 0 | 0 | 0 | 0 | 0 | 0 | 0 | 0 | 0 | 0 | 0 | 0 | 0 | 0 | 0 | 0 | 0 | 0 | 0 | 0 | 0 | 0 | 0 | 0 | 0 | 0 | 0 | 0 | 0 | 0 | 0 | 0 | 0 | 0 | 0 | 0 | 0 | 0 | 0 | 0 | 0 | 0 | 0 | 0 | 0 | 0 | 0 | 0 | 0 | 0 | 0 | 0 | 0 | 0 | 0 | 0 | 0 | 0 | 0 | 0 | 0 | 0 | 0 | 0 | 0 | 0 | 0 | 0 | 0 | 0 | 0 | 0 | 0 | 0 | 0 | 0 | 0 | 0 | 0 | 0 | 0 | 0 | 0 | 0 | 0 | 0 | 0 | 0 | 0 | 0 | 0 | 0 | 0 | 0 | 0 | 0 | 0 | 0 | 0 | 0 | 0 | 0 | 0 | 0 | 0 | 0 | 0 | 0 | 0 | 0 | 0 | 0 | 0 | 0 | 0 | 0 | 0 | 0 | 0 | 0 | 0 | 0 | 0 | 0 | 0 | 0 | 0 | 0 | 0 | 0 | 0 | 0 | 0 | 0 | 0 | 0 | 0 | 0 | 0 | 0 | 0 | 0 | 0 | 0 | 0 | 0 | 0 | 0 | 0 | 0 | 0 | 0 | 0 | 0 | 0 | 0 | 0 | 0 | 0 | 0 | 0 | 0 | 0 | 0 | 0 | 0 | 0 | 0 | 0 | 0 | 0 | 0 | 0 | 0 | 0 | 0 | 0 | 0 | 0 | 0 | 0 | 0 | 0 | 0 | 0 | 0 | 0 | 0 | 0 | 0 | 0 | 0 | 0 | 0 | 0 | 0 | 0 | 0 | 0 | 0 | 0 | 0 | 0 | 0 | 0 | 0 | 0 | 0 | 0 | 0 | 0 | 0 | 0 | 0 | 0 | 0 | 0 | 0 | 0 | 0 | 0 | 0 | 0 | 0 | 0 | 0 | 0 | 0 | 0 | 0 | 0 | 0 | 0 | 0 | 0 | 0 | 0 | 0 | 0 | 0 | 0 | 0 | 0 | 0 | 0 | 0 | 0 | 0 | 0 | 0 | 0 | 0 | 0 | 0 | 0 | 0 | 0 | 0 | 0 | 0 | 0 | 0 | 0 | 0 | 0 | 0 | 0 | 0 | 0 | 0 | 0 | 0 | 0 | 0 | 0 | 0 | 0 | 0 | 0 | 0 | 0 | 0 | 0 | 0 | 0 | 0 | 0 | 0 | 0 | 0 | 0 | 0 | 0 | 0 | 0 | 0 | 0 | 0 | 0 | 0 | 0 | 0 | 0 | 0 | 0 | 0 | 0 | 0 | 0 | 0 | 0 | 0 | 0 | 0 | 0 | 0 | 0 | 0 | 0 | 0 | 0 | 0 | 0 | 0 | 0 | 0 | 0 | 0 | 0 | 0 | 0 | 0 | 0 | 0 | 0 | 0 | 0 | 0 | 0 | 0 | 0 | 0 | 0 | 0 | 0 | 0 | 0 | 0 | 0 | 0 | 0 | 0 | 0 | 0 | 0 | 0 | 0 | 0 | 0 | 0 | 0 | 0 | 0 | 0 | 0 | 0 | 0 | 0 | 0 | 0 | 0 | 0 | 0 | 0 | 0 | 0 | 0 | 0 | 0 | 0 | 0 | 0 | 0 | 0 | 0 | 0 | 0 | 0 | 0 | 0 | 0 | 0 | 0 | 0 | 0 | 0 | 0 | 0 | 0 | 0 | 0 | 0 | 0 | 0 | 0 | 0 | 0 | 0 | 0 | 0 | 0 | 0 | 0 | 0 | 0 | 0 | 0 | 0 | 0 | 0 | 0 | 0 | 0 | 0 | 0 | 0 | 0 | 0 | 0 | 0 | 0 | 0 | 0 | 0 | 0 | 0 | 0 | 0 | 0 | 0 | 0 | 0 | 0 | 0 | 0 | 0 | 0 | 0 | 0 | 0 | 0 | 0 | 0 | 0 | 0 | 0 | 0 | 0 | 0 | 0 | 0 | 0 | 0 | 0 | 0 | 0 | 0 | 0 | 0 | 0 | 0 | 0 | 0 | 0 | 0 | 0 | 0 | 0 | 0 | 0 | 0 | 0 | 0 | 0 | 0 | 0 | 0 | 0 | 0 | 0 | 0 | 0 | 0 | 0 | 0 | 0 | 0 | 0 | 0 | 0 | 0 | 0 | 0 | 0 | 0 | 0 | 0 | 0 | 0 | 0 | 0 | 0 | 0 | 0 | 0 | 0 | 0 | 0 | 0 | 0 | 0 | 0 | 0 | 0 | 0 | 0 | 0 | 0 | 0 | 0 | 0 | 0 | 0 | 0 | 0 | 0 | 0 | 0 | 0 | 0 | 0 | 0 | 0 | 0 | 0 | 0 | 0 | 0 | 0 | 0 | 0 | 0 | 0 | 0 | 0 | 0 | 0 | 0 | 0 | 0 | 0 | 0 | 0 | 0 | 0 | 0 | 0 | 0 | 0 | 0 | 0 | 0 | 0 | 0 | 0 | 0 | 0 | 0 | 0 | 0 | 0 | 0 | 0 | 0 | 0 | 0 | 0 | 0 | 0 | 0 | 0 | 0 | 0 | 0 | 0 | 0 | 0 | 0 | 0 | 0 | 0 | 0 | 0 | 0 | 0 | 0 | 0 | 0 | 0 | 0 | 0 | 0 | 0 | 0 | 0 | 0 | 0 | 0 | 0 | 0 | 0 | 0 | 0 | 0 | 0 | 0 | 0 | 0 | 0 | 0 | 0 | 0 | 0 | 0 | 0 | 0 | 0 | 0 | 0 | 0 | 0 | 0 | 0 | 0 | 0 | 0 | 0 | 0 | 0 | 0 | 0 | 0 | 0 | 0 | 0 | 0 | 0 | 0 | 0 | 0 | 0 | 0 | 0 | 0 | 0 | 0 | 0 | 0 | 0 | 0 | 0 | 0 | 0 | 0 | 0 | 0 | 0 | 0 | 0 | 0 | 0 | 0 | 0 | 0 | 0 | 0 | 0 | 0 | 0 | 0 | 0 | 0 | 0 | 0 | 0 | 0 | 0 | 0 | 0 | 0 | 0 | 0 | 0 | 0 | 0 | 0 | 0 | 0 | 0 | 0 | 0 | 0 | 0 | 0 | 0 | 0 | 0 | 0 | 0 | 0 | 0 | 0 | 0 | 0 | 0 | 0 | 0 | 0 | 0 | 0 | 0 | 0 | 0 | 0 | 0 | 0 | 0 | 0 | 0 | 0 | 0 | 0 | 0 | 0 | 0 | 0 | 0 | 0 | 0 | 0 | 0 | 0 | 0 | 0 | 0 | 0 | 0 | 0 | 0 | 0 | 0 | 0 | 0 | 0 | 0 | 0 | 0 | 0 | 0 | 0 | 0 | 0 | 0 | 0 | 0 | 0 | 0 | 0 | 0 | 0 | 0 | 0 | 0 | 0 | 0 | 0 | 0 | 0 | 0 | 0 | 0 | 0 | 0 | 0 | 0 | 0 | 0 | 0 | 0 | 0 | 0 | 0 | 0 | 0 | 0 | 0 | 0 | 0 | 0 | 0 | 0 | 0 | 0 | 0 | 0 | 0 | 0 | 0 | 0 | 0 | 0 | 0 | 0 | 0 | 0 | 0 | 0 | 0 | 0 | 0 | 0 | 0 | 0 | 0 | 0 | 0 | 0 | 0 | 0 | 0 | 0 | 0 | 0 | 0 | 0 | 0 | 0 | 0 | 0 | 0 | 0 | 0 | 0 | 0 | 0 | 0 | 0 | 0 | 0 | 0 | 0 | 0 | 0 | 0 | 0 | 0 | 0 | 0 | 0 | 0 | 0 | 0 | 0 | 0 | 0 | 0 | 0 | 0 | 0 | 0 | 0 | 0 | 0 | 0 | 0 | 0 | 0 | 0 | 0 | 0 | 0 | 0 | 0 | 0 | 0 | 0 | 0 | 0 | 0 | 0 | 0 | 0 | 0 | 0 | 0 | 0 | 0 | 0 | 0 | 0 | 0 | 0 | 0 | 0 | 0 | 0 | 0 | 0 | 0 | 0 | 0 | 0 | 0 | 0 | 0 | 0 | 0 | 0 | 0 | 0 | 0 | 0 | 0 | 0 | 0 | 0 | 0 | 0 | 0 | 0 | 0 | 0 | 0 | 0 | 0 | 0 | 0 | 0 | 0 | 0 | 0 | 0 | 0 | 0 | 0 | 0 | 0 | 0 | 0 | 0 | 0 | 0 | 0 | 0 | 0 | 0 | 0 | 0 | 0 | 0 | 0 | 0 | 0 | 0 | 0 | 0 | 0 | 0 | 0 | 0 | 0 | 0 | 0 | 0 | 0 | 0 | 0 | 0 | 0 | 0 | 0 | 0 | 0 | 0 | 0 | 0 | 0 | 0 | 0 | 0 | 0 | 0 | 0 | 0 | 0 | 0 | 0 | 0 | 0 | 0 | 0 | 0 | 0 | 0 | 0 | 0 | 0 | 0 | 0 | 0 | 0 | 0 | 0 | 0 | 0 | 0 | 0 | 0 | 0 | 0 | 0 | 0 | 0 | 0 | 0 | 0 | 0 | 0 | 0 | 0 | 0 | 0 | 0 | 0 | 0 | 0 | 0 | 0 | 0 | 0 | 0 | 0 | 0 | 0 | 0 | 0 | 0 | 0 | 0 | 0 | 0 | 0 | 0 | 0 | 0 | 0 | 0 | 0 | 0 | 0 | 0 | 0 | 0 | 0 | 0 | 0 | 0 | 0 | 0 | 0 | 0 | 0 | 0 | 0 | 0 | 0 | 0 | 0 | 0 | 0 | 0 | 0 | 0 | 0 | 0 | 0 | 0 | 0 | 0 | 0 | 0 | 0 | 0 | 0 | 0 | 0 | 0 | 0 | 0 | 0 | 0 | 0 | 0 | 0 | 0 | 0 | 0 | 0 | 0 | 0 | 0 | 0 | 0 | 0 | 0 | 0 | 0 | 0 | 0 | 0 | 0 | 0 | 0 | 0 | 0 | 0 | 0 | 0 | 0 | 0 | 0 | 0 | 0 | 0 | 0 | 0 | 0 | 0 | 0 | 0 | 0 | 0 | 0 | 0 | 0 | 0 | 0 | 0 | 0 | 0 | 0 | 0 | 0 | 0 | 0 | 0 | 0 | 0 | 0 | 0 | 0 | 0 | 0 | 0 | 0 | 0 | 0 | 0 | 0 | 0 | 0 | 0 | 0 | 0 | 0 | 0 | 0 | 0 | 0 | 0 | 0 | 0 | 0 | 0 | 0 | 0 | 0 | 0 | 0 | 0 | 0 | 0 | 0 | 0 | 0 | 0 | 0 | 0 | 0 | 0 | 0 | 0 | 0 | 0 | 0 | 0 | 0 | 0 | 0 | 0 | 0 | 0 | 0 | 0 | 0 | 0 | 0 | 0 | 0 | 0 | 0 | 0 | 0 | 0 | 0 | 0 | 0 | 0 | 0 | 0 | 0 | 0 | 0 | 0 | 0 | 0 | 0 | 0 | 0 | 0 | 0 | 0 | 0 | 0 | 0 | 0 | 0 | 0 | 0 | 0 | 0 | 0 | 0 | 0 | 0 | 0 | 0 | 0 | 0 | 0 | 0 | 0 | 0 | 0 | 0 | 0 | 0 | 0 | 0 | 0 | 0 | 0 | 0 | 0 | 0 | 0 | 0 | 0 | 0 | 0 | 0 | 0 | 0 | 0 | 0 | 0 | 0 | 0 | 0 | 0 | 0 | 0 | 0 | 0 | 0 | 0 | 0 | 0 | 0 | 0 | 0 | 0 | 0 | 0 | 0 | 0 | 0 | 0 | 0 | 0 | 0 | 0 | 0 | 0 | 0 | 0 | 0 | 0 | 0 | 0 | 0 | 0 | 0 | 0 | 0 | 0 | 0 | 0 | 0 | 0 | 0 | 0 | 0 | 0 | 0 | 0 | 0 | 0 | 0 | 0 | 0 | 0 | 0 | 0 | 0 | 0 | 0 | 0 | 0 | 0 | 0 | 0 | 0 | 0 | 0 | 0 | 0 | 0 | 0 | 0 | 0 | 0 | 0 | 0 | 0 | 0 | 0 | 0 | 0 | 0 | 0 | 0 | 0 | 0 | 0 | 0 | 0 | 0 | 0 | 0 | 0 | 0 | 0 | 0 | 0 | 0 | 0 | 0 | 0 | 0 | 0 | 0 | 0 | 0 | 0 | 0 | 0 | 0 | 0 | 0 | 0 | 0 | 0 | 0 | 0 | 0 | 0 | 0 | 0 | 0 | 0 | 0 | 0 | 0 | 0 | 0 | 0 | 0 | 0 | 0 | 0 | 0 | 0 | 0 | 0 | 0 | 0 | 0 | 0 | 0 | 0 | 0 | 0 | 0 | 0 | 0 | 0 | 0 | 0 | 0 | 0 | 0 | 0 | 0 | 0 | 0 | 0 | 0 | 0 | 0 | 0 | 0 | 0 | 0 | 0 | 0 | 0 | 0 | 0 | 0 | 0 | 0 | 0 | 0 | 0 | 0 | 0 | 0 | 0 | 0 | 0 | 0 | 0 | 0 | 0 | 0 | 0 | 0 | 0 | 0 | 0 | 0 | 0 | 0 | 0 | 0 | 0 | 0 | 0 | 0 | 0 | 0 | 0 | 0 | 0 | 0 | 0 | 0 | 0 | 0 | 0 | 0 | 0 | 0 | 0 | 0 | 0 | 0 | 0 | 0 | 0 | 0 | 0 | 0 | 0 | 0 | 0 | 0 | 0 | 0 | 0 | 0 | 0 | 0 | 0 | 0 | 0 | 0 | 0 | 0 | 0 | 0 | 0 | 0 | 0 | 0 | 0 | 0 | 0 | 0 | 0 | 0 | 0 | 0 | 0 | 0 | 0 | 0 | 0 | 0 | 0 | 0 | 0 | 0 | 0 | 0 | 0 | 0 | 0 | 0 | 0 | 0 | 0 | 0 | 0 | 0 | 0 | 0 | 0 | 0 | 0 | 0 | 0 | 0 | 0 | 0 | 0 | 0 | 0 | 0 | 0 | 0 | 0 | 0 | 0 | 0 | 0 | 0 | 0 | 0 | 0 | 0 | 0 | 0 | 0 | 0 | 0 | 0 | 0 | 0 | 0 | 0 | 0 | 0 | 0 | 0 | 0 | 0 | 0 | 0 | 0 | 0 | 0 | 0 | 0 | 0 | 0 | 0 | 0 | 0 | 0 | 0 | 0 | 0 | 0 | 0 | 0 | 0 | 0 | 0 | 0 | 0 | 0 | 0 | 0 | 0 | 0 | 0 | 0 | 0 | 0 | 0 | 0 | 0 | 0 | 0 | 0 | 0 | 0 | 0 | 0 | 0 | 0 | 0 | 0 | 0 | 0 | 0 | 0 | 0 | 0 | 0 | 0 | 0 | 0 | 0 | 0 | 0 | 0 | 0 | 0 | 0 | 0 | 0 | 0 | 0 | 0 | 0 | 0 | 0 | 0 | 0 | 0 | 0 | 0 | 0 | 0 | 0 | 0 | 0 | 0 | 0 | 0 | 0 | 0 | 0 | 0 | 0 | 0 | 0 | 0 | 0 | 0 | 0 | 0 | 0 | 0 | 0 | 0 | 0 | 0 | 0 | 0 | 0 | 0 | 0 | 0 | 0 | 0 | 0 | 0 | 0 | 0 | 0 | 0 | 0 | 0 | 0 | 0 | 0 | 0 | 0 | 0 | 0 | 0 | 0 | 0 | 0 | 0 | 0 | 0 | 0 | 0 | 0 | 0 | 0 | 0 | 0 | 0 | 0 | 0 | 0 | 0 | 0 | 0 | 0 | 0 | 0 | 0 | 0 | 0 | 0 | 0 | 0 | 0 | 0 | 0 | 0 | 0 | 0 | 0 | 0 | 0 | 0 | 0 | 0 | 0 | 0 | 0 | 0 | 0 | 0 | 0 | 0 | 0 | 0 | 0 | 0 | 0 | 0 | 0 | 0 | 0 | 0 | 0 | 0 | 0 | 0 | 0 | 0 | 0 | 0 | 0 | 0 | 0 | 0 | 0 | 0 | 0 | 0 | 0 | 0 | 0 | 0 | 0 | 0 | 0 | 0 | 0 | 0 | 0 | 0 | 0 | 0 | 0 | 0 | 0 | 0 | 0 | 0 | 0 | 0 | 0 | 0 | 0 | 0 | 0 | 0 | 0 | 0 | 0 | 0 | 0 | 0 | 0 | 0 | 0 | 0 | 0 | 0 | 0 | 0 | 0 | 0 | 0 | 0 | 0 | 0 | 0 | 0 | 0 | 0 | 0 | 0 | 0 | 0 | 0 | 0 | 0 | 0 | 0 | 0 | 0 | 0 | 0 | 0 | 0 | 0 | 0 | 0 | 0 | 0 | 0 | 0 | 0 | 0 | 0 | 0 | 0 | 0 | 0 | 0 | 0 | 0 | 0 | 0 | 0 | 0 | 0 | 0 | 0 | 0 | 0 | 0 | 0 | 0 | 0 | 0 | 0 | 0 | 0 | 0 | 0 | 0 | 0 | 0 | 0 | 0 | 0 | 0 | 0 | 0 | 0 | 0 | 0 | 0 | 0 | 0 | 0 | 0 | 0 | 0 | 0 | 0 | 0 | 0 | 0 | 0 | 0 | 0 | 0 | 0 | 0 | 0 | 0 | 0 | 0 | 0 | 0 | 0 | 0 | 0 | 0 | 0 | 0 | 0 | 0 | 0 | 0 | 0 | 0 | 0 | 0 | 0 | 0 | 0 | 0 | 0 | 0 | 0 | 0 | 0 | 0 | 0 | 0 | 0 | 0 | 0 | 0 | 0 | 0 | 0 | 0 | 0 | 0 | 0 | 0 | 0 | 0 | 0 | 0 | 0 | 0 | 0 | 0 | 0 | 0 | 0 | 0 | 0 | 0 | 0 | 0 | 0 | 0 | 0 | 0 | 0 | 0 | 0 | 0 | 0 | 0 | 0 | 0 | 0 | 0 | 0 | 0 | 0 | 0 | 0 | 0 | 0 | 0 | 0 | 0 | 0 | 0 | 0 | 0 | 0 | 0 | 0 | 0 | 0 | 0 | 0 | 0 | 0 | 0 | 0 | 0 | 0 | 0 | 0 | 0 | 0 | 0 | 0 | 0 | 0 | 0 | 0 | 0 | 0 | 0 | 0 | 0 | 0 | 0 | 0 | 0 | 0 | 0 | 0 | 0 | 0 | 0 | 0 | 0 | 0 | 0 | 0 | 0 | 0 | 0 | 0 | 0 | 0 | 0 | 0 | 0 | 0 | 0 | 0 | 0 | 0 | 0 | 0 | 0 | 0 | 0 | 0 | 0 | 0 | 0 | 0 | 0 | 0 | 0 | 0 | 0 | 0 | 0 | 0 | 0 | 0 | 0 | 0 | 0 | 0 | 0 | 0 | 0 | 0 | 0 | 0 | 0 | 0 | 0 | 0 | 0 | 0 | 0 | 0 | 0 | 0 | 0 | 0 | 0 | 0 | 0 | 0 | 0 | 0 | 0 | 0 | 0 | 0 | 0 | 0 | 0 | 0 | 0 | 0 | 0 | 0 | 0 | 0 | 0 | 0 | 0 | 0 | 0 | 0 | 0 | 0 | 0 | 0 | 0 | 0 | 0 | 0 | 0 | 0 | 0 | 0 | 0 | 0 | 0 | 0 | 0 | 0 | 0 | 0 | 0 | 0 | 0 | 0 | 0 | 0 | 0 | 0 | 0 | 0 | 0 | 0 | 0 | 0 | 0 | 0 | 0 | 0 | 0 | 0 | 0 | 0 | 0 | 0 | 0 | 0 | 0 | 0 | 0 | 0 | 0 | 0 | 0 | 0 | 0 | 0 | 0 | 0 | 0 | 0 | 0 | 0 | 0 | 0 | 0 | 0 | 0 | 0 | 0 | 0 | 0 | 0 | 0 | 0 | 0 | 0 | 0 | 0 | 0 | 0 | 0 | 0 | 0 | 0 | 0 | 0 | 0 | 0 | 0 | 0 | 0 | 0 | 0 | 0 | 0 | 0 | 0 | 0 | 0 | 0 | 0 | 0 | 0 | 0 | 0 | 0 | 0 | 0 | 0 | 0 | 0 | 0 | 0 | 0 | 0 | 0 | 0 | 0 | 0 | 0 | 0 | 0 | 0 | 0 | 0 | 0 | 0 | 0 | 0 | 0 | 0 | 0 | 0 | 0 | 0 | 0 | 0 | 0 | 0 | 0 | 0 | 0 | 0 | 0 | 0 | 0 | 0 | 0 | 0 | 0 | 0 | 0 | 0 | 0 | 0 | 0 | 0 | 0 | 0 | 0 | 0 | 0 | 0 | 0 | 0 | 0 | 0 | 0 | 0 | 0 | 0 | 0 | 0 | 0 | 0 | 0 | 0 | 0 | 0 | 0 | 0 | 0 | 0 | 0 | 0 | 0 | 0 | 0 | 0 | 0 | 0 | 0 | 0 | 0 | 0 | 0 | 0 | 0 | 0 | 0 | 0 | 0 | 0 | 0 | 0 | 0 | 0 | 0 | 0 | 0 | 0 | 0 | 0 | 0 | 0 | 0 | 0 | 0 | 0 | 0 | 0 | 0 | 0 | 0 | 0 | 0 | 0 | 0 | 0 | 0 | 0 | 0 | 0 | 0 | 0 | 0 | 0 | 0 | 0 | 0 | 0 | 0 | 0 | 0 | 0 | 0 | 0 | 0 | 0 | 0 | 0 | 0 | 0 | 0 | 0 | 0 | 0 | 0 | 0 | 0 | 0 | 0 | 0 | 0 | 0 | 0 | 0 | 0 | 0 | 0 | 0 | 0 | 0 | 0 | 0 | 0 | 0 | 0 | 0 | 0 | 0 | 0 | 0 | 0 | 0 | 0 | 0 | 0 | 0 | 0 | 0 | 0 | 0 | 0 | 0 | 0 | 0 | 0 | 0 | 0 | 0 | 0 | 0 | 0 | 0 | 0 | 0 | 0 | 0 | 0 | 0 | 0 | 0 | 0 | 0 | 0 | 0 | 0 | 0 | 0 | 0 | 0 | 0 | 0 | 0 | 0 | 0 | 0 | 0 | 0 | 0 | 0 | 0 | 0 | 0 | 0 | 0 | 0 | 0 | 0 | 0 | 0 | 0 | 0 | 0 | 0 | 0 | 0 | 0 | 0 | 0 | 0 | 0 | 0 | 0 | 0 | 0 | 0 | 0 | 0 | 0 | 0 | 0 | 0 | 0 | 0 | 0 | 0 | 0 | 0 | 0 | 0 | 0 | 0 | 0 | 0 | 0 | 0 | 0 | 0 | 0 | 0 | 0 | 0 | 0 | 0 | 0 | 0 | 0 | 0 | 0 | 0 | 0 | 0 | 0 | 0 | 0 | 0 | 0 | 0 | 0 | 0 | 0 | 0 | 0 | 0 | 0 | 0 | 0 | 0 | 0 | 0 | 0 | 0 | 0 | 0 | 0 | 0 | 0 | 0 | 0 | 0 | 0 | 0 | 0 | 0 | 0 | 0 | 0 | 0 | 0 | 0 | 0 | 0 | 0 | 0 | 0 | 0 | 0 | 0 | 0 | 0 | 0 | 0 | 0 | 0 | 0 | 0 | 0 | 0 | 0 | 0 | 0 | 0 | 0 | 0 | 0 | 0 | 0 | 0 | 0 | 0 | 0 | 0 | 0 | 0 | 0 | 0 | 0 | 0 | 0 | 0 | 0 | 0 | 0 | 0 | 0 | 0 | 0 | 0 | 0 | 0 | 0 | 0 | 0 | 0 | 0 | 0 | 0 | 0 | 0 | 0 | 0 | 0 | 0 | 0 | 0 | 0 | 0 | 0 | 0 | 0 | 0 | 0 | 0 | 0 | 0 | 0 | 0 | 0 | 0 | 0 | 0 | 0 | 0 | 0 | 0 | 0 | 0 | 0 | 0 | 0 | 0 | 0 | 0 | 0 | 0 | 0 | 0 | 0 | 0 | 0 | 0 | 0 | 0 | 0 | 0 | 0 | 0 | 0 | 0 | 0 | 0 | 0 | 0 | 0 | 0 | 0 | 0 | 0 | 0 | 0 | 0 | 0 | 0 | 0 | 0 | 0 | 0 | 0 | 0 | 0 | 0 | 0 | 0 | 0 | 0 | 0 | 0 | 0 | 0 | 0 | 0 | 0 | 0 | 0 | 0 | 0 | 0 | 0 | 0 | 0 | 0 | 0 | 0 | 0 | 0 | 0 | 0 | 0 | 0 | 0 | 0 | 0 | 0 | 0 | 0 | 0 | 0 | 0 | 0 | 0 | 0 | 0 | 0 | 0 | 0 | 0 | 0 | 0 | 0 | 0 | 0 | 0 | 0 | 0 | 0 | 0 | 0 | 0 | 0 | 0 | 0 | 0 | 0 | 0 | 0 | 0 | 0 | 0 | 0 | 0 | 0 | 0 | 0 | 0 | 0 | 0 | 0 | 0 | 0 | 0 | 0 | 0 | 0 | 0 | 0 | 0 | 0 | 0 | 0 | 0 | 0 | 0 | 0 | 0 | 0 | 0 | 0 | 0 | 0 | 0 | 0 | 0 | 0 | 0 | 0 | 0 | 0 | 0 | 0 | 0 | 0 | 0 | 0 | 0 | 0 | 0 | 0 | 0 | 0 | 0 | 0 | 0 | 0 | 0 | 0 | 0 | 0 | 0 | 0 | 0 | 0 | 0 | 0 | 0 | 0 | 0 | 0 | 0 | 0 | 0 | 0 | 0 | 0 | 0 | 0 | 0 | 0 | 0 | 0 | 0 | 0 | 0 | 0 | 0 | 0 | 0 | 0 | 0 | 0 | 0 | 0 | 0 | 0 | 0 | 0 | 0 | 0 | 0 | 0 | 0 | 0 | 0 | 0 | 0 | 0 | 0 | 0 | 0 | 0 | 0 | 0 | 0 | 0 | 0 | 0 | 0 | 0 | 0 | 0 | 0 | 0 | 0 | 0 | 0 | 0 | 0 | 0 | 0 | 0 | 0 | 0 | 0 | 0 | 0 | 0 | 0 | 0 | 0 | 0 | 0 | 0 | 0 | 0 | 0 | 0 | 0 | 0 | 0 | 0 | 0 | 0 | 0 | 0 | 0 | 0 | 0 | 0 | 0 | 0 | 0 | 0 | 0 | 0 | 0 | 0 | 0 | 0 | 0 | 0 | 0 | 0 | 0 | 0 | 0 | 0 | 0 | 0 | 0 | 0 | 0 | 0 | 0 | 0 | 0 | 0 | 0 | 0 | 0 | 0 | 0 | 0 | 0 | 0 | 0 | 0 | 0 | 0 | 0 | 0 | 0 | 0 | 0 | 0 | 0 | 0 | 0 | 0 | 0 | 0 | 0 | 0 | 0 | 0 | 0 | 0 | 0 | 0 | 0 | 0 | 0 | 0 | 0 | 0 | 0 | 0 | 0 | 0 | 0 | 0 | 0 | 0 | 0 | 0 | 0 | 0 | 0 | 0 | 0 | 0 | 0 | 0 | 0 | 0 | 0 | 0 | 0 | 0 | 0 | 0 | 0 | 0 | 0 | 0 | 0 | 0 | 0 | 0 | 0 | 0 | 0 | 0 | 0 | 0 | 0 | 0 | 0 | 0 | 0 | 0 | 0 | 0 | 0 | 0 | 0 | 0 | 0 | 0 | 0 | 0 | 0 | 0 | 0 | 0 | 0 | 0 | 0 | 0 | 0 | 0 | 0 | 0 | 0 | 0 | 0 | 0 | 0 | 0 | 0 | 0 | 0 | 0 | 0 | 0 | 0 | 0 | 0 | 0 | 0 | 0 | 0 | 0 | 0 | 0 | 0 | 0 | 0 | 0 | 0 | 0 | 0 | 0 | 0 | 0 | 0 | 0 | 0 | 0 | 0 | 0 | 0 | 0 | 0 | 0 | 0 | 0 | 0 | 0 | 0 | 0 | 0 | 0 | 0 | 0 | 0 | 0 | 0 | 0 | 0 | 0 | 0 | 0 | 0 | 0 | 0 | 0 | 0 | 0 | 0 | 0 | 0 | 0 | 0 | 0 | 0 | 0 | 0 | 0 | 0 | 0 | 0 | 0 | 0 | 0 | 0 | 0 | 0 | 0 | 0 | 0 | 0 | 0 | 0 | 0 | 0 | 0 | 0 | 0 | 0 | 0 | 0 | 0 | 0 | 0 | 0 | 0 | 0 | 0 | 0 | 0 | 0 | 0 | 0 | 0 | 0 | 0 | 0 | 0 | 0 | 0 | 0 | 0 | 0 | 0 | 0 | 0 | 0 | 0 | 0 | 0 | 0 | 0 | 0 | 0 | 0 | 0 | 0 | 0 | 0 | 0 | 0 | 0 | 0 | 0 | 0 | 0 | 0 | 0 | 0 | 0 | 0 | 0 | 0 | 0 | 0 | 0 | 0 | 0 | 0 | 0 | 0 | 0 | 0 | 0 | 0 | 0 | 0 | 0 | 0 | 0 | 0 | 0 | 0 | 0 | 0 | 0 | 0 | 0 | 0 | 0 | 0 | 0 | 0 | 0 | 0 | 0 | 0 | 0 | 0 | 0 | 0 | 0 | 0 | 0 | 0 | 0 | 0 | 0 | 0 | 0 | 0 | 0 | 0 | 0 | 0 | 0 | 0 | 0 | 0 | 0 | 0 | 0 | 0 | 0 | 0 | 0 | 0 | 0 | 0 | 0 | 0 | 0 | 0 | 0 | 0 | 0 | 0 | 0 | 0 | 0 | 0 | 0 | 0 | 0 | 0 | 0 | 0 | 0 | 0 | 0 | 0 | 0 | 0 | 0 | 0 | 0 | 0 | 0 | 0 | 0 | 0 | 0 | 0 | 0 | 0 | 0 | 0 | 0 | 0 | 0 | 0 | 0 | 0 | 0 | 0 | 0 | 0 | 0 | 0 | 0 | 0 | 0 | 0 | 0 | 0 | 0 | 0 | 0 | 0 | 0 | 0 | 0 | 0 | 0 | 0 | 0 | 0 | 0 | 0 | 0 | 0 | 0 | 0 | 0 | 0 | 0 | 0 | 0 | 0 | 0 | 0 | 0 | 0 | 0 | 0 | 0 | 0 | 0 | 0 | 0 | 0 | 0 | 0 | 0 | 0 | 0 | 0 | 0 | 0 | 0 | 0 | 0 | 0 | 0 | 0 | 0 | 0 | 0 | 0 | 0 | 0 | 0 | 0 | 0 | 0 | 0 | 0 | 0 | 0 | 0 | 0 | 0 | 0 | 0 | 0 | 0 | 0 | 0 | 0 | 0 | 0 | 0 | 0 | 0 | 0 | 0 | 0 | 0 | 0 | 0 | 0 | 0 | 0 | 0 | 0 | 0 | 0 | 0 | 0 | 0 | 0 | 0 | 0 | 0 | 0 | 0 | 0 | 0 | 0 | 0 | 0 | 0 | 0 | 0 | 0 | 0 | 0 | 0 | 0 | 0 | 0 | 0 | 0 | 0 | 0 | 0 | 0 | 0 | 0 | 0 | 0 | 0 | 0 | 0 | 0 | 0 | 0 | 0 | 0 | 0 | 0 | 0 | 0 | 0 | 0 | 0 | 0 | 0 | 0 | 0 | 0 | 0 | 0 | 0 | 0 | 0 | 0 | 0 | 0 | 0 | 0 | 0 | 0 | 0 | 0 | 0 | 0 | 0 | 0 | 0 | 0 | 0 | 0 | 0 | 0 | 0 | 0 | 0 | 0 | 0 | 0 | 0 | 0 | 0 | 0 | 0 | 0 | 0 | 0 | 0 | 0 | 0 | 0 | 0 | 0 | 0 | 0 | 0 | 0 | 0 | 0 | 0 | 0 | 0 | 0 | 0 | 0 | 0 | 0 | 0 | 0 | 0 | 0 | 0 | 0 | 0 | 0 | 0 | 0 | 0 | 0 | 0 | 0 | 0 | 0 | 0 | 0 | 0 | 0 | 0 | 0 | 0 | 0 | 0 | 0 | 0 | 0 | 0 | 0 | 0 | 0 | 0 | 0 | 0 | 0 | 0 | 0 | 0 | 0 | 0 | 0 | 0 | 0 | 0 | 0 | 0 | 0 | 0 | 0 | 0 | 0 | 0 | 0 | 0 | 0 | 0 | 0 | 0 | 0 | 0 | 0 | 0 | 0 | 0 | 0 | 0 | 0 | 0 | 0 | 0 | 0 | 0 | 0 | 0 | 0 | 0 | 0 | 0 | 0 | 0 | 0 | 0 | 0 | 0 | 0 | 0 | 0 | 0 | 0 | 0 | 0 | 0 | 0 | 0 | 0 | 0 | 0 | 0 | 0 | 0 | 0 | 0 | 0 | 0 | 0 | 0 | 0 | 0 | 0 | 0 | 0 | 0 | 0 | 0 | 0 | 0 | 0 | 0 | 0 | 0 | 0 | 0 | 0 | 0 | 0 | 0 | 0 | 0 | 0 | 0 | 0 | 0 | 0 | 0 | 0 | 0 | 0 | 0 | 0 | 0 | 0 | 0 | 0 | 0 | 0 | 0 | 0 | 0 | 0 | 0 | 0 | 0 | 0 | 0 | 0 | 0 | 0 | 0 | 0 | 0 | 0 | 0 | 0 | 0 | 0 | 0 | 0 | 0 | 0 | 0 | 0 | 0 | 0 | 0 | 0 | 0 | 0 | 0 | 0 | 0 | 0 | 0 | 0 | 0 | 0 | 0 | 0 | 0 | 0 | 0 | 0 | 0 | 0 | 0 | 0 | 0 | 0 | 0 | 0 | 0 | 0 | 0 | 0 | 0 | 0 | 0 | 0 | 0 | 0 | 0 | 0 | 0 | 0 | 0 | 0 | 0 | 0 | 0 | 0 | 0 | 0 | 0 | 0 | 0 | 0 | 0 | 0 | 0 | 0 | 0 | 0 | 0 | 0 | 0 | 0 | 0 | 0 | 0 | 0 | 0 | 0 | 0 | 0 | 0 | 0 | 0 | 0 | 0 | 0 | 0 | 0 | 0 | 0 | 0 | 0 | 0 | 0 | 0 | 0 | 0 | 0 | 0 | 0 | 0 | 0 | 0 | 0 | 0 | 0 | 0 | 0 | 0 | 0 | 0 | 0 | 0 | 0 | 0 | 0 | 0 | 0 | 0 | 0 | 0 | 0 | 0 | 0 | 0 | 0 | 0 | 0 | 0 | 0 | 0 | 0 | 0 | 0 | 0 | 0 | 0 | 0 | 0 | 0 | 0 | 0 | 0 | 0 | 0 | 0 | 0 | 0 | 0 | 0 | 0 | 0 | 0 | 0 | 0 | 0 | 0 | 0 | 0 | 0 | 0 | 0 | 0 | 0 | 0 | 0 | 0 | 0 | 0 | 0 | 0 | 0 | 0 | 0 | 0 | 0 | 0 | 0 | 0 | 0 | 0 | 0 | 0 | 0 | 0 | 0 | 0 | 0 | 0 | 0 | 0 | 0 | 0 | 0 | 0 | 0 | 0 | 0 | 0 | 0 | 0 | 0 | 0 | 0 | 0 | 0 | 0 | 0 | 0 | 0 | 0 | 0 | 0 | 0 | 0 | 0 | 0 | 0 | 0 | 0 | 0 | 0 | 0 | 0 | 0 | 0 | 0 | 0 | 0 | 0 | 0 | 0 | 0 | 0 | 0 | 0 | 0 | 0 | 0 | 0 | 0 | 0 | 0 | 0 | 0 | 0 | 0 | 0 | 0 | 0 | 0 | 0 | 0 | 0 | 0 | 0 | 0 | 0 | 0 | 0 | 0 | 0 | 0 | 0 | 0 | 0 | 0 | 0 | 0 | 0 | 0 | 0 | 0 | 0 | 0 | 0 | 0 | 0 | 0 | 0 | 0 | 0 | 0 | 0 | 0 | 0 | 0 | 0 | 0 | 0 | 0 | 0 | 0 | 0 | 0 | 0 | 0 | 0 | 0 | 0 | 0 | 0 | 0 | 0 | 0 | 0 | 0 | 0 | 0 | 0 | 0 | 0 | 0 | 0 | 0 | 0 | 0 | 0 | 0 | 0 | 0 | 0 | 0 | 0 | 0 | 0 | 0 | 0 | 0 | 0 | 0 | 0 | 0 | 0 | 0 | 0 | 0 | 0 | 0 | 0 | 0 | 0 | 0 | 0 | 0 | 0 | 0 | 0 | 0 | 0 | 0 | 0 | 0 | 0 | 0 | 0 | 0 | 0 | 0 | 0 | 0 | 0 | 0 | 0 | 0 | 0 | 0 | 0 | 0 | 0 | 0 | 0 | 0 | 0 | 0 | 0 | 0 | 0 | 0 | 0 | 0 | 0 | 0 | 0 | 0 | 0 | 0 | 0 | 0 | 0 | 0 | 0 | 0 | 0 | 0 | 0 | 0 | 0 | 0 | 0 | 0 | 0 | 0 | 0 | 0 | 0 | 0 | 0 | 0 | 0 | 0 | 0 | 0 | 0 | 0 | 0 | 0 | 0 | 0 | 0 | 0 | 0 | 0 | 0 | 0 | 0 | 0 | 0 | 0 | 0 | 0 | 0 | 0 | 0 | 0 | 0 | 0 | 0 | 0 | 0 | 0 | 0 | 0 | 0 | 0 | 0 | 0 | 0 | 0 | 0 | 0 | 0 | 0 | 0 | 0 | 0 | 0 | 0 | 0 | 0 | 0 | 0 | 0 | 0 | 0 | 0 | 0 | 0 | 0 | 0 | 0 | 0 | 0 | 0 | 0 | 0 | 0 | 0 | 0 | 0 | 0 | 0 | 0 | 0 | 0 | 0 | 0 | 0 | 0 | 0 | 0 | 0 | 0 | 0 | 0 | 0 | 0 | 0 | 0 | 0 | 0 | 0 | 0 | 0 | 0 | 0 | 0 | 0 | 0 | 0 | 0 | 0 | 0 | 0 | 0 | 0 | 0 | 0 | 0 | 0 | 0 | 0 | 0 | 0 | 0 | 0 | 0 | 0 | 0 | 0 | 0 | 0 | 0 | 0 | 0 | 0 | 0 | 0 | 0 | 0 | 0 | 0 | 0 | 0 | 0 | 0 | 0 | 0 | 0 | 0 | 0 | 0 | 0 | 0 | 0 | 0 | 0 | 0 | 0 | 0 | 0 | 0 | 0 | 0 | 0 | 0 | 0 | 0 | 0 | 0 | 0 | 0 | 0 | 0 | 0 | 0 | 0 | 0 | 0 | 0 | 0 | 0 | 0 | 0 | 0 | 0 | 0 | 0 | 0 | 0 | 0 | 0 | 0 | 0 | 0 | 0 | 0 | 0 | 0 | 0 | 0 | 0 | 0 | 0 | 0 | 0 | 0 | 0 | 0 | 0 | 0 | 0 | 0 | 0 | 0 | 0 | 0 | 0 | 0 | 0 | 0 | 0 | 0 | 0 | 0 | 0 | 0 | 0 | 0 | 0 | 0 | 0 | 0 | 0 | 0 | 0 | 0 | 0 | 0 | 0 | 0 | 0 | 0 | 0 | 0 | 0 | 0 | 0 | 0 | 0 | 0 | 0 | 0 | 0 | 0 | 0 | 0 | 0 | 0 | 0 | 0 | 0 | 0 | 0 | 0 | 0 | 0 | 0 | 0 | 0 | 0 | 0 | 0 | 0 | 0 | 0 | 0 | 0 | 0 | 0 | 0 | 0 | 0 | 0 | 0 | 0 | 0 | 0 | 0 | 0 | 0 | 0 | 0 | 0 | 0 | 0 | 0 | 0 | 0 | 0 | 0 | 0 | 0 | 0 | 0 | 0 | 0 | 0 | 0 | 0 | 0 | 0 | 0 | 0 | 0 | 0 | 0 | 0 | 0 | 0 | 0 | 0 | 0 | 0 | 0 | 0 | 0 | 0 | 0 | 0 | 0 | 0 | 0 | 0 | 0 | 0 | 0 | 0 | 0 | 0 | 0 | 0 | 0 | 0 | 0 | 0 | 0 | 0 | 0 | 0 | 0 | 0 | 0 | 0 | 0 | 0 | 0 | 0 | 0 | 0 | 0 | 0 | 0 | 0 | 0 | 0 | 0 | 0 | 0 | 0 | 0 | 0 | 0 | 0 | 0 | 0 | 0 | 0 | 0 | 0 | 0 | 0 | 0 | 0 | 0 | 0 | 0 | 0 | 0 | 0 | 0 | 0 | 0 | 0 | 0 | 0 | 0 | 0 | 0 | 0 | 0 | 0 | 0 | 0 | 0 | 0 | 0 | 0 | 0 | 0 | 0 | 0 | 0 | 0 | 0 | 0 | 0 | 0 | 0 | 0 | 0 | 0 | 0 | 0 | 0 | 0 | 0 | 0 | 0 | 0 | 0 | 0 | 0 | 0 | 0 | 0 | 0 | 0 | 0 | 0 | 0 | 0 | 0 | 0 | 0 | 0 | 0 | 0 | 0 | 0 | 0 | 0 | 0 | 0 | 0 | 0 | 0 | 0 | 0 | 0 | 0 | 0 | 0 | 0 | 0 | 0 | 0 | 0 | 0 | 0 | 0 | 0 | 0 | 0 | 0 | 0 | 0 | 0 | 0 | 0 | 0 | 0 | 0 | 0 | 0 | 0 | 0 | 0 | 0 | 0 | 0 | 0 | 0 | 0 | 0 | 0 | 0 | 0 | 0 | 0 | 0 | 0 | 0 | 0 | 0 | 0 | 0 | 0 | 0 | 0 | 0 | 0 | 0 | 0 | 0 | 0 | 0 | 0 | 0 | 0 | 0 | 0 | 0 | 0 | 0 | 0 | 0 | 0 | 0 | 0 | 0 | 0 | 0 | 0 | 0 | 0 | 0 | 0 | 0 | 0 | 0 | 0 | 0 | 0 | 0 | 0 | 0 | 0 | 0 | 0 | 0 | 0 | 0 | 0 | 0 | 0 | 0 | 0 | 0 | 0 | 0 | 0 | 0 | 0 | 0 | 0 | 0 | 0 | 0 | 0 | 0 | 0 | 0 | 0 | 0 | 0 | 0 | 0 | 0 | 0 | 0 | 0 | 0 | 0 | 0 | 0 | 0 | 0 | 0 | 0 | 0 | 0 | 0 | 0 | 0 | 0 | 0 | 0 | 0 | 0 | 0 | 0 | 0 | 0 | 0 | 0 | 0 | 0 | 0 | 0 | 0 | 0 | 0 | 0 | 0 | 0 | 0 | 0 | 0 | 0 | 0 | 0 | 0 | 0 | 0 | 0 | 0 | 0 | 0 | 0 | 0 | 0 | 0 | 0 | 0 | 0 | 0 | 0 | 0 | 0 | 0 | 0 | 0 | 0 | 0 | 0 | 0 | 0 | 0 | 0 | 0 | 0 | 0 | 0 | 0 | 0 | 0 | 0 | 0 | 0 | 0 | 0 | 0 | 0 | 0 | 0 | 0 | 0 | 0 | 0 | 0 | 0 | 0 | 0 | 0 | 0 | 0 | 0 | 0 | 0 | 0 | 0 | 0 | 0 | 0 | 0 | 0 | 0 | 0 | 0 | 0 | 0 | 0 | 0 | 0 | 0 | 0 | 0 | 0 | 0 | 0 | 0 | 0 | 0 | 0 | 0 | 0 | 0 | 0 | 0 | 0 | 0 | 0 | 0 | 0 | 0 | 0 | 0 | 0 | 0 | 0 | 0 | 0 | 0 | 0 | 0 | 0 | 0 | 0 | 0 | 0 | 0 | 0 | 0 | 0 | 0 | 0 | 0 | 0 | 0 | 0 | 0 | 0 | 0 | 0 | 0 | 0 | 0 | 0 | 0 | 0 | 0 | 0 | 0 | 0 | 0 | 0 | 0 | 0 | 0 | 0 | 0 | 0 | 0 | 0 | 0 | 0 | 0 | 0 | 0 | 0 | 0 | 0 | 0 | 0 | 0 | 0 | 0 | 0 | 0 | 0 | 0 | 0 | 0 | 0 | 0 | 0 | 0 | 0 | 0 | 0 | 0 | 0 | 0 | 0 | 0 | 0 | 0 | 0 | 0 | 0 | 0 | 0 | 0 | 0 | 0 | 0 | 0 | 0 | 0 | 0 | 0 | 0 | 0 | 0 | 0 | 0 | 0 | 0 | 0 | 0 | 0 | 0 | 0 | 0 | 0 | 0 | 0 | 0 | 0 | 0 | 0 | 0 | 0 | 0 | 0 | 0 | 0 | 0 | 0 | 0 | 0 | 0 | 0 | 0 | 0 | 0 | 0 | 0 | 0 | 0 | 0 | 0 | 0 | 0 | 0 | 0 | 0 | 0 | 0 | 0 | 0 | 0 | 0 | 0 | 0 | 0 | 0 | 0 | 0 | 0 | 0 | 0 | 0 | 0 | 0 | 0 | 0 | 0 | 0 | 0 | 0 | 0 | 0 | 0 | 0 | 0 | 0 | 0 | 0 | 0 | 0 | 0 | 0 | 0 | 0 | 0 | 0 | 0 | 0 | 0 | 0 | 0 | 0 | 0 | 0 | 0 | 0 | 0 | 0 | 0 | 0 | 0 | 0 | 0 | 0 | 0 | 0 | 0 | 0 | 0 | 0 | 0 | 0 | 0 | 0 | 0 | 0 | 0 | 0 | 0 | 0 | 0 | 0 | 0 | 0 | 0 | 0 | 0 | 0 | 0 | 0 | 0 | 0 | 0 | 0 | 0 | 0 | 0 | 0 | 0 | 0 | 0 | 0 | 0 | 0 | 0 | 0 | 0 | 0 | 0 | 0 | 0 | 0 | 0 | 0 | 0 | 0 | 0 | 0 | 0 | 0 | 0 | 0 | 0 | 0 | 0 | 0 | 0 | 0 | 0 | 0 | 0 | 0 | 0 | 0 | 0 | 0 | 0 | 0 | 0 | 0 | 0 | 0 | 0 | 0 | 0 | 0 | 0 | 0 | 0 | 0 | 0 | 0 | 0 | 0 | 0 | 0 | 0 | 0 | 0 | 0 | 0 | 0 | 0 | 0 | 0 | 0 | 0 | 0 | 0 | 0 | 0 | 0 | 0 | 0 | 0 | 0 | 0 | 0 | 0 | 0 | 0 | 0 | 0 | 0 | 0 | 0 | 0 | 0 | 0 | 0 | 0 | 0 | 0 | 0 | 0 | 0 | 0 | 0 | 0 | 0 | 0 | 0 | 0 | 0 | 0 | 0 | 0 | 0 | 0 | 0 | 0 | 0 | 0 | 0 | 0 | 0 | 0 | 0 | 0 | 0 | 0 | 0 | 0 | 0 | 0 | 0 | 0 | 0 | 0 | 0 | 0 | 0 | 0 | 0 | 0 | 0 | 0 | 0 | 0 | 0 | 0 | 0 | 0 | 0 | 0 | 0 | 0 | 0 | 0 | 0 | 0 | 0 | 0 | 0 | 0 | 0 | 0 | 0 | 0 | 0 | 0 | 0 | 0 | 0 | 0 | 0 | 0 | 0 | 0 | 0 | 0 | 0 | 0 | 0 | 0 | 0 | 0 | 0 | 0 | 0 | 0 | 0 | 0 | 0 | 0 | 0 | 0 | 0 | 0 | 0 | 0 | 0 | 0 | 0 | 0 | 0 | 0 | 0 | 0 | 0 | 0 | 0 | 0 | 0 | 0 | 0 | 0 | 0 | 0 | 0 | 0 | 0 | 0 | 0 | 0 | 0 | 0 | 0 | 0 | 0 | 0 | 0 | 0 | 0 | 0 | 0 | 0 | 0 | 0 | 0 | 0 | 0 | 0 | 0 | 0 | 0 | 0 | 0 | 0 | 0 | 0 | 0 | 0 | 0 | 0 | 0 | 0 | 0 | 0 | 0 | 0 | 0 | 0 | 0 | 0 | 0 | 0 | 0 | 0 | 0 | 0 | 0 | 0 | 0 | 0 | 0 | 0 | 0 | 0 | 0 | 0 | 0 | 0 | 0 | 0 | 0 | 0 | 0 | 0 | 0 | 0 | 0 | 0 | 0 | 0 | 0 | 0 | 0 | 0 | 0 | 0 | 0 | 0 | 0 | 0 | 0 | 0 | 0 | 0 | 0 | 0 | 0 | 0 | 0 | 0 | 0 | 0 | 0 | 0 | 0 | 0 | 0 | 0 | 0 | 0 | 0 | 0 | 0 | 0 | 0 | 0 | 0 | 0 | 0 | 0 | 0 | 0 | 0 | 0 | 0 | 0 | 0 | 0 | 0 | 0 | 0 | 0 | 0 | 0 | 0 | 0 | 0 | 0 | 0 | 0 | 0 | 0 | 0 | 0 | 0 | 0 | 0 | 0 | 0 | 0 | 0 | 0 | 0 | 0 | 0 | 0 | 0 | 0 | 0 | 0 | 0 | 0 | 0 | 0 | 0 | 0 | 0 | 0 | 0 | 0 | 0 | 0 | 0 | 0 | 0 | 0 | 0 | 0 | 0 | 0 | 0 | 0 | 0 | 0 | 0 | 0 | 0 | 0 | 0 | 0 | 0 | 0 | 0 | 0 | 0 | 0 | 0 | 0 | 0 | 0 | 0 | 0 | 0 | 0 | 0 | 0 | 0 | 0 | 0 | 0 | 0 | 0 | 0 | 0 | 0 | 0 | 0 | 0 | 0 | 0 | 0 | 0 | 0 | 0 | 0 | 0 | 0 | 0 | 0 | 0 | 0 | 0 | 0 | 0 | 0 | 0 | 0 | 0 | 0 | 0 | 0 | 0 | 0 | 0 | 0 | 0 | 0 | 0 | 0 | 0 | 0 | 0 | 0 | 0 | 0 | 0 | 0 | 0 | 0 | 0 | 0 | 0 | 0 | 0 | 0 | 0 | 0 | 0 | 0 | 0 | 0 | 0 | 0 | 0 | 0 | 0 | 0 | 0 | 0 | 0 | 0 | 0 | 0 | 0 | 0 | 0 | 0 | 0 | 0 | 0 | 0 | 0 | 0 | 0 | 0 | 0 | 0 | 0 | 0 | 0 | 0 | 0 | 0 | 0 | 0 | 0 | 0 | 0 | 0 | 0 | 0 | 0 | 0 | 0 | 0 | 0 | 0 | 0 | 0 | 0 | 0 | 0 | 0 | 0 | 0 | 0 | 0 | 0 | 0 | 0 | 0 | 0 | 0 | 0 | 0 | 0 | 0 | 0 | 0 | 0 | 0 | 0 | 0 | 0 | 0 | 0 | 0 | 0 | 0 | 0 | 0 | 0 | 0 | 0 | 0 | 0 | 0 | 0 | 0 | 0 | 0 | 0 | 0 | 0 | 0 | 0 | 0 | 0 | 0 | 0 | 0 | 0 | 0 | 0 | 0 | 0 | 0 | 0 | 0 | 0 | 0 | 0 | 0 | 0 | 0 | 0 | 0 | 0 | 0 | 0 | 0 | 0 | 0 | 0 | 0 | 0 | 0 | 0 | 0 | 0 | 0 | 0 | 0 | 0 | 0 | 0 | 0 | 0 | 0 | 0 | 0 | 0 | 0 | 0 | 0 | 0 | 0 | 0 | 0 | 0 | 0 | 0 | 0 | 0 | 0 | 0 | 0 | 0 | 0 | 0 | 0 | 0 | 0 | 0 | 0 | 0 | 0 | 0 | 0 | 0 | 0 | 0 | 0 | 0 | 0 | 0 | 0 | 0 | 0 | 0 | 0 | 0 | 0 | 0 | 0 | 0 | 0 | 0 | 0 | 0 | 0 | 0 | 0 | 0 | 0 | 0 | 0 | 0 | 0 | 0 | 0 | 0 | 0 | 0 | 0 | 0 | 0 | 0 | 0 | 0 | 0 | 0 | 0 | 0 | 0 | 0 | 0 | 0 | 0 | 0 | 0 | 0 | 0 | 0 | 0 | 0 | 0 | 0 | 0 | 0 | 0 | 0 | 0 | 0 | 0 | 0 | 0 | 0 | 0 | 0 | 0 | 0 | 0 | 0 | 0 | 0 | 0 | 0 | 0 | 0 | 0 | 0 | 0 | 0 | 0 | 0 | 0 | 0 | 0 | 0 | 0 | 0 | 0 | 0 | 0 | 0 | 0 | 0 | 0 | 0 | 0 | 0 | 0 | 0 | 0 | 0 | 0 | 0 | 0 | 0 | 0 | 0 | 0 | 0 | 0 | 0 | 0 | 0 | 0 | 0 | 0 | 0 | 0 | 0 | 0 | 0 | 0 | 0 | 0 | 0 | 0 | 0 | 0 | 0 | 0 | 0 | 0 | 0 | 0 | 0 | 0 | 0 | 0 | 0 | 0 | 0 | 0 | 0 | 0 | 0 | 0 | 0 | 0 | 0 | 0 | 0 | 0 | 0 | 0 | 0 | 0 | 0 | 0 | 0 | 0 | 0 | 0 | 0 | 0 | 0 | 0 | 0 | 0 | 0 | 0 | 0 | 0 | 0 | 0 | 0 | 0 | 0 | 0 | 0 | 0 | 0 | 0 | 0 | 0 | 0 | 0 | 0 | 0 | 0 | 0 | 0 | 0 | 0 | 0 | 0 | 0 | 0 | 0 | 0 | 0 | 0 | 0 | 0 | 0 | 0 | 0 | 0 | 0 | 0 | 0 | 0 | 0 | 0 | 0 | 0 | 0 | 0 | 0 | 0 | 0 | 0 | 0 | 0 | 0 | 0 | 0 | 0 | 0 | 0 | 0 | 0 | 0 | 0 | 0 | 0 | 0 | 0 | 0 | 0 | 0 | 0 | 0 | 0 | 0 | 0 | 0 | 0 | 0 | 0 | 0 | 0 | 0 | 0 | 0 | 0 | 0 | 0 | 0 | 0 | 0 | 0 | 0 | 0 | 0 | 0 | 0 | 0 | 0 | 0 | 0 | 0 | 0 | 0 | 0 | 0 | 0 | 0 | 0 | 0 | 0 | 0 | 0 | 0 | 0 | 0 | 0 | 0 | 0 | 0 | 0 | 0 | 0 | 0 | 0 | 0 | 0 | 0 | 0 | 0 | 0 | 0 | 0 | 0 | 0 | 0 | 0 | 0 | 0 | 0 | 0 | 0 | 0 | 0 | 0 | 0 | 0 | 0 | 0 | 0 | 0 | 0 | 0 | 0 | 0 | 0 | 0 | 0 | 0 | 0 | 0 | 0 | 0 | 0 | 0 | 0 | 0 | 0 | 0 | 0 | 0 | 0 | 0 | 0 | 0 | 0 | 0 | 0 | 0 | 0 | 0 | 0 | 0 | 0 | 0 | 0 | 0 | 0 | 0 | 0 | 0 | 0 | 0 | 0 | 0 | 0 | 0 | 0 | 0 | 0 | 0 | 0 | 0 | 0 | 0 | 0 | 0 | 0 | 0 | 0 | 0 | 0 | 0 | 0 | 0 | 0 | 0 | 0 | 0 | 0 | 0 | 0 | 0 | 0 | 0 | 0 | 0 | 0 | 0 | 0 | 0 | 0 | 0 | 0 | 0 | 0 | 0 | 0 | 0 | 0 | 0 | 0 | 0 | 0 | 0 | 0 | 0 | 0 | 0 | 0 | 0 | 0 | 0 | 0 | 0 | 0 | 0 | 0 | 0 | 0 | 0 | 0 | 0 | 0 | 0 | 0 | 0 | 0 | 0 | 0 | 0 | 0 | 0 | 0 | 0 | 0 | 0 | 0 | 0 | 0 | 0 | 0 | 0 | 0 | 0 | 0 | 0 | 0 | 0 | 0 | 0 | 0 | 0 | 0 | 0 | 0 | 0 | 0 | 0 | 0 | 0 | 0 | 0 | 0 | 0 | 0 | 0 | 0 | 0 | 0 | 0 | 0 | 0 | 0 | 0 | 0 | 0 | 0 | 0 | 0 | 0 | 0 | 0 | 0 | 0 | 0 | 0 | 0 | 0 | 0 | 0 | 0 | 0 | 0 | 0 | 0 | 0 | 0 | 0 | 0 | 0 | 0 | 0 | 0 | 0 | 0 | 0 | 0 | 0 | 0 | 0 | 0 | 0 | 0 | 0 | 0 | 0 | 0 | 0 | 0 | 0 | 0 | 0 | 0 | 0 | 0 | 0 | 0 | 0 | 0 | 0 | 0 | 0 | 0 | 0 | 0 | 0 | 0 | 0 | 0 | 0 | 0 | 0 | 0 | 0 | 0 | 0 | 0 | 0 | 0 | 0 | 0 | 0 | 0 | 0 | 0 | 0 | 0 | 0 | 0 | 0 | 0 | 0 | 0 | 0 | 0 | 0 | 0 | 0 | 0 | 0 | 0 | 0 | 0 | 0 | 0 | 0 | 0 | 0 | 0 | 0 | 0 | 0 | 0 | 0 | 0 | 0 | 0 | 0 | 0 | 0 | 0 | 0 | 0 | 0 | 0 | 0 | 0 | 0 | 0 | 0 | 0 | 0 | 0 | 0 | 0 | 0 | 0 | 0 | 0 | 0 | 0 | 0 | 0 | 0 | 0 | 0 | 0 | 0 | 0 | 0 | 0 | 0 | 0 | 0 | 0 | 0 | 0 | 0 | 0 | 0 | 0 | 0 | 0 | 0 | 0 | 0 | 0 | 0 | 0 | 0 | 0 | 0 | 0 | 0 | 0 | 0 | 0 | 0 | 0 | 0 | 0 | 0 | 0 | 0 | 0 | 0 | 0 | 0 | 0 | 0 | 0 | 0 | 0 | 0 | 0 | 0 | 0 | 0 | 0 | 0 | 0 | 0 | 0 | 0 | 0 | 0 | 0 | 0 | 0 | 0 | 0 | 0 | 0 | 0 | 0 | 0 | 0 | 0 | 0 | 0 | 0 | 0 | 0 | 0 | 0 | 0 | 0 | 0 | 0 | 0 | 0 | 0 | 0 | 0 | 0 | 0 | 0 | 0 | 0 | 0 | 0 | 0 | 0 | 0 | 0 | 0 | 0 | 0 | 0 | 0 | 0 | 0 | 0 | 0 | 0 | 0 | 0 | 0 | 0 | 0 | 0 | 0 | 0 | 0 | 0 | 0 | 0 | 0 | 0 | 0 | 0 | 0 | 0 | 0 | 0 | 0 | 0 | 0 | 0 | 0 | 0 | 0 | 0 | 0 | 0 | 0 | 0 | 0 | 0 | 0 | 0 | 0 | 0 | 0 | 0 | 0 | 0 | 0 | 0 | 0 | 0 | 0 | 0 | 0 | 0 | 0 | 0 | 0 | 0 | 0 | 0 | 0 | 0 | 0 | 0 | 0 | 0 | 0 | 0 | 0 | 0 | 0 | 0 | 0 | 0 | 0 | 0 | 0 | 0 | 0 | 0 | 0 | 0 | 0 | 0 | 0 | 0 | 0 | 0 | 0 | 0 | 0 | 0 | 0 | 0 | 0 | 0 | 0 | 0 | 0 | 0 | 0 | 0 | 0 | 0 | 0 | 0 | 0 | 0 | 0 | 0 | 0 | 0 | 0 | 0 | 0 | 0 | 0 | 0 | 0 | 0 | 0 | 0 | 0 | 0 | 0 | 0 | 0 | 0 | 0 | 0 | 0 | 0 | 0 | 0 | 0 | 0 | 0 | 0 | 0 | 0 | 0 | 0 | 0 | 0 | 0 | 0 | 0 | 0 | 0 | 0 | 0 | 0 | 0 | 0 | 0 | 0 | 0 | 0 | 0 | 0 | 0 | 0 | 0 | 0 | 0 | 0 | 0 | 0 | 0 | 0 | 0 | 0 | 0 | 0 | 0 | 0 | 0 | 0 | 0 | 0 | 0 | 0 | 0 | 0 | 0 | 0 | 0 | 0 | 0 | 0 | 0 | 0 | 0 | 0 | 0 | 0 | 0 | 0 | 0 | 0 | 0 | 0 | 0 | 0 | 0 | 0 | 0 | 0 | 0 | 0 | 0 | 0 | 0 | 0 | 0 | 0 | 0 | 0 | 0 | 0 | 0 | 0 | 0 | 0 | 0 | 0 | 0 | 0 | 0 | 0 | 0 | 0 | 0 | 0 | 0 | 0 | 0 | 0 | 0 | 0 | 0 | 0 | 0 | 0 | 0 | 0 | 0 | 0 | 0 | 0 | 0 | 0 | 0 | 0 | 0 | 0 | 0 | 0 | 0 | 0 | 0 | 0 | 0 | 0 | 0 | 0 | 0 | 0 | 0 | 0 | 0 | 0 | 0 | 0 | 0 | 0 | 0 | 0 | 0 | 0 | 0 | 0 | 0 | 0 | 0 | 0 | 0 | 0 | 0 | 0 | 0 | 0 | 0 | 0 | 0 | 0 | 0 | 0 | 0 | 0 | 0 | 0 | 0 | 0 | 0 | 0 | 0 | 0 | 0 | 0 | 0 | 0 | 0 | 0 | 0 | 0 | 0 | 0 | 0 | 0 | 0 | 0 | 0 | 0 | 0 | 0 | 0 | 0 | 0 | 0 | 0 | 0 | 0 | 0 | 0 | 0 | 0 | 0 | 0 | 0 | 0 | 0 | 0 | 0 | 0 | 0 | 0 | 0 | 0 | 0 | 0 | 0 | 0 | 0 | 0 | 0 | 0 | 0 | 0 | 0 | 0 | 0 | 0 | 0 | 0 | 0 | 0 | 0 | 0 | 0 | 0 | 0 | 0 | 0 | 0 | 0 | 0 | 0 | 0 | 0 | 0 | 0 | 0 | 0 | 0 | 0 | 0 | 0 | 0 | 0 | 0 | 0 | 0 | 0 | 0 | 0 | 0 | 0 | 0 | 0 | 0 | 0 | 0 | 0 | 0 | 0 | 0 | 0 | 0 | 0 | 0 | 0 | 0 | 0 | 0 | 0 | 0 | 0 | 0 | 0 | 0 | 0 | 0 | 0 | 0 | 0 | 0 | 0 | 0 | 0 | 0 | 0 | 0 | 0 | 0 | 0 | 0 | 0 | 0 | 0 | 0 | 0 | 0 | 0 | 0 | 0 | 0 | 0 | 0 | 0 | 0 | 0 | 0 | 0 | 0 | 0 | 0 | 0 | 0 | 0 | 0 | 0 | 0 | 0 | 0 | 0 | 0 | 0 | 0 | 0 | 0 | 0 | 0 | 0 | 0 | 0 | 0 | 0 | 0 | 0 | 0 | 0 | 0 | 0 | 0 | 0 | 0 | 0 | 0 | 0 | 0 | 0 | 0 | 0 | 0 | 0 | 0 | 0 | 0 | 0 | 0 | 0 | 0 | 0 | 0 | 0 | 0 | 0 | 0 | 0 | 0 | 0 | 0 | 0 | 0 | 0 | 0 | 0 | 0 | 0 | 0 | 0 | 0 | 0 | 0 | 0 | 0 | 0 | 0 | 0 | 0 | 0 | 0 | 0 | 0 | 0 | 0 | 0 | 0 | 0 | 0 | 0 | 0 | 0 | 0 | 0 | 0 | 0 | 0 | 0 | 0 | 0 | 0 | 0 | 0 | 0 | 0 | 0 | 0 | 0 | 0 | 0 | 0 | 0 | 0 | 0 | 0 | 0 | 0 | 0 | 0 | 0 | 0 | 0 | 0 | 0 | 0 | 0 | 0 | 0 | 0 | 0 | 0 | 0 | 0 | 0 | 0 | 0 | 0 | 0 | 0 | 0 | 0 | 0 | 0 | 0 | 0 | 0 | 0 | 0 | 0 | 0 | 0 | 0 | 0 | 0 | 0 | 0 | 0 | 0 | 0 | 0 | 0 | 0 | 0 | 0 | 0 | 0 | 0 | 0 | 0 | 0 | 0 | 0 | 0 | 0 | 0 | 0 | 0 | 0 | 0 | 0 | 0 | 0 | 0 | 0 | 0 | 0 | 0 | 0 | 0 | 0 | 0 | 0 | 0 | 0 | 0 | 0 | 0 | 0 | 0 | 0 | 0 | 0 | 0 | 0 | 0 | 0 | 0 | 0 | 0 | 0 | 0 | 0 | 0 | 0 | 0 | 0 | 0 | 0 | 0 | 0 | 0 | 0 | 0 | 0 | 0 | 0 | 0 | 0 | 0 | 0 | 0 | 0 | 0 | 0 | 0 | 0 | 0 | 0 | 0 | 0 | 0 | 0 | 0 | 0 | 0 | 0 | 0 | 0 | 0 | 0 | 0 | 0 | 0 | 0 | 0 | 0 | 0 | 0 | 0 | 0 | 0 | 0 | 0 | 0 | 0 | 0 | 0 | 0 | 0 | 0 | 0 | 0 | 0 | 0 | 0 | 0 | 0 | 0 | 0 | 0 | 0 | 0 | 0 | 0 | 0 | 0 | 0 | 0 | 0 | 0 | 0 | 0 | 0 | 0 | 0 | 0 | 0 | 0 | 0 | 0 | 0 | 0 | 0 | 0 | 0 | 0 | 0 | 0 | 0 | 0 | 0 | 0 | 0 | 0 | 0 | 0 | 0 | 0 | 0 | 0 | 0 | 0 | 0 | 0 | 0 | 0 | 0 | 0 | 0 | 0 | 0 | 0 | 0 | 0 | 0 | 0 | 0 | 0 | 0 | 0 | 0 | 0 | 0 | 0 | 0 | 0 | 0 | 0 | 0 | 0 | 0 | 0 | 0 | 0 | 0 | 0 | 0 | 0 | 0 | 0 | 0 | 0 | 0 | 0 | 0 | 0 | 0 | 0 | 0 | 0 | 0 | 0 | 0 | 0 | 0 | 0 | 0 | 0 | 0 | 0 | 0 | 0 | 0 | 0 | 0 | 0 | 0 | 0 | 0 | 0 | 0 | 0 | 0 | 0 | 0 | 0 | 0 | 0 | 0 | 0 | 0 | 0 | 0 | 0 | 0 | 0 | 0 | 0 | 0 | 0 | 0 | 0 | 0 | 0 | 0 | 0 | 0 | 0 | 0 | 0 | 0 | 0 | 0 | 0 | 0 | 0 | 0 | 0 | 0 | 0 | 0 | 0 | 0 | 0 | 0 | 0 | 0 | 0 | 0 | 0 | 0 | 0 | 0 | 0 | 0 | 0 | 0 | 0 | 0 | 0 | 0 | 0 | 0 | 0 | 0 | 0 | 0 | 0 | 0 | 0 | 0 | 0 | 0 | 0 | 0 | 0 | 0 | 0 | 0 | 0 | 0 | 0 | 0 | 0 | 0 | 0 | 0 | 0 | 0 | 0 | 0 | 0 | 0 | 0 | 0 | 0 | 0 | 0 | 0 | 0 | 0 | 0 | 0 | 0 | 0 | 0 | 0 | 0 | 0 | 0 | 0 | 0 | 0 | 0 | 0 | 0 | 0 | 0 | 0 | 0 | 0 | 0 | 0 | 0 | 0 | 0 | 0 | 0 | 0 | 0 | 0 | 0 | 0 | 0 | 0 | 0 | 0 | 0 | 0 | 0 | 0 | 0 | 0 | 0 | 0 | 0 | 0 | 0 | 0 | 0 | 0 | 0 | 0 | 0 | 0 | 0 | 0 | 0 | 0 | 0 | 0 | 0 | 0 | 0 | 0 | 0 | 0 | 0 | 0 | 0 | 0 | 0 | 0 | 0 | 0 | 0 | 0 | 0 | 0 | 0 | 0 | 0 | 0 | 0 | 0 | 0 | 0 | 0 | 0 | 0 | 0 | 0 | 0 | 0 | 0 | 0 | 0 | 0 | 0 | 0 | 0 | 0 | 0 | 0 | 0 | 0 | 0 | 0 | 0 | 0 | 0 | 0 | 0 | 0 | 0 | 0 | 0 | 0 | 0 | 0 | 0 | 0 | 0 | 0 | 0 | 0 | 0 | 0 | 0 | 0 | 0 | 0 | 0 | 0 | 0 | 0 | 0 | 0 | 0 | 0 | 0 | 0 | 0 | 0 | 0 | 0 | 0 | 0 | 0 | 0 | 0 | 0 | 0 | 0 | 0 | 0 | 0 | 0 | 0 | 0 | 0 | 0 | 0 | 0 | 0 | 0 | 0 | 0 | 0 | 0 | 0 | 0 | 0 | 0 | 0 | 0 | 0 | 0 | 0 | 0 | 0 | 0 | 0 | 0 | 0 | 0 | 0 | 0 | 0 | 0 | 0 | 0 | 0 | 0 | 0 | 0 | 0 | 0 | 0 | 0 | 0 | 0 | 0 | 0 | 0 | 0 | 0 | 0 | 0 | 0 | 0 | 0 | 0 | 0 | 0 | 0 | 0 | 0 | 0 | 0 | 0 | 0 | 0 | 0 | 0 | 0 | 0 | 0 | 0 | 0 | 0 | 0 | 0 | 0 | 0 | 0 | 0 | 0 | 0 | 0 | 0 | 0 | 0 | 0 | 0 | 0 | 0 | 0 | 0 | 0 | 0 | 0 | 0 | 0 | 0 | 0 | 0 | 0 | 0 | 0 | 0 | 0 | 0 | 0 | 0 | 0 | 0 | 0 | 0 | 0 | 0 | 0 | 0 | 0 | 0 | 0 | 0 | 0 | 0 | 0 | 0 | 0 | 0 | 0 | 0 | 0 | 0 | 0 | 0 | 0 | 0 | 0 | 0 | 0 | 0 | 0 | 0 | 0 | 0 | 0 | 0 | 0 | 0 | 0 | 0 | 0 | 0 | 0 | 0 | 0 | 0 | 0 | 0 | 0 | 0 | 0 | 0 | 0 | 0 | 0 | 0 | 0 | 0 | 0 | 0 | 0 | 0 | 0 | 0 | 0 | 0 | 0 | 0 | 0 | 0 | 0 | 0 | 0 | 0 | 0 | 0 | 0 | 0 | 0 | 0 | 0 | 0 | 0 | 0 | 0 | 0 | 0 | 0 | 0 | 0 | 0 | 0 | 0 | 0 | 0 | 0 | 0 | 0 | 0 | 0 | 0 | 0 | 0 | 0 | 0 | 0 | 0 | 0 | 0 | 0 | 0 | 0 | 0 | 0 | 0 | 0 | 0 | 0 | 0 | 0 | 0 | 0 | 0 | 0 | 0 | 0 | 0 | 0 | 0 | 0 | 0 | 0 | 0 | 0 | 0 | 0 | 0 | 0 | 0 | 0 | 0 | 0 | 0 | 0 | 0 | 0 | 0 | 0 | 0 | 0 | 0 | 0 | 0 | 0 | 0 | 0 | 0 | 0 | 0 | 0 | 0 | 0 | 0 | 0 | 0 | 0 | 0 | 0 | 0 | 0 | 0 | 0 | 0 | 0 | 0 | 0 | 0 | 0 | 0 | 0 | 0 | 0 | 0 | 0 | 0 | 0 | 0 | 0 | 0 | 0 | 0 | 0 | 0 | 0 | 0 | 0 | 0 | 0 | 0 | 0 | 0 | 0 | 0 | 0 | 0 | 0 | 0 | 0 | 0 | 0 | 0 | 0 | 0 | 0 | 0 | 0 | 0 | 0 | 0 | 0 | 0 | 0 | 0 | 0 | 0 | 0 | 0 | 0 | 0 | 0 | 0 | 0 | 0 | 0 | 0 | 0 | 0 | 0 | 0 | 0 | 0 | 0 | 0 | 0 | 0 | 0 | 0 | 0 | 0 | 0 | 0 | 0 | 0 | 0 | 0 | 0 | 0 | 0 | 0 | 0 | 0 | 0 | 0 | 0 | 0 | 0 | 0 | 0 | 0 | 0 | 0 | 0 | 0 | 0 | 0 | 0 | 0 | 0 | 0 | 0 | 0 | 0 | 0 | 0 | 0 | 0 | 0 | 0 | 0 | 0 | 0 | 0 | 0 | 0 | 0 | 0 | 0 | 0 | 0 | 0 | 0 | 0 | 0 | 0 | 0 | 0 | 0 | 0 | 0 | 0 | 0 | 0 | 0 | 0 | 0 | 0 | 0 | 0 | 0 | 0 | 0 | 0 | 0 | 0 | 0 | 0 | 0 | 0 | 0 | 0 | 0 | 0 | 0 | 0 | 0 | 0 | 0 | 0 | 0 | 0 | 0 | 0 | 0 | 0 | 0 | 0 | 0 | 0 | 0 | 0 | 0 | 0 | 0 | 0 | 0 | 0 | 0 | 0 | 0 | 0 | 0 | 0 | 0 | 0 | 0 | 0 | 0 | 0 | 0 | 0 | 0 | 0 | 0 | 0 | 0 | 0 | 0 | 0 | 0 | 0 | 0 | 0 | 0 | 0 | 0 | 0 | 0 | 0 | 0 | 0 | 0 | 0 | 0 | 0 | 0 | 0 | 0 | 0 | 0 | 0 | 0 | 0 | 0 | 0 | 0 | 0 | 0 | 0 | 0 | 0 | 0 | 0 | 0 | 0 | 0 | 0 | 0 | 0 | 0 | 0 | 0 | 0 | 0 | 0 | 0 | 0 | 0 | 0 | 0 | 0 | 0 | 0 | 0 | 0 | 0 | 0 | 0 | 0 | 0 | 0 | 0 | 0 | 0 | 0 | 0 | 0 | 0 | 0 | 0 | 0 | 0 | 0 | 0 | 0 | 0 | 0 | 0 | 0 | 0 | 0 | 0 | 0 | 0 | 0 | 0 | 0 | 0 | 0 | 0 | 0 | 0 | 0 | 0 | 0 | 0 | 0 | 0 | 0 | 0 | 0 | 0 | 0 | 0 | 0 | 0 | 0 | 0 | 0 | 0 | 0 | 0 | 0 | 0 | 0 | 0 | 0 | 0 | 0 | 0 | 0 | 0 | 0 | 0 | 0 | 0 | 0 | 0 | 0 | 0 | 0 | 0 | 0 | 0 | 0 | 0 | 0 | 0 | 0 | 0 | 0 | 0 | 0 | 0 | 0 | 0 | 0 | 0 | 0 | 0 | 0 | 0 | 0 | 0 | 0 | 0 | 0 | 0 | 0 | 0 | 0 | 0 | 0 | 0 | 0 | 0 | 0 | 0 | 0 | 0 | 0 | 0 | 0 | 0 | 0 | 0 | 0 | 0 | 0 | 0 | 0 | 0 | 0 | 0 | 0 | 0 | 0 | 0 | 0 | 0 | 0 | 0 | 0 | 0 | 0 | 0 | 0 | 0 | 0 | 0 | 0 | 0 | 0 | 0 | 0 | 0 | 0 | 0 | 0 | 0 | 0 | 0 | 0 | 0 | 0 | 0 | 0 | 0 | 0 | 0 | 0 | 0 | 0 | 0 | 0 | 0 | 0 | 0 | 0 | 0 | 0 | 0 | 0 | 0 | 0 | 0 | 0 | 0 | 0 | 0 | 0 | 0 | 0 | 0 | 0 | 0 | 0 | 0 | 0 | 0 | 0 | 0 | 0 | 0 | 0 | 0 | 0 | 0 | 0 | 0 | 0 | 0 | 0 | 0 | 0 | 0 | 0 | 0 | 0 | 0 | 0 | 0 | 0 | 0 | 0 | 0 | 0 | 0 | 0 | 0 | 0 | 0 | 0 | 0 | 0 | 0 | 0 | 0 | 0 | 0 | 0 | 0 | 0 | 0 | 0 | 0 | 0 | 0 | 0 | 0 | 0 | 0 | 0 | 0 | 0 | 0 | 0 | 0 | 0 | 0 | 0 | 0 | 0 | 0 | 0 | 0 | 0 | 0 | 0 | 0 | 0 | 0 | 0 | 0 | 0 | 0 | 0 | 0 | 0 | 0 | 0 | 0 | 0 | 0 | 0 | 0 | 0 | 0 | 0 | 0 | 0 | 0 | 0 | 0 | 0 | 0 | 0 | 0 | 0 | 0 | 0 | 0 | 0 | 0 | 0 | 0 | 0 | 0 | 0 | 0 | 0 | 0 | 0 | 0 | 0 | 0 | 0 | 0 | 0 | 0 | 0 | 0 | 0 | 0 | 0 | 0 | 0 | 0 | 0 | 0 | 0 | 0 | 0 | 0 | 0 | 0 | 0 | 0 | 0 | 0 | 0 | 0 | 0 | 0 | 0 | 0 | 0 | 0 | 0 | 0 | 0 | 0 | 0 | 0 | 0 | 0 | 0 | 0 | 0 | 0 | 0 | 0 | 0 | 0 | 0 | 0 | 0 | 0 | 0 | 0 | 0 | 0 | 0 | 0 | 0 | 0 | 0 | 0 | 0 | 0 | 0 | 0 | 0 | 0 | 0 | 0 | 0 | 0 | 0 | 0 | 0 | 0 | 0 | 0 | 0 | 0 | 0 | 0 | 0 | 0 | 0 | 0 | 0 | 0 | 0 | 0 | 0 | 0 | 0 | 0 | 0 | 0 | 0 | 0 | 0 | 0 | 0 | 0 | 0 | 0 | 0 | 0 | 0 | 0 | 0 | 0 | 0 | 0 | 0 | 0 | 0 | 0 | 0 | 0 | 0 | 0 | 0 | 0 | 0 | 0 | 0 | 0 | 0 | 0 | 0 | 0 | 0 | 0 | 0 | 0 | 0 | 0 | 0 | 0 | 0 | 0 | 0 | 0 | 0 | 0 | 0 | 0 | 0 | 0 | 0 | 0 | 0 | 0 | 0 | 0 | 0 | 0 | 0 | 0 | 0 | 0 | 0 | 0 | 0 | 0 | 0 | 0 | 0 | 0 | 0 | 0 | 0 | 0 | 0 | 0 | 0 | 0 | 0 | 0 | 0 | 0 | 0 | 0 | 0 | 0 | 0 | 0 | 0 | 0 | 0 | 0 | 0 | 0 | 0 | 0 | 0 | 0 | 0 | 0 | 0 | 0 | 0 | 0 | 0 | 0 | 0 | 0 | 0 | 0 | 0 | 0 | 0 | 0 | 0 | 0 | 0 | 0 | 0 | 0 | 0 | 0 | 0 | 0 | 0 | 0 | 0 | 0 | 0 | 0 | 0 | 0 | 0 | 0 | 0 | 0 | 0 | 0 | 0 | 0 | 0 | 0 | 0 | 0 | 0 | 0 | 0 | 0 | 0 | 0 | 0 | 0 | 0 | 0 | 0 | 0 | 0 | 0 | 0 | 0 | 0 | 0 | 0 | 0 | 0 | 0 | 0 | 0 | 0 | 0 | 0 | 0 | 0 | 0 | 0 | 0 | 0 | 0 | 0 | 0 | 0 | 0 | 0 | 0 | 0 | 0 | 0 | 0 | 0 | 0 | 0 | 0 | 0 | 0 | 0 | 0 | 0 | 0 | 0 | 0 | 0 | 0 | 0 | 0 | 0 | 0 | 0 | 0 | 0 | 0 | 0 | 0 | 0 | 0 | 0 | 0 | 0 | 0 | 0 | 0 | 0 | 0 | 0 | 0 | 0 | 0 | 0 | 0 | 0 | 0 | 0 | 0 | 0 | 0 | 0 | 0 | 0 | 0 | 0 | 0 | 0 | 0 | 0 | 0 | 0 | 0 | 0 | 0 | 0 | 0 | 0 | 0 | 0 | 0 | 0 | 0 | 0 | 0 | 0 | 0 | 0 | 0 | 0 | 0 | 0 | 0 | 0 | 0 | 0 | 0 | 0 | 0 | 0 | 0 | 0 | 0 | 0 | 0 | 0 | 0 | 0 | 0 | 0 | 0 | 0 | 0 | 0 | 0 | 0 | 0 | 0 | 0 | 0 | 0 | 0 | 0 | 0 | 0 | 0 | 0 | 0 | 0 | 0 | 0 | 0 | 0 | 0 | 0 | 0 | 0 | 0 | 0 | 0 | 0 | 0 | 0 | 0 | 0 | 0 | 0 | 0 | 0 | 0 | 0 | 0 | 0 | 0 | 0 | 0 | 0 | 0 | 0 | 0 | 0 | 0 | 0 | 0 | 0 | 0 | 0 | 0 | 0 | 0 | 0 | 0 | 0 | 0 | 0 | 0 | 0 | 0 | 0 | 0 | 0 | 0 | 0 | 0 | 0 | 0 | 0 | 0 | 0 | 0 | 0 | 0 | 0 | 0 | 0 | 0 | 0 | 0 | 0 | 0 | 0 | 0 | 0 | 0 | 0 | 0 | 0 | 0 | 0 | 0 | 0 | 0 | 0 | 0 | 0 | 0 | 0 | 0 | 0 | 0 | 0 | 0 | 0 | 0 | 0 | 0 | 0 | 0 | 0 | 0 | 0 | 0 | 0 | 0 | 0 | 0 | 0 | 0 | 0 | 0 | 0 | 0 | 0 | 0 | 0 | 0 | 0 | 0 | 0 | 0 | 0 | 0 | 0 | 0 | 0 | 0 | 0 | 0 | 0 | 0 | 0 | 0 | 0 | 0 | 0 | 0 | 0 | 0 | 0 | 0 | 0 | 0 | 0 | 0 | 0 | 0 | 0 | 0 | 0 | 0 | 0 | 0 | 0 | 0 | 0 | 0 | 0 | 0 | 0 | 0 | 0 | 0 | 0 | 0 | 0 | 0 | 0 | 0 | 0 | 0 | 0 | 0 | 0 | 0 | 0 | 0 | 0 | 0 | 0 | 0 | 0 | 0 | 0 | 0 | 0 | 0 | 0 | 0 | 0 | 0 | 0 | 0 | 0 | 0 | 0 | 0 | 0 | 0 | 0 | 0 | 0 | 0 | 0 | 0 | 0 | 0 | 0 | 0 | 0 | 0 | 0 | 0 | 0 | 0 | 0 | 0 | 0 | 0 | 0 | 0 | 0 | 0 | 0 | 0 | 0 | 0 | 0 | 0 | 0 | 0 | 0 | 0 | 0 | 0 | 0 | 0 | 0 | 0 | 0 | 0 | 0 | 0 | 0 | 0 | 0 | 0 | 0 | 0 | 0 | 0 | 0 | 0 | 0 | 0 | 0 | 0 | 0 | 0 | 0 | 0 | 0 | 0 | 0 | 0 | 0 | 0 | 0 | 0 | 0 | 0 | 0 | 0 | 0 | 0 | 0 | 0 | 0 | 0 | 0 | 0 | 0 | 0 | 0 | 0 | 0 | 0 | 0 | 0 | 0 | 0 | 0 | 0 | 0 | 0 | 0 | 0 | 0 | 0 | 0 | 0 | 0 | 0 | 0 | 0 | 0 | 0 | 0 | 0 | 0 | 0 | 0 | 0 | 0 | 0 | 0 | 0 | 0 | 0 | 0 | 0 | 0 | 0 | 0 | 0 | 0 | 0 | 0 | 0 | 0 | 0 | 0 | 0 | 0 | 0 | 0 | 0 | 0 | 0 | 0 | 0 | 0 | 0 | 0 | 0 | 0 | 0 | 0 | 0 | 0 | 0 | 0 | 0 | 0 | 0 | 0 | 0 | 0 | 0 | 0 | 0 | 0 | 0 | 0 | 0 | 0 | 0 | 0 | 0 | 0 | 0 | 0 | 0 | 0 | 0 | 0 | 0 | 0 | 0 | 0 | 0 | 0 | 0 | 0 | 0 | 0 | 0 | 0 | 0 | 0 | 0 | 0 | 0 | 0 | 0 | 0 | 0 | 0 | 0 | 0 | 0 | 0 | 0 | 0 | 0 | 0 | 0 | 0 | 0 | 0 | 0 | 0 | 0 | 0 | 0 | 0 | 0 | 0 | 0 | 0 | 0 | 0 | 0 | 0 | 0 | 0 | 0 | 0 | 0 | 0 | 0 | 0 | 0 | 0 | 0 | 0 | 0 | 0 | 0 | 0 | 0 | 0 | 0 | 0 | 0 | 0 | 0 | 0 | 0 | 0 | 0 | 0 | 0 | 0 | 0 | 0 | 0 | 0 | 0 | 0 | 0 | 0 | 0 | 0 | 0 | 0 | 0 | 0 | 0 | 0 | 0 | 0 | 0 | 0 | 0 | 0 | 0 | 0 | 0 | 0 | 0 | 0 | 0 | 0 | 0 | 0 | 0 | 0 | 0 | 0 | 0 | 0 | 0 | 0 | 0 | 0 | 0 | 0 | 0 | 0 | 0 | 0 | 0 | 0 | 0 | 0 | 0 | 0 | 0 | 0 | 0 | 0 | 0 | 0 | 0 | 0 | 0 | 0 | 0 | 0 | 0 | 0 | 0 | 0 | 0 | 0 | 0 | 0 | 0 | 0 | 0 | 0 | 0 | 0 | 0 | 0 | 0 | 0 | 0 | 0 | 0 | 0 | 0 | 0 | 0 | 0 | 0 | 0 | 0 | 0 | 0 | 0 | 0 | 0 | 0 | 0 | 0 | 0 | 0 | 0 | 0 | 0 | 0 | 0 | 0 | 0 | 0 | 0 | 0 | 0 | 0 | 0 | 0 | 0 | 0 | 0 | 0 | 0 | 0 | 0 | 0 | 0 | 0 | 0 | 0 | 0 | 0 | 0 | 0 | 0 | 0 | 0 | 0 | 0 | 0 | 0 | 0 | 0 | 0 | 0 | 0 | 0 | 0 | 0 | 0 | 0 | 0 | 0 | 0 | 0 | 0 | 0 | 0 | 0 | 0 | 0 | 0 | 0 | 0 | 0 | 0 | 0 | 0 | 0 | 0 | 0 | 0 | 0 | 0 | 0 | 0 | 0 | 0 | 0 | 0 | 0 | 0 | 0 | 0 | 0 | 0 | 0 | 0 | 0 | 0 | 0 | 0 | 0 | 0 | 0 | 0 | 0 | 0 | 0 | 0 | 0 | 0 | 0 | 0 | 0 | 0 | 0 | 0 | 0 | 0 | 0 | 0 | 0 | 0 | 0 | 0 | 0 | 0 | 0 | 0 | 0 | 0 | 0 | 0 | 0 | 0 | 0 | 0 | 0 | 0 | 0 | 0 | 0 | 0 | 0 | 0 | 0 | 0 | 0 | 0 | 0 | 0 | 0 | 0 | 0 | 0 | 0 | 0 | 0 | 0 | 0 | 0 | 0 | 0 | 0 | 0 | 0 | 0 | 0 | 0 | 0 | 0 | 0 | 0 | 0 | 0 | 0 | 0 | 0 | 0 | 0 | 0 | 0 | 0 | 0 | 0 | 0 | 0 | 0 | 0 | 0 | 0 | 0 | 0 | 0 | 0 | 0 | 0 | 0 | 0 | 0 | 0 | 0 | 0 | 0 | 0 | 0 | 0 | 0 | 0 | 0 | 0 | 0 | 0 | 0 | 0 | 0 | 0 | 0 | 0 | 0 | 0 | 0 | 0 | 0 | 0 | 0 | 0 | 0 | 0 | 0 | 0 | 0 | 0 | 0 | 0 | 0 | 0 | 0 | 0 | 0 | 0 | 0 | 0 | 0 | 0 | 0 | 0 | 0 | 0 | 0 | 0 | 0 | 0 | 0 | 0 | 0 | 0 | 0 | 0 | 0 | 0 | 0 | 0 | 0 | 0 | 0 | 0 | 0 | 0 | 0 | 0 | 0 | 0 | 0 | 0 | 0 | 0 | 0 | 0 | 0 | 0 | 0 | 0 | 0 | 0 | 0 | 0 | 0 | 0 | 0 | 0 | 0 | 0 | 0 | 0 | 0 | 0 | 0 | 0 | 0 | 0 | 0 | 0 | 0 | 0 | 0 | 0 | 0 | 0 | 0 | 0 | 0 | 0 | 0 | 0 | 0 | 0 | 0 | 0 | 0 | 0 | 0 | 0 | 0 | 0 | 0 | 0 | 0 | 0 | 0 | 0 | 0 | 0 | 0 | 0 | 0 | 0 | 0 | 0 | 0 | 0 | 0 | 0 | 0 | 0 | 0 | 0 | 0 | 0 | 0 | 0 | 0 | 0 | 0 | 0 | 0 | 0 | 0 | 0 | 0 | 0 | 0 | 0 | 0 | 0 | 0 | 0 | 0 | 0 | 0 | 0 | 0 | 0 | 0 | 0 | 0 | 0 | 0 | 0 | 0 | 0 | 0 | 0 | 0 | 0 | 0 | 0 | 0 | 0 | 0 | 0 | 0 | 0 | 0 | 0 | 0 | 0 | 0 | 0 | 0 | 0 | 0 | 0 | 0 | 0 | 0 | 0 | 0 | 0 | 0 | 0 | 0 | 0 | 0 | 0 | 0 | 0 | 0 | 0 | 0 | 0 | 0 | 0 | 0 | 0 | 0 | 0 | 0 | 0 | 0 | 0 | 0 | 0 | 0 | 0 | 0 | 0 | 0 | 0 | 0 | 0 | 0 | 0 | 0 | 0 | 0 | 0 | 0 | 0 | 0 | 0 | 0 | 0 | 0 | 0 | 0 | 0 | 0 | 0 | 0 | 0 | 0 | 0 | 0 | 0 | 0 | 0 | 0 | 0 | 0 | 0 | 0 | 0 | 0 | 0 | 0 | 0 | 0 | 0 | 0 | 0 | 0 | 0 | 0 | 0 | 0 | 0 | 0 | 0 | 0 | 0 | 0 | 0 | 0 | 0 | 0 | 0 | 0 | 0 | 0 | 0 | 0 | 0 | 0 | 0 | 0 | 0 | 0 | 0 | 0 | 0 | 0 | 0 | 0 | 0 | 0 | 0 | 0 | 0 | 0 | 0 | 0 | 0 | 0 | 0 | 0 | 0 | 0 | 0 | 0 | 0 | 0 | 0 | 0 | 0 | 0 | 0 | 0 | 0 | 0 | 0 | 0 | 0 | 0 | 0 | 0 | 0 | 0 | 0 | 0 | 0 | 0 | 0 | 0 | 0 | 0 | 0 | 0 | 0 | 0 | 0 | 0 | 0 | 0 | 0 | 0 | 0 | 0 | 0 | 0 | 0 | 0 | 0 | 0 | 0 | 0 | 0 | 0 | 0 | 0 | 0 | 0 | 0 | 0 | 0 | 0 | 0 | 0 | 0 | 0 | 0 | 0 | 0 | 0 | 0 | 0 | 0 | 0 | 0 | 0 | 0 | 0 | 0 | 0 | 0 | 0 | 0 | 0 | 0 | 0 | 0 | 0 | 0 | 0 | 0 | 0 | 0 | 0 | 0 | 0 | 0 | 0 | 0 | 0 | 0 | 0 | 0 | 0 | 0 | 0 | 0 | 0 | 0 | 0 | 0 | 0 | 0 | 0 | 0 | 0 | 0 | 0 | 0 | 0 | 0 | 0 | 0 | 0 | 0 | 0 | 0 | 0 | 0 | 0 | 0 | 0 | 0 | 0 | 0 | 0 | 0 | 0 | 0 | 0 | 0 | 0 | 0 | 0 | 0 | 0 | 0 | 0 | 0 | 0 | 0 | 0 | 0 | 0 | 0 | 0 | 0 | 0 | 0 | 0 | 0 | 0 | 0 | 0 | 0 | 0 | 0 | 0 | 0 | 0 | 0 | 0 | 0 | 0 | 0 | 0 | 0 | 0 | 0 | 0 | 0 | 0 | 0 | 0 | 0 | 0 | 0 | 0 | 0 | 0 | 0 | 0 | 0 | 0 | 0 | 0 | 0 | 0 | 0 | 0 | 0 | 0 | 0 | 0 | 0 | 0 | 0 | 0 | 0 | 0 | 0 | 0 | 0 | 0 | 0 | 0 | 0 | 0 | 0 | 0 | 0 | 0 | 0 | 0 | 0 | 0 | 0 | 0 | 0 | 0 | 0 | 0 | 0 | 0 | 0 | 0 | 0 | 0 | 0 | 0 | 0 | 0 | 0 | 0 | 0 | 0 | 0 | 0 | 0 | 0 | 0 | 0 | 0 | 0 | 0 | 0 | 0 | 0 | 0 | 0 | 0 | 0 | 0 | 0 | 0 | 0 | 0 | 0 | 0 | 0 | 0 | 0 | 0 | 0 | 0 | 0 | 0 | 0 | 0 | 0 | 0 | 0 | 0 | 0 | 0 | 0 | 0 | 0 | 0 | 0 | 0 | 0 | 0 | 0 | 0 | 0 | 0 | 0 | 0 | 0 | 0 | 0 | 0 | 0 | 0 | 0 | 0 | 0 | 0 | 0 | 0 | 0 | 0 | 0 | 0 | 0 | 0 | 0 | 0 | 0 | 0 | 0 | 0 | 0 | 0 | 0 | 0 | 0 | 0 | 0 | 0 | 0 | 0 | 0 | 0 | 0 | 0 | 0 | 0 | 0 | 0 | 0 | 0 | 0 | 0 | 0 | 0 | 0 | 0 | 0 | 0 | 0 | 0 | 0 | 0 | 0 | 0 | 0 | 0 | 0 | 0 | 0 | 0 | 0 | 0 | 0 | 0 | 0 | 0 | 0 | 0 | 0 | 0 | 0 | 0 | 0 | 0 | 0 | 0 | 0 | 0 | 0 | 0 | 0 | 0 | 0 | 0 | 0 | 0 | 0 | 0 | 0 | 0 | 0 | 0 | 0 | 0 | 0 | 0 | 0 | 0 | 0 | 0 | 0 | 0 | 0 | 0 | 0 | 0 | 0 | 0 | 0 | 0 | 0 | 0 | 0 | 0 | 0 | 0 | 0 | 0 | 0 | 0 | 0 | 0 | 0 | 0 | 0 | 0 | 0 | 0 | 0 | 0 | 0 | 0 | 0 | 0 | 0 | 0 | 0 | 0 | 0 | 0 | 0 | 0 | 0 | 0 | 0 | 0 | 0 | 0 | 0 | 0 | 0 | 0 | 0 | 0 | 0 | 0 | 0 | 0 | 0 | 0 | 0 | 0 | 0 | 0 | 0 | 0 | 0 | 0 | 0 | 0 | 0 | 0 | 0 | 0 | 0 | 0 | 0 | 0 | 0 | 0 | 0 | 0 | 0 | 0 | 0 | 0 | 0 | 0 | 0 | 0 | 0 | 0 | 0 | 0 | 0 | 0 | 0 | 0 | 0 | 0 | 0 | 0 | 0 | 0 | 0 | 0 | 0 | 0 | 0 | 0 | 0 | 0 | 0 | 0 | 0 | 0 | 0 | 0 | 0 | 0 | 0 | 0 | 0 | 0 | 0 | 0 | 0 | 0 | 0 | 0 | 0 | 0 | 0 | 0 | 0 | 0 | 0 | 0 | 0 | 0 | 0 | 0 | 0 | 0 | 0 | 0 | 0 | 0 | 0 | 0 | 0 | 0 | 0 | 0 | 0 | 0 | 0 | 0 | 0 | 0 | 0 | 0 | 0 | 0 | 0 | 0 | 0 | 0 | 0 | 0 | 0 | 0 | 0 | 0 | 0 | 0 | 0 | 0 | 0 | 0 | 0 | 0 | 0 | 0 | 0 | 0 | 0 | 0 | 0 | 0 | 0 | 0 | 0 | 0 | 0 | 0 | 0 | 0 | 0 | 0 | 0 | 0 | 0 | 0 | 0 | 0 | 0 | 0 | 0 | 0 | 0 | 0 | 0 | 0 | 0 | 0 | 0 | 0 | 0 | 0 | 0 | 0 | 0 | 0 | 0 | 0 | 0 | 0 | 0 | 0 | 0 | 0 | 0 | 0 | 0 | 0 | 0 | 0 | 0 | 0 | 0 | 0 | 0 | 0 | 0 | 0 | 0 | 0 | 0 | 0 | 0 | 0 | 0 | 0 | 0 | 0 | 0 | 0 | 0 | 0 | 0 | 0 | 0 | 0 | 0 | 0 | 0 | 0 | 0 | 0 | 0 | 0 | 0 | 0 | 0 | 0 | 0 | 0 | 0 | 0 | 0 | 0 | 0 | 0 | 0 | 0 | 0 | 0 | 0 | 0 | 0 | 0 | 0 | 0 | 0 | 0 | 0 | 0 | 0 | 0 | 0 | 0 | 0 | 0 | 0 | 0 | 0 | 0 | 0 | 0 | 0 | 0 | 0 | 0 | 0 | 0 | 0 | 0 | 0 | 0 | 0 | 0 | 0 | 0 | 0 | 0 | 0 | 0 | 0 | 0 | 0 | 0 | 0 | 0 | 0 | 0 | 0 | 0 | 0 | 0 | 0 | 0 | 0 | 0 | 0 | 0 | 0 | 0 | 0 | 0 | 0 | 0 | 0 | 0 | 0 | 0 | 0 | 0 | 0 | 0 | 0 | 0 | 0 | 0 | 0 | 0 | 0 | 0 | 0 | 0 | 0 | 0 | 0 | 0 | 0 | 0 | 0 | 0 | 0 | 0 | 0 | 0 | 0 | 0 | 0 | 0 | 0 | 0 | 0 | 0 | 0 | 0 | 0 | 0 | 0 | 0 | 0 | 0 | 0 | 0 | 0 | 0 | 0 | 0 | 0 | 0 | 0 | 0 | 0 | 0 | 0 | 0 | 0 | 0 | 0 | 0 | 0 | 0 | 0 | 0 | 0 | 0 | 0 | 0 | 0 | 0 | 0 | 0 | 0 | 0 | 0 | 0 | 0 | 0 | 0 | 0 | 0 | 0 | 0 | 0 | 0 | 0 | 0 | 0 | 0 | 0 | 0 | 0 | 0 | 0 | 0 | 0 | 0 | 0 | 0 | 0 | 0 | 0 | 0 | 0 | 0 | 0 | 0 | 0 | 0 | 0 | 0 | 0 | 0 | 0 | 0 | 0 | 0 | 0 | 0 | 0 | 0 | 0 | 0 | 0 | 0 | 0 | 0 | 0 | 0 | 0 | 0 | 0 | 0 | 0 | 0 | 0 | 0 | 0 | 0 | 0 | 0 | 0 | 0 | 0 | 0 | 0 | 0 | 0 | 0 | 0 | 0 | 0 | 0 | 0 | 0 | 0 | 0 | 0 | 0 | 0 | 0 | 0 | 0 | 0 | 0 | 0 | 0 | 0 | 0 | 0 | 0 | 0 | 0 | 0 | 0 | 0 | 0 | 0 | 0 | 0 | 0 | 0 | 0 | 0 | 0 | 0 | 0 | 0 | 0 | 0 | 0 | 0 | 0 | 0 | 0 | 0 | 0 | 0 | 0 | 0 | 0 | 0 | 0 | 0 | 0 | 0 | 0 | 0 | 0 | 0 | 0 | 0 | 0 | 0 | 0 | 0 | 0 | 0 | 0 | 0 | 0 | 0 | 0 | 0 | 0 | 0 | 0 | 0 | 0 | 0 | 0 | 0 | 0 | 0 | 0 | 0 | 0 | 0 | 0 | 0 | 0 | 0 | 0 | 0 | 0 | 0 | 0 | 0 | 0 | 0 | 0 | 0 | 0 | 0 | 0 | 0 | 0 | 0 | 0 | 0 | 0 | 0 | 0 | 0 | 0 | 0 | 0 | 0 | 0 | 0 | 0 | 0 | 0 | 0 | 0 | 0 | 0 | 0 | 0 | 0 | 0 | 0 | 0 | 0 | 0 | 0 | 0 | 0 | 0 | 0 | 0 | 0 | 0 | 0 | 0 | 0 | 0 | 0 | 0 | 0 | 0 | 0 | 0 | 0 | 0 | 0 | 0 | 0 | 0 | 0 | 0 | 0 | 0 | 0 | 0 | 0 | 0 | 0 | 0 | 0 | 0 | 0 | 0 | 0 | 0 | 0 | 0 | 0 | 0 | 0 | 0 | 0 | 0 | 0 | 0 | 0 | 0 | 0 | 0 | 0 | 0 | 0 | 0 | 0 | 0 | 0 | 0 | 0 | 0 | 0 | 0 | 0 | 0 | 0 | 0 | 0 | 0 | 0 | 0 | 0 | 0 | 0 | 0 | 0 | 0 | 0 | 0 | 0 | 0 | 0 | 0 | 0 | 0 | 0 | 0 | 0 | 0 | 0 | 0 | 0 | 0 | 0 | 0 | 0 | 0 | 0 | 0 | 0 | 0 | 0 | 0 | 0 | 0 | 0 | 0 | 0 | 0 | 0 | 0 | 0 | 0 | 0 | 0 | 0 | 0 | 0 | 0 | 0 | 0 | 0 | 0 | 0 | 0 | 0 | 0 | 0 | 0 | 0 | 0 | 0 | 0 | 0 | 0 | 0 | 0 | 0 | 0 | 0 | 0 | 0 | 0 | 0 | 0 | 0 | 0 | 0 | 0 | 0 | 0 | 0 | 0 | 0 | 0 | 0 | 0 | 0 | 0 | 0 | 0 | 0 | 0 | 0 | 0 | 0 | 0 | 0 | 0 | 0 | 0 | 0 | 0 | 0 | 0 | 0 | 0 | 0 | 0 | 0 | 0 | 0 | 0 | 0 | 0 | 0 | 0 | 0 | 0 | 0 | 0 | 0 | 0 | 0 | 0 | 0 | 0 | 0 | 0 | 0 | 0 | 0 | 0 | 0 | 0 | 0 | 0 | 0 | 0 | 0 | 0 | 0 | 0 | 0 | 0 | 0 | 0 | 0 | 0 | 0 | 0 | 0 | 0 | 0 | 0 | 0 | 0 | 0 | 0 | 0 | 0 | 0 | 0 | 0 | 0 | 0 | 0 | 0 | 0 | 0 | 0 | 0 | 0 | 0 | 0 | 0 | 0 | 0 | 0 | 0 | 0 | 0 | 0 | 0 | 0 | 0 | 0 | 0 | 0 | 0 | 0 | 0 | 0 | 0 | 0 | 0 | 0 | 0 | 0 | 0 | 0 | 0 | 0 | 0 | 0 | 0 | 0 | 0 | 0 | 0 | 0 | 0 | 0 | 0 | 0 | 0 | 0 | 0 | 0 | 0 | 0 | 0 | 0 | 0 | 0 | 0 | 0 | 0 | 0 | 0 | 0 | 0 | 0 | 0 | 0 | 0 | 0 | 0 | 0 | 0 | 0 | 0 | 0 | 0 | 0 | 0 | 0 | 0 | 0 | 0 | 0 | 0 | 0 | 0 | 0 | 0 | 0 | 0 | 0 | 0 | 0 | 0 | 0 | 0 | 0 | 0 | 0 | 0 | 0 | 0 | 0 | 0 | 0 | 0 | 0 | 0 | 0 | 0 | 0 | 0 | 0 | 0 | 0 | 0 | 0 | 0 | 0 | 0 | 0 | 0 | 0 | 0 | 0 | 0 | 0 | 0 | 0 | 0 | 0 | 0 | 0 | 0 | 0 | 0 | 0 | 0 | 0 | 0 | 0 | 0 | 0 | 0 | 0 | 0 | 0 | 0 | 0 | 0 | 0 | 0 | 0 | 0 | 0 | 0 | 0 | 0 | 0 | 0 | 0 | 0 | 0 | 0 | 0 | 0 | 0 | 0 | 0 | 0 | 0 | 0 | 0 | 0 | 0 | 0 | 0 | 0 | 0 | 0 | 0 | 0 | 0 | 0 | 0 | 0 | 0 | 0 | 0 | 0 | 0 | 0 | 0 | 0 | 0 | 0 | 0 | 0 | 0 | 0 | 0 | 0 | 0 | 0 | 0 | 0 | 0 | 0 | 0 | 0 | 0 | 0 | 0 | 0 | 0 | 0 | 0 | 0 | 0 | 0 | 0 | 0 | 0 | 0 | 0 | 0 | 0 | 0 | 0 | 0 | 0 | 0 | 0 | 0 | 0 | 0 | 0 | 0 | 0 | 0 | 0 | 0 | 0 | 0 | 0 | 0 | 0 | 0 | 0 | 0 | 0 | 0 | 0 | 0 | 0 | 0 | 0 | 0 | 0 | 0 | 0 | 0 | 0 | 0 | 0 | 0 | 0 | 0 | 0 | 0 | 0 | 0 | 0 | 0 | 0 | 0 | 0 | 0 | 0 | 0 | 0 | 0 | 0 | 0 | 0 | 0 | 0 | 0 | 0 | 0 | 0 | 0 | 0 | 0 | 0 | 0 | 0 | 0 | 0 | 0 | 0 | 0 | 0 | 0 | 0 | 0 | 0 | 0 | 0 | 0 | 0 | 0 | 0 | 0 | 0 | 0 | 0 | 0 | 0 | 0 | 0 | 0 | 0 | 0 | 0 | 0 | 0 | 0 | 0 | 0 | 0 | 0 | 0 | 0 | 0 | 0 | 0 | 0 | 0 | 0 | 0 | 0 | 0 | 0 | 0 | 0 | 0 | 0 | 0 | 0 | 0 | 0 | 0 | 0 | 0 | 0 | 0 | 0 | 0 | 0 | 0 | 0 | 0 | 0 | 0 | 0 | 0 | 0 | 0 | 0 | 0 | 0 | 0 | 0 | 0 | 0 | 0 | 0 | 0 | 0 | 0 | 0 | 0 | 0 | 0 | 0 | 0 | 0 | 0 | 0 | 0 | 0 | 0 | 0 | 0 | 0 | 0 | 0 | 0 | 0 | 0 | 0 | 0 | 0 | 0 | 0 | 0 | 0 | 0 | 0 | 0 | 0 | 0 | 0 | 0 | 0 | 0 | 0 | 0 | 0 | 0 | 0 | 0 | 0 | 0 | 0 | 0 | 0 | 0 | 0 | 0 | 0 | 0 | 0 | 0 | 0 | 0 | 0 | 0 | 0 | 0 | 0 | 0 | 0 | 0 | 0 | 0 | 0 | 0 | 0 | 0 | 0 | 0 | 0 | 0 | 0 | 0 | 0 | 0 | 0 | 0 | 0 | 0 | 0 | 0 | 0 | 0 | 0 | 0 | 0 | 0 | 0 | 0 | 0 | 0 | 0 | 0 | 0 | 0 | 0 | 0 | 0 | 0 | 0 | 0 | 0 | 0 | 0 | 0 | 0 | 0 | 0 | 0 | 0 | 0 | 0 | 0 | 0 | 0 | 0 | 0 | 0 | 0 | 0 | 0 | 0 | 0 | 0 | 0 | 0 | 0 | 0 | 0 | 0 | 0 | 0 | 0 | 0 | 0 | 0 | 0 | 0 | 0 | 0 | 0 | 0 | 0 | 0 | 0 | 0 | 0 | 0 | 0 | 0 | 0 | 0 | 0 | 0 | 0 | 0 | 0 | 0 | 0 | 0 | 0 | 0 | 0 | 0 | 0 | 0 | 0 | 0 | 0 | 0 | 0 | 0 | 0 | 0 | 0 | 0 | 0 | 0 | 0 | 0 | 0 | 0 | 0 | 0 | 0 | 0 | 0 | 0 | 0 | 0 | 0 | 0 | 0 | 0 | 0 | 0 | 0 | 0 | 0 | 0 | 0 | 0 | 0 | 0 | 0 | 0 | 0 | 0 | 0 | 0 | 0 | 0 | 0 | 0 | 0 | 0 | 0 | 0 | 0 | 0 | 0 | 0 | 0 | 0 | 0 | 0 | 0 | 0 | 0 | 0 | 0 | 0 | 0 | 0 | 0 | 0 | 0 | 0 | 0 | 0 | 0 | 0 | 0 | 0 | 0 | 0 | 0 | 0 | 0 | 0 | 0 | 0 | 0 | 0 | 0 | 0 | 0 | 0 | 0 | 0 | 0 | 0 | 0 | 0 | 0 | 0 | 0 | 0 | 0 | 0 | 0 | 0 | 0 | 0 | 0 | 0 | 0 | 0 | 0 | 0 | 0 | 0 | 0 | 0 | 0 | 0 | 0 | 0 | 0 | 0 | 0 | 0 | 0 | 0 | 0 | 0 | 0 | 0 | 0 | 0 | 0 | 0 | 0 | 0 | 0 | 0 | 0 | 0 | 0 | 0 | 0 | 0 | 0 | 0 | 0 | 0 | 0 | 0 | 0 | 0 | 0 | 0 | 0 | 0 | 0 | 0 | 0 | 0 | 0 | 0 | 0 | 0 | 0 | 0 | 0 | 0 | 0 | 0 | 0 | 0 | 0 | 0 | 0 | 0 | 0 | 0 | 0 | 0 | 0 | 0 | 0 | 0 | 0 | 0 | 0 | 0 | 0 | 0 | 0 | 0 | 0 | 0 | 0 | 0 | 0 | 0 | 0 | 0 | 0 | 0 | 0 | 0 | 0 | 0 | 0 | 0 | 0 | 0 | 0 | 0 | 0 | 0 | 0 | 0 | 0 | 0 | 0 | 0 | 0 | 0 | 0 | 0 | 0 | 0 | 0 | 0 | 0 | 0 | 0 | 0 | 0 | 0 | 0 | 0 | 0 | 0 | 0 | 0 | 0 | 0 | 0 | 0 | 0 | 0 | 0 | 0 | 0 | 0 | 0 | 0 | 0 | 0 | 0 | 0 | 0 | 0 | 0 | 0 | 0 | 0 | 0 | 0 | 0 | 0 | 0 | 0 | 0 | 0 | 0 | 0 | 0 | 0 | 0 | 0 | 0 | 0 | 0 | 0 | 0 | 0 | 0 | 0 | 0 | 0 | 0 | 0 | 0 | 0 | 0 | 0 | 0 | 0 | 0 | 0 | 0 | 0 | 0 | 0 | 0 | 0 | 0 | 0 | 0 | 0 | 0 | 0 | 0 | 0 | 0 | 0 | 0 | 0 | 0 | 0 | 0 | 0 | 0 | 0 | 0 | 0 | 0 | 0 | 0 | 0 | 0 | 0 | 0 | 0 | 0 | 0 | 0 | 0 | 0 | 0 | 0 | 0 | 0 | 0 | 0 | 0 | 0 | 0 | 0 | 0 | 0 | 0 | 0 | 0 | 0 | 0 | 0 | 0 | 0 | 0 | 0 | 0 | 0 | 0 | 0 | 0 | 0 | 0 | 0 | 0 | 0 | 0 | 0 | 0 | 0 | 0 | 0 | 0 | 0 | 0 | 0 | 0 | 0 | 0 | 0 | 0 | 0 | 0 | 0 | 0 | 0 | 0 | 0 | 0 | 0 | 0 | 0 | 0 | 0 | 0 | 0 | 0 | 0 | 0 | 0 | 0 | 0 | 0 | 0 | 0 | 0 | 0 | 0 | 0 | 0 | 0 | 0 | 0 | 0 | 0 | 0 | 0 | 0 | 0 | 0 | 0 | 0 | 0 | 0 | 0 | 0 | 0 | 0 | 0 | 0 | 0 | 0 | 0 | 0 | 0 | 0 | 0 | 0 | 0 | 0 | 0 | 0 | 0 | 0 | 0 | 0 | 0 | 0 | 0 | 0 | 0 | 0 | 0 | 0 | 0 | 0 | 0 | 0 | 0 | 0 | 0 | 0 | 0 | 0 | 0 | 0 | 0 | 0 | 0 | 0 | 0 | 0 | 0 | 0 | 0 | 0 | 0 | 0 | 0 | 0 | 0 | 0 | 0 | 0 | 0 | 0 | 0 | 0 | 0 | 0 | 0 | 0 | 0 | 0 | 0 | 0 | 0 | 0 | 0 | 0 | 0 | 0 | 0 | 0 | 0 | 0 | 0 | 0 | 0 | 0 | 0 | 0 | 0 | 0 | 0 | 0 | 0 | 0 | 0 | 0 | 0 | 0 | 0 | 0 | 0 | 0 | 0 | 0 | 0 | 0 | 0 | 0 | 0 | 0 | 0 | 0 | 0 | 0 | 0 | 0 | 0 | 0 | 0 | 0 | 0 | 0 | 0 | 0 | 0 | 0 | 0 | 0 | 0 | 0 | 0 | 0 | 0 | 0 | 0 | 0 | 0 | 0 | 0 | 0 | 0 | 0 | 0 | 0 | 0 | 0 | 0 | 0 | 0 | 0 | 0 | 0 | 0 | 0 | 0 | 0 | 0 | 0 | 0 | 0 | 0 | 0 | 0 | 0 | 0 | 0 | 0 | 0 | 0 | 0 | 0 | 0 | 0 | 0 | 0 | 0 | 0 | 0 | 0 | 0 | 0 | 0 | 0 | 0 | 0 | 0 | 0 | 0 | 0 | 0 | 0 | 0 | 0 | 0 | 0 | 0 | 0 | 0 | 0 | 0 | 0 | 0 | 0 | 0 | 0 | 0 | 0 | 0 | 0 | 0 | 0 | 0 | 0 | 0 | 0 | 0 | 0 | 0 | 0 | 0 | 0 | 0 | 0 | 0 | 0 | 0 | 0 | 0 | 0 | 0 | 0 | 0 | 0 | 0 | 0 | 0 | 0 | 0 | 0 | 0 | 0 | 0 | 0 | 0 | 0 | 0 | 0 | 0 | 0 | 0 | 0 | 0 | 0 | 0 | 0 | 0 | 0 | 0 | 0 | 0 | 0 | 0 | 0 | 0 | 0 | 0 | 0 | 0 | 0 | 0 | 0 | 0 | 0 | 0 | 0 | 0 | 0 | 0 | 0 | 0 | 0 | 0 | 0 | 0 | 0 | 0 | 0 | 0 | 0 | 0 | 0 | 0 | 0 | 0 | 0 | 0 | 0 | 0 | 0 | 0 | 0 | 0 | 0 | 0 | 0 | 0 | 0 | 0 | 0 | 0 | 0 | 0 | 0 | 0 | 0 | 0 | 0 | 0 | 0 | 0 | 0 | 0 | 0 | 0 | 0 | 0 | 0 | 0 | 0 | 0 | 0 | 0 | 0 | 0 | 0 | 0 | 0 | 0 | 0 | 0 | 0 | 0 | 0 | 0 | 0 | 0 | 0 | 0 | 0 | 0 | 0 | 0 | 0 | 0 | 0 | 0 | 0 | 0 | 0 | 0 | 0 | 0 | 0 | 0 | 0 | 0 | 0 | 0 | 0 | 0 | 0 | 0 | 0 | 0 | 0 | 0 | 0 | 0 | 0 | 0 | 0 | 0 | 0 | 0 | 0 | 0 | 0 | 0 | 0 | 0 | 0 | 0 | 0 | 0 | 0 | 0 | 0 | 0 | 0 | 0 | 0 | 0 | 0 | 0 | 0 | 0 | 0 | 0 | 0 | 0 | 0 | 0 | 0 | 0 | 0 | 0 | 0 | 0 | 0 | 0 | 0 | 0 | 0 | 0 | 0 | 0 | 0 | 0 | 0 | 0 | 0 | 0 | 0 | 0 | 0 | 0 | 0 | 0 | 0 | 0 | 0 | 0 | 0 | 0 | 0 | 0 | 0 | 0 | 0 | 0 | 0 | 0 | 0 | 0 | 0 | 0 | 0 | 0 | 0 | 0 | 0 | 0 | 0 | 0 | 0 | 0 | 0 | 0 | 0 | 0 | 0 | 0 | 0 | 0 | 0 | 0 | 0 | 0 | 0 | 0 | 0 | 0 | 0 | 0 | 0 | 0 | 0 | 0 | 0 | 0 | 0 | 0 | 0 | 0 | 0 | 0 | 0 | 0 | 0 | 0 | 0 | 0 | 0 | 0 | 0 | 0 | 0 | 0 | 0 | 0 | 0 | 0 | 0 | 0 | 0 | 0 | 0 | 0 | 0 | 0 | 0 | 0 | 0 | 0 | 0 | 0 | 0 | 0 | 0 | 0 | 0 | 0 | 0 | 0 | 0 | 0 | 0 | 0 | 0 | 0 | 0 | 0 | 0 | 0 | 0 | 0 | 0 | 0 | 0 | 0 | 0 | 0 | 0 | 0 | 0 | 0 | 0 | 0 | 0 | 0 | 0 | 0 | 0 | 0 | 0 | 0 | 0 | 0 | 0 | 0 | 0 | 0 | 0 | 0 | 0 | 0 | 0 | 0 | 0 | 0 | 0 | 0 | 0 | 0 | 0 | 0 | 0 | 0 | 0 | 0 | 0 | 0 | 0 | 0 | 0 | 0 | 0 | 0 | 0 | 0 | 0 | 0 | 0 | 0 | 0 | 0 | 0 | 0 | 0 | 0 | 0 | 0 | 0 | 0 | 0 | 0 | 0 | 0 | 0 | 0 | 0 | 0 | 0 | 0 | 0 | 0 | 0 | 0 | 0 | 0 | 0 | 0 | 0 | 0 | 0 | 0 | 0 | 0 | 0 | 0 | 0 | 0 | 0 | 0 | 0 | 0 | 0 | 0 | 0 | 0 | 0 | 0 | 0 | 0 | 0 | 0 | 0 | 0 | 0 | 0 | 0 | 0 | 0 | 0 | 0 | 0 | 0 | 0 | 0 | 0 | 0 | 0 | 0 | 0 | 0 | 0 | 0 | 0 | 0 | 0 | 0 | 0 | 0 | 0 | 0 | 0 | 0 | 0 | 0 | 0 | 0 | 0 | 0 | 0 | 0 | 0 | 0 | 0 | 0 | 0 | 0 | 0 | 0 | 0 | 0 | 0 | 0 | 0 | 0 | 0 | 0 | 0 | 0 | 0 | 0 | 0 | 0 | 0 | 0 | 0 | 0 | 0 | 0 | 0 | 0 | 0 | 0 | 0 | 0 | 0 | 0 | 0 | 0 | 0 | 0 | 0 | 0 | 0 | 0 | 0 | 0 | 0 | 0 | 0 | 0 | 0 | 0 | 0 | 0 | 0 | 0 | 0 | 0 | 0 | 0 | 0 | 0 | 0 | 0 | 0 | 0 | 0 | 0 | 0 | 0 | 0 | 0 | 0 | 0 | 0 | 0 | 0 | 0 | 0 | 0 | 0 | 0 | 0 | 0 | 0 | 0 | 0 | 0 | 0 | 0 | 0 | 0 | 0 | 0 | 0 | 0 | 0 | 0 | 0 | 0 | 0 | 0 | 0 | 0 | 0 | 0 | 0 | 0 | 0 | 0 | 0 | 0 | 0 | 0 | 0 | 0 | 0 | 0 | 0 | 0 | 0 | 0 | 0 | 0 | 0 | 0 | 0 | 0 | 0 | 0 | 0 | 0 | 0 | 0 | 0 | 0 | 0 | 0 | 0 | 0 | 0 | 0 | 0 | 0 | 0 | 0 | 0 | 0 | 0 | 0 | 0 | 0 | 0 | 0 | 0 | 0 | 0 | 0 | 0 | 0 | 0 | 0 | 0 | 0 | 0 | 0 | 0 | 0 | 0 | 0 | 0 | 0 | 0 | 0 | 0 | 0 | 0 | 0 | 0 | 0 | 0 | 0 | 0 | 0 | 0 | 0 | 0 | 0 | 0 | 0 | 0 | 0 | 0 | 0 | 0 | 0 | 0 | 0 | 0 | 0 | 0 | 0 | 0 | 0 | 0 | 0 | 0 | 0 | 0 | 0 | 0 | 0 | 0 | 0 | 0 | 0 | 0 | 0 | 0 | 0 | 0 | 0 | 0 | 0 | 0 | 0 | 0 | 0 | 0 | 0 | 0 | 0 | 0 | 0 | 0 | 0 | 0 | 0 | 0 | 0 | 0 | 0 | 0 | 0 | 0 | 0 | 0 | 0 | 0 | 0 | 0 | 0 | 0 | 0 | 0 | 0 | 0 | 0 | 0 | 0 | 0 | 0 | 0 | 0 | 0 | 0 | 0 | 0 | 0 | 0 | 0 | 0 | 0 | 0 | 0 | 0 | 0 | 0 | 0 | 0 | 0 | 0 | 0 | 0 | 0 | 0 | 0 | 0 | 0 | 0 | 0 | 0 | 0 | 0 | 0 | 0 | 0 | 0 | 0 | 0 | 0 | 0 | 0 | 0 | 0 | 0 | 0 | 0 | 0 | 0 | 0 | 0 | 0 | 0 | 0 | 0 | 0 | 0 | 0 | 0 | 0 | 0 | 0 | 0 | 0 | 0 | 0 | 0 | 0 | 0 | 0 | 0 | 0 | 0 | 0 | 0 | 0 | 0 | 0 | 0 | 0 | 0 | 0 | 0 | 0 | 0 | 0 | 0 | 0 | 0 | 0 | 0 | 0 | 0 | 0 | 0 | 0 | 0 | 0 | 0 | 0 | 0 | 0 | 0 | 0 | 0 | 0 | 0 | 0 | 0 | 0 | 0 | 0 | 0 | 0 | 0 | 0 | 0 | 0 | 0 | 0 | 0 | 0 | 0 | 0 | 0 | 0 | 0 | 0 | 0 | 0 | 0 | 0 | 0 | 0 | 0 | 0 | 0 | 0 | 0 | 0 | 0 | 0 | 0 | 0 | 0 | 0 | 0 | 0 | 0 | 0 | 0 | 0 | 0 | 0 | 0 | 0 | 0 | 0 | 0 | 0 | 0 | 0 | 0 | 0 | 0 | 0 | 0 | 0 | 0 | 0 | 0 | 0 | 0 | 0 | 0 | 0 | 0 | 0 | 0 | 0 | 0 | 0 | 0 | 0 | 0 | 0 | 0 | 0 | 0 | 0 | 0 | 0 | 0 | 0 | 0 | 0 | 0 | 0 | 0 | 0 | 0 | 0 | 0 | 0 | 0 | 0 | 0 | 0 | 0 | 0 | 0 | 0 | 0 | 0 | 0 | 0 | 0 | 0 | 0 | 0 | 0 | 0 | 0 | 0 | 0 | 0 | 0 | 0 | 0 | 0 | 0 | 0 | 0 | 0 | 0 | 0 | 0 | 0 | 0 | 0 | 0 | 0 | 0 | 0 | 0 | 0 | 0 | 0 | 0 | 0 | 0 | 0 | 0 | 0 | 0 | 0 | 0 | 0 | 0 | 0 | 0 | 0 | 0 | 0 | 0 | 0 | 0 | 0 | 0 | 0 | 0 | 0 | 0 | 0 | 0 | 0 | 0 | 0 | 0 | 0 | 0 | 0 | 0 | 0 | 0 | 0 | 0 | 0 | 0 | 0 | 0 | 0 | 0 | 0 | 0 | 0 | 0 | 0 | 0 | 0 | 0 | 0 | 0 | 0 | 0 | 0 | 0 | 0 | 0 | 0 | 0 | 0 | 0 | 0 | 0 | 0 | 0 | 0 | 0 | 0 | 0 | 0 | 0 | 0 | 0 | 0 | 0 | 0 | 0 | 0 | 0 | 0 | 0 | 0 | 0 | 0 | 0 | 0 | 0 | 0 | 0 | 0 | 0 | 0 | 0 | 0 | 0 | 0 | 0 | 0 | 0 | 0 | 0 | 0 | 0 | 0 | 0 | 0 | 0 | 0 | 0 | 0 | 0 | 0 | 0 | 0 | 0 | 0 | 0 | 0 | 0 | 0 | 0 | 0 | 0 | 0 | 0 | 0 | 0 | 0 | 0 | 0 | 0 | 0 | 0 | 0 | 0 | 0 | 0 | 0 | 0 | 0 | 0 | 0 | 0 | 0 | 0 | 0 | 0 | 0 | 0 | 0 | 0 | 0 | 0 | 0 | 0 | 0 | 0 | 0 | 0 | 0 | 0 | 0 | 0 | 0 | 0 | 0 | 0 | 0 | 0 | 0 | 0 | 0 | 0 | 0 | 0 | 0 | 0 | 0 | 0 | 0 | 0 | 0 | 0 | 0 | 0 | 0 | 0 | 0 | 0 | 0 | 0 | 0 | 0 | 0 | 0 | 0 | 0 | 0 | 0 | 0 | 0 | 0 | 0 | 0 | 0 | 0 | 0 | 0 | 0 | 0 | 0 | 0 | 0 | 0 | 0 | 0 | 0 | 0 | 0 | 0 | 0 | 0 | 0 | 0 | 0 | 0 | 0 | 0 | 0 | 0 | 0 | 0 | 0 | 0 | 0 | 0 | 0 | 0 | 0 | 0 | 0 | 0 | 0 | 0 | 0 | 0 | 0 | 0 | 0 | 0 | 0 | 0 | 0 | 0 | 0 | 0 | 0 | 0 | 0 | 0 | 0 | 0 | 0 | 0 | 0 | 0 | 0 | 0 | 0 | 0 | 0 | 0 | 0 | 0 | 0 | 0 | 0 | 0 | 0 | 0 | 0 | 0 | 0 | 0 | 0 | 0 | 0 | 0 | 0 | 0 | 0 | 0 | 0 | 0 | 0 | 0 | 0 | 0 | 0 | 0 | 0 | 0 | 0 | 0 | 0 | 0 | 0 | 0 | 0 | 0 | 0 | 0 | 0 | 0 | 0 | 0 | 0 | 0 | 0 | 0 | 0 | 0 | 0 | 0 | 0 | 0 | 0 | 0 | 0 | 0 | 0 | 0 | 0 | 0 | 0 | 0 | 0 | 0 | 0 | 0 | 0 | 0 | 0 | 0 | 0 | 0 | 0 | 0 | 0 | 0 | 0 | 0 | 0 | 0 | 0 | 0 | 0 | 0 | 0 | 0 | 0 | 0 | 0 | 0 | 0 | 0 | 0 | 0 | 0 | 0 | 0 | 0 | 0 | 0 | 0 | 0 | 0 | 0 | 0 | 0 | 0 | 0 | 0 | 0 | 0 | 0 | 0 | 0 | 0 | 0 | 0 | 0 | 0 | 0 | 0 | 0 | 0 | 0 | 0 | 0 | 0 | 0 | 0 | 0 | 0 | 0 | 0 | 0 | 0 | 0 | 0 | 0 | 0 | 0 | 0 | 0 | 0 | 0 | 0 | 0 | 0 | 0 | 0 | 0 | 0 | 0 | 0 | 0 | 0 | 0 | 0 | 0 | 0 | 0 | 0 | 0 | 0 | 0 | 0 | 0 | 0 | 0 | 0 | 0 | 0 | 0 | 0 | 0 | 0 | 0 | 0 | 0 | 0 | 0 | 0 | 0 | 0 | 0 | 0 | 0 | 0 | 0 | 0 | 0 | 0 | 0 | 0 | 0 | 0 | 0 | 0 | 0 | 0 | 0 | 0 | 0 | 0 | 0 | 0 | 0 | 0 | 0 | 0 | 0 | 0 | 0 | 0 | 0 | 0 | 0 | 0 | 0 | 0 | 0 | 0 | 0 | 0 | 0 | 0 | 0 | 0 | 0 | 0 | 0 | 0 | 0 | 0 | 0 | 0 | 0 | 0 | 0 | 0 | 0 | 0 | 0 | 0 | 0 | 0 | 0 | 0 | 0 | 0 | 0 | 0 | 0 | 0 | 0 | 0 | 0 | 0 | 0 | 0 | 0 | 0 | 0 | 0 | 0 | 0 | 0 | 0 | 0 | 0 | 0 | 0 | 0 | 0 | 0 | 0 | 0 | 0 | 0 | 0 | 0 | 0 | 0 | 0 | 0 | 0 | 0 | 0 | 0 | 0 | 0 | 0 | 0 | 0 | 0 | 0 | 0 | 0 | 0 | 0 | 0 | 0 | 0 | 0 | 0 | 0 | 0 | 0 | 0 | 0 | 0 | 0 | 0 | 0 | 0 | 0 | 0 | 0 | 0 | 0 | 0 | 0 | 0 | 0 | 0 | 0 | 0 | 0 | 0 | 0 | 0 | 0 | 0 | 0 | 0 | 0 | 0 | 0 | 0 | 0 | 0 | 0 | 0 | 0 | 0 | 0 | 0 | 0 | 0 | 0 | 0 | 0 | 0 | 0 | 0 | 0 | 0 | 0 | 0 | 0 | 0 | 0 | 0 | 0 | 0 | 0 | 0 | 0 | 0 | 0 | 0 | 0 | 0 | 0 | 0 | 0 | 0 | 0 | 0 | 0 | 0 | 0 | 0 | 0 | 0 | 0 | 0 | 0 | 0 | 0 | 0 | 0 | 0 | 0 | 0 | 0 | 0 | 0 | 0 | 0 | 0 | 0 | 0 | 0 | 0 | 0 | 0 | 0 | 0 | 0 | 0 | 0 | 0 | 0 | 0 | 0 | 0 | 0 | 0 | 0 | 0 | 0 | 0 | 0 | 0 | 0 | 0 | 0 | 0 | 0 | 0 | 0 | 0 | 0 | 0 | 0 | 0 | 0 | 0 | 0 | 0 | 0 | 0 | 0 | 0 | 0 | 0 | 0 | 0 | 0 | 0 | 0 | 0 | 0 | 0 | 0 | 0 | 0 | 0 | 0 | 0 | 0 | 0 | 0 | 0 | 0 | 0 | 0 | 0 | 0 | 0 | 0 | 0 | 0 | 0 | 0 | 0 | 0 | 0 | 0 | 0 | 0 | 0 | 0 | 0 | 0 | 0 | 0 | 0 | 0 | 0 | 0 | 0 | 0 | 0 | 0 | 0 | 0 | 0 | 0 | 0 | 0 | 0 | 0 | 0 | 0 | 0 | 0 | 0 | 0 | 0 | 0 | 0 | 0 | 0 | 0 | 0 | 0 | 0 | 0 | 0 | 0 | 0 | 0 | 0 | 0 | 0 | 0 | 0 | 0 | 0 | 0 | 0 | 0 | 0 | 0 | 0 | 0 | 0 | 0 | 0 | 0 | 0 | 0 | 0 | 0 | 0 | 0 | 0 | 0 | 0 | 0 | 0 | 0 | 0 | 0 | 0 | 0 | 0 | 0 | 0 | 0 | 0 | 0 | 0 | 0 | 0 | 0 | 0 | 0 | 0 | 0 | 0 | 0 | 0 | 0 | 0 | 0 | 0 | 0 | 0 | 0 | 0 | 0 | 0 | 0 | 0 | 0 | 0 | 0 | 0 | 0 | 0 | 0 | 0 | 0 | 0 | 0 | 0 | 0 | 0 | 0 | 0 | 0 | 0 | 0 | 0 | 0 | 0 | 0 | 0 | 0 | 0 | 0 | 0 | 0 | 0 | 0 | 0 | 0 | 0 | 0 | 0 | 0 | 0 | 0 | 0 | 0 | 0 | 0 | 0 | 0 | 0 | 0 | 0 | 0 | 0 | 0 | 0 | 0 | 0 | 0 | 0 | 0 | 0 | 0 | 0 | 0 | 0 | 0 | 0 | 0 | 0 | 0 | 0 | 0 | 0 | 0 | 0 | 0 | 0 | 0 | 0 | 0 | 0 | 0 | 0 | 0 | 0 | 0 | 0 | 0 | 0 | 0 | 0 | 0 | 0 | 0 | 0 | 0 | 0 | 0 | 0 | 0 | 0 | 0 | 0 | 0 | 0 | 0 | 0 | 0 | 0 | 0 | 0 | 0 | 0 | 0 | 0 | 0 | 0 | 0 | 0 | 0 | 0 | 0 | 0 | 0 | 0 | 0 | 0 | 0 | 0 | 0 | 0 | 0 | 0 | 0 | 0 | 0 | 0 | 0 | 0 | 0 | 0 | 0 | 0 | 0 | 0 | 0 | 0 | 0 | 0 | 0 | 0 | 0 | 0 | 0 | 0 | 0 | 0 | 0 | 0 | 0 | 0 | 0 | 0 | 0 | 0 | 0 | 0 | 0 | 0 | 0 | 0 | 0 | 0 | 0 | 0 | 0 | 0 | 0 | 0 | 0 | 0 | 0 | 0 | 0 | 0 | 0 | 0 | 0 | 0 | 0 | 0 | 0 | 0 | 0 | 0 | 0 | 0 | 0 | 0 | 0 | 0 | 0 | 0 | 0 | 0 | 0 | 0 | 0 | 0 | 0 | 0 | 0 | 0 | 0 | 0 | 0 | 0 | 0 | 0 | 0 | 0 | 0 | 0 | 0 | 0 | 0 | 0 | 0 | 0 | 0 | 0 | 0 | 0 | 0 | 0 | 0 | 0 | 0 | 0 | 0 | 0 | 0 | 0 | 0 | 0 | 0 | 0 | 0 | 0 | 0 | 0 | 0 | 0 | 0 | 0 | 0 | 0 | 0 | 0 | 0 | 0 | 0 | 0 | 0 | 0 | 0 | 0 | 0 | 0 | 0 | 0 | 0 | 0 | 0 | 0 | 0 | 0 | 0 | 0 | 0 | 0 | 0 | 0 | 0 | 0 | 0 | 0 | 0 | 0 | 0 | 0 | 0 | 0 | 0 | 0 | 0 | 0 | 0 | 0 | 0 | 0 | 0 | 0 | 0 | 0 | 0 | 0 | 0 | 0 | 0 | 0 | 0 | 0 | 0 | 0 | 0 | 0 | 0 | 0 | 0 | 0 | 0 | 0 | 0 | 0 | 0 | 0 | 0 | 0 | 0 | 0 | 0 | 0 | 0 | 0 | 0 | 0 | 0 | 0 | 0 | 0 | 0 | 0 | 0 | 0 | 0 | 0 | 0 | 0 | 0 | 0 | 0 | 0 | 0 | 0 | 0 | 0 | 0 | 0 | 0 | 0 | 0 | 0 | 0 | 0 | 0 | 0 | 0 | 0 | 0 | 0 | 0 | 0 | 0 | 0 | 0 | 0 | 0 | 0 | 0 | 0 | 0 | 0 | 0 | 0 | 0 | 0 | 0 | 0 | 0 | 0 | 0 | 0 | 0 | 0 | 0 | 0 | 0 | 0 | 0 | 0 | 0 | 0 | 0 | 0 | 0 | 0 | 0 | 0 | 0 | 0 | 0 | 0 | 0 | 0 | 0 | 0 | 0 | 0 | 0 | 0 | 0 | 0 | 0 | 0 | 0 | 0 | 0 | 0 | 0 | 0 | 0 | 0 | 0 | 0 | 0 | 0 | 0 | 0 | 0 | 0 | 0 | 0 | 0 | 0 | 0 | 0 | 0 | 0 | 0 | 0 | 0 | 0 | 0 | 0 | 0 | 0 | 0 | 0 | 0 | 0 | 0 | 0 | 0 | 0 | 0 | 0 | 0 | 0 | 0 | 0 | 0 | 0 | 0 | 0 | 0 | 0 | 0 | 0 | 0 | 0 | 0 | 0 | 0 | 0 | 0 | 0 | 0 | 0 | 0 | 0 | 0 | 0 | 0 | 0 | 0 | 0 | 0 | 0 | 0 | 0 | 0 | 0 | 0 | 0 | 0 | 0 | 0 | 0 | 0 | 0 | 0 | 0 | 0 | 0 | 0 | 0 | 0 | 0 | 0 | 0 | 0 | 0 | 0 | 0 | 0 | 0 | 0 | 0 | 0 | 0 | 0 | 0 | 0 | 0 | 0 | 0 | 0 | 0 | 0 | 0 | 0 | 0 | 0 | 0 | 0 | 0 | 0 | 0 | 0 | 0 | 0 | 0 | 0 | 0 | 0 | 0 | 0 | 0 | 0 | 0 | 0 | 0 | 0 | 0 | 0 | 0 | 0 | 0 | 0 | 0 | 0 | 0 | 0 | 0 | 0 | 0 | 0 | 0 | 0 | 0 | 0 | 0 | 0 | 0 | 0 | 0 | 0 | 0 | 0 | 0 | 0 | 0 | 0 | 0 | 0 | 0 | 0 | 0 | 0 | 0 | 0 | 0 | 0 | 0 | 0 | 0 | 0 | 0 | 0 | 0 | 0 | 0 | 0 | 0 | 0 | 0 | 0 | 0 | 0 | 0 | 0 | 0 | 0 | 0 | 0 | 0 | 0 | 0 | 0 | 0 | 0 | 0 | 0 | 0 | 0 | 0 | 0 | 0 | 0 | 0 | 0 | 0 | 0 | 0 | 0 | 0 | 0 | 0 | 0 | 0 | 0 | 0 | 0 | 0 | 0 | 0 | 0 | 0 | 0 | 0 | 0 | 0 | 0 | 0 | 0 | 0 | 0 | 0 | 0 | 0 | 0 | 0 | 0 | 0 | 0 | 0 | 0 | 0 | 0 | 0 | 0 | 0 | 0 | 0 | 0 | 0 | 0 | 0 | 0 | 0 | 0 | 0 | 0 | 0 | 0 | 0 | 0 | 0 | 0 | 0 | 0 | 0 | 0 | 0 | 0 | 0 | 0 | 0 | 0 | 0 | 0 | 0 | 0 | 0 | 0 | 0 | 0 | 0 | 0 | 0 | 0 | 0 | 0 | 0 | 0 | 0 | 0 | 0 | 0 | 0 | 0 | 0 | 0 | 0 | 0 | 0 | 0 | 0 | 0 | 0 | 0 | 0 | 0 | 0 | 0 | 0 | 0 | 0 | 0 | 0 | 0 | 0 | 0 | 0 | 0 | 0 | 0 | 0 | 0 | 0 | 0 | 0 | 0 | 0 | 0 | 0 | 0 | 0 | 0 | 0 | 0 | 0 | 0 | 0 | 0 | 0 | 0 | 0 | 0 | 0 | 0 | 0 | 0 | 0 | 0 | 0 | 0 | 0 | 0 | 0 | 0 | 0 | 0 | 0 | 0 | 0 | 0 | 0 | 0 | 0 | 0 | 0 | 0 | 0 | 0 | 0 | 0 | 0 | 0 | 0 | 0 | 0 | 0 | 0 | 0 | 0 | 0 | 0 | 0 | 0 | 0 | 0 | 0 | 0 | 0 | 0 | 0 | 0 | 0 | 0 | 0 | 0 | 0 | 0 | 0 | 0 | 0 | 0 | 0 | 0 | 0 | 0 | 0 | 0 | 0 | 0 | 0 | 0 | 0 | 0 | 0 | 0 | 0 | 0 | 0 | 0 | 0 | 0 | 0 | 0 | 0 | 0 | 0 | 0 | 0 | 0 | 0 | 0 | 0 | 0 | 0 | 0 | 0 | 0 | 0 | 0 | 0 | 0 | 0 | 0 | 0 | 0 | 0 | 0 | 0 | 0 | 0 | 0 | 0 | 0 | 0 | 0 | 0 | 0 | 0 | 0 | 0 | 0 | 0 | 0 | 0 | 0 | 0 | 0 | 0 | 0 | 0 | 0 | 0 | 0 | 0 | 0 | 0 | 0 | 0 | 0 | 0 | 0 | 0 | 0 | 0 | 0 | 0 | 0 | 0 | 0 | 0 | 0 | 0 | 0 | 0 | 0 | 0 | 0 | 0 | 0 | 0 | 0 | 0 | 0 | 0 | 0 | 0 | 0 | 0 | 0 | 0 | 0 | 0 | 0 | 0 | 0 | 0 | 0 | 0 | 0 | 0 | 0 | 0 | 0 | 0 | 0 | 0 | 0 | 0 | 0 | 0 | 0 | 0 | 0 | 0 | 0 | 0 | 0 | 0 | 0 | 0 | 0 | 0 | 0 | 0 | 0 | 0 | 0 | 0 | 0 | 0 | 0 | 0 | 0 | 0 | 0 | 0 | 0 | 0 | 0 | 0 | 0 | 0 | 0 | 0 | 0 | 0 | 0 | 0 | 0 | 0 | 0 | 0 | 0 | 0 | 0 | 0 | 0 | 0 | 0 | 0 | 0 | 0 | 0 | 0 | 0 | 0 | 0 | 0 | 0 | 0 | 0 | 0 | 0 | 0 | 0 | 0 | 0 | 0 | 0 | 0 | 0 | 0 | 0 | 0 | 0 | 0 | 0 | 0 | 0 | 0 | 0 | 0 | 0 | 0 | 0 | 0 | 0 | 0 | 0 | 0 | 0 | 0 | 0 | 0 | 0 | 0 | 0 | 0 | 0 | 0 | 0 | 0 | 0 | 0 | 0 | 0 | 0 | 0 | 0 | 0 | 0 | 0 | 0 | 0 | 0 | 0 | 0 | 0 | 0 | 0 | 0 | 0 | 0 | 0 | 0 | 0 | 0 | 0 | 0 | 0 | 0 | 0 | 0 | 0 | 0 | 0 | 0 | 0 | 0 | 0 | 0 | 0 | 0 | 0 | 0 | 0 | 0 | 0 | 0 | 0 | 0 | 0 | 0 | 0 | 0 | 0 | 0 | 0 | 0 | 0 | 0 | 0 | 0 | 0 | 0 | 0 | 0 | 0 | 0 | 0 | 0 | 0 | 0 | 0 | 0 | 0 | 0 | 0 | 0 | 0 | 0 | 0 | 0 | 0 | 0 | 0 | 0 | 0 | 0 | 0 | 0 | 0 | 0 | 0 | 0 | 0 | 0 | 0 | 0 | 0 | 0 | 0 | 0 | 0 | 0 | 0 | 0 | 0 | 0 | 0 | 0 | 0 | 0 | 0 | 0 | 0 | 0 | 0 | 0 | 0 | 0 | 0 | 0 | 0 | 0 | 0 | 0 | 0 | 0 | 0 | 0 | 0 | 0 | 0 | 0 | 0 | 0 | 0 | 0 | 0 | 0 | 0 | 0 | 0 | 0 | 0 | 0 | 0 | 0 | 0 | 0 | 0 | 0 | 0 | 0 | 0 | 0 | 0 | 0 | 0 | 0 | 0 | 0 | 0 | 0 | 0 | 0 | 0 | 0 | 0 | 0 | 0 | 0 | 0 | 0 | 0 | 0 | 0 | 0 | 0 | 0 | 0 | 0 | 0 | 0 | 0 | 0 | 0 | 0 | 0 | 0 | 0 | 0 | 0 | 0 | 0 | 0 | 0 | 0 | 0 | 0 | 0 | 0 | 0 | 0 | 0 | 0 | 0 | 0 | 0 | 0 | 0 | 0 | 0 | 0 | 0 | 0 | 0 | 0 | 0 | 0 | 0 | 0 | 0 | 0 | 0 | 0 | 0 | 0 | 0 | 0 | 0 | 0 | 0 | 0 | 0 | 0 | 0 | 0 | 0 | 0 | 0 | 0 | 0 | 0 | 0 | 0 | 0 | 0 | 0 | 0 | 0 | 0 | 0 | 0 | 0 | 0 | 0 | 0 | 0 | 0 | 0 | 0 | 0 | 0 | 0 | 0 | 0 | 0 | 0 | 0 | 0 | 0 | 0 | 0 | 0 | 0 | 0 | 0 | 0 | 0 | 0 | 0 | 0 | 0 | 0 | 0 | 0 | 0 | 0 | 0 | 0 | 0 | 0 | 0 | 0 | 0 | 0 | 0 | 0 | 0 | 0 | 0 | 0 | 0 | 0 | 0 | 0 | 0 | 0 | 0 | 0 | 0 | 0 | 0 | 0 | 0 | 0 | 0 | 0 | 0 | 0
| Heating Oil |  |  |  | 2.2348 | 2.2811 | 2.3274 | 2.3738 | 2.4201 | 2.4664 | 2.5127 | 2.5127 | 2.5127 | 2.5127 | 2.5127 | 2.5127 | 2.5127 | 2.5127 | 2.5127 | 2.5127 | 2.5127 | 2.5127 | 2.5127 | 2.5127 | 2.5127 | 2.5127 | 2.5127 | 2.5127 | 2.5127 | 2.5127 | 2.5127 | 2.5127 | 2.5127 | 2.5127 | 2.5127 | 2.5127 | 2.5127 | 2.5127 | 2.5127 | 2.5127 | 2.5127 | 2.5127 | 2.5127 | 2.5127 | 0.52497 | 0.52497 | 0.52497 | 0.52497 | 0.52497 | 0.52497 | 0.52497 | 0.52497 | 0.52497 | 0.52497 | 0.52497 | 0.52497 | 0.52497 | 0 | 0 | 0 | 0 | 0 | 0 | 0 | 0 | 0 | 0 | 0 | 0 | 0 | 0 | 0 | 0 | 0 | 0 | 0 | 0 | 0 | 0 | 0 | 0 | 0 | 0 | 0 | 0 | 0 | 0 | 0 | 0 | 0 | 0 | 0 | 0 | 0 | 0 | 0 | 0 | 0 | 0 | 0 | 0 | 0 | 0 | 0 | 0 | 0 | 0 | 0 | 0 | 0 | 0 | 0 | 0 | 0 | 0 | 0 | 0 | 0 | 0 | 0 | 0 | 0 | 0 | 0 | 0 | 0 | 0 | 0 | 0 | 0 | 0 | 0 | 0 | 0 | 0 | 0 | 0 | 0 | 0 | 0 | 0 | 0 | 0 | 0 | 0 | 0 | 0 | 0 | 0 | 0 | 0 | 0 | 0 | 0 | 0 | 0 | 0 | 0 | 0 | 0 | 0 | 0 | 0 | 0 | 0 | 0 | 0 | 0 | 0 | 0 | 0 | 0 | 0 | 0 | 0 | 0 | 0 | 0 | 0 | 0 | 0 | 0 | 0 | 0 | 0 | 0 | 0 | 0 | 0 | 0 | 0 | 0 | 0 | 0 | 0 | 0 | 0 | 0 | 0 | 0 | 0 | 0 | 0 | 0 | 0 | 0 | 0 | 0 | 0 | 0 | 0 | 0 | 0 | 0 | 0 | 0 | 0 | 0 | 0 | 0 | 0 | 0 | 0 | 0 | 0 | 0 | 0 | 0 | 0 | 0 | 0 | 0 | 0 | 0 | 0 | 0 | 0 | 0 | 0 | 0 | 0 | 0 | 0 | 0 | 0 | 0 | 0 | 0 | 0 | 0 | 0 | 0 | 0 | 0 | 0 | 0 | 0 | 0 | 0 | 0 | 0 | 0 | 0 | 0 | 0 | 0 | 0 | 0 | 0 | 0 | 0 | 0 | 0 | 0 | 0 | 0 | 0 | 0 | 0 | 0 | 0 | 0 | 0 | 0 | 0 | 0 | 0 | 0 | 0 | 0 | 0 | 0 | 0 | 0 | 0 | 0 | 0 | 0 | 0 | 0 | 0 | 0 | 0 | 0 | 0 | 0 | 0 | 0 | 0 | 0 | 0 | 0 | 0 | 0 | 0 | 0 | 0 | 0 | 0 | 0 | 0 | 0 | 0 | 0 | 0 | 0 | 0 | 0 | 0 | 0 | 0 | 0 | 0 | 0 | 0 | 0 | 0 | 0 | 0 | 0 | 0 | 0 | 0 | 0 | 0 | 0 | 0 | 0 | 0 | 0 | 0 | 0 | 0 | 0 | 0 | 0 | 0 | 0 | 0 | 0 | 0 | 0 | 0 | 0 | 0 | 0 | 0 | 0 | 0 | 0 | 0 | 0 | 0 | 0 | 0 | 0 | 0 | 0 | 0 | 0 | 0 | 0 | 0 | 0 | 0 | 0 | 0 | 0 | 0 | 0 | 0 | 0 | 0 | 0 | 0 | 0 | 0 | 0 | 0 | 0 | 0 | 0 | 0 | 0 | 0 | 0 | 0 | 0 | 0 | 0 | 0 | 0 | 0 | 0 | 0 | 0 | 0 | 0 | 0 | 0 | 0 | 0 | 0 | 0 | 0 | 0 | 0 | 0 | 0 | 0 | 0 | 0 | 0 | 0 | 0 | 0 | 0 | 0 | 0 | 0 | 0 | 0 | 0 | 0 | 0 | 0 | 0 | 0 | 0 | 0 | 0 | 0 | 0 | 0 | 0 | 0 | 0 | 0 | 0 | 0 | 0 | 0 | 0 | 0 | 0 | 0 | 0 | 0 | 0 | 0 | 0 | 0 | 0 | 0 | 0 | 0 | 0 | 0 | 0 | 0 | 0 | 0 | 0 | 0 | 0 | 0 | 0 | 0 | 0 | 0 | 0 | 0 | 0 | 0 | 0 | 0 | 0 | 0 | 0 | 0 | 0 | 0 | 0 | 0 | 0 | 0 | 0 | 0 | 0 | 0 | 0 | 0 | 0 | 0 | 0 | 0 | 0 | 0 | 0 | 0 | 0 | 0 | 0 | 0 | 0 | 0 | 0 | 0 | 0 | 0 | 0 | 0 | 0 | 0 | 0 | 0 | 0 | 0 | 0 | 0 | 0 | 0 | 0 | 0 | 0 | 0 | 0 | 0 | 0 | 0 | 0 | 0 | 0 | 0 | 0 | 0 | 0 | 0 | 0 | 0 | 0 | 0 | 0 | 0 | 0 | 0 | 0 | 0 | 0 | 0 | 0 | 0 | 0 | 0 | 0 | 0 | 0 | 0 | 0 | 0 | 0 | 0 | 0 | 0 | 0 | 0 | 0 | 0 | 0 | 0 | 0 | 0 | 0 | 0 | 0 | 0 | 0 | 0 | 0 | 0 | 0 | 0 | 0 | 0 | 0 | 0 | 0 | 0 | 0 | 0 | 0 | 0 | 0 | 0 | 0 | 0 | 0 | 0 | 0 | 0 | 0 | 0 | 0 | 0 | 0 | 0 | 0 | 0 | 0 | 0 | 0 | 0 | 0 | 0 | 0 | 0 | 0 | 0 | 0 | 0 | 0 | 0 | 0 | 0 | 0 | 0 | 0 | 0 | 0 | 0 | 0 | 0 | 0 | 0 | 0 | 0 | 0 | 0 | 0 | 0 | 0 | 0 | 0 | 0 | 0 | 0 | 0 | 0 | 0 | 0 | 0 | 0 | 0 | 0 | 0 | 0 | 0 | 0 | 0 | 0 | 0 | 0 | 0 | 0 | 0 | 0 | 0 | 0 | 0 | 0 | 0 | 0 | 0 | 0 | 0 | 0 | 0 | 0 | 0 | 0 | 0 | 0 | 0 | 0 | 0 | 0 | 0 | 0 | 0 | 0 | 0 | 0 | 0 | 0 | 0 | 0 | 0 | 0 | 0 | 0 | 0 | 0 | 0 | 0 | 0 | 0 | 0 | 0 | 0 | 0 | 0 | 0 | 0 | 0 | 0 | 0 | 0 | 0 | 0 | 0 | 0 | 0 | 0 | 0 | 0 | 0 | 0 | 0 | 0 | 0 | 0 | 0 | 0 | 0 | 0 | 0 | 0 | 0 | 0 | 0 | 0 | 0 | 0 | 0 | 0 | 0 | 0 | 0 | 0 | 0 | 0 | 0 | 0 | 0 | 0 | 0 | 0 | 0 | 0 | 0 | 0 | 0 | 0 | 0 | 0 | 0 | 0 | 0 | 0 | 0 | 0 | 0 | 0 | 0 | 0 | 0 | 0 | 0 | 0 | 0 | 0 | 0 | 0 | 0 | 0 | 0 | 0 | 0 | 0 | 0 | 0 | 0 | 0 | 0 | 0 | 0 | 0 | 0 | 0 | 0 | 0 | 0 | 0 | 0 | 0 | 0 | 0 | 0 | 0 | 0 | 0 | 0 | 0 | 0 | 0 | 0 | 0 | 0 | 0 | 0 | 0 | 0 | 0 | 0 | 0 | 0 | 0 | 0 | 0 | 0 | 0 | 0 | 0 | 0 | 0 | 0 | 0 | 0 | 0 | 0 | 0 | 0 | 0 | 0 | 0 | 0 | 0 | 0 | 0 | 0 | 0 | 0 | 0 | 0 | 0 | 0 | 0 | 0 | 0 | 0 | 0 | 0 | 0 | 0 | 0 | 0 | 0 | 0 | 0 | 0 | 0 | 0 | 0 | 0 | 0 | 0 | 0 | 0 | 0 | 0 | 0 | 0 | 0 | 0 | 0 | 0 | 0 | 0 | 0 | 0 | 0 | 0 | 0 | 0 | 0 | 0 | 0 | 0 | 0 | 0 | 0 | 0 | 0 | 0 | 0 | 0 | 0 | 0 | 0 | 0 | 0 | 0 | 0 | 0 | 0 | 0 | 0 | 0 | 0 | 0 | 0 | 0 | 0 | 0 | 0 | 0 | 0 | 0 | 0 | 0 | 0 | 0 | 0 | 0 | 0 | 0 | 0 | 0 | 0 | 0 | 0 | 0 | 0 | 0 | 0 | 0 | 0 | 0 | 0 | 0 | 0 | 0 | 0 | 0 | 0 | 0 | 0 | 0 | 0 | 0 | 0 | 0 | 0 | 0 | 0 | 0 | 0 | 0 | 0 | 0 | 0 | 0 | 0 | 0 | 0 | 0 | 0 | 0 | 0 | 0 | 0 | 0 | 0 | 0 | 0 | 0 | 0 | 0 | 0 | 0 | 0 | 0 | 0 | 0 | 0 | 0 | 0 | 0 | 0 | 0 | 0 | 0 | 0 | 0 | 0 | 0 | 0 | 0 | 0 | 0 | 0 | 0 | 0 | 0 | 0 | 0 | 0 | 0 | 0 | 0 | 0 | 0 | 0 | 0 | 0 | 0 | 0 | 0 | 0 | 0 | 0 | 0 | 0 | 0 | 0 | 0 | 0 | 0 | 0 | 0 | 0 | 0 | 0 | 0 | 0 | 0 | 0 | 0 | 0 | 0 | 0 | 0 | 0 | 0 | 0 | 0 | 0 | 0 | 0 | 0 | 0 | 0 | 0 | 0 | 0 | 0 | 0 | 0 | 0 | 0 | 0 | 0 | 0 | 0 | 0 | 0 | 0 | 0 | 0 | 0 | 0 | 0 | 0 | 0 | 0 | 0 | 0 | 0 | 0 | 0 | 0 | 0 | 0 | 0 | 0 | 0 | 0 | 0 | 0 | 0 | 0 | 0 | 0 | 0 | 0 | 0 | 0 | 0 | 0 | 0 | 0 | 0 | 0 | 0 | 0 | 0 | 0 | 0 | 0 | 0 | 0 | 0 | 0 | 0 | 0 | 0 | 0 | 0 | 0 | 0 | 0 | 0 | 0 | 0 | 0 | 0 | 0 | 0 | 0 | 0 | 0 | 0 | 0 | 0 | 0 | 0 | 0 | 0 | 0 | 0 | 0 | 0 | 0 | 0 | 0 | 0 | 0 | 0 | 0 | 0 | 0 | 0 | 0 | 0 | 0 | 0 | 0 | 0 | 0 | 0 | 0 | 0 | 0 | 0 | 0 | 0 | 0 | 0 | 0 | 0 | 0 | 0 | 0 | 0 | 0 | 0 | 0 | 0 | 0 | 0 | 0 | 0 | 0 | 0 | 0 | 0 | 0 | 0 | 0 | 0 | 0 | 0 | 0 | 0 | 0 | 0 | 0 | 0 | 0 | 0 | 0 | 0 | 0 | 0 | 0 | 0 | 0 | 0 | 0 | 0 | 0 | 0 | 0 | 0 | 0 | 0 | 0 | 0 | 0 | 0 | 0 | 0 | 0 | 0 | 0 | 0 | 0 | 0 | 0 | 0 | 0 | 0 | 0 | 0 | 0 | 0 | 0 | 0 | 0 | 0 | 0 | 0 | 0 | 0 | 0 | 0 | 0 | 0 | 0 | 0 | 0 | 0 | 0 | 0 | 0 | 0 | 0 | 0 | 0 | 0 | 0 | 0 | 0 | 0 | 0 | 0 | 0 | 0 | 0 | 0 | 0 | 0 | 0 | 0 | 0 | 0 | 0 | 0 | 0 | 0 | 0 | 0 | 0 | 0 | 0 | 0 | 0 | 0 | 0 | 0 | 0 | 0 | 0 | 0 | 0 | 0 | 0 | 0 | 0 | 0 | 0 | 0 | 0 | 0 | 0 | 0 | 0 | 0 | 0 | 0 | 0 | 0 | 0 | 0 | 0 | 0 | 0 | 0 | 0 | 0 | 0 | 0 | 0 | 0 | 0 | 0 | 0 | 0 | 0 | 0 | 0 | 0 | 0 | 0 | 0 | 0 | 0 | 0 | 0 | 0 | 0 | 0 | 0 | 0 | 0 | 0 | 0 | 0 | 0 | 0 | 0 | 0 | 0 | 0 | 0 | 0 | 0 | 0 | 0 | 0 | 0 | 0 | 0 | 0 | 0 | 0 | 0 | 0 | 0 | 0 | 0 | 0 | 0 | 0 | 0 | 0 | 0 | 0 | 0 | 0 | 0 | 0 | 0 | 0 | 0 | 0 | 0 | 0 | 0 | 0 | 0 | 0 | 0 | 0 | 0 | 0 | 0 | 0 | 0 | 0 | 0 | 0 | 0 | 0 | 0 | 0 | 0 | 0 | 0 | 0 | 0 | 0 | 0 | 0 | 0 | 0 | 0 | 0 | 0 | 0 | 0 | 0 | 0 | 0 | 0 | 0 | 0 | 0 | 0 | 0 | 0 | 0 | 0 | 0 | 0 | 0 | 0 | 0 | 0 | 0 | 0 | 0 | 0 | 0 | 0 | 0 | 0 | 0 | 0 | 0 | 0 | 0 | 0 | 0 | 0 | 0 | 0 | 0 | 0 | 0 | 0 | 0 | 0 | 0 | 0 | 0 | 0 | 0 | 0 | 0 | 0 | 0 | 0 | 0 | 0 | 0 | 0 | 0 | 0 | 0 | 0 | 0 | 0 | 0 | 0 | 0 | 0 | 0 | 0 | 0 | 0 | 0 | 0 | 0 | 0 | 0 | 0 | 0 | 0 | 0 | 0 | 0 | 0 | 0 | 0 | 0 | 0 | 0 | 0 | 0 | 0 | 0 | 0 | 0 | 0 | 0 | 0 | 0 | 0 | 0 | 0 | 0 | 0 | 0 | 0 | 0 | 0 | 0 | 0 | 0 | 0 | 0 | 0 | 0 | 0 | 0 | 0 | 0 | 0 | 0 | 0 | 0 | 0 | 0 | 0 | 0 | 0 | 0 | 0 | 0 | 0 | 0 | 0 | 0 | 0 | 0 | 0 | 0 | 0 | 0 | 0 | 0 | 0 | 0 | 0 | 0 | 0 | 0 | 0 | 0 | 0 | 0 | 0 | 0 | 0 | 0 | 0 | 0 | 0 | 0 | 0 | 0 | 0 | 0 | 0 | 0 | 0 | 0 | 0 | 0 | 0 | 0 | 0 | 0 | 0 | 0 | 0 | 0 | 0 | 0 | 0 | 0 | 0 | 0 | 0 | 0 | 0 | 0 | 0 | 0 | 0 | 0 | 0 | 0 | 0 | 0 | 0 | 0 | 0 | 0 | 0 | 0 | 0 | 0 | 0 | 0 | 0 | 0 | 0 | 0 | 0 | 0 | 0 | 0 | 0 | 0 | 0 | 0 | 0 | 0 | 0 | 0 | 0 | 0 | 0 | 0 | 0 | 0 | 0 | 0 | 0 | 0 | 0 | 0 | 0 | 0 | 0 | 0 | 0 | 0 | 0 | 0 | 0 | 0 | 0 | 0 | 0 | 0 | 0 | 0 | 0 | 0 | 0 | 0 | 0 | 0 | 0 | 0 | 0 | 0 | 0 | 0 | 0 | 0 | 0 | 0 | 0 | 0 | 0 | 0 | 0 | 0 | 0 | 0 | 0 | 0 | 0 | 0 | 0 | 0 | 0 | 0 | 0 | 0 | 0 | 0 | 0 | 0 | 0 | 0 | 0 | 0 | 0 | 0 | 0 | 0 | 0 | 0 | 0 | 0 | 0 | 0 | 0 | 0 | 0 | 0 | 0 | 0 | 0 | 0 | 0 | 0 | 0 | 0 | 0 | 0 | 0 | 0 | 0 | 0 | 0 | 0 | 0 | 0 | 0 | 0 | 0 | 0 | 0 | 0 | 0 | 0 | 0 | 0 | 0 | 0 | 0 | 0 | 0 | 0 | 0 | 0 | 0 | 0 | 0 | 0 | 0 | 0 | 0 | 0 | 0 | 0 | 0 | 0 | 0 | 0 | 0 | 0 | 0 | 0 | 0 | 0 | 0 | 0 | 0 | 0 | 0 | 0 | 0 | 0 | 0 | 0 | 0 | 0 | 0 | 0 | 0 | 0 | 0 | 0 | 0 | 0 | 0 | 0 | 0 | 0 | 0 | 0 | 0 | 0 | 0 | 0 | 0 | 0 | 0 | 0 | 0 | 0 | 0 | 0 | 0 | 0 | 0 | 0 | 0 | 0 | 0 | 0 | 0 | 0 | 0 | 0 | 0 | 0 | 0 | 0 | 0 | 0 | 0 | 0 | 0 | 0 | 0 | 0 | 0 | 0 | 0 | 0 | 0 | 0 | 0 | 0 | 0 | 0 | 0 | 0 | 0 | 0 | 0 | 0 | 0 | 0 | 0 | 0 | 0 | 0 | 0 | 0 | 0 | 0 | 0 | 0 | 0 | 0 | 0 | 0 | 0 | 0 | 0 | 0 | 0 | 0 | 0 | 0 | 0 | 0 | 0 | 0 | 0 | 0 | 0 | 0 | 0 | 0 | 0 | 0 | 0 | 0 | 0 | 0 | 0 | 0 | 0 | 0 | 0 | 0 | 0 | 0 | 0 | 0 | 0 | 0 | 0 | 0 | 0 | 0 | 0 | 0 | 0 | 0 | 0 | 0 | 0 | 0 | 0 | 0 | 0 | 0 | 0 | 0 | 0 | 0 | 0 | 0 | 0 | 0 | 0 | 0 | 0 | 0 | 0 | 0 | 0 | 0 | 0 | 0 | 0 | 0 | 0 | 0 | 0 | 0 | 0 | 0 | 0 | 0 | 0 | 0 | 0 | 0 | 0 | 0 | 0 | 0 | 0 | 0 | 0 | 0 | 0 | 0 | 0 | 0 | 0 | 0 | 0 | 0 | 0 | 0 | 0 | 0 | 0 | 0 | 0 | 0 | 0 | 0 | 0 | 0 | 0 | 0 | 0 | 0 | 0 | 0 | 0 | 0 | 0 | 0 | 0 | 0 | 0 | 0 | 0 | 0 | 0 | 0 | 0 | 0 | 0 | 0 | 0 | 0 | 0 | 0 | 0 | 0 | 0 | 0 | 0 | 0 | 0 | 0 | 0 | 0 | 0 | 0 | 0 | 0 | 0 | 0 | 0 | 0 | 0 | 0 | 0 | 0 | 0 | 0 | 0 | 0 | 0 | 0 | 0 | 0 | 0 | 0 | 0 | 0 | 0 | 0 | 0 | 0 | 0 | 0 | 0 | 0 | 0 | 0 | 0 | 0 | 0 | 0 | 0 | 0 | 0 | 0 | 0 | 0 | 0 | 0 | 0 | 0 | 0 | 0 | 0 | 0 | 0 | 0 | 0 | 0 | 0 | 0 | 0 | 0 | 0 | 0 | 0 | 0 | 0 | 0 | 0 | 0 | 0 | 0 | 0 | 0 | 0 | 0 | 0 | 0 | 0 | 0 | 0 | 0 | 0 | 0 | 0 | 0 | 0 | 0 | 0 | 0 | 0 | 0 | 0 | 0 | 0 | 0 | 0 | 0 | 0 | 0 | 0 | 0 | 0 | 0 | 0 | 0 | 0 | 0 | 0 | 0 | 0 | 0 | 0 | 0 | 0 | 0 | 0 | 0 | 0 | 0 | 0 | 0 | 0 | 0 | 0 | 0 | 0 | 0 | 0 | 0 | 0 | 0 | 0 | 0 | 0 | 0 | 0 | 0 | 0 | 0 | 0 | 0 | 0 | 0 | 0 | 0 | 0 | 0 | 0 | 0 | 0 | 0 | 0 | 0 | 0 | 0 | 0 | 0 | 0 | 0 | 0 | 0 | 0 | 0 | 0 | 0 | 0 | 0 | 0 | 0 | 0 | 0 | 0 | 0 | 0 | 0 | 0 | 0 | 0 | 0 | 0 | 0 | 0 | 0 | 0 | 0 | 0 | 0 | 0 | 0 | 0 | 0 | 0 | 0 | 0 | 0 | 0 | 0 | 0 | 0 | 0 | 0 | 0 | 0 | 0 | 0 | 0 | 0 | 0 | 0 | 0 | 0 | 0 | 0 | 0 | 0 | 0 | 0 | 0 | 0 | 0 | 0 | 0 | 0 | 0 | 0 | 0 | 0 | 0 | 0 | 0 | 0 | 0 | 0 | 0 | 0 | 0 | 0 | 0 | 0 | 0 | 0 | 0 | 0 | 0 | 0 | 0 | 0 | 0 | 0 | 0 | 0 | 0 | 0 | 0 | 0 | 0 | 0 | 0 | 0 | 0 | 0 | 0 | 0 | 0 | 0 | 0 | 0 | 0 | 0 | 0 | 0 | 0 | 0 | 0 | 0 | 0 | 0 | 0 | 0 | 0 | 0 | 0 | 0 | 0 | 0 | 0 | 0 | 0 | 0 | 0 | 0 | 0 | 0 | 0 | 0 | 0 | 0 | 0 | 0 | 0 | 0 | 0 | 0 | 0 | 0 | 0 | 0 | 0 | 0 | 0 | 0 | 0 | 0 | 0 | 0 | 0 | 0 | 0 | 0 | 0 | 0 | 0 | 0 | 0 | 0 | 0 | 0 | 0 | 0 | 0 | 0 | 0 | 0 | 0 | 0 | 0 | 0 | 0 | 0 | 0 | 0 | 0 | 0 | 0 | 0 | 0 | 0 | 0 | 0 | 0 | 0 | 0 | 0 | 0 | 0 | 0 | 0 | 0 | 0 | 0 | 0 | 0 | 0 | 0 | 0 | 0 | 0 | 0 | 0 | 0 | 0 | 0 | 0 | 0 | 0 | 0 | 0 | 0 | 0 | 0 | 0 | 0 | 0 | 0 | 0 | 0 | 0 | 0 | 0 | 0 | 0 | 0 | 0 | 0 | 0 | 0 | 0 | 0 | 0 | 0 | 0 | 0 | 0 | 0 | 0 | 0 | 0 | 0 | 0 | 0 | 0 | 0 | 0 | 0 | 0 | 0 | 0 | 0 | 0 | 0 | 0 | 0 | 0 | 0 | 0 | 0 | 0 | 0 | 0 | 0 | 0 | 0 | 0 | 0 | 0 | 0 | 0 | 0 | 0 | 0 | 0 | 0 | 0 | 0 | 0 | 0 | 0 | 0 | 0 | 0 | 0 | 0 | 0 | 0 | 0 | 0 | 0 | 0 | 0 | 0 | 0 | 0 | 0 | 0 | 0 | 0 | 0 | 0 | 0 | 0 | 0 | 0 | 0 | 0 | 0 | 0 | 0 | 0 | 0 | 0 | 0 | 0 | 0 | 0 | 0 | 0 | 0 | 0 | 0 | 0 | 0 | 0 | 0 | 0 | 0 | 0 | 0 | 0 | 0 | 0 | 0 | 0 | 0 | 0 | 0 | 0 | 0 | 0 | 0 | 0 | 0 | 0 | 0 | 0 | 0 | 0 | 0 | 0 | 0 | 0 | 0 | 0 | 0 | 0 | 0 | 0 | 0 | 0 | 0 | 0 | 0 | 0 | 0 | 0 | 0 | 0 | 0 | 0 | 0 | 0 | 0 | 0 | 0 | 0 | 0 | 0 | 0 | 0 | 0 | 0 | 0 | 0 | 0 | 0 | 0 | 0 | 0 | 0 | 0 | 0 | 0 | 0 | 0 | 0 | 0 | 0 | 0 | 0 | 0 | 0 | 0 | 0 | 0 | 0 | 0 | 0 | 0 | 0 | 0 | 0 | 0 | 0 | 0 | 0 | 0 | 0 | 0 | 0 | 0 | 0 | 0 | 0 | 0 | 0 | 0 | 0 | 0 | 0 | 0 | 0 | 0 | 0 | 0 | 0 | 0 | 0 | 0 | 0 | 0 | 0 | 0 | 0 | 0 | 0 | 0 | 0 | 0 | 0 | 0 | 0 | 0 | 0 | 0 | 0 | 0 | 0 | 0 | 0 | 0 | 0 | 0 | 0 | 0 | 0 | 0 | 0 | 0 | 0 | 0 | 0 | 0 | 0 | 0 | 0 | 0 | 0 | 0 | 0 | 0 | 0 | 0 | 0 | 0 | 0 | 0 | 0 | 0 | 0 | 0 | 0 | 0 | 0 | 0 | 0 | 0 | 0 | 0 | 0 | 0 | 0 | 0 | 0 | 0 | 0 | 0 | 0 | 0 | 0 | 0 | 0 | 0 | 0 | 0 | 0 | 0 | 0 | 0 | 0 | 0 | 0 | 0 | 0 | 0 | 0 | 0 | 0 | 0 | 0 | 0 | 0 | 0 | 0 | 0 | 0 | 0 | 0 | 0 | 0 | 0 | 0 | 0 | 0 | 0 | 0 | 0 | 0 | 0 | 0 | 0 | 0 | 0 | 0 | 0 | 0 | 0 | 0 | 0 | 0 | 0 | 0 | 0 | 0 | 0 | 0 | 0 | 0 | 0 | 0 | 0 | 0 | 0 | 0 | 0 | 0 | 0 | 0 | 0 | 0 | 0 | 0 | 0 | 0 | 0 | 0 | 0 | 0 | 0 | 0 | 0 | 0 | 0 | 0 | 0 | 0 | 0 | 0 | 0 | 0 | 0 | 0 | 0 | 0 | 0 | 0 | 0 | 0 | 0 | 0 | 0 | 0 | 0 | 0 | 0 | 0 | 0 | 0 | 0 | 0 | 0 | 0 | 0 | 0 | 0 | 0 | 0 | 0 | 0 | 0 | 0 | 0 | 0 | 0 | 0 | 0 | 0 | 0 | 0 | 0 | 0 | 0 | 0 | 0 | 0 | 0 | 0 | 0 | 0 | 0 | 0 | 0 | 0 | 0 | 0 | 0 | 0 | 0 | 0 | 0 | 0 | 0 | 0 | 0 | 0 | 0 | 0 | 0 | 0 | 0 | 0 | 0 | 0 | 0 | 0 | 0 | 0 | 0 | 0 | 0 | 0 | 0 | 0 | 0 | 0 | 0 | 0 | 0 | 0 | 0 | 0 | 0 | 0 | 0 | 0 | 0 | 0 | 0 | 0 | 0 | 0 | 0 | 0 | 0 | 0 | 0 | 0 | 0 | 0 | 0 | 0 | 0 | 0 | 0 | 0 | 0 | 0 | 0 | 0 | 0 | 0 | 0 | 0 | 0 | 0 | 0 | 0 | 0 | 0 | 0 | 0 | 0 | 0 | 0 | 0 | 0 | 0 | 0 | 0 | 0 | 0 | 0 | 0 | 0 | 0 | 0 | 0 | 0 | 0 | 0 | 0 | 0 | 0 | 0 | 0 | 0 | 0 | 0 | 0 | 0 | 0 | 0 | 0 | 0 | 0 | 0 | 0 | 0 | 0 | 0 | 0 | 0 | 0 | 0 | 0 | 0 | 0 | 0 | 0 | 0 | 0 | 0 | 0 | 0 | 0 | 0 | 0 | 0 | 0 | 0 | 0 | 0 | 0 | 0 | 0 | 0 | 0 | 0 | 0 | 0 | 0 | 0 | 0 | 0 | 0 | 0 | 0 | 0 | 0 | 0 | 0 | 0 | 0 | 0 | 0 | 0 | 0 | 0 | 0 | 0 | 0 | 0 | 0 | 0 | 0 | 0 | 0 | 0 | 0 | 0 | 0 | 0 | 0 | 0 | 0 | 0 | 0 | 0 | 0 | 0 | 0 | 0 | 0 | 0 | 0 | 0 | 0 | 0 | 0 | 0 | 0 | 0 | 0 | 0 | 0 | 0 | 0 | 0 | 0 | 0 | 0 | 0 | 0 | 0 | 0 | 0 | 0 | 0 | 0 | 0 | 0 | 0 | 0 | 0 | 0 | 0 | 0 | 0 | 0 | 0 | 0 | 0 | 0 | 0 | 0 | 0 | 0 | 0 | 0 | 0 | 0 | 0 | 0 | 0 | 0 | 0 | 0 | 0 | 0 | 0 | 0 | 0 | 0 | 0 | 0 | 0 | 0 | 0 | 0 | 0 | 0 | 0 | 0 | 0 | 0 | 0 | 0 | 0 | 0 | 0 | 0 | 0 | 0 | 0 | 0 | 0 | 0 | 0 | 0 | 0 | 0 | 0 | 0 | 0 | 0 | 0 | 0 | 0 | 0 | 0 | 0 | 0 | 0 | 0 | 0 | 0 | 0 | 0 | 0 | 0 | 0 | 0 | 0 | 0 | 0 | 0 | 0 | 0 | 0 | 0 | 0 | 0 | 0 | 0 | 0 | 0 | 0 | 0 | 0 | 0 | 0 | 0 | 0 | 0 | 0 | 0 | 0 | 0 | 0 | 0 | 0 | 0 | 0 | 0 | 0 | 0 | 0 | 0 | 0 | 0 | 0 | 0 | 0 | 0 | 0 | 0 | 0 | 0 | 0 | 0 | 0 | 0 | 0 | 0 | 0 | 0 | 0 | 0 | 0 | 0 | 0 | 0 | 0 | 0 | 0 | 0 | 0 | 0 | 0 | 0 | 0 | 0 | 0 | 0 | 0 | 0 | 0 | 0 | 0 | 0 | 0 | 0 | 0 | 0 | 0 | 0 | 0 | 0 | 0 | 0 | 0 | 0 | 0 | 0 | 0 | 0 | 0 | 0 | 0 | 0 | 0 | 0 | 0 | 0 | 0 | 0 | 0 | 0 | 0 | 0 | 0 | 0 | 0 | 0 | 0 | 0 | 0 | 0 | 0 | 0 | 0 | 0 | 0 | 0 | 0 | 0 | 0 | 0 | 0 | 0 | 0 | 0 | 0 | 0 | 0 | 0 | 0 | 0 | 0 | 0 | 0 | 0 | 0 | 0 | 0 | 0 | 0 | 0 | 0 | 0 | 0 | 0 | 0 | 0 | 0 | 0 | 0 | 0 | 0 | 0 | 0 | 0 | 0 | 0 | 0 | 0 | 0 | 0 | 0 | 0 | 0 | 0 | 0 | 0 | 0 | 0 | 0 | 0 | 0 | 0 | 0 | 0 | 0 | 0 | 0 | 0 | 0 | 0 | 0 | 0 | 0 | 0 | 0 | 0 | 0 | 0 | 0 | 0 | 0 | 0 | 0 | 0 | 0 | 0 | 0 | 0 | 0 | 0 | 0 | 0 | 0 | 0 | 0 | 0 | 0 | 0 | 0 | 0 | 0 | 0 | 0 | 0 | 0 | 0 | 0 | 0 | 0 | 0 | 0 | 0 | 0 | 0 | 0 | 0 | 0 | 0 | 0 | 0 | 0 | 0 | 0 | 0 | 0 | 0 | 0 | 0 | 0 | 0 | 0 | 0 | 0 | 0 | 0 | 0 | 0 | 0 | 0 | 0 | 0 | 0 | 0 | 0 | 0 | 0 | 0 | 0 | 0 | 0 | 0 | 0 | 0 | 0 | 0 | 0 | 0 | 0 | 0 | 0 | 0 | 0 | 0 | 0 | 0 | 0 | 0 | 0 | 0 | 0 | 0 | 0 | 0 | 0 | 0 | 0 | 0 | 0 | 0 | 0 | 0 | 0 | 0 | 0 | 0 | 0 | 0 | 0 | 0 | 0 | 0 | 0 | 0 | 0 | 0 | 0 | 0 | 0 | 0 | 0 | 0 | 0 | 0 | 0 | 0 | 0 | 0 | 0 | 0 | 0 | 0 | 0 | 0 | 0 | 0 | 0 | 0 | 0 | 0 | 0 | 0 | 0 | 0 | 0 | 0 | 0 | 0 | 0 | 0 | 0 | 0 | 0 | 0 | 0 | 0 | 0 | 0 | 0 | 0 | 0 | 0 | 0 | 0 | 0 | 0 | 0 | 0 | 0 | 0 | 0 | 0 | 0 | 0 | 0 | 0 | 0 | 0 | 0 | 0 | 0 | 0 | 0 | 0 | 0 | 0 | 0 | 0 | 0 | 0 | 0 | 0 | 0 | 0 | 0 | 0 | 0 | 0 | 0 | 0 | 0 | 0 | 0 | 0 | 0 | 0 | 0 | 0 | 0 | 0 | 0 | 0 | 0 | 0 | 0 | 0 | 0 | 0 | 0 | 0 | 0 | 0 | 0 | 0 | 0 | 0 | 0 | 0 | 0 | 0 | 0 | 0 | 0 | 0 | 0 | 0 | 0 | 0 | 0 | 0 | 0 | 0 | 0 | 0 | 0 | 0 | 0 | 0 | 0 | 0 | 0 | 0 | 0 | 0 | 0 | 0 | 0 | 0 | 0 | 0 | 0 | 0 | 0 | 0 | 0 | 0 | 0 | 0 | 0 | 0 | 0 | 0 | 0 | 0 | 0 | 0 | 0 | 0 | 0 | 0 | 0 | 0 | 0 | 0 | 0 | 0 | 0 | 0 | 0 | 0 | 0 | 0 | 0 | 0 | 0 | 0 | 0 | 0 | 0 | 0 | 0 | 0 | 0 | 0 | 0 | 0 | 0 | 0 | 0 | 0 | 0 | 0 | 0 | 0 | 0 | 0 | 0 | 0 | 0 | 0 | 0 | 0 | 0 | 0 | 0 | 0 | 0 | 0 | 0 | 0 | 0 | 0 | 0 | 0 | 0 | 0 | 0 | 0 | 0 | 0 | 0 | 0 | 0 | 0 | 0 | 0 | 0 | 0 | 0 | 0 | 0 | 0 | 0 | 0 | 0 | 0 | 0 | 0 | 0 | 0 | 0 | 0 | 0 | 0 | 0 | 0 | 0 | 0 | 0 | 0 | 0 | 0 | 0 | 0 | 0 | 0 | 0 | 0 | 0 | 0 | 0 | 0 | 0 | 0 | 0 | 0 | 0 | 0 | 0 | 0 | 0 | 0 | 0 | 0 | 0 | 0 | 0 | 0 | 0 | 0 | 0 | 0 | 0 | 0 | 0 | 0 | 0 | 0 | 0 | 0 | 0 | 0 | 0 | 0 | 0 | 0 | 0 | 0 | 0 | 0 | 0 | 0 | 0 | 0 | 0 | 0 | 0 | 0 | 0 | 0 | 0 | 0 | 0 | 0 | 0 | 0 | 0 | 0 | 0 | 0 | 0 | 0 | 0 | 0 | 0 | 0 | 0 | 0 | 0 | 0 | 0 | 0 | 0 | 0 | 0 | 0 | 0 | 0 | 0 | 0 | 0 | 0 | 0 | 0 | 0 | 0 | 0 | 0 | 0 | 0 | 0 | 0 | 0 | 0 | 0 | 0 | 0 | 0 | 0 | 0 | 0 | 0 | 0 | 0 | 0 | 0 | 0 | 0 | 0 | 0 | 0 | 0 | 0 | 0 | 0 | 0 | 0 | 0 | 0 | 0 | 0 | 0 | 0 | 0 | 0 | 0 | 0 | 0 | 0 | 0 | 0 | 0 | 0 | 0 | 0 | 0 | 0 | 0 | 0 | 0 | 0 | 0 | 0 | 0 | 0 | 0 | 0 | 0 | 0 | 0 | 0 | 0 | 0 | 0 | 0 | 0 | 0 | 0 | 0 | 0 | 0 | 0 | 0 | 0 | 0 | 0 | 0 | 0 | 0 | 0 | 0 | 0 | 0 | 0 | 0 | 0 | 0 | 0 | 0 | 0 | 0 | 0 | 0 | 0 | 0 | 0 | 0 | 0 | 0 | 0 | 0 | 0 | 0 | 0 | 0 | 0 | 0 | 0 | 0 | 0 | 0 | 0 | 0 | 0 | 0 | 0 | 0 | 0 | 0 | 0 | 0 | 0 | 0 | 0 | 0 | 0 | 0 | 0 | 0 | 0 | 0 | 0 | 0 | 0 | 0 | 0 | 0 | 0 | 0 | 0 | 0 | 0 | 0 | 0 | 0 | 0 | 0 | 0 | 0 | 0 | 0 | 0 | 0 | 0 | 0 | 0 | 0 | 0 | 0 | 0 | 0 | 0 | 0 | 0 | 0 | 0 | 0 | 0 | 0 | 0 | 0 | 0 | 0 | 0 | 0 | 0 | 0 | 0 | 0 | 0 | 0 | 0 | 0 | 0 | 0 | 0 | 0 | 0 | 0 | 0 | 0 | 0 | 0 | 0 | 0 | 0 | 0 | 0 | 0 | 0 | 0 | 0 | 0 | 0 | 0 | 0 | 0 | 0 | 0 | 0 | 0 | 0 | 0 | 0 | 0 | 0 | 0 | 0 | 0 | 0 | 0 | 0 | 0 | 0 | 0 | 0 | 0 | 0 | 0 | 0 | 0 | 0 | 0 | 0 | 0 | 0 | 0 | 0 | 0 | 0 | 0 | 0 | 0 | 0 | 0 | 0 | 0 | 0 | 0 | 0 | 0 | 0 | 0 | 0 | 0 | 0 | 0 | 0 | 0 | 0 | 0 | 0 | 0 | 0 | 0 | 0 | 0 | 0 | 0 | 0 | 0 | 0 | 0 | 0 | 0 | 0 | 0 | 0 | 0 | 0 | 0 | 0 | 0 | 0 | 0 | 0 | 0 | 0 | 0 | 0 | 0 | 0 | 0 | 0 | 0 | 0 | 0 | 0 | 0 | 0 | 0 | 0 | 0 | 0 | 0 | 0 | 0 | 0 | 0 | 0 | 0 | 0 | 0 | 0 | 0 | 0 | 0 | 0 | 0 | 0 | 0 | 0 | 0 | 0 | 0 | 0 | 0 | 0 | 0 | 0 | 0 | 0 | 0 | 0 | 0 | 0 | 0 | 0 | 0 | 0 | 0 | 0 | 0 | 0 | 0 | 0 | 0 | 0 | 0 | 0 | 0 | 0 | 0 | 0 | 0 | 0 | 0 | 0 | 0 | 0 | 0 | 0 | 0 | 0 | 0 | 0 | 0 | 0 | 0 | 0 | 0 | 0 | 0 | 0 | 0 | 0 | 0 | 0 | 0 | 0 | 0 | 0 | 0 | 0 | 0 | 0 | 0 | 0 | 0 | 0 | 0 | 0 | 0 | 0 | 0 | 0 | 0 | 0 | 0 | 0 | 0 | 0 | 0 | 0 | 0 | 0 | 0 | 0 | 0 | 0 | 0 | 0 | 0 | 0 | 0 | 0 | 0 | 0 | 0 | 0 | 0 | 0 | 0 | 0 | 0 | 0 | 0 | 0 | 0 | 0 | 0 | 0 | 0 | 0 | 0 | 0 | 0 | 0 | 0 | 0 | 0 | 0 | 0 | 0 | 0 | 0 | 0 | 0 | 0 | 0 | 0 | 0 | 0 | 0 | 0 | 0 | 0 | 0 | 0 | 0 | 0 | 0 | 0 | 0 | 0 | 0 | 0 | 0 | 0 | 0 | 0 | 0 | 0 | 0 | 0 | 0 | 0 | 0 | 0 | 0 | 0 | 0 | 0 | 0 | 0 | 0 | 0 | 0 | 0 | 0 | 0 | 0 | 0 | 0 | 0 | 0 | 0 | 0 | 0 | 0 | 0 | 0 | 0 | 0 | 0 | 0 | 0 | 0 | 0 | 0 | 0 | 0 | 0 | 0 | 0 | 0 | 0 | 0 | 0 | 0 | 0 | 0 | 0 | 0 | 0 | 0 | 0 | 0 | 0 | 0 | 0 | 0 | 0 | 0 | 0 | 0 | 0 | 0 | 0 | 0 | 0 | 0 | 0 | 0 | 0 | 0 | 0 | 0 | 0 | 0 | 0 | 0 | 0 | 0 | 0 | 0 | 0 | 0 | 0 | 0 | 0 | 0 | 0 | 0 | 0 | 0 | 0 | 0 | 0 | 0 | 0 | 0 | 0 | 0 | 0 | 0 | 0 | 0 | 0 | 0 | 0 | 0 | 0 | 0 | 0 | 0 | 0 | 0 | 0 | 0 | 0 | 0 | 0 | 0 | 0 | 0 | 0 | 0 | 0 | 0 | 0 | 0 | 0 | 0 | 0 | 0 | 0 | 0 | 0 | 0 | 0 | 0 | 0 | 0 | 0 | 0 | 0 | 0 | 0 | 0 | 0 | 0 | 0 | 0 | 0 | 0 | 0 | 0 | 0 | 0 | 0 | 0 | 0 | 0 | 0 | 0 | 0 | 0 | 0 | 0 | 0 | 0 | 0 | 0 | 0 | 0 | 0 | 0 | 0 | 0 | 0 | 0 | 0 | 0 | 0 | 0 | 0 | 0 | 0 | 0 | 0 | 0 | 0 | 0 | 0 | 0 | 0 | 0 | 0 | 0 | 0 | 0 | 0 | 0 | 0 | 0 | 0 | 0 | 0 | 0 | 0 | 0 | 0 | 0 | 0 | 0 | 0 | 0 | 0 | 0 | 0 | 0 | 0 | 0 | 0 | 0 | 0 | 0 | 0 | 0 | 0 | 0 | 0 | 0 | 0 | 0 | 0 | 0 | 0 | 0 | 0 | 0 | 0 | 0 | 0 | 0 | 0 | 0 | 0 | 0 | 0 | 0 | 0 | 0 | 0 | 0 | 0 | 0 | 0 | 0 | 0 | 0 | 0 | 0 | 0 | 0 | 0 | 0 | 0 | 0 | 0 | 0 | 0 | 0 | 0 | 0 | 0 | 0 | 0 | 0 | 0 | 0 | 0 | 0 | 0 | 0 | 0 | 0 | 0 | 0 | 0 | 0 | 0 | 0 | 0 | 0 | 0 | 0 | 0 | 0 | 0 | 0 | 0 | 0 | 0 | 0 | 0 | 0 | 0 | 0 | 0 | 0 | 0 | 0 | 0 | 0 | 0 | 0 | 0 | 0 | 0 | 0 | 0 | 0 | 0 | 0 | 0 | 0 | 0 | 0 | 0 | 0 | 0 | 0 | 0 | 0 | 0 | 0 | 0 | 0 | 0 | 0 | 0 | 0 | 0 | 0 | 0 | 0 | 0 | 0 | 0 | 0 | 0 | 0 | 0 | 0 | 0 | 0 | 0 | 0 | 0 | 0 | 0 | 0 | 0 | 0 | 0 | 0 | 0 | 0 | 0 | 0 | 0 | 0 | 0 | 0 | 0 | 0 | 0 | 0 | 0 | 0 | 0 | 0 | 0 | 0 | 0 | 0 | 0 | 0 | 0 | 0 | 0 | 0 | 0 | 0 | 0 | 0 | 0 | 0 | 0 | 0 | 0 | 0 | 0 | 0 | 0 | 0 | 0 | 0 | 0 | 0 | 0 | 0 | 0 | 0 | 0 | 0 | 0 | 0 | 0 | 0 | 0 | 0 | 0 | 0 | 0 | 0 | 0 | 0 | 0 | 0 | 0 | 0 | 0 | 0 | 0 | 0 | 0 | 0 | 0 | 0 | 0 | 0 | 0 | 0 | 0 | 0 | 0 | 0 | 0 | 0 | 0 | 0 | 0 | 0 | 0 | 0 | 0 | 0 | 0 | 0 | 0 | 0 | 0 | 0 | 0 | 0 | 0 | 0 | 0 | 0 | 0 | 0 | 0 | 0 | 0 | 0 | 0 | 0 | 0 | 0 | 0 | 0 | 0 | 0 | 0 | 0 | 0 | 0 | 0 | 0 | 0 | 0 | 0 | 0 | 0 | 0 | 0 | 0 | 0 | 0 | 0 | 0 | 0 | 0 | 0 | 0 | 0 | 0 | 0 | 0 | 0 | 0 | 0 | 0 | 0 | 0 | 0 | 0 | 0 | 0 | 0 | 0 | 0 | 0 | 0 | 0 | 0 | 0 | 0 | 0 | 0 | 0 | 0 | 0 | 0 | 0 | 0 | 0 | 0 | 0 | 0 | 0 | 0 | 0 | 0 | 0 | 0 | 0 | 0 | 0 | 0 | 0 | 0 | 0 | 0 | 0 | 0 | 0 | 0 | 0 | 0 | 0 | 0 | 0 | 0 | 0 | 0 | 0 | 0 | 0 | 0 | 0 | 0 | 0 | 0 | 0 | 0 | 0 | 0 | 0 | 0 | 0 | 0 | 0 | 0 | 0 | 0 | 0 | 0 | 0 | 0 | 0 | 0 | 0 | 0 | 0 | 0 | 0 | 0 | 0 | 0 | 0 | 0 | 0 | 0 | 0 | 0 | 0 | 0 | 0 | 0 | 0 | 0 | 0 | 0 | 0 | 0 | 0 | 0 | 0 | 0 | 0 | 0 | 0 | 0 | 0 | 0 | 0 | 0 | 0 | 0 | 0 | 0 | 0 | 0 | 0 | 0 | 0 | 0 | 0 | 0 | 0 | 0 | 0 | 0 | 0 | 0 | 0 | 0 | 0 | 0 | 0 | 0 | 0 | 0 | 0 | 0 | 0 | 0 | 0 | 0 | 0 | 0 | 0 | 0 | 0 | 0 | 0 | 0 | 0 | 0 | 0 | 0 | 0 | 0 | 0 | 0 | 0 | 0 | 0 | 0 | 0 | 0 | 0 | 0 | 0 | 0 | 0 | 0 | 0 | 0 | 0 | 0 | 0 | 0 | 0 | 0 | 0 | 0 | 0 | 0 | 0 | 0 | 0 | 0 | 0 | 0 | 0 | 0 | 0 | 0 | 0 | 0 | 0 | 0 | 0 | 0 | 0 | 0 | 0 | 0 | 0 | 0 | 0 | 0 | 0 | 0 | 0 | 0 | 0 | 0 | 0 | 0 | 0 | 0 | 0 | 0 | 0 | 0 | 0 | 0 | 0 | 0 | 0 | 0 | 0 | 0 | 0 | 0 | 0 | 0 | 0 | 0 | 0 | 0 | 0 | 0 | 0 | 0 | 0 | 0 | 0 | 0 | 0 | 0 | 0 | 0 | 0 | 0 | 0 | 0 | 0 | 0 | 0 | 0 | 0 | 0 | 0 | 0 | 0 | 0 | 0 | 0 | 0 | 0 | 0 | 0 | 0 | 0 | 0 | 0 | 0 | 0 | 0 | 0 | 0 | 0 | 0 | 0 | 0 | 0 | 0 | 0 | 0 | 0 | 0 | 0 | 0 | 0 | 0 | 0 | 0 | 0 | 0 | 0 | 0 | 0 | 0 | 0 | 0 | 0 | 0 | 0 | 0 | 0 | 0 | 0 | 0 | 0 | 0 | 0 | 0 | 0 | 0 | 0 | 0 | 0 | 0 | 0 | 0 | 0 | 0 | 0 | 0 | 0 | 0 | 0 | 0 | 0 | 0 | 0 | 0 | 0 | 0 | 0 | 0 | 0 | 0 | 0 | 0 | 0 | 0 | 0 | 0 | 0 | 0 | 0 | 0 | 0 | 0 | 0 | 0 | 0 | 0 | 0 | 0 | 0 | 0 | 0 | 0 | 0 | 0 | 0 | 0 | 0 | 0 | 0 | 0 | 0 | 0 | 0 | 0 | 0 | 0 | 0 | 0 | 0 | 0 | 0 | 0 | 0 | 0 | 0 | 0 | 0 | 0 | 0 | 0 | 0 | 0 | 0 | 0 | 0 | 0 | 0 | 0 | 0 | 0 | 0 | 0 | 0 | 0 | 0 | 0 | 0 | 0 | 0 | 0 | 0 | 0 | 0 | 0 | 0 | 0 | 0 | 0 | 0 | 0 | 0 | 0 | 0 | 0 | 0 | 0 | 0 | 0 | 0 | 0 | 0 | 0 | 0 | 0 | 0 | 0 | 0 | 0 | 0 | 0 | 0 | 0 | 0 | 0 | 0 | 0 | 0 | 0 | 0 | 0 | 0 | 0 | 0 | 0 | 0 | 0 | 0 | 0 | 0 | 0 | 0 | 0 | 0 | 0 | 0 | 0 | 0 | 0 | 0 | 0 | 0 | 0 | 0 | 0 | 0 | 0 | 0 | 0 | 0 | 0 | 0 | 0 | 0 | 0 | 0 | 0 | 0 | 0 | 0 | 0 | 0 | 0 | 0 | 0 | 0 | 0 | 0 | 0 | 0 | 0 | 0 | 0 | 0 | 0 | 0 | 0 | 0 | 0 | 0 | 0 | 0 | 0 | 0 | 0 | 0 | 0 | 0 | 0 | 0 | 0 | 0 | 0 | 0 | 0 | 0 | 0 | 0 | 0 | 0 | 0 | 0 | 0 | 0 | 0 | 0 | 0 | 0 | 0 | 0 | 0 | 0 | 0 | 0 | 0 | 0 | 0 | 0 | 0 | 0 | 0 | 0 | 0 | 0 | 0 | 0 | 0 | 0 | 0 | 0 | 0 | 0 | 0 | 0 | 0 | 0 | 0 | 0 | 0 | 0 | 0 | 0 | 0 | 0 | 0 | 0 | 0 | 0 | 0 | 0 | 0 | 0 | 0 | 0 | 0 | 0 | 0 | 0 | 0 | 0 | 0 | 0 | 0 | 0 | 0 | 0 | 0 | 0 | 0 | 0 | 0 | 0 | 0 | 0 | 0 | 0 | 0 | 0 | 0 | 0 | 0 | 0 | 0 | 0 | 0 | 0 | 0 | 0 | 0 | 0 | 0 | 0 | 0 | 0 | 0 | 0 | 0 | 0 | 0 | 0 | 0 | 0 | 0 | 0 | 0 | 0 | 0 | 0 | 0 | 0 | 0 | 0 | 0 | 0 | 0 | 0 | 0 | 0 | 0 | 0 | 0 | 0 | 0 | 0 | 0 | 0 | 0 | 0 | 0 | 0 | 0 | 0 | 0 | 0 | 0 | 0 | 0 | 0 | 0 | 0 | 0 | 0 | 0 | 0 | 0 | 0 | 0 | 0 | 0 | 0 | 0 | 0 | 0 | 0 | 0 | 0 | 0 | 0 | 0 | 0 | 0 | 0 | 0 | 0 | 0 | 0 | 0 | 0 | 0 | 0 | 0 | 0 | 0 | 0 | 0 | 0 | 0 | 0 | 0 | 0 | 0 | 0 | 0 | 0 | 0 | 0 | 0 | 0 | 0 | 0 | 0 | 0 | 0 | 0 | 0 | 0 | 0 | 0 | 0 | 0 | 0 | 0 | 0 | 0 | 0 | 0 | 0 | 0 | 0 | 0 | 0 | 0 | 0 | 0 | 0 | 0 | 0 | 0 | 0 | 0 | 0 | 0 | 0 | 0 | 0 | 0 | 0 | 0 | 0 | 0 | 0 | 0 | 0 | 0 | 0 | 0 | 0 | 0 | 0 | 0 | 0 | 0 | 0 | 0 | 0 | 0 | 0 | 0 | 0 | 0 | 0 | 0 | 0 | 0 | 0 | 0 | 0 | 0 | 0 | 0 | 0 | 0 | 0 | 0 | 0 | 0 | 0 | 0 | 0 | 0 | 0 | 0 | 0 | 0 | 0 | 0 | 0 | 0 | 0 | 0 | 0 | 0 | 0 | 0 | 0 | 0 | 0 | 0 | 0 | 0 | 0 | 0 | 0 | 0 | 0 | 0 | 0 | 0 | 0 | 0 | 0 | 0 | 0 | 0 | 0 | 0 | 0 | 0 | 0 | 0 | 0 | 0 | 0 | 0 | 0 | 0 | 0 | 0 | 0 | 0 | 0 | 0 | 0 | 0 | 0 | 0 | 0 | 0 | 0 | 0 | 0 | 0 | 0 | 0 | 0 | 0 | 0 | 0 | 0 | 0 | 0 | 0 | 0 | 0 | 0 | 0 | 0 | 0 | 0 | 0 | 0 | 0 | 0 | 0 | 0 | 0 | 0 | 0 | 0 | 0 | 0 | 0 | 0 | 0 | 0 | 0 | 0 | 0 | 0 | 0 | 0 | 0 | 0 | 0 | 0 | 0 | 0 | 0 | 0 | 0 | 0 | 0 | 0 | 0 | 0 | 0 | 0 | 0 | 0 | 0 | 0 | 0 | 0 | 0 | 0 | 0 | 0 | 0 | 0 | 0 | 0 | 0 | 0 | 0 | 0 | 0 | 0 | 0 | 0 | 0 | 0 | 0 | 0 | 0 | 0 | 0 | 0 | 0 | 0 | 0 | 0 | 0 | 0 | 0 | 0 | 0 | 0 | 0 | 0 | 0 | 0 | 0 | 0 | 0 | 0 | 0 | 0 | 0 | 0 | 0 | 0 | 0 | 0 | 0 | 0 | 0 | 0 | 0 | 0 | 0 | 0 | 0 | 0 | 0 | 0 | 0 | 0 | 0 | 0 | 0 | 0 | 0 | 0 | 0 | 0 | 0 | 0 | 0 | 0 | 0 | 0 | 0 | 0 | 0 | 0 | 0 | 0 | 0 | 0 | 0 | 0 | 0 | 0 | 0 | 0 | 0 | 0 | 0 | 0 | 0 | 0 | 0 | 0 | 0 | 0 | 0 | 0 | 0 | 0 | 0 | 0 | 0 | 0 | 0 | 0 | 0 | 0 | 0 | 0 | 0 | 0 | 0 | 0 | 0 | 0 | 0 | 0 | 0 | 0 | 0 | 0 | 0 | 0 | 0 | 0 | 0 | 0 | 0 | 0 | 0 | 0 | 0 | 0 | 0 | 0 | 0 | 0 | 0 | 0 | 0 | 0 | 0 | 0 | 0 | 0 | 0 | 0 | 0 | 0 | 0 | 0 | 0 | 0 | 0 | 0 | 0 | 0 | 0 | 0 | 0 | 0 | 0 | 0 | 0 | 0 | 0 | 0 | 0 | 0 | 0 | 0 | 0 | 0 | 0 | 0 | 0 | 0 | 0 | 0 | 0 | 0 | 0 | 0 | 0 | 0 | 0 | 0 | 0 | 0 | 0 | 0 | 0 | 0 | 0 | 0 | 0 | 0 | 0 | 0 | 0 | 0 | 0 | 0 | 0 | 0 | 0 | 0 | 0 | 0 | 0 | 0 | 0 | 0 | 0 | 0 | 0 | 0 | 0 | 0 | 0 | 0 | 0 | 0 | 0 | 0 | 0 | 0 | 0 | 0 | 0 | 0 | 0 | 0 | 0 | 0 | 0 | 0 | 0 | 0 | 0 | 0 | 0 | 0 | 0 | 0 | 0 | 0 | 0 | 0 | 0 | 0 | 0 | 0 | 0 | 0 | 0 | 0 | 0 | 0 | 0 | 0 | 0 | 0 | 0 | 0 | 0 | 0 | 0 | 0 | 0 | 0 | 0 | 0 | 0 | 0 | 0 | 0 | 0 | 0 | 0 | 0 | 0 | 0 | 0 | 0 | 0 | 0 | 0 | 0 | 0 | 0 | 0 | 0 | 0 | 0 | 0 | 0 | 0 | 0 | 0 | 0 | 0 | 0 | 0 | 0 | 0 | 0 | 0 | 0 | 0 | 0 | 0 | 0 | 0 | 0 | 0 | 0 | 0 | 0 | 0 | 0 | 0 | 0 | 0 | 0 | 0 | 0 | 0 | 0 | 0 | 0 | 0 | 0 | 0 | 0 | 0 | 0 | 0 | 0 | 0 | 0 | 0 | 0 | 0 | 0 | 0 | 0 | 0 | 0 | 0 | 0 | 0 | 0 | 0 | 0 | 0 | 0 | 0 | 0 | 0 | 0 | 0 | 0 | 0 | 0 | 0 | 0 | 0 | 0 | 0 | 0 | 0 | 0 | 0 | 0 | 0 | 0 | 0 | 0 | 0 | 0 | 0 | 0 | 0 | 0 | 0 | 0 | 0 | 0 | 0 | 0 | 0 | 0 | 0 | 0 | 0 | 0 | 0 | 0 | 0 | 0 | 0 | 0 | 0 | 0 | 0 | 0 | 0 | 0 | 0 | 0 | 0 | 0 | 0 | 0 | 0 | 0 | 0 | 0 | 0 | 0 | 0 | 0 | 0 | 0 | 0 | 0 | 0 | 0 | 0 | 0 | 0 | 0 | 0 | 0 | 0 | 0 | 0 | 0 | 0 | 0 | 0 | 0 | 0 | 0 | 0 | 0 | 0 | 0 | 0 | 0 | 0 | 0 | 0 | 0 | 0 | 0 | 0 | 0 | 0 | 0 | 0 | 0 | 0 | 0 | 0 | 0 | 0 | 0 | 0 | 0 | 0 | 0 | 0 | 0 | 0 | 0 | 0 | 0 | 0 | 0 | 0 | 0 | 0 | 0 | 0 | 0 | 0 | 0 | 0 | 0 | 0 | 0 | 0 | 0 | 0 | 0 | 0 | 0 | 0 | 0 | 0 | 0 | 0 | 0 | 0 | 0 | 0 | 0 | 0 | 0 | 0 | 0 | 0 | 0 | 0 | 0 | 0 | 0 | 0 | 0 | 0 | 0 | 0 | 0 | 0 | 0 | 0 | 0 | 0 | 0 | 0 | 0 | 0 | 0 | 0 | 0 | 0 | 0 | 0 | 0 | 0 | 0 | 0 | 0 | 0 | 0 | 0 | 0 | 0 | 0 | 0 | 0 | 0 | 0 | 0 | 0 | 0 | 0 | 0 | 0 | 0 | 0 | 0 | 0 | 0 | 0 | 0 | 0 | 0 | 0 | 0 | 0 | 0 | 0 | 0 | 0 | 0 | 0 | 0 | 0 | 0 | 0 | 0 | 0 | 0 | 0 | 0 | 0 | 0 | 0 | 0 | 0 | 0 | 0 | 0 | 0 | 0 | 0 | 0 | 0 | 0 | 0 | 0 | 0 | 0 | 0 | 0 | 0 | 0 | 0 | 0 | 0 | 0 | 0 | 0 | 0 | 0 | 0 | 0 | 0 | 0 | 0 | 0 | 0 | 0 | 0 | 0 | 0 | 0 | 0 | 0 | 0 | 0 | 0 | 0 | 0 | 0 | 0 | 0 | 0 | 0 | 0 | 0 | 0 | 0 | 0 | 0 | 0 | 0 | 0 | 0 | 0 | 0 | 0 | 0 | 0 | 0 | 0 | 0 | 0 | 0 | 0 | 0 | 0 | 0 | 0 | 0 | 0 | 0 | 0 | 0 | 0 | 0 | 0 | 0 | 0 | 0 | 0 | 0 | 0 | 0 | 0 | 0 | 0 | 0 | 0 | 0 | 0 | 0 | 0 | 0 | 0 | 0 | 0 | 0 | 0 | 0 | 0 | 0 | 0 | 0 | 0 | 0 | 0 | 0 | 0 | 0 | 0 | 0 | 0 | 0 | 0 | 0 | 0 | 0 | 0 | 0 | 0 | 0 | 0 | 0 | 0 | 0 | 0 | 0 | 0 | 0 | 0 | 0 | 0 | 0 | 0 | 0 | 0 | 0 | 0 | 0 | 0 | 0 | 0 | 0 | 0 | 0 | 0 | 0 | 0 | 0 | 0 | 0 | 0 | 0 | 0 | 0 | 0 | 0 | 0 | 0 | 0 | 0 | 0 | 0 | 0 | 0 | 0 | 0 | 0 | 0 | 0 | 0 | 0 | 0 | 0 | 0 | 0 | 0 | 0 | 0 | 0 | 0 | 0 | 0 | 0 | 0 | 0 | 0 | 0 | 0 | 0 | 0 | 0 | 0 | 0 | 0 | 0 | 0 | 0 | 0 | 0 | 0 | 0 | 0 | 0 | 0 | 0 | 0 | 0 | 0 | 0 | 0 | 0 | 0 | 0 | 0 | 0 | 0 | 0 | 0 | 0 | 0 | 0 | 0 | 0 | 0 | 0 | 0 | 0 | 0 | 0 | 0 | 0 | 0 | 0 | 0 | 0 | 0 | 0 | 0 | 0 | 0 | 0 | 0 | 0 | 0 | 0 | 0 | 0 | 0 | 0 | 0 | 0 | 0 | 0 | 0 | 0 | 0 | 0 | 0 | 0 | 0 | 0 | 0 | 0 | 0 | 0 | 0 | 0 | 0 | 0 | 0 | 0 | 0 | 0 | 0 | 0 | 0 | 0 | 0 | 0 | 0 | 0 | 0 | 0 | 0 | 0 | 0 | 0 | 0 | 0 | 0 | 0 | 0 | 0 | 0 | 0 | 0 | 0 | 0 | 0 | 0 | 0 | 0 | 0 | 0 | 0 | 0 | 0 | 0 | 0 | 0 | 0 | 0 | 0 | 0 | 0 | 0 | 0 | 0 | 0 | 0 | 0 | 0 | 0 | 0 | 0 | 0 | 0 | 0 | 0 | 0 | 0 | 0 | 0 | 0 | 0 | 0 | 0 | 0 | 0 | 0 | 0 | 0 | 0 | 0 | 0 | 0 | 0 | 0 | 0 | 0 | 0 | 0 | 0 | 0 | 0 | 0 | 0 | 0 | 0 | 0 | 0 | 0 | 0 | 0 | 0 | 0 | 0 | 0 | 0 | 0 | 0 | 0 | 0 | 0 | 0 | 0 | 0 | 0 | 0 | 0 | 0 | 0 | 0 | 0 | 0 | 0 | 0 | 0 | 0 | 0 | 0 | 0 | 0 | 0 | 0 | 0 | 0 | 0 | 0 | 0 | 0 | 0 | 0 | 0 | 0 | 0 | 0 | 0 | 0 | 0 | 0 | 0 | 0 | 0 | 0 | 0 | 0 | 0 | 0 | 0 | 0 | 0 | 0 | 0 | 0 | 0 | 0 | 0 | 0 | 0 | 0 | 0 | 0 | 0 | 0 | 0 | 0 | 0 | 0 | 0 | 0 | 0 | 0 | 0 | 0 | 0 | 0 | 0 | 0 | 0 | 0 | 0 | 0 | 0 | 0 | 0 | 0 | 0 | 0 | 0 | 0 | 0 | 0 | 0 | 0 | 0 | 0 | 0 | 0 | 0 | 0 | 0 | 0 | 0 | 0 | 0 | 0 | 0 | 0 | 0 | 0 | 0 | 0 | 0 | 0 | 0 | 0 | 0 | 0 | 0 | 0 | 0 | 0 | 0 | 0 | 0 | 0 | 0 | 0 | 0 | 0 | 0 | 0 | 0 | 0 | 0 | 0 | 0 | 0 | 0 | 0 | 0 | 0 | 0 | 0 | 0 | 0 | 0 | 0 | 0 | 0 | 0 | 0 | 0 | 0 | 0 | 0 | 0 | 0 | 0 | 0 | 0 | 0 | 0 | 0 | 0 | 0 | 0 | 0 | 0 | 0 | 0 | 0 | 0 | 0 | 0 | 0 | 0 | 0 | 0 | 0 | 0 | 0 | 0 | 0 | 0 | 0 | 0 | 0 | 0 | 0 | 0 | 0 | 0 | 0 | 0 | 0 | 0 | 0 | 0 | 0 | 0 | 0 | 0 | 0 | 0 | 0 | 0 | 0 | 0 | 0 | 0 | 0 | 0 | 0 | 0 | 0 | 0 | 0 | 0 | 0 | 0 | 0 | 0 | 0 | 0 | 0 | 0 | 0 | 0 | 0 | 0 | 0 | 0 | 0 | 0 | 0 | 0 | 0 | 0 | 0 | 0 | 0 | 0 | 0 | 0 | 0 | 0 | 0 | 0 | 0 | 0 | 0 | 0 | 0 | 0 | 0 | 0 | 0 | 0 | 0 | 0 | 0 | 0 | 0 | 0 | 0 | 0 | 0 | 0 | 0 | 0 | 0 | 0 | 0 | 0 | 0 | 0 | 0 | 0 | 0 | 0 | 0 | 0 | 0 | 0 | 0 | 0 | 0 | 0 | 0 | 0 | 0 | 0 | 0 | 0 | 0 | 0 | 0 | 0 | 0 | 0 | 0 | 0 | 0 | 0 | 0 | 0 | 0 | 0 | 0 | 0 | 0 | 0 | 0 | 0 | 0 | 0 | 0 | 0 | 0 | 0 | 0 | 0 | 0 | 0 | 0 | 0 | 0 | 0 | 0 | 0 | 0 | 0 | 0 | 0 | 0 | 0 | 0 | 0 | 0 | 0 | 0 | 0 | 0 | 0 | 0 | 0 | 0 | 0 | 0 | 0 | 0 | 0 | 0 | 0 | 0 | 0 | 0 | 0 | 0 | 0 | 0 | 0 | 0 | 0 | 0 | 0 | 0 | 0 | 0 | 0 | 0 | 0 | 0 | 0 | 0 | 0 | 0 | 0 | 0 | 0 | 0 | 0 | 0 | 0 | 0 | 0 | 0 | 0 | 0 | 0 | 0 | 0 | 0 | 0 | 0 | 0 | 0 | 0 | 0 | 0 | 0 | 0 | 0 | 0 | 0 | 0 | 0 | 0 | 0 | 0 | 0 | 0 | 0 | 0 | 0 | 0 | 0 | 0 | 0 | 0 | 0 | 0 | 0 | 0 | 0 | 0 | 0 | 0 | 0 | 0 | 0 | 0 | 0 | 0 | 0 | 0 | 0 | 0 | 0 | 0 | 0 | 0 | 0 | 0 | 0 | 0 | 0 | 0 | 0 | 0 | 0 | 0 | 0 | 0 | 0 | 0 | 0 | 0 | 0 | 0 | 0 | 0 | 0 | 0 | 0 | 0 | 0 | 0 | 0 | 0 | 0 | 0 | 0 | 0 | 0 | 0 | 0 | 0 | 0 | 0 | 0 | 0 | 0 | 0 | 0 | 0 | 0 | 0 | 0 | 0 | 0 | 0 | 0 | 0 | 0 | 0 | 0 | 0 | 0 | 0 | 0 | 0 | 0 | 0 | 0 | 0 | 0 | 0 | 0 | 0 | 0 | 0 | 0 | 0 | 0 | 0 | 0 | 0 | 0 | 0 | 0 | 0 | 0 | 0 | 0 | 0 | 0 | 0 | 0 | 0 | 0 | 0 | 0 | 0 | 0 | 0 | 0 | 0 | 0 | 0 | 0 | 0 | 0 | 0 | 0 | 0 | 0 | 0 | 0 | 0 | 0 | 0 | 0 | 0 | 0 | 0 | 0 | 0 | 0 | 0 | 0 | 0 | 0 | 0 | 0 | 0 | 0 | 0 | 0 | 0 | 0 | 0 | 0 | 0 | 0 | 0 | 0 | 0 | 0 | 0 | 0 | 0 | 0 | 0 | 0 | 0 | 0 | 0 | 0 | 0 | 0 | 0 | 0 | 0 | 0 | 0 | 0 | 0 | 0 | 0 | 0 | 0 | 0 | 0 | 0 | 0 | 0 | 0 | 0 | 0 | 0 | 0 | 0 | 0 | 0 | 0 | 0 | 0 | 0 | 0 | 0 | 0 | 0 | 0 | 0 | 0 | 0 | 0 | 0 | 0 | 0 | 0 | 0 | 0 | 0 | 0 | 0 | 0 | 0 | 0 | 0 | 0 | 0 | 0 | 0 | 0 | 0 | 0 | 0 | 0 | 0 | 0 | 0 | 0 | 0 | 0 | 0 | 0 | 0 | 0 | 0 | 0 | 0 | 0 | 0 | 0 | 0 | 0 | 0 | 0 | 0 | 0 | 0 | 0 | 0 | 0 | 0 | 0 | 0 | 0 | 0 | 0 | 0 | 0 | 0 | 0 | 0 | 0 | 0 | 0 | 0 | 0 | 0 | 0 | 0 | 0 | 0 | 0 | 0 | 0 | 0 | 0 | 0 | 0 | 0 | 0 | 0 | 0 | 0 | 0 | 0 | 0 | 0 | 0 | 0 | 0 | 0 | 0 | 0 | 0 | 0 | 0 | 0 | 0 | 0 | 0 | 0 | 0 | 0 | 0 | 0 | 0 | 0 | 0 | 0 | 0 | 0 | 0 | 0 | 0 | 0 | 0 | 0 | 0 | 0 | 0 | 0 | 0 | 0 | 0 | 0 | 0 | 0 | 0 | 0 | 0 | 0 | 0 | 0 | 0 | 0 | 0 | 0 | 0 | 0 | 0 | 0 | 0 | 0 | 0 | 0 | 0 | 0 | 0 | 0 | 0 | 0 | 0 | 0 | 0 | 0 | 0 | 0 | 0 | 0 | 0 | 0 | 0 | 0 | 0 | 0 | 0 | 0 | 0 | 0 | 0 | 0 | 0 | 0 | 0 | 0 | 0 | 0 | 0 | 0 | 0 | 0 | 0 | 0 | 0 | 0 | 0 | 0 | 0 | 0 | 0 | 0 | 0 | 0 | 0 | 0 | 0 | 0 | 0 | 0 | 0 | 0 | 0 | 0 | 0 | 0 | 0 | 0 | 0 | 0 | 0 | 0 | 0 | 0 | 0 | 0 | 0 | 0 | 0 | 0 | 0 | 0 | 0 | 0 | 0 | 0 | 0 | 0 | 0 | 0 | 0 | 0 | 0 | 0 | 0 | 0 | 0 | 0 | 0 | 0 | 0 | 0 | 0 | 0 | 0 | 0 | 0 | 0 | 0 | 0 | 0 | 0 | 0 | 0 | 0 | 0 | 0 | 0 | 0 | 0 | 0 | 0 | 0 | 0 | 0 | 0 | 0 | 0 | 0 | 0 | 0 | 0 | 0 | 0 | 0 | 0 | 0 | 0 | 0 | 0 | 0 | 0 | 0 | 0 | 0 | 0 | 0 | 0 | 0 | 0 | 0 | 0 | 0 | 0 | 0 | 0 | 0 | 0 | 0 | 0 | 0 | 0 | 0 | 0 | 0 | 0 | 0 | 0 | 0 | 0 | 0 | 0 | 0 | 0 | 0 | 0 | 0 | 0 | 0 | 0 | 0 | 0 | 0 | 0 | 0 | 0 | 0 | 0 | 0 | 0 | 0 | 0 | 0 | 0 | 0 | 0 | 0 | 0 | 0 | 0 | 0 | 0 | 0 | 0 | 0 | 0 | 0 | 0 | 0 | 0 | 0 | 0 | 0 | 0 | 0 | 0 | 0 | 0 | 0 | 0 | 0 | 0 | 0 | 0 | 0 | 0 | 0 | 0 | 0 | 0 | 0 | 0 | 0 | 0 | 0 | 0 | 0 | 0 | 0 | 0 | 0 | 0 | 0 | 0 | 0 | 0 | 0 | 0 | 0 | 0 | 0 | 0 | 0 | 0 | 0 | 0 | 0 | 0 | 0 | 0 | 0 | 0 | 0 | 0 | 0 | 0 | 0 | 0 | 0 | 0 | 0 | 0 | 0 | 0 | 0 | 0 | 0 | 0 | 0 | 0 | 0 | 0 | 0 | 0 | 0 | 0 | 0 | 0 | 0 | 0 | 0 | 0 | 0 | 0 | 0 | 0 | 0 | 0 | 0 | 0 | 0 | 0 | 0 | 0 | 0 | 0 | 0 | 0 | 0 | 0 | 0 | 0 | 0 | 0 | 0 | 0 | 0 | 0 | 0 | 0 | 0 | 0 | 0 | 0 | 0 | 0 | 0 | 0 | 0 | 0 | 0 | 0 | 0 | 0 | 0 | 0 | 0 | 0 | 0 | 0 | 0 | 0 | 0 | 0 | 0 | 0 | 0 | 0 | 0 | 0 | 0 | 0 | 0 | 0 | 0 | 0 | 0 | 0 | 0 | 0 | 0 | 0 | 0 | 0 | 0 | 0 | 0 | 0 | 0 | 0 | 0 | 0 | 0 | 0 | 0 | 0 | 0 | 0 | 0 | 0 | 0 | 0 | 0 | 0 | 0 | 0 | 0 | 0 | 0 | 0 | 0 | 0 | 0 | 0 | 0 | 0 | 0 | 0 | 0 | 0 | 0 | 0 | 0 | 0 | 0 | 0 | 0 | 0 | 0 | 0 | 0 | 0 | 0 | 0 | 0 | 0 | 0 | 0 | 0 | 0 | 0 | 0 | 0 | 0 | 0 | 0 | 0 | 0 | 0 | 0 | 0 | 0 | 0 | 0 | 0 | 0 | 0 | 0 | 0 | 0 | 0 | 0 | 0 | 0 | 0 | 0 | 0 | 0 | 0 | 0 | 0 | 0 | 0 | 0 | 0 | 0 | 0 | 0 | 0 | 0 | 0 | 0 | 0 | 0 | 0 | 0 | 0 | 0 | 0 | 0 | 0 | 0 | 0 | 0 | 0 | 0 | 0 | 0 | 0 | 0 | 0 | 0 | 0 | 0 | 0 | 0 | 0 | 0 | 0 | 0 | 0 | 0 | 0 | 0 | 0 | 0 | 0 | 0 | 0 | 0 | 0 | 0 | 0 | 0 | 0 | 0 | 0 | 0 | 0 | 0 | 0 | 0 | 0 | 0 | 0 | 0 | 0 | 0 | 0 | 0 | 0 | 0 | 0 | 0 | 0 | 0 | 0 | 0 | 0 | 0 | 0 | 0 | 0 | 0 | 0 | 0 | 0 | 0 | 0 | 0 | 0 | 0 | 0 | 0 | 0 | 0 | 0 | 0 | 0 | 0 | 0 | 0 | 0 | 0 | 0 | 0 | 0 | 0 | 0 | 0 | 0 | 0 | 0 | 0 | 0 | 0 | 0 | 0 | 0 | 0 | 0 | 0 | 0 | 0 | 0 | 0 | 0 | 0 | 0 | 0 | 0 | 0 | 0 | 0 | 0 | 0 | 0 | 0 | 0 | 0 | 0 | 0 | 0 | 0 | 0 | 0 | 0 | 0 | 0 | 0 | 0 | 0 | 0 | 0 | 0 | 0 | 0 | 0 | 0 | 0 | 0 | 0 | 0 | 0 | 0 | 0 | 0 | 0 | 0 | 0 | 0 | 0 | 0 | 0 | 0 | 0 | 0 | 0 | 0 | 0 | 0 | 0 | 0 | 0 | 0 | 0 | 0 | 0 | 0 | 0 | 0 | 0 | 0 | 0 | 0 | 0 | 0 | 0 | 0 | 0 | 0 | 0 | 0 | 0 | 0 | 0 | 0 | 0 | 0 | 0 | 0 | 0 | 0 | 0 | 0 | 0 | 0 | 0 | 0 | 0 | 0 | 0 | 0 | 0 | 0 | 0 | 0 | 0 | 0 | 0 | 0 | 0 | 0 | 0 | 0 | 0 | 0 | 0 | 0 | 0 | 0 | 0 | 0 | 0 | 0 | 0 | 0 | 0 | 0 | 0 | 0 | 0 | 0 | 0 | 0 | 0 | 0 | 0 | 0 | 0 | 0 | 0 | 0 | 0 | 0 | 0 | 0 | 0 | 0 | 0 | 0 | 0 | 0 | 0 | 0 | 0 | 0 | 0 | 0 | 0 | 0 | 0 | 0 | 0 | 0 | 0 | 0 | 0 | 0 | 0 | 0 | 0 | 0 | 0 | 0 | 0 | 0 | 0 | 0 | 0 | 0 | 0 | 0 | 0 | 0 | 0 | 0 | 0 | 0 | 0 | 0 | 0 | 0 | 0 | 0 | 0 | 0 | 0 | 0 | 0 | 0 | 0 | 0 | 0 | 0 | 0 | 0 | 0 | 0 | 0 | 0 | 0 | 0 | 0 | 0 | 0 | 0 | 0 | 0 | 0 | 0 | 0 | 0 | 0 | 0 | 0 | 0 | 0 | 0 | 0 | 0 | 0 | 0 | 0 | 0 | 0 | 0 | 0 | 0 | 0 | 0 | 0 | 0 | 0 | 0 | 0 | 0 | 0 | 0 | 0 | 0 | 0 | 0 | 0 | 0 | 0 | 0 | 0 | 0 | 0 | 0 | 0 | 0 | 0 | 0 | 0 | 0 | 0 | 0 | 0 | 0 | 0 | 0 | 0 | 0 | 0 | 0 | 0 | 0 | 0 | 0 | 0 | 0 | 0 | 0 | 0 | 0 | 0 | 0 | 0 | 0 | 0 | 0 | 0 | 0 | 0 | 0 | 0 | 0 | 0 | 0 | 0 | 0 | 0 | 0 | 0 | 0 | 0 | 0 | 0 | 0 | 0 | 0 | 0 | 0 | 0 | 0 | 0 | 0 | 0 | 0 | 0 | 0 | 0 | 0 | 0 | 0 | 0 | 0 | 0 | 0 | 0 | 0 | 0 | 0 | 0 | 0 | 0 | 0 | 0 | 0 | 0 | 0 | 0 | 0 | 0 | 0 | 0 | 0 | 0 | 0 | 0 | 0 | 0 | 0 | 0 | 0 | 0 | 0 | 0 | 0 | 0 | 0 | 0 | 0 | 0 | 0 | 0 | 0 | 0 | 0 | 0 | 0 | 0 | 0 | 0 | 0 | 0 | 0 | 0 | 0 | 0 | 0 | 0 | 0 | 0 | 0 | 0 | 0 | 0 | 0 | 0 | 0 | 0 | 0 | 0 | 0 | 0 | 0 | 0 | 0 | 0 | 0 | 0 | 0 | 0 | 0 | 0 | 0 | 0 | 0 | 0 | 0 | 0 | 0 | 0 | 0 | 0 | 0 | 0 | 0 | 0 | 0 | 0 | 0 | 0 | 0 | 0 | 0 | 0 | 0 | 0 | 0 | 0 | 0 | 0 | 0 | 0 | 0 | 0 | 0 | 0 | 0 | 0 | 0 | 0 | 0 | 0 | 0 | 0 | 0 | 0 | 0 | 0 | 0 | 0 | 0 | 0 | 0 | 0 | 0 | 0 | 0 | 0 | 0 | 0 | 0 | 0 | 0 | 0 | 0 | 0 | 0 | 0 | 0 | 0 | 0 | 0 | 0 | 0 | 0 | 0 | 0 | 0 | 0 | 0 | 0 | 0 | 0 | 0 | 0 | 0 | 0 | 0 | 0 | 0 | 0 | 0 | 0 | 0 | 0 | 0 | 0 | 0 | 0 | 0 | 0 | 0 | 0 | 0 | 0 | 0 | 0 | 0 | 0 | 0 | 0 | 0 | 0 | 0 | 0 | 0 | 0 | 0 | 0 | 0 | 0 | 0 | 0 | 0 | 0 | 0 | 0 | 0 | 0 | 0 | 0 | 0 | 0 | 0 | 0 | 0 | 0 | 0 | 0 | 0 | 0 | 0 | 0 | 0 | 0 | 0 | 0 | 0 | 0 | 0 | 0 | 0 | 0 | 0 | 0 | 0 | 0 | 0 | 0 | 0 | 0 | 0 | 0 | 0 | 0 | 0 | 0 | 0 | 0 | 0 | 0 | 0 | 0 | 0 | 0 | 0 | 0 | 0 | 0 | 0 | 0 | 0 | 0 | 0 | 0 | 0 | 0 | 0 | 0 | 0 | 0 | 0 | 0 | 0 | 0 | 0 | 0 | 0 | 0 | 0 | 0 | 0 | 0 | 0 | 0 | 0 | 0 | 0 | 0 | 0 | 0 | 0 | 0 | 0 | 0 | 0 | 0 | 0 | 0 | 0 | 0 | 0 | 0 | 0 | 0 | 0 | 0 | 0 | 0 | 0 | 0 | 0 | 0 | 0 | 0 | 0 | 0 | 0 | 0 | 0 | 0 | 0 | 0 | 0 | 0 | 0 | 0 | 0 | 0 | 0 | 0 | 0 | 0 | 0 | 0 | 0 | 0 | 0 | 0 | 0 | 0 | 0 | 0 | 0 | 0 | 0 | 0 | 0 | 0 | 0 | 0 | 0 | 0 | 0 | 0 | 0 | 0 | 0 | 0 | 0 | 0 | 0 | 0 | 0 | 0 | 0 | 0 | 0 | 0 | 0 | 0 | 0 | 0 | 0 | 0 | 0 | 0 | 0 | 0 | 0 | 0 | 0 | 0 | 0 | 0 | 0 | 0 | 0 | 0 | 0 | 0 | 0 | 0 | 0 | 0 | 0 | 0 | 0 | 0 | 0 | 0 | 0 | 0 | 0 | 0 | 0 | 0 | 0 | 0 | 0 | 0 | 0 | 0 | 0 | 0 | 0 | 0 | 0 | 0 | 0 | 0 | 0 | 0 | 0 | 0 | 0 | 0 | 0 | 0 | 0 | 0 | 0 | 0 | 0 | 0 | 0 | 0 | 0 | 0 | 0 | 0 | 0 | 0 | 0 | 0 | 0 | 0 | 0 | 0 | 0 | 0 | 0 | 0 | 0 | 0 | 0 | 0 | 0 | 0 | 0 | 0 | 0 | 0 | 0 | 0 | 0 | 0 | 0 | 0 | 0 | 0 | 0 | 0 | 0 | 0 | 0 | 0 | 0 | 0 | 0 | 0 | 0 | 0 | 0 | 0 | 0 | 0 | 0 | 0 | 0 | 0 | 0 | 0 | 0 | 0 | 0 | 0 | 0 | 0 | 0 | 0 | 0 | 0 | 0 | 0 | 0 | 0 | 0 | 0 | 0 | 0 | 0 | 0 | 0 | 0 | 0 | 0 | 0 | 0 | 0 | 0 | 0 | 0 | 0 | 0 | 0 | 0 | 0 | 0 | 0 | 0 | 0 | 0 | 0 | 0 | 0 | 0 | 0 | 0 | 0 | 0 | 0 | 0 | 0 | 0 | 0 | 0 | 0 | 0 | 0 | 0 | 0 | 0 | 0 | 0 | 0 | 0 | 0 | 0 | 0 | 0 | 0 | 0 | 0 | 0 | 0 | 0 | 0 | 0 | 0 | 0 | 0 | 0 | 0 | 0 | 0 | 0 | 0 | 0 | 0 | 0 | 0 | 0 | 0 | 0 | 0 | 0 | 0 | 0 | 0 | 0 | 0 | 0 | 0 | 0 | 0 | 0 | 0 | 0 | 0 | 0 | 0 | 0 | 0 | 0 | 0 | 0 | 0 | 0 | 0 | 0 | 0 | 0 | 0 | 0 | 0 | 0 | 0 | 0 | 0 | 0 | 0 | 0 | 0 | 0 | 0 | 0 | 0 | 0 | 0 | 0 | 0 | 0 | 0 | 0 | 0 | 0 | 0 | 0 | 0 | 0 | 0 | 0 | 0 | 0 | 0 | 0 | 0 | 0 | 0 | 0 | 0 | 0 | 0 | 0 | 0 | 0 | 0 | 0 | 0 | 0 | 0 | 0 | 0 | 0 | 0 | 0 | 0 | 0 | 0 | 0 | 0 | 0 | 0 | 0 | 0 | 0 | 0 | 0 | 0 | 0 | 0 | 0 | 0 | 0 | 0 | 0 | 0 | 0 | 0 | 0 | 0 | 0 | 0 | 0 | 0 | 0 | 0 | 0 | 0 | 0 | 0 | 0 | 0 | 0 | 0 | 0 | 0 | 0 | 0 | 0 | 0 | 0 | 0 | 0 | 0 | 0 | 0 | 0 | 0 | 0 | 0 | 0 | 0 | 0 | 0 | 0 | 0 | 0 | 0 | 0 | 0 | 0 | 0 | 0 | 0 | 0 | 0 | 0 | 0 | 0 | 0 | 0 | 0 | 0 | 0 | 0 | 0 | 0 | 0 | 0 | 0 | 0 | 0 | 0 | 0 | 0 | 0 | 0 | 0 | 0 | 0 | 0 | 0 | 0 | 0 | 0 | 0 | 0 | 0 | 0 | 0 | 0 | 0 | 0 | 0 | 0 | 0 | 0 | 0 | 0 | 0 | 0 | 0 | 0 | 0 | 0 | 0 | 0 | 0 | 0 | 0 | 0 | 0 | 0 | 0 | 0 | 0 | 0 | 0 | 0 | 0 | 0 | 0 | 0 | 0 | 0 | 0 | 0 | 0 | 0 | 0 | 0 | 0 | 0 | 0 | 0 | 0 | 0 | 0 | 0 | 0 | 0 | 0 | 0 | 0 | 0 | 0 | 0 | 0 | 0 | 0 | 0 | 0 | 0 | 0 | 0 | 0 | 0 | 0 | 0 | 0 | 0 | 0 | 0 | 0 | 0 | 0 | 0 | 0 | 0 | 0 | 0 | 0 | 0 | 0 | 0 | 0 | 0 | 0 | 0 | 0 | 0 | 0 | 0 | 0 | 0 | 0 | 0 | 0 | 0 | 0 | 0 | 0 | 0 | 0 | 0 | 0 | 0 | 0 | 0 | 0 | 0 | 0 | 0 | 0 | 0 | 0 | 0 | 0 | 0 | 0 | 0 | 0 | 0 | 0 | 0 | 0 | 0 | 0 | 0 | 0 | 0 | 0 | 0 | 0 | 0 | 0 | 0 | 0 | 0 | 0 | 0 | 0 | 0 | 0 | 0 | 0 | 0 | 0 | 0 | 0 | 0 | 0 | 0 | 0 | 0 | 0 | 0 | 0 | 0 | 0 | 0 | 0 | 0 | 0 | 0 | 0 | 0 | 0 | 0 | 0 | 0 | 0 | 0 | 0 | 0 | 0 | 0 | 0 | 0 | 0 | 0 | 0 | 0 | 0 | 0 | 0 | 0 | 0 | 0 | 0 | 0 | 0 | 0 | 0 | 0 | 0 | 0 | 0 | 0 | 0 | 0 | 0 | 0 | 0 | 0 | 0 | 0 | 0 | 0 | 0 | 0 | 0 | 0 | 0 | 0 | 0 | 0 | 0 | 0 | 0 | 0 | 0 | 0 | 0 | 0 | 0 | 0 | 0 | 0 | 0 | 0 | 0 | 0 | 0 | 0 | 0 | 0 | 0 | 0 | 0 | 0 | 0 | 0 | 0 | 0 | 0 | 0 | 0 | 0 | 0 | 0 | 0 | 0 | 0 | 0 | 0 | 0 | 0 | 0 | 0 | 0 | 0 | 0 | 0 | 0 | 0 | 0 | 0 | 0 | 0 | 0 | 0 | 0 | 0 | 0 | 0 | 0 | 0 | 0 | 0 | 0 | 0 | 0 | 0 | 0 | 0 | 0 | 0 | 0 | 0 | 0 | 0 | 0 | 0 | 0 | 0 | 0 | 0 | 0 | 0 | 0 | 0 | 0 | 0 | 0 | 0 | 0 | 0 | 0 | 0 | 0 | 0 | 0 | 0 | 0 | 0 | 0 | 0 | 0 | 0 | 0 | 0 | 0 | 0 | 0 | 0 | 0 | 0 | 0 | 0 | 0 | 0 | 0 | 0 | 0 | 0 | 0 | 0 | 0 | 0 | 0 | 0 | 0 | 0 | 0 | 0 | 0 | 0 | 0 | 0 | 0 | 0 | 0 | 0 | 0 | 0 | 0 | 0 | 0 | 0 | 0 | 0 | 0 | 0 | 0 | 0 | 0 | 0 | 0 | 0 | 0 | 0 | 0 | 0 | 0 | 0 | 0 | 0 | 0 | 0 | 0 | 0 | 0 | 0 | 0 | 0 | 0 | 0 | 0 | 0 | 0 | 0 | 0 | 0 | 0 | 0 | 0 | 0 | 0 | 0 | 0 | 0 | 0 | 0 | 0 | 0 | 0 | 0 | 0 | 0 | 0 | 0 | 0 | 0 | 0 | 0 | 0 | 0 | 0 | 0 | 0 | 0 | 0 | 0 | 0 | 0 | 0 | 0 | 0 | 0 | 0 | 0 | 0 | 0 | 0 | 0 | 0 | 0 | 0 | 0 | 0 | 0 | 0 | 0 | 0 | 0 | 0 | 0 | 0 | 0 | 0 | 0 | 0 | 0 | 0 | 0 | 0 | 0 | 0 | 0 | 0 | 0 | 0 | 0 | 0 | 0 | 0 | 0 | 0 | 0 | 0 | 0 | 0 | 0 | 0 | 0 | 0 | 0 | 0 | 0 | 0 | 0 | 0 | 0 | 0 | 0 | 0 | 0 | 0 | 0 | 0 | 0 | 0 | 0 | 0 | 0 | 0 | 0 | 0 | 0 | 0 | 0 | 0 | 0 | 0 | 0 | 0 | 0 | 0 | 0 | 0 | 0 | 0 | 0 | 0 | 0 | 0 | 0 | 0 | 0 | 0 | 0 | 0 | 0 | 0 | 0 | 0 | 0 | 0 | 0 | 0 | 0 | 0 | 0 | 0 | 0 | 0 | 0 | 0 | 0 | 0 | 0 | 0 | 0 | 0 | 0 | 0 | 0 | 0 | 0 | 0 | 0 | 0 | 0 | 0 | 0 | 0 | 0 | 0 | 0 | 0 | 0 | 0 | 0 | 0 | 0 | 0 | 0 | 0 | 0 | 0 | 0 | 0 | 0 | 0 | 0 | 0 | 0 | 0 | 0 | 0 | 0 | 0 | 0 | 0 | 0 | 0 | 0 | 0 | 0 | 0 | 0 | 0 | 0 | 0 | 0 | 0 | 0 | 0 | 0 | 0 | 0 | 0 | 0 | 0 | 0 | 0 | 0 | 0 | 0 | 0 | 0 | 0 | 0 | 0 | 0 | 0 | 0 | 0 | 0 | 0 | 0 | 0 | 0 | 0 | 0 | 0 | 0 | 0 | 0 | 0 | 0 | 0 | 0 | 0 | 0 | 0 | 0 | 0 | 0 | 0 | 0 | 0 | 0 | 0 | 0 | 0 | 0 | 0 | 0 | 0 | 0 | 0 | 0 | 0 | 0 | 0 | 0 | 0 | 0 | 0 | 0 | 0 | 0 | 0 | 0 | 0 | 0 | 0 | 0 | 0 | 0 | 0 | 0 | 0 | 0 | 0 | 0 | 0 | 0 | 0 | 0 | 0 | 0 | 0 | 0 | 0 | 0 | 0 | 0 | 0 | 0 | 0 | 0 | 0 | 0 | 0 | 0 | 0 | 0 | 0 | 0 | 0 | 0 | 0 | 0 | 0 | 0 | 0 | 0 | 0 | 0 | 0 | 0 | 0 | 0 | 0 | 0 | 0 | 0 | 0 | 0 | 0 | 0 | 0 | 0 | 0 | 0 | 0 | 0 | 0 | 0 | 0 | 0 | 0 | 0 | 0 | 0 | 0 | 0 | 0 | 0 | 0 | 0 | 0 | 0 | 0 | 0 | 0 | 0 | 0 | 0 | 0 | 0 | 0 | 0 | 0 | 0 | 0 | 0 | 0 | 0 | 0 | 0 | 0 | 0 | 0 | 0 | 0 | 0 | 0 | 0 | 0 | 0 | 0 | 0 | 0 | 0 | 0 | 0 | 0 | 0 | 0 | 0 | 0 | 0 | 0 | 0 | 0 | 0 | 0 | 0 | 0 | 0 | 0 | 0 | 0 | 0 | 0 | 0 | 0 | 0 | 0 | 0 | 0 | 0 | 0 | 0 | 0 | 0 | 0 | 0 | 0 | 0 | 0 | 0 | 0 | 0 | 0 | 0 | 0 | 0 | 0 | 0 | 0 | 0 | 0 | 0 | 0 | 0 | 0 | 0 | 0 | 0 | 0 | 0 | 0 | 0 | 0 | 0 | 0 | 0 | 0 | 0 | 0 | 0 | 0 | 0 | 0 | 0 | 0 | 0 | 0 | 0 | 0 | 0 | 0 | 0 | 0 | 0 | 0 | 0 | 0 | 0 | 0 | 0 | 0 | 0 | 0 | 0 | 0 | 0 | 0 | 0 | 0 | 0 | 0 | 0 | 0 | 0 | 0 | 0 | 0 | 0 | 0 | 0 | 0 | 0 | 0 | 0 | 0 | 0 | 0 | 0 | 0 | 0 | 0 | 0 | 0 | 0 | 0 | 0 | 0 | 0 | 0 | 0 | 0 | 0 | 0 | 0 | 0 | 0 | 0 | 0 | 0 | 0 | 0 | 0 | 0 | 0 | 0 | 0 | 0 | 0 | 0 | 0 | 0 | 0 | 0 | 0 | 0 | 0 | 0 | 0 | 0 | 0 | 0 | 0 | 0 | 0 | 0 | 0 | 0 | 0 | 0 | 0 | 0 | 0 | 0 | 0 | 0 | 0 | 0 | 0 | 0 | 0 | 0 | 0 | 0 | 0 | 0 | 0 | 0 | 0 | 0 | 0 | 0 | 0 | 0 | 0 | 0 | 0 | 0 | 0 | 0 | 0 | 0 | 0 | 0 | 0 | 0 | 0 | 0 | 0 | 0 | 0 | 0 | 0 | 0 | 0 | 0 | 0 | 0 | 0 | 0 | 0 | 0 | 0 | 0 | 0 | 0 | 0 | 0 | 0 | 0 | 0 | 0 | 0 | 0 | 0 | 0 | 0 | 0 | 0 | 0 | 0 | 0 | 0 | 0 | 0 | 0 | 0 | 0 | 0 | 0 | 0 | 0 | 0 | 0 | 0 | 0 | 0 | 0 | 0 | 0 | 0 | 0 | 0 | 0 | 0 | 0 | 0 | 0 | 0 | 0 | 0 | 0 | 0 | 0 | 0 | 0 | 0 | 0 | 0 | 0 | 0 | 0 | 0 | 0 | 0 | 0 | 0 | 0 | 0 | 0 | 0 | 0 | 0 | 0 | 0 | 0 | 0 | 0 | 0 | 0 | 0 | 0 | 0 | 0 | 0 | 0 | 0 | 0 | 0 | 0 | 0 | 0 | 0 | 0 | 0 | 0 | 0 | 0 | 0 | 0 | 0 | 0 | 0 | 0 | 0 | 0 | 0 | 0 | 0 | 0 | 0 | 0 | 0 | 0 | 0 | 0 | 0 | 0 | 0 | 0 | 0 | 0 | 0 | 0 | 0 | 0 | 0 | 0 | 0 | 0 | 0 | 0 | 0 | 0 | 0 | 0 | 0 | 0 | 0 | 0 | 0 | 0 | 0 | 0 | 0 | 0 | 0 | 0 | 0 | 0 | 0 | 0 | 0 | 0 | 0 | 0 | 0 | 0 | 0 | 0 | 0 | 0 | 0 | 0 | 0 | 0 | 0 | 0 | 0 | 0 | 0 | 0 | 0 | 0 | 0 | 0 | 0 | 0 | 0 | 0 | 0 | 0 | 0 | 0 | 0 | 0 | 0 | 0 | 0 | 0 | 0 | 0 | 0 | 0 | 0 | 0 | 0 | 0 | 0 | 0 | 0 | 0 | 0 | 0 | 0 | 0 | 0 | 0 | 0 | 0 | 0 | 0 | 0 | 0 | 0 | 0 | 0 | 0 | 0 | 0 | 0 | 0 | 0 | 0 | 0 | 0 | 0 | 0 | 0 | 0 | 0 | 0 | 0 | 0 | 0 | 0 | 0 | 0 | 0 | 0 | 0 | 0 | 0 | 0 | 0 | 0 | 0 | 0 | 0 | 0 | 0 | 0 | 0 | 0 | 0 | 0 | 0 | 0 | 0 | 0 | 0 | 0 | 0 | 0 | 0 | 0 | 0 | 0 | 0 | 0 | 0 | 0 | 0 | 0 | 0 | 0 | 0 | 0 | 0 | 0 | 0 | 0 | 0 | 0 | 0 | 0 | 0 | 0 | 0 | 0 | 0 | 0 | 0 | 0 | 0 | 0 | 0 | 0 | 0 | 0 | 0 | 0 | 0 | 0 | 0 | 0 | 0 | 0 | 0 | 0 | 0 | 0 | 0 | 0 | 0 | 0 | 0 | 0 | 0 | 0 | 0 | 0 | 0 | 0 | 0 | 0 | 0 | 0 | 0 | 0 | 0 | 0 | 0 | 0 | 0 | 0 | 0 | 0 | 0 | 0 | 0 | 0 | 0 | 0 | 0 | 0 | 0 | 0 | 0 | 0 | 0 | 0 | 0 | 0 | 0 | 0 | 0 | 0 | 0 | 0 | 0 | 0 | 0 | 0 | 0 | 0 | 0 | 0 | 0 | 0 | 0 | 0 | 0 | 0 | 0 | 0 | 0 | 0 | 0 | 0 | 0 | 0 | 0 | 0 | 0 | 0 | 0 | 0 | 0 | 0 | 0 | 0 | 0 | 0 | 0 | 0 | 0 | 0 | 0 | 0 | 0 | 0 | 0 | 0 | 0 | 0 | 0 | 0 | 0 | 0 | 0 | 0 | 0 | 0 | 0 | 0 | 0 | 0 | 0 | 0 | 0 | 0 | 0 | 0 | 0 | 0 | 0 | 0 | 0 | 0 | 0 | 0 | 0 | 0 | 0 | 0 | 0 | 0 | 0 | 0 | 0 | 0 | 0 | 0 | 0 | 0 | 0 | 0 | 0 | 0 | 0 | 0 | 0 | 0 | 0 | 0 | 0 | 0 | 0 | 0 | 0 | 0 | 0 | 0 | 0 | 0 | 0 | 0 | 0 | 0 | 0 | 0 | 0 | 0 | 0 | 0 | 0 | 0 | 0 | 0 | 0 | 0 | 0 | 0 | 0 | 0 | 0 | 0 | 0 | 0 | 0 | 0 | 0 | 0 | 0 | 0 | 0 | 0 | 0 | 0 | 0 | 0 | 0 | 0 | 0 | 0 | 0 | 0 | 0 | 0 | 0 | 0 | 0 | 0 | 0 | 0 | 0 | 0 | 0 | 0 | 0 | 0 | 0 | 0 | 0 | 0 | 0 | 0 | 0 | 0 | 0 | 0 | 0 | 0 | 0 | 0 | 0 | 0 | 0 | 0 | 0 | 0 | 0 | 0 | 0 | 0 | 0 | 0 | 0 | 0 | 0 | 0 | 0 | 0 | 0 | 0 | 0 | 0 | 0 | 0 | 0 | 0 | 0 | 0 | 0 | 0 | 0 | 0 | 0 | 0 | 0 | 0 | 0 | 0 | 0 | 0 | 0 | 0 | 0 | 0 | 0 | 0 | 0 | 0 | 0 | 0 | 0 | 0 | 0 | 0 | 0 | 0 | 0 | 0 | 0 | 0 | 0 | 0 | 0 | 0 | 0 | 0 | 0 | 0 | 0 | 0 | 0 | 0 | 0 | 0 | 0 | 0 | 0 | 0 | 0 | 0 | 0 | 0 | 0 | 0 | 0 | 0 | 0 | 0 | 0 | 0 | 0 | 0 | 0 | 0 | 0 | 0 | 0 | 0 | 0 | 0 | 0 | 0 | 0 | 0 | 0 | 0 | 0 | 0 | 0 | 0 | 0 | 0 | 0 | 0 | 0 | 0 | 0 | 0 | 0 | 0 | 0 | 0 | 0 | 0 | 0 | 0 | 0 | 0 | 0 | 0 | 0 | 0 | 0 | 0 | 0 | 0 | 0 | 0 | 0 | 0 | 0 | 0 | 0 | 0 | 0 | 0 | 0 | 0 | 0 | 0 | 0 | 0 | 0 | 0 | 0 | 0 | 0 | 0 | 0 | 0 | 0 | 0 | 0 | 0 | 0 | 0 | 0 | 0 | 0 | 0 | 0 | 0 | 0 | 0 | 0 | 0 | 0 | 0 | 0 | 0 | 0 | 0 | 0 | 0 | 0 | 0 | 0 | 0 | 0 | 0 | 0 | 0 | 0 | 0 | 0 | 0 | 0 | 0 | 0 | 0 | 0 | 0 | 0 | 0 | 0 | 0 | 0 | 0 | 0 | 0 | 0 | 0 | 0 | 0 | 0 | 0 | 0 | 0 | 0 | 0 | 0 | 0 | 0 | 0 | 0 | 0 | 0 | 0 | 0 | 0 | 0 | 0 | 0 | 0 | 0 | 0 | 0 | 0 | 0 | 0 | 0 | 0 | 0 | 0 | 0 | 0 | 0 | 0 | 0 | 0 | 0 | 0 | 0 | 0 | 0 | 0 | 0 | 0 | 0 | 0 | 0 | 0 | 0 | 0 | 0 | 0 | 0 | 0 | 0 | 0 | 0 | 0 | 0 | 0 | 0 | 0 | 0 | 0 | 0 | 0 | 0 | 0 | 0 | 0 | 0 | 0 | 0 | 0 | 0 | 0 | 0 | 0 | 0 | 0 | 0 | 0 | 0 | 0 | 0 | 0 | 0 | 0 | 0 | 0 | 0 | 0 | 0 | 0 | 0 | 0 | 0 | 0 | 0 | 0 | 0 | 0 | 0 | 0 | 0 | 0 | 0 | 0 | 0 | 0 | 0 | 0 | 0 | 0 | 0 | 0 | 0 | 0 | 0 | 0 | 0 | 0 | 0 | 0 | 0 | 0 | 0 | 0 | 0 | 0 | 0 | 0 | 0 | 0 | 0 | 0 | 0 | 0 | 0 | 0 | 0 | 0 | 0 | 0 | 0 | 0 | 0 | 0 | 0 | 0 | 0 | 0 | 0 | 0 | 0 | 0 | 0 | 0 | 0 | 0 | 0 | 0 | 0 | 0 | 0 | 0 | 0 | 0 | 0 | 0 | 0 | 0 | 0 | 0 | 0 | 0 | 0 | 0 | 0 | 0 | 0 | 0 | 0 | 0 | 0 | 0 | 0 | 0 | 0 | 0 | 0 | 0 | 0 | 0 | 0 | 0 | 0 | 0 | 0 | 0 | 0 | 0 | 0 | 0 | 0 | 0 | 0 | 0 | 0 | 0 | 0 | 0 | 0 | 0 | 0 | 0 | 0 | 0 | 0 | 0 | 0 | 0 | 0 | 0 | 0 | 0 | 0 | 0 | 0 | 0 | 0 | 0 | 0 | 0 | 0 | 0 | 0 | 0 | 0 | 0 | 0 | 0 | 0 | 0 | 0 | 0 | 0 | 0 | 0 | 0 | 0 | 0 | 0 | 0 | 0 | 0 | 0 | 0 | 0 | 0 | 0 | 0 | 0 | 0 | 0 | 0 | 0 | 0 | 0 | 0 | 0 | 0 | 0 | 0 | 0 | 0 | 0 | 0 | 0 | 0 | 0 | 0 | 0 | 0 | 0 | 0 | 0 | 0 | 0 | 0 | 0 | 0 | 0 | 0 | 0 | 0 | 0 | 0 | 0 | 0 | 0 | 0 | 0 | 0 | 0 | 0 | 0 | 0 | 0 | 0 | 0 | 0 | 0 | 0 | 0 | 0 | 0 | 0 | 0 | 0 | 0 | 0 | 0 | 0 | 0 | 0 | 0 | 0 | 0 | 0 | 0 | 0 | 0 | 0 | 0 | 0 | 0 | 0 | 0 | 0 | 0 | 0 | 0 | 0 | 0 | 0 | 0 | 0 | 0 | 0 | 0 | 0 | 0 | 0 | 0 | 0 | 0 | 0 | 0 | 0 | 0 | 0 | 0 | 0 | 0 | 0 | 0 | 0 | 0 | 0 | 0 | 0 | 0 | 0 | 0 | 0 | 0 | 0 | 0 | 0 | 0 | 0 | 0 | 0 | 0 | 0 | 0 | 0 | 0 | 0 | 0 | 0 | 0 | 0 | 0 | 0 | 0 | 0 | 0 | 0 | 0 | 0 | 0 | 0 | 0 | 0 | 0 | 0 | 0 | 0 | 0 | 0 | 0 | 0 | 0 | 0 | 0 | 0 | 0 | 0 | 0 | 0 | 0 | 0 | 0 | 0 | 0 | 0 | 0 | 0 | 0 | 0 | 0 | 0 | 0 | 0 | 0 | 0 | 0 | 0 | 0 | 0 | 0 | 0 | 0 | 0 | 0 | 0 | 0 | 0 | 0 | 0 | 0 | 0 | 0 | 0 | 0 | 0 | 0 | 0 | 0 | 0 | 0 | 0 | 0 | 0 | 0 | 0 | 0 | 0 | 0 | 0 | 0 | 0 | 0 | 0 | 0 | 0 | 0 | 0 | 0 | 0 | 0 | 0 | 0 | 0 | 0 | 0 | 0 | 0 | 0 | 0 | 0 | 0 | 0 | 0 | 0 | 0 | 0 | 0 | 0 | 0 | 0 | 0 | 0 | 0 | 0 | 0 | 0 | 0 | 0 | 0 | 0 | 0 | 0 | 0 | 0 | 0 | 0 | 0 | 0 | 0 | 0 | 0 | 0 | 0 | 0 | 0 | 0 | 0 | 0 | 0 | 0 | 0 | 0 | 0 | 0 | 0 | 0 | 0 | 0 | 0 | 0 | 0 | 0 | 0 | 0 | 0 | 0 | 0 | 0 | 0 | 0 | 0 | 0 | 0 | 0 | 0 | 0 | 0 | 0 | 0 | 0 | 0 | 0 | 0 | 0 | 0 | 0 | 0 | 0 | 0 | 0 | 0 | 0 | 0 | 0 | 0 | 0 | 0 | 0 | 0 | 0 | 0 | 0 | 0 | 0 | 0 | 0 | 0 | 0 | 0 | 0 | 0 | 0 | 0 | 0 | 0 | 0 | 0 | 0 | 0 | 0 | 0 | 0 | 0 | 0 | 0 | 0 | 0 | 0 | 0 | 0 | 0 | 0 | 0 | 0 | 0 | 0 | 0 | 0 | 0 | 0 | 0 | 0 | 0 | 0 | 0 | 0 | 0 | 0 | 0 | 0 | 0 | 0 | 0 | 0 | 0 | 0 | 0 | 0 | 0 | 0 | 0 | 0 | 0 | 0 | 0 | 0 | 0 | 0 | 0 | 0 | 0 | 0 | 0 | 0 | 0 | 0 | 0 | 0 | 0 | 0 | 0 | 0 | 0 | 0 | 0 | 0 | 0 | 0 | 0 | 0 | 0 | 0 | 0 | 0 | 0 | 0 | 0 | 0 | 0 | 0 | 0 | 0 | 0 | 0 | 0 | 0 | 0 | 0 | 0 | 0 | 0 | 0 | 0 | 0 | 0 | 0 | 0 | 0 | 0 | 0 | 0 | 0 | 0 | 0 | 0 | 0 | 0 | 0 | 0 | 0 | 0 | 0 | 0 | 0 | 0 | 0 | 0 | 0 | 0 | 0 | 0 | 0 | 0 | 0 | 0 | 0 | 0 | 0 | 0 | 0 | 0 | 0 | 0 | 0 | 0 | 0 | 0 | 0 | 0 | 0 | 0 | 0 | 0 | 0 | 0 | 0 | 0 | 0 | 0 | 0 | 0 | 0 | 0 | 0 | 0 | 0 | 0 | 0 | 0 | 0 | 0 | 0 | 0 | 0 | 0 | 0 | 0 | 0 | 0 | 0 | 0 | 0 | 0 | 0 | 0 | 0 | 0 | 0 | 0 | 0 | 0 | 0 | 0 | 0 | 0 | 0 | 0 | 0 | 0 | 0 | 0 | 0 | 0 | 0 | 0 | 0 | 0 | 0 | 0 | 0 | 0 | 0 | 0 | 0 | 0 | 0 | 0 | 0 | 0 | 0 | 0 | 0 | 0 | 0 | 0 | 0 | 0 | 0 | 0 | 0 | 0 | 0 | 0 | 0 | 0 | 0 | 0 | 0 | 0 | 0 | 0 | 0 | 0 | 0 | 0 | 0 | 0 | 0 | 0 | 0 | 0 | 0 | 0 | 0 | 0 | 0 | 0 | 0 | 0 | 0 | 0 | 0 | 0 | 0 | 0 | 0 | 0 | 0 | 0 | 0 | 0 | 0 | 0 | 0 | 0 | 0 | 0 | 0 | 0 | 0 | 0 | 0 | 0 | 0 | 0 | 0 | 0 | 0 | 0 | 0 | 0 | 0 | 0 | 0 | 0 | 0 | 0 | 0 | 0 | 0 | 0 | 0 | 0 | 0 | 0 | 0 | 0 | 0 | 0 | 0 | 0 | 0 | 0 | 0 | 0 | 0 | 0 | 0 | 0 | 0 | 0 | 0 | 0 | 0 | 0 | 0 | 0 | 0 | 0 | 0 | 0 | 0 | 0 | 0 | 0 | 0 | 0 | 0 | 0 | 0 | 0 | 0 | 0 | 0 | 0 | 0 | 0 | 0 | 0 | 0 | 0 | 0 | 0 | 0 | 0 | 0 | 0 | 0 | 0 | 0 | 0 | 0 | 0 | 0 | 0 | 0 | 0 | 0 | 0 | 0 | 0 | 0 | 0 | 0 | 0 | 0 | 0 | 0 | 0 | 0 | 0 | 0 | 0 | 0 | 0 | 0 | 0 | 0 | 0 | 0 | 0 | 0 | 0 | 0 | 0 | 0 | 0 | 0 | 0 | 0 | 0 | 0 | 0 | 0 | 0 | 0 | 0 | 0 | 0 | 0 | 0 | 0 | 0 | 0 | 0 | 0 | 0 | 0 | 0 | 0 | 0 | 0 | 0 | 0 | 0 | 0 | 0 | 0 | 0 | 0 | 0 | 0 | 0 | 0 | 0 | 0 | 0 | 0 | 0 | 0 | 0 | 0 | 0 | 0 | 0 | 0 | 0 | 0 | 0 | 0 | 0 | 0 | 0 | 0 | 0 | 0 | 0 | 0 | 0 | 0 | 0 | 0 | 0 | 0 | 0 | 0 | 0 | 0 | 0 | 0 | 0 | 0 | 0 | 0 | 0 | 0 | 0 | 0 | 0 | 0 | 0 | 0 | 0 | 0 | 0 | 0 | 0 | 0 | 0 | 0 | 0 | 0 | 0 | 0 | 0 | 0 | 0 | 0 | 0 | 0 | 0 | 0 | 0 | 0 | 0 | 0 | 0 | 0 | 0 | 0 | 0 | 0 | 0 | 0 | 0 | 0 | 0 | 0 | 0 | 0 | 0 | 0 | 0 | 0 | 0 | 0 | 0 | 0 | 0 | 0 | 0 | 0 | 0 | 0 | 0 | 0 | 0 | 0 | 0 | 0 | 0 | 0 | 0 | 0 | 0 | 0 | 0 | 0 | 0 | 0 | 0 | 0 | 0 | 0 | 0 | 0 | 0 | 0 | 0 | 0 | 0 | 0 | 0 | 0 | 0 | 0 | 0 | 0 | 0 | 0 | 0 | 0 | 0 | 0 | 0 | 0 | 0 | 0 | 0 | 0 | 0 | 0 | 0 | 0 | 0 | 0 | 0 | 0 | 0 | 0 | 0 | 0 | 0 | 0 | 0 | 0 | 0 | 0 | 0 | 0 | 0 | 0 | 0 | 0 | 0 | 0 | 0 | 0 | 0 | 0 | 0 | 0 | 0 | 0 | 0 | 0 | 0 | 0 | 0 | 0 | 0 | 0 | 0 | 0 | 0 | 0 | 0 | 0 | 0 | 0 | 0 | 0 | 0 | 0 | 0 | 0 | 0 | 0 | 0 | 0 | 0 | 0 | 0 | 0 | 0 | 0 | 0 | 0 | 0 | 0 | 0 | 0 | 0 | 0 | 0 | 0 | 0 | 0 | 0 | 0 | 0 | 0 | 0 | 0 | 0 | 0 | 0 | 0 | 0 | 0 | 0 | 0 | 0 | 0 | 0 | 0 | 0 | 0 | 0 | 0 | 0 | 0 | 0 | 0 | 0 | 0 | 0 | 0 | 0 | 0 | 0 | 0 | 0 | 0 | 0 | 0 | 0 | 0 | 0 | 0 | 0 | 0 | 0 | 0 | 0 | 0 | 0 | 0 | 0 | 0 | 0 | 0 | 0 | 0 | 0 | 0 | 0 | 0 | 0 | 0 | 0 | 0 | 0 | 0 | 0 | 0 | 0 | 0 | 0 | 0 | 0 | 0 | 0 | 0 | 0 | 0 | 0 | 0 | 0 | 0 | 0 | 0 | 0 | 0 | 0 | 0 | 0 | 0 | 0 | 0 | 0 | 0 | 0 | 0 | 0 | 0 | 0 | 0 | 0 | 0 | 0 | 0 | 0 | 0 | 0 | 0 | 0 | 0 | 0 | 0 | 0 | 0 | 0 | 0 | 0 | 0 | 0 | 0 | 0 | 0 | 0 | 0 | 0 | 0 | 0 | 0 | 0 | 0 | 0 | 0 | 0 | 0 | 0 | 0 | 0 | 0 | 0 | 0 | 0 | 0 | 0 | 0 | 0 | 0 | 0 | 0 | 0 | 0 | 0 | 0 | 0 | 0 | 0 | 0 | 0 | 0 | 0 | 0 | 0 | 0 | 0 | 0 | 0 | 0 | 0 | 0 | 0 | 0 | 0 | 0 | 0 | 0 | 0 | 0 | 0 | 0 | 0 | 0 | 0 | 0 | 0 | 0 | 0 | 0 | 0 | 0 | 0 | 0 | 0 | 0 | 0 | 0 | 0 | 0 | 0 | 0 | 0 | 0 | 0 | 0 | 0 | 0 | 0 | 0 | 0 | 0 | 0 | 0 | 0 | 0 | 0 | 0 | 0 | 0 | 0 | 0 | 0 | 0 | 0 | 0 | 0 | 0 | 0 | 0 | 0 | 0 | 0 | 0 | 0 | 0 | 0 | 0 | 0 | 0 | 0 | 0 | 0 | 0 | 0 | 0 | 0 | 0 | 0 | 0 | 0 | 0 | 0 | 0 | 0 | 0 | 0 | 0 | 0 | 0 | 0 | 0 | 0 | 0 | 0 | 0 | 0 | 0 | 0 | 0 | 0 | 0 | 0 | 0 | 0 | 0 | 0 | 0 | 0 | 0 | 0 | 0 | 0 | 0 | 0 | 0 | 0 | 0 | 0 | 0 | 0 | 0 | 0 | 0 | 0 | 0 | 0 | 0 | 0 | 0 | 0 | 0 | 0 | 0 | 0 | 0 | 0 | 0 | 0 | 0 | 0 | 0 | 0 | 0 | 0 | 0 | 0 | 0 | 0 | 0 | 0 | 0 | 0 | 0 | 0 | 0 | 0 | 0 | 0 | 0 | 0 | 0 | 0 | 0 | 0 | 0 | 0 | 0 | 0 | 0 | 0 | 0 | 0 | 0 | 0 | 0 | 0 | 0 | 0 | 0 | 0 | 0 | 0 | 0 | 0 | 0 | 0 | 0 | 0 | 0 | 0 | 0 | 0 | 0 | 0 | 0 | 0 | 0 | 0 | 0 | 0 | 0 | 0 | 0 | 0 | 0 | 0 | 0 | 0 | 0 | 0 | 0 | 0 | 0 | 0 | 0 | 0 | 0 | 0 | 0 | 0 | 0 | 0 | 0 | 0 | 0 | 0 | 0 | 0 | 0 | 0 | 0 | 0 | 0 | 0 | 0 | 0 | 0 | 0 | 0 | 0 | 0 | 0 | 0 | 0 | 0 | 0 | 0 | 0 | 0 | 0 | 0 | 0 | 0 | 0 | 0 | 0 | 0 | 0 | 0 | 0 | 0 | 0 | 0 | 0 | 0 | 0 | 0 | 0 | 0 | 0 | 0 | 0 | 0 | 0 | 0 | 0 | 0 | 0 | 0 | 0 | 0 | 0 | 0 | 0 | 0 | 0 | 0 | 0 | 0 | 0 | 0 | 0 | 0 | 0 | 0 | 0 | 0 | 0 | 0 | 0 | 0 | 0 | 0 | 0 | 0 | 0 | 0 | 0 | 0 | 0 | 0 | 0 | 0 | 0 | 0 | 0 | 0 | 0 | 0 | 0 | 0 | 0 | 0 | 0 | 0 | 0 | 0 | 0 | 0 | 0 | 0 | 0 | 0 | 0 | 0 | 0 | 0 | 0 | 0 | 0 | 0 | 0 | 0 | 0 | 0 | 0 | 0 | 0 | 0 | 0 | 0 | 0 | 0 | 0 | 0 | 0 | 0 | 0 | 0 | 0 | 0 | 0 | 0 | 0 | 0 | 0 | 0 | 0 | 0 | 0 | 0 | 0 | 0 | 0 | 0 | 0 | 0 | 0 | 0 | 0 | 0 | 0 | 0 | 0 | 0 | 0 | 0 | 0 | 0 | 0 | 0 | 0 | 0 | 0 | 0 | 0 | 0 | 0 | 0 | 0 | 0 | 0 | 0 | 0 | 0 | 0 | 0 | 0 | 0 | 0 | 0 | 0 | 0 | 0 | 0 | 0 | 0 | 0 | 0 | 0 | 0 | 0 | 0 | 0 | 0 | 0 | 0 | 0 | 0 | 0 | 0 | 0 | 0 | 0 | 0 | 0 | 0 | 0 | 0 | 0 | 0 | 0 | 0 | 0 | 0 | 0 | 0 | 0 | 0 | 0 | 0 | 0 | 0 | 0 | 0 | 0 | 0 | 0 | 0 | 0 | 0 | 0 | 0 | 0 | 0 | 0 | 0 | 0 | 0 | 0 | 0 | 0 | 0 | 0 | 0 | 0 | 0 | 0 | 0 | 0 | 0 | 0 | 0 | 0 | 0 | 0 | 0 | 0 | 0 | 0 | 0 | 0 | 0 | 0 | 0 | 0 | 0 | 0 | 0 | 0 | 0 | 0 | 0 | 0 | 0 | 0 | 0 | 0 | 0 | 0 | 0 | 0 | 0 | 0 | 0 | 0 | 0 | 0 | 0 | 0 | 0 | 0 | 0 | 0 | 0 | 0 | 0 | 0 | 0 | 0 | 0 | 0 | 0 | 0 | 0 | 0 | 0 | 0 | 0 | 0 | 0 | 0 | 0 | 0 | 0 | 0 | 0 | 0 | 0 | 0 | 0 | 0 | 0 | 0 | 0 | 0 | 0 | 0 | 0 | 0 | 0 | 0 | 0 | 0 | 0 | 0 | 0 | 0 | 0 | 0 | 0 | 0 | 0 | 0 | 0 | 0 | 0 | 0 | 0 | 0 | 0 | 0 | 0 | 0 | 0 | 0 | 0 | 0 | 0 | 0 | 0 | 0 | 0 | 0 | 0 | 0 | 0 | 0 | 0 | 0 | 0 | 0 | 0 | 0 | 0 | 0 | 0 | 0 | 0 | 0 | 0 | 0 | 0 | 0 | 0 | 0 | 0 | 0 | 0 | 0 | 0 | 0 | 0 | 0 | 0 | 0 | 0 | 0 | 0 | 0 | 0 | 0 | 0 | 0 | 0 | 0 | 0 | 0 | 0 | 0 | 0 | 0 | 0 | 0 | 0 | 0 | 0 | 0 | 0 | 0 | 0 | 0 | 0 | 0 | 0 | 0 | 0 | 0 | 0 | 0 | 0 | 0 | 0 | 0 | 0 | 0 | 0 | 0 | 0 | 0 | 0 | 0 | 0 | 0 | 0 | 0 | 0 | 0 | 0 | 0 | 0 | 0 | 0 | 0 | 0 | 0 | 0 | 0 | 0 | 0 | 0 | 0 | 0 | 0 | 0 | 0 | 0 | 0 | 0 | 0 | 0 | 0 | 0 | 0 | 0 | 0 | 0 | 0 | 0 | 0 | 0 | 0 | 0 | 0 | 0 | 0 | 0 | 0 | 0 | 0 | 0 | 0 | 0 | 0 | 0 | 0 | 0 | 0 | 0 | 0 | 0 | 0 | 0 | 0 | 0 | 0 | 0 | 0 | 0 | 0 | 0 | 0 | 0 | 0 | 0 | 0 | 0 | 0 | 0 | 0 | 0 | 0 | 0 | 0 | 0 | 0 | 0 | 0 | 0 | 0 | 0 | 0 | 0 | 0 | 0 | 0 | 0 | 0 | 0 | 0 | 0 | 0 | 0 | 0 | 0 | 0 | 0 | 0 | 0 | 0 | 0 | 0 | 0 | 0 | 0 | 0 | 0 | 0 | 0 | 0 | 0 | 0 | 0 | 0 | 0 | 0 | 0 | 0 | 0 | 0 | 0 | 0 | 0 | 0 | 0 | 0 | 0 | 0 | 0 | 0 | 0 | 0 | 0 | 0 | 0 | 0 | 0 | 0 | 0 | 0 | 0 | 0 | 0 | 0 | 0 | 0 | 0 | 0 | 0 | 0 | 0 | 0 | 0 | 0 | 0 | 0 | 0 | 0 | 0 | 0 | 0 | 0 | 0 | 0 | 0 | 0 | 0 | 0 | 0 | 0 | 0 | 0 | 0 | 0 | 0 | 0 | 0 | 0 | 0 | 0 | 0 | 0 | 0 | 0 | 0 | 0 | 0 | 0 | 0 | 0 | 0 | 0 | 0 | 0 | 0 | 0 | 0 | 0 | 0 | 0 | 0 | 0 | 0 | 0 | 0 | 0 | 0 | 0 | 0 | 0 | 0 | 0 | 0 | 0 | 0 | 0 | 0 | 0 | 0 | 0 | 0 | 0 | 0 | 0 | 0 | 0 | 0 | 0 | 0 | 0 | 0 | 0 | 0 | 0 | 0 | 0 | 0 | 0 | 0 | 0 | 0 | 0 | 0 | 0 | 0 | 0 | 0 | 0 | 0 | 0 | 0 | 0 | 0 | 0 | 0 | 0 | 0 | 0 | 0 | 0 | 0 | 0 | 0 | 0 | 0 | 0 | 0 | 0 | 0 | 0 | 0 | 0 | 0 | 0 | 0 | 0 | 0 | 0 | 0 | 0 | 0 | 0 | 0 | 0 | 0 | 0 | 0 | 0 | 0 | 0 | 0 | 0 | 0 | 0 | 0 | 0 | 0 | 0 | 0 | 0 | 0 | 0 | 0 | 0 | 0 | 0 | 0 | 0 | 0 | 0 | 0 | 0 | 0 | 0 | 0 | 0 | 0 | 0 | 0 | 0 | 0 | 0 | 0 | 0 | 0 | 0 | 0 | 0 | 0 | 0 | 0 | 0 | 0 | 0 | 0 | 0 | 0 | 0 | 0 | 0 | 0 | 0 | 0 | 0 | 0 | 0 | 0 | 0 | 0 | 0 | 0 | 0 | 0 | 0 | 0 | 0 | 0 | 0 | 0 | 0 | 0 | 0 | 0 | 0 | 0 | 0 | 0 | 0 | 0 | 0 | 0 | 0 | 0 | 0 | 0 | 0 | 0 | 0 | 0 | 0 | 0 | 0 | 0 | 0 | 0 | 0 | 0 | 0 | 0 | 0 | 0 | 0 | 0 | 0 | 0 | 0 | 0 | 0 | 0 | 0 | 0 | 0 | 0 | 0 | 0 | 0 | 0 | 0 | 0 | 0 | 0 | 0 | 0 | 0 | 0 | 0 | 0 | 0 | 0 | 0 | 0 | 0 | 0 | 0 | 0 | 0 | 0 | 0 | 0 | 0 | 0 | 0 | 0 | 0 | 0 | 0 | 0 | 0 | 0 | 0 | 0 | 0 | 0 | 0 | 0 | 0 | 0 | 0 | 0 | 0 | 0 | 0 | 0 | 0 | 0 | 0 | 0 | 0 | 0 | 0 | 0 | 0 | 0 | 0 | 0 | 0 | 0 | 0 | 0 | 0 | 0 | 0 | 0 | 0 | 0 | 0 | 0 | 0 | 0 | 0 | 0 | 0 | 0 | 0 | 0 | 0 | 0 | 0 | 0 | 0 | 0 | 0 | 0 | 0 | 0 | 0 | 0 | 0 | 0 | 0 | 0 | 0 | 0 | 0 | 0 | 0 | 0 | 0 | 0 | 0 | 0 | 0 | 0 | 0 | 0 | 0 | 0 | 0 | 0 | 0 | 0 | 0 | 0 | 0 | 0 | 0 | 0 | 0 | 0 | 0 | 0 | 0 | 0 | 0 | 0 | 0 | 0 | 0 | 0 | 0 | 0 | 0 | 0 | 0 | 0 | 0 | 0 | 0 | 0 | 0 | 0 | 0 | 0 | 0 | 0 | 0 | 0 | 0 | 0 | 0 | 0 | 0 | 0 | 0 | 0 | 0 | 0 | 0 | 0 | 0 | 0 | 0 | 0 | 0 | 0 | 0 | 0 | 0 | 0 | 0 | 0 | 0 | 0 | 0 | 0 | 0 | 0 | 0 | 0 | 0 | 0 | 0 | 0 | 0 | 0 | 0 | 0 | 0 | 0 | 0 | 0 | 0 | 0 | 0 | 0 | 0 | 0 | 0 | 0 | 0 | 0 | 0 | 0 | 0 | 0 | 0 | 0 | 0 | 0 | 0 | 0 | 0 | 0 | 0 | 0 | 0 | 0 | 0 | 0 | 0 | 0 | 0 | 0 | 0 | 0 | 0 | 0 | 0 | 0 | 0 | 0 | 0 | 0 | 0 | 0 | 0 | 0 | 0 | 0 | 0 | 0 | 0 | 0 | 0 | 0 | 0 | 0 | 0 | 0 | 0 | 0 | 0 | 0 | 0 | 0 | 0 | 0 | 0 | 0 | 0 | 0 | 0 | 0 | 0 | 0 | 0 | 0 | 0 | 0 | 0 | 0 | 0 | 0 | 0 | 0 | 0 | 0 | 0 | 0 | 0 | 0 | 0 | 0 | 0 | 0 | 0 | 0 | 0 | 0 | 0 | 0 | 0 | 0 | 0 | 0 | 0 | 0 | 0 | 0 | 0 | 0 | 0 | 0 | 0 | 0 | 0 | 0 | 0 | 0 | 0 | 0 | 0 | 0 | 0 | 0 | 0 | 0 | 0 | 0 | 0 | 0 | 0 | 0 | 0 | 0 | 0 | 0 | 0 | 0 | 0 | 0 | 0 | 0 | 0 | 0 | 0 | 0 | 0 | 0 | 0 | 0 | 0 | 0 | 0 | 0 | 0 | 0 | 0 | 0 | 0 | 0 | 0 | 0 | 0 | 0 | 0 | 0 | 0 | 0 | 0 | 0 | 0 | 0 | 0 | 0 | 0 | 0 | 0 | 0 | 0 | 0 | 0 | 0 | 0 | 0 | 0 | 0 | 0 | 0 | 0 | 0 | 0 | 0 | 0 | 0 | 0 | 0 | 0 | 0 | 0 | 0 | 0 | 0 | 0 | 0 | 0 | 0 | 0 | 0 | 0 | 0 | 0 | 0 | 0 | 0 | 0 | 0 | 0 | 0 | 0 | 0 | 0 | 0 | 0 | 0 | 0 | 0 | 0 | 0 | 0 | 0 | 0 | 0 | 0 | 0 | 0 | 0 | 0 | 0 | 0 | 0 | 0 | 0 | 0 | 0 | 0 | 0 | 0 | 0 | 0 | 0 | 0 | 0 | 0 | 0 | 0 | 0 | 0 | 0 | 0 | 0 | 0 | 0 | 0 | 0 | 0 | 0 | 0 | 0 | 0 | 0 | 0 | 0 | 0 | 0 | 0 | 0 | 0 | 0 | 0 | 0 | 0 | 0 | 0 | 0 | 0 | 0 | 0 | 0 | 0 | 0 | 0 | 0 | 0 | 0 | 0 | 0 | 0 | 0 | 0 | 0 | 0 | 0 | 0 | 0 | 0 | 0 | 0 | 0 | 0 | 0 | 0 | 0 | 0 | 0 | 0 | 0 | 0 | 0 | 0 | 0 | 0 | 0 | 0 | 0 | 0 | 0 | 0 | 0 | 0 | 0 | 0 | 0 | 0 | 0 | 0 | 0 | 0 | 0 | 0 | 0 | 0 | 0 | 0 | 0 | 0 | 0 | 0 | 0 | 0 | 0 | 0 | 0 | 0 | 0 | 0 | 0 | 0 | 0 | 0 | 0 | 0 | 0 | 0 | 0 | 0 | 0 | 0 | 0 | 0 | 0 | 0 | 0 | 0 | 0 | 0 | 0 | 0 | 0 | 0 | 0 | 0 | 0 | 0 | 0 | 0 | 0 | 0 | 0 | 0 | 0 | 0 | 0 | 0 | 0 | 0 | 0 | 0 | 0 | 0 | 0 | 0 | 0 | 0 | 0 | 0 | 0 | 0 | 0 | 0 | 0 | 0 | 0 | 0 | 0 | 0 | 0 | 0 | 0 | 0 | 0 | 0 | 0 | 0 | 0 | 0 | 0 | 0 | 0 | 0 | 0 | 0 | 0 | 0 | 0 | 0 | 0 | 0 | 0 | 0 | 0 | 0 | 0 | 0 | 0 | 0 | 0 | 0 | 0 | 0 | 0 | 0 | 0 | 0 | 0 | 0 | 0 | 0 | 0 | 0 | 0 | 0 | 0 | 0 | 0 | 0 | 0 | 0 | 0 | 0 | 0 | 0 | 0 | 0 | 0 | 0 | 0 | 0 | 0 | 0 | 0 | 0 | 0 | 0 | 0 | 0 | 0 | 0 | 0 | 0 | 0 | 0 | 0 | 0 | 0 | 0 | 0 | 0 | 0 | 0 | 0 | 0 | 0 | 0 | 0 | 0 | 0 | 0 | 0 | 0 | 0 | 0 | 0 | 0 | 0 | 0 | 0 | 0 | 0 | 0 | 0 | 0 | 0 | 0 | 0 | 0 | 0 | 0 | 0 | 0 | 0 | 0 | 0 | 0 | 0 | 0 | 0 | 0 | 0 | 0 | 0 | 0 | 0 | 0 | 0 | 0 | 0 | 0 | 0 | 0 | 0 | 0 | 0 | 0 | 0 | 0 | 0 | 0 | 0 | 0 | 0 | 0 | 0 | 0 | 0 | 0 | 0 | 0 | 0 | 0 | 0 | 0 | 0 | 0 | 0 | 0 | 0 | 0 | 0 | 0 | 0 | 0 | 0 | 0 | 0 | 0 | 0 | 0 | 0 | 0 | 0 | 0 | 0 | 0 | 0 | 0 | 0 | 0 | 0 | 0 | 0 | 0 | 0 | 0 | 0 | 0 | 0 | 0 | 0 | 0 | 0 | 0 | 0 | 0 | 0 | 0 | 0 | 0 | 0 | 0 | 0 | 0 | 0 | 0 | 0 | 0 | 0 | 0 | 0 | 0 | 0 | 0 | 0 | 0 | 0 | 0 | 0 | 0 | 0 | 0 | 0 | 0 | 0 | 0 | 0 | 0 | 0 | 0 | 0 | 0 | 0 | 0 | 0 | 0 | 0 | 0 | 0 | 0 | 0 | 0 | 0 | 0 | 0 | 0 | 0 | 0 | 0 | 0 | 0 | 0 | 0 | 0 | 0 | 0 | 0 | 0 | 0 | 0 | 0 | 0 | 0 | 0 | 0 | 0 | 0 | 0 | 0 | 0 | 0 | 0 | 0 | 0 | 0 | 0 | 0 | 0 | 0 | 0 | 0 | 0 | 0 | 0 | 0 | 0 | 0 | 0 | 0 | 0 | 0 | 0 | 0 | 0 | 0 | 0 | 0 | 0 | 0 | 0 | 0 | 0 | 0 | 0 | 0 | 0 | 0 | 0 | 0 | 0 | 0 | 0 | 0 | 0 | 0 | 0 | 0 | 0 | 0 | 0 | 0 | 0 | 0 | 0 | 0 | 0 | 0 | 0 | 0 | 0 | 0 | 0 | 0 | 0 | 0 | 0 | 0 | 0 | 0 | 0 | 0 | 0 | 0 | 0 | 0 | 0 | 0 | 0 | 0 | 0 | 0 | 0 | 0 | 0 | 0 | 0 | 0 | 0 | 0 | 0 | 0 | 0 | 0 | 0 | 0 | 0 | 0 | 0 | 0 | 0 | 0 | 0 | 0 | 0 | 0 | 0 | 0 | 0 | 0 | 0 | 0 | 0 | 0 | 0 | 0 | 0 | 0 | 0 | 0 | 0 | 0 | 0 | 0 | 0 | 0 | 0 | 0 | 0 | 0 | 0 | 0 | 0 | 0 | 0 | 0 | 0 | 0 | 0 | 0 | 0 | 0 | 0 | 0 | 0 | 0 | 0 | 0 | 0 | 0 | 0 | 0 | 0 | 0 | 0 | 0 | 0 | 0 | 0 | 0 | 0 | 0 | 0 | 0 | 0 | 0 | 0 | 0 | 0 | 0 | 0 | 0 | 0 | 0 | 0 | 0 | 0 | 0 | 0 | 0 | 0 | 0 | 0 | 0 | 0 | 0 | 0 | 0 | 0 | 0 | 0 | 0 | 0 | 0 | 0 | 0 | 0 | 0 | 0 | 0 | 0 | 0 | 0 | 0 | 0 | 0 | 0 | 0 | 0 | 0 | 0 | 0 | 0 | 0 | 0 | 0 | 0 | 0 | 0 | 0 | 0 | 0 | 0 | 0 | 0 | 0 | 0 | 0 | 0 | 0 | 0 | 0 | 0 | 0 | 0 | 0 | 0 | 0 | 0 | 0 | 0 | 0 | 0 | 0 | 0 | 0 | 0 | 0 | 0 | 0 | 0 | 0 | 0 | 0 | 0 | 0 | 0 | 0 | 0 | 0 | 0 | 0 | 0 | 0 | 0 | 0 | 0 | 0 | 0 | 0 | 0 | 0 | 0 | 0 | 0 | 0 | 0 | 0 | 0 | 0 | 0 | 0 | 0 | 0 | 0 | 0 | 0 | 0 | 0 | 0 | 0 | 0 | 0 | 0 | 0 | 0 | 0 | 0 | 0 | 0 | 0 | 0 | 0 | 0 | 0 | 0 | 0 | 0 | 0 | 0 | 0 | 0 | 0 | 0 | 0 | 0 | 0 | 0 | 0 | 0 | 0 | 0 | 0 | 0 | 0 | 0 | 0 | 0 | 0 | 0 | 0 | 0 | 0 | 0 | 0 | 0 | 0 | 0 | 0 | 0 | 0 | 0 | 0 | 0 | 0 | 0 | 0 | 0 | 0 | 0 | 0 | 0 | 0 | 0 | 0 | 0 | 0 | 0 | 0 | 0 | 0 | 0 | 0 | 0 | 0 | 0 | 0 | 0 | 0 | 0 | 0 | 0 | 0 | 0 | 0 | 0 | 0 | 0 | 0 | 0 | 0 | 0 | 0 | 0 | 0 | 0 | 0 | 0 | 0 | 0 | 0 | 0 | 0 | 0 | 0 | 0 | 0 | 0 | 0 | 0 | 0 | 0 | 0 | 0 | 0 | 0 | 0 | 0 | 0 | 0 | 0 | 0 | 0 | 0 | 0 | 0 | 0 | 0 | 0 | 0 | 0 | 0 | 0 | 0 | 0 | 0 | 0 | 0 | 0 | 0 | 0 | 0 | 0 | 0 | 0 | 0 | 0 | 0 | 0 | 0 | 0 | 0 | 0 | 0 | 0 | 0 | 0 | 0 | 0 | 0 | 0 | 0 | 0 | 0 | 0 | 0 | 0 | 0 | 0 | 0 | 0 | 0 | 0 | 0 | 0 | 0 | 0 | 0 | 0 | 0 | 0 | 0 | 0 | 0 | 0 | 0 | 0 | 0 | 0 | 0 | 0 | 0 | 0 | 0 | 0 | 0 | 0 | 0 | 0 | 0 | 0 | 0 | 0 | 0 | 0 | 0 | 0 | 0 | 0 | 0 | 0 | 0 | 0 | 0 | 0 | 0 | 0 | 0 | 0 | 0 | 0 | 0 | 0 | 0 | 0 | 0 | 0 | 0 | 0 | 0 | 0 | 0 | 0 | 0 | 0 | 0 | 0 | 0 | 0 | 0 | 0 | 0 | 0 | 0 | 0 | 0 | 0 | 0 | 0 | 0 | 0 | 0 | 0 | 0 | 0 | 0 | 0 | 0 | 0 | 0 | 0 | 0 | 0 | 0 | 0 | 0 | 0 | 0 | 0 | 0 | 0 | 0 | 0 | 0 | 0 | 0 | 0 | 0 | 0 | 0 | 0 | 0 | 0 | 0 | 0 | 0 | 0 | 0 | 0 | 0 | 0 | 0 | 0 | 0 | 0 | 0 | 0 | 0 | 0 | 0 | 0 | 0 | 0 | 0 | 0 | 0 | 0 | 0 | 0 | 0 | 0 | 0 | 0 | 0 | 0 | 0 | 0 | 0 | 0 | 0 | 0 | 0 | 0 | 0 | 0 | 0 | 0 | 0 | 0 | 0 | 0 | 0 | 0 | 0 | 0 | 0 | 0 | 0 | 0 | 0 | 0 | 0 | 0 | 0 | 0 | 0 | 0 | 0 | 0 | 0 | 0 | 0 | 0 | 0 | 0 | 0 | 0 | 0 | 0 | 0 | 0 | 0 | 0 | 0 | 0 | 0 | 0 | 0 | 0 | 0 | 0 | 0 | 0 | 0 | 0 | 0 | 0 | 0 | 0 | 0 | 0 | 0 | 0 | 0 | 0 | 0 | 0 | 0 | 0 | 0 | 0 | 0 | 0 | 0 | 0 | 0 | 0 | 0 | 0 | 0 | 0 | 0 | 0 | 0 | 0 | 0 | 0 | 0 | 0 | 0 | 0 | 0 | 0 | 0 | 0 | 0 | 0 | 0 | 0 | 0 | 0 | 0 | 0 | 0 | 0 | 0 | 0 | 0 | 0 | 0 | 0 | 0 | 0 | 0 | 0 | 0 | 0 | 0 | 0 | 0 | 0 | 0 | 0 | 0 | 0 | 0 | 0 | 0 | 0 | 0 | 0 | 0 | 0 | 0 | 0 | 0 | 0 | 0 | 0 | 0 | 0 | 0 | 0 | 0 | 0 | 0 | 0 | 0 | 0 | 0 | 0 | 0 | 0 | 0 | 0 | 0 | 0 | 0 | 0 | 0 | 0 | 0 | 0 | 0 | 0 | 0 | 0 | 0 | 0 | 0 | 0 | 0 | 0 | 0 | 0 | 0 | 0 | 0 | 0 | 0 | 0 | 0 | 0 | 0 | 0 | 0 | 0 | 0 | 0 | 0 | 0 | 0 | 0 | 0 | 0 | 0 | 0 | 0 | 0 | 0 | 0 | 0 | 0 | 0 | 0 | 0 | 0 | 0 | 0 | 0 | 0 | 0 | 0 | 0 | 0 | 0 | 0 | 0 | 0 | 0 | 0 | 0 | 0 | 0 | 0 | 0 | 0 | 0 | 0 | 0 | 0 | 0 | 0 | 0 | 0 | 0 | 0 | 0 | 0 | 0 | 0 | 0 | 0 | 0 | 0 | 0 | 0 | 0 | 0 | 0 | 0 | 0 | 0 | 0 | 0 | 0 | 0 | 0 | 0 | 0 | 0 | 0 | 0 | 0 | 0 | 0 | 0 | 0 | 0 | 0 | 0 | 0 | 0 | 0 | 0 | 0 | 0 | 0 | 0 | 0 | 0 | 0 | 0 | 0 | 0 | 0 | 0 | 0 | 0 | 0 | 0 | 0 | 0 | 0 | 0 | 0 | 0 | 0 | 0 | 0 | 0 | 0 | 0 | 0 | 0 | 0 | 0 | 0 | 0 | 0 | 0 | 0 | 0 | 0 | 0 | 0 | 0 | 0 | 0 | 0 | 0 | 0 | 0 | 0 | 0 | 0 | 0 | 0 | 0 | 0 | 0 | 0 | 0 | 0 | 0 | 0 | 0 | 0 | 0 | 0 | 0 | 0 | 0 | 0 | 0 | 0 | 0 | 0 | 0 | 0 | 0 | 0 | 0 | 0 | 0 | 0 | 0 | 0 | 0 | 0 | 0 | 0 | 0 | 0 | 0 | 0 | 0 | 0 | 0 | 0 | 0 | 0 | 0 | 0 | 0 | 0 | 0 | 0 | 0 | 0 | 0 | 0 | 0 | 0 | 0 | 0 | 0 | 0 | 0 | 0 | 0 | 0 | 0 | 0 | 0 | 0 | 0 | 0 | 0 | 0 | 0 | 0 | 0 | 0 | 0 | 0 | 0 | 0 | 0 | 0 | 0 | 0 | 0 | 0 | 0 | 0 | 0 | 0 | 0 | 0 | 0 | 0 | 0 | 0 | 0 | 0 | 0 | 0 | 0 | 0 | 0 | 0 | 0 | 0 | 0 | 0 | 0 | 0 | 0 | 0 | 0 | 0 | 0 | 0 | 0 | 0 | 0 | 0 | 0 | 0 | 0 | 0 | 0 | 0 | 0 | 0 | 0 | 0 | 0 | 0 | 0 | 0 | 0 | 0 | 0 | 0 | 0 | 0 | 0 | 0 | 0 | 0 | 0 | 0 | 0 | 0 | 0 | 0 | 0 | 0 | 0 | 0 | 0 | 0 | 0 | 0 | 0 | 0 | 0 | 0 | 0 | 0 | 0 | 0 | 0 | 0 | 0 | 0 | 0 | 0 | 0 | 0 | 0 | 0 | 0 | 0 | 0 | 0 | 0 | 0 | 0 | 0 | 0 | 0 | 0 | 0 | 0 | 0 | 0 | 0 | 0 | 0 | 0 | 0 | 0 | 0 | 0 | 0 | 0 | 0 | 0 | 0 | 0 | 0 | 0 | 0 | 0 | 0 | 0 | 0 | 0 | 0 | 0 | 0 | 0 | 0 | 0 | 0 | 0 | 0 | 0 | 0 | 0 | 0 | 0 | 0 | 0 | 0 | 0 | 0 | 0 | 0 | 0 | 0 | 0 | 0 | 0 | 0 | 0 | 0 | 0 | 0 | 0 | 0 | 0 | 0 | 0 | 0 | 0 | 0 | 0 | 0 | 0 | 0 | 0 | 0 | 0 | 0 | 0 | 0 | 0 | 0 | 0 | 0 | 0 | 0 | 0 | 0 | 0 | 0 | 0 | 0 | 0 | 0 | 0 | 0 | 0 | 0 | 0 | 0 | 0 | 0 | 0 | 0 | 0 | 0 | 0 | 0 | 0 | 0 | 0 | 0 | 0 | 0 | 0 | 0 | 0 | 0 | 0 | 0 | 0 | 0 | 0 | 0 | 0 | 0 | 0 | 0 | 0 | 0 | 0 | 0 | 0 | 0 | 0 | 0 | 0 | 0 | 0 | 0 | 0 | 0 | 0 | 0 | 0 | 0 | 0 | 0 | 0 | 0 | 0 | 0 | 0 | 0 | 0 | 0 | 0 | 0 | 0 | 0 | 0 | 0 | 0 | 0 | 0 | 0 | 0 | 0 | 0 | 0 | 0 | 0 | 0 | 0 | 0 | 0 | 0 | 0 | 0 | 0 | 0 | 0 | 0 | 0 | 0 | 0 | 0 | 0 | 0 | 0 | 0 | 0 | 0 | 0 | 0 | 0 | 0 | 0 | 0 | 0 | 0 | 0 | 0 | 0 | 0 | 0 | 0 | 0 | 0 | 0 | 0 | 0 | 0 | 0 | 0 | 0 | 0 | 0 | 0 | 0 | 0 | 0 | 0 | 0 | 0 | 0 | 0 | 0 | 0 | 0 | 0 | 0 | 0 | 0 | 0 | 0 | 0 | 0 | 0 | 0 | 0 | 0 | 0 | 0 | 0 | 0 | 0 | 0 | 0 | 0 | 0 | 0 | 0 | 0 | 0 | 0 | 0 | 0 | 0 | 0 | 0 | 0 | 0 | 0 | 0 | 0 | 0 | 0 | 0 | 0 | 0 | 0 | 0 | 0 | 0 | 0 | 0 | 0 | 0 | 0 | 0 | 0 | 0 | 0 | 0 | 0 | 0 | 0 | 0 | 0 | 0 | 0 | 0 | 0 | 0 | 0 | 0 | 0 | 0 | 0 | 0 | 0 | 0 | 0 | 0 | 0 | 0 | 0 | 0 | 0 | 0 | 0 | 0 | 0 | 0 | 0 | 0 | 0 | 0 | 0 | 0 | 0 | 0 | 0 | 0 | 0 | 0 | 0 | 0 | 0 | 0 | 0 | 0 | 0 | 0 | 0 | 0 | 0 | 0 | 0 | 0 | 0 | 0 | 0 | 0 | 0 | 0 | 0 | 0 | 0 | 0 | 0 | 0 | 0 | 0 | 0 | 0 | 0 | 0 | 0 | 0 | 0 | 0 | 0 | 0 | 0 | 0 | 0 | 0 | 0 | 0 | 0 | 0 | 0 | 0 | 0 | 0 | 0 | 0 | 0 | 0 | 0 | 0 | 0 | 0 | 0 | 0 | 0 | 0 | 0 | 0 | 0 | 0 | 0 | 0 | 0 | 0 | 0 | 0 | 0 | 0 | 0 | 0 | 0 | 0 | 0 | 0 | 0 | 0 | 0 | 0 | 0 | 0 | 0 | 0 | 0 | 0 | 0 | 0 | 0 | 0 | 0 | 0 | 0 | 0 | 0 | 0 | 0 | 0 | 0 | 0 | 0 | 0 | 0 | 0 | 0 | 0 | 0 | 0 | 0 | 0 | 0 | 0 | 0 | 0 | 0 | 0 | 0 | 0 | 0 | 0 | 0 | 0 | 0 | 0 | 0 | 0 | 0 | 0 | 0 | 0 | 0 | 0 | 0 | 0 | 0 | 0 | 0 | 0 | 0 | 0 | 0 | 0 | 0 | 0 | 0 | 0 | 0 | 0 | 0 | 0 | 0 | 0 | 0 | 0 | 0 | 0 | 0 | 0 | 0 | 0 | 0 | 0 | 0 | 0 | 0 | 0 | 0 | 0 | 0 | 0 | 0 | 0 | 0 | 0 | 0 | 0 | 0 | 0 | 0 | 0 | 0 | 0 | 0 | 0 | 0 | 0 | 0 | 0 | 0 | 0 | 0 | 0 | 0 | 0 | 0 | 0 | 0 | 0 | 0 | 0 | 0 | 0 | 0 | 0 | 0 | 0 | 0 | 0 | 0 | 0 | 0 | 0 | 0 | 0 | 0 | 0 | 0 | 0 | 0 | 0 | 0 | 0 | 0 | 0 | 0 | 0 | 0 | 0 | 0 | 0 | 0 | 0 | 0 | 0 | 0 | 0 | 0 | 0 | 0 | 0 | 0 | 0 | 0 | 0 | 0 | 0 | 0 | 0 | 0 | 0 | 0 | 0 | 0 | 0 | 0 | 0 | 0 | 0 | 0 | 0 | 0 | 0 | 0 | 0 | 0 | 0 | 0 | 0 | 0 | 0 | 0 | 0 | 0 | 0 | 0 | 0 | 0 | 0 | 0 | 0 | 0 | 0 | 0 | 0 | 0 | 0 | 0 | 0 | 0 | 0 | 0 | 0 | 0 | 0 | 0 | 0 | 0 | 0 | 0 | 0 | 0 | 0 | 0 | 0 | 0 | 0 | 0 | 0 | 0 | 0 | 0 | 0 | 0 | 0 | 0 | 0 | 0 | 0 | 0 | 0 | 0 | 0 | 0 | 0 | 0 | 0 | 0 | 0 | 0 | 0 | 0 | 0 | 0 | 0 | 0 | 0 | 0 | 0 | 0 | 0 | 0 | 0 | 0 | 0 | 0 | 0 | 0 | 0 | 0 | 0 | 0 | 0 | 0 | 0 | 0 | 0 | 0 | 0 | 0 | 0 | 0 | 0 | 0 | 0 | 0 | 0 | 0 | 0 | 0 | 0 | 0 | 0 | 0 | 0 | 0 | 0 | 0 | 0 | 0 | 0 | 0 | 0 | 0 | 0 | 0 | 0 | 0 | 0 | 0 | 0 | 0 | 0 | 0 | 0 | 0 | 0 | 0 | 0 | 0 | 0 | 0 | 0 | 0 | 0 | 0 | 0 | 0 | 0 | 0 | 0 | 0 | 0 | 0 | 0 | 0 | 0 | 0 | 0 | 0 | 0 | 0 | 0 | 0 | 0 | 0 | 0 | 0 | 0 | 0 | 0 | 0 | 0 | 0 | 0 | 0 | 0 | 0 | 0 | 0 | 0 | 0 | 0 | 0 | 0 | 0 | 0 | 0 | 0 | 0 | 0 | 0 | 0 | 0 | 0 | 0 | 0 | 0 | 0 | 0 | 0 | 0 | 0 | 0 | 0 | 0 | 0 | 0 | 0 | 0 | 0 | 0 | 0 | 0 | 0 | 0 | 0 | 0 | 0 | 0 | 0 | 0 | 0 | 0 | 0 | 0 | 0 | 0 | 0 | 0 | 0 | 0 | 0 | 0 | 0 | 0 | 0 | 0 | 0 | 0 | 0 | 0 | 0 | 0 | 0 | 0 | 0 | 0 | 0 | 0 | 0 | 0 | 0 | 0 | 0 | 0 | 0 | 0 | 0 | 0 | 0 | 0 | 0 | 0 | 0 | 0 | 0 | 0 | 0 | 0 | 0 | 0 | 0 | 0 | 0 | 0 | 0 | 0 | 0 | 0 | 0 | 0 | 0 | 0 | 0 | 0 | 0 | 0 | 0 | 0 | 0 | 0 | 0 | 0 | 0 | 0 | 0 | 0 | 0 | 0 | 0 | 0 | 0 | 0 | 0 | 0 | 0 | 0 | 0 | 0 | 0 | 0 | 0 | 0 | 0 | 0 | 0 | 0 | 0 | 0 | 0 | 0 | 0 | 0 | 0 | 0 | 0 | 0 | 0 | 0 | 0 | 0 | 0 | 0 | 0 | 0 | 0 | 0 | 0 | 0 | 0 | 0 | 0 | 0 | 0 | 0 | 0 | 0 | 0 | 0 | 0 | 0 | 0 | 0 | 0 | 0 | 0 | 0 | 0 | 0 | 0 | 0 | 0 | 0 | 0 | 0 | 0 | 0 | 0 | 0
| Propane |  |  |  | 2.3607 | 2.3992 | 2.4376 | 2.4761 | 2.5145 | 2.553 | 2.5914 | 2.5914 | 2.5914 | 2.5914 | 2.5914 | 2.5914 | 2.5914 | 2.5914 | 2.5914 | 2.5914 | 2.5914 | 2.5914 | 2.5914 | 2.5914 | 2.5914 | 2.5914 | 2.5914 | 2.5914 | 2.5914 | 2.5914 | 2.5914 | 2.5914 | 2.5914 | 2.5914 | 2.5914 | 2.5914 | 2.5914 | 2.5914 | 2.5914 | 2.5914 | 2.5914 | 2.5914 | 2.5914 | 2.5914 | 0.43581 | 0.43581 | 0.43581 | 0.43581 | 0.43581 | 0.43581 | 0.43581 | 0.43581 | 0.43581 | 0.43581 | 0.43581 | 0.43581 | 0.43581 | 0 | 0 | 0 | 0 | 0 | 0 | 0 | 0 | 0 | 0 | 0 | 0 | 0 | 0 | 0 | 0 | 0 | 0 | 0 | 0 | 0 | 0 | 0 | 0 | 0 | 0 | 0 | 0 | 0 | 0 | 0 | 0 | 0 | 0 | 0 | 0 | 0 | 0 | 0 | 0 | 0 | 0 | 0 | 0 | 0 | 0 | 0 | 0 | 0 | 0 | 0 | 0 | 0 | 0 | 0 | 0 | 0 | 0 | 0 | 0 | 0 | 0 | 0 | 0 | 0 | 0 | 0 | 0 | 0 | 0 | 0 | 0 | 0 | 0 | 0 | 0 | 0 | 0 | 0 | 0 | 0 | 0 | 0 | 0 | 0 | 0 | 0 | 0 | 0 | 0 | 0 | 0 | 0 | 0 | 0 | 0 | 0 | 0 | 0 | 0 | 0 | 0 | 0 | 0 | 0 | 0 | 0 | 0 | 0 | 0 | 0 | 0 | 0 | 0 | 0 | 0 | 0 | 0 | 0 | 0 | 0 | 0 | 0 | 0 | 0 | 0 | 0 | 0 | 0 | 0 | 0 | 0 | 0 | 0 | 0 | 0 | 0 | 0 | 0 | 0 | 0 | 0 | 0 | 0 | 0 | 0 | 0 | 0 | 0 | 0 | 0 | 0 | 0 | 0 | 0 | 0 | 0 | 0 | 0 | 0 | 0 | 0 | 0 | 0 | 0 | 0 | 0 | 0 | 0 | 0 | 0 | 0 | 0 | 0 | 0 | 0 | 0 | 0 | 0 | 0 | 0 | 0 | 0 | 0 | 0 | 0 | 0 | 0 | 0 | 0 | 0 | 0 | 0 | 0 | 0 | 0 | 0 | 0 | 0 | 0 | 0 | 0 | 0 | 0 | 0 | 0 | 0 | 0 | 0 | 0 | 0 | 0 | 0 | 0 | 0 | 0 | 0 | 0 | 0 | 0 | 0 | 0 | 0 | 0 | 0 | 0 | 0 | 0 | 0 | 0 | 0 | 0 | 0 | 0 | 0 | 0 | 0 | 0 | 0 | 0 | 0 | 0 | 0 | 0 | 0 | 0 | 0 | 0 | 0 | 0 | 0 | 0 | 0 | 0 | 0 | 0 | 0 | 0 | 0 | 0 | 0 | 0 | 0 | 0 | 0 | 0 | 0 | 0 | 0 | 0 | 0 | 0 | 0 | 0 | 0 | 0 | 0 | 0 | 0 | 0 | 0 | 0 | 0 | 0 | 0 | 0 | 0 | 0 | 0 | 0 | 0 | 0 | 0 | 0 | 0 | 0 | 0 | 0 | 0 | 0 | 0 | 0 | 0 | 0 | 0 | 0 | 0 | 0 | 0 | 0 | 0 | 0 | 0 | 0 | 0 | 0 | 0 | 0 | 0 | 0 | 0 | 0 | 0 | 0 | 0 | 0 | 0 | 0 | 0 | 0 | 0 | 0 | 0 | 0 | 0 | 0 | 0 | 0 | 0 | 0 | 0 | 0 | 0 | 0 | 0 | 0 | 0 | 0 | 0 | 0 | 0 | 0 | 0 | 0 | 0 | 0 | 0 | 0 | 0 | 0 | 0 | 0 | 0 | 0 | 0 | 0 | 0 | 0 | 0 | 0 | 0 | 0 | 0 | 0 | 0 | 0 | 0 | 0 | 0 | 0 | 0 | 0 | 0 | 0 | 0 | 0 | 0 | 0 | 0 | 0 | 0 | 0 | 0 | 0 | 0 | 0 | 0 | 0 | 0 | 0 | 0 | 0 | 0 | 0 | 0 | 0 | 0 | 0 | 0 | 0 | 0 | 0 | 0 | 0 | 0 | 0 | 0 | 0 | 0 | 0 | 0 | 0 | 0 | 0 | 0 | 0 | 0 | 0 | 0 | 0 | 0 | 0 | 0 | 0 | 0 | 0 | 0 | 0 | 0 | 0 | 0 | 0 | 0 | 0 | 0 | 0 | 0 | 0 | 0 | 0 | 0 | 0 | 0 | 0 | 0 | 0 | 0 | 0 | 0 | 0 | 0 | 0 | 0 | 0 | 0 | 0 | 0 | 0 | 0 | 0 | 0 | 0 | 0 | 0 | 0 | 0 | 0 | 0 | 0 | 0 | 0 | 0 | 0 | 0 | 0 | 0 | 0 | 0 | 0 | 0 | 0 | 0 | 0 | 0 | 0 | 0 | 0 | 0 | 0 | 0 | 0 | 0 | 0 | 0 | 0 | 0 | 0 | 0 | 0 | 0 | 0 | 0 | 0 | 0 | 0 | 0 | 0 | 0 | 0 | 0 | 0 | 0 | 0 | 0 | 0 | 0 | 0 | 0 | 0 | 0 | 0 | 0 | 0 | 0 | 0 | 0 | 0 | 0 | 0 | 0 | 0 | 0 | 0 | 0 | 0 | 0 | 0 | 0 | 0 | 0 | 0 | 0 | 0 | 0 | 0 | 0 | 0 | 0 | 0 | 0 | 0 | 0 | 0 | 0 | 0 | 0 | 0 | 0 | 0 | 0 | 0 | 0 | 0 | 0 | 0 | 0 | 0 | 0 | 0 | 0 | 0 | 0 | 0 | 0 | 0 | 0 | 0 | 0 | 0 | 0 | 0 | 0 | 0 | 0 | 0 | 0 | 0 | 0 | 0 | 0 | 0 | 0 | 0 | 0 | 0 | 0 | 0 | 0 | 0 | 0 | 0 | 0 | 0 | 0 | 0 | 0 | 0 | 0 | 0 | 0 | 0 | 0 | 0 | 0 | 0 | 0 | 0 | 0 | 0 | 0 | 0 | 0 | 0 | 0 | 0 | 0 | 0 | 0 | 0 | 0 | 0 | 0 | 0 | 0 | 0 | 0 | 0 | 0 | 0 | 0 | 0 | 0 | 0 | 0 | 0 | 0 | 0 | 0 | 0 | 0 | 0 | 0 | 0 | 0 | 0 | 0 | 0 | 0 | 0 | 0 | 0 | 0 | 0 | 0 | 0 | 0 | 0 | 0 | 0 | 0 | 0 | 0 | 0 | 0 | 0 | 0 | 0 | 0 | 0 | 0 | 0 | 0 | 0 | 0 | 0 | 0 | 0 | 0 | 0 | 0 | 0 | 0 | 0 | 0 | 0 | 0 | 0 | 0 | 0 | 0 | 0 | 0 | 0 | 0 | 0 | 0 | 0 | 0 | 0 | 0 | 0 | 0 | 0 | 0 | 0 | 0 | 0 | 0 | 0 | 0 | 0 | 0 | 0 | 0 | 0 | 0 | 0 | 0 | 0 | 0 | 0 | 0 | 0 | 0 | 0 | 0 | 0 | 0 | 0 | 0 | 0 | 0 | 0 | 0 | 0 | 0 | 0 | 0 | 0 | 0 | 0 | 0 | 0 | 0 | 0 | 0 | 0 | 0 | 0 | 0 | 0 | 0 | 0 | 0 | 0 | 0 | 0 | 0 | 0 | 0 | 0 | 0 | 0 | 0 | 0 | 0 | 0 | 0 | 0 | 0 | 0 | 0 | 0 | 0 | 0 | 0 | 0 | 0 | 0 | 0 | 0 | 0 | 0 | 0 | 0 | 0 | 0 | 0 | 0 | 0 | 0 | 0 | 0 | 0 | 0 | 0 | 0 | 0 | 0 | 0 | 0 | 0 | 0 | 0 | 0 | 0 | 0 | 0 | 0 | 0 | 0 | 0 | 0 | 0 | 0 | 0 | 0 | 0 | 0 | 0 | 0 | 0 | 0 | 0 | 0 | 0 | 0 | 0 | 0 | 0 | 0 | 0 | 0 | 0 | 0 | 0 | 0 | 0 | 0 | 0 | 0 | 0 | 0 | 0 | 0 | 0 | 0 | 0 | 0 | 0 | 0 | 0 | 0 | 0 | 0 | 0 | 0 | 0 | 0 | 0 | 0 | 0 | 0 | 0 | 0 | 0 | 0 | 0 | 0 | 0 | 0 | 0 | 0 | 0 | 0 | 0 | 0 | 0 | 0 | 0 | 0 | 0 | 0 | 0 | 0 | 0 | 0 | 0 | 0 | 0 | 0 | 0 | 0 | 0 | 0 | 0 | 0 | 0 | 0 | 0 | 0 | 0 | 0 | 0 | 0 | 0 | 0 | 0 | 0 | 0 | 0 | 0 | 0 | 0 | 0 | 0 | 0 | 0 | 0 | 0 | 0 | 0 | 0 | 0 | 0 | 0 | 0 | 0 | 0 | 0 | 0 | 0 | 0 | 0 | 0 | 0 | 0 | 0 | 0 | 0 | 0 | 0 | 0 | 0 | 0 | 0 | 0 | 0 | 0 | 0 | 0 | 0 | 0 | 0 | 0 | 0 | 0 | 0 | 0 | 0 | 0 | 0 | 0 | 0 | 0 | 0 | 0 | 0 | 0 | 0 | 0 | 0 | 0 | 0 | 0 | 0 | 0 | 0 | 0 | 0 | 0 | 0 | 0 | 0 | 0 | 0 | 0 | 0 | 0 | 0 | 0 | 0 | 0 | 0 | 0 | 0 | 0 | 0 | 0 | 0 | 0 | 0 | 0 | 0 | 0 | 0 | 0 | 0 | 0 | 0 | 0 | 0 | 0 | 0 | 0 | 0 | 0 | 0 | 0 | 0 | 0 | 0 | 0 | 0 | 0 | 0 | 0 | 0 | 0 | 0 | 0 | 0 | 0 | 0 | 0 | 0 | 0 | 0 | 0 | 0 | 0 | 0 | 0 | 0 | 0 | 0 | 0 | 0 | 0 | 0 | 0 | 0 | 0 | 0 | 0 | 0 | 0 | 0 | 0 | 0 | 0 | 0 | 0 | 0 | 0 | 0 | 0 | 0 | 0 | 0 | 0 | 0 | 0 | 0 | 0 | 0 | 0 | 0 | 0 | 0 | 0 | 0 | 0 | 0 | 0 | 0 | 0 | 0 | 0 | 0 | 0 | 0 | 0 | 0 | 0 | 0 | 0 | 0 | 0 | 0 | 0 | 0 | 0 | 0 | 0 | 0 | 0 | 0 | 0 | 0 | 0 | 0 | 0 | 0 | 0 | 0 | 0 | 0 | 0 | 0 | 0 | 0 | 0 | 0 | 0 | 0 | 0 | 0 | 0 | 0 | 0 | 0 | 0 | 0 | 0 | 0 | 0 | 0 | 0 | 0 | 0 | 0 | 0 | 0 | 0 | 0 | 0 | 0 | 0 | 0 | 0 | 0 | 0 | 0 | 0 | 0 | 0 | 0 | 0 | 0 | 0 | 0 | 0 | 0 | 0 | 0 | 0 | 0 | 0 | 0 | 0 | 0 | 0 | 0 | 0 | 0 | 0 | 0 | 0 | 0 | 0 | 0 | 0 | 0 | 0 | 0 | 0 | 0 | 0 | 0 | 0 | 0 | 0 | 0 | 0 | 0 | 0 | 0 | 0 | 0 | 0 | 0 | 0 | 0 | 0 | 0 | 0 | 0 | 0 | 0 | 0 | 0 | 0 | 0 | 0 | 0 | 0 | 0 | 0 | 0 | 0 | 0 | 0 | 0 | 0 | 0 | 0 | 0 | 0 | 0 | 0 | 0 | 0 | 0 | 0 | 0 | 0 | 0 | 0 | 0 | 0 | 0 | 0 | 0 | 0 | 0 | 0 | 0 | 0 | 0 | 0 | 0 | 0 | 0 | 0 | 0 | 0 | 0 | 0 | 0 | 0 | 0 | 0 | 0 | 0 | 0 | 0 | 0 | 0 | 0 | 0 | 0 | 0 | 0 | 0 | 0 | 0 | 0 | 0 | 0 | 0 | 0 | 0 | 0 | 0 | 0 | 0 | 0 | 0 | 0 | 0 | 0 | 0 | 0 | 0 | 0 | 0 | 0 | 0 | 0 | 0 | 0 | 0 | 0 | 0 | 0 | 0 | 0 | 0 | 0 | 0 | 0 | 0 | 0 | 0 | 0 | 0 | 0 | 0 | 0 | 0 | 0 | 0 | 0 | 0 | 0 | 0 | 0 | 0 | 0 | 0 | 0 | 0 | 0 | 0 | 0 | 0 | 0 | 0 | 0 | 0 | 0 | 0 | 0 | 0 | 0 | 0 | 0 | 0 | 0 | 0 | 0 | 0 | 0 | 0 | 0 | 0 | 0 | 0 | 0 | 0 | 0 | 0 | 0 | 0 | 0 | 0 | 0 | 0 | 0 | 0 | 0 | 0 | 0 | 0 | 0 | 0 | 0 | 0 | 0 | 0 | 0 | 0 | 0 | 0 | 0 | 0 | 0 | 0 | 0 | 0 | 0 | 0 | 0 | 0 | 0 | 0 | 0 | 0 | 0 | 0 | 0 | 0 | 0 | 0 | 0 | 0 | 0 | 0 | 0 | 0 | 0 | 0 | 0 | 0 | 0 | 0 | 0 | 0 | 0 | 0 | 0 | 0 | 0 | 0 | 0 | 0 | 0 | 0 | 0 | 0 | 0 | 0 | 0 | 0 | 0 | 0 | 0 | 0 | 0 | 0 | 0 | 0 | 0 | 0 | 0 | 0 | 0 | 0 | 0 | 0 | 0 | 0 | 0 | 0 | 0 | 0 | 0 | 0 | 0 | 0 | 0 | 0 | 0 | 0 | 0 | 0 | 0 | 0 | 0 | 0 | 0 | 0 | 0 | 0 | 0 | 0 | 0 | 0 | 0 | 0 | 0 | 0 | 0 | 0 | 0 | 0 | 0 | 0 | 0 | 0 | 0 | 0 | 0 | 0 | 0 | 0 | 0 | 0 | 0 | 0 | 0 | 0 | 0 | 0 | 0 | 0 | 0 | 0 | 0 | 0 | 0 | 0 | 0 | 0 | 0 | 0 | 0 | 0 | 0 | 0 | 0 | 0 | 0 | 0 | 0 | 0 | 0 | 0 | 0 | 0 | 0 | 0 | 0 | 0 | 0 | 0 | 0 | 0 | 0 | 0 | 0 | 0 | 0 | 0 | 0 | 0 | 0 | 0 | 0 | 0 | 0 | 0 | 0 | 0 | 0 | 0 | 0 | 0 | 0 | 0 | 0 | 0 | 0 | 0 | 0 | 0 | 0 | 0 | 0 | 0 | 0 | 0 | 0 | 0 | 0 | 0 | 0 | 0 | 0 | 0 | 0 | 0 | 0 | 0 | 0 | 0 | 0 | 0 | 0 | 0 | 0 | 0 | 0 | 0 | 0 | 0 | 0 | 0 | 0 | 0 | 0 | 0 | 0 | 0 | 0 | 0 | 0 | 0 | 0 | 0 | 0 | 0 | 0 | 0 | 0 | 0 | 0 | 0 | 0 | 0 | 0 | 0 | 0 | 0 | 0 | 0 | 0 | 0 | 0 | 0 | 0 | 0 | 0 | 0 | 0 | 0 | 0 | 0 | 0 | 0 | 0 | 0 | 0 | 0 | 0 | 0 | 0 | 0 | 0 | 0 | 0 | 0 | 0 | 0 | 0 | 0 | 0 | 0 | 0 | 0 | 0 | 0 | 0 | 0 | 0 | 0 | 0 | 0 | 0 | 0 | 0 | 0 | 0 | 0 | 0 | 0 | 0 | 0 | 0 | 0 | 0 | 0 | 0 | 0 | 0 | 0 | 0 | 0 | 0 | 0 | 0 | 0 | 0 | 0 | 0 | 0 | 0 | 0 | 0 | 0 | 0 | 0 | 0 | 0 | 0 | 0 | 0 | 0 | 0 | 0 | 0 | 0 | 0 | 0 | 0 | 0 | 0 | 0 | 0 | 0 | 0 | 0 | 0 | 0 | 0 | 0 | 0 | 0 | 0 | 0 | 0 | 0 | 0 | 0 | 0 | 0 | 0 | 0 | 0 | 0 | 0 | 0 | 0 | 0 | 0 | 0 | 0 | 0 | 0 | 0 | 0 | 0 | 0 | 0 | 0 | 0 | 0 | 0 | 0 | 0 | 0 | 0 | 0 | 0 | 0 | 0 | 0 | 0 | 0 | 0 | 0 | 0 | 0 | 0 | 0 | 0 | 0 | 0 | 0 | 0 | 0 | 0 | 0 | 0 | 0 | 0 | 0 | 0 | 0 | 0 | 0 | 0 | 0 | 0 | 0 | 0 | 0 | 0 | 0 | 0 | 0 | 0 | 0 | 0 | 0 | 0 | 0 | 0 | 0 | 0 | 0 | 0 | 0 | 0 | 0 | 0 | 0 | 0 | 0 | 0 | 0 | 0 | 0 | 0 | 0 | 0 | 0 | 0 | 0 | 0 | 0 | 0 | 0 | 0 | 0 | 0 | 0 | 0 | 0 | 0 | 0 | 0 | 0 | 0 | 0 | 0 | 0 | 0 | 0 | 0 | 0 | 0 | 0 | 0 | 0 | 0 | 0 | 0 | 0 | 0 | 0 | 0 | 0 | 0 | 0 | 0 | 0 | 0 | 0 | 0 | 0 | 0 | 0 | 0 | 0 | 0 | 0 | 0 | 0 | 0 | 0 | 0 | 0 | 0 | 0 | 0 | 0 | 0 | 0 | 0 | 0 | 0 | 0 | 0 | 0 | 0 | 0 | 0 | 0 | 0 | 0 | 0 | 0 | 0 | 0 | 0 | 0 | 0 | 0 | 0 | 0 | 0 | 0 | 0 | 0 | 0 | 0 | 0 | 0 | 0 | 0 | 0 | 0 | 0 | 0 | 0 | 0 | 0 | 0 | 0 | 0 | 0 | 0 | 0 | 0 | 0 | 0 | 0 | 0 | 0 | 0 | 0 | 0 | 0 | 0 | 0 | 0 | 0 | 0 | 0 | 0 | 0 | 0 | 0 | 0 | 0 | 0 | 0 | 0 | 0 | 0 | 0 | 0 | 0 | 0 | 0 | 0 | 0 | 0 | 0 | 0 | 0 | 0 | 0 | 0 | 0 | 0 | 0 | 0 | 0 | 0 | 0 | 0 | 0 | 0 | 0 | 0 | 0 | 0 | 0 | 0 | 0 | 0 | 0 | 0 | 0 | 0 | 0 | 0 | 0 | 0 | 0 | 0 | 0 | 0 | 0 | 0 | 0 | 0 | 0 | 0 | 0 | 0 | 0 | 0 | 0 | 0 | 0 | 0 | 0 | 0 | 0 | 0 | 0 | 0 | 0 | 0 | 0 | 0 | 0 | 0 | 0 | 0 | 0 | 0 | 0 | 0 | 0 | 0 | 0 | 0 | 0 | 0 | 0 | 0 | 0 | 0 | 0 | 0 | 0 | 0 | 0 | 0 | 0 | 0 | 0 | 0 | 0 | 0 | 0 | 0 | 0 | 0 | 0 | 0 | 0 | 0 | 0 | 0 | 0 | 0 | 0 | 0 | 0 | 0 | 0 | 0 | 0 | 0 | 0 | 0 | 0 | 0 | 0 | 0 | 0 | 0 | 0 | 0 | 0 | 0 | 0 | 0 | 0 | 0 | 0 | 0 | 0 | 0 | 0 | 0 | 0 | 0 | 0 | 0 | 0 | 0 | 0 | 0 | 0 | 0 | 0 | 0 | 0 | 0 | 0 | 0 | 0 | 0 | 0 | 0 | 0 | 0 | 0 | 0 | 0 | 0 | 0 | 0 | 0 | 0 | 0 | 0 | 0 | 0 | 0 | 0 | 0 | 0 | 0 | 0 | 0 | 0 | 0 | 0 | 0 | 0 | 0 | 0 | 0 | 0 | 0 | 0 | 0 | 0 | 0 | 0 | 0 | 0 | 0 | 0 | 0 | 0 | 0 | 0 | 0 | 0 | 0 | 0 | 0 | 0 | 0 | 0 | 0 | 0 | 0 | 0 | 0 | 0 | 0 | 0 | 0 | 0 | 0 | 0 | 0 | 0 | 0 | 0 | 0 | 0 | 0 | 0 | 0 | 0 | 0 | 0 | 0 | 0 | 0 | 0 | 0 | 0 | 0 | 0 | 0 | 0 | 0 | 0 | 0 | 0 | 0 | 0 | 0 | 0 | 0 | 0 | 0 | 0 | 0 | 0 | 0 | 0 | 0 | 0 | 0 | 0 | 0 | 0 | 0 | 0 | 0 | 0 | 0 | 0 | 0 | 0 | 0 | 0 | 0 | 0 | 0 | 0 | 0 | 0 | 0 | 0 | 0 | 0 | 0 | 0 | 0 | 0 | 0 | 0 | 0 | 0 | 0 | 0 | 0 | 0 | 0 | 0 | 0 | 0 | 0 | 0 | 0 | 0 | 0 | 0 | 0 | 0 | 0 | 0 | 0 | 0 | 0 | 0 | 0 | 0 | 0 | 0 | 0 | 0 | 0 | 0 | 0 | 0 | 0 | 0 | 0 | 0 | 0 | 0 | 0 | 0 | 0 | 0 | 0 | 0 | 0 | 0 | 0 | 0 | 0 | 0 | 0 | 0 | 0 | 0 | 0 | 0 | 0 | 0 | 0 | 0 | 0 | 0 | 0 | 0 | 0 | 0 | 0 | 0 | 0 | 0 | 0 | 0 | 0 | 0 | 0 | 0 | 0 | 0 | 0 | 0 | 0 | 0 | 0 | 0 | 0 | 0 | 0 | 0 | 0 | 0 | 0 | 0 | 0 | 0 | 0 | 0 | 0 | 0 | 0 | 0 | 0 | 0 | 0 | 0 | 0 | 0 | 0 | 0 | 0 | 0 | 0 | 0 | 0 | 0 | 0 | 0 | 0 | 0 | 0 | 0 | 0 | 0 | 0 | 0 | 0 | 0 | 0 | 0 | 0 | 0 | 0 | 0 | 0 | 0 | 0 | 0 | 0 | 0 | 0 | 0 | 0 | 0 | 0 | 0 | 0 | 0 | 0 | 0 | 0 | 0 | 0 | 0 | 0 | 0 | 0 | 0 | 0 | 0 | 0 | 0 | 0 | 0 | 0 | 0 | 0 | 0 | 0 | 0 | 0 | 0 | 0 | 0 | 0 | 0 | 0 | 0 | 0 | 0 | 0 | 0 | 0 | 0 | 0 | 0 | 0 | 0 | 0 | 0 | 0 | 0 | 0 | 0 | 0 | 0 | 0 | 0 | 0 | 0 | 0 | 0 | 0 | 0 | 0 | 0 | 0 | 0 | 0 | 0 | 0 | 0 | 0 | 0 | 0 | 0 | 0 | 0 | 0 | 0 | 0 | 0 | 0 | 0 | 0 | 0 | 0 | 0 | 0 | 0 | 0 | 0 | 0 | 0 | 0 | 0 | 0 | 0 | 0 | 0 | 0 | 0 | 0 | 0 | 0 | 0 | 0 | 0 | 0 | 0 | 0 | 0 | 0 | 0 | 0 | 0 | 0 | 0 | 0 | 0 | 0 | 0 | 0 | 0 | 0 | 0 | 0 | 0 | 0 | 0 | 0 | 0 | 0 | 0 | 0 | 0 | 0 | 0 | 0 | 0 | 0 | 0 | 0 | 0 | 0 | 0 | 0 | 0 | 0 | 0 | 0 | 0 | 0 | 0 | 0 | 0 | 0 | 0 | 0 | 0 | 0 | 0 | 0 | 0 | 0 | 0 | 0 | 0 | 0 | 0 | 0 | 0 | 0 | 0 | 0 | 0 | 0 | 0 | 0 | 0 | 0 | 0 | 0 | 0 | 0 | 0 | 0 | 0 | 0 | 0 | 0 | 0 | 0 | 0 | 0 | 0 | 0 | 0 | 0 | 0 | 0 | 0 | 0 | 0 | 0 | 0 | 0 | 0 | 0 | 0 | 0 | 0 | 0 | 0 | 0 | 0 | 0 | 0 | 0 | 0 | 0 | 0 | 0 | 0 | 0 | 0 | 0 | 0 | 0 | 0 | 0 | 0 | 0 | 0 | 0 | 0 | 0 | 0 | 0 | 0 | 0 | 0 | 0 | 0 | 0 | 0 | 0 | 0 | 0 | 0 | 0 | 0 | 0 | 0 | 0 | 0 | 0 | 0 | 0 | 0 | 0 | 0 | 0 | 0 | 0 | 0 | 0 | 0 | 0 | 0 | 0 | 0 | 0 | 0 | 0 | 0 | 0 | 0 | 0 | 0 | 0 | 0 | 0 | 0 | 0 | 0 | 0 | 0 | 0 | 0 | 0 | 0 | 0 | 0 | 0 | 0 | 0 | 0 | 0 | 0 | 0 | 0 | 0 | 0 | 0 | 0 | 0 | 0 | 0 | 0 | 0 | 0 | 0 | 0 | 0 | 0 | 0 | 0 | 0 | 0 | 0 | 0 | 0 | 0 | 0 | 0 | 0 | 0 | 0 | 0 | 0 | 0 | 0 | 0 | 0 | 0 | 0 | 0 | 0 | 0 | 0 | 0 | 0 | 0 | 0 | 0 | 0 | 0 | 0 | 0 | 0 | 0 | 0 | 0 | 0 | 0 | 0 | 0 | 0 | 0 | 0 | 0 | 0 | 0 | 0 | 0 | 0 | 0 | 0 | 0 | 0 | 0 | 0 | 0 | 0 | 0 | 0 | 0 | 0 | 0 | 0 | 0 | 0 | 0 | 0 | 0 | 0 | 0 | 0 | 0 | 0 | 0 | 0 | 0 | 0 | 0 | 0 | 0 | 0 | 0 | 0 | 0 | 0 | 0 | 0 | 0 | 0 | 0 | 0 | 0 | 0 | 0 | 0 | 0 | 0 | 0 | 0 | 0 | 0 | 0 | 0 | 0 | 0 | 0 | 0 | 0 | 0 | 0 | 0 | 0 | 0 | 0 | 0 | 0 | 0 | 0 | 0 | 0 | 0 | 0 | 0 | 0 | 0 | 0 | 0 | 0 | 0 | 0 | 0 | 0 | 0 | 0 | 0 | 0 | 0 | 0 | 0 | 0 | 0 | 0 | 0 | 0 | 0 | 0 | 0 | 0 | 0 | 0 | 0 | 0 | 0 | 0 | 0 | 0 | 0 | 0 | 0 | 0 | 0 | 0 | 0 | 0 | 0 | 0 | 0 | 0 | 0 | 0 | 0 | 0 | 0 | 0 | 0 | 0 | 0 | 0 | 0 | 0 | 0 | 0 | 0 | 0 | 0 | 0 | 0 | 0 | 0 | 0 | 0 | 0 | 0 | 0 | 0 | 0 | 0 | 0 | 0 | 0 | 0 | 0 | 0 | 0 | 0 | 0 | 0 | 0 | 0 | 0 | 0 | 0 | 0 | 0 | 0 | 0 | 0 | 0 | 0 | 0 | 0 | 0 | 0 | 0 | 0 | 0 | 0 | 0 | 0 | 0 | 0 | 0 | 0 | 0 | 0 | 0 | 0 | 0 | 0 | 0 | 0 | 0 | 0 | 0 | 0 | 0 | 0 | 0 | 0 | 0 | 0 | 0 | 0 | 0 | 0 | 0 | 0 | 0 | 0 | 0 | 0 | 0 | 0 | 0 | 0 | 0 | 0 | 0 | 0 | 0 | 0 | 0 | 0 | 0 | 0 | 0 | 0 | 0 | 0 | 0 | 0 | 0 | 0 | 0 | 0 | 0 | 0 | 0 | 0 | 0 | 0 | 0 | 0 | 0 | 0 | 0 | 0 | 0 | 0 | 0 | 0 | 0 | 0 | 0 | 0 | 0 | 0 | 0 | 0 | 0 | 0 | 0 | 0 | 0 | 0 | 0 | 0 | 0 | 0 | 0 | 0 | 0 | 0 | 0 | 0 | 0 | 0 | 0 | 0 | 0 | 0 | 0 | 0 | 0 | 0 | 0 | 0 | 0 | 0 | 0 | 0 | 0 | 0 | 0 | 0 | 0 | 0 | 0 | 0 | 0 | 0 | 0 | 0 | 0 | 0 | 0 | 0 | 0 | 0 | 0 | 0 | 0 | 0 | 0 | 0 | 0 | 0 | 0 | 0 | 0 | 0 | 0 | 0 | 0 | 0 | 0 | 0 | 0 | 0 | 0 | 0 | 0 | 0 | 0 | 0 | 0 | 0 | 0 | 0 | 0 | 0 | 0 | 0 | 0 | 0 | 0 | 0 | 0 | 0 | 0 | 0 | 0 | 0 | 0 | 0 | 0 | 0 | 0 | 0 | 0 | 0 | 0 | 0 | 0 | 0 | 0 | 0 | 0 | 0 | 0 | 0 | 0 | 0 | 0 | 0 | 0 | 0 | 0 | 0 | 0 | 0 | 0 | 0 | 0 | 0 | 0 | 0 | 0 | 0 | 0 | 0 | 0 | 0 | 0 | 0 | 0 | 0 | 0 | 0 | 0 | 0 | 0 | 0 | 0 | 0 | 0 | 0 | 0 | 0 | 0 | 0 | 0 | 0 | 0 | 0 | 0 | 0 | 0 | 0 | 0 | 0 | 0 | 0 | 0 | 0 | 0 | 0 | 0 | 0 | 0 | 0 | 0 | 0 | 0 | 0 | 0 | 0 | 0 | 0 | 0 | 0 | 0 | 0 | 0 | 0 | 0 | 0 | 0 | 0 | 0 | 0 | 0 | 0 | 0 | 0 | 0 | 0 | 0 | 0 | 0 | 0 | 0 | 0 | 0 | 0 | 0 | 0 | 0 | 0 | 0 | 0 | 0 | 0 | 0 | 0 | 0 | 0 | 0 | 0 | 0 | 0 | 0 | 0 | 0 | 0 | 0 | 0 | 0 | 0 | 0 | 0 | 0 | 0 | 0 | 0 | 0 | 0 | 0 | 0 | 0 | 0 | 0 | 0 | 0 | 0 | 0 | 0 | 0 | 0 | 0 | 0 | 0 | 0 | 0 | 0 | 0 | 0 | 0 | 0 | 0 | 0 | 0 | 0 | 0 | 0 | 0 | 0 | 0 | 0 | 0 | 0 | 0 | 0 | 0 | 0 | 0 | 0 | 0 | 0 | 0 | 0 | 0 | 0 | 0 | 0 | 0 | 0 | 0 | 0 | 0 | 0 | 0 | 0 | 0 | 0 | 0 | 0 | 0 | 0 | 0 | 0 | 0 | 0 | 0 | 0 | 0 | 0 | 0 | 0 | 0 | 0 | 0 | 0 | 0 | 0 | 0 | 0 | 0 | 0 | 0 | 0 | 0 | 0 | 0 | 0 | 0 | 0 | 0 | 0 | 0 | 0 | 0 | 0 | 0 | 0 | 0 | 0 | 0 | 0 | 0 | 0 | 0 | 0 | 0 | 0 | 0 | 0 | 0 | 0 | 0 | 0 | 0 | 0 | 0 | 0 | 0 | 0 | 0 | 0 | 0 | 0 | 0 | 0 | 0 | 0 | 0 | 0 | 0 | 0 | 0 | 0 | 0 | 0 | 0 | 0 | 0 | 0 | 0 | 0 | 0 | 0 | 0 | 0 | 0 | 0 | 0 | 0 | 0 | 0 | 0 | 0 | 0 | 0 | 0 | 0 | 0 | 0 | 0 | 0 | 0 | 0 | 0 | 0 | 0 | 0 | 0 | 0 | 0 | 0 | 0 | 0 | 0 | 0 | 0 | 0 | 0 | 0 | 0 | 0 | 0 | 0 | 0 | 0 | 0 | 0 | 0 | 0 | 0 | 0 | 0 | 0 | 0 | 0 | 0 | 0 | 0 | 0 | 0 | 0 | 0 | 0 | 0 | 0 | 0 | 0 | 0 | 0 | 0 | 0 | 0 | 0 | 0 | 0 | 0 | 0 | 0 | 0 | 0 | 0 | 0 | 0 | 0 | 0 | 0 | 0 | 0 | 0 | 0 | 0 | 0 | 0 | 0 | 0 | 0 | 0 | 0 | 0 | 0 | 0 | 0 | 0 | 0 | 0 | 0 | 0 | 0 | 0 | 0 | 0 | 0 | 0 | 0 | 0 | 0 | 0 | 0 | 0 | 0 | 0 | 0 | 0 | 0 | 0 | 0 | 0 | 0 | 0 | 0 | 0 | 0 | 0 | 0 | 0 | 0 | 0 | 0 | 0 | 0 | 0 | 0 | 0 | 0 | 0 | 0 | 0 | 0 | 0 | 0 | 0 | 0 | 0 | 0 | 0 | 0 | 0 | 0 | 0 | 0 | 0 | 0 | 0 | 0 | 0 | 0 | 0 | 0 | 0 | 0 | 0 | 0 | 0 | 0 | 0 | 0 | 0 | 0 | 0 | 0 | 0 | 0 | 0 | 0 | 0 | 0 | 0 | 0 | 0 | 0 | 0 | 0 | 0 | 0 | 0 | 0 | 0 | 0 | 0 | 0 | 0 | 0 | 0 | 0 | 0 | 0 | 0 | 0 | 0 | 0 | 0 | 0 | 0 | 0 | 0 | 0 | 0 | 0 | 0 | 0 | 0 | 0 | 0 | 0 | 0 | 0 | 0 | 0 | 0 | 0 | 0 | 0 | 0 | 0 | 0 | 0 | 0 | 0 | 0 | 0 | 0 | 0 | 0 | 0 | 0 | 0 | 0 | 0 | 0 | 0 | 0 | 0 | 0 | 0 | 0 | 0 | 0 | 0 | 0 | 0 | 0 | 0 | 0 | 0 | 0 | 0 | 0 | 0 | 0 | 0 | 0 | 0 | 0 | 0 | 0 | 0 | 0 | 0 | 0 | 0 | 0 | 0 | 0 | 0 | 0 | 0 | 0 | 0 | 0 | 0 | 0 | 0 | 0 | 0 | 0 | 0 | 0 | 0 | 0 | 0 | 0 | 0 | 0 | 0 | 0 | 0 | 0 | 0 | 0 | 0 | 0 | 0 | 0 | 0 | 0 | 0 | 0 | 0 | 0 | 0 | 0 | 0 | 0 | 0 | 0 | 0 | 0 | 0 | 0 | 0 | 0 | 0 | 0 | 0 | 0 | 0 | 0 | 0 | 0 | 0 | 0 | 0 | 0 | 0 | 0 | 0 | 0 | 0 | 0 | 0 | 0 | 0 | 0 | 0 | 0 | 0 | 0 | 0 | 0 | 0 | 0 | 0 | 0 | 0 | 0 | 0 | 0 | 0 | 0 | 0 | 0 | 0 | 0 | 0 | 0 | 0 | 0 | 0 | 0 | 0 | 0 | 0 | 0 | 0 | 0 | 0 | 0 | 0 | 0 | 0 | 0 | 0 | 0 | 0 | 0 | 0 | 0 | 0 | 0 | 0 | 0 | 0 | 0 | 0 | 0 | 0 | 0 | 0 | 0 | 0 | 0 | 0 | 0 | 0 | 0 | 0 | 0 | 0 | 0 | 0 | 0 | 0 | 0 | 0 | 0 | 0 | 0 | 0 | 0 | 0 | 0 | 0 | 0 | 0 | 0 | 0 | 0 | 0 | 0 | 0 | 0 | 0 | 0 | 0 | 0 | 0 | 0 | 0 | 0 | 0 | 0 | 0 | 0 | 0 | 0 | 0 | 0 | 0 | 0 | 0 | 0 | 0 | 0 | 0 | 0 | 0 | 0 | 0 | 0 | 0 | 0 | 0 | 0 | 0 | 0 | 0 | 0 | 0 | 0 | 0 | 0 | 0 | 0 | 0 | 0 | 0 | 0 | 0 | 0 | 0 | 0 | 0 | 0 | 0 | 0 | 0 | 0 | 0 | 0 | 0 | 0 | 0 | 0 | 0 | 0 | 0 | 0 | 0 | 0 | 0 | 0 | 0 | 0 | 0 | 0 | 0 | 0 | 0 | 0 | 0 | 0 | 0 | 0 | 0 | 0 | 0 | 0 | 0 | 0 | 0 | 0 | 0 | 0 | 0 | 0 | 0 | 0 | 0 | 0 | 0 | 0 | 0 | 0 | 0 | 0 | 0 | 0 | 0 | 0 | 0 | 0 | 0 | 0 | 0 | 0 | 0 | 0 | 0 | 0 | 0 | 0 | 0 | 0 | 0 | 0 | 0 | 0 | 0 | 0 | 0 | 0 | 0 | 0 | 0 | 0 | 0 | 0 | 0 | 0 | 0 | 0 | 0 | 0 | 0 | 0 | 0 | 0 | 0 | 0 | 0 | 0 | 0 | 0 | 0 | 0 | 0 | 0 | 0 | 0 | 0 | 0 | 0 | 0 | 0 | 0 | 0 | 0 | 0 | 0 | 0 | 0 | 0 | 0 | 0 | 0 | 0 | 0 | 0 | 0 | 0 | 0 | 0 | 0 | 0 | 0 | 0 | 0 | 0 | 0 | 0 | 0 | 0 | 0 | 0 | 0 | 0 | 0 | 0 | 0 | 0 | 0 | 0 | 0 | 0 | 0 | 0 | 0 | 0 | 0 | 0 | 0 | 0 | 0 | 0 | 0 | 0 | 0 | 0 | 0 | 0 | 0 | 0 | 0 | 0 | 0 | 0 | 0 | 0 | 0 | 0 | 0 | 0 | 0 | 0 | 0 | 0 | 0 | 0 | 0 | 0 | 0 | 0 | 0 | 0 | 0 | 0 | 0 | 0 | 0 | 0 | 0 | 0 | 0 | 0 | 0 | 0 | 0 | 0 | 0 | 0 | 0 | 0 | 0 | 0 | 0 | 0 | 0 | 0 | 0 | 0 | 0 | 0 | 0 | 0 | 0 | 0 | 0 | 0 | 0 | 0 | 0 | 0 | 0 | 0 | 0 | 0 | 0 | 0 | 0 | 0 | 0 | 0 | 0 | 0 | 0 | 0 | 0 | 0 | 0 | 0 | 0 | 0 | 0 | 0 | 0 | 0 | 0 | 0 | 0 | 0 | 0 | 0 | 0 | 0 | 0 | 0 | 0 | 0 | 0 | 0 | 0 | 0 | 0 | 0 | 0 | 0 | 0 | 0 | 0 | 0 | 0 | 0 | 0 | 0 | 0 | 0 | 0 | 0 | 0 | 0 | 0 | 0 | 0 | 0 | 0 | 0 | 0 | 0 | 0 | 0 | 0 | 0 | 0 | 0 | 0 | 0 | 0 | 0 | 0 | 0 | 0 | 0 | 0 | 0 | 0 | 0 | 0 | 0 | 0 | 0 | 0 | 0 | 0 | 0 | 0 | 0 | 0 | 0 | 0 | 0 | 0 | 0 | 0 | 0 | 0 | 0 | 0 | 0 | 0 | 0 | 0 | 0 | 0 | 0 | 0 | 0 | 0 | 0 | 0 | 0 | 0 | 0 | 0 | 0 | 0 | 0 | 0 | 0 | 0 | 0 | 0 | 0 | 0 | 0 | 0 | 0 | 0 | 0 | 0 | 0 | 0 | 0 | 0 | 0 | 0 | 0 | 0 | 0 | 0 | 0 | 0 | 0 | 0 | 0 | 0 | 0 | 0 | 0 | 0 | 0 | 0 | 0 | 0 | 0 | 0 | 0 | 0 | 0 | 0 | 0 | 0 | 0 | 0 | 0 | 0 | 0 | 0 | 0 | 0 | 0 | 0 | 0 | 0 | 0 | 0 | 0 | 0 | 0 | 0 | 0 | 0 | 0 | 0 | 0 | 0 | 0 | 0 | 0 | 0 | 0 | 0 | 0 | 0 | 0 | 0 | 0 | 0 | 0 | 0 | 0 | 0 | 0 | 0 | 0 | 0 | 0 | 0 | 0 | 0 | 0 | 0 | 0 | 0 | 0 | 0 | 0 | 0 | 0 | 0 | 0 | 0 | 0 | 0 | 0 | 0 | 0 | 0 | 0 | 0 | 0 | 0 | 0 | 0 | 0 | 0 | 0 | 0 | 0 | 0 | 0 | 0 | 0 | 0 | 0 | 0 | 0 | 0 | 0 | 0 | 0 | 0 | 0 | 0 | 0 | 0 | 0 | 0 | 0 | 0 | 0 | 0 | 0 | 0 | 0 | 0 | 0 | 0 | 0 | 0 | 0 | 0 | 0 | 0 | 0 | 0 | 0 | 0 | 0 | 0 | 0 | 0 | 0 | 0 | 0 | 0 | 0 | 0 | 0 | 0 | 0 | 0 | 0 | 0 | 0 | 0 | 0 | 0 | 0 | 0 | 0 | 0 | 0 | 0 | 0 | 0 | 0 | 0 | 0 | 0 | 0 | 0 | 0 | 0 | 0 | 0 | 0 | 0 | 0 | 0 | 0 | 0 | 0 | 0 | 0 | 0 | 0 | 0 | 0 | 0 | 0 | 0 | 0 | 0 | 0 | 0 | 0 | 0 | 0 | 0 | 0 | 0 | 0 | 0 | 0 | 0 | 0 | 0 | 0 | 0 | 0 | 0 | 0 | 0 | 0 | 0 | 0 | 0 | 0 | 0 | 0 | 0 | 0 | 0 | 0 | 0 | 0 | 0 | 0 | 0 | 0 | 0 | 0 | 0 | 0 | 0 | 0 | 0 | 0 | 0 | 0 | 0 | 0 | 0 | 0 | 0 | 0 | 0 | 0 | 0 | 0 | 0 | 0 | 0 | 0 | 0 | 0 | 0 | 0 | 0 | 0 | 0 | 0 | 0 | 0 | 0 | 0 | 0 | 0 | 0 | 0 | 0 | 0 | 0 | 0 | 0 | 0 | 0 | 0 | 0 | 0 | 0 | 0 | 0 | 0 | 0 | 0 | 0 | 0 | 0 | 0 | 0 | 0 | 0 | 0 | 0 | 0 | 0 | 0 | 0 | 0 | 0 | 0 | 0 | 0 | 0 | 0 | 0 | 0 | 0 | 0 | 0 | 0 | 0 | 0 | 0 | 0 | 0 | 0 | 0 | 0 | 0 | 0 | 0 | 0 | 0 | 0 | 0 | 0 | 0 | 0 | 0 | 0 | 0 | 0 | 0 | 0 | 0 | 0 | 0 | 0 | 0 | 0 | 0 | 0 | 0 | 0 | 0 | 0 | 0 | 0 | 0 | 0 | 0 | 0 | 0 | 0 | 0 | 0 | 0 | 0 | 0 | 0 | 0 | 0 | 0 | 0 | 0 | 0 | 0 | 0 | 0 | 0 | 0 | 0 | 0 | 0 | 0 | 0 | 0 | 0 | 0 | 0 | 0 | 0 | 0 | 0 | 0 | 0 | 0 | 0 | 0 | 0 | 0 | 0 | 0 | 0 | 0 | 0 | 0 | 0 | 0 | 0 | 0 | 0 | 0 | 0 | 0 | 0 | 0 | 0 | 0 | 0 | 0 | 0 | 0 | 0 | 0 | 0 | 0 | 0 | 0 | 0 | 0 | 0 | 0 | 0 | 0 | 0 | 0 | 0 | 0 | 0 | 0 | 0 | 0 | 0 | 0 | 0 | 0 | 0 | 0 | 0 | 0 | 0 | 0 | 0 | 0 | 0 | 0 | 0 | 0 | 0 | 0 | 0 | 0 | 0 | 0 | 0 | 0 | 0 | 0 | 0 | 0 | 0 | 0 | 0 | 0 | 0 | 0 | 0 | 0 | 0 | 0 | 0 | 0 | 0 | 0 | 0 | 0 | 0 | 0 | 0 | 0 | 0 | 0 | 0 | 0 | 0 | 0 | 0 | 0 | 0 | 0 | 0 | 0 | 0 | 0 | 0 | 0 | 0 | 0 | 0 | 0 | 0 | 0 | 0 | 0 | 0 | 0 | 0 | 0 | 0 | 0 | 0 | 0 | 0 | 0 | 0 | 0 | 0 | 0 | 0 | 0 | 0 | 0 | 0 | 0 | 0 | 0 | 0 | 0 | 0 | 0 | 0 | 0 | 0 | 0 | 0 | 0 | 0 | 0 | 0 | 0 | 0 | 0 | 0 | 0 | 0 | 0 | 0 | 0 | 0 | 0 | 0 | 0 | 0 | 0 | 0 | 0 | 0 | 0 | 0 | 0 | 0 | 0 | 0 | 0 | 0 | 0 | 0 | 0 | 0 | 0 | 0 | 0 | 0 | 0 | 0 | 0 | 0 | 0 | 0 | 0 | 0 | 0 | 0 | 0 | 0 | 0 | 0 | 0 | 0 | 0 | 0 | 0 | 0 | 0 | 0 | 0 | 0 | 0 | 0 | 0 | 0 | 0 | 0 | 0 | 0 | 0 | 0 | 0 | 0 | 0 | 0 | 0 | 0 | 0 | 0 | 0 | 0 | 0 | 0 | 0 | 0 | 0 | 0 | 0 | 0 | 0 | 0 | 0 | 0 | 0 | 0 | 0 | 0 | 0 | 0 | 0 | 0 | 0 | 0 | 0 | 0 | 0 | 0 | 0 | 0 | 0 | 0 | 0 | 0 | 0 | 0 | 0 | 0 | 0 | 0 | 0 | 0 | 0 | 0 | 0 | 0 | 0 | 0 | 0 | 0 | 0 | 0 | 0 | 0 | 0 | 0 | 0 | 0 | 0 | 0 | 0 | 0 | 0 | 0 | 0 | 0 | 0 | 0 | 0 | 0 | 0 | 0 | 0 | 0 | 0 | 0 | 0 | 0 | 0 | 0 | 0 | 0 | 0 | 0 | 0 | 0 | 0 | 0 | 0 | 0 | 0 | 0 | 0 | 0 | 0 | 0 | 0 | 0 | 0 | 0 | 0 | 0 | 0 | 0 | 0 | 0 | 0 | 0 | 0 | 0 | 0 | 0 | 0 | 0 | 0 | 0 | 0 | 0 | 0 | 0 | 0 | 0 | 0 | 0 | 0 | 0 | 0 | 0 | 0 | 0 | 0 | 0 | 0 | 0 | 0 | 0 | 0 | 0 | 0 | 0 | 0 | 0 | 0 | 0 | 0 | 0 | 0 | 0 | 0 | 0 | 0 | 0 | 0 | 0 | 0 | 0 | 0 | 0 | 0 | 0 | 0 | 0 | 0 | 0 | 0 | 0 | 0 | 0 | 0 | 0 | 0 | 0 | 0 | 0 | 0 | 0 | 0 | 0 | 0 | 0 | 0 | 0 | 0 | 0 | 0 | 0 | 0 | 0 | 0 | 0 | 0 | 0 | 0 | 0 | 0 | 0 | 0 | 0 | 0 | 0 | 0 | 0 | 0 | 0 | 0 | 0 | 0 | 0 | 0 | 0 | 0 | 0 | 0 | 0 | 0 | 0 | 0 | 0 | 0 | 0 | 0 | 0 | 0 | 0 | 0 | 0 | 0 | 0 | 0 | 0 | 0 | 0 | 0 | 0 | 0 | 0 | 0 | 0 | 0 | 0 | 0 | 0 | 0 | 0 | 0 | 0 | 0 | 0 | 0 | 0 | 0 | 0 | 0 | 0 | 0 | 0 | 0 | 0 | 0 | 0 | 0 | 0 | 0 | 0 | 0 | 0 | 0 | 0 | 0 | 0 | 0 | 0 | 0 | 0 | 0 | 0 | 0 | 0 | 0 | 0 | 0 | 0 | 0 | 0 | 0 | 0 | 0 | 0 | 0 | 0 | 0 | 0 | 0 | 0 | 0 | 0 | 0 | 0 | 0 | 0 | 0 | 0 | 0 | 0 | 0 | 0 | 0 | 0 | 0 | 0 | 0 | 0 | 0 | 0 | 0 | 0 | 0 | 0 | 0 | 0 | 0 | 0 | 0 | 0 | 0 | 0 | 0 | 0 | 0 | 0 | 0 | 0 | 0 | 0 | 0 | 0 | 0 | 0 | 0 | 0 | 0 | 0 | 0 | 0 | 0 | 0 | 0 | 0 | 0 | 0 | 0 | 0 | 0 | 0 | 0 | 0 | 0 | 0 | 0 | 0 | 0 | 0 | 0 | 0 | 0 | 0 | 0 | 0 | 0 | 0 | 0 | 0 | 0 | 0 | 0 | 0 | 0 | 0 | 0 | 0 | 0 | 0 | 0 | 0 | 0 | 0 | 0 | 0 | 0 | 0 | 0 | 0 | 0 | 0 | 0 | 0 | 0 | 0 | 0 | 0 | 0 | 0 | 0 | 0 | 0 | 0 | 0 | 0 | 0 | 0 | 0 | 0 | 0 | 0 | 0 | 0 | 0 | 0 | 0 | 0 | 0 | 0 | 0 | 0 | 0 | 0 | 0 | 0 | 0 | 0 | 0 | 0 | 0 | 0 | 0 | 0 | 0 | 0 | 0 | 0 | 0 | 0 | 0 | 0 | 0 | 0 | 0 | 0 | 0 | 0 | 0 | 0 | 0 | 0 | 0 | 0 | 0 | 0 | 0 | 0 | 0 | 0 | 0 | 0 | 0 | 0 | 0 | 0 | 0 | 0 | 0 | 0 | 0 | 0 | 0 | 0 | 0 | 0 | 0 | 0 | 0 | 0 | 0 | 0 | 0 | 0 | 0 | 0 | 0 | 0 | 0 | 0 | 0 | 0 | 0 | 0 | 0 | 0 | 0 | 0 | 0 | 0 | 0 | 0 | 0 | 0 | 0 | 0 | 0 | 0 | 0 | 0 | 0 | 0 | 0 | 0 | 0 | 0 | 0 | 0 | 0 | 0 | 0 | 0 | 0 | 0 | 0 | 0 | 0 | 0 | 0 | 0 | 0 | 0 | 0 | 0 | 0 | 0 | 0 | 0 | 0 | 0 | 0 | 0 | 0 | 0 | 0 | 0 | 0 | 0 | 0 | 0 | 0 | 0 | 0 | 0 | 0 | 0 | 0 | 0 | 0 | 0 | 0 | 0 | 0 | 0 | 0 | 0 | 0 | 0 | 0 | 0 | 0 | 0 | 0 | 0 | 0 | 0 | 0 | 0 | 0 | 0 | 0 | 0 | 0 | 0 | 0 | 0 | 0 | 0 | 0 | 0 | 0 | 0 | 0 | 0 | 0 | 0 | 0 | 0 | 0 | 0 | 0 | 0 | 0 | 0 | 0 | 0 | 0 | 0 | 0 | 0 | 0 | 0 | 0 | 0 | 0 | 0 | 0 | 0 | 0 | 0 | 0 | 0 | 0 | 0 | 0 | 0 | 0 | 0 | 0 | 0 | 0 | 0 | 0 | 0 | 0 | 0 | 0 | 0 | 0 | 0 | 0 | 0 | 0 | 0 | 0 | 0 | 0 | 0 | 0 | 0 | 0 | 0 | 0 | 0 | 0 | 0 | 0 | 0 | 0 | 0 | 0 | 0 | 0 | 0 | 0 | 0 | 0 | 0 | 0 | 0 | 0 | 0 | 0 | 0 | 0 | 0 | 0 | 0 | 0 | 0 | 0 | 0 | 0 | 0 | 0 | 0 | 0 | 0 | 0 | 0 | 0 | 0 | 0 | 0 | 0 | 0 | 0 | 0 | 0 | 0 | 0 | 0 | 0 | 0 | 0 | 0 | 0 | 0 | 0 | 0 | 0 | 0 | 0 | 0 | 0 | 0 | 0 | 0 | 0 | 0 | 0 | 0 | 0 | 0 | 0 | 0 | 0 | 0 | 0 | 0 | 0 | 0 | 0 | 0 | 0 | 0 | 0 | 0 | 0 | 0 | 0 | 0 | 0 | 0 | 0 | 0 | 0 | 0 | 0 | 0 | 0 | 0 | 0 | 0 | 0 | 0 | 0 | 0 | 0 | 0 | 0 | 0 | 0 | 0 | 0 | 0 | 0 | 0 | 0 | 0 | 0 | 0 | 0 | 0 | 0 | 0 | 0 | 0 | 0 | 0 | 0 | 0 | 0 | 0 | 0 | 0 | 0 | 0 | 0 | 0 | 0 | 0 | 0 | 0 | 0 | 0 | 0 | 0 | 0 | 0 | 0 | 0 | 0 | 0 | 0 | 0 | 0 | 0 | 0 | 0 | 0 | 0 | 0 | 0 | 0 | 0 | 0 | 0 | 0 | 0 | 0 | 0 | 0 | 0 | 0 | 0 | 0 | 0 | 0 | 0 | 0 | 0 | 0 | 0 | 0 | 0 | 0 | 0 | 0 | 0 | 0 | 0 | 0 | 0 | 0 | 0 | 0 | 0 | 0 | 0 | 0 | 0 | 0 | 0 | 0 | 0 | 0 | 0 | 0 | 0 | 0 | 0 | 0 | 0 | 0 | 0 | 0 | 0 | 0 | 0 | 0 | 0 | 0 | 0 | 0 | 0 | 0 | 0 | 0 | 0 | 0 | 0 | 0 | 0 | 0 | 0 | 0 | 0 | 0 | 0 | 0 | 0 | 0 | 0 | 0 | 0 | 0 | 0 | 0 | 0 | 0 | 0 | 0 | 0 | 0 | 0 | 0 | 0 | 0 | 0 | 0 | 0 | 0 | 0 | 0 | 0 | 0 | 0 | 0 | 0 | 0 | 0 | 0 | 0 | 0 | 0 | 0 | 0 | 0 | 0 | 0 | 0 | 0 | 0 | 0 | 0 | 0 | 0 | 0 | 0 | 0 | 0 | 0 | 0 | 0 | 0 | 0 | 0 | 0 | 0 | 0 | 0 | 0 | 0 | 0 | 0 | 0 | 0 | 0 | 0 | 0 | 0 | 0 | 0 | 0 | 0 | 0 | 0 | 0 | 0 | 0 | 0 | 0 | 0 | 0 | 0 | 0 | 0 | 0 | 0 | 0 | 0 | 0 | 0 | 0 | 0 | 0 | 0 | 0 | 0 | 0 | 0 | 0 | 0 | 0 | 0 | 0 | 0 | 0 | 0 | 0 | 0 | 0 | 0 | 0 | 0 | 0 | 0 | 0 | 0 | 0 | 0 | 0 | 0 | 0 | 0 | 0 | 0 | 0 | 0 | 0 | 0 | 0 | 0 | 0 | 0 | 0 | 0 | 0 | 0 | 0 | 0 | 0 | 0 | 0 | 0 | 0 | 0 | 0 | 0 | 0 | 0 | 0 | 0 | 0 | 0 | 0 | 0 | 0 | 0 | 0 | 0 | 0 | 0 | 0 | 0 | 0 | 0 | 0 | 0 | 0 | 0 | 0 | 0 | 0 | 0 | 0 | 0 | 0 | 0 | 0 | 0 | 0 | 0 | 0 | 0 | 0 | 0 | 0 | 0 | 0 | 0 | 0 | 0 | 0 | 0 | 0 | 0 | 0 | 0 | 0 | 0 | 0 | 0 | 0 | 0 | 0 | 0 | 0 | 0 | 0 | 0 | 0 | 0 | 0 | 0 | 0 | 0 | 0 | 0 | 0 | 0 | 0 | 0 | 0 | 0 | 0 | 0 | 0 | 0 | 0 | 0 | 0 | 0 | 0 | 0 | 0 | 0 | 0 | 0 | 0 | 0 | 0 | 0 | 0 | 0 | 0 | 0 | 0 | 0 | 0 | 0 | 0 | 0 | 0 | 0 | 0 | 0 | 0 | 0 | 0 | 0 | 0 | 0 | 0 | 0 | 0 | 0 | 0 | 0 | 0 | 0 | 0 | 0 | 0 | 0 | 0 | 0 | 0 | 0 | 0 | 0 | 0 | 0 | 0 | 0 | 0 | 0 | 0 | 0 | 0 | 0 | 0 | 0 | 0 | 0 | 0 | 0 | 0 | 0 | 0 | 0 | 0 | 0 | 0 | 0 | 0 | 0 | 0 | 0 | 0 | 0 | 0 | 0 | 0 | 0 | 0 | 0 | 0 | 0 | 0 | 0 | 0 | 0 | 0 | 0 | 0 | 0 | 0 | 0 | 0 | 0 | 0 | 0 | 0 | 0 | 0 | 0 | 0 | 0 | 0 | 0 | 0 | 0 | 0 | 0 | 0 | 0 | 0 | 0 | 0 | 0 | 0 | 0 | 0 | 0 | 0 | 0 | 0 | 0 | 0 | 0 | 0 | 0 | 0 | 0 | 0 | 0 | 0 | 0 | 0 | 0 | 0 | 0 | 0 | 0 | 0 | 0 | 0 | 0 | 0 | 0 | 0 | 0 | 0 | 0 | 0 | 0 | 0 | 0 | 0 | 0 | 0 | 0 | 0 | 0 | 0 | 0 | 0 | 0 | 0 | 0 | 0 | 0 | 0 | 0 | 0 | 0 | 0 | 0 | 0 | 0 | 0 | 0 | 0 | 0 | 0 | 0 | 0 | 0 | 0 | 0 | 0 | 0 | 0 | 0 | 0 | 0 | 0 | 0 | 0 | 0 | 0 | 0 | 0 | 0 | 0 | 0 | 0 | 0 | 0 | 0 | 0 | 0 | 0 | 0 | 0 | 0 | 0 | 0 | 0 | 0 | 0 | 0 | 0 | 0 | 0 | 0 | 0 | 0 | 0 | 0 | 0 | 0 | 0 | 0 | 0 | 0 | 0 | 0 | 0 | 0 | 0 | 0 | 0 | 0 | 0 | 0 | 0 | 0 | 0 | 0 | 0 | 0 | 0 | 0 | 0 | 0 | 0 | 0 | 0 | 0 | 0 | 0 | 0 | 0 | 0 | 0 | 0 | 0 | 0 | 0 | 0 | 0 | 0 | 0 | 0 | 0 | 0 | 0 | 0 | 0 | 0 | 0 | 0 | 0 | 0 | 0 | 0 | 0 | 0 | 0 | 0 | 0 | 0 | 0 | 0 | 0 | 0 | 0 | 0 | 0 | 0 | 0 | 0 | 0 | 0 | 0 | 0 | 0 | 0 | 0 | 0 | 0 | 0 | 0 | 0 | 0 | 0 | 0 | 0 | 0 | 0 | 0 | 0 | 0 | 0 | 0 | 0 | 0 | 0 | 0 | 0 | 0 | 0 | 0 | 0 | 0 | 0 | 0 | 0 | 0 | 0 | 0 | 0 | 0 | 0 | 0 | 0 | 0 | 0 | 0 | 0 | 0 | 0 | 0 | 0 | 0 | 0 | 0 | 0 | 0 | 0 | 0 | 0 | 0 | 0 | 0 | 0 | 0 | 0 | 0 | 0 | 0 | 0 | 0 | 0 | 0 | 0 | 0 | 0 | 0 | 0 | 0 | 0 | 0 | 0 | 0 | 0 | 0 | 0 | 0 | 0 | 0 | 0 | 0 | 0 | 0 | 0 | 0 | 0 | 0 | 0 | 0 | 0 | 0 | 0 | 0 | 0 | 0 | 0 | 0 | 0 | 0 | 0 | 0 | 0 | 0 | 0 | 0 | 0 | 0 | 0 | 0 | 0 | 0 | 0 | 0 | 0 | 0 | 0 | 0 | 0 | 0 | 0 | 0 | 0 | 0 | 0 | 0 | 0 | 0 | 0 | 0 | 0 | 0 | 0 | 0 | 0 | 0 | 0 | 0 | 0 | 0 | 0 | 0 | 0 | 0 | 0 | 0 | 0 | 0 | 0 | 0 | 0 | 0 | 0 | 0 | 0 | 0 | 0 | 0 | 0 | 0 | 0 | 0 | 0 | 0 | 0 | 0 | 0 | 0 | 0 | 0 | 0 | 0 | 0 | 0 | 0 | 0 | 0 | 0 | 0 | 0 | 0 | 0 | 0 | 0 | 0 | 0 | 0 | 0 | 0 | 0 | 0 | 0 | 0 | 0 | 0 | 0 | 0 | 0 | 0 | 0 | 0 | 0 | 0 | 0 | 0 | 0 | 0 | 0 | 0 | 0 | 0 | 0 | 0 | 0 | 0 | 0 | 0 | 0 | 0 | 0 | 0 | 0 | 0 | 0 | 0 | 0 | 0 | 0 | 0 | 0 | 0 | 0 | 0 | 0 | 0 | 0 | 0 | 0 | 0 | 0 | 0 | 0 | 0 | 0 | 0 | 0 | 0 | 0 | 0 | 0 | 0 | 0 | 0 | 0 | 0 | 0 | 0 | 0 | 0 | 0 | 0 | 0 | 0 | 0 | 0 | 0 | 0 | 0 | 0 | 0 | 0 | 0 | 0 | 0 | 0 | 0 | 0 | 0 | 0 | 0 | 0 | 0 | 0 | 0 | 0 | 0 | 0 | 0 | 0 | 0 | 0 | 0 | 0 | 0 | 0 | 0 | 0 | 0 | 0 | 0 | 0 | 0 | 0 | 0 | 0 | 0 | 0 | 0 | 0 | 0 | 0 | 0 | 0 | 0 | 0 | 0 | 0 | 0 | 0 | 0 | 0 | 0 | 0 | 0 | 0 | 0 | 0 | 0 | 0 | 0 | 0 | 0 | 0 | 0 | 0 | 0 | 0 | 0 | 0 | 0 | 0 | 0 | 0 | 0 | 0 | 0 | 0 | 0 | 0 | 0 | 0 | 0 | 0 | 0 | 0 | 0 | 0 | 0 | 0 | 0 | 0 | 0 | 0 | 0 | 0 | 0 | 0 | 0 | 0 | 0 | 0 | 0 | 0 | 0 | 0 | 0 | 0 | 0 | 0 | 0 | 0 | 0 | 0 | 0 | 0 | 0 | 0 | 0 | 0 | 0 | 0 | 0 | 0 | 0 | 0 | 0 | 0 | 0 | 0 | 0 | 0 | 0 | 0 | 0 | 0 | 0 | 0 | 0 | 0 | 0 | 0 | 0 | 0 | 0 | 0 | 0 | 0 | 0 | 0 | 0 | 0 | 0 | 0 | 0 | 0 | 0 | 0 | 0 | 0 | 0 | 0 | 0 | 0 | 0 | 0 | 0 | 0 | 0 | 0 | 0 | 0 | 0 | 0 | 0 | 0 | 0 | 0 | 0 | 0 | 0 | 0 | 0 | 0 | 0 | 0 | 0 | 0 | 0 | 0 | 0 | 0 | 0 | 0 | 0 | 0 | 0 | 0 | 0 | 0 | 0 | 0 | 0 | 0 | 0 | 0 | 0 | 0 | 0 | 0 | 0 | 0 | 0 | 0 | 0 | 0 | 0 | 0 | 0 | 0 | 0 | 0 | 0 | 0 | 0 | 0 | 0 | 0 | 0 | 0 | 0 | 0 | 0 | 0 | 0 | 0 | 0 | 0 | 0 | 0 | 0 | 0 | 0 | 0 | 0 | 0 | 0 | 0 | 0 | 0 | 0 | 0 | 0 | 0 | 0 | 0 | 0 | 0 | 0 | 0 | 0 | 0 | 0 | 0 | 0 | 0 | 0 | 0 | 0 | 0 | 0 | 0 | 0 | 0 | 0 | 0 | 0 | 0 | 0 | 0 | 0 | 0 | 0 | 0 | 0 | 0 | 0 | 0 | 0 | 0 | 0 | 0 | 0 | 0 | 0 | 0 | 0 | 0 | 0 | 0 | 0 | 0 | 0 | 0 | 0 | 0 | 0 | 0 | 0 | 0 | 0 | 0 | 0 | 0 | 0 | 0 | 0 | 0 | 0 | 0 | 0 | 0 | 0 | 0 | 0 | 0 | 0 | 0 | 0 | 0 | 0 | 0 | 0 | 0 | 0 | 0 | 0 | 0 | 0 | 0 | 0 | 0 | 0 | 0 | 0 | 0 | 0 | 0 | 0 | 0 | 0 | 0 | 0 | 0 | 0 | 0 | 0 | 0 | 0 | 0 | 0 | 0 | 0 | 0 | 0 | 0 | 0 | 0 | 0 | 0 | 0 | 0 | 0 | 0 | 0 | 0 | 0 | 0 | 0 | 0 | 0 | 0 | 0 | 0 | 0 | 0 | 0 | 0 | 0 | 0 | 0 | 0 | 0 | 0 | 0 | 0 | 0 | 0 | 0 | 0 | 0 | 0 | 0 | 0 | 0 | 0 | 0 | 0 | 0 | 0 | 0 | 0 | 0 | 0 | 0 | 0 | 0 | 0 | 0 | 0 | 0 | 0 | 0 | 0 | 0 | 0 | 0 | 0 | 0 | 0 | 0 | 0 | 0 | 0 | 0 | 0 | 0 | 0 | 0 | 0 | 0 | 0 | 0 | 0 | 0 | 0 | 0 | 0 | 0 | 0 | 0 | 0 | 0 | 0 | 0 | 0 | 0 | 0 | 0 | 0 | 0 | 0 | 0 | 0 | 0 | 0 | 0 | 0 | 0 | 0 | 0 | 0 | 0 | 0 | 0 | 0 | 0 | 0 | 0 | 0 | 0 | 0 | 0 | 0 | 0 | 0 | 0 | 0 | 0 | 0 | 0 | 0 | 0 | 0 | 0 | 0 | 0 | 0 | 0 | 0 | 0 | 0 | 0 | 0 | 0 | 0 | 0 | 0 | 0 | 0 | 0 | 0 | 0 | 0 | 0 | 0 | 0 | 0 | 0 | 0 | 0 | 0 | 0 | 0 | 0 | 0 | 0 | 0 | 0 | 0 | 0 | 0 | 0 | 0 | 0 | 0 | 0 | 0 | 0 | 0 | 0 | 0 | 0 | 0 | 0 | 0 | 0 | 0 | 0 | 0 | 0 | 0 | 0 | 0 | 0 | 0 | 0 | 0 | 0 | 0 | 0 | 0 | 0 | 0 | 0 | 0 | 0 | 0 | 0 | 0 | 0 | 0 | 0 | 0 | 0 | 0 | 0 | 0 | 0 | 0 | 0 | 0 | 0 | 0 | 0 | 0 | 0 | 0 | 0 | 0 | 0 | 0 | 0 | 0 | 0 | 0 | 0 | 0 | 0 | 0 | 0 | 0 | 0 | 0 | 0 | 0 | 0 | 0 | 0 | 0 | 0 | 0 | 0 | 0 | 0 | 0 | 0 | 0 | 0 | 0 | 0 | 0 | 0 | 0 | 0 | 0 | 0 | 0 | 0 | 0 | 0 | 0 | 0 | 0 | 0 | 0 | 0 | 0 | 0 | 0 | 0 | 0 | 0 | 0 | 0 | 0 | 0 | 0 | 0 | 0 | 0 | 0 | 0 | 0 | 0 | 0 | 0 | 0 | 0 | 0 | 0 | 0 | 0 | 0 | 0 | 0 | 0 | 0 | 0 | 0 | 0 | 0 | 0 | 0 | 0 | 0 | 0 | 0 | 0 | 0 | 0 | 0 | 0 | 0 | 0 | 0 | 0 | 0 | 0 | 0 | 0 | 0 | 0 | 0 | 0 | 0 | 0 | 0 | 0 | 0 | 0 | 0 | 0 | 0 | 0 | 0 | 0 | 0 | 0 | 0 | 0 | 0 | 0 | 0 | 0 | 0 | 0 | 0 | 0 | 0 | 0 | 0 | 0 | 0 | 0 | 0 | 0 | 0 | 0 | 0 | 0 | 0 | 0 | 0 | 0 | 0 | 0 | 0 | 0 | 0 | 0 | 0 | 0 | 0 | 0 | 0 | 0 | 0 | 0 | 0 | 0 | 0 | 0 | 0 | 0 | 0 | 0 | 0 | 0 | 0 | 0 | 0 | 0 | 0 | 0 | 0 | 0 | 0 | 0 | 0 | 0 | 0 | 0 | 0 | 0 | 0 | 0 | 0 | 0 | 0 | 0 | 0 | 0 | 0 | 0 | 0 | 0 | 0 | 0 | 0 | 0 | 0 | 0 | 0 | 0 | 0 | 0 | 0 | 0 | 0 | 0 | 0 | 0 | 0 | 0 | 0 | 0 | 0 | 0 | 0 | 0 | 0 | 0 | 0 | 0 | 0 | 0 | 0 | 0 | 0 | 0 | 0 | 0 | 0 | 0 | 0 | 0 | 0 | 0 | 0 | 0 | 0 | 0 | 0 | 0 | 0 | 0 | 0 | 0 | 0 | 0 | 0 | 0 | 0 | 0 | 0 | 0 | 0 | 0 | 0 | 0 | 0 | 0 | 0 | 0 | 0 | 0 | 0 | 0 | 0 | 0 | 0 | 0 | 0 | 0 | 0 | 0 | 0 | 0 | 0 | 0 | 0 | 0 | 0 | 0 | 0 | 0 | 0 | 0 | 0 | 0 | 0 | 0 | 0 | 0 | 0 | 0 | 0 | 0 | 0 | 0 | 0 | 0 | 0 | 0 | 0 | 0 | 0 | 0 | 0 | 0 | 0 | 0 | 0 | 0 | 0 | 0 | 0 | 0 | 0 | 0 | 0 | 0 | 0 | 0 | 0 | 0 | 0 | 0 | 0 | 0 | 0 | 0 | 0 | 0 | 0 | 0 | 0 | 0 | 0 | 0 | 0 | 0 | 0 | 0 | 0 | 0 | 0 | 0 | 0 | 0 | 0 | 0 | 0 | 0 | 0 | 0 | 0 | 0 | 0 | 0 | 0 | 0 | 0 | 0 | 0 | 0 | 0 | 0 | 0 | 0 | 0 | 0 | 0 | 0 | 0 | 0 | 0 | 0 | 0 | 0 | 0 | 0 | 0 | 0 | 0 | 0 | 0 | 0 | 0 | 0 | 0 | 0 | 0 | 0 | 0 | 0 | 0 | 0 | 0 | 0 | 0 | 0 | 0 | 0 | 0 | 0 | 0 | 0 | 0 | 0 | 0 | 0 | 0 | 0 | 0 | 0 | 0 | 0 | 0 | 0 | 0 | 0 | 0 | 0 | 0 | 0 | 0 | 0 | 0 | 0 | 0 | 0 | 0 | 0 | 0 | 0 | 0 | 0 | 0 | 0 | 0 | 0 | 0 | 0 | 0 | 0 | 0 | 0 | 0 | 0 | 0 | 0 | 0 | 0 | 0 | 0 | 0 | 0 | 0 | 0 | 0 | 0 | 0 | 0 | 0 | 0 | 0 | 0 | 0 | 0 | 0 | 0 | 0 | 0 | 0 | 0 | 0 | 0 | 0 | 0 | 0 | 0 | 0 | 0 | 0 | 0 | 0 | 0 | 0 | 0 | 0 | 0 | 0 | 0 | 0 | 0 | 0 | 0 | 0 | 0 | 0 | 0 | 0 | 0 | 0 | 0 | 0 | 0 | 0 | 0 | 0 | 0 | 0 | 0 | 0 | 0 | 0 | 0 | 0 | 0 | 0 | 0 | 0 | 0 | 0 | 0 | 0 | 0 | 0 | 0 | 0 | 0 | 0 | 0 | 0 | 0 | 0 | 0 | 0 | 0 | 0 | 0 | 0 | 0 | 0 | 0 | 0 | 0 | 0 | 0 | 0 | 0 | 0 | 0 | 0 | 0 | 0 | 0 | 0 | 0 | 0 | 0 | 0 | 0 | 0 | 0 | 0 | 0 | 0 | 0 | 0 | 0 | 0 | 0 | 0 | 0 | 0 | 0 | 0 | 0 | 0 | 0 | 0 | 0 | 0 | 0 | 0 | 0 | 0 | 0 | 0 | 0 | 0 | 0 | 0 | 0 | 0 | 0 | 0 | 0 | 0 | 0 | 0 | 0 | 0 | 0 | 0 | 0 | 0 | 0 | 0 | 0 | 0 | 0 | 0 | 0 | 0 | 0 | 0 | 0 | 0 | 0 | 0 | 0 | 0 | 0 | 0 | 0 | 0 | 0 | 0 | 0 | 0 | 0 | 0 | 0 | 0 | 0 | 0 | 0 | 0 | 0 | 0 | 0 | 0 | 0 | 0 | 0 | 0 | 0 | 0 | 0 | 0 | 0 | 0 | 0 | 0 | 0 | 0 | 0 | 0 | 0 | 0 | 0 | 0 | 0 | 0 | 0 | 0 | 0 | 0 | 0 | 0 | 0 | 0 | 0 | 0 | 0 | 0 | 0 | 0 | 0 | 0 | 0 | 0 | 0 | 0 | 0 | 0 | 0 | 0 | 0 | 0 | 0 | 0 | 0 | 0 | 0 | 0 | 0 | 0 | 0 | 0 | 0 | 0 | 0 | 0 | 0 | 0 | 0 | 0 | 0 | 0 | 0 | 0 | 0 | 0 | 0 | 0 | 0 | 0 | 0 | 0 | 0 | 0 | 0 | 0 | 0 | 0 | 0 | 0 | 0 | 0 | 0 | 0 | 0 | 0 | 0 | 0 | 0 | 0 | 0 | 0 | 0 | 0 | 0 | 0 | 0 | 0 | 0 | 0 | 0 | 0 | 0 | 0 | 0 | 0 | 0 | 0 | 0 | 0 | 0 | 0 | 0 | 0 | 0 | 0 | 0 | 0 | 0 | 0 | 0 | 0 | 0 | 0 | 0 | 0 | 0 | 0 | 0 | 0 | 0 | 0 | 0 | 0 | 0 | 0 | 0 | 0 | 0 | 0 | 0 | 0 | 0 | 0 | 0 | 0 | 0 | 0 | 0 | 0 | 0 | 0 | 0 | 0 | 0 | 0 | 0 | 0 | 0 | 0 | 0 | 0 | 0 | 0 | 0 | 0 | 0 | 0 | 0 | 0 | 0 | 0 | 0 | 0 | 0 | 0 | 0 | 0 | 0 | 0 | 0 | 0 | 0 | 0 | 0 | 0 | 0 | 0 | 0 | 0 | 0 | 0 | 0 | 0 | 0 | 0 | 0 | 0 | 0 | 0 | 0 | 0 | 0 | 0 | 0 | 0 | 0 | 0 | 0 | 0 | 0 | 0 | 0 | 0 | 0 | 0 | 0 | 0 | 0 | 0 | 0 | 0 | 0 | 0 | 0 | 0 | 0 | 0 | 0 | 0 | 0 | 0 | 0 | 0 | 0 | 0 | 0 | 0 | 0 | 0 | 0 | 0 | 0 | 0 | 0 | 0 | 0 | 0 | 0 | 0 | 0 | 0 | 0 | 0 | 0 | 0 | 0 | 0 | 0 | 0 | 0 | 0 | 0 | 0 | 0 | 0 | 0 | 0 | 0 | 0 | 0 | 0 | 0 | 0 | 0 | 0 | 0 | 0 | 0 | 0 | 0 | 0 | 0 | 0 | 0 | 0 | 0 | 0 | 0 | 0 | 0 | 0 | 0 | 0 | 0 | 0 | 0 | 0 | 0 | 0 | 0 | 0 | 0 | 0 | 0 | 0 | 0 | 0 | 0 | 0 | 0 | 0 | 0 | 0 | 0 | 0 | 0 | 0 | 0 | 0 | 0 | 0 | 0 | 0 | 0 | 0 | 0 | 0 | 0 | 0 | 0 | 0 | 0 | 0 | 0 | 0 | 0 | 0 | 0 | 0 | 0 | 0 | 0 | 0 | 0 | 0 | 0 | 0 | 0 | 0 | 0 | 0 | 0 | 0 | 0 | 0 | 0 | 0 | 0 | 0 | 0 | 0 | 0 | 0 | 0 | 0 | 0 | 0 | 0 | 0 | 0 | 0 | 0 | 0 | 0 | 0 | 0 | 0 | 0 | 0 | 0 | 0 | 0 | 0 | 0 | 0 | 0 | 0 | 0 | 0 | 0 | 0 | 0 | 0 | 0 | 0 | 0 | 0 | 0 | 0 | 0 | 0 | 0 | 0 | 0 | 0 | 0 | 0 | 0 | 0 | 0 | 0 | 0 | 0 | 0 | 0 | 0 | 0 | 0 | 0 | 0 | 0 | 0 | 0 | 0 | 0 | 0 | 0 | 0 | 0 | 0 | 0 | 0 | 0 | 0 | 0 | 0 | 0 | 0 | 0 | 0 | 0 | 0 | 0 | 0 | 0 | 0 | 0 | 0 | 0 | 0 | 0 | 0 | 0 | 0 | 0 | 0 | 0 | 0 | 0 | 0 | 0 | 0 | 0 | 0 | 0 | 0 | 0 | 0 | 0 | 0 | 0 | 0 | 0 | 0 | 0 | 0 | 0 | 0 | 0 | 0 | 0 | 0 | 0 | 0 | 0 | 0 | 0 | 0 | 0 | 0 | 0 | 0 | 0 | 0 | 0 | 0 | 0 | 0 | 0 | 0 | 0 | 0 | 0 | 0 | 0 | 0 | 0 | 0 | 0 | 0 | 0 | 0 | 0 | 0 | 0 | 0 | 0 | 0 | 0 | 0 | 0 | 0 | 0 | 0 | 0 | 0 | 0 | 0 | 0 | 0 | 0 | 0 | 0 | 0 | 0 | 0 | 0 | 0 | 0 | 0 | 0 | 0 | 0 | 0 | 0 | 0 | 0 | 0 | 0 | 0 | 0 | 0 | 0 | 0 | 0 | 0 | 0 | 0 | 0 | 0 | 0 | 0 | 0 | 0 | 0 | 0 | 0 | 0 | 0 | 0 | 0 | 0 | 0 | 0 | 0 | 0 | 0 | 0 | 0 | 0 | 0 | 0 | 0 | 0 | 0 | 0 | 0 | 0 | 0 | 0 | 0 | 0 | 0 | 0 | 0 | 0 | 0 | 0 | 0 | 0 | 0 | 0 | 0 | 0 | 0 | 0 | 0 | 0 | 0 | 0 | 0 | 0 | 0 | 0 | 0 | 0 | 0 | 0 | 0 | 0 | 0 | 0 | 0 | 0 | 0 | 0 | 0 | 0 | 0 | 0 | 0 | 0 | 0 | 0 | 0 | 0 | 0 | 0 | 0 | 0 | 0 | 0 | 0 | 0 | 0 | 0 | 0 | 0 | 0 | 0 | 0 | 0 | 0 | 0 | 0 | 0 | 0 | 0 | 0 | 0 | 0 | 0 | 0 | 0 | 0 | 0 | 0 | 0 | 0 | 0 | 0 | 0 | 0 | 0 | 0 | 0 | 0 | 0 | 0 | 0 | 0 | 0 | 0 | 0 | 0 | 0 | 0 | 0 | 0 | 0 | 0 | 0 | 0 | 0 | 0 | 0 | 0 | 0 | 0 | 0 | 0 | 0 | 0 | 0 | 0 | 0 | 0 | 0 | 0 | 0 | 0 | 0 | 0 | 0 | 0 | 0 | 0 | 0 | 0 | 0 | 0 | 0 | 0 | 0 | 0 | 0 | 0 | 0 | 0 | 0 | 0 | 0 | 0 | 0 | 0 | 0 | 0 | 0 | 0 | 0 | 0 | 0 | 0 | 0 | 0 | 0 | 0 | 0 | 0 | 0 | 0 | 0 | 0 | 0 | 0 | 0 | 0 | 0 | 0 | 0 | 0 | 0 | 0 | 0 | 0 | 0 | 0 | 0 | 0 | 0 | 0 | 0 | 0 | 0 | 0 | 0 | 0 | 0 | 0 | 0 | 0 | 0 | 0 | 0 | 0 | 0 | 0 | 0 | 0 | 0 | 0 | 0 | 0 | 0 | 0 | 0 | 0 | 0 | 0 | 0 | 0 | 0 | 0 | 0 | 0 | 0 | 0 | 0 | 0 | 0 | 0 | 0 | 0 | 0 | 0 | 0 | 0 | 0 | 0 | 0 | 0 | 0 | 0 | 0 | 0 | 0 | 0 | 0 | 0 | 0 | 0 | 0 | 0 | 0 | 0 | 0 | 0 | 0 | 0 | 0 | 0 | 0 | 0 | 0 | 0 | 0 | 0 | 0 | 0 | 0 | 0 | 0 | 0 | 0 | 0 | 0 | 0 | 0 | 0 | 0 | 0 | 0 | 0 | 0 | 0 | 0 | 0 | 0 | 0 | 0 | 0 | 0 | 0 | 0 | 0 | 0 | 0 | 0 | 0 | 0 | 0 | 0 | 0 | 0 | 0 | 0 | 0 | 0 | 0 | 0 | 0 | 0 | 0 | 0 | 0 | 0 | 0 | 0 | 0 | 0 | 0 | 0 | 0 | 0 | 0 | 0 | 0 | 0 | 0 | 0 | 0 | 0 | 0 | 0 | 0 | 0 | 0 | 0 | 0 | 0 | 0 | 0 | 0 | 0 | 0 | 0 | 0 | 0 | 0 | 0 | 0 | 0 | 0 | 0 | 0 | 0 | 0 | 0 | 0 | 0 | 0 | 0 | 0 | 0 | 0 | 0 | 0 | 0 | 0 | 0 | 0 | 0 | 0 | 0 | 0 | 0 | 0 | 0 | 0 | 0 | 0 | 0 | 0 | 0 | 0 | 0 | 0 | 0 | 0 | 0 | 0 | 0 | 0 | 0 | 0 | 0 | 0 | 0 | 0 | 0 | 0 | 0 | 0 | 0 | 0 | 0 | 0 | 0 | 0 | 0 | 0 | 0 | 0 | 0 | 0 | 0 | 0 | 0 | 0 | 0 | 0 | 0 | 0 | 0 | 0 | 0 | 0 | 0 | 0 | 0 | 0 | 0 | 0 | 0 | 0 | 0 | 0 | 0 | 0 | 0 | 0 | 0 | 0 | 0 | 0 | 0 | 0 | 0 | 0 | 0 | 0 | 0 | 0 | 0 | 0 | 0 | 0 | 0 | 0 | 0 | 0 | 0 | 0 | 0 | 0 | 0 | 0 | 0 | 0 | 0 | 0 | 0 | 0 | 0 | 0 | 0 | 0 | 0 | 0 | 0 | 0 | 0 | 0 | 0 | 0 | 0 | 0 | 0 | 0 | 0 | 0 | 0 | 0 | 0 | 0 | 0 | 0 | 0 | 0 | 0 | 0 | 0 | 0 | 0 | 0 | 0 | 0 | 0 | 0 | 0 | 0 | 0 | 0 | 0 | 0 | 0 | 0 | 0 | 0 | 0 | 0 | 0 | 0 | 0 | 0 | 0 | 0 | 0 | 0 | 0 | 0 | 0 | 0 | 0 | 0 | 0 | 0 | 0 | 0 | 0 | 0 | 0 | 0 | 0 | 0 | 0 | 0 | 0 | 0 | 0 | 0 | 0 | 0 | 0 | 0 | 0 | 0 | 0 | 0 | 0 | 0 | 0 | 0 | 0 | 0 | 0 | 0 | 0 | 0 | 0 | 0 | 0 | 0 | 0 | 0 | 0 | 0 | 0 | 0 | 0 | 0 | 0 | 0 | 0 | 0 | 0 | 0 | 0 | 0 | 0 | 0 | 0 | 0 | 0 | 0 | 0 | 0 | 0 | 0 | 0 | 0 | 0 | 0 | 0 | 0 | 0 | 0 | 0 | 0 | 0 | 0 | 0 | 0 | 0 | 0 | 0 | 0 | 0 | 0 | 0 | 0 | 0 | 0 | 0 | 0 | 0 | 0 | 0 | 0 | 0 | 0 | 0 | 0 | 0 | 0 | 0 | 0 | 0 | 0 | 0 | 0 | 0 | 0 | 0 | 0 | 0 | 0 | 0 | 0 | 0 | 0 | 0 | 0 | 0 | 0 | 0 | 0 | 0 | 0 | 0 | 0 | 0 | 0 | 0 | 0 | 0 | 0 | 0 | 0 | 0 | 0 | 0 | 0 | 0 | 0 | 0 | 0 | 0 | 0 | 0 | 0 | 0 | 0 | 0 | 0 | 0 | 0 | 0 | 0 | 0 | 0 | 0 | 0 | 0 | 0 | 0 | 0 | 0 | 0 | 0 | 0 | 0 | 0 | 0 | 0 | 0 | 0 | 0 | 0 | 0 | 0 | 0 | 0 | 0 | 0 | 0 | 0 | 0 | 0 | 0 | 0 | 0 | 0 | 0 | 0 | 0 | 0 | 0 | 0 | 0 | 0 | 0 | 0 | 0 | 0 | 0 | 0 | 0 | 0 | 0 | 0 | 0 | 0 | 0 | 0 | 0 | 0 | 0 | 0 | 0 | 0 | 0 | 0 | 0 | 0 | 0 | 0 | 0 | 0 | 0 | 0 | 0 | 0 | 0 | 0 | 0 | 0 | 0 | 0 | 0 | 0 | 0 | 0 | 0 | 0 | 0 | 0 | 0 | 0 | 0 | 0 | 0 | 0 | 0 | 0 | 0 | 0 | 0 | 0 | 0 | 0 | 0 | 0 | 0 | 0 | 0 | 0 | 0 | 0 | 0 | 0 | 0 | 0 | 0 | 0 | 0 | 0 | 0 | 0 | 0 | 0 | 0 | 0 | 0 | 0 | 0 | 0 | 0 | 0 | 0 | 0 | 0 | 0 | 0 | 0 | 0 | 0 | 0 | 0 | 0 | 0 | 0 | 0 | 0 | 0 | 0 | 0 | 0 | 0 | 0 | 0 | 0 | 0 | 0 | 0 | 0 | 0 | 0 | 0 | 0 | 0 | 0 | 0 | 0 | 0 | 0 | 0 | 0 | 0 | 0 | 0 | 0 | 0 | 0 | 0 | 0 | 0 | 0 | 0 | 0 | 0 | 0 | 0 | 0 | 0 | 0 | 0 | 0 | 0 | 0 | 0 | 0 | 0 | 0 | 0 | 0 | 0 | 0 | 0 | 0 | 0 | 0 | 0 | 0 | 0 | 0 | 0 | 0 | 0 | 0 | 0 | 0 | 0 | 0 | 0 | 0 | 0 | 0 | 0 | 0 | 0 | 0 | 0 | 0 | 0 | 0 | 0 | 0 | 0 | 0 | 0 | 0 | 0 | 0 | 0 | 0 | 0 | 0 | 0 | 0 | 0 | 0 | 0 | 0 | 0 | 0 | 0 | 0 | 0 | 0 | 0 | 0 | 0 | 0 | 0 | 0 | 0 | 0 | 0 | 0 | 0 | 0 | 0 | 0 | 0 | 0 | 0 | 0 | 0 | 0 | 0 | 0 | 0 | 0 | 0 | 0 | 0 | 0 | 0 | 0 | 0 | 0 | 0 | 0 | 0 | 0 | 0 | 0 | 0 | 0 | 0 | 0 | 0 | 0 | 0 | 0 | 0 | 0 | 0 | 0 | 0 | 0 | 0 | 0 | 0 | 0 | 0 | 0 | 0 | 0 | 0 | 0 | 0 | 0 | 0 | 0 | 0 | 0 | 0 | 0 | 0 | 0 | 0 | 0 | 0 | 0 | 0 | 0 | 0 | 0 | 0 | 0 | 0 | 0 | 0 | 0 | 0 | 0 | 0 | 0 | 0 | 0 | 0 | 0 | 0 | 0 | 0 | 0 | 0 | 0 | 0 | 0 | 0 | 0 | 0 | 0 | 0 | 0 | 0 | 0 | 0 | 0 | 0 | 0 | 0 | 0 | 0 | 0 | 0 | 0 | 0 | 0 | 0 | 0 | 0 | 0 | 0 | 0 | 0 | 0 | 0 | 0 | 0 | 0 | 0 | 0 | 0 | 0 | 0 | 0 | 0 | 0 | 0 | 0 | 0 | 0 | 0 | 0 | 0 | 0 | 0 | 0 | 0 | 0 | 0 | 0 | 0 | 0 | 0 | 0 | 0 | 0 | 0 | 0 | 0 | 0 | 0 | 0 | 0 | 0 | 0 | 0 | 0 | 0 | 0 | 0 | 0 | 0 | 0 | 0 | 0 | 0 | 0 | 0 | 0 | 0 | 0 | 0 | 0 | 0 | 0 | 0 | 0 | 0 | 0 | 0 | 0 | 0 | 0 | 0 | 0 | 0 | 0 | 0 | 0 | 0 | 0 | 0 | 0 | 0 | 0 | 0 | 0 | 0 | 0 | 0 | 0 | 0 | 0 | 0 | 0 | 0 | 0 | 0 | 0 | 0 | 0 | 0 | 0 | 0 | 0 | 0 | 0 | 0 | 0 | 0 | 0 | 0 | 0 | 0 | 0 | 0 | 0 | 0 | 0 | 0 | 0 | 0 | 0 | 0 | 0 | 0 | 0 | 0 | 0 | 0 | 0 | 0 | 0 | 0 | 0 | 0 | 0 | 0 | 0 | 0 | 0 | 0 | 0 | 0 | 0 | 0 | 0 | 0 | 0 | 0 | 0 | 0 | 0 | 0 | 0 | 0 | 0 | 0 | 0 | 0 | 0 | 0 | 0 | 0 | 0 | 0 | 0 | 0 | 0 | 0 | 0 | 0 | 0 | 0 | 0 | 0 | 0 | 0 | 0 | 0 | 0 | 0 | 0 | 0 | 0 | 0 | 0 | 0 | 0 | 0 | 0 | 0 | 0 | 0 | 0 | 0 | 0 | 0 | 0 | 0 | 0 | 0 | 0 | 0 | 0 | 0 | 0 | 0 | 0 | 0 | 0 | 0 | 0 | 0 | 0 | 0 | 0 | 0 | 0 | 0 | 0 | 0 | 0 | 0 | 0 | 0 | 0 | 0 | 0 | 0 | 0 | 0 | 0 | 0 | 0 | 0 | 0 | 0 | 0 | 0 | 0 | 0 | 0 | 0 | 0 | 0 | 0 | 0 | 0 | 0 | 0 | 0 | 0 | 0 | 0 | 0 | 0 | 0 | 0 | 0 | 0 | 0 | 0 | 0 | 0 | 0 | 0 | 0 | 0 | 0 | 0 | 0 | 0 | 0 | 0 | 0 | 0 | 0 | 0 | 0 | 0 | 0 | 0 | 0 | 0 | 0 | 0 | 0 | 0 | 0 | 0 | 0 | 0 | 0 | 0 | 0 | 0 | 0 | 0 | 0 | 0 | 0 | 0 | 0 | 0 | 0 | 0 | 0 | 0 | 0 | 0 | 0 | 0 | 0 | 0 | 0 | 0 | 0 | 0 | 0 | 0 | 0 | 0 | 0 | 0 | 0 | 0 | 0 | 0 | 0 | 0 | 0 | 0 | 0 | 0 | 0 | 0 | 0 | 0 | 0 | 0 | 0 | 0 | 0 | 0 | 0 | 0 | 0 | 0 | 0 | 0 | 0 | 0 | 0 | 0 | 0 | 0 | 0 | 0 | 0 | 0 | 0 | 0 | 0 | 0 | 0 | 0 | 0 | 0 | 0 | 0 | 0 | 0 | 0 | 0 | 0 | 0 | 0 | 0 | 0 | 0 | 0 | 0 | 0 | 0 | 0 | 0 | 0 | 0 | 0 | 0 | 0 | 0 | 0 | 0 | 0 | 0 | 0 | 0 | 0 | 0 | 0 | 0 | 0 | 0 | 0 | 0 | 0 | 0 | 0 | 0 | 0 | 0 | 0 | 0 | 0 | 0 | 0 | 0 | 0 | 0 | 0 | 0 | 0 | 0 | 0 | 0 | 0 | 0 | 0 | 0 | 0 | 0 | 0 | 0 | 0 | 0 | 0 | 0 | 0 | 0 | 0 | 0 | 0 | 0 | 0 | 0 | 0 | 0 | 0 | 0 | 0 | 0 | 0 | 0 | 0 | 0 | 0 | 0 | 0 | 0 | 0 | 0 | 0 | 0 | 0 | 0 | 0 | 0 | 0 | 0 | 0 | 0 | 0 | 0 | 0 | 0 | 0 | 0 | 0 | 0 | 0 | 0 | 0 | 0 | 0 | 0 | 0 | 0 | 0 | 0 | 0 | 0 | 0 | 0 | 0 | 0 | 0 | 0 | 0 | 0 | 0 | 0 | 0 | 0 | 0 | 0 | 0 | 0 | 0 | 0 | 0 | 0 | 0 | 0 | 0 | 0 | 0 | 0 | 0 | 0 | 0 | 0 | 0 | 0 | 0 | 0 | 0 | 0 | 0 | 0 | 0 | 0 | 0 | 0 | 0 | 0 | 0 | 0 | 0 | 0 | 0 | 0 | 0 | 0 | 0 | 0 | 0 | 0 | 0 | 0 | 0 | 0 | 0 | 0 | 0 | 0 | 0 | 0 | 0 | 0 | 0 | 0 | 0 | 0 | 0 | 0 | 0 | 0 | 0 | 0 | 0 | 0 | 0 | 0 | 0 | 0 | 0 | 0 | 0 | 0 | 0 | 0 | 0 | 0 | 0 | 0 | 0 | 0 | 0 | 0 | 0 | 0 | 0 | 0 | 0 | 0 | 0 | 0 | 0 | 0 | 0 | 0 | 0 | 0 | 0 | 0 | 0 | 0 | 0 | 0 | 0 | 0 | 0 | 0 | 0 | 0 | 0 | 0 | 0 | 0 | 0 | 0 | 0 | 0 | 0 | 0 | 0 | 0 | 0 | 0 | 0 | 0 | 0 | 0 | 0 | 0 | 0 | 0 | 0 | 0 | 0 | 0 | 0 | 0 | 0 | 0 | 0 | 0 | 0 | 0 | 0 | 0 | 0 | 0 | 0 | 0 | 0 | 0 | 0 | 0 | 0 | 0 | 0 | 0 | 0 | 0 | 0 | 0 | 0 | 0 | 0 | 0 | 0 | 0 | 0 | 0 | 0 | 0 | 0 | 0 | 0 | 0 | 0 | 0 | 0 | 0 | 0 | 0 | 0 | 0 | 0 | 0 | 0 | 0 | 0 | 0 | 0 | 0 | 0 | 0 | 0 | 0 | 0 | 0 | 0 | 0 | 0 | 0 | 0 | 0 | 0 | 0 | 0 | 0 | 0 | 0 | 0 | 0 | 0 | 0 | 0 | 0 | 0 | 0 | 0 | 0 | 0 | 0 | 0 | 0 | 0 | 0 | 0 | 0 | 0 | 0 | 0 | 0 | 0 | 0 | 0 | 0 | 0 | 0 | 0 | 0 | 0 | 0 | 0 | 0 | 0 | 0 | 0 | 0 | 0 | 0 | 0 | 0 | 0 | 0 | 0 | 0 | 0 | 0 | 0 | 0 | 0 | 0 | 0 | 0 | 0 | 0 | 0 | 0 | 0 | 0 | 0 | 0 | 0 | 0 | 0 | 0 | 0 | 0 | 0 | 0 | 0 | 0 | 0 | 0 | 0 | 0 | 0 | 0 | 0 | 0 | 0 | 0 | 0 | 0 | 0 | 0 | 0 | 0 | 0 | 0 | 0 | 0 | 0 | 0 | 0 | 0 | 0 | 0 | 0 | 0 | 0 | 0 | 0 | 0 | 0 | 0 | 0 | 0 | 0 | 0 | 0 | 0 | 0 | 0 | 0 | 0 | 0 | 0 | 0 | 0 | 0 | 0 | 0 | 0 | 0 | 0 | 0 | 0 | 0 | 0 | 0 | 0 | 0 | 0 | 0 | 0 | 0 | 0 | 0 | 0 | 0 | 0 | 0 | 0 | 0 | 0 | 0 | 0 | 0 | 0 | 0 | 0 | 0 | 0 | 0 | 0 | 0 | 0 | 0 | 0 | 0 | 0 | 0 | 0 | 0 | 0 | 0 | 0 | 0 | 0 | 0 | 0 | 0 | 0 | 0 | 0 | 0 | 0 | 0 | 0 | 0 | 0 | 0 | 0 | 0 | 0 | 0 | 0 | 0 | 0 | 0 | 0 | 0 | 0 | 0 | 0 | 0 | 0 | 0 | 0 | 0 | 0 | 0 | 0 | 0 | 0 | 0 | 0 | 0 | 0 | 0 | 0 | 0 | 0 | 0 | 0 | 0 | 0 | 0 | 0 | 0 | 0 | 0 | 0 | 0 | 0 | 0 | 0 | 0 | 0 | 0 | 0 | 0 | 0 | 0 | 0 | 0 | 0 | 0 | 0 | 0 | 0 | 0 | 0 | 0 | 0 | 0 | 0 | 0 | 0 | 0 | 0 | 0 | 0 | 0 | 0 | 0 | 0 | 0 | 0 | 0 | 0 | 0 | 0 | 0 | 0 | 0 | 0 | 0 | 0 | 0 | 0 | 0 | 0 | 0 | 0 | 0 | 0 | 0 | 0 | 0 | 0 | 0 | 0 | 0 | 0 | 0 | 0 | 0 | 0 | 0 | 0 | 0 | 0 | 0 | 0 | 0 | 0 | 0 | 0 | 0 | 0 | 0 | 0 | 0 | 0 | 0 | 0 | 0 | 0 | 0 | 0 | 0 | 0 | 0 | 0 | 0 | 0 | 0 | 0 | 0 | 0 | 0 | 0 | 0 | 0 | 0 | 0 | 0 | 0 | 0 | 0 | 0 | 0 | 0 | 0 | 0 | 0 | 0 | 0 | 0 | 0 | 0 | 0 | 0 | 0 | 0 | 0 | 0 | 0 | 0 | 0 | 0 | 0 | 0 | 0 | 0 | 0 | 0 | 0 | 0 | 0 | 0 | 0 | 0 | 0 | 0 | 0 | 0 | 0 | 0 | 0 | 0 | 0 | 0 | 0 | 0 | 0 | 0 | 0 | 0 | 0 | 0 | 0 | 0 | 0 | 0 | 0 | 0 | 0 | 0 | 0 | 0 | 0 | 0 | 0 | 0 | 0 | 0 | 0 | 0 | 0 | 0 | 0 | 0 | 0 | 0 | 0 | 0 | 0 | 0 | 0 | 0 | 0 | 0 | 0 | 0 | 0 | 0 | 0 | 0 | 0 | 0 | 0 | 0 | 0 | 0 | 0 | 0 | 0 | 0 | 0 | 0 | 0 | 0 | 0 | 0 | 0 | 0 | 0 | 0 | 0 | 0 | 0 | 0 | 0 | 0 | 0 | 0 | 0 | 0 | 0 | 0 | 0 | 0 | 0 | 0 | 0 | 0 | 0 | 0 | 0 | 0 | 0 | 0 | 0 | 0 | 0 | 0 | 0 | 0 | 0 | 0 | 0 | 0 | 0 | 0 | 0 | 0 | 0 | 0 | 0 | 0 | 0 | 0 | 0 | 0 | 0 | 0 | 0 | 0 | 0 | 0 | 0 | 0 | 0 | 0 | 0 | 0 | 0 | 0 | 0 | 0 | 0 | 0 | 0 | 0 | 0 | 0 | 0 | 0 | 0 | 0 | 0 | 0 | 0 | 0 | 0 | 0 | 0 | 0 | 0 | 0 | 0 | 0 | 0 | 0 | 0 | 0 | 0 | 0 | 0 | 0 | 0 | 0 | 0 | 0 | 0 | 0 | 0 | 0 | 0 | 0 | 0 | 0 | 0 | 0 | 0 | 0 | 0 | 0 | 0 | 0 | 0 | 0 | 0 | 0 | 0 | 0 | 0 | 0 | 0 | 0 | 0 | 0 | 0 | 0 | 0 | 0 | 0 | 0 | 0 | 0 | 0 | 0 | 0 | 0 | 0 | 0 | 0 | 0 | 0 | 0 | 0 | 0 | 0 | 0 | 0 | 0 | 0 | 0 | 0 | 0 | 0 | 0 | 0 | 0 | 0 | 0 | 0 | 0 | 0 | 0 | 0 | 0 | 0 | 0 | 0 | 0 | 0 | 0 | 0 | 0 | 0 | 0 | 0 | 0 | 0 | 0 | 0 | 0 | 0 | 0 | 0 | 0 | 0 | 0 | 0 | 0 | 0 | 0 | 0 | 0 | 0 | 0 | 0 | 0 | 0 | 0 | 0 | 0 | 0 | 0 | 0 | 0 | 0 | 0 | 0 | 0 | 0 | 0 | 0 | 0 | 0 | 0 | 0 | 0 | 0 | 0 | 0 | 0 | 0 | 0 | 0 | 0 | 0 | 0 | 0 | 0 | 0 | 0 | 0 | 0 | 0 | 0 | 0 | 0 | 0 | 0 | 0 | 0 | 0 | 0 | 0 | 0 | 0 | 0 | 0 | 0 | 0 | 0 | 0 | 0 | 0 | 0 | 0 | 0 | 0 | 0 | 0 | 0 | 0 | 0 | 0 | 0 | 0 | 0 | 0 | 0 | 0 | 0 | 0 | 0 | 0 | 0 | 0 | 0 | 0 | 0 | 0 | 0 | 0 | 0 | 0 | 0 | 0 | 0 | 0 | 0 | 0 | 0 | 0 | 0 | 0 | 0 | 0 | 0 | 0 | 0 | 0 | 0 | 0 | 0 | 0 | 0 | 0 | 0 | 0 | 0 | 0 | 0 | 0 | 0 | 0 | 0 | 0 | 0 | 0 | 0 | 0 | 0 | 0 | 0 | 0 | 0 | 0 | 0 | 0 | 0 | 0 | 0 | 0 | 0 | 0 | 0 | 0 | 0 | 0 | 0 | 0 | 0 | 0 | 0 | 0 | 0 | 0 | 0 | 0 | 0 | 0 | 0 | 0 | 0 | 0 | 0 | 0 | 0 | 0 | 0 | 0 | 0 | 0 | 0 | 0 | 0 | 0 | 0 | 0 | 0 | 0 | 0 | 0 | 0 | 0 | 0 | 0 | 0 | 0 | 0 | 0 | 0 | 0 | 0 | 0 | 0 | 0 | 0 | 0 | 0 | 0 | 0 | 0 | 0 | 0 | 0 | 0 | 0 | 0 | 0 | 0 | 0 | 0 | 0 | 0 | 0 | 0 | 0 | 0 | 0 | 0 | 0 | 0 | 0 | 0 | 0 | 0 | 0 | 0 | 0 | 0 | 0 | 0 | 0 | 0 | 0 | 0 | 0 | 0 | 0 | 0 | 0 | 0 | 0 | 0 | 0 | 0 | 0 | 0 | 0 | 0 | 0 | 0 | 0 | 0 | 0 | 0 | 0 | 0 | 0 | 0 | 0 | 0 | 0 | 0 | 0 | 0 | 0 | 0 | 0 | 0 | 0 | 0 | 0 | 0 | 0 | 0 | 0 | 0 | 0 | 0 | 0 | 0 | 0 | 0 | 0 | 0 | 0 | 0 | 0 | 0 | 0 | 0 | 0 | 0 | 0 | 0 | 0 | 0 | 0 | 0 | 0 | 0 | 0 | 0 | 0 | 0 | 0 | 0 | 0 | 0 | 0 | 0 | 0 | 0 | 0 | 0 | 0 | 0 | 0 | 0 | 0 | 0 | 0 | 0 | 0 | 0 | 0 | 0 | 0 | 0 | 0 | 0 | 0 | 0 | 0 | 0 | 0 | 0 | 0 | 0 | 0 | 0 | 0 | 0 | 0 | 0 | 0 | 0 | 0 | 0 | 0 | 0 | 0 | 0 | 0 | 0 | 0 | 0 | 0 | 0 | 0 | 0 | 0 | 0 | 0 | 0 | 0 | 0 | 0 | 0 | 0 | 0 | 0 | 0 | 0 | 0 | 0 | 0 | 0 | 0 | 0 | 0 | 0 | 0 | 0 | 0 | 0 | 0 | 0 | 0 | 0 | 0 | 0 | 0 | 0 | 0 | 0 | 0 | 0 | 0 | 0 | 0 | 0 | 0 | 0 | 0 | 0 | 0 | 0 | 0 | 0 | 0 | 0 | 0 | 0 | 0 | 0 | 0 | 0 | 0 | 0 | 0 | 0 | 0 | 0 | 0 | 0 | 0 | 0 | 0 | 0 | 0 | 0 | 0 | 0 | 0 | 0 | 0 | 0 | 0 | 0 | 0 | 0 | 0 | 0 | 0 | 0 | 0 | 0 | 0 | 0 | 0 | 0 | 0 | 0 | 0 | 0 | 0 | 0 | 0 | 0 | 0 | 0 | 0 | 0 | 0 | 0 | 0 | 0 | 0 | 0 | 0 | 0 | 0 | 0 | 0 | 0 | 0 | 0 | 0 | 0 | 0 | 0 | 0 | 0 | 0 | 0 | 0 | 0 | 0 | 0 | 0 | 0 | 0 | 0 | 0 | 0 | 0 | 0 | 0 | 0 | 0 | 0 | 0 | 0 | 0 | 0 | 0 | 0 | 0 | 0 | 0 | 0 | 0 | 0 | 0 | 0 | 0 | 0 | 0 | 0 | 0 | 0 | 0 | 0 | 0 | 0 | 0 | 0 | 0 | 0 | 0 | 0 | 0 | 0 | 0 | 0 | 0 | 0 | 0 | 0 | 0 | 0 | 0 | 0 | 0 | 0 | 0 | 0 | 0 | 0 | 0 | 0 | 0 | 0 | 0 | 0 | 0 | 0 | 0 | 0 | 0 | 0 | 0 | 0 | 0 | 0 | 0 | 0 | 0 | 0 | 0 | 0 | 0 | 0 | 0 | 0 | 0 | 0 | 0 | 0 | 0 | 0 | 0 | 0 | 0 | 0 | 0 | 0 | 0 | 0 | 0 | 0 | 0 | 0 | 0 | 0 | 0 | 0 | 0 | 0 | 0 | 0 | 0 | 0 | 0 | 0 | 0 | 0 | 0 | 0 | 0 | 0 | 0 | 0 | 0 | 0 | 0 | 0 | 0 | 0 | 0 | 0 | 0 | 0 | 0 | 0 | 0 | 0 | 0 | 0 | 0 | 0 | 0 | 0 | 0 | 0 | 0 | 0 | 0 | 0 | 0 | 0 | 0 | 0 | 0 | 0 | 0 | 0 | 0 | 0 | 0 | 0 | 0 | 0 | 0 | 0 | 0 | 0 | 0 | 0 | 0 | 0 | 0 | 0 | 0 | 0 | 0 | 0 | 0 | 0 | 0 | 0 | 0 | 0 | 0 | 0 | 0 | 0 | 0 | 0 | 0 | 0 | 0 | 0 | 0 | 0 | 0 | 0 | 0 | 0 | 0 | 0 | 0 | 0 | 0 | 0 | 0 | 0 | 0 | 0 | 0 | 0 | 0 | 0 | 0 | 0 | 0 | 0 | 0 | 0 | 0 | 0 | 0 | 0 | 0 | 0 | 0 | 0 | 0 | 0 | 0 | 0 | 0 | 0 | 0 | 0 | 0 | 0 | 0 | 0 | 0 | 0 | 0 | 0 | 0 | 0 | 0 | 0 | 0 | 0 | 0 | 0 | 0 | 0 | 0 | 0 | 0 | 0 | 0 | 0 | 0 | 0 | 0 | 0 | 0 | 0 | 0 | 0 | 0 | 0 | 0 | 0 | 0 | 0 | 0 | 0 | 0 | 0 | 0 | 0 | 0 | 0 | 0 | 0 | 0 | 0 | 0 | 0 | 0 | 0 | 0 | 0 | 0 | 0 | 0 | 0 | 0 | 0 | 0 | 0 | 0 | 0 | 0 | 0 | 0 | 0 | 0 | 0 | 0 | 0 | 0 | 0 | 0 | 0 | 0 | 0 | 0 | 0 | 0 | 0 | 0 | 0 | 0 | 0 | 0 | 0 | 0 | 0 | 0 | 0 | 0 | 0 | 0 | 0 | 0 | 0 | 0 | 0 | 0 | 0 | 0 | 0 | 0 | 0 | 0 | 0 | 0 | 0 | 0 | 0 | 0 | 0 | 0 | 0 | 0 | 0 | 0 | 0 | 0 | 0 | 0 | 0 | 0 | 0 | 0 | 0 | 0 | 0 | 0 | 0 | 0 | 0 | 0 | 0 | 0 | 0 | 0 | 0 | 0 | 0 | 0 | 0 | 0 | 0 | 0 | 0 | 0 | 0 | 0 | 0 | 0 | 0 | 0 | 0 | 0 | 0 | 0 | 0 | 0 | 0 | 0 | 0 | 0 | 0 | 0 | 0 | 0 | 0 | 0 | 0 | 0 | 0 | 0 | 0 | 0 | 0 | 0 | 0 | 0 | 0 | 0 | 0 | 0 | 0 | 0 | 0 | 0 | 0 | 0 | 0 | 0 | 0 | 0 | 0 | 0 | 0 | 0 | 0 | 0 | 0 | 0 | 0 | 0 | 0 | 0 | 0 | 0 | 0 | 0 | 0 | 0 | 0 | 0 | 0 | 0 | 0 | 0 | 0 | 0 | 0 | 0 | 0 | 0 | 0 | 0 | 0 | 0 | 0 | 0 | 0 | 0 | 0 | 0 | 0 | 0 | 0 | 0 | 0 | 0 | 0 | 0 | 0 | 0 | 0 | 0 | 0 | 0 | 0 | 0 | 0 | 0 | 0 | 0 | 0 | 0 | 0 | 0 | 0 | 0 | 0 | 0 | 0 | 0 | 0 | 0 | 0 | 0 | 0 | 0 | 0 | 0 | 0 | 0 | 0 | 0 | 0 | 0 | 0 | 0 | 0 | 0 | 0 | 0 | 0 | 0 | 0 | 0 | 0 | 0 | 0 | 0 | 0 | 0 | 0 | 0 | 0 | 0 | 0 | 0 | 0 | 0 | 0 | 0 | 0 | 0 | 0 | 0 | 0 | 0 | 0 | 0 | 0 | 0 | 0 | 0 | 0 | 0 | 0 | 0 | 0 | 0 | 0 | 0 | 0 | 0 | 0 | 0 | 0 | 0 | 0 | 0 | 0 | 0 | 0 | 0 | 0 | 0 | 0 | 0 | 0 | 0 | 0 | 0 | 0 | 0 | 0 | 0 | 0 | 0 | 0 | 0 | 0 | 0 | 0 | 0 | 0 | 0 | 0 | 0 | 0 | 0 | 0 | 0 | 0 | 0 | 0 | 0 | 0 | 0 | 0 | 0 | 0 | 0 | 0 | 0 | 0 | 0 | 0 | 0 | 0 | 0 | 0 | 0 | 0 | 0 | 0 | 0 | 0 | 0 | 0 | 0 | 0 | 0 | 0 | 0 | 0 | 0 | 0 | 0 | 0 | 0 | 0 | 0 | 0 | 0 | 0 | 0 | 0 | 0 | 0 | 0 | 0 | 0 | 0 | 0 | 0 | 0 | 0 | 0 | 0 | 0 | 0 | 0 | 0 | 0 | 0 | 0 | 0 | 0 | 0 | 0 | 0 | 0 | 0 | 0 | 0 | 0 | 0 | 0 | 0 | 0 | 0 | 0 | 0 | 0 | 0 | 0 | 0 | 0 | 0 | 0 | 0 | 0 | 0 | 0 | 0 | 0 | 0 | 0 | 0 | 0 | 0 | 0 | 0 | 0 | 0 | 0 | 0 | 0 | 0 | 0 | 0 | 0 | 0 | 0 | 0 | 0 | 0 | 0 | 0 | 0 | 0 | 0 | 0 | 0 | 0 | 0 | 0 | 0 | 0 | 0 | 0 | 0 | 0 | 0 | 0 | 0 | 0 | 0 | 0 | 0 | 0 | 0 | 0 | 0 | 0 | 0 | 0 | 0 | 0 | 0 | 0 | 0 | 0 | 0 | 0 | 0 | 0 | 0 | 0 | 0 | 0 | 0 | 0 | 0 | 0 | 0 | 0 | 0 | 0 | 0 | 0 | 0 | 0 | 0 | 0 | 0 | 0 | 0 | 0 | 0 | 0 | 0 | 0 | 0 | 0 | 0 | 0 | 0 | 0 | 0 | 0 | 0 | 0 | 0 | 0 | 0 | 0 | 0 | 0 | 0 | 0 | 0 | 0 | 0 | 0 | 0 | 0 | 0 | 0 | 0 | 0 | 0 | 0 | 0 | 0 | 0 | 0 | 0 | 0 | 0 | 0 | 0 | 0 | 0 | 0 | 0 | 0 | 0 | 0 | 0 | 0 | 0 | 0 | 0 | 0 | 0 | 0 | 0 | 0 | 0 | 0 | 0 | 0 | 0 | 0 | 0 | 0 | 0 | 0 | 0 | 0 | 0 | 0 | 0 | 0 | 0 | 0 | 0 | 0 | 0 | 0 | 0 | 0 | 0 | 0 | 0 | 0 | 0 | 0 | 0 | 0 | 0 | 0 | 0 | 0 | 0 | 0 | 0 | 0 | 0 | 0 | 0 | 0 | 0 | 0 | 0 | 0 | 0 | 0 | 0 | 0 | 0 | 0 | 0 | 0 | 0 | 0 | 0 | 0 | 0 | 0 | 0 | 0 | 0 | 0 | 0 | 0 | 0 | 0 | 0 | 0 | 0 | 0 | 0 | 0 | 0 | 0 | 0 | 0 | 0 | 0 | 0 | 0 | 0 | 0 | 0 | 0 | 0 | 0 | 0 | 0 | 0 | 0 | 0 | 0 | 0 | 0 | 0 | 0 | 0 | 0 | 0 | 0 | 0 | 0 | 0 | 0 | 0 | 0 | 0 | 0 | 0 | 0 | 0 | 0 | 0 | 0 | 0 | 0 | 0 | 0 | 0 | 0 | 0 | 0 | 0 | 0 | 0 | 0 | 0 | 0 | 0 | 0 | 0 | 0 | 0 | 0 | 0 | 0 | 0 | 0 | 0 | 0 | 0 | 0 | 0 | 0 | 0 | 0 | 0 | 0 | 0 | 0 | 0 | 0 | 0 | 0 | 0 | 0 | 0 | 0 | 0 | 0 | 0 | 0 | 0 | 0 | 0 | 0 | 0 | 0 | 0 | 0 | 0 | 0 | 0 | 0 | 0 | 0 | 0 | 0 | 0 | 0 | 0 | 0 | 0 | 0 | 0 | 0 | 0 | 0 | 0 | 0 | 0 | 0 | 0 | 0 | 0 | 0 | 0 | 0 | 0 | 0 | 0 | 0 | 0 | 0 | 0 | 0 | 0 | 0 | 0 | 0 | 0 | 0 | 0 | 0 | 0 | 0 | 0 | 0 | 0 | 0 | 0 | 0 | 0 | 0 | 0 | 0 | 0 | 0 | 0 | 0 | 0 | 0 | 0 | 0 | 0 | 0 | 0 | 0 | 0 | 0 | 0 | 0 | 0 | 0 | 0 | 0 | 0 | 0 | 0 | 0 | 0 | 0 | 0 | 0 | 0 | 0 | 0 | 0 | 0 | 0 | 0 | 0 | 0 | 0 | 0 | 0 | 0 | 0 | 0 | 0 | 0 | 0 | 0 | 0 | 0 | 0 | 0 | 0 | 0 | 0 | 0 | 0 | 0 | 0 | 0 | 0 | 0 | 0 | 0 | 0 | 0 | 0 | 0 | 0 | 0 | 0 | 0 | 0 | 0 | 0 | 0 | 0 | 0 | 0 | 0 | 0 | 0 | 0 | 0 | 0 | 0 | 0 | 0 | 0 | 0 | 0 | 0 | 0 | 0 | 0 | 0 | 0 | 0 | 0 | 0 | 0 | 0 | 0 | 0 | 0 | 0 | 0 | 0 | 0 | 0 | 0 | 0 | 0 | 0 | 0 | 0 | 0 | 0 | 0 | 0 | 0 | 0 | 0 | 0 | 0 | 0 | 0 | 0 | 0 | 0 | 0 | 0 | 0 | 0 | 0 | 0 | 0 | 0 | 0 | 0 | 0 | 0 | 0 | 0 | 0 | 0 | 0 | 0 | 0 | 0 | 0 | 0 | 0 | 0 | 0 | 0 | 0 | 0 | 0 | 0 | 0 | 0 | 0 | 0 | 0 | 0 | 0 | 0 | 0 | 0 | 0 | 0 | 0 | 0 | 0 | 0 | 0 | 0 | 0 | 0 | 0 | 0 | 0 | 0 | 0 | 0 | 0 | 0 | 0 | 0 | 0 | 0 | 0 | 0 | 0 | 0 | 0 | 0 | 0 | 0 | 0 | 0 | 0 | 0 | 0 | 0 | 0 | 0 | 0 | 0 | 0 | 0 | 0 | 0 | 0 | 0 | 0 | 0 | 0 | 0 | 0 | 0 | 0 | 0 | 0 | 0 | 0 | 0 | 0 | 0 | 0 | 0 | 0 | 0 | 0 | 0 | 0 | 0 | 0 | 0 | 0 | 0 | 0 | 0 | 0 | 0 | 0 | 0 | 0 | 0 | 0 | 0 | 0 | 0 | 0 | 0 | 0 | 0 | 0 | 0 | 0 | 0 | 0 | 0 | 0 | 0 | 0 | 0 | 0 | 0 | 0 | 0 | 0 | 0 | 0 | 0 | 0 | 0 | 0 | 0 | 0 | 0 | 0 | 0 | 0 | 0 | 0 | 0 | 0 | 0 | 0 | 0 | 0 | 0 | 0 | 0 | 0 | 0 | 0 | 0 | 0 | 0 | 0 | 0 | 0 | 0 | 0 | 0 | 0 | 0 | 0 | 0 | 0 | 0 | 0 | 0 | 0 | 0 | 0 | 0 | 0 | 0 | 0 | 0 | 0 | 0 | 0 | 0 | 0 | 0 | 0 | 0 | 0 | 0 | 0 | 0 | 0 | 0 | 0 | 0 | 0 | 0 | 0 | 0 | 0 | 0 | 0 | 0 | 0 | 0 | 0 | 0 | 0 | 0 | 0 | 0 | 0 | 0 | 0 | 0 | 0 | 0 | 0 | 0 | 0 | 0 | 0 | 0 | 0 | 0 | 0 | 0 | 0 | 0 | 0 | 0 | 0 | 0 | 0 | 0 | 0 | 0 | 0 | 0 | 0 | 0 | 0 | 0 | 0 | 0 | 0 | 0 | 0 | 0 | 0 | 0 | 0 | 0 | 0 | 0 | 0 | 0 | 0 | 0 | 0 | 0 | 0 | 0 | 0 | 0 | 0 | 0 | 0 | 0 | 0 | 0 | 0 | 0 | 0 | 0 | 0 | 0 | 0 | 0 | 0 | 0 | 0 | 0 | 0 | 0 | 0 | 0 | 0 | 0 | 0 | 0 | 0 | 0 | 0 | 0 | 0 | 0 | 0 | 0 | 0 | 0 | 0 | 0 | 0 | 0 | 0 | 0 | 0 | 0 | 0 | 0 | 0 | 0 | 0 | 0 | 0 | 0 | 0 | 0 | 0 | 0 | 0 | 0 | 0 | 0 | 0 | 0 | 0 | 0 | 0 | 0 | 0 | 0 | 0 | 0 | 0 | 0 | 0 | 0 | 0 | 0 | 0 | 0 | 0 | 0 | 0 | 0 | 0 | 0 | 0 | 0 | 0 | 0 | 0 | 0 | 0 | 0 | 0 | 0 | 0 | 0 | 0 | 0 | 0 | 0 | 0 | 0 | 0 | 0 | 0 | 0 | 0 | 0 | 0 | 0 | 0 | 0 | 0 | 0 | 0 | 0 | 0 | 0 | 0 | 0 | 0 | 0 | 0 | 0 | 0 | 0 | 0 | 0 | 0 | 0 | 0 | 0 | 0 | 0 | 0 | 0 | 0 | 0 | 0 | 0 | 0 | 0 | 0 | 0 | 0 | 0 | 0 | 0 | 0 | 0 | 0 | 0 | 0 | 0 | 0 | 0 | 0 | 0 | 0 | 0 | 0 | 0 | 0 | 0 | 0 | 0 | 0 | 0 | 0 | 0 | 0 | 0 | 0 | 0 | 0 | 0 | 0 | 0 | 0 | 0 | 0 | 0 | 0 | 0 | 0 | 0 | 0 | 0 | 0 | 0 | 0 | 0 | 0 | 0 | 0 | 0 | 0 | 0 | 0 | 0 | 0 | 0 | 0 | 0 | 0 | 0 | 0 | 0 | 0 | 0 | 0 | 0 | 0 | 0 | 0 | 0 | 0 | 0 | 0 | 0 | 0 | 0 | 0 | 0 | 0 | 0 | 0 | 0 | 0 | 0 | 0 | 0 | 0 | 0 | 0 | 0 | 0 | 0 | 0 | 0 | 0 | 0 | 0 | 0 | 0 | 0 | 0 | 0 | 0 | 0 | 0 | 0 | 0 | 0 | 0 | 0 | 0 | 0 | 0 | 0 | 0 | 0 | 0 | 0 | 0 | 0 | 0 | 0 | 0 | 0 | 0 | 0 | 0 | 0 | 0 | 0 | 0 | 0 | 0 | 0 | 0 | 0 | 0 | 0 | 0 | 0 | 0 | 0 | 0 | 0 | 0 | 0 | 0 | 0 | 0 | 0 | 0 | 0 | 0 | 0 | 0 | 0 | 0 | 0 | 0 | 0 | 0 | 0 | 0 | 0 | 0 | 0 | 0 | 0 | 0 | 0 | 0 | 0 | 0 | 0 | 0 | 0 | 0 | 0 | 0 | 0 | 0 | 0 | 0 | 0 | 0 | 0 | 0 | 0 | 0 | 0 | 0 | 0 | 0 | 0 | 0 | 0 | 0 | 0 | 0 | 0 | 0 | 0 | 0 | 0 | 0 | 0 | 0 | 0 | 0 | 0 | 0 | 0 | 0 | 0 | 0 | 0 | 0 | 0 | 0 | 0 | 0 | 0 | 0 | 0 | 0 | 0 | 0 | 0 | 0 | 0 | 0 | 0 | 0 | 0 | 0 | 0 | 0 | 0 | 0 | 0 | 0 | 0 | 0 | 0 | 0 | 0 | 0 | 0 | 0 | 0 | 0 | 0 | 0 | 0 | 0 | 0 | 0 | 0 | 0 | 0 | 0 | 0 | 0 | 0 | 0 | 0 | 0 | 0 | 0 | 0 | 0 | 0 | 0 | 0 | 0 | 0 | 0 | 0 | 0 | 0 | 0 | 0 | 0 | 0 | 0 | 0 | 0 | 0 | 0 | 0 | 0 | 0 | 0 | 0 | 0 | 0 | 0 | 0 | 0 | 0 | 0 | 0 | 0 | 0 | 0 | 0 | 0 | 0 | 0 | 0 | 0 | 0 | 0 | 0 | 0 | 0 | 0 | 0 | 0 | 0 | 0 | 0 | 0 | 0 | 0 | 0 | 0 | 0 | 0 | 0 | 0 | 0 | 0 | 0 | 0 | 0 | 0 | 0 | 0 | 0 | 0 | 0 | 0 | 0 | 0 | 0 | 0 | 0 | 0 | 0 | 0 | 0 | 0 | 0 | 0 | 0 | 0 | 0 | 0 | 0 | 0 | 0 | 0 | 0 | 0 | 0 | 0 | 0 | 0 | 0 | 0 | 0 | 0 | 0 | 0 | 0 | 0 | 0 | 0 | 0 | 0 | 0 | 0 | 0 | 0 | 0 | 0 | 0 | 0 | 0 | 0 | 0 | 0 | 0 | 0 | 0 | 0 | 0 | 0 | 0 | 0 | 0 | 0 | 0 | 0 | 0 | 0 | 0 | 0 | 0 | 0 | 0 | 0 | 0 | 0 | 0 | 0 | 0 | 0 | 0 | 0 | 0 | 0 | 0 | 0 | 0 | 0 | 0 | 0 | 0 | 0 | 0 | 0 | 0 | 0 | 0 | 0 | 0 | 0 | 0 | 0 | 0 | 0 | 0 | 0 | 0 | 0 | 0 | 0 | 0 | 0 | 0 | 0 | 0 | 0 | 0 | 0 | 0 | 0 | 0 | 0 | 0 | 0 | 0 | 0 | 0 | 0 | 0 | 0 | 0 | 0 | 0 | 0 | 0 | 0 | 0 | 0 | 0 | 0 | 0 | 0 | 0 | 0 | 0 | 0 | 0 | 0 | 0 | 0 | 0 | 0 | 0 | 0 | 0 | 0 | 0 | 0 | 0 | 0 | 0 | 0 | 0 | 0 | 0 | 0 | 0 | 0 | 0 | 0 | 0 | 0 | 0 | 0 | 0 | 0 | 0 | 0 | 0 | 0 | 0 | 0 | 0 | 0 | 0 | 0 | 0 | 0 | 0 | 0 | 0 | 0 | 0 | 0 | 0 | 0 | 0 | 0 | 0 | 0 | 0 | 0 | 0 | 0 | 0 | 0 | 0 | 0 | 0 | 0 | 0 | 0 | 0 | 0 | 0 | 0 | 0 | 0 | 0 | 0 | 0 | 0 | 0 | 0 | 0 | 0 | 0 | 0 | 0 | 0 | 0 | 0 | 0 | 0 | 0 | 0 | 0 | 0 | 0 | 0 | 0 | 0 | 0 | 0 | 0 | 0 | 0 | 0 | 0 | 0 | 0 | 0 | 0 | 0 | 0 | 0 | 0 | 0 | 0 | 0 | 0 | 0 | 0 | 0 | 0 | 0 | 0 | 0 | 0 | 0 | 0 | 0 | 0 | 0 | 0 | 0 | 0 | 0 | 0 | 0 | 0 | 0 | 0 | 0 | 0 | 0 | 0 | 0 | 0 | 0 | 0 | 0 | 0 | 0 | 0 | 0 | 0 | 0 | 0 | 0 | 0 | 0 | 0 | 0 | 0 | 0 | 0 | 0 | 0 | 0 | 0 | 0 | 0 | 0 | 0 | 0 | 0 | 0 | 0 | 0 | 0 | 0 | 0 | 0 | 0 | 0 | 0 | 0 | 0 | 0 | 0 | 0 | 0 | 0 | 0 | 0 | 0 | 0 | 0 | 0 | 0 | 0 | 0 | 0 | 0 | 0 | 0 | 0 | 0 | 0 | 0 | 0 | 0 | 0 | 0 | 0 | 0 | 0 | 0 | 0 | 0 | 0 | 0 | 0 | 0 | 0 | 0 | 0 | 0 | 0 | 0 | 0 | 0 | 0 | 0 | 0 | 0 | 0 | 0 | 0 | 0 | 0 | 0 | 0 | 0 | 0 | 0 | 0 | 0 | 0 | 0 | 0 | 0 | 0 | 0 | 0 | 0 | 0 | 0 | 0 | 0 | 0 | 0 | 0 | 0 | 0 | 0 | 0 | 0 | 0 | 0 | 0 | 0 | 0 | 0 | 0 | 0 | 0 | 0 | 0 | 0 | 0 | 0 | 0 | 0 | 0 | 0 | 0 | 0 | 0 | 0 | 0 | 0 | 0 | 0 | 0 | 0 | 0 | 0 | 0 | 0 | 0 | 0 | 0 | 0 | 0 | 0 | 0 | 0 | 0 | 0 | 0 | 0 | 0 | 0 | 0 | 0 | 0 | 0 | 0 | 0 | 0 | 0 | 0 | 0 | 0 | 0 | 0 | 0 | 0 | 0 | 0 | 0 | 0 | 0 | 0 | 0 | 0 | 0 | 0 | 0 | 0 | 0 | 0 | 0 | 0 | 0 | 0 | 0 | 0 | 0 | 0 | 0 | 0 | 0 | 0 | 0 | 0 | 0 | 0 | 0 | 0 | 0 | 0 | 0 | 0 | 0 | 0 | 0 | 0 | 0 | 0 | 0 | 0 | 0 | 0 | 0 | 0 | 0 | 0 | 0 | 0 | 0 | 0 | 0 | 0 | 0 | 0 | 0 | 0 | 0 | 0 | 0 | 0 | 0 | 0 | 0 | 0 | 0 | 0 | 0 | 0 | 0 | 0 | 0 | 0 | 0 | 0 | 0 | 0 | 0 | 0 | 0 | 0 | 0 | 0 | 0 | 0 | 0 | 0 | 0 | 0 | 0 | 0 | 0 | 0 | 0 | 0 | 0 | 0 | 0 | 0 | 0 | 0 | 0 | 0 | 0 | 0 | 0 | 0 | 0 | 0 | 0 | 0 | 0 | 0 | 0 | 0 | 0 | 0 | 0 | 0 | 0 | 0 | 0 | 0 | 0 | 0 | 0 | 0 | 0 | 0 | 0 | 0 | 0 | 0 | 0 | 0 | 0 | 0 | 0 | 0 | 0 | 0 | 0 | 0 | 0 | 0 | 0 | 0 | 0 | 0 | 0 | 0 | 0 | 0 | 0 | 0 | 0 | 0 | 0 | 0 | 0 | 0 | 0 | 0 | 0 | 0 | 0 | 0 | 0 | 0 | 0 | 0 | 0 | 0 | 0 | 0 | 0 | 0 | 0 | 0 | 0 | 0 | 0 | 0 | 0 | 0 | 0 | 0 | 0 | 0 | 0 | 0 | 0 | 0 | 0 | 0 | 0 | 0 | 0 | 0 | 0 | 0 | 0 | 0 | 0 | 0 | 0 | 0 | 0 | 0 | 0 | 0 | 0 | 0 | 0 | 0 | 0 | 0 | 0 | 0 | 0 | 0 | 0 | 0 | 0 | 0 | 0 | 0 | 0 | 0 | 0 | 0 | 0 | 0 | 0 | 0 | 0 | 0 | 0 | 0 | 0 | 0 | 0 | 0 | 0 | 0 | 0 | 0 | 0 | 0 | 0 | 0 | 0 | 0 | 0 | 0 | 0 | 0 | 0 | 0 | 0 | 0 | 0 | 0 | 0 | 0 | 0 | 0 | 0 | 0 | 0 | 0 | 0 | 0 | 0 | 0 | 0 | 0 | 0 | 0 | 0 | 0 | 0 | 0 | 0 | 0 | 0 | 0 | 0 | 0 | 0 | 0 | 0 | 0 | 0 | 0 | 0 | 0 | 0 | 0 | 0 | 0 | 0 | 0 | 0 | 0 | 0 | 0 | 0 | 0 | 0 | 0 | 0 | 0 | 0 | 0 | 0 | 0 | 0 | 0 | 0 | 0 | 0 | 0 | 0 | 0 | 0 | 0 | 0 | 0 | 0 | 0 | 0 | 0 | 0 | 0 | 0 | 0 | 0 | 0 | 0 | 0 | 0 | 0 | 0 | 0 | 0 | 0 | 0 | 0 | 0 | 0 | 0 | 0 | 0 | 0 | 0 | 0 | 0 | 0 | 0 | 0 | 0 | 0 | 0 | 0 | 0 | 0 | 0 | 0 | 0 | 0 | 0 | 0 | 0 | 0 | 0 | 0 | 0 | 0 | 0 | 0 | 0 | 0 | 0 | 0 | 0 | 0 | 0 | 0 | 0 | 0 | 0 | 0 | 0 | 0 | 0 | 0 | 0 | 0 | 0 | 0 | 0 | 0 | 0 | 0 | 0 | 0 | 0 | 0 | 0 | 0 | 0 | 0 | 0 | 0 | 0 | 0 | 0 | 0 | 0 | 0 | 0 | 0 | 0 | 0 | 0 | 0 | 0 | 0 | 0 | 0 | 0 | 0 | 0 | 0 | 0 | 0 | 0 | 0 | 0 | 0 | 0 | 0 | 0 | 0 | 0 | 0 | 0 | 0 | 0 | 0 | 0 | 0 | 0 | 0 | 0 | 0 | 0 | 0 | 0 | 0 | 0 | 0 | 0 | 0 | 0 | 0 | 0 | 0 | 0 | 0 | 0 | 0 | 0 | 0 | 0 | 0 | 0 | 0 | 0 | 0 | 0 | 0 | 0 | 0 | 0 | 0 | 0 | 0 | 0 | 0 | 0 | 0 | 0 | 0 | 0 | 0 | 0 | 0 | 0 | 0 | 0 | 0 | 0 | 0 | 0 | 0 | 0 | 0 | 0 | 0 | 0 | 0 | 0 | 0 | 0 | 0 | 0 | 0 | 0 | 0 | 0 | 0 | 0 | 0 | 0 | 0 | 0 | 0 | 0 | 0 | 0 | 0 | 0 | 0 | 0 | 0 | 0 | 0 | 0 | 0 | 0 | 0 | 0 | 0 | 0 | 0 | 0 | 0 | 0 | 0 | 0 | 0 | 0 | 0 | 0 | 0 | 0 | 0 | 0 | 0 | 0 | 0 | 0 | 0 | 0 | 0 | 0 | 0 | 0 | 0 | 0 | 0 | 0 | 0 | 0 | 0 | 0 | 0 | 0 | 0 | 0 | 0 | 0 | 0 | 0 | 0 | 0 | 0 | 0 | 0 | 0 | 0 | 0 | 0 | 0 | 0 | 0 | 0 | 0 | 0 | 0 | 0 | 0 | 0 | 0 | 0 | 0 | 0 | 0 | 0 | 0 | 0 | 0 | 0 | 0 | 0 | 0 | 0 | 0 | 0 | 0 | 0 | 0 | 0 | 0 | 0 | 0 | 0 | 0 | 0 | 0 | 0 | 0 | 0 | 0 | 0 | 0 | 0 | 0 | 0 | 0 | 0 | 0 | 0 | 0 | 0 | 0 | 0 | 0 | 0 | 0 | 0 | 0 | 0 | 0 | 0 | 0 | 0 | 0 | 0 | 0 | 0 | 0 | 0 | 0 | 0 | 0 | 0 | 0 | 0 | 0 | 0 | 0 | 0 | 0 | 0 | 0 | 0 | 0 | 0 | 0 | 0 | 0 | 0 | 0 | 0 | 0 | 0 | 0 | 0 | 0 | 0 | 0 | 0 | 0 | 0 | 0 | 0 | 0 | 0 | 0 | 0 | 0 | 0 | 0 | 0 | 0 | 0 | 0 | 0 | 0 | 0 | 0 | 0 | 0 | 0 | 0 | 0 | 0 | 0 | 0 | 0 | 0 | 0 | 0 | 0 | 0 | 0 | 0 | 0 | 0 | 0 | 0 | 0 | 0 | 0 | 0 | 0 | 0 | 0 | 0 | 0 | 0 | 0 | 0 | 0 | 0 | 0 | 0 | 0 | 0 | 0 | 0 | 0 | 0 | 0 | 0 | 0 | 0 | 0 | 0 | 0 | 0 | 0 | 0 | 0 | 0 | 0 | 0 | 0 | 0 | 0 | 0 | 0 | 0 | 0 | 0 | 0 | 0 | 0 | 0 | 0 | 0 | 0 | 0 | 0 | 0 | 0 | 0 | 0 | 0 | 0 | 0 | 0 | 0 | 0 | 0 | 0 | 0 | 0 | 0 | 0 | 0 | 0 | 0 | 0 | 0 | 0 | 0 | 0 | 0 | 0 | 0 | 0 | 0 | 0 | 0 | 0 | 0 | 0 | 0 | 0 | 0 | 0 | 0 | 0 | 0 | 0 | 0 | 0 | 0 | 0 | 0 | 0 | 0 | 0 | 0 | 0 | 0 | 0 | 0 | 0 | 0 | 0 | 0 | 0 | 0 | 0 | 0 | 0 | 0 | 0 | 0 | 0 | 0 | 0 | 0 | 0 | 0 | 0 | 0 | 0 | 0 | 0 | 0 | 0 | 0 | 0 | 0 | 0 | 0 | 0 | 0 | 0 | 0 | 0 | 0 | 0 | 0 | 0 | 0 | 0 | 0 | 0 | 0 | 0 | 0 | 0 | 0 | 0 | 0 | 0 | 0 | 0 | 0 | 0 | 0 | 0 | 0 | 0 | 0 | 0 | 0 | 0 | 0 | 0 | 0 | 0 | 0 | 0 | 0 | 0 | 0 | 0 | 0 | 0 | 0 | 0 | 0 | 0 | 0 | 0 | 0 | 0 | 0 | 0 | 0 | 0 | 0 | 0 | 0 | 0 | 0 | 0 | 0 | 0 | 0 | 0 | 0 | 0 | 0 | 0 | 0 | 0 | 0 | 0 | 0 | 0 | 0 | 0 | 0 | 0 | 0 | 0 | 0 | 0 | 0 | 0 | 0 | 0 | 0 | 0 | 0 | 0 | 0 | 0 | 0 | 0 | 0 | 0 | 0 | 0 | 0 | 0 | 0 | 0 | 0 | 0 | 0 | 0 | 0 | 0 | 0 | 0 | 0 | 0 | 0 | 0 | 0 | 0 | 0 | 0 | 0 | 0 | 0 | 0 | 0 | 0 | 0 | 0 | 0 | 0 | 0 | 0 | 0 | 0 | 0 | 0 | 0 | 0 | 0 | 0 | 0 | 0 | 0 | 0 | 0 | 0 | 0 | 0 | 0 | 0 | 0 | 0 | 0 | 0 | 0 | 0 | 0 | 0 | 0 | 0 | 0 | 0 | 0 | 0 | 0 | 0 | 0 | 0 | 0 | 0 | 0 | 0 | 0 | 0 | 0 | 0 | 0 | 0 | 0 | 0 | 0 | 0 | 0 | 0 | 0 | 0 | 0 | 0 | 0 | 0 | 0 | 0 | 0 | 0 | 0 | 0 | 0 | 0 | 0 | 0 | 0 | 0 | 0 | 0 | 0 | 0 | 0 | 0 | 0 | 0 | 0 | 0 | 0 | 0 | 0 | 0 | 0 | 0 | 0 | 0 | 0 | 0 | 0 | 0 | 0 | 0 | 0 | 0 | 0 | 0 | 0 | 0 | 0 | 0 | 0 | 0 | 0 | 0 | 0 | 0 | 0 | 0 | 0 | 0 | 0 | 0 | 0 | 0 | 0 | 0 | 0 | 0 | 0 | 0 | 0 | 0 | 0 | 0 | 0 | 0 | 0 | 0 | 0 | 0 | 0 | 0 | 0 | 0 | 0 | 0 | 0 | 0 | 0 | 0 | 0 | 0 | 0 | 0 | 0 | 0 | 0 | 0 | 0 | 0 | 0 | 0 | 0 | 0 | 0 | 0 | 0 | 0 | 0 | 0 | 0 | 0 | 0 | 0 | 0 | 0 | 0 | 0 | 0 | 0 | 0 | 0 | 0 | 0 | 0 | 0 | 0 | 0 | 0 | 0 | 0 | 0 | 0 | 0 | 0 | 0 | 0 | 0 | 0 | 0 | 0 | 0 | 0 | 0 | 0 | 0 | 0 | 0 | 0 | 0 | 0 | 0 | 0 | 0 | 0 | 0 | 0 | 0 | 0 | 0 | 0 | 0 | 0 | 0 | 0 | 0 | 0 | 0 | 0 | 0 | 0 | 0 | 0 | 0 | 0 | 0 | 0 | 0 | 0 | 0 | 0 | 0 | 0 | 0 | 0 | 0 | 0 | 0 | 0 | 0 | 0 | 0 | 0 | 0 | 0 | 0 | 0 | 0 | 0 | 0 | 0 | 0 | 0 | 0 | 0 | 0 | 0 | 0 | 0 | 0 | 0 | 0 | 0 | 0 | 0 | 0 | 0 | 0 | 0 | 0 | 0 | 0 | 0 | 0 | 0 | 0 | 0 | 0 | 0 | 0 | 0 | 0 | 0 | 0 | 0 | 0 | 0 | 0 | 0 | 0 | 0 | 0 | 0 | 0 | 0 | 0 | 0 | 0 | 0 | 0 | 0 | 0 | 0 | 0 | 0 | 0 | 0 | 0 | 0 | 0 | 0 | 0 | 0 | 0 | 0 | 0 | 0 | 0 | 0 | 0 | 0 | 0 | 0 | 0 | 0 | 0 | 0 | 0 | 0 | 0 | 0 | 0 | 0 | 0 | 0 | 0 | 0 | 0 | 0 | 0 | 0 | 0 | 0 | 0 | 0 | 0 | 0 | 0 | 0 | 0 | 0 | 0 | 0 | 0 | 0 | 0 | 0 | 0 | 0 | 0 | 0 | 0 | 0 | 0 | 0 | 0 | 0 | 0 | 0 | 0 | 0 | 0 | 0 | 0 | 0 | 0 | 0 | 0 | 0 | 0 | 0 | 0 | 0 | 0 | 0 | 0 | 0 | 0 | 0 | 0 | 0 | 0 | 0 | 0 | 0 | 0 | 0 | 0 | 0 | 0 | 0 | 0 | 0 | 0 | 0 | 0 | 0 | 0 | 0 | 0 | 0 | 0 | 0 | 0 | 0 | 0 | 0 | 0 | 0 | 0 | 0 | 0 | 0 | 0 | 0 | 0 | 0 | 0 | 0 | 0 | 0 | 0 | 0 | 0 | 0 | 0 | 0 | 0 | 0 | 0 | 0 | 0 | 0 | 0 | 0 | 0 | 0 | 0 | 0 | 0 | 0 | 0 | 0 | 0 | 0 | 0 | 0 | 0 | 0 | 0 | 0 | 0 | 0 | 0 | 0 | 0 | 0 | 0 | 0 | 0 | 0 | 0 | 0 | 0 | 0 | 0 | 0 | 0 | 0 | 0 | 0 | 0 | 0 | 0 | 0 | 0 | 0 | 0 | 0 | 0 | 0 | 0 | 0 | 0 | 0 | 0 | 0 | 0 | 0 | 0 | 0 | 0 | 0 | 0 | 0 | 0 | 0 | 0 | 0 | 0 | 0 | 0 | 0 | 0 | 0 | 0 | 0 | 0 | 0 | 0 | 0 | 0 | 0 | 0 | 0 | 0 | 0 | 0 | 0 | 0 | 0 | 0 | 0 | 0 | 0 | 0 | 0 | 0 | 0 | 0 | 0 | 0 | 0 | 0 | 0 | 0 | 0 | 0 | 0 | 0 | 0 | 0 | 0 | 0 | 0 | 0 | 0 | 0 | 0 | 0 | 0 | 0 | 0 | 0 | 0 | 0 | 0 | 0 | 0 | 0 | 0 | 0 | 0 | 0 | 0 | 0 | 0 | 0 | 0 | 0 | 0 | 0 | 0 | 0 | 0 | 0 | 0 | 0 | 0 | 0 | 0 | 0 | 0 | 0 | 0 | 0 | 0 | 0 | 0 | 0 | 0 | 0 | 0 | 0 | 0 | 0 | 0 | 0 | 0 | 0 | 0 | 0 | 0 | 0 | 0 | 0 | 0 | 0 | 0 | 0 | 0 | 0 | 0 | 0 | 0 | 0 | 0 | 0 | 0 | 0 | 0 | 0 | 0 | 0 | 0 | 0 | 0 | 0 | 0 | 0 | 0 | 0 | 0 | 0 | 0 | 0 | 0 | 0 | 0 | 0 | 0 | 0 | 0 | 0 | 0 | 0 | 0 | 0 | 0 | 0 | 0 | 0 | 0 | 0 | 0 | 0 | 0 | 0 | 0 | 0 | 0 | 0 | 0 | 0 | 0 | 0 | 0 | 0 | 0 | 0 | 0 | 0 | 0 | 0 | 0 | 0 | 0 | 0 | 0 | 0 | 0 | 0 | 0 | 0 | 0 | 0 | 0 | 0 | 0 | 0 | 0 | 0 | 0 | 0 | 0 | 0 | 0 | 0 | 0 | 0 | 0 | 0 | 0 | 0 | 0 | 0 | 0 | 0 | 0 | 0 | 0 | 0 | 0 | 0 | 0 | 0 | 0 | 0 | 0 | 0 | 0 | 0 | 0 | 0 | 0 | 0 | 0 | 0 | 0 | 0 | 0 | 0 | 0 | 0 | 0 | 0 | 0 | 0 | 0 | 0 | 0 | 0 | 0 | 0 | 0 | 0 | 0 | 0 | 0 | 0 | 0 | 0 | 0 | 0 | 0 | 0 | 0 | 0 | 0 | 0 | 0 | 0 | 0 | 0 | 0 | 0 | 0 | 0 | 0 | 0 | 0 | 0 | 0 | 0 | 0 | 0 | 0 | 0 | 0 | 0 | 0 | 0 | 0 | 0 | 0 | 0 | 0 | 0 | 0 | 0 | 0 | 0 | 0 | 0 | 0 | 0 | 0 | 0 | 0 | 0 | 0 | 0 | 0 | 0 | 0 | 0 | 0 | 0 | 0 | 0 | 0 | 0 | 0 | 0 | 0 | 0 | 0 | 0 | 0 | 0 | 0 | 0 | 0 | 0 | 0 | 0 | 0 | 0 | 0 | 0 | 0 | 0 | 0 | 0 | 0 | 0 | 0 | 0 | 0 | 0 | 0 | 0 | 0 | 0 | 0 | 0 | 0 | 0 | 0 | 0 | 0 | 0 | 0 | 0 | 0 | 0 | 0 | 0 | 0 | 0 | 0 | 0 | 0 | 0 | 0 | 0 | 0 | 0 | 0 | 0 | 0 | 0 | 0 | 0 | 0 | 0 | 0 | 0 | 0 | 0 | 0 | 0 | 0 | 0 | 0 | 0 | 0 | 0 | 0 | 0 | 0 | 0 | 0 | 0 | 0 | 0 | 0 | 0 | 0 | 0 | 0 | 0 | 0 | 0 | 0 | 0 | 0 | 0 | 0 | 0 | 0 | 0 | 0 | 0 | 0 | 0 | 0 | 0 | 0 | 0 | 0 | 0 | 0 | 0 | 0 | 0 | 0 | 0 | 0 | 0 | 0 | 0 | 0 | 0 | 0 | 0 | 0 | 0 | 0 | 0 | 0 | 0 | 0 | 0 | 0 | 0 | 0 | 0 | 0 | 0 | 0 | 0 | 0 | 0 | 0 | 0 | 0 | 0 | 0 | 0 | 0 | 0 | 0 | 0 | 0 | 0 | 0 | 0 | 0 | 0 | 0 | 0 | 0 | 0 | 0 | 0 | 0 | 0 | 0 | 0 | 0 | 0 | 0 | 0 | 0 | 0 | 0 | 0 | 0 | 0 | 0 | 0 | 0 | 0 | 0 | 0 | 0 | 0 | 0 | 0 | 0 | 0 | 0 | 0 | 0 | 0 | 0 | 0 | 0 | 0 | 0 | 0 | 0 | 0 | 0 | 0 | 0 | 0 | 0 | 0 | 0 | 0 | 0 | 0 | 0 | 0 | 0 | 0 | 0 | 0 | 0 | 0 | 0 | 0 | 0 | 0 | 0 | 0 | 0 | 0 | 0 | 0 | 0 | 0 | 0 | 0 | 0 | 0 | 0 | 0 | 0 | 0 | 0 | 0 | 0 | 0 | 0 | 0 | 0 | 0 | 0 | 0 | 0 | 0 | 0 | 0 | 0 | 0 | 0 | 0 | 0 | 0 | 0 | 0 | 0 | 0 | 0 | 0 | 0 | 0 | 0 | 0 | 0 | 0 | 0 | 0 | 0 | 0 | 0 | 0 | 0 | 0 | 0 | 0 | 0 | 0 | 0 | 0 | 0 | 0 | 0 | 0 | 0 | 0 | 0 | 0 | 0 | 0 | 0 | 0 | 0 | 0 | 0 | 0 | 0 | 0 | 0 | 0 | 0 | 0 | 0 | 0 | 0 | 0 | 0 | 0 | 0 | 0 | 0 | 0 | 0 | 0 | 0 | 0 | 0 | 0 | 0 | 0 | 0 | 0 | 0 | 0 | 0 | 0 | 0 | 0 | 0 | 0 | 0 | 0 | 0 | 0 | 0 | 0 | 0 | 0 | 0 | 0 | 0 | 0 | 0 | 0 | 0 | 0 | 0 | 0 | 0 | 0 | 0 | 0 | 0 | 0 | 0 | 0 | 0 | 0 | 0 | 0 | 0 | 0 | 0 | 0 | 0 | 0 | 0 | 0 | 0 | 0 | 0 | 0 | 0 | 0 | 0 | 0 | 0 | 0 | 0 | 0 | 0 | 0 | 0 | 0 | 0 | 0 | 0 | 0 | 0 | 0 | 0 | 0 | 0 | 0 | 0 | 0 | 0 | 0 | 0 | 0 | 0 | 0 | 0 | 0 | 0 | 0 | 0 | 0 | 0 | 0 | 0 | 0 | 0 | 0 | 0 | 0 | 0 | 0 | 0 | 0 | 0 | 0 | 0 | 0 | 0 | 0 | 0 | 0 | 0 | 0 | 0 | 0 | 0 | 0 | 0 | 0 | 0 | 0 | 0 | 0 | 0 | 0 | 0 | 0 | 0 | 0 | 0 | 0 | 0 | 0 | 0 | 0 | 0 | 0 | 0 | 0 | 0 | 0 | 0 | 0 | 0 | 0 | 0 | 0 | 0 | 0 | 0 | 0 | 0 | 0 | 0 | 0 | 0 | 0 | 0 | 0 | 0 | 0 | 0 | 0 | 0 | 0 | 0 | 0 | 0 | 0 | 0 | 0 | 0 | 0 | 0 | 0 | 0 | 0 | 0 | 0 | 0 | 0 | 0 | 0 | 0 | 0 | 0 | 0 | 0 | 0 | 0 | 0 | 0 | 0 | 0 | 0 | 0 | 0 | 0 | 0 | 0 | 0 | 0 | 0 | 0 | 0 | 0 | 0 | 0 | 0 | 0 | 0 | 0 | 0 | 0 | 0 | 0 | 0 | 0 | 0 | 0 | 0 | 0 | 0 | 0 | 0 | 0 | 0 | 0 | 0 | 0 | 0 | 0 | 0 | 0 | 0 | 0 | 0 | 0 | 0 | 0 | 0 | 0 | 0 | 0 | 0 | 0 | 0 | 0 | 0 | 0 | 0 | 0 | 0 | 0 | 0 | 0 | 0 | 0 | 0 | 0 | 0 | 0 | 0 | 0 | 0 | 0 | 0 | 0 | 0 | 0 | 0 | 0 | 0 | 0 | 0 | 0 | 0 | 0 | 0 | 0 | 0 | 0 | 0 | 0 | 0 | 0 | 0 | 0 | 0 | 0 | 0 | 0 | 0 | 0 | 0 | 0 | 0 | 0 | 0 | 0 | 0 | 0 | 0 | 0 | 0 | 0 | 0 | 0 | 0 | 0 | 0 | 0 | 0 | 0 | 0 | 0 | 0 | 0 | 0 | 0 | 0 | 0 | 0 | 0 | 0 | 0 | 0 | 0 | 0 | 0 | 0 | 0 | 0 | 0 | 0 | 0 | 0 | 0 | 0 | 0 | 0 | 0 | 0 | 0 | 0 | 0 | 0 | 0 | 0 | 0 | 0 | 0 | 0 | 0 | 0 | 0 | 0 | 0 | 0 | 0 | 0 | 0 | 0 | 0 | 0 | 0 | 0 | 0 | 0 | 0 | 0 | 0 | 0 | 0 | 0 | 0 | 0 | 0 | 0 | 0 | 0 | 0 | 0 | 0
| Electricity |  |  |  | 0.66948 | 0.66948 | 0.66948 | 0.66948 | 0.66948 | 0.66948 | 0.66948 | 0.66948 | 0.66948 | 0.66948 | 0.66948 | 0.66948 | 0.66948 | 0.66948 | 0.66948 | 0.66948 | 0.66948 | 0.66948 | 0.66948 | 0.66948 | 0.66948 | 0.66948 | 0.66948 | 0.66948 | 0.66948 | 0.66948 | 0.66948 | 0.66948 | 0.66948 | 0.66948 | 0.66948 | 0.66948 | 0.66948 | 0.66948 | 0.66948 | 0.66948 | 0.66948 | 0.66948 | 0.66948 | 0.66948 | 0 | 0 | 0 | 0 | 0 | 0 | 0 | 0 | 0 | 0 | 0 | 0 | 0 | 0 | 0 | 0 | 0 | 0 | 0 | 0 | 0 | 0 | 0 | 0 | 0 | 0 | 0 | 0 | 0 | 0 | 0 | 0 | 0 | 0 | 0 | 0 | 0 | 0 | 0 | 0 | 0 | 0 | 0 | 0 | 0 | 0 | 0 | 0 | 0 | 0 | 0 | 0 | 0 | 0 | 0 | 0 | 0 | 0 | 0 | 0 | 0 | 0 | 0 | 0 | 0 | 0 | 0 | 0 | 0 | 0 | 0 | 0 | 0 | 0 | 0 | 0 | 0 | 0 | 0 | 0 | 0 | 0 | 0 | 0 | 0 | 0 | 0 | 0 | 0 | 0 | 0 | 0 | 0 | 0 | 0 | 0 | 0 | 0 | 0 | 0 | 0 | 0 | 0 | 0 | 0 | 0 | 0 | 0 | 0 | 0 | 0 | 0 | 0 | 0 | 0 | 0 | 0 | 0 | 0 | 0 | 0 | 0 | 0 | 0 | 0 | 0 | 0 | 0 | 0 | 0 | 0 | 0 | 0 | 0 | 0 | 0 | 0 | 0 | 0 | 0 | 0 | 0 | 0 | 0 | 0 | 0 | 0 | 0 | 0 | 0 | 0 | 0 | 0 | 0 | 0 | 0 | 0 | 0 | 0 | 0 | 0 | 0 | 0 | 0 | 0 | 0 | 0 | 0 | 0 | 0 | 0 | 0 | 0 | 0 | 0 | 0 | 0 | 0 | 0 | 0 | 0 | 0 | 0 | 0 | 0 | 0 | 0 | 0 | 0 | 0 | 0 | 0 | 0 | 0 | 0 | 0 | 0 | 0 | 0 | 0 | 0 | 0 | 0 | 0 | 0 | 0 | 0 | 0 | 0 | 0 | 0 | 0 | 0 | 0 | 0 | 0 | 0 | 0 | 0 | 0 | 0 | 0 | 0 | 0 | 0 | 0 | 0 | 0 | 0 | 0 | 0 | 0 | 0 | 0 | 0 | 0 | 0 | 0 | 0 | 0 | 0 | 0 | 0 | 0 | 0 | 0 | 0 | 0 | 0 | 0 | 0 | 0 | 0 | 0 | 0 | 0 | 0 | 0 | 0 | 0 | 0 | 0 | 0 | 0 | 0 | 0 | 0 | 0 | 0 | 0 | 0 | 0 | 0 | 0 | 0 | 0 | 0 | 0 | 0 | 0 | 0 | 0 | 0 | 0 | 0 | 0 | 0 | 0 | 0 | 0 | 0 | 0 | 0 | 0 | 0 | 0 | 0 | 0 | 0 | 0 | 0 | 0 | 0 | 0 | 0 | 0 | 0 | 0 | 0 | 0 | 0 | 0 | 0 | 0 | 0 | 0 | 0 | 0 | 0 | 0 | 0 | 0 | 0 | 0 | 0 | 0 | 0 | 0 | 0 | 0 | 0 | 0 | 0 | 0 | 0 | 0 | 0 | 0 | 0 | 0 | 0 | 0 | 0 | 0 | 0 | 0 | 0 | 0 | 0 | 0 | 0 | 0 | 0 | 0 | 0 | 0 | 0 | 0 | 0 | 0 | 0 | 0 | 0 | 0 | 0 | 0 | 0 | 0 | 0 | 0 | 0 | 0 | 0 | 0 | 0 | 0 | 0 | 0 | 0 | 0 | 0 | 0 | 0 | 0 | 0 | 0 | 0 | 0 | 0 | 0 | 0 | 0 | 0 | 0 | 0 | 0 | 0 | 0 | 0 | 0 | 0 | 0 | 0 | 0 | 0 | 0 | 0 | 0 | 0 | 0 | 0 | 0 | 0 | 0 | 0 | 0 | 0 | 0 | 0 | 0 | 0 | 0 | 0 | 0 | 0 | 0 | 0 | 0 | 0 | 0 | 0 | 0 | 0 | 0 | 0 | 0 | 0 | 0 | 0 | 0 | 0 | 0 | 0 | 0 | 0 | 0 | 0 | 0 | 0 | 0 | 0 | 0 | 0 | 0 | 0 | 0 | 0 | 0 | 0 | 0 | 0 | 0 | 0 | 0 | 0 | 0 | 0 | 0 | 0 | 0 | 0 | 0 | 0 | 0 | 0 | 0 | 0 | 0 | 0 | 0 | 0 | 0 | 0 | 0 | 0 | 0 | 0 | 0 | 0 | 0 | 0 | 0 | 0 | 0 | 0 | 0 | 0 | 0 | 0 | 0 | 0 | 0 | 0 | 0 | 0 | 0 | 0 | 0 | 0 | 0 | 0 | 0 | 0 | 0 | 0 | 0 | 0 | 0 | 0 | 0 | 0 | 0 | 0 | 0 | 0 | 0 | 0 | 0 | 0 | 0 | 0 | 0 | 0 | 0 | 0 | 0 | 0 | 0 | 0 | 0 | 0 | 0 | 0 | 0 | 0 | 0 | 0 | 0 | 0 | 0 | 0 | 0 | 0 | 0 | 0 | 0 | 0 | 0 | 0 | 0 | 0 | 0 | 0 | 0 | 0 | 0 | 0 | 0 | 0 | 0 | 0 | 0 | 0 | 0 | 0 | 0 | 0 | 0 | 0 | 0 | 0 | 0 | 0 | 0 | 0 | 0 | 0 | 0 | 0 | 0 | 0 | 0 | 0 | 0 | 0 | 0 | 0 | 0 | 0 | 0 | 0 | 0 | 0 | 0 | 0 | 0 | 0 | 0 | 0 | 0 | 0 | 0 | 0 | 0 | 0 | 0 | 0 | 0 | 0 | 0 | 0 | 0 | 0 | 0 | 0 | 0 | 0 | 0 | 0 | 0 | 0 | 0 | 0 | 0 | 0 | 0 | 0 | 0 | 0 | 0 | 0 | 0 | 0 | 0 | 0 | 0 | 0 | 0 | 0 | 0 | 0 | 0 | 0 | 0 | 0 | 0 | 0 | 0 | 0 | 0 | 0 | 0 | 0 | 0 | 0 | 0 | 0 | 0 | 0 | 0 | 0 | 0 | 0 | 0 | 0 | 0 | 0 | 0 | 0 | 0 | 0 | 0 | 0 | 0 | 0 | 0 | 0 | 0 | 0 | 0 | 0 | 0 | 0 | 0 | 0 | 0 | 0 | 0 | 0 | 0 | 0 | 0 | 0 | 0 | 0 | 0 | 0 | 0 | 0 | 0 | 0 | 0 | 0 | 0 | 0 | 0 | 0 | 0 | 0 | 0 | 0 | 0 | 0 | 0 | 0 | 0 | 0 | 0 | 0 | 0 | 0 | 0 | 0 | 0 | 0 | 0 | 0 | 0 | 0 | 0 | 0 | 0 | 0 | 0 | 0 | 0 | 0 | 0 | 0 | 0 | 0 | 0 | 0 | 0 | 0 | 0 | 0 | 0 | 0 | 0 | 0 | 0 | 0 | 0 | 0 | 0 | 0 | 0 | 0 | 0 | 0 | 0 | 0 | 0 | 0 | 0 | 0 | 0 | 0 | 0 | 0 | 0 | 0 | 0 | 0 | 0 | 0 | 0 | 0 | 0 | 0 | 0 | 0 | 0 | 0 | 0 | 0 | 0 | 0 | 0 | 0 | 0 | 0 | 0 | 0 | 0 | 0 | 0 | 0 | 0 | 0 | 0 | 0 | 0 | 0 | 0 | 0 | 0 | 0 | 0 | 0 | 0 | 0 | 0 | 0 | 0 | 0 | 0 | 0 | 0 | 0 | 0 | 0 | 0 | 0 | 0 | 0 | 0 | 0 | 0 | 0 | 0 | 0 | 0 | 0 | 0 | 0 | 0 | 0 | 0 | 0 | 0 | 0 | 0 | 0 | 0 | 0 | 0 | 0 | 0 | 0 | 0 | 0 | 0 | 0 | 0 | 0 | 0 | 0 | 0 | 0 | 0 | 0 | 0 | 0 | 0 | 0 | 0 | 0 | 0 | 0 | 0 | 0 | 0 | 0 | 0 | 0 | 0 | 0 | 0 | 0 | 0 | 0 | 0 | 0 | 0 | 0 | 0 | 0 | 0 | 0 | 0 | 0 | 0 | 0 | 0 | 0 | 0 | 0 | 0 | 0 | 0 | 0 | 0 | 0 | 0 | 0 | 0 | 0 | 0 | 0 | 0 | 0 | 0 | 0 | 0 | 0 | 0 | 0 | 0 | 0 | 0 | 0 | 0 | 0 | 0 | 0 | 0 | 0 | 0 | 0 | 0 | 0 | 0 | 0 | 0 | 0 | 0 | 0 | 0 | 0 | 0 | 0 | 0 | 0 | 0 | 0 | 0 | 0 | 0 | 0 | 0 | 0 | 0 | 0 | 0 | 0 | 0 | 0 | 0 | 0 | 0 | 0 | 0 | 0 | 0 | 0 | 0 | 0 | 0 | 0 | 0 | 0 | 0 | 0 | 0 | 0 | 0 | 0 | 0 | 0 | 0 | 0 | 0 | 0 | 0 | 0 | 0 | 0 | 0 | 0 | 0 | 0 | 0 | 0 | 0 | 0 | 0 | 0 | 0 | 0 | 0 | 0 | 0 | 0 | 0 | 0 | 0 | 0 | 0 | 0 | 0 | 0 | 0 | 0 | 0 | 0 | 0 | 0 | 0 | 0 | 0 | 0 | 0 | 0 | 0 | 0 | 0 | 0 | 0 | 0 | 0 | 0 | 0 | 0 | 0 | 0 | 0 | 0 | 0 | 0 | 0 | 0 | 0 | 0 | 0 | 0 | 0 | 0 | 0 | 0 | 0 | 0 | 0 | 0 | 0 | 0 | 0 | 0 | 0 | 0 | 0 | 0 | 0 | 0 | 0 | 0 | 0 | 0 | 0 | 0 | 0 | 0 | 0 | 0 | 0 | 0 | 0 | 0 | 0 | 0 | 0 | 0 | 0 | 0 | 0 | 0 | 0 | 0 | 0 | 0 | 0 | 0 | 0 | 0 | 0 | 0 | 0 | 0 | 0 | 0 | 0 | 0 | 0 | 0 | 0 | 0 | 0 | 0 | 0 | 0 | 0 | 0 | 0 | 0 | 0 | 0 | 0 | 0 | 0 | 0 | 0 | 0 | 0 | 0 | 0 | 0 | 0 | 0 | 0 | 0 | 0 | 0 | 0 | 0 | 0 | 0 | 0 | 0 | 0 | 0 | 0 | 0 | 0 | 0 | 0 | 0 | 0 | 0 | 0 | 0 | 0 | 0 | 0 | 0 | 0 | 0 | 0 | 0 | 0 | 0 | 0 | 0 | 0 | 0 | 0 | 0 | 0 | 0 | 0 | 0 | 0 | 0 | 0 | 0 | 0 | 0 | 0 | 0 | 0 | 0 | 0 | 0 | 0 | 0 | 0 | 0 | 0 | 0 | 0 | 0 | 0 | 0 | 0 | 0 | 0 | 0 | 0 | 0 | 0 | 0 | 0 | 0 | 0 | 0 | 0 | 0 | 0 | 0 | 0 | 0 | 0 | 0 | 0 | 0 | 0 | 0 | 0 | 0 | 0 | 0 | 0 | 0 | 0 | 0 | 0 | 0 | 0 | 0 | 0 | 0 | 0 | 0 | 0 | 0 | 0 | 0 | 0 | 0 | 0 | 0 | 0 | 0 | 0 | 0 | 0 | 0 | 0 | 0 | 0 | 0 | 0 | 0 | 0 | 0 | 0 | 0 | 0 | 0 | 0 | 0 | 0 | 0 | 0 | 0 | 0 | 0 | 0 | 0 | 0 | 0 | 0 | 0 | 0 | 0 | 0 | 0 | 0 | 0 | 0 | 0 | 0 | 0 | 0 | 0 | 0 | 0 | 0 | 0 | 0 | 0 | 0 | 0 | 0 | 0 | 0 | 0 | 0 | 0 | 0 | 0 | 0 | 0 | 0 | 0 | 0 | 0 | 0 | 0 | 0 | 0 | 0 | 0 | 0 | 0 | 0 | 0 | 0 | 0 | 0 | 0 | 0 | 0 | 0 | 0 | 0 | 0 | 0 | 0 | 0 | 0 | 0 | 0 | 0 | 0 | 0 | 0 | 0 | 0 | 0 | 0 | 0 | 0 | 0 | 0 | 0 | 0 | 0 | 0 | 0 | 0 | 0 | 0 | 0 | 0 | 0 | 0 | 0 | 0 | 0 | 0 | 0 | 0 | 0 | 0 | 0 | 0 | 0 | 0 | 0 | 0 | 0 | 0 | 0 | 0 | 0 | 0 | 0 | 0 | 0 | 0 | 0 | 0 | 0 | 0 | 0 | 0 | 0 | 0 | 0 | 0 | 0 | 0 | 0 | 0 | 0 | 0 | 0 | 0 | 0 | 0 | 0 | 0 | 0 | 0 | 0 | 0 | 0 | 0 | 0 | 0 | 0 | 0 | 0 | 0 | 0 | 0 | 0 | 0 | 0 | 0 | 0 | 0 | 0 | 0 | 0 | 0 | 0 | 0 | 0 | 0 | 0 | 0 | 0 | 0 | 0 | 0 | 0 | 0 | 0 | 0 | 0 | 0 | 0 | 0 | 0 | 0 | 0 | 0 | 0 | 0 | 0 | 0 | 0 | 0 | 0 | 0 | 0 | 0 | 0 | 0 | 0 | 0 | 0 | 0 | 0 | 0 | 0 | 0 | 0 | 0 | 0 | 0 | 0 | 0 | 0 | 0 | 0 | 0 | 0 | 0 | 0 | 0 | 0 | 0 | 0 | 0 | 0 | 0 | 0 | 0 | 0 | 0 | 0 | 0 | 0 | 0 | 0 | 0 | 0 | 0 | 0 | 0 | 0 | 0 | 0 | 0 | 0 | 0 | 0 | 0 | 0 | 0 | 0 | 0 | 0 | 0 | 0 | 0 | 0 | 0 | 0 | 0 | 0 | 0 | 0 | 0 | 0 | 0 | 0 | 0 | 0 | 0 | 0 | 0 | 0 | 0 | 0 | 0 | 0 | 0 | 0 | 0 | 0 | 0 | 0 | 0 | 0 | 0 | 0 | 0 | 0 | 0 | 0 | 0 | 0 | 0 | 0 | 0 | 0 | 0 | 0 | 0 | 0 | 0 | 0 | 0 | 0 | 0 | 0 | 0 | 0 | 0 | 0 | 0 | 0 | 0 | 0 | 0 | 0 | 0 | 0 | 0 | 0 | 0 | 0 | 0 | 0 | 0 | 0 | 0 | 0 | 0 | 0 | 0 | 0 | 0 | 0 | 0 | 0 | 0 | 0 | 0 | 0 | 0 | 0 | 0 | 0 | 0 | 0 | 0 | 0 | 0 | 0 | 0 | 0 | 0 | 0 | 0 | 0 | 0 | 0 | 0 | 0 | 0 | 0 | 0 | 0 | 0 | 0 | 0 | 0 | 0 | 0 | 0 | 0 | 0 | 0 | 0 | 0 | 0 | 0 | 0 | 0 | 0 | 0 | 0 | 0 | 0 | 0 | 0 | 0 | 0 | 0 | 0 | 0 | 0 | 0 | 0 | 0 | 0 | 0 | 0 | 0 | 0 | 0 | 0 | 0 | 0 | 0 | 0 | 0 | 0 | 0 | 0 | 0 | 0 | 0 | 0 | 0 | 0 | 0 | 0 | 0 | 0 | 0 | 0 | 0 | 0 | 0 | 0 | 0 | 0 | 0 | 0 | 0 | 0 | 0 | 0 | 0 | 0 | 0 | 0 | 0 | 0 | 0 | 0 | 0 | 0 | 0 | 0 | 0 | 0 | 0 | 0 | 0 | 0 | 0 | 0 | 0 | 0 | 0 | 0 | 0 | 0 | 0 | 0 | 0 | 0 | 0 | 0 | 0 | 0 | 0 | 0 | 0 | 0 | 0 | 0 | 0 | 0 | 0 | 0 | 0 | 0 | 0 | 0 | 0 | 0 | 0 | 0 | 0 | 0 | 0 | 0 | 0 | 0 | 0 | 0 | 0 | 0 | 0 | 0 | 0 | 0 | 0 | 0 | 0 | 0 | 0 | 0 | 0 | 0 | 0 | 0 | 0 | 0 | 0 | 0 | 0 | 0 | 0 | 0 | 0 | 0 | 0 | 0 | 0 | 0 | 0 | 0 | 0 | 0 | 0 | 0 | 0 | 0 | 0 | 0 | 0 | 0 | 0 | 0 | 0 | 0 | 0 | 0 | 0 | 0 | 0 | 0 | 0 | 0 | 0 | 0 | 0 | 0 | 0 | 0 | 0 | 0 | 0 | 0 | 0 | 0 | 0 | 0 | 0 | 0 | 0 | 0 | 0 | 0 | 0 | 0 | 0 | 0 | 0 | 0 | 0 | 0 | 0 | 0 | 0 | 0 | 0 | 0 | 0 | 0 | 0 | 0 | 0 | 0 | 0 | 0 | 0 | 0 | 0 | 0 | 0 | 0 | 0 | 0 | 0 | 0 | 0 | 0 | 0 | 0 | 0 | 0 | 0 | 0 | 0 | 0 | 0 | 0 | 0 | 0 | 0 | 0 | 0 | 0 | 0 | 0 | 0 | 0 | 0 | 0 | 0 | 0 | 0 | 0 | 0 | 0 | 0 | 0 | 0 | 0 | 0 | 0 | 0 | 0 | 0 | 0 | 0 | 0 | 0 | 0 | 0 | 0 | 0 | 0 | 0 | 0 | 0 | 0 | 0 | 0 | 0 | 0 | 0 | 0 | 0 | 0 | 0 | 0 | 0 | 0 | 0 | 0 | 0 | 0 | 0 | 0 | 0 | 0 | 0 | 0 | 0 | 0 | 0 | 0 | 0 | 0 | 0 | 0 | 0 | 0 | 0 | 0 | 0 | 0 | 0 | 0 | 0 | 0 | 0 | 0 | 0 | 0 | 0 | 0 | 0 | 0 | 0 | 0 | 0 | 0 | 0 | 0 | 0 | 0 | 0 | 0 | 0 | 0 | 0 | 0 | 0 | 0 | 0 | 0 | 0 | 0 | 0 | 0 | 0 | 0 | 0 | 0 | 0 | 0 | 0 | 0 | 0 | 0 | 0 | 0 | 0 | 0 | 0 | 0 | 0 | 0 | 0 | 0 | 0 | 0 | 0 | 0 | 0 | 0 | 0 | 0 | 0 | 0 | 0 | 0 | 0 | 0 | 0 | 0 | 0 | 0 | 0 | 0 | 0 | 0 | 0 | 0 | 0 | 0 | 0 | 0 | 0 | 0 | 0 | 0 | 0 | 0 | 0 | 0 | 0 | 0 | 0 | 0 | 0 | 0 | 0 | 0 | 0 | 0 | 0 | 0 | 0 | 0 | 0 | 0 | 0 | 0 | 0 | 0 | 0 | 0 | 0 | 0 | 0 | 0 | 0 | 0 | 0 | 0 | 0 | 0 | 0 | 0 | 0 | 0 | 0 | 0 | 0 | 0 | 0 | 0 | 0 | 0 | 0 | 0 | 0 | 0 | 0 | 0 | 0 | 0 | 0 | 0 | 0 | 0 | 0 | 0 | 0 | 0 | 0 | 0 | 0 | 0 | 0 | 0 | 0 | 0 | 0 | 0 | 0 | 0 | 0 | 0 | 0 | 0 | 0 | 0 | 0 | 0 | 0 | 0 | 0 | 0 | 0 | 0 | 0 | 0 | 0 | 0 | 0 | 0 | 0 | 0 | 0 | 0 | 0 | 0 | 0 | 0 | 0 | 0 | 0 | 0 | 0 | 0 | 0 | 0 | 0 | 0 | 0 | 0 | 0 | 0 | 0 | 0 | 0 | 0 | 0 | 0 | 0 | 0 | 0 | 0 | 0 | 0 | 0 | 0 | 0 | 0 | 0 | 0 | 0 | 0 | 0 | 0 | 0 | 0 | 0 | 0 | 0 | 0 | 0 | 0 | 0 | 0 | 0 | 0 | 0 | 0 | 0 | 0 | 0 | 0 | 0 | 0 | 0 | 0 | 0 | 0 | 0 | 0 | 0 | 0 | 0 | 0 | 0 | 0 | 0 | 0 | 0 | 0 | 0 | 0 | 0 | 0 | 0 | 0 | 0 | 0 | 0 | 0 | 0 | 0 | 0 | 0 | 0 | 0 | 0 | 0 | 0 | 0 | 0 | 0 | 0 | 0 | 0 | 0 | 0 | 0 | 0 | 0 | 0 | 0 | 0 | 0 | 0 | 0 | 0 | 0 | 0 | 0 | 0 | 0 | 0 | 0 | 0 | 0 | 0 | 0 | 0 | 0 | 0 | 0 | 0 | 0 | 0 | 0 | 0 | 0 | 0 | 0 | 0 | 0 | 0 | 0 | 0 | 0 | 0 | 0 | 0 | 0 | 0 | 0 | 0 | 0 | 0 | 0 | 0 | 0 | 0 | 0 | 0 | 0 | 0 | 0 | 0 | 0 | 0 | 0 | 0 | 0 | 0 | 0 | 0 | 0 | 0 | 0 | 0 | 0 | 0 | 0 | 0 | 0 | 0 | 0 | 0 | 0 | 0 | 0 | 0 | 0 | 0 | 0 | 0 | 0 | 0 | 0 | 0 | 0 | 0 | 0 | 0 | 0 | 0 | 0 | 0 | 0 | 0 | 0 | 0 | 0 | 0 | 0 | 0 | 0 | 0 | 0 | 0 | 0 | 0 | 0 | 0 | 0 | 0 | 0 | 0 | 0 | 0 | 0 | 0 | 0 | 0 | 0 | 0 | 0 | 0 | 0 | 0 | 0 | 0 | 0 | 0 | 0 | 0 | 0 | 0 | 0 | 0 | 0 | 0 | 0 | 0 | 0 | 0 | 0 | 0 | 0 | 0 | 0 | 0 | 0 | 0 | 0 | 0 | 0 | 0 | 0 | 0 | 0 | 0 | 0 | 0 | 0 | 0 | 0 | 0 | 0 | 0 | 0 | 0 | 0 | 0 | 0 | 0 | 0 | 0 | 0 | 0 | 0 | 0 | 0 | 0 | 0 | 0 | 0 | 0 | 0 | 0 | 0 | 0 | 0 | 0 | 0 | 0 | 0 | 0 | 0 | 0 | 0 | 0 | 0 | 0 | 0 | 0 | 0 | 0 | 0 | 0 | 0 | 0 | 0 | 0 | 0 | 0 | 0 | 0 | 0 | 0 | 0 | 0 | 0 | 0 | 0 | 0 | 0 | 0 | 0 | 0 | 0 | 0 | 0 | 0 | 0 | 0 | 0 | 0 | 0 | 0 | 0 | 0 | 0 | 0 | 0 | 0 | 0 | 0 | 0 | 0 | 0 | 0 | 0 | 0 | 0 | 0 | 0 | 0 | 0 | 0 | 0 | 0 | 0 | 0 | 0 | 0 | 0 | 0 | 0 | 0 | 0 | 0 | 0 | 0 | 0 | 0 | 0 | 0 | 0 | 0 | 0 | 0 | 0 | 0 | 0 | 0 | 0 | 0 | 0 | 0 | 0 | 0 | 0 | 0 | 0 | 0 | 0 | 0 | 0 | 0 | 0 | 0 | 0 | 0 | 0 | 0 | 0 | 0 | 0 | 0 | 0 | 0 | 0 | 0 | 0 | 0 | 0 | 0 | 0 | 0 | 0 | 0 | 0 | 0 | 0 | 0 | 0 | 0 | 0 | 0 | 0 | 0 | 0 | 0 | 0 | 0 | 0 | 0 | 0 | 0 | 0 | 0 | 0 | 0 | 0 | 0 | 0 | 0 | 0 | 0 | 0 | 0 | 0 | 0 | 0 | 0 | 0 | 0 | 0 | 0 | 0 | 0 | 0 | 0 | 0 | 0 | 0 | 0 | 0 | 0 | 0 | 0 | 0 | 0 | 0 | 0 | 0 | 0 | 0 | 0 | 0 | 0 | 0 | 0 | 0 | 0 | 0 | 0 | 0 | 0 | 0 | 0 | 0 | 0 | 0 | 0 | 0 | 0 | 0 | 0 | 0 | 0 | 0 | 0 | 0 | 0 | 0 | 0 | 0 | 0 | 0 | 0 | 0 | 0 | 0 | 0 | 0 | 0 | 0 | 0 | 0 | 0 | 0 | 0 | 0 | 0 | 0 | 0 | 0 | 0 | 0 | 0 | 0 | 0 | 0 | 0 | 0 | 0 | 0 | 0 | 0 | 0 | 0 | 0 | 0 | 0 | 0 | 0 | 0 | 0 | 0 | 0 | 0 | 0 | 0 | 0 | 0 | 0 | 0 | 0 | 0 | 0 | 0 | 0 | 0 | 0 | 0 | 0 | 0 | 0 | 0 | 0 | 0 | 0 | 0 | 0 | 0 | 0 | 0 | 0 | 0 | 0 | 0 | 0 | 0 | 0 | 0 | 0 | 0 | 0 | 0 | 0 | 0 | 0 | 0 | 0 | 0 | 0 | 0 | 0 | 0 | 0 | 0 | 0 | 0 | 0 | 0 | 0 | 0 | 0 | 0 | 0 | 0 | 0 | 0 | 0 | 0 | 0 | 0 | 0 | 0 | 0 | 0 | 0 | 0 | 0 | 0 | 0 | 0 | 0 | 0 | 0 | 0 | 0 | 0 | 0 | 0 | 0 | 0 | 0 | 0 | 0 | 0 | 0 | 0 | 0 | 0 | 0 | 0 | 0 | 0 | 0 | 0 | 0 | 0 | 0 | 0 | 0 | 0 | 0 | 0 | 0 | 0 | 0 | 0 | 0 | 0 | 0 | 0 | 0 | 0 | 0 | 0 | 0 | 0 | 0 | 0 | 0 | 0 | 0 | 0 | 0 | 0 | 0 | 0 | 0 | 0 | 0 | 0 | 0 | 0 | 0 | 0 | 0 | 0 | 0 | 0 | 0 | 0 | 0 | 0 | 0 | 0 | 0 | 0 | 0 | 0 | 0 | 0 | 0 | 0 | 0 | 0 | 0 | 0 | 0 | 0 | 0 | 0 | 0 | 0 | 0 | 0 | 0 | 0 | 0 | 0 | 0 | 0 | 0 | 0 | 0 | 0 | 0 | 0 | 0 | 0 | 0 | 0 | 0 | 0 | 0 | 0 | 0 | 0 | 0 | 0 | 0 | 0 | 0 | 0 | 0 | 0 | 0 | 0 | 0 | 0 | 0 | 0 | 0 | 0 | 0 | 0 | 0 | 0 | 0 | 0 | 0 | 0 | 0 | 0 | 0 | 0 | 0 | 0 | 0 | 0 | 0 | 0 | 0 | 0 | 0 | 0 | 0 | 0 | 0 | 0 | 0 | 0 | 0 | 0 | 0 | 0 | 0 | 0 | 0 | 0 | 0 | 0 | 0 | 0 | 0 | 0 | 0 | 0 | 0 | 0 | 0 | 0 | 0 | 0 | 0 | 0 | 0 | 0 | 0 | 0 | 0 | 0 | 0 | 0 | 0 | 0 | 0 | 0 | 0 | 0 | 0 | 0 | 0 | 0 | 0 | 0 | 0 | 0 | 0 | 0 | 0 | 0 | 0 | 0 | 0 | 0 | 0 | 0 | 0 | 0 | 0 | 0 | 0 | 0 | 0 | 0 | 0 | 0 | 0 | 0 | 0 | 0 | 0 | 0 | 0 | 0 | 0 | 0 | 0 | 0 | 0 | 0 | 0 | 0 | 0 | 0 | 0 | 0 | 0 | 0 | 0 | 0 | 0 | 0 | 0 | 0 | 0 | 0 | 0 | 0 | 0 | 0 | 0 | 0 | 0 | 0 | 0 | 0 | 0 | 0 | 0 | 0 | 0 | 0 | 0 | 0 | 0 | 0 | 0 | 0 | 0 | 0 | 0 | 0 | 0 | 0 | 0 | 0 | 0 | 0 | 0 | 0 | 0 | 0 | 0 | 0 | 0 | 0 | 0 | 0 | 0 | 0 | 0 | 0 | 0 | 0 | 0 | 0 | 0 | 0 | 0 | 0 | 0 | 0 | 0 | 0 | 0 | 0 | 0 | 0 | 0 | 0 | 0 | 0 | 0 | 0 | 0 | 0 | 0 | 0 | 0 | 0 | 0 | 0 | 0 | 0 | 0 | 0 | 0 | 0 | 0 | 0 | 0 | 0 | 0 | 0 | 0 | 0 | 0 | 0 | 0 | 0 | 0 | 0 | 0 | 0 | 0 | 0 | 0 | 0 | 0 | 0 | 0 | 0 | 0 | 0 | 0 | 0 | 0 | 0 | 0 | 0 | 0 | 0 | 0 | 0 | 0 | 0 | 0 | 0 | 0 | 0 | 0 | 0 | 0 | 0 | 0 | 0 | 0 | 0 | 0 | 0 | 0 | 0 | 0 | 0 | 0 | 0 | 0 | 0 | 0 | 0 | 0 | 0 | 0 | 0 | 0 | 0 | 0 | 0 | 0 | 0 | 0 | 0 | 0 | 0 | 0 | 0 | 0 | 0 | 0 | 0 | 0 | 0 | 0 | 0 | 0 | 0 | 0 | 0 | 0 | 0 | 0 | 0 | 0 | 0 | 0 | 0 | 0 | 0 | 0 | 0 | 0 | 0 | 0 | 0 | 0 | 0 | 0 | 0 | 0 | 0 | 0 | 0 | 0 | 0 | 0 | 0 | 0 | 0 | 0 | 0 | 0 | 0 | 0 | 0 | 0 | 0 | 0 | 0 | 0 | 0 | 0 | 0 | 0 | 0 | 0 | 0 | 0 | 0 | 0 | 0 | 0 | 0 | 0 | 0 | 0 | 0 | 0 | 0 | 0 | 0 | 0 | 0 | 0 | 0 | 0 | 0 | 0 | 0 | 0 | 0 | 0 | 0 | 0 | 0 | 0 | 0 | 0 | 0 | 0 | 0 | 0 | 0 | 0 | 0 | 0 | 0 | 0 | 0 | 0 | 0 | 0 | 0 | 0 | 0 | 0 | 0 | 0 | 0 | 0 | 0 | 0 | 0 | 0 | 0 | 0 | 0 | 0 | 0 | 0 | 0 | 0 | 0 | 0 | 0 | 0 | 0 | 0 | 0 | 0 | 0 | 0 | 0 | 0 | 0 | 0 | 0 | 0 | 0 | 0 | 0 | 0 | 0 | 0 | 0 | 0 | 0 | 0 | 0 | 0 | 0 | 0 | 0 | 0 | 0 | 0 | 0 | 0 | 0 | 0 | 0 | 0 | 0 | 0 | 0 | 0 | 0 | 0 | 0 | 0 | 0 | 0 | 0 | 0 | 0 | 0 | 0 | 0 | 0 | 0 | 0 | 0 | 0 | 0 | 0 | 0 | 0 | 0 | 0 | 0 | 0 | 0 | 0 | 0 | 0 | 0 | 0 | 0 | 0 | 0 | 0 | 0 | 0 | 0 | 0 | 0 | 0 | 0 | 0 | 0 | 0 | 0 | 0 | 0 | 0 | 0 | 0 | 0 | 0 | 0 | 0 | 0 | 0 | 0 | 0 | 0 | 0 | 0 | 0 | 0 | 0 | 0 | 0 | 0 | 0 | 0 | 0 | 0 | 0 | 0 | 0 | 0 | 0 | 0 | 0 | 0 | 0 | 0 | 0 | 0 | 0 | 0 | 0 | 0 | 0 | 0 | 0 | 0 | 0 | 0 | 0 | 0 | 0 | 0 | 0 | 0 | 0 | 0 | 0 | 0 | 0 | 0 | 0 | 0 | 0 | 0 | 0 | 0 | 0 | 0 | 0 | 0 | 0 | 0 | 0 | 0 | 0 | 0 | 0 | 0 | 0 | 0 | 0 | 0 | 0 | 0 | 0 | 0 | 0 | 0 | 0 | 0 | 0 | 0 | 0 | 0 | 0 | 0 | 0 | 0 | 0 | 0 | 0 | 0 | 0 | 0 | 0 | 0 | 0 | 0 | 0 | 0 | 0 | 0 | 0 | 0 | 0 | 0 | 0 | 0 | 0 | 0 | 0 | 0 | 0 | 0 | 0 | 0 | 0 | 0 | 0 | 0 | 0 | 0 | 0 | 0 | 0 | 0 | 0 | 0 | 0 | 0 | 0 | 0 | 0 | 0 | 0 | 0 | 0 | 0 | 0 | 0 | 0 | 0 | 0 | 0 | 0 | 0 | 0 | 0 | 0 | 0 | 0 | 0 | 0 | 0 | 0 | 0 | 0 | 0 | 0 | 0 | 0 | 0 | 0 | 0 | 0 | 0 | 0 | 0 | 0 | 0 | 0 | 0 | 0 | 0 | 0 | 0 | 0 | 0 | 0 | 0 | 0 | 0 | 0 | 0 | 0 | 0 | 0 | 0 | 0 | 0 | 0 | 0 | 0 | 0 | 0 | 0 | 0 | 0 | 0 | 0 | 0 | 0 | 0 | 0 | 0 | 0 | 0 | 0 | 0 | 0 | 0 | 0 | 0 | 0 | 0 | 0 | 0 | 0 | 0 | 0 | 0 | 0 | 0 | 0 | 0 | 0 | 0 | 0 | 0 | 0 | 0 | 0 | 0 | 0 | 0 | 0 | 0 | 0 | 0 | 0 | 0 | 0 | 0 | 0 | 0 | 0 | 0 | 0 | 0 | 0 | 0 | 0 | 0 | 0 | 0 | 0 | 0 | 0 | 0 | 0 | 0 | 0 | 0 | 0 | 0 | 0 | 0 | 0 | 0 | 0 | 0 | 0 | 0 | 0 | 0 | 0 | 0 | 0 | 0 | 0 | 0 | 0 | 0 | 0 | 0 | 0 | 0 | 0 | 0 | 0 | 0 | 0 | 0 | 0 | 0 | 0 | 0 | 0 | 0 | 0 | 0 | 0 | 0 | 0 | 0 | 0 | 0 | 0 | 0 | 0 | 0 | 0 | 0 | 0 | 0 | 0 | 0 | 0 | 0 | 0 | 0 | 0 | 0 | 0 | 0 | 0 | 0 | 0 | 0 | 0 | 0 | 0 | 0 | 0 | 0 | 0 | 0 | 0 | 0 | 0 | 0 | 0 | 0 | 0 | 0 | 0 | 0 | 0 | 0 | 0 | 0 | 0 | 0 | 0 | 0 | 0 | 0 | 0 | 0 | 0 | 0 | 0 | 0 | 0 | 0 | 0 | 0 | 0 | 0 | 0 | 0 | 0 | 0 | 0 | 0 | 0 | 0 | 0 | 0 | 0 | 0 | 0 | 0 | 0 | 0 | 0 | 0 | 0 | 0 | 0 | 0 | 0 | 0 | 0 | 0 | 0 | 0 | 0 | 0 | 0 | 0 | 0 | 0 | 0 | 0 | 0 | 0 | 0 | 0 | 0 | 0 | 0 | 0 | 0 | 0 | 0 | 0 | 0 | 0 | 0 | 0 | 0 | 0 | 0 | 0 | 0 | 0 | 0 | 0 | 0 | 0 | 0 | 0 | 0 | 0 | 0 | 0 | 0 | 0 | 0 | 0 | 0 | 0 | 0 | 0 | 0 | 0 | 0 | 0 | 0 | 0 | 0 | 0 | 0 | 0 | 0 | 0 | 0 | 0 | 0 | 0 | 0 | 0 | 0 | 0 | 0 | 0 | 0 | 0 | 0 | 0 | 0 | 0 | 0 | 0 | 0 | 0 | 0 | 0 | 0 | 0 | 0 | 0 | 0 | 0 | 0 | 0 | 0 | 0 | 0 | 0 | 0 | 0 | 0 | 0 | 0 | 0 | 0 | 0 | 0 | 0 | 0 | 0 | 0 | 0 | 0 | 0 | 0 | 0 | 0 | 0 | 0 | 0 | 0 | 0 | 0 | 0 | 0 | 0 | 0 | 0 | 0 | 0 | 0 | 0 | 0 | 0 | 0 | 0 | 0 | 0 | 0 | 0 | 0 | 0 | 0 | 0 | 0 | 0 | 0 | 0 | 0 | 0 | 0 | 0 | 0 | 0 | 0 | 0 | 0 | 0 | 0 | 0 | 0 | 0 | 0 | 0 | 0 | 0 | 0 | 0 | 0 | 0 | 0 | 0 | 0 | 0 | 0 | 0 | 0 | 0 | 0 | 0 | 0 | 0 | 0 | 0 | 0 | 0 | 0 | 0 | 0 | 0 | 0 | 0 | 0 | 0 | 0 | 0 | 0 | 0 | 0 | 0 | 0 | 0 | 0 | 0 | 0 | 0 | 0 | 0 | 0 | 0 | 0 | 0 | 0 | 0 | 0 | 0 | 0 | 0 | 0 | 0 | 0 | 0 | 0 | 0 | 0 | 0 | 0 | 0 | 0 | 0 | 0 | 0 | 0 | 0 | 0 | 0 | 0 | 0 | 0 | 0 | 0 | 0 | 0 | 0 | 0 | 0 | 0 | 0 | 0 | 0 | 0 | 0 | 0 | 0 | 0 | 0 | 0 | 0 | 0 | 0 | 0 | 0 | 0 | 0 | 0 | 0 | 0 | 0 | 0 | 0 | 0 | 0 | 0 | 0 | 0 | 0 | 0 | 0 | 0 | 0 | 0 | 0 | 0 | 0 | 0 | 0 | 0 | 0 | 0 | 0 | 0 | 0 | 0 | 0 | 0 | 0 | 0 | 0 | 0 | 0 | 0 | 0 | 0 | 0 | 0 | 0 | 0 | 0 | 0 | 0 | 0 | 0 | 0 | 0 | 0 | 0 | 0 | 0 | 0 | 0 | 0 | 0 | 0 | 0 | 0 | 0 | 0 | 0 | 0 | 0 | 0 | 0 | 0 | 0 | 0 | 0 | 0 | 0 | 0 | 0 | 0 | 0 | 0 | 0 | 0 | 0 | 0 | 0 | 0 | 0 | 0 | 0 | 0 | 0 | 0 | 0 | 0 | 0 | 0 | 0 | 0 | 0 | 0 | 0 | 0 | 0 | 0 | 0 | 0 | 0 | 0 | 0 | 0 | 0 | 0 | 0 | 0 | 0 | 0 | 0 | 0 | 0 | 0 | 0 | 0 | 0 | 0 | 0 | 0 | 0 | 0 | 0 | 0 | 0 | 0 | 0 | 0 | 0 | 0 | 0 | 0 | 0 | 0 | 0 | 0 | 0 | 0 | 0 | 0 | 0 | 0 | 0 | 0 | 0 | 0 | 0 | 0 | 0 | 0 | 0 | 0 | 0 | 0 | 0 | 0 | 0 | 0 | 0 | 0 | 0 | 0 | 0 | 0 | 0 | 0 | 0 | 0 | 0 | 0 | 0 | 0 | 0 | 0 | 0 | 0 | 0 | 0 | 0 | 0 | 0 | 0 | 0 | 0 | 0 | 0 | 0 | 0 | 0 | 0 | 0 | 0 | 0 | 0 | 0 | 0 | 0 | 0 | 0 | 0 | 0 | 0 | 0 | 0 | 0 | 0 | 0 | 0 | 0 | 0 | 0 | 0 | 0 | 0 | 0 | 0 | 0 | 0 | 0 | 0 | 0 | 0 | 0 | 0 | 0 | 0 | 0 | 0 | 0 | 0 | 0 | 0 | 0 | 0 | 0 | 0 | 0 | 0 | 0 | 0 | 0 | 0 | 0 | 0 | 0 | 0 | 0 | 0 | 0 | 0 | 0 | 0 | 0 | 0 | 0 | 0 | 0 | 0 | 0 | 0 | 0 | 0 | 0 | 0 | 0 | 0 | 0 | 0 | 0 | 0 | 0 | 0 | 0 | 0 | 0 | 0 | 0 | 0 | 0 | 0 | 0 | 0 | 0 | 0 | 0 | 0 | 0 | 0 | 0 | 0 | 0 | 0 | 0 | 0 | 0 | 0 | 0 | 0 | 0 | 0 | 0 | 0 | 0 | 0 | 0 | 0 | 0 | 0 | 0 | 0 | 0 | 0 | 0 | 0 | 0 | 0 | 0 | 0 | 0 | 0 | 0 | 0 | 0 | 0 | 0 | 0 | 0 | 0 | 0 | 0 | 0 | 0 | 0 | 0 | 0 | 0 | 0 | 0 | 0 | 0 | 0 | 0 | 0 | 0 | 0 | 0 | 0 | 0 | 0 | 0 | 0 | 0 | 0 | 0 | 0 | 0 | 0 | 0 | 0 | 0 | 0 | 0 | 0 | 0 | 0 | 0 | 0 | 0 | 0 | 0 | 0 | 0 | 0 | 0 | 0 | 0 | 0 | 0 | 0 | 0 | 0 | 0 | 0 | 0 | 0 | 0 | 0 | 0 | 0 | 0 | 0 | 0 | 0 | 0 | 0 | 0 | 0 | 0 | 0 | 0 | 0 | 0 | 0 | 0 | 0 | 0 | 0 | 0 | 0 | 0 | 0 | 0 | 0 | 0 | 0 | 0 | 0 | 0 | 0 | 0 | 0 | 0 | 0 | 0 | 0 | 0 | 0 | 0 | 0 | 0 | 0 | 0 | 0 | 0 | 0 | 0 | 0 | 0 | 0 | 0 | 0 | 0 | 0 | 0 | 0 | 0 | 0 | 0 | 0 | 0 | 0 | 0 | 0 | 0 | 0 | 0 | 0 | 0 | 0 | 0 | 0 | 0 | 0 | 0 | 0 | 0 | 0 | 0 | 0 | 0 | 0 | 0 | 0 | 0 | 0 | 0 | 0 | 0 | 0 | 0 | 0 | 0 | 0 | 0 | 0 | 0 | 0 | 0 | 0 | 0 | 0 | 0 | 0 | 0 | 0 | 0 | 0 | 0 | 0 | 0 | 0 | 0 | 0 | 0 | 0 | 0 | 0 | 0 | 0 | 0 | 0 | 0 | 0 | 0 | 0 | 0 | 0 | 0 | 0 | 0 | 0 | 0 | 0 | 0 | 0 | 0 | 0 | 0 | 0 | 0 | 0 | 0 | 0 | 0 | 0 | 0 | 0 | 0 | 0 | 0 | 0 | 0 | 0 | 0 | 0 | 0 | 0 | 0 | 0 | 0 | 0 | 0 | 0 | 0 | 0 | 0 | 0 | 0 | 0 | 0 | 0 | 0 | 0 | 0 | 0 | 0 | 0 | 0 | 0 | 0 | 0 | 0 | 0 | 0 | 0 | 0 | 0 | 0 | 0 | 0 | 0 | 0 | 0 | 0 | 0 | 0 | 0 | 0 | 0 | 0 | 0 | 0 | 0 | 0 | 0 | 0 | 0 | 0 | 0 | 0 | 0 | 0 | 0 | 0 | 0 | 0 | 0 | 0 | 0 | 0 | 0 | 0 | 0 | 0 | 0 | 0 | 0 | 0 | 0 | 0 | 0 | 0 | 0 | 0 | 0 | 0 | 0 | 0 | 0 | 0 | 0 | 0 | 0 | 0 | 0 | 0 | 0 | 0 | 0 | 0 | 0 | 0 | 0 | 0 | 0 | 0 | 0 | 0 | 0 | 0 | 0 | 0 | 0 | 0 | 0 | 0 | 0 | 0 | 0 | 0 | 0 | 0 | 0 | 0 | 0 | 0 | 0 | 0 | 0 | 0 | 0 | 0 | 0 | 0 | 0 | 0 | 0 | 0 | 0 | 0 | 0 | 0 | 0 | 0 | 0 | 0 | 0 | 0 | 0 | 0 | 0 | 0 | 0 | 0 | 0 | 0 | 0 | 0 | 0 | 0 | 0 | 0 | 0 | 0 | 0 | 0 | 0 | 0 | 0 | 0 | 0 | 0 | 0 | 0 | 0 | 0 | 0 | 0 | 0 | 0 | 0 | 0 | 0 | 0 | 0 | 0 | 0 | 0 | 0 | 0 | 0 | 0 | 0 | 0 | 0 | 0 | 0 | 0 | 0 | 0 | 0 | 0 | 0 | 0 | 0 | 0 | 0 | 0 | 0 | 0 | 0 | 0 | 0 | 0 | 0 | 0 | 0 | 0 | 0 | 0 | 0 | 0 | 0 | 0 | 0 | 0 | 0 | 0 | 0 | 0 | 0 | 0 | 0 | 0 | 0 | 0 | 0 | 0 | 0 | 0 | 0 | 0 | 0 | 0 | 0 | 0 | 0 | 0 | 0 | 0 | 0 | 0 | 0 | 0 | 0 | 0 | 0 | 0 | 0 | 0 | 0 | 0 | 0 | 0 | 0 | 0 | 0 | 0 | 0 | 0 | 0 | 0 | 0 | 0 | 0 | 0 | 0 | 0 | 0 | 0 | 0 | 0 | 0 | 0 | 0 | 0 | 0 | 0 | 0 | 0 | 0 | 0 | 0 | 0 | 0 | 0 | 0 | 0 | 0 | 0 | 0 | 0 | 0 | 0 | 0 | 0 | 0 | 0 | 0 | 0 | 0 | 0 | 0 | 0 | 0 | 0 | 0 | 0 | 0 | 0 | 0 | 0 | 0 | 0 | 0 | 0 | 0 | 0 | 0 | 0 | 0 | 0 | 0 | 0 | 0 | 0 | 0 | 0 | 0 | 0 | 0 | 0 | 0 | 0 | 0 | 0 | 0 | 0 | 0 | 0 | 0 | 0 | 0 | 0 | 0 | 0 | 0 | 0 | 0 | 0 | 0 | 0 | 0 | 0 | 0 | 0 | 0 | 0 | 0 | 0 | 0 | 0 | 0 | 0 | 0 | 0 | 0 | 0 | 0 | 0 | 0 | 0 | 0 | 0 | 0 | 0 | 0 | 0 | 0 | 0 | 0 | 0 | 0 | 0 | 0 | 0 | 0 | 0 | 0 | 0 | 0 | 0 | 0 | 0 | 0 | 0 | 0 | 0 | 0 | 0 | 0 | 0 | 0 | 0 | 0 | 0 | 0 | 0 | 0 | 0 | 0 | 0 | 0 | 0 | 0 | 0 | 0 | 0 | 0 | 0 | 0 | 0 | 0 | 0 | 0 | 0 | 0 | 0 | 0 | 0 | 0 | 0 | 0 | 0 | 0 | 0 | 0 | 0 | 0 | 0 | 0 | 0 | 0 | 0 | 0 | 0 | 0 | 0 | 0 | 0 | 0 | 0 | 0 | 0 | 0 | 0 | 0 | 0 | 0 | 0 | 0 | 0 | 0 | 0 | 0 | 0 | 0 | 0 | 0 | 0 | 0 | 0 | 0 | 0 | 0 | 0 | 0 | 0 | 0 | 0 | 0 | 0 | 0 | 0 | 0 | 0 | 0 | 0 | 0 | 0 | 0 | 0 | 0 | 0 | 0 | 0 | 0 | 0 | 0 | 0 | 0 | 0 | 0 | 0 | 0 | 0 | 0 | 0 | 0 | 0 | 0 | 0 | 0 | 0 | 0 | 0 | 0 | 0 | 0 | 0 | 0 | 0 | 0 | 0 | 0 | 0 | 0 | 0 | 0 | 0 | 0 | 0 | 0 | 0 | 0 | 0 | 0 | 0 | 0 | 0 | 0 | 0 | 0 | 0 | 0 | 0 | 0 | 0 | 0 | 0 | 0 | 0 | 0 | 0 | 0 | 0 | 0 | 0 | 0 | 0 | 0 | 0 | 0 | 0 | 0 | 0 | 0 | 0 | 0 | 0 | 0 | 0 | 0 | 0 | 0 | 0 | 0 | 0 | 0 | 0 | 0 | 0 | 0 | 0 | 0 | 0 | 0 | 0 | 0 | 0 | 0 | 0 | 0 | 0 | 0 | 0 | 0 | 0 | 0 | 0 | 0 | 0 | 0 | 0 | 0 | 0 | 0 | 0 | 0 | 0 | 0 | 0 | 0 | 0 | 0 | 0 | 0 | 0 | 0 | 0 | 0 | 0 | 0 | 0 | 0 | 0 | 0 | 0 | 0 | 0 | 0 | 0 | 0 | 0 | 0 | 0 | 0 | 0 | 0 | 0 | 0 | 0 | 0 | 0 | 0 | 0 | 0 | 0 | 0 | 0 | 0 | 0 | 0 | 0 | 0 | 0 | 0 | 0 | 0 | 0 | 0 | 0 | 0 | 0 | 0 | 0 | 0 | 0 | 0 | 0 | 0 | 0 | 0 | 0 | 0 | 0 | 0 | 0 | 0 | 0 | 0 | 0 | 0 | 0 | 0 | 0 | 0 | 0 | 0 | 0 | 0 | 0 | 0 | 0 | 0 | 0 | 0 | 0 | 0 | 0 | 0 | 0 | 0 | 0 | 0 | 0 | 0 | 0 | 0 | 0 | 0 | 0 | 0 | 0 | 0 | 0 | 0 | 0 | 0 | 0 | 0 | 0 | 0 | 0 | 0 | 0 | 0 | 0 | 0 | 0 | 0 | 0 | 0 | 0 | 0 | 0 | 0 | 0 | 0 | 0 | 0 | 0 | 0 | 0 | 0 | 0 | 0 | 0 | 0 | 0 | 0 | 0 | 0 | 0 | 0 | 0 | 0 | 0 | 0 | 0 | 0 | 0 | 0 | 0 | 0 | 0 | 0 | 0 | 0 | 0 | 0 | 0 | 0 | 0 | 0 | 0 | 0 | 0 | 0 | 0 | 0 | 0 | 0 | 0 | 0 | 0 | 0 | 0 | 0 | 0 | 0 | 0 | 0 | 0 | 0 | 0 | 0 | 0 | 0 | 0 | 0 | 0 | 0 | 0 | 0 | 0 | 0 | 0 | 0 | 0 | 0 | 0 | 0 | 0 | 0 | 0 | 0 | 0 | 0 | 0 | 0 | 0 | 0 | 0 | 0 | 0 | 0 | 0 | 0 | 0 | 0 | 0 | 0 | 0 | 0 | 0 | 0 | 0 | 0 | 0 | 0 | 0 | 0 | 0 | 0 | 0 | 0 | 0 | 0 | 0 | 0 | 0 | 0 | 0 | 0 | 0 | 0 | 0 | 0 | 0 | 0 | 0 | 0 | 0 | 0 | 0 | 0 | 0 | 0 | 0 | 0 | 0 | 0 | 0 | 0 | 0 | 0 | 0 | 0 | 0 | 0 | 0 | 0 | 0 | 0 | 0 | 0 | 0 | 0 | 0 | 0 | 0 | 0 | 0 | 0 | 0 | 0 | 0 | 0 | 0 | 0 | 0 | 0 | 0 | 0 | 0 | 0 | 0 | 0 | 0 | 0 | 0 | 0 | 0 | 0 | 0 | 0 | 0 | 0 | 0 | 0 | 0 | 0 | 0 | 0 | 0 | 0 | 0 | 0 | 0 | 0 | 0 | 0 | 0 | 0 | 0 | 0 | 0 | 0 | 0 | 0 | 0 | 0 | 0 | 0 | 0 | 0 | 0 | 0 | 0 | 0 | 0 | 0 | 0 | 0 | 0 | 0 | 0 | 0 | 0 | 0 | 0 | 0 | 0 | 0 | 0 | 0 | 0 | 0 | 0 | 0 | 0 | 0 | 0 | 0 | 0 | 0 | 0 | 0 | 0 | 0 | 0 | 0 | 0 | 0 | 0 | 0 | 0 | 0 | 0 | 0 | 0 | 0 | 0 | 0 | 0 | 0 | 0 | 0 | 0 | 0 | 0 | 0 | 0 | 0 | 0 | 0 | 0 | 0 | 0 | 0 | 0 | 0 | 0 | 0 | 0 | 0 | 0 | 0 | 0 | 0 | 0 | 0 | 0 | 0 | 0 | 0 | 0 | 0 | 0 | 0 | 0 | 0 | 0 | 0 | 0 | 0 | 0 | 0 | 0 | 0 | 0 | 0 | 0 | 0 | 0 | 0 | 0 | 0 | 0 | 0 | 0 | 0 | 0 | 0 | 0 | 0 | 0 | 0 | 0 | 0 | 0 | 0 | 0 | 0 | 0 | 0 | 0 | 0 | 0 | 0 | 0 | 0 | 0 | 0 | 0 | 0 | 0 | 0 | 0 | 0 | 0 | 0 | 0 | 0 | 0 | 0 | 0 | 0 | 0 | 0 | 0 | 0 | 0 | 0 | 0 | 0 | 0 | 0 | 0 | 0 | 0 | 0 | 0 | 0 | 0 | 0 | 0 | 0 | 0 | 0 | 0 | 0 | 0 | 0 | 0 | 0 | 0 | 0 | 0 | 0 | 0 | 0 | 0 | 0 | 0 | 0 | 0 | 0 | 0 | 0 | 0 | 0 | 0 | 0 | 0 | 0 | 0 | 0 | 0 | 0 | 0 | 0 | 0 | 0 | 0 | 0 | 0 | 0 | 0 | 0 | 0 | 0 | 0 | 0 | 0 | 0 | 0 | 0 | 0 | 0 | 0 | 0 | 0 | 0 | 0 | 0 | 0 | 0 | 0 | 0 | 0 | 0 | 0 | 0 | 0 | 0 | 0 | 0 | 0 | 0 | 0 | 0 | 0 | 0 | 0 | 0 | 0 | 0 | 0 | 0 | 0 | 0 | 0 | 0 | 0 | 0 | 0 | 0 | 0 | 0 | 0 | 0 | 0 | 0 | 0 | 0 | 0 | 0 | 0 | 0 | 0 | 0 | 0 | 0 | 0 | 0 | 0 | 0 | 0 | 0 | 0 | 0 | 0 | 0 | 0 | 0 | 0 | 0 | 0 | 0 | 0 | 0 | 0 | 0 | 0 | 0 | 0 | 0 | 0 | 0 | 0 | 0 | 0 | 0 | 0 | 0 | 0 | 0 | 0 | 0 | 0 | 0 | 0 | 0 | 0 | 0 | 0 | 0 | 0 | 0 | 0 | 0 | 0 | 0 | 0 | 0 | 0 | 0 | 0 | 0 | 0 | 0 | 0 | 0 | 0 | 0 | 0 | 0 | 0 | 0 | 0 | 0 | 0 | 0 | 0 | 0 | 0 | 0 | 0 | 0 | 0 | 0 | 0 | 0 | 0 | 0 | 0 | 0 | 0 | 0 | 0 | 0 | 0 | 0 | 0 | 0 | 0 | 0 | 0 | 0 | 0 | 0 | 0 | 0 | 0 | 0 | 0 | 0 | 0 | 0 | 0 | 0 | 0 | 0 | 0 | 0 | 0 | 0 | 0 | 0 | 0 | 0 | 0 | 0 | 0 | 0 | 0 | 0 | 0 | 0 | 0 | 0 | 0 | 0 | 0 | 0 | 0 | 0 | 0 | 0 | 0 | 0 | 0 | 0 | 0 | 0 | 0 | 0 | 0 | 0 | 0 | 0 | 0 | 0 | 0 | 0 | 0 | 0 | 0 | 0 | 0 | 0 | 0 | 0 | 0 | 0 | 0 | 0 | 0 | 0 | 0 | 0 | 0 | 0 | 0 | 0 | 0 | 0 | 0 | 0 | 0 | 0 | 0 | 0 | 0 | 0 | 0 | 0 | 0 | 0 | 0 | 0 | 0 | 0 | 0 | 0 | 0 | 0 | 0 | 0 | 0 | 0 | 0 | 0 | 0 | 0 | 0 | 0 | 0 | 0 | 0 | 0 | 0 | 0 | 0 | 0 | 0 | 0 | 0 | 0 | 0 | 0 | 0 | 0 | 0 | 0 | 0 | 0 | 0 | 0 | 0 | 0 | 0 | 0 | 0 | 0 | 0 | 0 | 0 | 0 | 0 | 0 | 0 | 0 | 0 | 0 | 0 | 0 | 0 | 0 | 0 | 0 | 0 | 0 | 0 | 0 | 0 | 0 | 0 | 0 | 0 | 0 | 0 | 0 | 0 | 0 | 0 | 0 | 0 | 0 | 0 | 0 | 0 | 0 | 0 | 0 | 0 | 0 | 0 | 0 | 0 | 0 | 0 | 0 | 0 | 0 | 0 | 0 | 0 | 0 | 0 | 0 | 0 | 0 | 0 | 0 | 0 | 0 | 0 | 0 | 0 | 0 | 0 | 0 | 0 | 0 | 0 | 0 | 0 | 0 | 0 | 0 | 0 | 0 | 0 | 0 | 0 | 0 | 0 | 0 | 0 | 0 | 0 | 0 | 0 | 0 | 0 | 0 | 0 | 0 | 0 | 0 | 0 | 0 | 0 | 0 | 0 | 0 | 0 | 0 | 0 | 0 | 0 | 0 | 0 | 0 | 0 | 0 | 0 | 0 | 0 | 0 | 0 | 0 | 0 | 0 | 0 | 0 | 0 | 0 | 0 | 0 | 0 | 0 | 0 | 0 | 0 | 0 | 0 | 0 | 0 | 0 | 0 | 0 | 0 | 0 | 0 | 0 | 0 | 0 | 0 | 0 | 0 | 0 | 0 | 0 | 0 | 0 | 0 | 0 | 0 | 0 | 0 | 0 | 0 | 0 | 0 | 0 | 0 | 0 | 0 | 0 | 0 | 0 | 0 | 0 | 0 | 0 | 0 | 0 | 0 | 0 | 0 | 0 | 0 | 0 | 0 | 0 | 0 | 0 | 0 | 0 | 0 | 0 | 0 | 0 | 0 | 0 | 0 | 0 | 0 | 0 | 0 | 0 | 0 | 0 | 0 | 0 | 0 | 0 | 0 | 0 | 0 | 0 | 0 | 0 | 0 | 0 | 0 | 0 | 0 | 0 | 0 | 0 | 0 | 0 | 0 | 0 | 0 | 0 | 0 | 0 | 0 | 0 | 0 | 0 | 0 | 0 | 0 | 0 | 0 | 0 | 0 | 0 | 0 | 0 | 0 | 0 | 0 | 0 | 0 | 0 | 0 | 0 | 0 | 0 | 0 | 0 | 0 | 0 | 0 | 0 | 0 | 0 | 0 | 0 | 0 | 0 | 0 | 0 | 0 | 0 | 0 | 0 | 0 | 0 | 0 | 0 | 0 | 0 | 0 | 0 | 0 | 0 | 0 | 0 | 0 | 0 | 0 | 0 | 0 | 0 | 0 | 0 | 0 | 0 | 0 | 0 | 0 | 0 | 0 | 0 | 0 | 0 | 0 | 0 | 0 | 0 | 0 | 0 | 0 | 0 | 0 | 0 | 0 | 0 | 0 | 0 | 0 | 0 | 0 | 0 | 0 | 0 | 0 | 0 | 0 | 0 | 0 | 0 | 0 | 0 | 0 | 0 | 0 | 0 | 0 | 0 | 0 | 0 | 0 | 0 | 0 | 0 | 0 | 0 | 0 | 0 | 0 | 0 | 0 | 0 | 0 | 0 | 0 | 0 | 0 | 0 | 0 | 0 | 0 | 0 | 0 | 0 | 0 | 0 | 0 | 0 | 0 | 0 | 0 | 0 | 0 | 0 | 0 | 0 | 0 | 0 | 0 | 0 | 0 | 0 | 0 | 0 | 0 | 0 | 0 | 0 | 0 | 0 | 0 | 0 | 0 | 0 | 0 | 0 | 0 | 0 | 0 | 0 | 0 | 0 | 0 | 0 | 0 | 0 | 0 | 0 | 0 | 0 | 0 | 0 | 0 | 0 | 0 | 0 | 0 | 0 | 0 | 0 | 0 | 0 | 0 | 0 | 0 | 0 | 0 | 0 | 0 | 0 | 0 | 0 | 0 | 0 | 0 | 0 | 0 | 0 | 0 | 0 | 0 | 0 | 0 | 0 | 0 | 0 | 0 | 0 | 0 | 0 | 0 | 0 | 0 | 0 | 0 | 0 | 0 | 0 | 0 | 0 | 0 | 0 | 0 | 0 | 0 | 0 | 0 | 0 | 0 | 0 | 0 | 0 | 0 | 0 | 0 | 0 | 0 | 0 | 0 | 0 | 0 | 0 | 0 | 0 | 0 | 0 | 0 | 0 | 0 | 0 | 0 | 0 | 0 | 0 | 0 | 0 | 0 | 0 | 0 | 0 | 0 | 0 | 0 | 0 | 0 | 0 | 0 | 0 | 0 | 0 | 0 | 0 | 0 | 0 | 0 | 0 | 0 | 0 | 0 | 0 | 0 | 0 | 0 | 0 | 0 | 0 | 0 | 0 | 0 | 0 | 0 | 0 | 0 | 0 | 0 | 0 | 0 | 0 | 0 | 0 | 0 | 0 | 0 | 0 | 0 | 0 | 0 | 0 | 0 | 0 | 0 | 0 | 0 | 0 | 0 | 0 | 0 | 0 | 0 | 0 | 0 | 0 | 0 | 0 | 0 | 0 | 0 | 0 | 0 | 0 | 0 | 0 | 0 | 0 | 0 | 0 | 0 | 0 | 0 | 0 | 0 | 0 | 0 | 0 | 0 | 0 | 0 | 0 | 0 | 0 | 0 | 0 | 0 | 0 | 0 | 0 | 0 | 0 | 0 | 0 | 0 | 0 | 0 | 0 | 0 | 0 | 0 | 0 | 0 | 0 | 0 | 0 | 0 | 0 | 0 | 0 | 0 | 0 | 0 | 0 | 0 | 0 | 0 | 0 | 0 | 0 | 0 | 0 | 0 | 0 | 0 | 0 | 0 | 0 | 0 | 0 | 0 | 0 | 0 | 0 | 0 | 0 | 0 | 0 | 0 | 0 | 0 | 0 | 0 | 0 | 0 | 0 | 0 | 0 | 0 | 0 | 0 | 0 | 0 | 0 | 0 | 0 | 0 | 0 | 0 | 0 | 0 | 0 | 0 | 0 | 0 | 0 | 0 | 0 | 0 | 0 | 0 | 0 | 0 | 0 | 0 | 0 | 0 | 0 | 0 | 0 | 0 | 0 | 0 | 0 | 0 | 0 | 0 | 0 | 0 | 0 | 0 | 0 | 0 | 0 | 0 | 0 | 0 | 0 | 0 | 0 | 0 | 0 | 0 | 0 | 0 | 0 | 0 | 0 | 0 | 0 | 0 | 0 | 0 | 0 | 0 | 0 | 0 | 0 | 0 | 0 | 0 | 0 | 0 | 0 | 0 | 0 | 0 | 0 | 0 | 0 | 0 | 0 | 0 | 0 | 0 | 0 | 0 | 0 | 0 | 0 | 0 | 0 | 0 | 0 | 0 | 0 | 0 | 0 | 0 | 0 | 0 | 0 | 0 | 0 | 0 | 0 | 0 | 0 | 0 | 0 | 0 | 0 | 0 | 0 | 0 | 0 | 0 | 0 | 0 | 0 | 0 | 0 | 0 | 0 | 0 | 0 | 0 | 0 | 0 | 0 | 0 | 0 | 0 | 0 | 0 | 0 | 0 | 0 | 0 | 0 | 0 | 0 | 0 | 0 | 0 | 0 | 0 | 0 | 0 | 0 | 0 | 0 | 0 | 0 | 0 | 0 | 0 | 0 | 0 | 0 | 0 | 0 | 0 | 0 | 0 | 0 | 0 | 0 | 0 | 0 | 0 | 0 | 0 | 0 | 0 | 0 | 0 | 0 | 0 | 0 | 0 | 0 | 0 | 0 | 0 | 0 | 0 | 0 | 0 | 0 | 0 | 0 | 0 | 0 | 0 | 0 | 0 | 0 | 0 | 0 | 0 | 0 | 0 | 0 | 0 | 0 | 0 | 0 | 0 | 0 | 0 | 0 | 0 | 0 | 0 | 0 | 0 | 0 | 0 | 0 | 0 | 0 | 0 | 0 | 0 | 0 | 0 | 0 | 0 | 0 | 0 | 0 | 0 | 0 | 0 | 0 | 0 | 0 | 0 | 0 | 0 | 0 | 0 | 0 | 0 | 0 | 0 | 0 | 0 | 0 | 0 | 0 | 0 | 0 | 0 | 0 | 0 | 0 | 0 | 0 | 0 | 0 | 0 | 0 | 0 | 0 | 0 | 0 | 0 | 0 | 0 | 0 | 0 | 0 | 0 | 0 | 0 | 0 | 0 | 0 | 0 | 0 | 0 | 0 | 0 | 0 | 0 | 0 | 0 | 0 | 0 | 0 | 0 | 0 | 0 | 0 | 0 | 0 | 0 | 0 | 0 | 0 | 0 | 0 | 0 | 0 | 0 | 0 | 0 | 0 | 0 | 0 | 0 | 0 | 0 | 0 | 0 | 0 | 0 | 0 | 0 | 0 | 0 | 0 | 0 | 0 | 0 | 0 | 0 | 0 | 0 | 0 | 0 | 0 | 0 | 0 | 0 | 0 | 0 | 0 | 0 | 0 | 0 | 0 | 0 | 0 | 0 | 0 | 0 | 0 | 0 | 0 | 0 | 0 | 0 | 0 | 0 | 0 | 0 | 0 | 0 | 0 | 0 | 0 | 0 | 0 | 0 | 0 | 0 | 0 | 0 | 0 | 0 | 0 | 0 | 0 | 0 | 0 | 0 | 0 | 0 | 0 | 0 | 0 | 0 | 0 | 0 | 0 | 0 | 0 | 0 | 0 | 0 | 0 | 0 | 0 | 0 | 0 | 0 | 0 | 0 | 0 | 0 | 0 | 0 | 0 | 0 | 0 | 0 | 0 | 0 | 0 | 0 | 0 | 0 | 0 | 0 | 0 | 0 | 0 | 0 | 0 | 0 | 0 | 0 | 0 | 0 | 0 | 0 | 0 | 0 | 0 | 0 | 0 | 0 | 0 | 0 | 0 | 0 | 0 | 0 | 0 | 0 | 0 | 0 | 0 | 0 | 0 | 0 | 0 | 0 | 0 | 0 | 0 | 0 | 0 | 0 | 0 | 0 | 0 | 0 | 0 | 0 | 0 | 0 | 0 | 0 | 0 | 0 | 0 | 0 | 0 | 0 | 0 | 0 | 0 | 0 | 0 | 0 | 0 | 0 | 0 | 0 | 0 | 0 | 0 | 0 | 0 | 0 | 0 | 0 | 0 | 0 | 0 | 0 | 0 | 0 | 0 | 0 | 0 | 0 | 0 | 0 | 0 | 0 | 0 | 0 | 0 | 0 | 0 | 0 | 0 | 0 | 0 | 0 | 0 | 0 | 0 | 0 | 0 | 0 | 0 | 0 | 0 | 0 | 0 | 0 | 0 | 0 | 0 | 0 | 0 | 0 | 0 | 0 | 0 | 0 | 0 | 0 | 0 | 0 | 0 | 0 | 0 | 0 | 0 | 0 | 0 | 0 | 0 | 0 | 0 | 0 | 0 | 0 | 0 | 0 | 0 | 0 | 0 | 0 | 0 | 0 | 0 | 0 | 0 | 0 | 0 | 0 | 0 | 0 | 0 | 0 | 0 | 0 | 0 | 0 | 0 | 0 | 0 | 0 | 0 | 0 | 0 | 0 | 0 | 0 | 0 | 0 | 0 | 0 | 0 | 0 | 0 | 0 | 0 | 0 | 0 | 0 | 0 | 0 | 0 | 0 | 0 | 0 | 0 | 0 | 0 | 0 | 0 | 0 | 0 | 0 | 0 | 0 | 0 | 0 | 0 | 0 | 0 | 0 | 0 | 0 | 0 | 0 | 0 | 0 | 0 | 0 | 0 | 0 | 0 | 0 | 0 | 0 | 0 | 0 | 0 | 0 | 0 | 0 | 0 | 0 | 0 | 0 | 0 | 0 | 0 | 0 | 0 | 0 | 0 | 0 | 0 | 0 | 0 | 0 | 0 | 0 | 0 | 0 | 0 | 0 | 0 | 0 | 0 | 0 | 0 | 0 | 0 | 0 | 0 | 0 | 0 | 0 | 0 | 0 | 0 | 0 | 0 | 0 | 0 | 0 | 0 | 0 | 0 | 0 | 0 | 0 | 0 | 0 | 0 | 0 | 0 | 0 | 0 | 0 | 0 | 0 | 0 | 0 | 0 | 0 | 0 | 0 | 0 | 0 | 0 | 0 | 0 | 0 | 0 | 0 | 0 | 0 | 0 | 0 | 0 | 0 | 0 | 0 | 0 | 0 | 0 | 0 | 0 | 0 | 0 | 0 | 0 | 0 | 0 | 0 | 0 | 0 | 0 | 0 | 0 | 0 | 0 | 0 | 0 | 0 | 0 | 0 | 0 | 0 | 0 | 0 | 0 | 0 | 0 | 0 | 0 | 0 | 0 | 0 | 0 | 0 | 0 | 0 | 0 | 0 | 0 | 0 | 0 | 0 | 0 | 0 | 0 | 0 | 0 | 0 | 0 | 0 | 0 | 0 | 0 | 0 | 0 | 0 | 0 | 0 | 0 | 0 | 0 | 0 | 0 | 0 | 0 | 0 | 0 | 0 | 0 | 0 | 0 | 0 | 0 | 0 | 0 | 0 | 0 | 0 | 0 | 0 | 0 | 0 | 0 | 0 | 0 | 0 | 0 | 0 | 0 | 0 | 0 | 0 | 0 | 0 | 0 | 0 | 0 | 0 | 0 | 0 | 0 | 0 | 0 | 0 | 0 | 0 | 0 | 0 | 0 | 0 | 0 | 0 | 0 | 0 | 0 | 0 | 0 | 0 | 0 | 0 | 0 | 0 | 0 | 0 | 0 | 0 | 0 | 0 | 0 | 0 | 0 | 0 | 0 | 0 | 0 | 0 | 0 | 0 | 0 | 0 | 0 | 0 | 0 | 0 | 0 | 0 | 0 | 0 | 0 | 0 | 0 | 0 | 0 | 0 | 0 | 0 | 0 | 0 | 0 | 0 | 0 | 0 | 0 | 0 | 0 | 0 | 0 | 0 | 0 | 0 | 0 | 0 | 0 | 0 | 0 | 0 | 0 | 0 | 0 | 0 | 0 | 0 | 0 | 0 | 0 | 0 | 0 | 0 | 0 | 0 | 0 | 0 | 0 | 0 | 0 | 0 | 0 | 0 | 0 | 0 | 0 | 0 | 0 | 0 | 0 | 0 | 0 | 0 | 0 | 0 | 0 | 0 | 0 | 0 | 0 | 0 | 0 | 0 | 0 | 0 | 0 | 0 | 0 | 0 | 0 | 0 | 0 | 0 | 0 | 0 | 0 | 0 | 0 | 0 | 0 | 0 | 0 | 0 | 0 | 0 | 0 | 0 | 0 | 0 | 0 | 0 | 0 | 0 | 0 | 0 | 0 | 0 | 0 | 0 | 0 | 0 | 0 | 0 | 0 | 0 | 0 | 0 | 0 | 0 | 0 | 0 | 0 | 0 | 0 | 0 | 0 | 0 | 0 | 0 | 0 | 0 | 0 | 0 | 0 | 0 | 0 | 0 | 0 | 0 | 0 | 0 | 0 | 0 | 0 | 0 | 0 | 0 | 0 | 0 | 0 | 0 | 0 | 0 | 0 | 0 | 0 | 0 | 0 | 0 | 0 | 0 | 0 | 0 | 0 | 0 | 0 | 0 | 0 | 0 | 0 | 0 | 0 | 0 | 0 | 0 | 0 | 0 | 0 | 0 | 0 | 0 | 0 | 0 | 0 | 0 | 0 | 0 | 0 | 0 | 0 | 0 | 0 | 0 | 0 | 0 | 0 | 0 | 0 | 0 | 0 | 0 | 0 | 0 | 0 | 0 | 0 | 0 | 0 | 0 | 0 | 0 | 0 | 0 | 0 | 0 | 0 | 0 | 0 | 0 | 0 | 0 | 0 | 0 | 0 | 0 | 0 | 0 | 0 | 0 | 0 | 0 | 0 | 0 | 0 | 0 | 0 | 0 | 0 | 0 | 0 | 0 | 0 | 0 | 0 | 0 | 0 | 0 | 0 | 0 | 0 | 0 | 0 | 0 | 0 | 0 | 0 | 0 | 0 | 0 | 0 | 0 | 0 | 0 | 0 | 0 | 0 | 0 | 0 | 0 | 0 | 0 | 0 | 0 | 0 | 0 | 0 | 0 | 0 | 0 | 0 | 0 | 0 | 0 | 0 | 0 | 0 | 0 | 0 | 0 | 0 | 0 | 0 | 0 | 0 | 0 | 0 | 0 | 0 | 0 | 0 | 0 | 0 | 0 | 0 | 0 | 0 | 0 | 0 | 0 | 0 | 0 | 0 | 0 | 0 | 0 | 0 | 0 | 0 | 0 | 0 | 0 | 0 | 0 | 0 | 0 | 0 | 0 | 0 | 0 | 0 | 0 | 0 | 0 | 0 | 0 | 0 | 0 | 0 | 0 | 0 | 0 | 0 | 0 | 0 | 0 | 0 | 0 | 0 | 0 | 0 | 0 | 0 | 0 | 0 | 0 | 0 | 0 | 0 | 0 | 0 | 0 | 0 | 0 | 0 | 0 | 0 | 0 | 0 | 0 | 0 | 0 | 0 | 0 | 0 | 0 | 0 | 0 | 0 | 0 | 0 | 0 | 0 | 0 | 0 | 0 | 0 | 0 | 0 | 0 | 0 | 0 | 0 | 0 | 0 | 0 | 0 | 0 | 0 | 0 | 0 | 0 | 0 | 0 | 0 | 0 | 0 | 0 | 0 | 0 | 0 | 0 | 0 | 0 | 0 | 0 | 0 | 0 | 0 | 0 | 0 | 0 | 0 | 0 | 0 | 0 | 0 | 0 | 0 | 0 | 0 | 0 | 0 | 0 | 0 | 0 | 0 | 0 | 0 | 0 | 0 | 0 | 0 | 0 | 0 | 0 | 0 | 0 | 0 | 0 | 0 | 0 | 0 | 0 | 0 | 0 | 0 | 0 | 0 | 0 | 0 | 0 | 0 | 0 | 0 | 0 | 0 | 0 | 0 | 0 | 0 | 0 | 0 | 0 | 0 | 0 | 0 | 0 | 0 | 0 | 0 | 0 | 0 | 0 | 0 | 0 | 0 | 0 | 0 | 0 | 0 | 0 | 0 | 0 | 0 | 0 | 0 | 0 | 0 | 0 | 0 | 0 | 0 | 0 | 0 | 0 | 0 | 0 | 0 | 0 | 0 | 0 | 0 | 0 | 0 | 0 | 0 | 0 | 0 | 0 | 0 | 0 | 0 | 0 | 0 | 0 | 0 | 0 | 0 | 0 | 0 | 0 | 0 | 0 | 0 | 0 | 0 | 0 | 0 | 0 | 0 | 0 | 0 | 0 | 0 | 0 | 0 | 0 | 0 | 0 | 0 | 0 | 0 | 0 | 0 | 0 | 0 | 0 | 0 | 0 | 0 | 0 | 0 | 0 | 0 | 0 | 0 | 0 | 0 | 0 | 0 | 0 | 0 | 0 | 0 | 0 | 0 | 0 | 0 | 0 | 0 | 0 | 0 | 0 | 0 | 0 | 0 | 0 | 0 | 0 | 0 | 0 | 0 | 0 | 0 | 0 | 0 | 0 | 0 | 0 | 0 | 0 | 0 | 0 | 0 | 0 | 0 | 0 | 0 | 0 | 0 | 0 | 0 | 0 | 0 | 0 | 0 | 0 | 0 | 0 | 0 | 0 | 0 | 0 | 0 | 0 | 0 | 0 | 0 | 0 | 0 | 0 | 0 | 0 | 0 | 0 | 0 | 0 | 0 | 0 | 0 | 0 | 0 | 0 | 0 | 0 | 0 | 0 | 0 | 0 | 0 | 0 | 0 | 0 | 0 | 0 | 0 | 0 | 0 | 0 | 0 | 0 | 0 | 0 | 0 | 0 | 0 | 0 | 0 | 0 | 0 | 0 | 0 | 0 | 0 | 0 | 0 | 0 | 0 | 0 | 0 | 0 | 0 | 0 | 0 | 0 | 0 | 0 | 0 | 0 | 0 | 0 | 0 | 0 | 0 | 0 | 0 | 0 | 0 | 0 | 0 | 0 | 0 | 0 | 0 | 0 | 0 | 0 | 0 | 0 | 0 | 0 | 0 | 0 | 0 | 0 | 0 | 0 | 0 | 0 | 0 | 0 | 0 | 0 | 0 | 0 | 0 | 0 | 0 | 0 | 0 | 0 | 0 | 0 | 0 | 0 | 0 | 0 | 0 | 0 | 0 | 0 | 0 | 0 | 0 | 0 | 0 | 0 | 0 | 0 | 0 | 0 | 0 | 0 | 0 | 0 | 0 | 0 | 0 | 0 | 0 | 0 | 0 | 0 | 0 | 0 | 0 | 0 | 0 | 0 | 0 | 0 | 0 | 0 | 0 | 0 | 0 | 0 | 0 | 0 | 0 | 0 | 0 | 0 | 0 | 0 | 0 | 0 | 0 | 0 | 0 | 0 | 0 | 0 | 0 | 0 | 0 | 0 | 0 | 0 | 0 | 0 | 0 | 0 | 0 | 0 | 0 | 0 | 0 | 0 | 0 | 0 | 0 | 0 | 0 | 0 | 0 | 0 | 0 | 0 | 0 | 0 | 0 | 0 | 0 | 0 | 0 | 0 | 0 | 0 | 0 | 0 | 0 | 0 | 0 | 0 | 0 | 0 | 0 | 0 | 0 | 0 | 0 | 0 | 0 | 0 | 0 | 0 | 0 | 0 | 0 | 0 | 0 | 0 | 0 | 0 | 0 | 0 | 0 | 0 | 0 | 0 | 0 | 0 | 0 | 0 | 0 | 0 | 0 | 0 | 0 | 0 | 0 | 0 | 0 | 0 | 0 | 0 | 0 | 0 | 0 | 0 | 0 | 0 | 0 | 0 | 0 | 0 | 0 | 0 | 0 | 0 | 0 | 0 | 0 | 0 | 0 | 0 | 0 | 0 | 0 | 0 | 0 | 0 | 0 | 0 | 0 | 0 | 0 | 0 | 0 | 0 | 0 | 0 | 0 | 0 | 0 | 0 | 0 | 0 | 0 | 0 | 0 | 0 | 0 | 0 | 0 | 0 | 0 | 0 | 0 | 0 | 0 | 0 | 0 | 0 | 0 | 0 | 0 | 0 | 0 | 0 | 0 | 0 | 0 | 0 | 0 | 0 | 0 | 0 | 0 | 0 | 0 | 0 | 0 | 0 | 0 | 0 | 0 | 0 | 0 | 0 | 0 | 0 | 0 | 0 | 0 | 0 | 0 | 0 | 0 | 0 | 0 | 0 | 0 | 0 | 0 | 0 | 0 | 0 | 0 | 0 | 0 | 0 | 0 | 0 | 0 | 0 | 0 | 0 | 0 | 0 | 0 | 0 | 0 | 0 | 0 | 0 | 0 | 0 | 0 | 0 | 0 | 0 | 0 | 0 | 0 | 0 | 0 | 0 | 0 | 0 | 0 | 0 | 0 | 0 | 0 | 0 | 0 | 0 | 0 | 0 | 0 | 0 | 0 | 0 | 0 | 0 | 0 | 0 | 0 | 0 | 0 | 0 | 0 | 0 | 0 | 0 | 0 | 0 | 0 | 0 | 0 | 0 | 0 | 0 | 0 | 0 | 0 | 0 | 0 | 0 | 0 | 0 | 0 | 0 | 0 | 0 | 0 | 0 | 0 | 0 | 0 | 0 | 0 | 0 | 0 | 0 | 0 | 0 | 0 | 0 | 0 | 0 | 0 | 0 | 0 | 0 | 0 | 0 | 0 | 0 | 0 | 0 | 0 | 0 | 0 | 0 | 0 | 0 | 0 | 0 | 0 | 0 | 0 | 0 | 0 | 0 | 0 | 0 | 0 | 0 | 0 | 0 | 0 | 0 | 0 | 0 | 0 | 0 | 0 | 0 | 0 | 0 | 0 | 0 | 0 | 0 | 0 | 0 | 0 | 0 | 0 | 0 | 0 | 0 | 0 | 0 | 0 | 0 | 0 | 0 | 0 | 0 | 0 | 0 | 0 | 0 | 0 | 0 | 0 | 0 | 0 | 0 | 0 | 0 | 0 | 0 | 0 | 0 | 0 | 0 | 0 | 0 | 0 | 0 | 0 | 0 | 0 | 0 | 0 | 0 | 0 | 0 | 0 | 0 | 0 | 0 | 0 | 0 | 0 | 0 | 0 | 0 | 0 | 0 | 0 | 0 | 0 | 0 | 0 | 0 | 0 | 0 | 0 | 0 | 0 | 0 | 0 | 0 | 0 | 0 | 0 | 0 | 0 | 0 | 0 | 0 | 0 | 0 | 0 | 0 | 0 | 0 | 0 | 0 | 0 | 0 | 0 | 0 | 0 | 0 | 0 | 0 | 0 | 0 | 0 | 0 | 0 | 0 | 0 | 0 | 0 | 0 | 0 | 0 | 0 | 0 | 0 | 0 | 0 | 0 | 0 | 0 | 0 | 0 | 0 | 0 | 0 | 0 | 0 | 0 | 0 | 0 | 0 | 0 | 0 | 0 | 0 | 0 | 0 | 0 | 0 | 0 | 0 | 0 | 0 | 0 | 0 | 0 | 0 | 0 | 0 | 0 | 0 | 0 | 0 | 0 | 0 | 0 | 0 | 0 | 0 | 0 | 0 | 0 | 0 | 0 | 0 | 0 | 0 | 0 | 0 | 0 | 0 | 0 | 0 | 0 | 0 | 0 | 0 | 0 | 0 | 0 | 0 | 0 | 0 | 0 | 0 | 0 | 0 | 0 | 0 | 0 | 0 | 0 | 0 | 0 | 0 | 0 | 0 | 0 | 0 | 0 | 0 | 0 | 0 | 0 | 0 | 0 | 0 | 0 | 0 | 0 | 0 | 0 | 0 | 0 | 0 | 0 | 0 | 0 | 0 | 0 | 0 | 0 | 0 | 0 | 0 | 0 | 0 | 0 | 0 | 0 | 0 | 0 | 0 | 0 | 0 | 0 | 0 | 0 | 0 | 0 | 0 | 0 | 0 | 0 | 0 | 0 | 0 | 0 | 0 | 0 | 0 | 0 | 0 | 0 | 0 | 0 | 0 | 0 | 0 | 0 | 0 | 0 | 0 | 0 | 0 | 0 | 0 | 0 | 0 | 0 | 0 | 0 | 0 | 0 | 0 | 0 | 0 | 0 | 0 | 0 | 0 | 0 | 0 | 0 | 0 | 0 | 0 | 0 | 0 | 0 | 0 | 0 | 0 | 0 | 0 | 0 | 0 | 0 | 0 | 0 | 0 | 0 | 0 | 0 | 0 | 0 | 0 | 0 | 0 | 0 | 0 | 0 | 0 | 0 | 0 | 0 | 0 | 0 | 0 | 0 | 0 | 0 | 0 | 0 | 0 | 0 | 0 | 0 | 0 | 0 | 0 | 0 | 0 | 0 | 0 | 0 | 0 | 0 | 0 | 0 | 0 | 0 | 0 | 0 | 0 | 0 | 0 | 0 | 0 | 0 | 0 | 0 | 0 | 0 | 0 | 0 | 0 | 0 | 0 | 0 | 0 | 0 | 0 | 0 | 0 | 0 | 0 | 0 | 0 | 0 | 0 | 0 | 0 | 0 | 0 | 0 | 0 | 0 | 0 | 0 | 0 | 0 | 0 | 0 | 0 | 0 | 0 | 0 | 0 | 0 | 0 | 0 | 0 | 0 | 0 | 0 | 0 | 0 | 0 | 0 | 0 | 0 | 0 | 0 | 0 | 0 | 0 | 0 | 0 | 0 | 0 | 0 | 0 | 0 | 0 | 0 | 0 | 0 | 0 | 0 | 0 | 0 | 0 | 0 | 0 | 0 | 0 | 0 | 0 | 0 | 0 | 0 | 0 | 0 | 0 | 0 | 0 | 0 | 0 | 0 | 0 | 0 | 0 | 0 | 0 | 0 | 0 | 0 | 0 | 0 | 0 | 0 | 0 | 0 | 0 | 0 | 0 | 0 | 0 | 0 | 0 | 0 | 0 | 0 | 0 | 0 | 0 | 0 | 0 | 0 | 0 | 0 | 0 | 0 | 0 | 0 | 0 | 0 | 0 | 0 | 0 | 0 | 0 | 0 | 0 | 0 | 0 | 0 | 0 | 0 | 0 | 0 | 0 | 0 | 0 | 0 | 0 | 0 | 0 | 0 | 0 | 0 | 0 | 0 | 0 | 0 | 0 | 0 | 0 | 0 | 0 | 0 | 0 | 0 | 0 | 0 | 0 | 0 | 0 | 0 | 0 | 0 | 0 | 0 | 0 | 0 | 0 | 0 | 0 | 0 | 0 | 0 | 0 | 0 | 0 | 0 | 0 | 0 | 0 | 0 | 0 | 0 | 0 | 0 | 0 | 0 | 0 | 0 | 0 | 0 | 0 | 0 | 0 | 0 | 0 | 0 | 0 | 0 | 0 | 0 | 0 | 0 | 0 | 0 | 0 | 0 | 0 | 0 | 0 | 0 | 0 | 0 | 0 | 0 | 0 | 0 | 0 | 0 | 0 | 0 | 0 | 0 | 0 | 0 | 0 | 0 | 0 | 0 | 0 | 0 | 0 | 0 | 0 | 0 | 0 | 0 | 0 | 0 | 0 | 0 | 0 | 0 | 0 | 0 | 0 | 0 | 0 | 0 | 0 | 0 | 0 | 0 | 0 | 0 | 0 | 0 | 0 | 0 | 0 | 0 | 0 | 0 | 0 | 0 | 0 | 0 | 0 | 0 | 0 | 0 | 0 | 0 | 0 | 0 | 0 | 0 | 0 | 0 | 0 | 0 | 0 | 0 | 0 | 0 | 0 | 0 | 0 | 0 | 0 | 0 | 0 | 0 | 0 | 0 | 0 | 0 | 0 | 0 | 0 | 0 | 0 | 0 | 0 | 0 | 0 | 0 | 0 | 0 | 0 | 0 | 0 | 0 | 0 | 0 | 0 | 0 | 0 | 0 | 0 | 0 | 0 | 0 | 0 | 0 | 0 | 0 | 0 | 0 | 0 | 0 | 0 | 0 | 0 | 0 | 0 | 0 | 0 | 0 | 0 | 0 | 0 | 0 | 0 | 0 | 0 | 0 | 0 | 0 | 0 | 0 | 0 | 0 | 0 | 0 | 0 | 0 | 0 | 0 | 0 | 0 | 0 | 0 | 0 | 0 | 0 | 0 | 0 | 0 | 0 | 0 | 0 | 0 | 0 | 0 | 0 | 0 | 0 | 0 | 0 | 0 | 0 | 0 | 0 | 0 | 0 | 0 | 0 | 0 | 0 | 0 | 0 | 0 | 0 | 0 | 0 | 0 | 0 | 0 | 0 | 0 | 0 | 0 | 0 | 0 | 0 | 0 | 0 | 0 | 0 | 0 | 0 | 0 | 0 | 0 | 0 | 0 | 0 | 0 | 0 | 0 | 0 | 0 | 0 | 0 | 0 | 0 | 0 | 0 | 0 | 0 | 0 | 0 | 0 | 0 | 0 | 0 | 0 | 0 | 0 | 0 | 0 | 0 | 0 | 0 | 0 | 0 | 0 | 0 | 0 | 0 | 0 | 0 | 0 | 0 | 0 | 0 | 0 | 0 | 0 | 0 | 0 | 0 | 0 | 0 | 0 | 0 | 0 | 0 | 0 | 0 | 0 | 0 | 0 | 0 | 0 | 0 | 0 | 0 | 0 | 0 | 0 | 0 | 0 | 0 | 0 | 0 | 0 | 0 | 0 | 0 | 0 | 0 | 0 | 0 | 0 | 0 | 0 | 0 | 0 | 0 | 0 | 0 | 0 | 0 | 0 | 0 | 0 | 0 | 0 | 0 | 0 | 0 | 0 | 0 | 0 | 0 | 0 | 0 | 0 | 0 | 0 | 0 | 0 | 0 | 0 | 0 | 0 | 0 | 0 | 0 | 0 | 0 | 0 | 0 | 0 | 0 | 0 | 0 | 0 | 0 | 0 | 0 | 0 | 0 | 0 | 0 | 0 | 0 | 0 | 0 | 0 | 0 | 0 | 0 | 0 | 0 | 0 | 0 | 0 | 0 | 0 | 0 | 0 | 0 | 0 | 0 | 0 | 0 | 0 | 0 | 0 | 0 | 0 | 0 | 0 | 0 | 0 | 0 | 0 | 0 | 0 | 0 | 0 | 0 | 0 | 0 | 0 | 0 | 0 | 0 | 0 | 0 | 0 | 0 | 0 | 0 | 0 | 0 | 0 | 0 | 0 | 0 | 0 | 0 | 0 | 0 | 0 | 0 | 0 | 0 | 0 | 0 | 0 | 0 | 0 | 0 | 0 | 0 | 0 | 0 | 0 | 0 | 0 | 0 | 0 | 0 | 0 | 0 | 0 | 0 | 0 | 0 | 0 | 0 | 0 | 0 | 0 | 0 | 0 | 0 | 0 | 0 | 0 | 0 | 0 | 0 | 0 | 0 | 0 | 0 | 0 | 0 | 0 | 0 | 0 | 0 | 0 | 0 | 0 | 0 | 0 | 0 | 0 | 0 | 0 | 0 | 0 | 0 | 0 | 0 | 0 | 0 | 0 | 0 | 0 | 0 | 0 | 0 | 0 | 0 | 0 | 0 | 0 | 0 | 0 | 0 | 0 | 0 | 0 | 0 | 0 | 0 | 0 | 0 | 0 | 0 | 0 | 0 | 0 | 0 | 0 | 0 | 0 | 0 | 0 | 0 | 0 | 0 | 0 | 0 | 0 | 0 | 0 | 0 | 0 | 0 | 0 | 0 | 0 | 0 | 0 | 0 | 0 | 0 | 0 | 0 | 0 | 0 | 0 | 0 | 0 | 0 | 0 | 0 | 0 | 0 | 0 | 0 | 0 | 0 | 0 | 0 | 0 | 0 | 0 | 0 | 0 | 0 | 0 | 0 | 0 | 0 | 0 | 0 | 0 | 0 | 0 | 0 | 0 | 0 | 0 | 0 | 0 | 0 | 0 | 0 | 0 | 0 | 0 | 0 | 0 | 0 | 0 | 0 | 0 | 0 | 0 | 0 | 0 | 0 | 0 | 0 | 0 | 0 | 0 | 0 | 0 | 0 | 0 | 0 | 0 | 0 | 0 | 0 | 0 | 0 | 0 | 0 | 0 | 0 | 0 | 0 | 0 | 0 | 0 | 0 | 0 | 0 | 0 | 0 | 0 | 0 | 0 | 0 | 0 | 0 | 0 | 0 | 0 | 0 | 0 | 0 | 0 | 0 | 0 | 0 | 0 | 0 | 0 | 0 | 0 | 0 | 0 | 0 | 0 | 0 | 0 | 0 | 0 | 0 | 0 | 0 | 0 | 0 | 0 | 0 | 0 | 0 | 0 | 0 | 0 | 0 | 0 | 0 | 0 | 0 | 0 | 0 | 0 | 0 | 0 | 0 | 0 | 0 | 0 | 0 | 0 | 0 | 0 | 0 | 0 | 0 | 0 | 0 | 0 | 0 | 0 | 0 | 0 | 0 | 0 | 0 | 0 | 0 | 0 | 0 | 0 | 0 | 0 | 0 | 0 | 0 | 0 | 0 | 0 | 0 | 0 | 0 | 0 | 0 | 0 | 0 | 0 | 0 | 0 | 0 | 0 | 0 | 0 | 0 | 0 | 0 | 0 | 0 | 0 | 0 | 0 | 0 | 0 | 0 | 0 | 0 | 0 | 0 | 0 | 0 | 0 | 0 | 0 | 0 | 0 | 0 | 0 | 0 | 0 | 0 | 0 | 0 | 0 | 0 | 0 | 0 | 0 | 0 | 0 | 0 | 0 | 0 | 0 | 0 | 0 | 0 | 0 | 0 | 0 | 0 | 0 | 0 | 0 | 0 | 0 | 0 | 0 | 0 | 0 | 0 | 0 | 0 | 0 | 0 | 0 | 0 | 0 | 0 | 0 | 0 | 0 | 0 | 0 | 0 | 0 | 0 | 0 | 0 | 0 | 0 | 0 | 0 | 0 | 0 | 0 | 0 | 0 | 0 | 0 | 0 | 0 | 0 | 0 | 0 | 0 | 0 | 0 | 0 | 0 | 0 | 0 | 0 | 0 | 0 | 0 | 0 | 0 | 0 | 0 | 0 | 0 | 0 | 0 | 0 | 0 | 0 | 0 | 0 | 0 | 0 | 0 | 0 | 0 | 0 | 0 | 0 | 0 | 0 | 0 | 0 | 0 | 0 | 0 | 0 | 0 | 0 | 0 | 0 | 0 | 0 | 0 | 0 | 0 | 0 | 0 | 0 | 0 | 0 | 0 | 0 | 0 | 0 | 0 | 0 | 0 | 0 | 0 | 0 | 0 | 0 | 0 | 0 | 0 | 0 | 0 | 0 | 0 | 0 | 0 | 0 | 0 | 0 | 0 | 0 | 0 | 0 | 0 | 0 | 0 | 0 | 0 | 0 | 0 | 0 | 0 | 0 | 0 | 0 | 0 | 0 | 0 | 0 | 0 | 0 | 0 | 0 | 0 | 0 | 0 | 0 | 0 | 0 | 0 | 0 | 0 | 0 | 0 | 0 | 0 | 0 | 0 | 0 | 0 | 0 | 0 | 0 | 0 | 0 | 0 | 0 | 0 | 0 | 0 | 0 | 0 | 0 | 0 | 0 | 0 | 0 | 0 | 0 | 0 | 0 | 0 | 0 | 0 | 0 | 0 | 0 | 0 | 0 | 0 | 0 | 0 | 0 | 0 | 0 | 0 | 0 | 0 | 0 | 0 | 0 | 0 | 0 | 0 | 0 | 0 | 0 | 0 | 0 | 0 | 0 | 0 | 0 | 0 | 0 | 0 | 0 | 0 | 0 | 0 | 0 | 0 | 0 | 0 | 0 | 0 | 0 | 0 | 0 | 0 | 0 | 0 | 0 | 0 | 0 | 0 | 0 | 0 | 0 | 0 | 0 | 0 | 0 | 0 | 0 | 0 | 0 | 0 | 0 | 0 | 0 | 0 | 0 | 0 | 0 | 0 | 0 | 0 | 0 | 0 | 0 | 0 | 0 | 0 | 0 | 0 | 0 | 0 | 0 | 0 | 0 | 0 | 0 | 0 | 0 | 0 | 0 | 0 | 0 | 0 | 0 | 0 | 0 | 0 | 0 | 0 | 0 | 0 | 0 | 0 | 0 | 0 | 0 | 0 | 0 | 0 | 0 | 0 | 0 | 0 | 0 | 0 | 0 | 0 | 0 | 0 | 0 | 0 | 0 | 0 | 0 | 0 | 0 | 0 | 0 | 0 | 0 | 0 | 0 | 0 | 0 | 0 | 0 | 0 | 0 | 0 | 0 | 0 | 0 | 0 | 0 | 0 | 0 | 0 | 0 | 0 | 0 | 0 | 0 | 0 | 0 | 0 | 0 | 0 | 0 | 0 | 0 | 0 | 0 | 0 | 0 | 0 | 0 | 0 | 0 | 0 | 0 | 0 | 0 | 0 | 0 | 0 | 0 | 0 | 0 | 0 | 0 | 0 | 0 | 0 | 0 | 0 | 0 | 0 | 0 | 0 | 0 | 0 | 0 | 0 | 0 | 0 | 0 | 0 | 0 | 0 | 0 | 0 | 0 | 0 | 0 | 0 | 0 | 0 | 0 | 0 | 0 | 0 | 0 | 0 | 0 | 0 | 0 | 0 | 0 | 0 | 0 | 0 | 0 | 0 | 0 | 0 | 0 | 0 | 0 | 0 | 0 | 0 | 0 | 0 | 0 | 0 | 0 | 0 | 0 | 0 | 0 | 0 | 0 | 0 | 0 | 0 | 0 | 0 | 0 | 0 | 0 | 0 | 0 | 0 | 0 | 0 | 0 | 0 | 0 | 0 | 0 | 0 | 0 | 0 | 0 | 0 | 0 | 0 | 0 | 0 | 0 | 0 | 0 | 0 | 0 | 0 | 0 | 0 | 0 | 0 | 0 | 0 | 0 | 0 | 0 | 0 | 0 | 0 | 0 | 0 | 0 | 0 | 0 | 0 | 0 | 0 | 0 | 0 | 0 | 0 | 0 | 0 | 0 | 0 | 0 | 0 | 0 | 0 | 0 | 0 | 0 | 0 | 0 | 0 | 0 | 0 | 0 | 0 | 0 | 0 | 0 | 0 | 0 | 0 | 0 | 0 | 0 | 0 | 0 | 0 | 0 | 0 | 0 | 0 | 0 | 0 | 0 | 0 | 0 | 0 | 0 | 0 | 0 | 0 | 0 | 0 | 0 | 0 | 0 | 0 | 0 | 0 | 0 | 0 | 0 | 0 | 0 | 0 | 0 | 0 | 0 | 0 | 0 | 0 | 0 | 0 | 0 | 0 | 0 | 0 | 0 | 0 | 0 | 0 | 0 | 0 | 0 | 0 | 0 | 0 | 0 | 0 | 0 | 0 | 0 | 0 | 0 | 0 | 0 | 0 | 0 | 0 | 0 | 0 | 0 | 0 | 0 | 0 | 0 | 0 | 0 | 0 | 0 | 0 | 0 | 0 | 0 | 0 | 0 | 0 | 0 | 0 | 0 | 0 | 0 | 0 | 0 | 0 | 0 | 0 | 0 | 0 | 0 | 0 | 0 | 0 | 0 | 0 | 0 | 0 | 0 | 0 | 0 | 0 | 0 | 0 | 0 | 0 | 0 | 0 | 0 | 0 | 0 | 0 | 0 | 0 | 0 | 0 | 0 | 0 | 0 | 0 | 0 | 0 | 0 | 0 | 0 | 0 | 0 | 0 | 0 | 0 | 0 | 0 | 0 | 0 | 0 | 0 | 0 | 0 | 0 | 0 | 0 | 0 | 0 | 0 | 0 | 0 | 0 | 0 | 0 | 0 | 0 | 0 | 0 | 0 | 0 | 0 | 0 | 0 | 0 | 0 | 0 | 0 | 0 | 0 | 0 | 0 | 0 | 0 | 0 | 0 | 0 | 0 | 0 | 0 | 0 | 0 | 0 | 0 | 0 | 0 | 0 | 0 | 0 | 0 | 0 | 0 | 0 | 0 | 0 | 0 | 0 | 0 | 0 | 0 | 0 | 0 | 0 | 0 | 0 | 0 | 0 | 0 | 0 | 0 | 0 | 0 | 0 | 0 | 0 | 0 | 0 | 0 | 0 | 0 | 0 | 0 | 0 | 0 | 0 | 0 | 0 | 0 | 0 | 0 | 0 | 0 | 0 | 0 | 0 | 0 | 0 | 0 | 0 | 0 | 0 | 0 | 0 | 0 | 0 | 0 | 0 | 0 | 0 | 0 | 0 | 0 | 0 | 0 | 0 | 0 | 0 | 0 | 0 | 0 | 0 | 0 | 0 | 0 | 0 | 0 | 0 | 0 | 0 | 0 | 0 | 0 | 0 | 0 | 0 | 0 | 0 | 0 | 0 | 0 | 0 | 0 | 0 | 0 | 0 | 0 | 0 | 0 | 0 | 0 | 0 | 0 | 0 | 0 | 0 | 0 | 0 | 0 | 0 | 0 | 0 | 0 | 0 | 0 | 0 | 0 | 0 | 0 | 0 | 0 | 0 | 0 | 0 | 0 | 0 | 0 | 0 | 0 | 0 | 0 | 0 | 0 | 0 | 0 | 0 | 0 | 0 | 0 | 0 | 0 | 0 | 0 | 0 | 0 | 0 | 0 | 0 | 0 | 0 | 0 | 0 | 0 | 0 | 0 | 0 | 0 | 0 | 0 | 0 | 0 | 0 | 0 | 0 | 0 | 0 | 0 | 0 | 0 | 0 | 0 | 0 | 0 | 0 | 0 | 0 | 0 | 0 | 0 | 0 | 0 | 0 | 0 | 0 | 0 | 0 | 0 | 0 | 0 | 0 | 0 | 0 | 0 | 0 | 0 | 0 | 0 | 0 | 0 | 0 | 0 | 0 | 0 | 0 | 0 | 0 | 0 | 0 | 0 | 0 | 0 | 0 | 0 | 0 | 0 | 0 | 0 | 0 | 0 | 0 | 0 | 0 | 0 | 0 | 0 | 0 | 0 | 0 | 0 | 0 | 0 | 0 | 0 | 0 | 0 | 0 | 0 | 0 | 0 | 0 | 0 | 0 | 0 | 0 | 0 | 0 | 0 | 0 | 0 | 0 | 0 | 0 | 0 | 0 | 0 | 0 | 0 | 0 | 0 | 0 | 0 | 0 | 0 | 0 | 0 | 0 | 0 | 0 | 0 | 0 | 0 | 0 | 0 | 0 | 0 | 0 | 0 | 0 | 0 | 0 | 0 | 0 | 0 | 0 | 0 | 0 | 0 | 0 | 0 | 0 | 0 | 0 | 0 | 0 | 0 | 0 | 0 | 0 | 0 | 0 | 0 | 0 | 0 | 0 | 0 | 0 | 0 | 0 | 0 | 0 | 0 | 0 | 0 | 0 | 0 | 0 | 0 | 0 | 0 | 0 | 0 | 0 | 0 | 0 | 0 | 0 | 0 | 0 | 0 | 0 | 0 | 0 | 0 | 0 | 0 | 0 | 0 | 0 | 0 | 0 | 0 | 0 | 0 | 0 | 0 | 0 | 0 | 0 | 0 | 0 | 0 | 0 | 0 | 0 | 0 | 0 | 0 | 0 | 0 | 0 | 0 | 0 | 0 | 0 | 0 | 0 | 0 | 0 | 0 | 0 | 0 | 0 | 0 | 0 | 0 | 0 | 0 | 0 | 0 | 0 | 0 | 0 | 0 | 0 | 0 | 0 | 0 | 0 | 0 | 0 | 0 | 0 | 0 | 0 | 0 | 0 | 0 | 0 | 0 | 0 | 0 | 0 | 0 | 0 | 0 | 0 | 0 | 0 | 0 | 0 | 0 | 0 | 0 | 0 | 0 | 0 | 0 | 0 | 0 | 0 | 0 | 0 | 0 | 0 | 0 | 0 | 0 | 0 | 0 | 0 | 0 | 0 | 0 | 0 | 0 | 0 | 0 | 0 | 0 | 0 | 0 | 0 | 0 | 0 | 0 | 0 | 0 | 0 | 0 | 0 | 0 | 0 | 0 | 0 | 0 | 0 | 0 | 0 | 0 | 0 | 0 | 0 | 0 | 0 | 0 | 0 | 0 | 0 | 0 | 0 | 0 | 0 | 0 | 0 | 0 | 0 | 0 | 0 | 0 | 0 | 0 | 0 | 0 | 0 | 0 | 0 | 0 | 0 | 0 | 0 | 0 | 0 | 0 | 0 | 0 | 0 | 0 | 0 | 0 | 0 | 0 | 0 | 0 | 0 | 0 | 0 | 0 | 0 | 0 | 0 | 0 | 0 | 0 | 0 | 0 | 0 | 0 | 0 | 0 | 0 | 0 | 0 | 0 | 0 | 0 | 0 | 0 | 0 | 0 | 0 | 0 | 0 | 0 | 0 | 0 | 0 | 0 | 0 | 0 | 0 | 0 | 0 | 0 | 0 | 0 | 0 | 0 | 0 | 0 | 0 | 0 | 0 | 0 | 0 | 0 | 0 | 0 | 0 | 0 | 0 | 0 | 0 | 0 | 0 | 0 | 0 | 0 | 0 | 0 | 0 | 0 | 0 | 0 | 0 | 0 | 0 | 0 | 0 | 0 | 0 | 0 | 0 | 0 | 0 | 0 | 0 | 0 | 0 | 0 | 0 | 0 | 0 | 0 | 0 | 0 | 0 | 0 | 0 | 0 | 0 | 0 | 0 | 0 | 0 | 0 | 0 | 0 | 0 | 0 | 0 | 0 | 0 | 0 | 0 | 0 | 0 | 0 | 0 | 0 | 0 | 0 | 0 | 0 | 0 | 0 | 0 | 0 | 0 | 0 | 0 | 0 | 0 | 0 | 0 | 0 | 0 | 0 | 0 | 0 | 0 | 0 | 0 | 0 | 0 | 0 | 0 | 0 | 0 | 0 | 0 | 0 | 0 | 0 | 0 | 0 | 0 | 0 | 0 | 0 | 0 | 0 | 0 | 0 | 0 | 0 | 0 | 0 | 0 | 0 | 0 | 0 | 0 | 0 | 0 | 0 | 0 | 0 | 0 | 0 | 0 | 0 | 0 | 0 | 0 | 0 | 0 | 0 | 0 | 0 | 0 | 0 | 0 | 0 | 0 | 0 | 0 | 0 | 0 | 0 | 0 | 0 | 0 | 0 | 0 | 0 | 0 | 0 | 0 | 0 | 0 | 0 | 0 | 0 | 0 | 0 | 0 | 0 | 0 | 0 | 0 | 0 | 0 | 0 | 0 | 0 | 0 | 0 | 0 | 0 | 0 | 0 | 0 | 0 | 0 | 0 | 0 | 0 | 0 | 0 | 0 | 0 | 0 | 0 | 0 | 0 | 0 | 0 | 0 | 0 | 0 | 0 | 0 | 0 | 0 | 0 | 0 | 0 | 0 | 0 | 0 | 0 | 0 | 0 | 0 | 0 | 0 | 0 | 0 | 0 | 0 | 0 | 0 | 0 | 0 | 0 | 0 | 0 | 0 | 0 | 0 | 0 | 0 | 0 | 0 | 0 | 0 | 0 | 0 | 0 | 0 | 0 | 0 | 0 | 0 | 0 | 0 | 0 | 0 | 0 | 0 | 0 | 0 | 0 | 0 | 0 | 0 | 0 | 0 | 0 | 0 | 0 | 0 | 0 | 0 | 0 | 0 | 0 | 0 | 0 | 0 | 0 | 0 | 0 | 0 | 0 | 0 | 0 | 0 | 0 | 0 | 0 | 0 | 0 | 0 | 0 | 0 | 0 | 0 | 0 | 0 | 0 | 0 | 0 | 0 | 0 | 0 | 0 | 0 | 0 | 0 | 0 | 0 | 0 | 0 | 0 | 0 | 0 | 0 | 0 | 0 | 0 | 0 | 0 | 0 | 0 | 0 | 0 | 0 | 0 | 0 | 0 | 0 | 0 | 0 | 0 | 0 | 0 | 0 | 0 | 0 | 0 | 0 | 0 | 0 | 0 | 0 | 0 | 0 | 0 | 0 | 0 | 0 | 0 | 0 | 0 | 0 | 0 | 0 | 0 | 0 | 0 | 0 | 0 | 0 | 0 | 0 | 0 | 0 | 0 | 0 | 0 | 0 | 0 | 0 | 0 | 0 | 0 | 0 | 0 | 0 | 0 | 0 | 0 | 0 | 0 | 0 | 0 | 0 | 0 | 0 | 0 | 0 | 0 | 0 | 0 | 0 | 0 | 0 | 0 | 0 | 0 | 0 | 0 | 0 | 0 | 0 | 0 | 0 | 0 | 0 | 0 | 0 | 0 | 0 | 0 | 0 | 0 | 0 | 0 | 0 | 0 | 0 | 0 | 0 | 0 | 0 | 0 | 0 | 0 | 0 | 0 | 0 | 0 | 0 | 0 | 0 | 0 | 0 | 0 | 0 | 0 | 0 | 0 | 0 | 0 | 0 | 0 | 0 | 0 | 0 | 0 | 0 | 0 | 0 | 0 | 0 | 0 | 0 | 0 | 0 | 0 | 0 | 0 | 0 | 0 | 0 | 0 | 0 | 0 | 0 | 0 | 0 | 0 | 0 | 0 | 0 | 0 | 0 | 0 | 0 | 0 | 0 | 0 | 0 | 0 | 0 | 0 | 0 | 0 | 0 | 0 | 0 | 0 | 0 | 0 | 0 | 0 | 0 | 0 | 0 | 0 | 0 | 0 | 0 | 0 | 0 | 0 | 0 | 0 | 0 | 0 | 0 | 0 | 0 | 0 | 0 | 0 | 0 | 0 | 0 | 0 | 0 | 0 | 0 | 0 | 0 | 0 | 0 | 0 | 0 | 0 | 0 | 0 | 0 | 0 | 0 | 0 | 0 | 0 | 0 | 0 | 0 | 0 | 0 | 0 | 0 | 0 | 0 | 0 | 0 | 0 | 0 | 0 | 0 | 0 | 0 | 0 | 0 | 0 | 0 | 0 | 0 | 0 | 0 | 0 | 0 | 0 | 0 | 0 | 0 | 0 | 0 | 0 | 0 | 0 | 0 | 0 | 0 | 0 | 0 | 0 | 0 | 0 | 0 | 0 | 0 | 0 | 0 | 0 | 0 | 0 | 0 | 0 | 0 | 0 | 0 | 0 | 0 | 0 | 0 | 0 | 0 | 0 | 0 | 0 | 0 | 0 | 0 | 0 | 0 | 0 | 0 | 0 | 0 | 0 | 0 | 0 | 0 | 0 | 0 | 0 | 0 | 0 | 0 | 0 | 0 | 0 | 0 | 0 | 0 | 0 | 0 | 0 | 0 | 0 | 0 | 0 | 0 | 0 | 0 | 0 | 0 | 0 | 0 | 0 | 0 | 0 | 0 | 0 | 0 | 0 | 0 | 0 | 0 | 0 | 0 | 0 | 0 | 0 | 0 | 0 | 0 | 0 | 0 | 0 | 0 | 0 | 0 | 0 | 0 | 0 | 0 | 0 | 0 | 0 | 0 | 0 | 0 | 0 | 0 | 0 | 0 | 0 | 0 | 0 | 0 | 0 | 0 | 0 | 0 | 0 | 0 | 0 | 0 | 0 | 0 | 0 | 0 | 0 | 0 | 0 | 0 | 0 | 0 | 0 | 0 | 0 | 0 | 0 | 0 | 0 | 0 | 0 | 0 | 0 | 0 | 0 | 0 | 0 | 0 | 0 | 0 | 0 | 0 | 0 | 0 | 0 | 0 | 0 | 0 | 0 | 0 | 0 | 0 | 0 | 0 | 0 | 0 | 0 | 0 | 0 | 0 | 0 | 0 | 0 | 0 | 0 | 0 | 0 | 0 | 0 | 0 | 0 | 0 | 0 | 0 | 0 | 0 | 0 | 0 | 0 | 0 | 0 | 0 | 0 | 0 | 0 | 0 | 0 | 0 | 0 | 0 | 0 | 0 | 0 | 0 | 0 | 0 | 0 | 0 | 0 | 0 | 0 | 0 | 0 | 0 | 0 | 0 | 0 | 0 | 0 | 0 | 0 | 0 | 0 | 0 | 0 | 0 | 0 | 0 | 0 | 0 | 0 | 0 | 0 | 0 | 0 | 0 | 0 | 0 | 0 | 0 | 0 | 0 | 0 | 0 | 0 | 0 | 0 | 0 | 0 | 0 | 0 | 0 | 0 | 0 | 0 | 0 | 0 | 0 | 0 | 0 | 0 | 0 | 0 | 0 | 0 | 0 | 0 | 0 | 0 | 0 | 0 | 0 | 0 | 0 | 0 | 0 | 0 | 0 | 0 | 0 | 0 | 0 | 0 | 0 | 0 | 0 | 0 | 0 | 0 | 0 | 0 | 0 | 0 | 0 | 0 | 0 | 0 | 0 | 0 | 0 | 0 | 0 | 0 | 0 | 0 | 0 | 0 | 0 | 0 | 0 | 0 | 0 | 0 | 0 | 0 | 0 | 0 | 0 | 0 | 0 | 0 | 0 | 0 | 0 | 0 | 0 | 0 | 0 | 0 | 0 | 0 | 0 | 0 | 0 | 0 | 0 | 0 | 0 | 0 | 0 | 0 | 0 | 0 | 0 | 0 | 0 | 0 | 0 | 0 | 0 | 0 | 0 | 0 | 0 | 0 | 0 | 0 | 0 | 0 | 0 | 0 | 0 | 0 | 0 | 0 | 0 | 0 | 0 | 0 | 0 | 0 | 0 | 0 | 0 | 0 | 0 | 0 | 0 | 0 | 0 | 0 | 0 | 0 | 0 | 0 | 0 | 0 | 0 | 0 | 0 | 0 | 0 | 0 | 0 | 0 | 0 | 0 | 0 | 0 | 0 | 0 | 0 | 0 | 0 | 0 | 0 | 0 | 0 | 0 | 0 | 0 | 0 | 0 | 0 | 0 | 0 | 0 | 0 | 0 | 0 | 0 | 0 | 0 | 0 | 0 | 0 | 0 | 0 | 0 | 0 | 0 | 0 | 0 | 0 | 0 | 0 | 0 | 0 | 0 | 0 | 0 | 0 | 0 | 0 | 0 | 0 | 0 | 0 | 0 | 0 | 0 | 0 | 0 | 0 | 0 | 0 | 0 | 0 | 0 | 0 | 0 | 0 | 0 | 0 | 0 | 0 | 0 | 0 | 0 | 0 | 0 | 0 | 0 | 0 | 0 | 0 | 0 | 0 | 0 | 0 | 0 | 0 | 0 | 0 | 0 | 0 | 0 | 0 | 0 | 0 | 0 | 0 | 0 | 0 | 0 | 0 | 0 | 0 | 0 | 0 | 0 | 0 | 0 | 0 | 0 | 0 | 0 | 0 | 0 | 0 | 0 | 0 | 0 | 0 | 0 | 0 | 0 | 0 | 0 | 0 | 0 | 0 | 0 | 0 | 0 | 0 | 0 | 0 | 0 | 0 | 0 | 0 | 0 | 0 | 0 | 0 | 0 | 0 | 0 | 0 | 0 | 0 | 0 | 0 | 0 | 0 | 0 | 0 | 0 | 0 | 0 | 0 | 0 | 0 | 0 | 0 | 0 | 0 | 0 | 0 | 0 | 0 | 0 | 0 | 0 | 0 | 0 | 0 | 0 | 0 | 0 | 0 | 0 | 0 | 0 | 0 | 0 | 0 | 0 | 0 | 0 | 0 | 0 | 0 | 0 | 0 | 0 | 0 | 0 | 0 | 0 | 0 | 0 | 0 | 0 | 0 | 0 | 0 | 0 | 0 | 0 | 0 | 0 | 0 | 0 | 0 | 0 | 0 | 0 | 0 | 0 | 0 | 0 | 0 | 0 | 0 | 0 | 0 | 0 | 0 | 0 | 0 | 0 | 0 | 0 | 0 | 0 | 0 | 0 | 0 | 0 | 0 | 0 | 0 | 0 | 0 | 0 | 0 | 0 | 0 | 0 | 0 | 0 | 0 | 0 | 0 | 0 | 0 | 0 | 0 | 0 | 0 | 0 | 0 | 0 | 0 | 0 | 0 | 0 | 0 | 0 | 0 | 0 | 0 | 0 | 0 | 0 | 0 | 0 | 0 | 0 | 0 | 0 | 0 | 0 | 0 | 0 | 0 | 0 | 0 | 0 | 0 | 0 | 0 | 0 | 0 | 0 | 0 | 0 | 0 | 0 | 0 | 0 | 0 | 0 | 0 | 0 | 0 | 0 | 0 | 0 | 0 | 0 | 0 | 0 | 0 | 0 | 0 | 0 | 0 | 0 | 0 | 0 | 0 | 0 | 0 | 0 | 0 | 0 | 0 | 0 | 0 | 0 | 0 | 0 | 0 | 0 | 0 | 0 | 0 | 0 | 0 | 0 | 0 | 0 | 0 | 0 | 0 | 0 | 0 | 0 | 0 | 0 | 0 | 0 | 0 | 0 | 0 | 0 | 0 | 0 | 0 | 0 | 0 | 0 | 0 | 0 | 0 | 0 | 0 | 0 | 0 | 0 | 0 | 0 | 0 | 0 | 0 | 0 | 0 | 0 | 0 | 0 | 0 | 0 | 0 | 0 | 0 | 0 | 0 | 0 | 0 | 0 | 0 | 0 | 0 | 0 | 0 | 0 | 0 | 0 | 0 | 0 | 0 | 0 | 0 | 0 | 0 | 0 | 0 | 0 | 0 | 0 | 0 | 0 | 0 | 0 | 0 | 0 | 0 | 0 | 0 | 0 | 0 | 0 | 0 | 0 | 0 | 0 | 0 | 0 | 0 | 0 | 0 | 0 | 0 | 0 | 0 | 0 | 0 | 0 | 0 | 0 | 0 | 0 | 0 | 0 | 0 | 0 | 0 | 0 | 0 | 0 | 0 | 0 | 0 | 0 | 0 | 0 | 0 | 0 | 0 | 0 | 0 | 0 | 0 | 0 | 0 | 0 | 0 | 0 | 0 | 0 | 0 | 0 | 0 | 0 | 0 | 0 | 0 | 0 | 0 | 0 | 0 | 0 | 0 | 0 | 0 | 0 | 0 | 0 | 0 | 0 | 0 | 0 | 0 | 0 | 0 | 0 | 0 | 0 | 0 | 0 | 0 | 0 | 0 | 0 | 0 | 0 | 0 | 0 | 0 | 0 | 0 | 0 | 0 | 0 | 0 | 0 | 0 | 0 | 0 | 0 | 0 | 0 | 0 | 0 | 0 | 0 | 0 | 0 | 0 | 0 | 0 | 0 | 0 | 0 | 0 | 0 | 0 | 0 | 0 | 0 | 0 | 0 | 0 | 0 | 0 | 0 | 0 | 0 | 0 | 0 | 0 | 0 | 0 | 0 | 0 | 0 | 0 | 0 | 0 | 0 | 0 | 0 | 0 | 0 | 0 | 0 | 0 | 0 | 0 | 0 | 0 | 0 | 0 | 0 | 0 | 0 | 0 | 0 | 0 | 0 | 0 | 0 | 0 | 0 | 0 | 0 | 0 | 0 | 0 | 0 | 0 | 0 | 0 | 0 | 0 | 0 | 0 | 0 | 0 | 0 | 0 | 0 | 0 | 0 | 0 | 0 | 0 | 0 | 0 | 0 | 0 | 0 | 0 | 0 | 0 | 0 | 0 | 0 | 0 | 0 | 0 | 0 | 0 | 0 | 0 | 0 | 0 | 0 | 0 | 0 | 0 | 0 | 0 | 0 | 0 | 0 | 0 | 0 | 0 | 0 | 0 | 0 | 0 | 0 | 0 | 0 | 0 | 0 | 0 | 0 | 0 | 0 | 0 | 0 | 0 | 0 | 0 | 0 | 0 | 0 | 0 | 0 | 0 | 0 | 0 | 0 | 0 | 0 | 0 | 0 | 0 | 0 | 0 | 0 | 0 | 0 | 0 | 0 | 0 | 0 | 0 | 0 | 0 | 0 | 0 | 0 | 0 | 0 | 0 | 0 | 0 | 0 | 0 | 0 | 0 | 0 | 0 | 0 | 0 | 0 | 0 | 0 | 0 | 0 | 0 | 0 | 0 | 0 | 0 | 0 | 0 | 0 | 0 | 0 | 0 | 0 | 0 | 0 | 0 | 0 | 0 | 0 | 0 | 0 | 0 | 0 | 0 | 0 | 0 | 0 | 0 | 0 | 0 | 0 | 0 | 0 | 0 | 0 | 0 | 0 | 0 | 0 | 0 | 0 | 0 | 0 | 0 | 0 | 0 | 0 | 0 | 0 | 0 | 0 | 0 | 0 | 0 | 0 | 0 | 0 | 0 | 0 | 0 | 0 | 0 | 0 | 0 | 0 | 0 | 0 | 0 | 0 | 0 | 0 | 0 | 0 | 0 | 0 | 0 | 0 | 0 | 0 | 0 | 0 | 0 | 0 | 0 | 0 | 0 | 0 | 0 | 0 | 0 | 0 | 0 | 0 | 0 | 0 | 0 | 0 | 0 | 0 | 0 | 0 | 0 | 0 | 0 | 0 | 0 | 0 | 0 | 0 | 0 | 0 | 0 | 0 | 0 | 0 | 0 | 0 | 0 | 0 | 0 | 0 | 0 | 0 | 0 | 0 | 0 | 0 | 0 | 0 | 0 | 0 | 0 | 0 | 0 | 0 | 0 | 0 | 0 | 0 | 0 | 0 | 0 | 0 | 0 | 0 | 0 | 0 | 0 | 0 | 0 | 0 | 0 | 0 | 0 | 0 | 0 | 0 | 0 | 0 | 0 | 0 | 0 | 0 | 0 | 0 | 0 | 0 | 0 | 0 | 0 | 0 | 0 | 0 | 0 | 0 | 0 | 0 | 0 | 0 | 0 | 0 | 0 | 0 | 0 | 0 | 0 | 0 | 0 | 0 | 0 | 0 | 0 | 0 | 0 | 0 | 0 | 0 | 0 | 0 | 0 | 0 | 0 | 0 | 0 | 0 | 0 | 0 | 0 | 0 | 0 | 0 | 0 | 0 | 0 | 0 | 0 | 0 | 0 | 0 | 0 | 0 | 0 | 0 | 0 | 0 | 0 | 0 | 0 | 0 | 0 | 0 | 0 | 0 | 0 | 0 | 0 | 0 | 0 | 0 | 0 | 0 | 0 | 0 | 0 | 0 | 0 | 0 | 0 | 0 | 0 | 0 | 0 | 0 | 0 | 0 | 0 | 0 | 0 | 0 | 0 | 0 | 0 | 0 | 0 | 0 | 0 | 0 | 0 | 0 | 0 | 0 | 0 | 0 | 0 | 0 | 0 | 0 | 0 | 0 | 0 | 0 | 0 | 0 | 0 | 0 | 0 | 0 | 0 | 0 | 0 | 0 | 0 | 0 | 0 | 0 | 0 | 0 | 0 | 0 | 0 | 0 | 0 | 0 | 0 | 0 | 0 | 0 | 0 | 0 | 0 | 0 | 0 | 0 | 0 | 0 | 0 | 0 | 0 | 0 | 0 | 0 | 0 | 0 | 0 | 0 | 0 | 0 | 0 | 0 | 0 | 0 | 0 | 0 | 0 | 0 | 0 | 0 | 0 | 0 | 0 | 0 | 0 | 0 | 0 | 0 | 0 | 0 | 0 | 0 | 0 | 0 | 0 | 0 | 0 | 0 | 0 | 0 | 0 | 0 | 0 | 0 | 0 | 0 | 0 | 0 | 0 | 0 | 0 | 0 | 0 | 0 | 0 | 0 | 0 | 0 | 0 | 0 | 0 | 0 | 0 | 0 | 0 | 0 | 0 | 0 | 0 | 0 | 0 | 0 | 0 | 0 | 0 | 0 | 0 | 0 | 0 | 0 | 0 | 0 | 0 | 0 | 0 | 0 | 0 | 0 | 0 | 0 | 0 | 0 | 0 | 0 | 0 | 0 | 0 | 0 | 0 | 0 | 0 | 0 | 0 | 0 | 0 | 0 | 0 | 0 | 0 | 0 | 0 | 0 | 0 | 0 | 0 | 0 | 0 | 0 | 0 | 0 | 0 | 0 | 0 | 0 | 0 | 0 | 0 | 0 | 0 | 0 | 0 | 0 | 0 | 0 | 0 | 0 | 0 | 0 | 0 | 0 | 0 | 0 | 0 | 0 | 0 | 0 | 0 | 0 | 0 | 0 | 0 | 0 | 0 | 0 | 0 | 0 | 0 | 0 | 0 | 0 | 0 | 0 | 0 | 0 | 0 | 0 | 0 | 0 | 0 | 0 | 0 | 0 | 0 | 0 | 0 | 0 | 0 | 0 | 0 | 0 | 0 | 0 | 0 | 0 | 0 | 0 | 0 | 0 | 0 | 0 | 0 | 0 | 0 | 0 | 0 | 0 | 0 | 0 | 0 | 0 | 0 | 0 | 0 | 0 | 0 | 0 | 0 | 0 | 0 | 0 | 0 | 0 | 0 | 0 | 0 | 0 | 0 | 0 | 0 | 0 | 0 | 0 | 0 | 0 | 0 | 0 | 0 | 0 | 0 | 0 | 0 | 0 | 0 | 0 | 0 | 0 | 0 | 0 | 0 | 0 | 0 | 0 | 0 | 0 | 0 | 0 | 0 | 0 | 0 | 0 | 0 | 0 | 0 | 0 | 0 | 0 | 0 | 0 | 0 | 0 | 0 | 0 | 0 | 0 | 0 | 0 | 0 | 0 | 0 | 0 | 0 | 0 | 0 | 0 | 0 | 0 | 0 | 0 | 0 | 0 | 0 | 0 | 0 | 0 | 0 | 0 | 0 | 0 | 0 | 0 | 0 | 0 | 0 | 0 | 0 | 0 | 0 | 0 | 0 | 0 | 0 | 0 | 0 | 0 | 0 | 0 | 0 | 0 | 0 | 0 | 0 | 0 | 0 | 0 | 0 | 0 | 0 | 0 | 0 | 0 | 0 | 0 | 0 | 0 | 0 | 0 | 0 | 0 | 0 | 0 | 0 | 0 | 0 | 0 | 0 | 0 | 0 | 0 | 0 | 0 | 0 | 0 | 0 | 0 | 0 | 0 | 0 | 0 | 0 | 0 | 0 | 0 | 0 | 0 | 0 | 0 | 0 | 0 | 0 | 0 | 0 | 0 | 0 | 0 | 0 | 0 | 0 | 0 | 0 | 0 | 0 | 0 | 0 | 0 | 0 | 0 | 0 | 0 | 0 | 0 | 0 | 0 | 0 | 0 | 0 | 0 | 0 | 0 | 0 | 0 | 0 | 0 | 0 | 0 | 0 | 0 | 0 | 0 | 0 | 0 | 0 | 0 | 0 | 0 | 0 | 0 | 0 | 0 | 0 | 0 | 0 | 0 | 0 | 0 | 0 | 0 | 0 | 0 | 0 | 0 | 0 | 0 | 0 | 0 | 0 | 0 | 0 | 0 | 0 | 0 | 0 | 0 | 0 | 0 | 0 | 0 | 0 | 0 | 0 | 0 | 0 | 0 | 0 | 0 | 0 | 0 | 0 | 0 | 0 | 0 | 0 | 0 | 0 | 0 | 0 | 0 | 0 | 0 | 0 | 0 | 0 | 0 | 0 | 0 | 0 | 0 | 0 | 0 | 0 | 0 | 0 | 0 | 0 | 0 | 0 | 0 | 0 | 0 | 0 | 0 | 0 | 0 | 0 | 0 | 0 | 0 | 0 | 0 | 0 | 0 | 0 | 0 | 0 | 0 | 0 | 0 | 0 | 0 | 0 | 0 | 0 | 0 | 0 | 0 | 0 | 0 | 0 | 0 | 0 | 0 | 0 | 0 | 0 | 0 | 0 | 0 | 0 | 0 | 0 | 0 | 0 | 0 | 0 | 0 | 0 | 0 | 0 | 0 | 0 | 0 | 0 | 0 | 0 | 0 | 0 | 0 | 0 | 0 | 0 | 0 | 0 | 0 | 0 | 0 | 0 | 0 | 0 | 0 | 0 | 0 | 0 | 0 | 0 | 0 | 0 | 0 | 0 | 0 | 0 | 0 | 0 | 0 | 0 | 0 | 0 | 0 | 0 | 0 | 0 | 0 | 0 | 0 | 0 | 0 | 0 | 0 | 0 | 0 | 0 | 0 | 0 | 0 | 0 | 0 | 0 | 0 | 0 | 0 | 0 | 0 | 0 | 0 | 0 | 0 | 0 | 0 | 0 | 0 | 0 | 0 | 0 | 0 | 0 | 0 | 0 | 0 | 0 | 0 | 0 | 0 | 0 | 0 | 0 | 0 | 0 | 0 | 0 | 0 | 0 | 0 | 0 | 0 | 0 | 0 | 0 | 0 | 0 | 0 | 0 | 0 | 0 | 0 | 0 | 0 | 0 | 0 | 0 | 0 | 0 | 0 | 0 | 0 | 0 | 0 | 0 | 0 | 0 | 0 | 0 | 0 | 0 | 0 | 0 | 0 | 0 | 0 | 0 | 0 | 0 | 0 | 0 | 0 | 0 | 0 | 0 | 0 | 0 | 0 | 0 | 0 | 0 | 0 | 0 | 0 | 0 | 0 | 0 | 0 | 0 | 0 | 0 | 0 | 0 | 0 | 0 | 0 | 0 | 0 | 0 | 0 | 0 | 0 | 0 | 0 | 0 | 0 | 0 | 0 | 0 | 0 | 0 | 0 | 0 | 0 | 0 | 0 | 0 | 0 | 0 | 0 | 0 | 0 | 0 | 0 | 0 | 0 | 0 | 0 | 0 | 0 | 0 | 0 | 0 | 0 | 0 | 0 | 0 | 0 | 0 | 0 | 0 | 0 | 0 | 0 | 0 | 0 | 0 | 0 | 0 | 0 | 0 | 0 | 0 | 0 | 0 | 0 | 0 | 0 | 0 | 0 | 0 | 0 | 0 | 0 | 0 | 0 | 0 | 0 | 0 | 0 | 0 | 0 | 0 | 0 | 0 | 0 | 0 | 0 | 0 | 0 | 0 | 0 | 0 | 0 | 0 | 0 | 0 | 0 | 0 | 0 | 0 | 0 | 0 | 0 | 0 | 0 | 0 | 0 | 0 | 0 | 0 | 0 | 0 | 0 | 0 | 0 | 0 | 0 | 0 | 0 | 0 | 0 | 0 | 0 | 0 | 0 | 0 | 0 | 0 | 0 | 0 | 0 | 0 | 0 | 0 | 0 | 0 | 0 | 0 | 0 | 0 | 0 | 0 | 0 | 0 | 0 | 0 | 0 | 0 | 0 | 0 | 0 | 0 | 0 | 0 | 0 | 0 | 0 | 0 | 0 | 0 | 0 | 0 | 0 | 0 | 0 | 0 | 0 | 0 | 0 | 0 | 0 | 0 | 0 | 0 | 0 | 0 | 0 | 0 | 0 | 0 | 0 | 0 | 0 | 0 | 0 | 0 | 0 | 0 | 0 | 0 | 0 | 0 | 0 | 0 | 0 | 0 | 0 | 0 | 0 | 0 | 0 | 0 | 0 | 0 | 0 | 0 | 0 | 0 | 0 | 0 | 0 | 0 | 0 | 0 | 0 | 0 | 0 | 0 | 0 | 0 | 0 | 0 | 0 | 0 | 0 | 0 | 0 | 0 | 0 | 0 | 0 | 0 | 0 | 0 | 0 | 0 | 0 | 0 | 0 | 0 | 0 | 0 | 0 | 0 | 0 | 0 | 0 | 0 | 0 | 0 | 0 | 0 | 0 | 0 | 0 | 0 | 0 | 0 | 0 | 0 | 0 | 0 | 0 | 0 | 0 | 0 | 0 | 0 | 0 | 0 | 0 | 0 | 0 | 0 | 0 | 0 | 0 | 0 | 0 | 0 | 0 | 0 | 0 | 0 | 0 | 0 | 0 | 0 | 0 | 0 | 0 | 0 | 0 | 0 | 0 | 0 | 0 | 0 | 0 | 0 | 0 | 0 | 0 | 0 | 0 | 0 | 0 | 0 | 0 | 0 | 0 | 0 | 0 | 0 | 0 | 0 | 0 | 0 | 0 | 0 | 0 | 0 | 0 | 0 | 0 | 0 | 0 | 0 | 0 | 0 | 0 | 0 | 0 | 0 | 0 | 0 | 0 | 0 | 0 | 0 | 0 | 0 | 0 | 0 | 0 | 0 | 0 | 0 | 0 | 0 | 0 | 0 | 0 | 0 | 0 | 0 | 0 | 0 | 0 | 0 | 0 | 0 | 0 | 0 | 0 | 0 | 0 | 0 | 0 | 0 | 0 | 0 | 0 | 0 | 0 | 0 | 0 | 0 | 0 | 0 | 0 | 0 | 0 | 0 | 0 | 0 | 0 | 0 | 0 | 0 | 0 | 0 | 0 | 0 | 0 | 0 | 0 | 0 | 0 | 0 | 0 | 0 | 0 | 0 | 0 | 0 | 0 | 0 | 0 | 0 | 0 | 0 | 0 | 0 | 0 | 0 | 0 | 0 | 0 | 0 | 0 | 0 | 0 | 0 | 0 | 0 | 0 | 0 | 0 | 0 | 0 | 0 | 0 | 0 | 0 | 0 | 0 | 0 | 0 | 0 | 0 | 0 | 0 | 0 | 0 | 0 | 0 | 0 | 0 | 0 | 0 | 0 | 0 | 0 | 0 | 0 | 0 | 0 | 0 | 0 | 0 | 0 | 0 | 0 | 0 | 0 | 0 | 0 | 0 | 0 | 0 | 0 | 0 | 0 | 0 | 0 | 0 | 0 | 0 | 0 | 0 | 0 | 0 | 0 | 0 | 0 | 0 | 0 | 0 | 0 | 0 | 0 | 0 | 0 | 0 | 0 | 0 | 0 | 0 | 0 | 0 | 0 | 0 | 0 | 0 | 0 | 0 | 0 | 0 | 0 | 0 | 0 | 0 | 0 | 0 | 0 | 0 | 0 | 0 | 0 | 0 | 0 | 0 | 0 | 0 | 0 | 0 | 0 | 0 | 0 | 0 | 0 | 0 | 0 | 0 | 0 | 0 | 0 | 0 | 0 | 0 | 0 | 0 | 0 | 0 | 0 | 0 | 0 | 0 | 0 | 0 | 0 | 0 | 0 | 0 | 0 | 0 | 0 | 0 | 0 | 0 | 0 | 0 | 0 | 0 | 0 | 0 | 0 | 0 | 0 | 0 | 0 | 0 | 0 | 0 | 0 | 0 | 0 | 0 | 0 | 0 | 0 | 0 | 0 | 0 | 0 | 0 | 0 | 0 | 0 | 0 | 0 | 0 | 0 | 0 | 0 | 0 | 0 | 0 | 0 | 0 | 0 | 0 | 0 | 0 | 0 | 0 | 0 | 0 | 0 | 0 | 0 | 0 | 0 | 0 | 0 | 0 | 0 | 0 | 0 | 0 | 0 | 0 | 0 | 0 | 0 | 0 | 0 | 0 | 0 | 0 | 0 | 0 | 0 | 0 | 0 | 0 | 0 | 0 | 0 | 0 | 0 | 0 | 0 | 0 | 0 | 0 | 0 | 0 | 0 | 0 | 0 | 0 | 0 | 0 | 0 | 0 | 0 | 0 | 0 | 0 | 0 | 0 | 0 | 0 | 0 | 0 | 0 | 0 | 0 | 0 | 0 | 0 | 0 | 0 | 0 | 0 | 0 | 0 | 0 | 0 | 0 | 0 | 0 | 0 | 0 | 0 | 0 | 0 | 0 | 0 | 0 | 0 | 0 | 0 | 0 | 0 | 0 | 0 | 0 | 0 | 0 | 0 | 0 | 0 | 0 | 0 | 0 | 0 | 0 | 0 | 0 | 0 | 0 | 0 | 0 | 0 | 0 | 0 | 0 | 0 | 0 | 0 | 0 | 0 | 0 | 0 | 0 | 0 | 0 | 0 | 0 | 0 | 0 | 0 | 0 | 0 | 0 | 0 | 0 | 0 | 0 | 0 | 0 | 0 | 0 | 0 | 0 | 0 | 0 | 0 | 0 | 0 | 0 | 0 | 0 | 0 | 0 | 0 | 0 | 0 | 0 | 0 | 0 | 0 | 0 | 0 | 0 | 0 | 0 | 0 | 0 | 0 | 0 | 0 | 0 | 0 | 0 | 0 | 0 | 0 | 0 | 0 | 0 | 0 | 0 | 0 | 0 | 0 | 0 | 0 | 0 | 0 | 0 | 0 | 0 | 0 | 0 | 0 | 0 | 0 | 0 | 0 | 0 | 0 | 0 | 0 | 0 | 0 | 0 | 0 | 0 | 0 | 0 | 0 | 0 | 0 | 0 | 0 | 0 | 0 | 0 | 0 | 0 | 0 | 0 | 0 | 0 | 0 | 0 | 0 | 0 | 0 | 0 | 0 | 0 | 0 | 0 | 0 | 0 | 0 | 0 | 0 | 0 | 0 | 0 | 0 | 0 | 0 | 0 | 0 | 0 | 0 | 0 | 0 | 0 | 0 | 0 | 0 | 0 | 0 | 0 | 0 | 0 | 0 | 0 | 0 | 0 | 0 | 0 | 0 | 0 | 0 | 0 | 0 | 0 | 0 | 0 | 0 | 0 | 0 | 0 | 0 | 0 | 0 | 0 | 0 | 0 | 0 | 0 | 0 | 0 | 0 | 0 | 0 | 0 | 0 | 0 | 0 | 0 | 0 | 0 | 0 | 0 | 0 | 0 | 0 | 0 | 0 | 0 | 0 | 0 | 0 | 0 | 0 | 0 | 0 | 0 | 0 | 0 | 0 | 0 | 0 | 0 | 0 | 0 | 0 | 0 | 0 | 0 | 0 | 0 | 0 | 0 | 0 | 0 | 0 | 0 | 0 | 0 | 0 | 0 | 0 | 0 | 0 | 0 | 0 | 0 | 0 | 0 | 0 | 0 | 0 | 0 | 0 | 0 | 0 | 0 | 0 | 0 | 0 | 0 | 0 | 0 | 0 | 0 | 0 | 0 | 0 | 0 | 0 | 0 | 0 | 0 | 0 | 0 | 0 | 0 | 0 | 0 | 0 | 0 | 0 | 0 | 0 | 0 | 0 | 0 | 0 | 0 | 0 | 0 | 0 | 0 | 0 | 0 | 0 | 0 | 0 | 0 | 0 | 0 | 0 | 0 | 0 | 0 | 0 | 0 | 0 | 0 | 0 | 0 | 0 | 0 | 0 | 0 | 0 | 0 | 0 | 0 | 0 | 0 | 0 | 0 | 0 | 0 | 0 | 0 | 0 | 0 | 0 | 0 | 0 | 0 | 0 | 0 | 0 | 0 | 0 | 0 | 0 | 0 | 0 | 0 | 0 | 0 | 0 | 0 | 0 | 0 | 0 | 0 | 0 | 0 | 0 | 0 | 0 | 0 | 0 | 0 | 0 | 0 | 0 | 0 | 0 | 0 | 0 | 0 | 0 | 0 | 0 | 0 | 0 | 0 | 0 | 0 | 0 | 0 | 0 | 0 | 0 | 0 | 0 | 0 | 0 | 0 | 0 | 0 | 0 | 0 | 0 | 0 | 0 | 0 | 0 | 0 | 0 | 0 | 0 | 0 | 0 | 0 | 0 | 0 | 0 | 0 | 0 | 0 | 0 | 0 | 0 | 0 | 0 | 0 | 0 | 0 | 0 | 0 | 0 | 0 | 0 | 0 | 0 | 0 | 0 | 0 | 0 | 0 | 0 | 0 | 0 | 0 | 0 | 0 | 0 | 0 | 0 | 0 | 0 | 0 | 0 | 0 | 0 | 0 | 0 | 0 | 0 | 0 | 0 | 0 | 0 | 0 | 0 | 0 | 0 | 0 | 0 | 0 | 0 | 0 | 0 | 0 | 0 | 0 | 0 | 0 | 0 | 0 | 0 | 0 | 0 | 0 | 0 | 0 | 0 | 0 | 0 | 0 | 0 | 0 | 0 | 0 | 0 | 0 | 0 | 0 | 0 | 0 | 0 | 0 | 0 | 0 | 0 | 0 | 0 | 0 | 0 | 0 | 0 | 0 | 0 | 0 | 0 | 0 | 0 | 0 | 0 | 0 | 0 | 0 | 0 | 0 | 0 | 0 | 0 | 0 | 0 | 0 | 0 | 0 | 0 | 0 | 0 | 0 | 0 | 0 | 0 | 0 | 0 | 0 | 0 | 0 | 0 | 0 | 0 | 0 | 0 | 0 | 0 | 0 | 0 | 0 | 0 | 0 | 0 | 0 | 0 | 0 | 0 | 0 | 0 | 0 | 0 | 0 | 0 | 0 | 0 | 0 | 0 | 0 | 0 | 0 | 0 | 0 | 0 | 0 | 0 | 0 | 0 | 0 | 0 | 0 | 0 | 0 | 0 | 0 | 0 | 0 | 0 | 0 | 0 | 0 | 0 | 0 | 0 | 0 | 0 | 0 | 0 | 0 | 0 | 0 | 0 | 0 | 0 | 0 | 0 | 0 | 0 | 0 | 0 | 0 | 0 | 0 | 0 | 0 | 0 | 0 | 0 | 0 | 0 | 0 | 0 | 0 | 0 | 0 | 0 | 0 | 0 | 0 | 0 | 0 | 0 | 0 | 0 | 0 | 0 | 0 | 0 | 0 | 0 | 0 | 0 | 0 | 0 | 0 | 0 | 0 | 0 | 0 | 0 | 0 | 0 | 0 | 0 | 0 | 0 | 0 | 0 | 0 | 0 | 0 | 0 | 0 | 0 | 0 | 0 | 0 | 0 | 0 | 0 | 0 | 0 | 0 | 0 | 0 | 0 | 0 | 0 | 0 | 0 | 0 | 0 | 0 | 0 | 0 | 0 | 0 | 0 | 0 | 0 | 0 | 0 | 0 | 0 | 0 | 0 | 0 | 0 | 0 | 0 | 0 | 0 | 0 | 0 | 0 | 0 | 0 | 0 | 0 | 0 | 0 | 0 | 0 | 0 | 0 | 0 | 0 | 0 | 0 | 0 | 0 | 0 | 0 | 0 | 0 | 0 | 0 | 0 | 0 | 0 | 0 | 0 | 0 | 0 | 0 | 0 | 0 | 0 | 0 | 0 | 0 | 0 | 0 | 0 | 0 | 0 | 0 | 0 | 0 | 0 | 0 | 0 | 0 | 0 | 0 | 0 | 0 | 0 | 0 | 0 | 0 | 0 | 0 | 0 | 0 | 0 | 0 | 0 | 0 | 0 | 0 | 0 | 0 | 0 | 0 | 0 | 0 | 0 | 0 | 0 | 0 | 0 | 0 | 0 | 0 | 0 | 0 | 0 | 0 | 0 | 0 | 0 | 0 | 0 | 0 | 0 | 0 | 0 | 0 | 0 | 0 | 0 | 0 | 0 | 0 | 0 | 0 | 0 | 0 | 0 | 0 | 0 | 0 | 0 | 0 | 0 | 0 | 0 | 0 | 0 | 0 | 0 | 0 | 0 | 0 | 0 | 0 | 0 | 0 | 0 | 0 | 0 | 0 | 0 | 0 | 0 | 0 | 0 | 0 | 0 | 0 | 0 | 0 | 0 | 0 | 0 | 0 | 0 | 0 | 0 | 0 | 0 | 0 | 0 | 0 | 0 | 0 | 0 | 0 | 0 | 0 | 0 | 0 | 0 | 0 | 0 | 0 | 0 | 0 | 0 | 0 | 0 | 0 | 0 | 0 | 0 | 0 | 0 | 0 | 0 | 0 | 0 | 0 | 0 | 0 | 0 | 0 | 0 | 0 | 0 | 0 | 0 | 0 | 0 | 0 | 0 | 0 | 0 | 0 | 0 | 0 | 0 | 0 | 0 | 0 | 0 | 0 | 0 | 0 | 0 | 0 | 0 | 0 | 0 | 0 | 0 | 0 | 0 | 0 | 0 | 0 | 0 | 0 | 0 | 0 | 0 | 0 | 0 | 0 | 0 | 0 | 0 | 0 | 0 | 0 | 0 | 0 | 0 | 0 | 0 | 0 | 0 | 0 | 0 | 0 | 0 | 0 | 0 | 0 | 0 | 0 | 0 | 0 | 0 | 0 | 0 | 0 | 0 | 0 | 0 | 0 | 0 | 0 | 0 | 0 | 0 | 0 | 0 | 0 | 0 | 0 | 0 | 0 | 0 | 0 | 0 | 0 | 0 | 0 | 0 | 0 | 0 | 0 | 0 | 0 | 0 | 0 | 0 | 0 | 0 | 0 | 0 | 0 | 0 | 0 | 0 | 0 | 0 | 0 | 0 | 0 | 0 | 0 | 0 | 0 | 0 | 0 | 0 | 0 | 0 | 0 | 0 | 0 | 0 | 0 | 0 | 0 | 0 | 0 | 0 | 0 | 0 | 0 | 0 | 0 | 0 | 0 | 0 | 0 | 0 | 0 | 0 | 0 | 0 | 0 | 0 | 0 | 0 | 0 | 0 | 0 | 0 | 0 | 0 | 0 | 0 | 0 | 0 | 0 | 0 | 0 | 0 | 0 | 0 | 0 | 0 | 0 | 0 | 0 | 0 | 0 | 0 | 0 | 0 | 0 | 0 | 0 | 0 | 0 | 0 | 0 | 0 | 0 | 0 | 0 | 0 | 0 | 0 | 0 | 0 | 0 | 0 | 0 | 0 | 0 | 0 | 0 | 0 | 0 | 0 | 0 | 0 | 0 | 0 | 0 | 0 | 0 | 0 | 0 | 0 | 0 | 0 | 0 | 0 | 0 | 0 | 0 | 0 | 0 | 0 | 0 | 0 | 0 | 0 | 0 | 0 | 0 | 0 | 0 | 0 | 0 | 0 | 0 | 0 | 0 | 0 | 0 | 0 | 0 | 0 | 0 | 0 | 0 | 0 | 0 | 0 | 0 | 0 | 0 | 0 | 0 | 0 | 0 | 0 | 0 | 0 | 0 | 0 | 0 | 0 | 0 | 0 | 0 | 0 | 0 | 0 | 0 | 0 | 0 | 0 | 0 | 0 | 0 | 0 | 0 | 0 | 0 | 0 | 0 | 0 | 0 | 0 | 0 | 0 | 0 | 0 | 0 | 0 | 0 | 0 | 0 | 0 | 0 | 0 | 0 | 0 | 0 | 0 | 0 | 0 | 0 | 0 | 0 | 0 | 0 | 0 | 0 | 0 | 0 | 0 | 0 | 0 | 0 | 0 | 0 | 0 | 0 | 0 | 0 | 0 | 0 | 0 | 0 | 0 | 0 | 0 | 0 | 0 | 0 | 0 | 0 | 0 | 0 | 0 | 0 | 0 | 0 | 0 | 0 | 0 | 0 | 0 | 0 | 0 | 0 | 0 | 0 | 0 | 0 | 0 | 0 | 0 | 0 | 0 | 0 | 0 | 0 | 0 | 0 | 0 | 0 | 0 | 0 | 0 | 0 | 0 | 0 | 0 | 0 | 0 | 0 | 0 | 0 | 0 | 0 | 0 | 0 | 0 | 0 | 0 | 0 | 0 | 0 | 0 | 0 | 0 | 0 | 0 | 0 | 0 | 0 | 0 | 0 | 0 | 0 | 0 | 0 | 0 | 0 | 0 | 0 | 0 | 0 | 0 | 0 | 0 | 0 | 0 | 0 | 0 | 0 | 0 | 0 | 0 | 0 | 0 | 0 | 0 | 0 | 0 | 0 | 0 | 0 | 0 | 0 | 0 | 0 | 0 | 0 | 0 | 0 | 0 | 0 | 0 | 0 | 0 | 0 | 0 | 0 | 0 | 0 | 0 | 0 | 0 | 0 | 0 | 0 | 0 | 0 | 0 | 0 | 0 | 0 | 0 | 0 | 0 | 0 | 0 | 0 | 0 | 0 | 0 | 0 | 0 | 0 | 0 | 0 | 0 | 0 | 0 | 0 | 0 | 0 | 0 | 0 | 0 | 0 | 0 | 0 | 0 | 0 | 0 | 0 | 0 | 0 | 0 | 0 | 0 | 0 | 0 | 0 | 0 | 0 | 0 | 0 | 0 | 0 | 0 | 0 | 0 | 0 | 0 | 0 | 0 | 0 | 0 | 0 | 0 | 0 | 0 | 0 | 0 | 0 | 0 | 0 | 0 | 0 | 0 | 0 | 0 | 0 | 0 | 0 | 0 | 0 | 0 | 0 | 0 | 0 | 0 | 0 | 0 | 0 | 0 | 0 | 0 | 0 | 0 | 0 | 0 | 0 | 0 | 0 | 0 | 0 | 0 | 0 | 0 | 0 | 0 | 0 | 0 | 0 | 0 | 0 | 0 | 0 | 0 | 0 | 0 | 0 | 0 | 0 | 0 | 0 | 0 | 0 | 0 | 0 | 0 | 0 | 0 | 0 | 0 | 0 | 0 | 0 | 0 | 0 | 0 | 0 | 0 | 0 | 0 | 0 | 0 | 0 | 0 | 0 | 0 | 0 | 0 | 0 | 0 | 0 | 0 | 0 | 0 | 0 | 0 | 0 | 0 | 0 | 0 | 0 | 0 | 0 | 0 | 0 | 0 | 0 | 0 | 0 | 0 | 0 | 0 | 0 | 0 | 0 | 0 | 0 | 0 | 0 | 0 | 0 | 0 | 0 | 0 | 0 | 0 | 0 | 0 | 0 | 0 | 0 | 0 | 0 | 0 | 0 | 0 | 0 | 0 | 0 | 0 | 0 | 0 | 0 | 0 | 0 | 0 | 0 | 0 | 0 | 0 | 0 | 0 | 0 | 0 | 0 | 0 | 0 | 0 | 0 | 0 | 0 | 0 | 0 | 0 | 0 | 0 | 0 | 0 | 0 | 0 | 0 | 0 | 0 | 0 | 0 | 0 | 0 | 0 | 0 | 0 | 0 | 0 | 0 | 0 | 0 | 0 | 0 | 0 | 0 | 0 | 0 | 0 | 0 | 0 | 0 | 0 | 0 | 0 | 0 | 0 | 0 | 0 | 0 | 0 | 0 | 0 | 0 | 0 | 0 | 0 | 0 | 0 | 0 | 0 | 0 | 0 | 0 | 0 | 0 | 0 | 0 | 0 | 0 | 0 | 0 | 0 | 0 | 0 | 0 | 0 | 0 | 0 | 0 | 0 | 0 | 0 | 0 | 0 | 0 | 0 | 0 | 0 | 0 | 0 | 0 | 0 | 0 | 0 | 0 | 0 | 0 | 0 | 0 | 0 | 0 | 0 | 0 | 0 | 0 | 0 | 0 | 0 | 0 | 0 | 0 | 0 | 0 | 0 | 0 | 0 | 0 | 0 | 0 | 0 | 0 | 0 | 0 | 0 | 0 | 0 | 0 | 0 | 0 | 0 | 0 | 0 | 0 | 0 | 0 | 0 | 0 | 0 | 0 | 0 | 0 | 0 | 0 | 0 | 0 | 0 | 0 | 0 | 0
YoY change Incremental growth in total energy demand
| YoY change Incremental Growth Residential | 10^3M^3/Yr |  | 0
| YoY change Incremental Growth Small Commercial | 10^3M^3/Yr |  | 5103.125 | 2024 1: 465.405; 2025 2: 910.3975; 2026 3: 881.82; 2027 4: 853.2425; 2028 5: 820.5825; 2029 6: 787.9225; 2030 7: 383.755
| YoY change Incremental Growth Large Commercial | 10^3M^3/Yr |  | 3128.592 | 2024 1: 260.716; 2025 2: 521.432; 2026 3: 521.432; 2027 4: 521.432; 2028 5: 521.432; 2029 6: 521.432; 2030 7: 260.716
| YoY change Incremental Growth Small Industrial | 10^3M^3/Yr |  | 0
| Total YoY Gen Serv Incremental Growth | 10^3M^3/Yr |  | 8231.717 | 726.121 | 1431.8295 | 1403.252 | 1374.6745 | 1342.0145 | 1309.3545 | 644.471 | 0 | 0 | 0 | 0 | 0 | 0 | 0 | 0 | 0 | 0 | 0 | 0 | 0 | 0 | 0 | 0 | 0 | 0 | 0 | 0 | 0 | 0 | 0 | 0 | 0 | 0 | 0 | 0 | 0 | 0 | 0 | 0 | 0 | 0 | 0 | 0 | 0 | 0 | 0 | 0 | 0 | 0 | 0 | 0 | 0 | 0
| Cumulative Growth Residential | 10^3M^3/Yr |  | 0 | 0 | 0 | 0 | 0 | 0 | 0 | 0 | 0 | 0 | 0 | 0 | 0 | 0 | 0 | 0 | 0 | 0 | 0 | 0 | 0 | 0 | 0 | 0 | 0 | 0 | 0 | 0 | 0 | 0 | 0 | 0 | 0 | 0 | 0 | 0 | 0 | 0 | 0 | 0 | 0 | 0 | 0 | 0 | 0 | 0 | 0 | 0 | 0 | 0 | 0 | 0 | 0 | 0 | 0 | 0 | 0 | 0 | 0 | 0 | 0 | 0 | 0 | 0 | 0 | 0 | 0 | 0 | 0 | 0 | 0 | 0 | 0 | 0 | 0 | 0 | 0 | 0 | 0 | 0 | 0 | 0 | 0 | 0 | 0 | 0 | 0 | 0 | 0 | 0 | 0 | 0 | 0 | 0 | 0 | 0 | 0 | 0 | 0 | 0 | 0 | 0 | 0 | 0 | 0 | 0 | 0 | 0 | 0 | 0 | 0 | 0 | 0 | 0 | 0 | 0 | 0 | 0 | 0 | 0 | 0 | 0 | 0 | 0 | 0 | 0 | 0 | 0 | 0 | 0 | 0 | 0 | 0 | 0 | 0 | 0 | 0 | 0 | 0 | 0 | 0 | 0 | 0 | 0 | 0 | 0 | 0 | 0 | 0 | 0 | 0 | 0 | 0 | 0 | 0 | 0 | 0 | 0 | 0 | 0 | 0 | 0 | 0 | 0 | 0 | 0 | 0 | 0 | 0 | 0 | 0 | 0 | 0 | 0 | 0 | 0 | 0 | 0 | 0 | 0 | 0 | 0 | 0 | 0 | 0 | 0 | 0 | 0 | 0 | 0 | 0 | 0 | 0 | 0 | 0 | 0 | 0 | 0 | 0 | 0 | 0 | 0 | 0 | 0 | 0 | 0 | 0 | 0 | 0 | 0 | 0 | 0 | 0 | 0 | 0 | 0 | 0 | 0 | 0 | 0 | 0 | 0 | 0 | 0 | 0 | 0 | 0 | 0 | 0 | 0 | 0 | 0 | 0 | 0 | 0 | 0 | 0 | 0 | 0 | 0 | 0 | 0 | 0 | 0 | 0 | 0 | 0 | 0 | 0 | 0 | 0 | 0 | 0 | 0 | 0 | 0 | 0 | 0 | 0 | 0 | 0 | 0 | 0 | 0 | 0 | 0 | 0 | 0 | 0 | 0 | 0 | 0 | 0 | 0 | 0 | 0 | 0 | 0 | 0 | 0 | 0 | 0 | 0 | 0 | 0 | 0 | 0 | 0 | 0 | 0 | 0 | 0 | 0 | 0 | 0 | 0 | 0 | 0 | 0 | 0 | 0 | 0 | 0 | 0 | 0 | 0 | 0 | 0 | 0 | 0 | 0 | 0 | 0 | 0 | 0 | 0 | 0 | 0 | 0 | 0 | 0 | 0 | 0 | 0 | 0 | 0 | 0 | 0 | 0 | 0 | 0 | 0 | 0 | 0 | 0 | 0 | 0 | 0 | 0 | 0 | 0 | 0 | 0 | 0 | 0 | 0 | 0 | 0 | 0 | 0 | 0 | 0 | 0 | 0 | 0 | 0 | 0 | 0 | 0 | 0 | 0 | 0 | 0 | 0 | 0 | 0 | 0 | 0 | 0 | 0 | 0 | 0 | 0 | 0 | 0 | 0 | 0 | 0 | 0 | 0 | 0 | 0 | 0 | 0 | 0 | 0 | 0 | 0 | 0 | 0 | 0 | 0 | 0 | 0 | 0 | 0 | 0 | 0 | 0 | 0 | 0 | 0 | 0 | 0 | 0 | 0 | 0 | 0 | 0 | 0 | 0 | 0 | 0 | 0 | 0 | 0 | 0 | 0 | 0 | 0 | 0 | 0 | 0 | 0 | 0 | 0 | 0 | 0 | 0 | 0 | 0 | 0 | 0 | 0 | 0 | 0 | 0 | 0 | 0 | 0 | 0 | 0 | 0 | 0 | 0 | 0 | 0 | 0 | 0 | 0 | 0 | 0 | 0 | 0 | 0 | 0 | 0 | 0 | 0 | 0 | 0 | 0 | 0 | 0 | 0 | 0 | 0 | 0 | 0 | 0 | 0 | 0 | 0 | 0 | 0 | 0 | 0 | 0 | 0 | 0 | 0 | 0 | 0 | 0 | 0 | 0 | 0 | 0 | 0 | 0 | 0 | 0 | 0 | 0 | 0 | 0 | 0 | 0 | 0 | 0 | 0 | 0 | 0 | 0 | 0 | 0 | 0 | 0 | 0 | 0 | 0 | 0 | 0 | 0 | 0 | 0 | 0 | 0 | 0 | 0 | 0 | 0 | 0 | 0 | 0 | 0 | 0 | 0 | 0 | 0 | 0 | 0 | 0 | 0 | 0 | 0 | 0 | 0 | 0 | 0 | 0 | 0 | 0 | 0 | 0 | 0 | 0 | 0 | 0 | 0 | 0 | 0 | 0 | 0 | 0 | 0 | 0 | 0 | 0 | 0 | 0 | 0 | 0 | 0 | 0 | 0 | 0 | 0 | 0 | 0 | 0 | 0 | 0 | 0 | 0 | 0 | 0 | 0 | 0 | 0 | 0 | 0 | 0 | 0 | 0 | 0 | 0 | 0 | 0 | 0 | 0 | 0 | 0 | 0 | 0 | 0 | 0 | 0 | 0 | 0 | 0 | 0 | 0 | 0 | 0 | 0 | 0 | 0 | 0 | 0 | 0 | 0 | 0 | 0 | 0 | 0 | 0 | 0 | 0 | 0 | 0 | 0 | 0 | 0 | 0 | 0 | 0 | 0 | 0 | 0 | 0 | 0 | 0 | 0 | 0 | 0 | 0 | 0 | 0 | 0 | 0 | 0 | 0 | 0 | 0 | 0 | 0 | 0 | 0 | 0 | 0 | 0 | 0 | 0 | 0 | 0 | 0 | 0 | 0 | 0 | 0 | 0 | 0 | 0 | 0 | 0 | 0 | 0 | 0 | 0 | 0 | 0 | 0 | 0 | 0 | 0 | 0 | 0 | 0 | 0 | 0 | 0 | 0 | 0 | 0 | 0 | 0 | 0 | 0 | 0 | 0 | 0 | 0 | 0 | 0 | 0 | 0 | 0 | 0 | 0 | 0 | 0 | 0 | 0 | 0 | 0 | 0 | 0 | 0 | 0 | 0 | 0 | 0 | 0 | 0 | 0 | 0 | 0 | 0 | 0 | 0 | 0 | 0 | 0 | 0 | 0 | 0 | 0 | 0 | 0 | 0 | 0 | 0 | 0 | 0 | 0 | 0 | 0 | 0 | 0 | 0 | 0 | 0 | 0 | 0 | 0 | 0 | 0 | 0 | 0 | 0 | 0 | 0 | 0 | 0 | 0 | 0 | 0 | 0 | 0 | 0 | 0 | 0 | 0 | 0 | 0 | 0 | 0 | 0 | 0 | 0 | 0 | 0 | 0 | 0 | 0 | 0 | 0 | 0 | 0 | 0 | 0 | 0 | 0 | 0 | 0 | 0 | 0 | 0 | 0 | 0 | 0 | 0 | 0 | 0 | 0 | 0 | 0 | 0 | 0 | 0 | 0 | 0 | 0 | 0 | 0 | 0 | 0 | 0 | 0 | 0 | 0 | 0 | 0 | 0 | 0 | 0 | 0 | 0 | 0 | 0 | 0 | 0 | 0 | 0 | 0 | 0 | 0 | 0 | 0 | 0 | 0 | 0 | 0 | 0 | 0 | 0 | 0 | 0 | 0 | 0 | 0 | 0 | 0 | 0 | 0 | 0 | 0 | 0 | 0 | 0 | 0 | 0 | 0 | 0 | 0 | 0 | 0 | 0 | 0 | 0 | 0 | 0 | 0 | 0 | 0 | 0 | 0 | 0 | 0 | 0 | 0 | 0 | 0 | 0 | 0 | 0 | 0 | 0 | 0 | 0 | 0 | 0 | 0 | 0 | 0 | 0 | 0 | 0 | 0 | 0 | 0 | 0 | 0 | 0 | 0 | 0 | 0 | 0 | 0 | 0 | 0 | 0 | 0 | 0 | 0 | 0 | 0 | 0 | 0 | 0 | 0 | 0 | 0 | 0 | 0 | 0 | 0 | 0 | 0 | 0 | 0 | 0 | 0 | 0 | 0 | 0 | 0 | 0 | 0 | 0 | 0 | 0 | 0 | 0 | 0 | 0 | 0 | 0 | 0 | 0 | 0 | 0 | 0 | 0 | 0 | 0 | 0 | 0 | 0 | 0 | 0 | 0 | 0 | 0 | 0 | 0 | 0 | 0 | 0 | 0 | 0 | 0 | 0 | 0 | 0 | 0 | 0 | 0 | 0 | 0 | 0 | 0 | 0 | 0 | 0 | 0 | 0 | 0 | 0 | 0 | 0 | 0 | 0 | 0 | 0 | 0 | 0 | 0 | 0 | 0 | 0 | 0 | 0 | 0 | 0 | 0 | 0 | 0 | 0 | 0 | 0 | 0 | 0 | 0 | 0 | 0 | 0 | 0 | 0 | 0 | 0 | 0 | 0 | 0 | 0 | 0 | 0 | 0 | 0 | 0 | 0 | 0 | 0 | 0 | 0 | 0 | 0 | 0 | 0 | 0 | 0 | 0 | 0 | 0 | 0 | 0 | 0 | 0 | 0 | 0 | 0 | 0 | 0 | 0 | 0 | 0 | 0 | 0 | 0 | 0 | 0 | 0 | 0 | 0 | 0 | 0 | 0 | 0 | 0 | 0 | 0 | 0 | 0 | 0 | 0 | 0 | 0 | 0 | 0 | 0 | 0 | 0 | 0 | 0 | 0 | 0 | 0 | 0 | 0 | 0 | 0 | 0 | 0 | 0 | 0 | 0 | 0 | 0 | 0 | 0 | 0 | 0 | 0 | 0 | 0 | 0 | 0 | 0 | 0 | 0 | 0 | 0 | 0 | 0 | 0 | 0 | 0 | 0 | 0 | 0 | 0 | 0 | 0 | 0 | 0 | 0 | 0 | 0 | 0 | 0 | 0 | 0 | 0 | 0 | 0 | 0 | 0 | 0 | 0 | 0 | 0 | 0 | 0 | 0 | 0 | 0 | 0 | 0 | 0 | 0 | 0 | 0 | 0 | 0 | 0 | 0 | 0 | 0 | 0 | 0 | 0 | 0 | 0 | 0 | 0 | 0 | 0 | 0 | 0 | 0 | 0 | 0 | 0 | 0 | 0 | 0 | 0 | 0 | 0 | 0 | 0 | 0 | 0 | 0 | 0 | 0 | 0 | 0 | 0 | 0 | 0 | 0 | 0 | 0 | 0 | 0 | 0 | 0 | 0 | 0 | 0 | 0 | 0 | 0 | 0 | 0 | 0 | 0 | 0 | 0 | 0 | 0 | 0 | 0 | 0 | 0 | 0 | 0 | 0 | 0 | 0 | 0 | 0 | 0 | 0 | 0 | 0 | 0 | 0 | 0 | 0 | 0 | 0 | 0 | 0 | 0 | 0 | 0 | 0 | 0 | 0 | 0 | 0 | 0 | 0 | 0 | 0 | 0 | 0 | 0 | 0 | 0 | 0 | 0 | 0 | 0 | 0 | 0 | 0 | 0 | 0 | 0 | 0 | 0 | 0 | 0 | 0 | 0 | 0 | 0 | 0 | 0 | 0 | 0 | 0 | 0 | 0 | 0 | 0 | 0 | 0 | 0 | 0 | 0 | 0 | 0 | 0 | 0 | 0 | 0 | 0 | 0 | 0 | 0 | 0 | 0 | 0 | 0 | 0 | 0 | 0 | 0 | 0 | 0 | 0 | 0 | 0 | 0 | 0 | 0 | 0 | 0 | 0 | 0 | 0 | 0 | 0 | 0 | 0 | 0 | 0 | 0 | 0 | 0 | 0 | 0 | 0 | 0 | 0 | 0 | 0 | 0 | 0 | 0 | 0 | 0 | 0 | 0 | 0 | 0 | 0 | 0 | 0 | 0 | 0 | 0 | 0 | 0 | 0 | 0 | 0 | 0 | 0 | 0 | 0 | 0 | 0 | 0 | 0 | 0 | 0 | 0 | 0 | 0 | 0 | 0 | 0 | 0 | 0 | 0 | 0 | 0 | 0 | 0 | 0 | 0 | 0 | 0 | 0 | 0 | 0 | 0 | 0 | 0 | 0 | 0 | 0 | 0 | 0 | 0 | 0 | 0 | 0 | 0 | 0 | 0 | 0 | 0 | 0 | 0 | 0 | 0 | 0 | 0 | 0 | 0 | 0 | 0 | 0 | 0 | 0 | 0 | 0 | 0 | 0 | 0 | 0 | 0 | 0 | 0 | 0 | 0 | 0 | 0 | 0 | 0 | 0 | 0 | 0 | 0 | 0 | 0 | 0 | 0 | 0 | 0 | 0 | 0 | 0 | 0 | 0 | 0 | 0 | 0 | 0 | 0 | 0 | 0 | 0 | 0 | 0 | 0 | 0 | 0 | 0 | 0 | 0 | 0 | 0 | 0 | 0 | 0 | 0 | 0 | 0 | 0 | 0 | 0 | 0 | 0 | 0 | 0 | 0 | 0 | 0 | 0 | 0 | 0 | 0 | 0 | 0 | 0 | 0 | 0 | 0 | 0 | 0 | 0 | 0 | 0 | 0 | 0 | 0 | 0 | 0 | 0 | 0 | 0 | 0 | 0 | 0 | 0 | 0 | 0 | 0 | 0 | 0 | 0 | 0 | 0 | 0 | 0 | 0 | 0 | 0 | 0 | 0 | 0 | 0 | 0 | 0 | 0 | 0 | 0 | 0 | 0 | 0 | 0 | 0 | 0 | 0 | 0 | 0 | 0 | 0 | 0 | 0 | 0 | 0 | 0 | 0 | 0 | 0 | 0 | 0 | 0 | 0 | 0 | 0 | 0 | 0 | 0 | 0 | 0 | 0 | 0 | 0 | 0 | 0 | 0 | 0 | 0 | 0 | 0 | 0 | 0 | 0 | 0 | 0 | 0 | 0 | 0 | 0 | 0 | 0 | 0 | 0 | 0 | 0 | 0 | 0 | 0 | 0 | 0 | 0 | 0 | 0 | 0 | 0 | 0 | 0 | 0 | 0 | 0 | 0 | 0 | 0 | 0 | 0 | 0 | 0 | 0 | 0 | 0 | 0 | 0 | 0 | 0 | 0 | 0 | 0 | 0 | 0 | 0 | 0 | 0 | 0 | 0 | 0 | 0 | 0 | 0 | 0 | 0 | 0 | 0 | 0 | 0 | 0 | 0 | 0 | 0 | 0 | 0 | 0 | 0 | 0 | 0 | 0 | 0 | 0 | 0 | 0 | 0 | 0 | 0 | 0 | 0 | 0 | 0 | 0 | 0 | 0 | 0 | 0 | 0 | 0 | 0 | 0 | 0 | 0 | 0 | 0 | 0 | 0 | 0 | 0 | 0 | 0 | 0 | 0 | 0 | 0 | 0 | 0 | 0 | 0 | 0 | 0 | 0 | 0 | 0 | 0 | 0 | 0 | 0 | 0 | 0 | 0 | 0 | 0 | 0 | 0 | 0 | 0 | 0 | 0 | 0 | 0 | 0 | 0 | 0 | 0 | 0 | 0 | 0 | 0 | 0 | 0 | 0 | 0 | 0 | 0 | 0 | 0 | 0 | 0 | 0 | 0 | 0 | 0 | 0 | 0 | 0 | 0 | 0 | 0 | 0 | 0 | 0 | 0 | 0 | 0 | 0 | 0 | 0 | 0 | 0 | 0 | 0 | 0 | 0 | 0 | 0 | 0 | 0 | 0 | 0 | 0 | 0 | 0 | 0 | 0 | 0 | 0 | 0 | 0 | 0 | 0 | 0 | 0 | 0 | 0 | 0 | 0 | 0 | 0 | 0 | 0 | 0 | 0 | 0 | 0 | 0 | 0 | 0 | 0 | 0 | 0 | 0 | 0 | 0 | 0 | 0 | 0 | 0 | 0 | 0 | 0 | 0 | 0 | 0 | 0 | 0 | 0 | 0 | 0 | 0 | 0 | 0 | 0 | 0 | 0 | 0 | 0 | 0 | 0 | 0 | 0 | 0 | 0 | 0 | 0 | 0 | 0 | 0 | 0 | 0 | 0 | 0 | 0 | 0 | 0 | 0 | 0 | 0 | 0 | 0 | 0 | 0 | 0 | 0 | 0 | 0 | 0 | 0 | 0 | 0 | 0 | 0 | 0 | 0 | 0 | 0 | 0 | 0 | 0 | 0 | 0 | 0 | 0 | 0 | 0 | 0 | 0 | 0 | 0 | 0 | 0 | 0 | 0 | 0 | 0 | 0 | 0 | 0 | 0 | 0 | 0 | 0 | 0 | 0 | 0 | 0 | 0 | 0 | 0 | 0 | 0 | 0 | 0 | 0 | 0 | 0 | 0 | 0 | 0 | 0 | 0 | 0 | 0 | 0 | 0 | 0 | 0 | 0 | 0 | 0 | 0 | 0 | 0 | 0 | 0 | 0 | 0 | 0 | 0 | 0 | 0 | 0 | 0 | 0 | 0 | 0 | 0 | 0 | 0 | 0 | 0 | 0 | 0 | 0 | 0 | 0 | 0 | 0 | 0 | 0 | 0 | 0 | 0 | 0 | 0 | 0 | 0 | 0 | 0 | 0 | 0 | 0 | 0 | 0 | 0 | 0 | 0 | 0 | 0 | 0 | 0 | 0 | 0 | 0 | 0 | 0 | 0 | 0 | 0 | 0 | 0 | 0 | 0 | 0 | 0 | 0 | 0 | 0 | 0 | 0 | 0 | 0 | 0 | 0 | 0 | 0 | 0 | 0 | 0 | 0 | 0 | 0 | 0 | 0 | 0 | 0 | 0 | 0 | 0 | 0 | 0 | 0 | 0 | 0 | 0 | 0 | 0 | 0 | 0 | 0 | 0 | 0 | 0 | 0 | 0 | 0 | 0 | 0 | 0 | 0 | 0 | 0 | 0 | 0 | 0 | 0 | 0 | 0 | 0 | 0 | 0 | 0 | 0 | 0 | 0 | 0 | 0 | 0 | 0 | 0 | 0 | 0 | 0 | 0 | 0 | 0 | 0 | 0 | 0 | 0 | 0 | 0 | 0 | 0 | 0 | 0 | 0 | 0 | 0 | 0 | 0 | 0 | 0 | 0 | 0 | 0 | 0 | 0 | 0 | 0 | 0 | 0 | 0 | 0 | 0 | 0 | 0 | 0 | 0 | 0 | 0 | 0 | 0 | 0 | 0 | 0 | 0 | 0 | 0 | 0 | 0 | 0 | 0 | 0 | 0 | 0 | 0 | 0 | 0 | 0 | 0 | 0 | 0 | 0 | 0 | 0 | 0 | 0 | 0 | 0 | 0 | 0 | 0 | 0 | 0 | 0 | 0 | 0 | 0 | 0 | 0 | 0 | 0 | 0 | 0 | 0 | 0 | 0 | 0 | 0 | 0 | 0 | 0 | 0 | 0 | 0 | 0 | 0 | 0 | 0 | 0 | 0 | 0 | 0 | 0 | 0 | 0 | 0 | 0 | 0 | 0 | 0 | 0 | 0 | 0 | 0 | 0 | 0 | 0 | 0 | 0 | 0 | 0 | 0 | 0 | 0 | 0 | 0 | 0 | 0 | 0 | 0 | 0 | 0 | 0 | 0 | 0 | 0 | 0 | 0 | 0 | 0 | 0 | 0 | 0 | 0 | 0 | 0 | 0 | 0 | 0 | 0 | 0 | 0 | 0 | 0 | 0 | 0 | 0 | 0 | 0 | 0 | 0 | 0 | 0 | 0 | 0 | 0 | 0 | 0 | 0 | 0 | 0 | 0 | 0 | 0 | 0 | 0 | 0 | 0 | 0 | 0 | 0 | 0 | 0 | 0 | 0 | 0 | 0 | 0 | 0 | 0 | 0 | 0 | 0 | 0 | 0 | 0 | 0 | 0 | 0 | 0 | 0 | 0 | 0 | 0 | 0 | 0 | 0 | 0 | 0 | 0 | 0 | 0 | 0 | 0 | 0 | 0 | 0 | 0 | 0 | 0 | 0 | 0 | 0 | 0 | 0 | 0 | 0 | 0 | 0 | 0 | 0 | 0 | 0 | 0 | 0 | 0 | 0 | 0 | 0 | 0 | 0 | 0 | 0 | 0 | 0 | 0 | 0 | 0 | 0 | 0 | 0 | 0 | 0 | 0 | 0 | 0 | 0 | 0 | 0 | 0 | 0 | 0 | 0 | 0 | 0 | 0 | 0 | 0 | 0 | 0 | 0 | 0 | 0 | 0 | 0 | 0 | 0 | 0 | 0 | 0 | 0 | 0 | 0 | 0 | 0 | 0 | 0 | 0 | 0 | 0 | 0 | 0 | 0 | 0 | 0 | 0 | 0 | 0 | 0 | 0 | 0 | 0 | 0 | 0 | 0 | 0 | 0 | 0 | 0 | 0 | 0 | 0 | 0 | 0 | 0 | 0 | 0 | 0 | 0 | 0 | 0 | 0 | 0 | 0 | 0 | 0 | 0 | 0 | 0 | 0 | 0 | 0 | 0 | 0 | 0 | 0 | 0 | 0 | 0 | 0 | 0 | 0 | 0 | 0 | 0 | 0 | 0 | 0 | 0 | 0 | 0 | 0 | 0 | 0 | 0 | 0 | 0 | 0 | 0 | 0 | 0 | 0 | 0 | 0 | 0 | 0 | 0 | 0 | 0 | 0 | 0 | 0 | 0 | 0 | 0 | 0 | 0 | 0 | 0 | 0 | 0 | 0 | 0 | 0 | 0 | 0 | 0 | 0 | 0 | 0 | 0 | 0 | 0 | 0 | 0 | 0 | 0 | 0 | 0 | 0 | 0 | 0 | 0 | 0 | 0 | 0 | 0 | 0 | 0 | 0 | 0 | 0 | 0 | 0 | 0 | 0 | 0 | 0 | 0 | 0 | 0 | 0 | 0 | 0 | 0 | 0 | 0 | 0 | 0 | 0 | 0 | 0 | 0 | 0 | 0 | 0 | 0 | 0 | 0 | 0 | 0 | 0 | 0 | 0 | 0 | 0 | 0 | 0 | 0 | 0 | 0 | 0 | 0 | 0 | 0 | 0 | 0 | 0 | 0 | 0 | 0 | 0 | 0 | 0 | 0 | 0 | 0 | 0 | 0 | 0 | 0 | 0 | 0 | 0 | 0 | 0 | 0 | 0 | 0 | 0 | 0 | 0 | 0 | 0 | 0 | 0 | 0 | 0 | 0 | 0 | 0 | 0 | 0 | 0 | 0 | 0 | 0 | 0 | 0 | 0 | 0 | 0 | 0 | 0 | 0 | 0 | 0 | 0 | 0 | 0 | 0 | 0 | 0 | 0 | 0 | 0 | 0 | 0 | 0 | 0 | 0 | 0 | 0 | 0 | 0 | 0 | 0 | 0 | 0 | 0 | 0 | 0 | 0 | 0 | 0 | 0 | 0 | 0 | 0 | 0 | 0 | 0 | 0 | 0 | 0 | 0 | 0 | 0 | 0 | 0 | 0 | 0 | 0 | 0 | 0 | 0 | 0 | 0 | 0 | 0 | 0 | 0 | 0 | 0 | 0 | 0 | 0 | 0 | 0 | 0 | 0 | 0 | 0 | 0 | 0 | 0 | 0 | 0 | 0 | 0 | 0 | 0 | 0 | 0 | 0 | 0 | 0 | 0 | 0 | 0 | 0 | 0 | 0 | 0 | 0 | 0 | 0 | 0 | 0 | 0 | 0 | 0 | 0 | 0 | 0 | 0 | 0 | 0 | 0 | 0 | 0 | 0 | 0 | 0 | 0 | 0 | 0 | 0 | 0 | 0 | 0 | 0 | 0 | 0 | 0 | 0 | 0 | 0 | 0 | 0 | 0 | 0 | 0 | 0 | 0 | 0 | 0 | 0 | 0 | 0 | 0 | 0 | 0 | 0 | 0 | 0 | 0 | 0 | 0 | 0 | 0 | 0 | 0 | 0 | 0 | 0 | 0 | 0 | 0 | 0 | 0 | 0 | 0 | 0 | 0 | 0 | 0 | 0 | 0 | 0 | 0 | 0 | 0 | 0 | 0 | 0 | 0 | 0 | 0 | 0 | 0 | 0 | 0 | 0 | 0 | 0 | 0 | 0 | 0 | 0 | 0 | 0 | 0 | 0 | 0 | 0 | 0 | 0 | 0 | 0 | 0 | 0 | 0 | 0 | 0 | 0 | 0 | 0 | 0 | 0 | 0 | 0 | 0 | 0 | 0 | 0 | 0 | 0 | 0 | 0 | 0 | 0 | 0 | 0 | 0 | 0 | 0 | 0 | 0 | 0 | 0 | 0 | 0 | 0 | 0 | 0 | 0 | 0 | 0 | 0 | 0 | 0 | 0 | 0 | 0 | 0 | 0 | 0 | 0 | 0 | 0 | 0 | 0 | 0 | 0 | 0 | 0 | 0 | 0 | 0 | 0 | 0 | 0 | 0 | 0 | 0 | 0 | 0 | 0 | 0 | 0 | 0 | 0 | 0 | 0 | 0 | 0 | 0 | 0 | 0 | 0 | 0 | 0 | 0 | 0 | 0 | 0 | 0 | 0 | 0 | 0 | 0 | 0 | 0 | 0 | 0 | 0 | 0 | 0 | 0 | 0 | 0 | 0 | 0 | 0 | 0 | 0 | 0 | 0 | 0 | 0 | 0 | 0 | 0 | 0 | 0 | 0 | 0 | 0 | 0 | 0 | 0 | 0 | 0 | 0 | 0 | 0 | 0 | 0 | 0 | 0 | 0 | 0 | 0 | 0 | 0 | 0 | 0 | 0 | 0 | 0 | 0 | 0 | 0 | 0 | 0 | 0 | 0 | 0 | 0 | 0 | 0 | 0 | 0 | 0 | 0 | 0 | 0 | 0 | 0 | 0 | 0 | 0 | 0 | 0 | 0 | 0 | 0 | 0 | 0 | 0 | 0 | 0 | 0 | 0 | 0 | 0 | 0 | 0 | 0 | 0 | 0 | 0 | 0 | 0 | 0 | 0 | 0 | 0 | 0 | 0 | 0 | 0 | 0 | 0 | 0 | 0 | 0 | 0 | 0 | 0 | 0 | 0 | 0 | 0 | 0 | 0 | 0 | 0 | 0 | 0 | 0 | 0 | 0 | 0 | 0 | 0 | 0 | 0 | 0 | 0 | 0 | 0 | 0 | 0 | 0 | 0 | 0 | 0 | 0 | 0 | 0 | 0 | 0 | 0 | 0 | 0 | 0 | 0 | 0 | 0 | 0 | 0 | 0 | 0 | 0 | 0 | 0 | 0 | 0 | 0 | 0 | 0 | 0 | 0 | 0 | 0 | 0 | 0 | 0 | 0 | 0 | 0 | 0 | 0 | 0 | 0 | 0 | 0 | 0 | 0 | 0 | 0 | 0 | 0 | 0 | 0 | 0 | 0 | 0 | 0 | 0 | 0 | 0 | 0 | 0 | 0 | 0 | 0 | 0 | 0 | 0 | 0 | 0 | 0 | 0 | 0 | 0 | 0 | 0 | 0 | 0 | 0 | 0 | 0 | 0 | 0 | 0 | 0 | 0 | 0 | 0 | 0 | 0 | 0 | 0 | 0 | 0 | 0 | 0 | 0 | 0 | 0 | 0 | 0 | 0 | 0 | 0 | 0 | 0 | 0 | 0 | 0 | 0 | 0 | 0 | 0 | 0 | 0 | 0 | 0 | 0 | 0 | 0 | 0 | 0 | 0 | 0 | 0 | 0 | 0 | 0 | 0 | 0 | 0 | 0 | 0 | 0 | 0 | 0 | 0 | 0 | 0 | 0 | 0 | 0 | 0 | 0 | 0 | 0 | 0 | 0 | 0 | 0 | 0 | 0 | 0 | 0 | 0 | 0 | 0 | 0 | 0 | 0 | 0 | 0 | 0 | 0 | 0 | 0 | 0 | 0 | 0 | 0 | 0 | 0 | 0 | 0 | 0 | 0 | 0 | 0 | 0 | 0 | 0 | 0 | 0 | 0 | 0 | 0 | 0 | 0 | 0 | 0 | 0 | 0 | 0 | 0 | 0 | 0 | 0 | 0 | 0 | 0 | 0 | 0 | 0 | 0 | 0 | 0 | 0 | 0 | 0 | 0 | 0 | 0 | 0 | 0 | 0 | 0 | 0 | 0 | 0 | 0 | 0 | 0 | 0 | 0 | 0 | 0 | 0 | 0 | 0 | 0 | 0 | 0 | 0 | 0 | 0 | 0 | 0 | 0 | 0 | 0 | 0 | 0 | 0 | 0 | 0 | 0 | 0 | 0 | 0 | 0 | 0 | 0 | 0 | 0 | 0 | 0 | 0 | 0 | 0 | 0 | 0 | 0 | 0 | 0 | 0 | 0 | 0 | 0 | 0 | 0 | 0 | 0 | 0 | 0 | 0 | 0 | 0 | 0 | 0 | 0 | 0 | 0 | 0 | 0 | 0 | 0 | 0 | 0 | 0 | 0 | 0 | 0 | 0 | 0 | 0 | 0 | 0 | 0 | 0 | 0 | 0 | 0 | 0 | 0 | 0 | 0 | 0 | 0 | 0 | 0 | 0 | 0 | 0 | 0 | 0 | 0 | 0 | 0 | 0 | 0 | 0 | 0 | 0 | 0 | 0 | 0 | 0 | 0 | 0 | 0 | 0 | 0 | 0 | 0 | 0 | 0 | 0 | 0 | 0 | 0 | 0 | 0 | 0 | 0 | 0 | 0 | 0 | 0 | 0 | 0 | 0 | 0 | 0 | 0 | 0 | 0 | 0 | 0 | 0 | 0 | 0 | 0 | 0 | 0 | 0 | 0 | 0 | 0 | 0 | 0 | 0 | 0 | 0 | 0 | 0 | 0 | 0 | 0 | 0 | 0 | 0 | 0 | 0 | 0 | 0 | 0 | 0 | 0 | 0 | 0 | 0 | 0 | 0 | 0 | 0 | 0 | 0 | 0 | 0 | 0 | 0 | 0 | 0 | 0 | 0 | 0 | 0 | 0 | 0 | 0 | 0 | 0 | 0 | 0 | 0 | 0 | 0 | 0 | 0 | 0 | 0 | 0 | 0 | 0 | 0 | 0 | 0 | 0 | 0 | 0 | 0 | 0 | 0 | 0 | 0 | 0 | 0 | 0 | 0 | 0 | 0 | 0 | 0 | 0 | 0 | 0 | 0 | 0 | 0 | 0 | 0 | 0 | 0 | 0 | 0 | 0 | 0 | 0 | 0 | 0 | 0 | 0 | 0 | 0 | 0 | 0 | 0 | 0 | 0 | 0 | 0 | 0 | 0 | 0 | 0 | 0 | 0 | 0 | 0 | 0 | 0 | 0 | 0 | 0 | 0 | 0 | 0 | 0 | 0 | 0 | 0 | 0 | 0 | 0 | 0 | 0 | 0 | 0 | 0 | 0 | 0 | 0 | 0 | 0 | 0 | 0 | 0 | 0 | 0 | 0 | 0 | 0 | 0 | 0 | 0 | 0 | 0 | 0 | 0 | 0 | 0 | 0 | 0 | 0 | 0 | 0 | 0 | 0 | 0 | 0 | 0 | 0 | 0 | 0 | 0 | 0 | 0 | 0 | 0 | 0 | 0 | 0 | 0 | 0 | 0 | 0 | 0 | 0 | 0 | 0 | 0 | 0 | 0 | 0 | 0 | 0 | 0 | 0 | 0 | 0 | 0 | 0 | 0 | 0 | 0 | 0 | 0 | 0 | 0 | 0 | 0 | 0 | 0 | 0 | 0 | 0 | 0 | 0 | 0 | 0 | 0 | 0 | 0 | 0 | 0 | 0 | 0 | 0 | 0 | 0 | 0 | 0 | 0 | 0 | 0 | 0 | 0 | 0 | 0 | 0 | 0 | 0 | 0 | 0 | 0 | 0 | 0 | 0 | 0 | 0 | 0 | 0 | 0 | 0 | 0 | 0 | 0 | 0 | 0 | 0 | 0 | 0 | 0 | 0 | 0 | 0 | 0 | 0 | 0 | 0 | 0 | 0 | 0 | 0 | 0 | 0 | 0 | 0 | 0 | 0 | 0 | 0 | 0 | 0 | 0 | 0 | 0 | 0 | 0 | 0 | 0 | 0 | 0 | 0 | 0 | 0 | 0 | 0 | 0 | 0 | 0 | 0 | 0 | 0 | 0 | 0 | 0 | 0 | 0 | 0 | 0 | 0 | 0 | 0 | 0 | 0 | 0 | 0 | 0 | 0 | 0 | 0 | 0 | 0 | 0 | 0 | 0 | 0 | 0 | 0 | 0 | 0 | 0 | 0 | 0 | 0 | 0 | 0 | 0 | 0 | 0 | 0 | 0 | 0 | 0 | 0 | 0 | 0 | 0 | 0 | 0 | 0 | 0 | 0 | 0 | 0 | 0 | 0 | 0 | 0 | 0 | 0 | 0 | 0 | 0 | 0 | 0 | 0 | 0 | 0 | 0 | 0 | 0 | 0 | 0 | 0 | 0 | 0 | 0 | 0 | 0 | 0 | 0 | 0 | 0 | 0 | 0 | 0 | 0 | 0 | 0 | 0 | 0 | 0 | 0 | 0 | 0 | 0 | 0 | 0 | 0 | 0 | 0 | 0 | 0 | 0 | 0 | 0 | 0 | 0 | 0 | 0 | 0 | 0 | 0 | 0 | 0 | 0 | 0 | 0 | 0 | 0 | 0 | 0 | 0 | 0 | 0 | 0 | 0 | 0 | 0 | 0 | 0 | 0 | 0 | 0 | 0 | 0 | 0 | 0 | 0 | 0 | 0 | 0 | 0 | 0 | 0 | 0 | 0 | 0 | 0 | 0 | 0 | 0 | 0 | 0 | 0 | 0 | 0 | 0 | 0 | 0 | 0 | 0 | 0 | 0 | 0 | 0 | 0 | 0 | 0 | 0 | 0 | 0 | 0 | 0 | 0 | 0 | 0 | 0 | 0 | 0 | 0 | 0 | 0 | 0 | 0 | 0 | 0 | 0 | 0 | 0 | 0 | 0 | 0 | 0 | 0 | 0 | 0 | 0 | 0 | 0 | 0 | 0 | 0 | 0 | 0 | 0 | 0 | 0 | 0 | 0 | 0 | 0 | 0 | 0 | 0 | 0 | 0 | 0 | 0 | 0 | 0 | 0 | 0 | 0 | 0 | 0 | 0 | 0 | 0 | 0 | 0 | 0 | 0 | 0 | 0 | 0 | 0 | 0 | 0 | 0 | 0 | 0 | 0 | 0 | 0 | 0 | 0 | 0 | 0 | 0 | 0 | 0 | 0 | 0 | 0 | 0 | 0 | 0 | 0 | 0 | 0 | 0 | 0 | 0 | 0 | 0 | 0 | 0 | 0 | 0 | 0 | 0 | 0 | 0 | 0 | 0 | 0 | 0 | 0 | 0 | 0 | 0 | 0 | 0 | 0 | 0 | 0 | 0 | 0 | 0 | 0 | 0 | 0 | 0 | 0 | 0 | 0 | 0 | 0 | 0 | 0 | 0 | 0 | 0 | 0 | 0 | 0 | 0 | 0 | 0 | 0 | 0 | 0 | 0 | 0 | 0 | 0 | 0 | 0 | 0 | 0 | 0 | 0 | 0 | 0 | 0 | 0 | 0 | 0 | 0 | 0 | 0 | 0 | 0 | 0 | 0 | 0 | 0 | 0 | 0 | 0 | 0 | 0 | 0 | 0 | 0 | 0 | 0 | 0 | 0 | 0 | 0 | 0 | 0 | 0 | 0 | 0 | 0 | 0 | 0 | 0 | 0 | 0 | 0 | 0 | 0 | 0 | 0 | 0 | 0 | 0 | 0 | 0 | 0 | 0 | 0 | 0 | 0 | 0 | 0 | 0 | 0 | 0 | 0 | 0 | 0 | 0 | 0 | 0 | 0 | 0 | 0 | 0 | 0 | 0 | 0 | 0 | 0 | 0 | 0 | 0 | 0 | 0 | 0 | 0 | 0 | 0 | 0 | 0 | 0 | 0 | 0 | 0 | 0 | 0 | 0 | 0 | 0 | 0 | 0 | 0 | 0 | 0 | 0 | 0 | 0 | 0 | 0 | 0 | 0 | 0 | 0 | 0 | 0 | 0 | 0 | 0 | 0 | 0 | 0 | 0 | 0 | 0 | 0 | 0 | 0 | 0 | 0 | 0 | 0 | 0 | 0 | 0 | 0 | 0 | 0 | 0 | 0 | 0 | 0 | 0 | 0 | 0 | 0 | 0 | 0 | 0 | 0 | 0 | 0 | 0 | 0 | 0 | 0 | 0 | 0 | 0 | 0 | 0 | 0 | 0 | 0 | 0 | 0 | 0 | 0 | 0 | 0 | 0 | 0 | 0 | 0 | 0 | 0 | 0 | 0 | 0 | 0 | 0 | 0 | 0 | 0 | 0 | 0 | 0 | 0 | 0 | 0 | 0 | 0 | 0 | 0 | 0 | 0 | 0 | 0 | 0 | 0 | 0 | 0 | 0 | 0 | 0 | 0 | 0 | 0 | 0 | 0 | 0 | 0 | 0 | 0 | 0 | 0 | 0 | 0 | 0 | 0 | 0 | 0 | 0 | 0 | 0 | 0 | 0 | 0 | 0 | 0 | 0 | 0 | 0 | 0 | 0 | 0 | 0 | 0 | 0 | 0 | 0 | 0 | 0 | 0 | 0 | 0 | 0 | 0 | 0 | 0 | 0 | 0 | 0 | 0 | 0 | 0 | 0 | 0 | 0 | 0 | 0 | 0 | 0 | 0 | 0 | 0 | 0 | 0 | 0 | 0 | 0 | 0 | 0 | 0 | 0 | 0 | 0 | 0 | 0 | 0 | 0 | 0 | 0 | 0 | 0 | 0 | 0 | 0 | 0 | 0 | 0 | 0 | 0 | 0 | 0 | 0 | 0 | 0 | 0 | 0 | 0 | 0 | 0 | 0 | 0 | 0 | 0 | 0 | 0 | 0 | 0 | 0 | 0 | 0 | 0 | 0 | 0 | 0 | 0 | 0 | 0 | 0 | 0 | 0 | 0 | 0 | 0 | 0 | 0 | 0 | 0 | 0 | 0 | 0 | 0 | 0 | 0 | 0 | 0 | 0 | 0 | 0 | 0 | 0 | 0 | 0 | 0 | 0 | 0 | 0 | 0 | 0 | 0 | 0 | 0 | 0 | 0 | 0 | 0 | 0 | 0 | 0 | 0 | 0 | 0 | 0 | 0 | 0 | 0 | 0 | 0 | 0 | 0 | 0 | 0 | 0 | 0 | 0 | 0 | 0 | 0 | 0 | 0 | 0 | 0 | 0 | 0 | 0 | 0 | 0 | 0 | 0 | 0 | 0 | 0 | 0 | 0 | 0 | 0 | 0 | 0 | 0 | 0 | 0 | 0 | 0 | 0 | 0 | 0 | 0 | 0 | 0 | 0 | 0 | 0 | 0 | 0 | 0 | 0 | 0 | 0 | 0 | 0 | 0 | 0 | 0 | 0 | 0 | 0 | 0 | 0 | 0 | 0 | 0 | 0 | 0 | 0 | 0 | 0 | 0 | 0 | 0 | 0 | 0 | 0 | 0 | 0 | 0 | 0 | 0 | 0 | 0 | 0 | 0 | 0 | 0 | 0 | 0 | 0 | 0 | 0 | 0 | 0 | 0 | 0 | 0 | 0 | 0 | 0 | 0 | 0 | 0 | 0 | 0 | 0 | 0 | 0 | 0 | 0 | 0 | 0 | 0 | 0 | 0 | 0 | 0 | 0 | 0 | 0 | 0 | 0 | 0 | 0 | 0 | 0 | 0 | 0 | 0 | 0 | 0 | 0 | 0 | 0 | 0 | 0 | 0 | 0 | 0 | 0 | 0 | 0 | 0 | 0 | 0 | 0 | 0 | 0 | 0 | 0 | 0 | 0 | 0 | 0 | 0 | 0 | 0 | 0 | 0 | 0 | 0 | 0 | 0 | 0 | 0 | 0 | 0 | 0 | 0 | 0 | 0 | 0 | 0 | 0 | 0 | 0 | 0 | 0 | 0 | 0 | 0 | 0 | 0 | 0 | 0 | 0 | 0 | 0 | 0 | 0 | 0 | 0 | 0 | 0 | 0 | 0 | 0 | 0 | 0 | 0 | 0 | 0 | 0 | 0 | 0 | 0 | 0 | 0 | 0 | 0 | 0 | 0 | 0 | 0 | 0 | 0 | 0 | 0 | 0 | 0 | 0 | 0 | 0 | 0 | 0 | 0 | 0 | 0 | 0 | 0 | 0 | 0 | 0 | 0 | 0 | 0 | 0 | 0 | 0 | 0 | 0 | 0 | 0 | 0 | 0 | 0 | 0 | 0 | 0 | 0 | 0 | 0 | 0 | 0 | 0 | 0 | 0 | 0 | 0 | 0 | 0 | 0 | 0 | 0 | 0 | 0 | 0 | 0 | 0 | 0 | 0 | 0 | 0 | 0 | 0 | 0 | 0 | 0 | 0 | 0 | 0 | 0 | 0 | 0 | 0 | 0 | 0 | 0 | 0 | 0 | 0 | 0 | 0 | 0 | 0 | 0 | 0 | 0 | 0 | 0 | 0 | 0 | 0 | 0 | 0 | 0 | 0 | 0 | 0 | 0 | 0 | 0 | 0 | 0 | 0 | 0 | 0 | 0 | 0 | 0 | 0 | 0 | 0 | 0 | 0 | 0 | 0 | 0 | 0 | 0 | 0 | 0 | 0 | 0 | 0 | 0 | 0 | 0 | 0 | 0 | 0 | 0 | 0 | 0 | 0 | 0 | 0 | 0 | 0 | 0 | 0 | 0 | 0 | 0 | 0 | 0 | 0 | 0 | 0 | 0 | 0 | 0 | 0 | 0 | 0 | 0 | 0 | 0 | 0 | 0 | 0 | 0 | 0 | 0 | 0 | 0 | 0 | 0 | 0 | 0 | 0 | 0 | 0 | 0 | 0 | 0 | 0 | 0 | 0 | 0 | 0 | 0 | 0 | 0 | 0 | 0 | 0 | 0 | 0 | 0 | 0 | 0 | 0 | 0 | 0 | 0 | 0 | 0 | 0 | 0 | 0 | 0 | 0 | 0 | 0 | 0 | 0 | 0 | 0 | 0 | 0 | 0 | 0 | 0 | 0 | 0 | 0 | 0 | 0 | 0 | 0 | 0 | 0 | 0 | 0 | 0 | 0 | 0 | 0 | 0 | 0 | 0 | 0 | 0 | 0 | 0 | 0 | 0 | 0 | 0 | 0 | 0 | 0 | 0 | 0 | 0 | 0 | 0 | 0 | 0 | 0 | 0 | 0 | 0 | 0 | 0 | 0 | 0 | 0 | 0 | 0 | 0 | 0 | 0 | 0 | 0 | 0 | 0 | 0 | 0 | 0 | 0 | 0 | 0 | 0 | 0 | 0 | 0 | 0 | 0 | 0 | 0 | 0 | 0 | 0 | 0 | 0 | 0 | 0 | 0 | 0 | 0 | 0 | 0 | 0 | 0 | 0 | 0 | 0 | 0 | 0 | 0 | 0 | 0 | 0 | 0 | 0 | 0 | 0 | 0 | 0 | 0 | 0 | 0 | 0 | 0 | 0 | 0 | 0 | 0 | 0 | 0 | 0 | 0 | 0 | 0 | 0 | 0 | 0 | 0 | 0 | 0 | 0 | 0 | 0 | 0 | 0 | 0 | 0 | 0 | 0 | 0 | 0 | 0 | 0 | 0 | 0 | 0 | 0 | 0 | 0 | 0 | 0 | 0 | 0 | 0 | 0 | 0 | 0 | 0 | 0 | 0 | 0 | 0 | 0 | 0 | 0 | 0 | 0 | 0 | 0 | 0 | 0 | 0 | 0 | 0 | 0 | 0 | 0 | 0 | 0 | 0 | 0 | 0 | 0 | 0 | 0 | 0 | 0 | 0 | 0 | 0 | 0 | 0 | 0 | 0 | 0 | 0 | 0 | 0 | 0 | 0 | 0 | 0 | 0 | 0 | 0 | 0 | 0 | 0 | 0 | 0 | 0 | 0 | 0 | 0 | 0 | 0 | 0 | 0 | 0 | 0 | 0 | 0 | 0 | 0 | 0 | 0 | 0 | 0 | 0 | 0 | 0 | 0 | 0 | 0 | 0 | 0 | 0 | 0 | 0 | 0 | 0 | 0 | 0 | 0 | 0 | 0 | 0 | 0 | 0 | 0 | 0 | 0 | 0 | 0 | 0 | 0 | 0 | 0 | 0 | 0 | 0 | 0 | 0 | 0 | 0 | 0 | 0 | 0 | 0 | 0 | 0 | 0 | 0 | 0 | 0 | 0 | 0 | 0 | 0 | 0 | 0 | 0 | 0 | 0 | 0 | 0 | 0 | 0 | 0 | 0 | 0 | 0 | 0 | 0 | 0 | 0 | 0 | 0 | 0 | 0 | 0 | 0 | 0 | 0 | 0 | 0 | 0 | 0 | 0 | 0 | 0 | 0 | 0 | 0 | 0 | 0 | 0 | 0 | 0 | 0 | 0 | 0 | 0 | 0 | 0 | 0 | 0 | 0 | 0 | 0 | 0 | 0 | 0 | 0 | 0 | 0 | 0 | 0 | 0 | 0 | 0 | 0 | 0 | 0 | 0 | 0 | 0 | 0 | 0 | 0 | 0 | 0 | 0 | 0 | 0 | 0 | 0 | 0 | 0 | 0 | 0 | 0 | 0 | 0 | 0 | 0 | 0 | 0 | 0 | 0 | 0 | 0 | 0 | 0 | 0 | 0 | 0 | 0 | 0 | 0 | 0 | 0 | 0 | 0 | 0 | 0 | 0 | 0 | 0 | 0 | 0 | 0 | 0 | 0 | 0 | 0 | 0 | 0 | 0 | 0 | 0 | 0 | 0 | 0 | 0 | 0 | 0 | 0 | 0 | 0 | 0 | 0 | 0 | 0 | 0 | 0 | 0 | 0 | 0 | 0 | 0 | 0 | 0 | 0 | 0 | 0 | 0 | 0 | 0 | 0 | 0 | 0 | 0 | 0 | 0 | 0 | 0 | 0 | 0 | 0 | 0 | 0 | 0 | 0 | 0 | 0 | 0 | 0 | 0 | 0 | 0 | 0 | 0 | 0 | 0 | 0 | 0 | 0 | 0 | 0 | 0 | 0 | 0 | 0 | 0 | 0 | 0 | 0 | 0 | 0 | 0 | 0 | 0 | 0 | 0 | 0 | 0 | 0 | 0 | 0 | 0 | 0 | 0 | 0 | 0 | 0 | 0 | 0 | 0 | 0 | 0 | 0 | 0 | 0 | 0 | 0 | 0 | 0 | 0 | 0 | 0 | 0 | 0 | 0 | 0 | 0 | 0 | 0 | 0 | 0 | 0 | 0 | 0 | 0 | 0 | 0 | 0 | 0 | 0 | 0 | 0 | 0 | 0 | 0 | 0 | 0 | 0 | 0 | 0 | 0 | 0 | 0 | 0 | 0 | 0 | 0 | 0 | 0 | 0 | 0 | 0 | 0 | 0 | 0 | 0 | 0 | 0 | 0 | 0 | 0 | 0 | 0 | 0 | 0 | 0 | 0 | 0 | 0 | 0 | 0 | 0 | 0 | 0 | 0 | 0 | 0 | 0 | 0 | 0 | 0 | 0 | 0 | 0 | 0 | 0 | 0 | 0 | 0 | 0 | 0 | 0 | 0 | 0 | 0 | 0 | 0 | 0 | 0 | 0 | 0 | 0 | 0 | 0 | 0 | 0 | 0 | 0 | 0 | 0 | 0 | 0 | 0 | 0 | 0 | 0 | 0 | 0 | 0 | 0 | 0 | 0 | 0 | 0 | 0 | 0 | 0 | 0 | 0 | 0 | 0 | 0 | 0 | 0 | 0 | 0 | 0 | 0 | 0 | 0 | 0 | 0 | 0 | 0 | 0 | 0 | 0 | 0 | 0 | 0 | 0 | 0 | 0 | 0 | 0 | 0 | 0 | 0 | 0 | 0 | 0 | 0 | 0 | 0 | 0 | 0 | 0 | 0 | 0 | 0 | 0 | 0 | 0 | 0 | 0 | 0 | 0 | 0 | 0 | 0 | 0 | 0 | 0 | 0 | 0 | 0 | 0 | 0 | 0 | 0 | 0 | 0 | 0 | 0 | 0 | 0 | 0 | 0 | 0 | 0 | 0 | 0 | 0 | 0 | 0 | 0 | 0 | 0 | 0 | 0 | 0 | 0 | 0 | 0 | 0 | 0 | 0 | 0 | 0 | 0 | 0 | 0 | 0 | 0 | 0 | 0 | 0 | 0 | 0 | 0 | 0 | 0 | 0 | 0 | 0 | 0 | 0 | 0 | 0 | 0 | 0 | 0 | 0 | 0 | 0 | 0 | 0 | 0 | 0 | 0 | 0 | 0 | 0 | 0 | 0 | 0 | 0 | 0 | 0 | 0 | 0 | 0 | 0 | 0 | 0 | 0 | 0 | 0 | 0 | 0 | 0 | 0 | 0 | 0 | 0 | 0 | 0 | 0 | 0 | 0 | 0 | 0 | 0 | 0 | 0 | 0 | 0 | 0 | 0 | 0 | 0 | 0 | 0 | 0 | 0 | 0 | 0 | 0 | 0 | 0 | 0 | 0 | 0 | 0 | 0 | 0 | 0 | 0 | 0 | 0 | 0 | 0 | 0 | 0 | 0 | 0 | 0 | 0 | 0 | 0 | 0 | 0 | 0 | 0 | 0 | 0 | 0 | 0 | 0 | 0 | 0 | 0 | 0 | 0 | 0 | 0 | 0 | 0 | 0 | 0 | 0 | 0 | 0 | 0 | 0 | 0 | 0 | 0 | 0 | 0 | 0 | 0 | 0 | 0 | 0 | 0 | 0 | 0 | 0 | 0 | 0 | 0 | 0 | 0 | 0 | 0 | 0 | 0 | 0 | 0 | 0 | 0 | 0 | 0 | 0 | 0 | 0 | 0 | 0 | 0 | 0 | 0 | 0 | 0 | 0 | 0 | 0 | 0 | 0 | 0 | 0 | 0 | 0 | 0 | 0 | 0 | 0 | 0 | 0 | 0 | 0 | 0 | 0 | 0 | 0 | 0 | 0 | 0 | 0 | 0 | 0 | 0 | 0 | 0 | 0 | 0 | 0 | 0 | 0 | 0 | 0 | 0 | 0 | 0 | 0 | 0 | 0 | 0 | 0 | 0 | 0 | 0 | 0 | 0 | 0 | 0 | 0 | 0 | 0 | 0 | 0 | 0 | 0 | 0 | 0 | 0 | 0 | 0 | 0 | 0 | 0 | 0 | 0 | 0 | 0 | 0 | 0 | 0 | 0 | 0 | 0 | 0 | 0 | 0 | 0 | 0 | 0 | 0 | 0 | 0 | 0 | 0 | 0 | 0 | 0 | 0 | 0 | 0 | 0 | 0 | 0 | 0 | 0 | 0 | 0 | 0 | 0 | 0 | 0 | 0 | 0 | 0 | 0 | 0 | 0 | 0 | 0 | 0 | 0 | 0 | 0 | 0 | 0 | 0 | 0 | 0 | 0 | 0 | 0 | 0 | 0 | 0 | 0 | 0 | 0 | 0 | 0 | 0 | 0 | 0 | 0 | 0 | 0 | 0 | 0 | 0 | 0 | 0 | 0 | 0 | 0 | 0 | 0 | 0 | 0 | 0 | 0 | 0 | 0 | 0 | 0 | 0 | 0 | 0 | 0 | 0 | 0 | 0 | 0 | 0 | 0 | 0 | 0 | 0 | 0 | 0 | 0 | 0 | 0 | 0 | 0 | 0 | 0 | 0 | 0 | 0 | 0 | 0 | 0 | 0 | 0 | 0 | 0 | 0 | 0 | 0 | 0 | 0 | 0 | 0 | 0 | 0 | 0 | 0 | 0 | 0 | 0 | 0 | 0 | 0 | 0 | 0 | 0 | 0 | 0 | 0 | 0 | 0 | 0 | 0 | 0 | 0 | 0 | 0 | 0 | 0 | 0 | 0 | 0 | 0 | 0 | 0 | 0 | 0 | 0 | 0 | 0 | 0 | 0 | 0 | 0 | 0 | 0 | 0 | 0 | 0 | 0 | 0 | 0 | 0 | 0 | 0 | 0 | 0 | 0 | 0 | 0 | 0 | 0 | 0 | 0 | 0 | 0 | 0 | 0 | 0 | 0 | 0 | 0 | 0 | 0 | 0 | 0 | 0 | 0 | 0 | 0 | 0 | 0 | 0 | 0 | 0 | 0 | 0 | 0 | 0 | 0 | 0 | 0 | 0 | 0 | 0 | 0 | 0 | 0 | 0 | 0 | 0 | 0 | 0 | 0 | 0 | 0 | 0 | 0 | 0 | 0 | 0 | 0 | 0 | 0 | 0 | 0 | 0 | 0 | 0 | 0 | 0 | 0 | 0 | 0 | 0 | 0 | 0 | 0 | 0 | 0 | 0 | 0 | 0 | 0 | 0 | 0 | 0 | 0 | 0 | 0 | 0 | 0 | 0 | 0 | 0 | 0 | 0 | 0 | 0 | 0 | 0 | 0 | 0 | 0 | 0 | 0 | 0 | 0 | 0 | 0 | 0 | 0 | 0 | 0 | 0 | 0 | 0 | 0 | 0 | 0 | 0 | 0 | 0 | 0 | 0 | 0 | 0 | 0 | 0 | 0 | 0 | 0 | 0 | 0 | 0 | 0 | 0 | 0 | 0 | 0 | 0 | 0 | 0 | 0 | 0 | 0 | 0 | 0 | 0 | 0 | 0 | 0 | 0 | 0 | 0 | 0 | 0 | 0 | 0 | 0 | 0 | 0 | 0 | 0 | 0 | 0 | 0 | 0 | 0 | 0 | 0 | 0 | 0 | 0 | 0 | 0 | 0 | 0 | 0 | 0 | 0 | 0 | 0 | 0 | 0 | 0 | 0 | 0 | 0 | 0 | 0 | 0 | 0 | 0 | 0 | 0 | 0 | 0 | 0 | 0 | 0 | 0 | 0 | 0 | 0 | 0 | 0 | 0 | 0 | 0 | 0 | 0 | 0 | 0 | 0 | 0 | 0 | 0 | 0 | 0 | 0 | 0 | 0 | 0 | 0 | 0 | 0 | 0 | 0 | 0 | 0 | 0 | 0 | 0 | 0 | 0 | 0 | 0 | 0 | 0 | 0 | 0 | 0 | 0 | 0 | 0 | 0 | 0 | 0 | 0 | 0 | 0 | 0 | 0 | 0 | 0 | 0 | 0 | 0 | 0 | 0 | 0 | 0 | 0 | 0 | 0 | 0 | 0 | 0 | 0 | 0 | 0 | 0 | 0 | 0 | 0 | 0 | 0 | 0 | 0 | 0 | 0 | 0 | 0 | 0 | 0 | 0 | 0 | 0 | 0 | 0 | 0 | 0 | 0 | 0 | 0 | 0 | 0 | 0 | 0 | 0 | 0 | 0 | 0 | 0 | 0 | 0 | 0 | 0 | 0 | 0 | 0 | 0 | 0 | 0 | 0 | 0 | 0 | 0 | 0 | 0 | 0 | 0 | 0 | 0 | 0 | 0 | 0 | 0 | 0 | 0 | 0 | 0 | 0 | 0 | 0 | 0 | 0 | 0 | 0 | 0 | 0 | 0 | 0 | 0 | 0 | 0 | 0 | 0 | 0 | 0 | 0 | 0 | 0 | 0 | 0 | 0 | 0 | 0 | 0 | 0 | 0 | 0 | 0 | 0 | 0 | 0 | 0 | 0 | 0 | 0 | 0 | 0 | 0 | 0 | 0 | 0 | 0 | 0 | 0 | 0 | 0 | 0 | 0 | 0 | 0 | 0 | 0 | 0 | 0 | 0 | 0 | 0 | 0 | 0 | 0 | 0 | 0 | 0 | 0 | 0 | 0 | 0 | 0 | 0 | 0 | 0 | 0 | 0 | 0 | 0 | 0 | 0 | 0 | 0 | 0 | 0 | 0 | 0 | 0 | 0 | 0 | 0 | 0 | 0 | 0 | 0 | 0 | 0 | 0 | 0 | 0 | 0 | 0 | 0 | 0 | 0 | 0 | 0 | 0 | 0 | 0 | 0 | 0 | 0 | 0 | 0 | 0 | 0 | 0 | 0 | 0 | 0 | 0 | 0 | 0 | 0 | 0 | 0 | 0 | 0 | 0 | 0 | 0 | 0 | 0 | 0 | 0 | 0 | 0 | 0 | 0 | 0 | 0 | 0 | 0 | 0 | 0 | 0 | 0 | 0 | 0 | 0 | 0 | 0 | 0 | 0 | 0 | 0 | 0 | 0 | 0 | 0 | 0 | 0 | 0 | 0 | 0 | 0 | 0 | 0 | 0 | 0 | 0 | 0 | 0 | 0 | 0 | 0 | 0 | 0 | 0 | 0 | 0 | 0 | 0 | 0 | 0 | 0 | 0 | 0 | 0 | 0 | 0 | 0 | 0 | 0 | 0 | 0 | 0 | 0 | 0 | 0 | 0 | 0 | 0 | 0 | 0 | 0 | 0 | 0 | 0 | 0 | 0 | 0 | 0 | 0 | 0 | 0 | 0 | 0 | 0 | 0 | 0 | 0 | 0 | 0 | 0 | 0 | 0 | 0 | 0 | 0 | 0 | 0 | 0 | 0 | 0 | 0 | 0 | 0 | 0 | 0 | 0 | 0 | 0 | 0 | 0 | 0 | 0 | 0 | 0 | 0 | 0 | 0 | 0 | 0 | 0 | 0 | 0 | 0 | 0 | 0 | 0 | 0 | 0 | 0 | 0 | 0 | 0 | 0 | 0 | 0 | 0 | 0 | 0 | 0 | 0 | 0 | 0 | 0 | 0 | 0 | 0 | 0 | 0 | 0 | 0 | 0 | 0 | 0 | 0 | 0 | 0 | 0 | 0 | 0 | 0 | 0 | 0 | 0 | 0 | 0 | 0 | 0 | 0 | 0 | 0 | 0 | 0 | 0 | 0 | 0 | 0 | 0 | 0 | 0 | 0 | 0 | 0 | 0 | 0 | 0 | 0 | 0 | 0 | 0 | 0 | 0 | 0 | 0 | 0 | 0 | 0 | 0 | 0 | 0 | 0 | 0 | 0 | 0 | 0 | 0 | 0 | 0 | 0 | 0 | 0 | 0 | 0 | 0 | 0 | 0 | 0 | 0 | 0 | 0 | 0 | 0 | 0 | 0 | 0 | 0 | 0 | 0 | 0 | 0 | 0 | 0 | 0 | 0 | 0 | 0 | 0 | 0 | 0 | 0 | 0 | 0 | 0 | 0 | 0 | 0 | 0 | 0 | 0 | 0 | 0 | 0 | 0 | 0 | 0 | 0 | 0 | 0 | 0 | 0 | 0 | 0 | 0 | 0 | 0 | 0 | 0 | 0 | 0 | 0 | 0 | 0 | 0 | 0 | 0 | 0 | 0 | 0 | 0 | 0 | 0 | 0 | 0 | 0 | 0 | 0 | 0 | 0 | 0 | 0 | 0 | 0 | 0 | 0 | 0 | 0 | 0 | 0 | 0 | 0 | 0 | 0 | 0 | 0 | 0 | 0 | 0 | 0 | 0 | 0 | 0 | 0 | 0 | 0 | 0 | 0 | 0 | 0 | 0 | 0 | 0 | 0 | 0 | 0 | 0 | 0 | 0 | 0 | 0 | 0 | 0 | 0 | 0 | 0 | 0 | 0 | 0 | 0 | 0 | 0 | 0 | 0 | 0 | 0 | 0 | 0 | 0 | 0 | 0 | 0 | 0 | 0 | 0 | 0 | 0 | 0 | 0 | 0 | 0 | 0 | 0 | 0 | 0 | 0 | 0 | 0 | 0 | 0 | 0 | 0 | 0 | 0 | 0 | 0 | 0 | 0 | 0 | 0 | 0 | 0 | 0 | 0 | 0 | 0 | 0 | 0 | 0 | 0 | 0 | 0 | 0 | 0 | 0 | 0 | 0 | 0 | 0 | 0 | 0 | 0 | 0 | 0 | 0 | 0 | 0 | 0 | 0 | 0 | 0 | 0 | 0 | 0 | 0 | 0 | 0 | 0 | 0 | 0 | 0 | 0 | 0 | 0 | 0 | 0 | 0 | 0 | 0 | 0 | 0 | 0 | 0 | 0 | 0 | 0 | 0 | 0 | 0 | 0 | 0 | 0 | 0 | 0 | 0 | 0 | 0 | 0 | 0 | 0 | 0 | 0 | 0 | 0 | 0 | 0 | 0 | 0 | 0 | 0 | 0 | 0 | 0 | 0 | 0 | 0 | 0 | 0 | 0 | 0 | 0 | 0 | 0 | 0 | 0 | 0 | 0 | 0 | 0 | 0 | 0 | 0 | 0 | 0 | 0 | 0 | 0 | 0 | 0 | 0 | 0 | 0 | 0 | 0 | 0 | 0 | 0 | 0 | 0 | 0 | 0 | 0 | 0 | 0 | 0 | 0 | 0 | 0 | 0 | 0 | 0 | 0 | 0 | 0 | 0 | 0 | 0 | 0 | 0 | 0 | 0 | 0 | 0 | 0 | 0 | 0 | 0 | 0 | 0 | 0 | 0 | 0 | 0 | 0 | 0 | 0 | 0 | 0 | 0 | 0 | 0 | 0 | 0 | 0 | 0 | 0 | 0 | 0 | 0 | 0 | 0 | 0 | 0 | 0 | 0 | 0 | 0 | 0 | 0 | 0 | 0 | 0 | 0 | 0 | 0 | 0 | 0 | 0 | 0 | 0 | 0 | 0 | 0 | 0 | 0 | 0 | 0 | 0 | 0 | 0 | 0 | 0 | 0 | 0 | 0 | 0 | 0 | 0 | 0 | 0 | 0 | 0 | 0 | 0 | 0 | 0 | 0 | 0 | 0 | 0 | 0 | 0 | 0 | 0 | 0 | 0 | 0 | 0 | 0 | 0 | 0 | 0 | 0 | 0 | 0 | 0 | 0 | 0 | 0 | 0 | 0 | 0 | 0 | 0 | 0 | 0 | 0 | 0 | 0 | 0 | 0 | 0 | 0 | 0 | 0 | 0 | 0 | 0 | 0 | 0 | 0 | 0 | 0 | 0 | 0 | 0 | 0 | 0 | 0 | 0 | 0 | 0 | 0 | 0 | 0 | 0 | 0 | 0 | 0 | 0 | 0 | 0 | 0 | 0 | 0 | 0 | 0 | 0 | 0 | 0 | 0 | 0 | 0 | 0 | 0 | 0 | 0 | 0 | 0 | 0 | 0 | 0 | 0 | 0 | 0 | 0 | 0 | 0 | 0 | 0 | 0 | 0 | 0 | 0 | 0 | 0 | 0 | 0 | 0 | 0 | 0 | 0 | 0 | 0 | 0 | 0 | 0 | 0 | 0 | 0 | 0 | 0 | 0 | 0 | 0 | 0 | 0 | 0 | 0 | 0 | 0 | 0 | 0 | 0 | 0 | 0 | 0 | 0 | 0 | 0 | 0 | 0 | 0 | 0 | 0 | 0 | 0 | 0 | 0 | 0 | 0 | 0 | 0 | 0 | 0 | 0 | 0 | 0 | 0 | 0 | 0 | 0 | 0 | 0 | 0 | 0 | 0 | 0 | 0 | 0 | 0 | 0 | 0 | 0 | 0 | 0 | 0 | 0 | 0 | 0 | 0 | 0 | 0 | 0 | 0 | 0 | 0 | 0 | 0 | 0 | 0 | 0 | 0 | 0 | 0 | 0 | 0 | 0 | 0 | 0 | 0 | 0 | 0 | 0 | 0 | 0 | 0 | 0 | 0 | 0 | 0 | 0 | 0 | 0 | 0 | 0 | 0 | 0 | 0 | 0 | 0 | 0 | 0 | 0 | 0 | 0 | 0 | 0 | 0 | 0 | 0 | 0 | 0 | 0 | 0 | 0 | 0 | 0 | 0 | 0 | 0 | 0 | 0 | 0 | 0 | 0 | 0 | 0 | 0 | 0 | 0 | 0 | 0 | 0 | 0 | 0 | 0 | 0 | 0 | 0 | 0 | 0 | 0 | 0 | 0 | 0 | 0 | 0 | 0 | 0 | 0 | 0 | 0 | 0 | 0 | 0 | 0 | 0 | 0 | 0 | 0 | 0 | 0 | 0 | 0 | 0 | 0 | 0 | 0 | 0 | 0 | 0 | 0 | 0 | 0 | 0 | 0 | 0 | 0 | 0 | 0 | 0 | 0 | 0 | 0 | 0 | 0 | 0 | 0 | 0 | 0 | 0 | 0 | 0 | 0 | 0 | 0 | 0 | 0 | 0 | 0 | 0 | 0 | 0 | 0 | 0 | 0 | 0 | 0 | 0 | 0 | 0 | 0 | 0 | 0 | 0 | 0 | 0 | 0 | 0 | 0 | 0 | 0 | 0 | 0 | 0 | 0 | 0 | 0 | 0 | 0 | 0 | 0 | 0 | 0 | 0 | 0 | 0 | 0 | 0 | 0 | 0 | 0 | 0 | 0 | 0 | 0 | 0 | 0 | 0 | 0 | 0 | 0 | 0 | 0 | 0 | 0 | 0 | 0 | 0 | 0 | 0 | 0 | 0 | 0 | 0 | 0 | 0 | 0 | 0 | 0 | 0 | 0 | 0 | 0 | 0 | 0 | 0 | 0 | 0 | 0 | 0 | 0 | 0 | 0 | 0 | 0 | 0 | 0 | 0 | 0 | 0 | 0 | 0 | 0 | 0 | 0 | 0 | 0 | 0 | 0 | 0 | 0 | 0 | 0 | 0 | 0 | 0 | 0 | 0 | 0 | 0 | 0 | 0 | 0 | 0 | 0 | 0 | 0 | 0 | 0 | 0 | 0 | 0 | 0 | 0 | 0 | 0 | 0 | 0 | 0 | 0 | 0 | 0 | 0 | 0 | 0 | 0 | 0 | 0 | 0 | 0 | 0 | 0 | 0 | 0 | 0 | 0 | 0 | 0 | 0 | 0 | 0 | 0 | 0 | 0 | 0 | 0 | 0 | 0 | 0 | 0 | 0 | 0 | 0 | 0 | 0 | 0 | 0 | 0 | 0 | 0 | 0 | 0 | 0 | 0 | 0 | 0 | 0 | 0 | 0 | 0 | 0 | 0 | 0 | 0 | 0 | 0 | 0 | 0 | 0 | 0 | 0 | 0 | 0 | 0 | 0 | 0 | 0 | 0 | 0 | 0 | 0 | 0 | 0 | 0 | 0 | 0 | 0 | 0 | 0 | 0 | 0 | 0 | 0 | 0 | 0 | 0 | 0 | 0 | 0 | 0 | 0 | 0 | 0 | 0 | 0 | 0 | 0 | 0 | 0 | 0 | 0 | 0 | 0 | 0 | 0 | 0 | 0 | 0 | 0 | 0 | 0 | 0 | 0 | 0 | 0 | 0 | 0 | 0 | 0 | 0 | 0 | 0 | 0 | 0 | 0 | 0 | 0 | 0 | 0 | 0 | 0 | 0 | 0 | 0 | 0 | 0 | 0 | 0 | 0 | 0 | 0 | 0 | 0 | 0 | 0 | 0 | 0 | 0 | 0 | 0 | 0 | 0 | 0 | 0 | 0 | 0 | 0 | 0 | 0 | 0 | 0 | 0 | 0 | 0 | 0 | 0 | 0 | 0 | 0 | 0 | 0 | 0 | 0 | 0 | 0 | 0 | 0 | 0 | 0 | 0 | 0 | 0 | 0 | 0 | 0 | 0 | 0 | 0 | 0 | 0 | 0 | 0 | 0 | 0 | 0 | 0 | 0 | 0 | 0 | 0 | 0 | 0 | 0 | 0 | 0 | 0 | 0 | 0 | 0 | 0 | 0 | 0 | 0 | 0 | 0 | 0 | 0 | 0 | 0 | 0 | 0 | 0 | 0 | 0 | 0 | 0 | 0 | 0 | 0 | 0 | 0 | 0 | 0 | 0 | 0 | 0 | 0 | 0 | 0 | 0 | 0 | 0 | 0 | 0 | 0 | 0 | 0 | 0 | 0 | 0 | 0 | 0 | 0 | 0 | 0 | 0 | 0 | 0 | 0 | 0 | 0 | 0 | 0 | 0 | 0 | 0 | 0 | 0 | 0 | 0 | 0 | 0 | 0 | 0 | 0 | 0 | 0 | 0 | 0 | 0 | 0 | 0 | 0 | 0 | 0 | 0 | 0 | 0 | 0 | 0 | 0 | 0 | 0 | 0 | 0 | 0 | 0 | 0 | 0 | 0 | 0 | 0 | 0 | 0 | 0 | 0 | 0 | 0 | 0 | 0 | 0 | 0 | 0 | 0 | 0 | 0 | 0 | 0 | 0 | 0 | 0 | 0 | 0 | 0 | 0 | 0 | 0 | 0 | 0 | 0 | 0 | 0 | 0 | 0 | 0 | 0 | 0 | 0 | 0 | 0 | 0 | 0 | 0 | 0 | 0 | 0 | 0 | 0 | 0 | 0 | 0 | 0 | 0 | 0 | 0 | 0 | 0 | 0 | 0 | 0 | 0 | 0 | 0 | 0 | 0 | 0 | 0 | 0 | 0 | 0 | 0 | 0 | 0 | 0 | 0 | 0 | 0 | 0 | 0 | 0 | 0 | 0 | 0 | 0 | 0 | 0 | 0 | 0 | 0 | 0 | 0 | 0 | 0 | 0 | 0 | 0 | 0 | 0 | 0 | 0 | 0 | 0 | 0 | 0 | 0 | 0 | 0 | 0 | 0 | 0 | 0 | 0 | 0 | 0 | 0 | 0 | 0 | 0 | 0 | 0 | 0 | 0 | 0 | 0 | 0 | 0 | 0 | 0 | 0 | 0 | 0 | 0 | 0 | 0 | 0 | 0 | 0 | 0 | 0 | 0 | 0 | 0 | 0 | 0 | 0 | 0 | 0 | 0 | 0 | 0 | 0 | 0 | 0 | 0 | 0 | 0 | 0 | 0 | 0 | 0 | 0 | 0 | 0 | 0 | 0 | 0 | 0 | 0 | 0 | 0 | 0 | 0 | 0 | 0 | 0 | 0 | 0 | 0 | 0 | 0 | 0 | 0 | 0 | 0 | 0 | 0 | 0 | 0 | 0 | 0 | 0 | 0 | 0 | 0 | 0 | 0 | 0 | 0 | 0 | 0 | 0 | 0 | 0 | 0 | 0 | 0 | 0 | 0 | 0 | 0 | 0 | 0 | 0 | 0 | 0 | 0 | 0 | 0 | 0 | 0 | 0 | 0 | 0 | 0 | 0 | 0 | 0 | 0 | 0 | 0 | 0 | 0 | 0 | 0 | 0 | 0 | 0 | 0 | 0 | 0 | 0 | 0 | 0 | 0 | 0 | 0 | 0 | 0 | 0 | 0 | 0 | 0 | 0 | 0 | 0 | 0 | 0 | 0 | 0 | 0 | 0 | 0 | 0 | 0 | 0 | 0 | 0 | 0 | 0 | 0 | 0 | 0 | 0 | 0 | 0 | 0 | 0 | 0 | 0 | 0 | 0 | 0 | 0 | 0 | 0 | 0 | 0 | 0 | 0 | 0 | 0 | 0 | 0 | 0 | 0 | 0 | 0 | 0 | 0 | 0 | 0 | 0 | 0 | 0 | 0 | 0 | 0 | 0 | 0 | 0 | 0 | 0 | 0 | 0 | 0 | 0 | 0 | 0 | 0 | 0 | 0 | 0 | 0 | 0 | 0 | 0 | 0 | 0 | 0 | 0 | 0 | 0 | 0 | 0 | 0 | 0 | 0 | 0 | 0 | 0 | 0 | 0 | 0 | 0 | 0 | 0 | 0 | 0 | 0 | 0 | 0 | 0 | 0 | 0 | 0 | 0 | 0 | 0 | 0 | 0 | 0 | 0 | 0 | 0 | 0 | 0 | 0 | 0 | 0 | 0 | 0 | 0 | 0 | 0 | 0 | 0 | 0 | 0 | 0 | 0 | 0 | 0 | 0 | 0 | 0 | 0 | 0 | 0 | 0 | 0 | 0 | 0 | 0 | 0 | 0 | 0 | 0 | 0 | 0 | 0 | 0 | 0 | 0 | 0 | 0 | 0 | 0 | 0 | 0 | 0 | 0 | 0 | 0 | 0 | 0 | 0 | 0 | 0 | 0 | 0 | 0 | 0 | 0 | 0 | 0 | 0 | 0 | 0 | 0 | 0 | 0 | 0 | 0 | 0 | 0 | 0 | 0 | 0 | 0 | 0 | 0 | 0 | 0 | 0 | 0 | 0 | 0 | 0 | 0 | 0 | 0 | 0 | 0 | 0 | 0 | 0 | 0 | 0 | 0 | 0 | 0 | 0 | 0 | 0 | 0 | 0 | 0 | 0 | 0 | 0 | 0 | 0 | 0 | 0 | 0 | 0 | 0 | 0 | 0 | 0 | 0 | 0 | 0 | 0 | 0 | 0 | 0 | 0 | 0 | 0 | 0 | 0 | 0 | 0 | 0 | 0 | 0 | 0 | 0 | 0 | 0 | 0 | 0 | 0 | 0 | 0 | 0 | 0 | 0 | 0 | 0 | 0 | 0 | 0 | 0 | 0 | 0 | 0 | 0 | 0 | 0 | 0 | 0 | 0 | 0 | 0 | 0 | 0 | 0 | 0 | 0 | 0 | 0 | 0 | 0 | 0 | 0 | 0 | 0 | 0 | 0 | 0 | 0 | 0 | 0 | 0 | 0 | 0 | 0 | 0 | 0 | 0 | 0 | 0 | 0 | 0 | 0 | 0 | 0 | 0 | 0 | 0 | 0 | 0 | 0 | 0 | 0 | 0 | 0 | 0 | 0 | 0 | 0 | 0 | 0 | 0 | 0 | 0 | 0 | 0 | 0 | 0 | 0 | 0 | 0 | 0 | 0 | 0 | 0 | 0 | 0 | 0 | 0 | 0 | 0 | 0 | 0 | 0 | 0 | 0 | 0 | 0 | 0 | 0 | 0 | 0 | 0 | 0 | 0 | 0 | 0 | 0 | 0 | 0 | 0 | 0 | 0 | 0 | 0 | 0 | 0 | 0 | 0 | 0 | 0 | 0 | 0 | 0 | 0 | 0 | 0 | 0 | 0 | 0 | 0 | 0 | 0 | 0 | 0 | 0 | 0 | 0 | 0 | 0 | 0 | 0 | 0 | 0 | 0 | 0 | 0 | 0 | 0 | 0 | 0 | 0 | 0 | 0 | 0 | 0 | 0 | 0 | 0 | 0 | 0 | 0 | 0 | 0 | 0 | 0 | 0 | 0 | 0 | 0 | 0 | 0 | 0 | 0 | 0 | 0 | 0 | 0 | 0 | 0 | 0 | 0 | 0 | 0 | 0 | 0 | 0 | 0 | 0 | 0 | 0 | 0 | 0 | 0 | 0 | 0 | 0 | 0 | 0 | 0 | 0 | 0 | 0 | 0 | 0 | 0 | 0 | 0 | 0 | 0 | 0 | 0 | 0 | 0 | 0 | 0 | 0 | 0 | 0 | 0 | 0 | 0 | 0 | 0 | 0 | 0 | 0 | 0 | 0 | 0 | 0 | 0 | 0 | 0 | 0 | 0 | 0 | 0 | 0 | 0 | 0 | 0 | 0 | 0 | 0 | 0 | 0 | 0 | 0 | 0 | 0 | 0 | 0 | 0 | 0 | 0 | 0 | 0 | 0 | 0 | 0 | 0 | 0 | 0 | 0 | 0 | 0 | 0 | 0 | 0 | 0 | 0 | 0 | 0 | 0 | 0 | 0 | 0 | 0 | 0 | 0 | 0 | 0 | 0 | 0 | 0 | 0 | 0 | 0 | 0 | 0 | 0 | 0 | 0 | 0 | 0 | 0 | 0 | 0 | 0 | 0 | 0 | 0 | 0 | 0 | 0 | 0 | 0 | 0 | 0 | 0 | 0 | 0 | 0 | 0 | 0 | 0 | 0 | 0 | 0 | 0 | 0 | 0 | 0 | 0 | 0 | 0 | 0 | 0 | 0 | 0 | 0 | 0 | 0 | 0 | 0 | 0 | 0 | 0 | 0 | 0 | 0 | 0 | 0 | 0 | 0 | 0 | 0 | 0 | 0 | 0 | 0 | 0 | 0 | 0 | 0 | 0 | 0 | 0 | 0 | 0 | 0 | 0 | 0 | 0 | 0 | 0 | 0 | 0 | 0 | 0 | 0 | 0 | 0 | 0 | 0 | 0 | 0 | 0 | 0 | 0 | 0 | 0 | 0 | 0 | 0 | 0 | 0 | 0 | 0 | 0 | 0 | 0 | 0 | 0 | 0 | 0 | 0 | 0 | 0 | 0 | 0 | 0 | 0 | 0 | 0 | 0 | 0 | 0 | 0 | 0 | 0 | 0 | 0 | 0 | 0 | 0 | 0 | 0 | 0 | 0 | 0 | 0 | 0 | 0 | 0 | 0 | 0 | 0 | 0 | 0 | 0 | 0 | 0 | 0 | 0 | 0 | 0 | 0 | 0 | 0 | 0 | 0 | 0 | 0 | 0 | 0 | 0 | 0 | 0 | 0 | 0 | 0 | 0 | 0 | 0 | 0 | 0 | 0 | 0 | 0 | 0 | 0 | 0 | 0 | 0 | 0 | 0 | 0 | 0 | 0 | 0 | 0 | 0 | 0 | 0 | 0 | 0 | 0 | 0 | 0 | 0 | 0 | 0 | 0 | 0 | 0 | 0 | 0 | 0 | 0 | 0 | 0 | 0 | 0 | 0 | 0 | 0 | 0 | 0 | 0 | 0 | 0 | 0 | 0 | 0 | 0 | 0 | 0 | 0 | 0 | 0 | 0 | 0 | 0 | 0 | 0 | 0 | 0 | 0 | 0 | 0 | 0 | 0 | 0 | 0 | 0 | 0 | 0 | 0 | 0 | 0 | 0 | 0 | 0 | 0 | 0 | 0 | 0 | 0 | 0 | 0 | 0 | 0 | 0 | 0 | 0 | 0 | 0 | 0 | 0 | 0 | 0 | 0 | 0 | 0 | 0 | 0 | 0 | 0 | 0 | 0 | 0 | 0 | 0 | 0 | 0 | 0 | 0 | 0 | 0 | 0 | 0 | 0 | 0 | 0 | 0 | 0 | 0 | 0 | 0 | 0 | 0 | 0 | 0 | 0 | 0 | 0 | 0 | 0 | 0 | 0 | 0 | 0 | 0 | 0 | 0 | 0 | 0 | 0 | 0 | 0 | 0 | 0 | 0 | 0 | 0 | 0 | 0 | 0 | 0 | 0 | 0 | 0 | 0 | 0 | 0 | 0 | 0 | 0 | 0 | 0 | 0 | 0 | 0 | 0 | 0 | 0 | 0 | 0 | 0 | 0 | 0 | 0 | 0 | 0 | 0 | 0 | 0 | 0 | 0 | 0 | 0 | 0 | 0 | 0 | 0 | 0 | 0 | 0 | 0 | 0 | 0 | 0 | 0 | 0 | 0 | 0 | 0 | 0 | 0 | 0 | 0 | 0 | 0 | 0 | 0 | 0 | 0 | 0 | 0 | 0 | 0 | 0 | 0 | 0 | 0 | 0 | 0 | 0 | 0 | 0 | 0 | 0 | 0 | 0 | 0 | 0 | 0 | 0 | 0 | 0 | 0 | 0 | 0 | 0 | 0 | 0 | 0 | 0 | 0 | 0 | 0 | 0 | 0 | 0 | 0 | 0 | 0 | 0 | 0 | 0 | 0 | 0 | 0 | 0 | 0 | 0 | 0 | 0 | 0 | 0 | 0 | 0 | 0 | 0 | 0 | 0 | 0 | 0 | 0 | 0 | 0 | 0 | 0 | 0 | 0 | 0 | 0 | 0 | 0 | 0 | 0 | 0 | 0 | 0 | 0 | 0 | 0 | 0 | 0 | 0 | 0 | 0 | 0 | 0 | 0 | 0 | 0 | 0 | 0 | 0 | 0 | 0 | 0 | 0 | 0 | 0 | 0 | 0 | 0 | 0 | 0 | 0 | 0 | 0 | 0 | 0 | 0 | 0 | 0 | 0 | 0 | 0 | 0 | 0 | 0 | 0 | 0 | 0 | 0 | 0 | 0 | 0 | 0 | 0 | 0 | 0 | 0 | 0 | 0 | 0 | 0 | 0 | 0 | 0 | 0 | 0 | 0 | 0 | 0 | 0 | 0 | 0 | 0 | 0 | 0 | 0 | 0 | 0 | 0 | 0 | 0 | 0 | 0 | 0 | 0 | 0 | 0 | 0 | 0 | 0 | 0 | 0 | 0 | 0 | 0 | 0 | 0 | 0 | 0 | 0 | 0 | 0 | 0 | 0 | 0 | 0 | 0 | 0 | 0 | 0 | 0 | 0 | 0 | 0 | 0 | 0 | 0 | 0 | 0 | 0 | 0 | 0 | 0 | 0 | 0 | 0 | 0 | 0 | 0 | 0 | 0 | 0 | 0 | 0 | 0 | 0 | 0 | 0 | 0 | 0 | 0 | 0 | 0 | 0 | 0 | 0 | 0 | 0 | 0 | 0 | 0 | 0 | 0 | 0 | 0 | 0 | 0 | 0 | 0 | 0 | 0 | 0 | 0 | 0 | 0 | 0 | 0 | 0 | 0 | 0 | 0 | 0 | 0 | 0 | 0 | 0 | 0 | 0 | 0 | 0 | 0 | 0 | 0 | 0 | 0 | 0 | 0 | 0 | 0 | 0 | 0 | 0 | 0 | 0 | 0 | 0 | 0 | 0 | 0 | 0 | 0 | 0 | 0 | 0 | 0 | 0 | 0 | 0 | 0 | 0 | 0 | 0 | 0 | 0 | 0 | 0 | 0 | 0 | 0 | 0 | 0 | 0 | 0 | 0 | 0 | 0 | 0 | 0 | 0 | 0 | 0 | 0 | 0 | 0 | 0 | 0 | 0 | 0 | 0 | 0 | 0 | 0 | 0 | 0 | 0 | 0 | 0 | 0 | 0 | 0 | 0 | 0 | 0 | 0 | 0 | 0 | 0 | 0 | 0 | 0 | 0 | 0 | 0 | 0 | 0 | 0 | 0 | 0 | 0 | 0 | 0 | 0 | 0 | 0 | 0 | 0 | 0 | 0 | 0 | 0 | 0 | 0 | 0 | 0 | 0 | 0 | 0 | 0 | 0 | 0 | 0 | 0 | 0 | 0 | 0 | 0 | 0 | 0 | 0 | 0 | 0 | 0 | 0 | 0 | 0 | 0 | 0 | 0 | 0 | 0 | 0 | 0 | 0 | 0 | 0 | 0 | 0 | 0 | 0 | 0 | 0 | 0 | 0 | 0 | 0 | 0 | 0 | 0 | 0 | 0 | 0 | 0 | 0 | 0 | 0 | 0 | 0 | 0 | 0 | 0 | 0 | 0 | 0 | 0 | 0 | 0 | 0 | 0 | 0 | 0 | 0 | 0 | 0 | 0 | 0 | 0 | 0 | 0 | 0 | 0 | 0 | 0 | 0 | 0 | 0 | 0 | 0 | 0 | 0 | 0 | 0 | 0 | 0 | 0 | 0 | 0 | 0 | 0 | 0 | 0 | 0 | 0 | 0 | 0 | 0 | 0 | 0 | 0 | 0 | 0 | 0 | 0 | 0 | 0 | 0 | 0 | 0 | 0 | 0 | 0 | 0 | 0 | 0 | 0 | 0 | 0 | 0 | 0 | 0 | 0 | 0 | 0 | 0 | 0 | 0 | 0 | 0 | 0 | 0 | 0 | 0 | 0 | 0 | 0 | 0 | 0 | 0 | 0 | 0 | 0 | 0 | 0 | 0 | 0 | 0 | 0 | 0 | 0 | 0 | 0 | 0 | 0 | 0 | 0 | 0 | 0 | 0 | 0 | 0 | 0 | 0 | 0 | 0 | 0 | 0 | 0 | 0 | 0 | 0 | 0 | 0 | 0 | 0 | 0 | 0 | 0 | 0 | 0 | 0 | 0 | 0 | 0 | 0 | 0 | 0 | 0 | 0 | 0 | 0 | 0 | 0 | 0 | 0 | 0 | 0 | 0 | 0 | 0 | 0 | 0 | 0 | 0 | 0 | 0 | 0 | 0 | 0 | 0 | 0 | 0 | 0 | 0 | 0 | 0 | 0 | 0 | 0 | 0 | 0 | 0 | 0 | 0 | 0 | 0 | 0 | 0 | 0 | 0 | 0 | 0 | 0 | 0 | 0 | 0 | 0 | 0 | 0 | 0 | 0 | 0 | 0 | 0 | 0 | 0 | 0 | 0 | 0 | 0 | 0 | 0 | 0 | 0 | 0 | 0 | 0 | 0 | 0 | 0 | 0 | 0 | 0 | 0 | 0 | 0 | 0 | 0 | 0 | 0 | 0 | 0 | 0 | 0 | 0 | 0 | 0 | 0 | 0 | 0 | 0 | 0 | 0 | 0 | 0 | 0 | 0 | 0 | 0 | 0 | 0 | 0 | 0 | 0 | 0 | 0 | 0 | 0 | 0 | 0 | 0 | 0 | 0 | 0 | 0 | 0 | 0 | 0 | 0 | 0 | 0 | 0 | 0 | 0 | 0 | 0 | 0 | 0 | 0 | 0 | 0 | 0 | 0 | 0 | 0 | 0 | 0 | 0 | 0 | 0 | 0 | 0 | 0 | 0 | 0 | 0 | 0 | 0 | 0 | 0 | 0 | 0 | 0 | 0 | 0 | 0 | 0 | 0 | 0 | 0 | 0 | 0 | 0 | 0 | 0 | 0 | 0 | 0 | 0 | 0 | 0 | 0 | 0 | 0 | 0 | 0 | 0 | 0 | 0 | 0 | 0 | 0 | 0 | 0 | 0 | 0 | 0 | 0 | 0 | 0 | 0 | 0 | 0 | 0 | 0 | 0 | 0 | 0 | 0 | 0 | 0 | 0 | 0 | 0 | 0 | 0 | 0 | 0 | 0 | 0 | 0 | 0 | 0 | 0 | 0 | 0 | 0 | 0 | 0 | 0 | 0 | 0 | 0 | 0 | 0 | 0 | 0 | 0 | 0 | 0 | 0 | 0 | 0 | 0 | 0 | 0 | 0 | 0 | 0 | 0 | 0 | 0 | 0 | 0 | 0 | 0 | 0 | 0 | 0 | 0 | 0 | 0 | 0 | 0 | 0 | 0 | 0 | 0 | 0 | 0 | 0 | 0 | 0 | 0 | 0 | 0 | 0 | 0 | 0 | 0 | 0 | 0 | 0 | 0 | 0 | 0 | 0 | 0 | 0 | 0 | 0 | 0 | 0 | 0 | 0 | 0 | 0 | 0 | 0 | 0 | 0 | 0 | 0 | 0 | 0 | 0 | 0 | 0 | 0 | 0 | 0 | 0 | 0 | 0 | 0 | 0 | 0 | 0 | 0 | 0 | 0 | 0 | 0 | 0 | 0 | 0 | 0 | 0 | 0 | 0 | 0 | 0 | 0 | 0 | 0 | 0 | 0 | 0 | 0 | 0 | 0 | 0 | 0 | 0 | 0 | 0 | 0 | 0 | 0 | 0 | 0 | 0 | 0 | 0 | 0 | 0 | 0 | 0 | 0 | 0 | 0 | 0 | 0 | 0 | 0 | 0 | 0 | 0 | 0 | 0 | 0 | 0 | 0 | 0 | 0 | 0 | 0 | 0 | 0 | 0 | 0 | 0 | 0 | 0 | 0 | 0 | 0 | 0 | 0 | 0 | 0 | 0 | 0 | 0 | 0 | 0 | 0 | 0 | 0 | 0 | 0 | 0 | 0 | 0 | 0 | 0 | 0 | 0 | 0 | 0 | 0 | 0 | 0 | 0 | 0 | 0 | 0 | 0 | 0 | 0 | 0 | 0 | 0 | 0 | 0 | 0 | 0 | 0 | 0 | 0 | 0 | 0 | 0 | 0 | 0 | 0 | 0 | 0 | 0 | 0 | 0 | 0 | 0 | 0 | 0 | 0 | 0 | 0 | 0 | 0 | 0 | 0 | 0 | 0 | 0 | 0 | 0 | 0 | 0 | 0 | 0 | 0 | 0 | 0 | 0 | 0 | 0 | 0 | 0 | 0 | 0 | 0 | 0 | 0 | 0 | 0 | 0 | 0 | 0 | 0 | 0 | 0 | 0 | 0 | 0 | 0 | 0 | 0 | 0 | 0 | 0 | 0 | 0 | 0 | 0 | 0 | 0 | 0 | 0 | 0 | 0 | 0 | 0 | 0 | 0 | 0 | 0 | 0 | 0 | 0 | 0 | 0 | 0 | 0 | 0 | 0 | 0 | 0 | 0 | 0 | 0 | 0 | 0 | 0 | 0 | 0 | 0 | 0 | 0 | 0 | 0 | 0 | 0 | 0 | 0 | 0 | 0 | 0 | 0 | 0 | 0 | 0 | 0 | 0 | 0 | 0 | 0 | 0 | 0 | 0 | 0 | 0 | 0 | 0 | 0 | 0 | 0 | 0 | 0 | 0 | 0 | 0 | 0 | 0 | 0 | 0 | 0 | 0 | 0 | 0 | 0 | 0 | 0 | 0 | 0 | 0 | 0 | 0 | 0 | 0 | 0 | 0 | 0 | 0 | 0 | 0 | 0 | 0 | 0 | 0 | 0 | 0 | 0 | 0 | 0 | 0 | 0 | 0 | 0 | 0 | 0 | 0 | 0 | 0 | 0 | 0 | 0 | 0 | 0 | 0 | 0 | 0 | 0 | 0 | 0 | 0 | 0 | 0 | 0 | 0 | 0 | 0 | 0 | 0 | 0 | 0 | 0 | 0 | 0 | 0 | 0 | 0 | 0 | 0 | 0 | 0 | 0 | 0 | 0 | 0 | 0 | 0 | 0 | 0 | 0 | 0 | 0 | 0 | 0 | 0 | 0 | 0 | 0 | 0 | 0 | 0 | 0 | 0 | 0 | 0 | 0 | 0 | 0 | 0 | 0 | 0 | 0 | 0 | 0 | 0 | 0 | 0 | 0 | 0 | 0 | 0 | 0 | 0 | 0 | 0 | 0 | 0 | 0 | 0 | 0 | 0 | 0 | 0 | 0 | 0 | 0 | 0 | 0 | 0 | 0 | 0 | 0 | 0 | 0 | 0 | 0 | 0 | 0 | 0 | 0 | 0 | 0 | 0 | 0 | 0 | 0 | 0 | 0 | 0 | 0 | 0 | 0 | 0 | 0 | 0 | 0 | 0 | 0 | 0 | 0 | 0 | 0 | 0 | 0 | 0 | 0 | 0 | 0 | 0 | 0 | 0 | 0 | 0 | 0 | 0 | 0 | 0 | 0 | 0 | 0 | 0 | 0 | 0 | 0 | 0 | 0 | 0 | 0 | 0 | 0 | 0 | 0 | 0 | 0 | 0 | 0 | 0 | 0 | 0 | 0 | 0 | 0 | 0 | 0 | 0 | 0 | 0 | 0 | 0 | 0 | 0 | 0 | 0 | 0 | 0 | 0 | 0 | 0 | 0 | 0 | 0 | 0 | 0 | 0 | 0 | 0 | 0 | 0 | 0 | 0 | 0 | 0 | 0 | 0 | 0 | 0 | 0 | 0 | 0 | 0 | 0 | 0 | 0 | 0 | 0 | 0 | 0 | 0 | 0 | 0 | 0 | 0 | 0 | 0 | 0 | 0 | 0 | 0 | 0 | 0 | 0 | 0 | 0 | 0 | 0 | 0 | 0 | 0 | 0 | 0 | 0 | 0 | 0 | 0 | 0 | 0 | 0 | 0 | 0 | 0 | 0 | 0 | 0 | 0 | 0 | 0 | 0 | 0 | 0 | 0 | 0 | 0 | 0 | 0 | 0 | 0 | 0 | 0 | 0 | 0 | 0 | 0 | 0 | 0 | 0 | 0 | 0 | 0 | 0 | 0 | 0 | 0 | 0 | 0 | 0 | 0 | 0 | 0 | 0 | 0 | 0 | 0 | 0 | 0 | 0 | 0 | 0 | 0 | 0 | 0 | 0 | 0 | 0 | 0 | 0 | 0 | 0 | 0 | 0 | 0 | 0 | 0 | 0 | 0 | 0 | 0 | 0 | 0 | 0 | 0 | 0 | 0 | 0 | 0 | 0 | 0 | 0 | 0 | 0 | 0 | 0 | 0 | 0 | 0 | 0 | 0 | 0 | 0 | 0 | 0 | 0 | 0 | 0 | 0 | 0 | 0 | 0 | 0 | 0 | 0 | 0 | 0 | 0 | 0 | 0 | 0 | 0 | 0 | 0 | 0 | 0 | 0 | 0 | 0 | 0 | 0 | 0 | 0 | 0 | 0 | 0 | 0 | 0 | 0 | 0 | 0 | 0 | 0 | 0 | 0 | 0 | 0 | 0 | 0 | 0 | 0 | 0 | 0 | 0 | 0 | 0 | 0 | 0 | 0 | 0 | 0 | 0 | 0 | 0 | 0 | 0 | 0 | 0 | 0 | 0 | 0 | 0 | 0 | 0 | 0 | 0 | 0 | 0 | 0 | 0 | 0 | 0 | 0 | 0 | 0 | 0 | 0 | 0 | 0 | 0 | 0 | 0 | 0 | 0 | 0 | 0 | 0 | 0 | 0 | 0 | 0 | 0 | 0 | 0 | 0 | 0 | 0 | 0 | 0 | 0 | 0 | 0 | 0 | 0 | 0 | 0 | 0 | 0 | 0 | 0 | 0 | 0 | 0 | 0 | 0 | 0 | 0 | 0 | 0 | 0 | 0 | 0 | 0 | 0 | 0 | 0 | 0 | 0 | 0 | 0 | 0 | 0 | 0 | 0 | 0 | 0 | 0 | 0 | 0 | 0 | 0 | 0 | 0 | 0 | 0 | 0 | 0 | 0 | 0 | 0 | 0 | 0 | 0 | 0 | 0 | 0 | 0 | 0 | 0 | 0 | 0 | 0 | 0 | 0 | 0 | 0 | 0 | 0 | 0 | 0 | 0 | 0 | 0 | 0 | 0 | 0 | 0 | 0 | 0 | 0 | 0 | 0 | 0 | 0 | 0 | 0 | 0 | 0 | 0 | 0 | 0 | 0 | 0 | 0 | 0 | 0 | 0 | 0 | 0 | 0 | 0 | 0 | 0 | 0 | 0 | 0 | 0 | 0 | 0 | 0 | 0 | 0 | 0 | 0 | 0 | 0 | 0 | 0 | 0 | 0 | 0 | 0 | 0 | 0 | 0 | 0 | 0 | 0 | 0 | 0 | 0 | 0 | 0 | 0 | 0 | 0 | 0 | 0 | 0 | 0 | 0 | 0 | 0 | 0 | 0 | 0 | 0 | 0 | 0 | 0 | 0 | 0 | 0 | 0 | 0 | 0 | 0 | 0 | 0 | 0 | 0 | 0 | 0 | 0 | 0 | 0 | 0 | 0 | 0 | 0 | 0 | 0 | 0 | 0 | 0 | 0 | 0 | 0 | 0 | 0 | 0 | 0 | 0 | 0 | 0 | 0 | 0 | 0 | 0 | 0 | 0 | 0 | 0 | 0 | 0 | 0 | 0 | 0 | 0 | 0 | 0 | 0 | 0 | 0 | 0 | 0 | 0 | 0 | 0 | 0 | 0 | 0 | 0 | 0 | 0 | 0 | 0 | 0 | 0 | 0 | 0 | 0 | 0 | 0 | 0 | 0 | 0 | 0 | 0 | 0 | 0 | 0 | 0 | 0 | 0 | 0 | 0 | 0 | 0 | 0 | 0 | 0 | 0 | 0 | 0 | 0 | 0 | 0 | 0 | 0 | 0 | 0 | 0 | 0 | 0 | 0 | 0 | 0 | 0 | 0 | 0 | 0 | 0 | 0 | 0 | 0 | 0 | 0 | 0 | 0 | 0 | 0 | 0 | 0 | 0 | 0 | 0 | 0 | 0 | 0 | 0 | 0 | 0 | 0 | 0 | 0 | 0 | 0 | 0 | 0 | 0 | 0 | 0 | 0 | 0 | 0 | 0 | 0 | 0 | 0 | 0 | 0 | 0 | 0 | 0 | 0 | 0 | 0 | 0 | 0 | 0 | 0 | 0 | 0 | 0 | 0 | 0 | 0 | 0 | 0 | 0 | 0 | 0 | 0 | 0 | 0 | 0 | 0 | 0 | 0 | 0 | 0 | 0 | 0 | 0 | 0 | 0 | 0 | 0 | 0 | 0 | 0 | 0 | 0 | 0 | 0 | 0 | 0 | 0 | 0 | 0 | 0 | 0 | 0 | 0 | 0 | 0 | 0 | 0 | 0 | 0 | 0 | 0 | 0 | 0 | 0 | 0 | 0 | 0 | 0 | 0 | 0 | 0 | 0 | 0 | 0 | 0 | 0 | 0 | 0 | 0 | 0 | 0 | 0 | 0 | 0 | 0 | 0 | 0 | 0 | 0 | 0 | 0 | 0 | 0 | 0 | 0 | 0 | 0 | 0 | 0 | 0 | 0 | 0 | 0 | 0 | 0 | 0 | 0 | 0 | 0 | 0 | 0 | 0 | 0 | 0 | 0 | 0 | 0 | 0 | 0 | 0 | 0 | 0 | 0 | 0 | 0 | 0 | 0 | 0 | 0 | 0 | 0 | 0 | 0 | 0 | 0 | 0 | 0 | 0 | 0 | 0 | 0 | 0 | 0 | 0 | 0 | 0 | 0 | 0 | 0 | 0 | 0 | 0 | 0 | 0 | 0 | 0 | 0 | 0 | 0 | 0 | 0 | 0 | 0 | 0 | 0 | 0 | 0 | 0 | 0 | 0 | 0 | 0 | 0 | 0 | 0 | 0 | 0 | 0 | 0 | 0 | 0 | 0 | 0 | 0 | 0 | 0 | 0 | 0 | 0 | 0 | 0 | 0 | 0 | 0 | 0 | 0 | 0 | 0 | 0 | 0 | 0 | 0 | 0 | 0 | 0 | 0 | 0 | 0 | 0 | 0 | 0 | 0 | 0 | 0 | 0 | 0 | 0 | 0 | 0 | 0 | 0 | 0 | 0 | 0 | 0 | 0 | 0 | 0 | 0 | 0 | 0 | 0 | 0 | 0 | 0 | 0 | 0 | 0 | 0 | 0 | 0 | 0 | 0 | 0 | 0 | 0 | 0 | 0 | 0 | 0 | 0 | 0 | 0 | 0 | 0 | 0 | 0 | 0 | 0 | 0 | 0 | 0 | 0 | 0 | 0 | 0 | 0 | 0 | 0 | 0 | 0 | 0 | 0 | 0 | 0 | 0 | 0 | 0 | 0 | 0 | 0 | 0 | 0 | 0 | 0 | 0 | 0 | 0 | 0 | 0 | 0 | 0 | 0 | 0 | 0 | 0 | 0 | 0 | 0 | 0 | 0 | 0 | 0 | 0 | 0 | 0 | 0 | 0 | 0 | 0 | 0 | 0 | 0 | 0 | 0 | 0 | 0 | 0 | 0 | 0 | 0 | 0 | 0 | 0 | 0 | 0 | 0 | 0 | 0 | 0 | 0 | 0 | 0 | 0 | 0 | 0 | 0 | 0 | 0 | 0 | 0 | 0 | 0 | 0 | 0 | 0 | 0 | 0 | 0 | 0 | 0 | 0 | 0 | 0 | 0 | 0 | 0 | 0 | 0 | 0 | 0 | 0 | 0 | 0 | 0 | 0 | 0 | 0 | 0 | 0 | 0 | 0 | 0 | 0 | 0 | 0 | 0 | 0 | 0 | 0 | 0 | 0 | 0 | 0 | 0 | 0 | 0 | 0 | 0 | 0 | 0 | 0 | 0 | 0 | 0 | 0 | 0 | 0 | 0 | 0 | 0 | 0 | 0 | 0 | 0 | 0 | 0 | 0 | 0 | 0 | 0 | 0 | 0 | 0 | 0 | 0 | 0 | 0 | 0 | 0 | 0 | 0 | 0 | 0 | 0 | 0 | 0 | 0 | 0 | 0 | 0 | 0 | 0 | 0 | 0 | 0 | 0 | 0 | 0 | 0 | 0 | 0 | 0 | 0 | 0 | 0 | 0 | 0 | 0 | 0 | 0 | 0 | 0 | 0 | 0 | 0 | 0 | 0 | 0 | 0 | 0 | 0 | 0 | 0 | 0 | 0 | 0 | 0 | 0 | 0 | 0 | 0 | 0 | 0 | 0 | 0 | 0 | 0 | 0 | 0 | 0 | 0 | 0 | 0 | 0 | 0 | 0 | 0 | 0 | 0 | 0 | 0 | 0 | 0 | 0 | 0 | 0 | 0 | 0 | 0 | 0 | 0 | 0 | 0 | 0 | 0 | 0 | 0 | 0 | 0 | 0 | 0 | 0 | 0 | 0 | 0 | 0 | 0 | 0 | 0 | 0 | 0 | 0 | 0 | 0 | 0 | 0 | 0 | 0 | 0 | 0 | 0 | 0 | 0 | 0 | 0 | 0 | 0 | 0 | 0 | 0 | 0 | 0 | 0 | 0 | 0 | 0 | 0 | 0 | 0 | 0 | 0 | 0 | 0 | 0 | 0 | 0 | 0 | 0 | 0 | 0 | 0 | 0 | 0 | 0 | 0 | 0 | 0 | 0 | 0 | 0 | 0 | 0 | 0 | 0 | 0 | 0 | 0 | 0 | 0 | 0 | 0 | 0 | 0 | 0 | 0 | 0 | 0 | 0 | 0 | 0 | 0 | 0 | 0 | 0 | 0 | 0 | 0 | 0 | 0 | 0 | 0 | 0 | 0 | 0 | 0 | 0 | 0 | 0 | 0 | 0 | 0 | 0 | 0 | 0 | 0 | 0 | 0 | 0 | 0 | 0 | 0 | 0 | 0 | 0 | 0 | 0 | 0 | 0 | 0 | 0 | 0 | 0 | 0 | 0 | 0 | 0 | 0 | 0 | 0 | 0 | 0 | 0 | 0 | 0 | 0 | 0 | 0 | 0 | 0 | 0 | 0 | 0 | 0 | 0 | 0 | 0 | 0 | 0 | 0 | 0 | 0 | 0 | 0 | 0 | 0 | 0 | 0 | 0 | 0 | 0 | 0 | 0 | 0 | 0 | 0 | 0 | 0 | 0 | 0 | 0 | 0 | 0 | 0 | 0 | 0 | 0 | 0 | 0 | 0 | 0 | 0 | 0 | 0 | 0 | 0 | 0 | 0 | 0 | 0 | 0 | 0 | 0 | 0 | 0 | 0 | 0 | 0 | 0 | 0 | 0 | 0 | 0 | 0 | 0 | 0 | 0 | 0 | 0 | 0 | 0 | 0 | 0 | 0 | 0 | 0 | 0 | 0 | 0 | 0 | 0 | 0 | 0 | 0 | 0 | 0 | 0 | 0 | 0 | 0 | 0 | 0 | 0 | 0 | 0 | 0 | 0 | 0 | 0 | 0 | 0 | 0 | 0 | 0 | 0 | 0 | 0 | 0 | 0 | 0 | 0 | 0 | 0 | 0 | 0 | 0 | 0 | 0 | 0 | 0 | 0 | 0 | 0 | 0 | 0 | 0 | 0 | 0 | 0 | 0 | 0 | 0 | 0 | 0 | 0 | 0 | 0 | 0 | 0 | 0 | 0 | 0 | 0 | 0 | 0 | 0 | 0 | 0 | 0 | 0 | 0 | 0 | 0 | 0 | 0 | 0 | 0 | 0 | 0 | 0 | 0 | 0 | 0 | 0 | 0 | 0 | 0 | 0 | 0 | 0 | 0 | 0 | 0 | 0 | 0 | 0 | 0 | 0 | 0 | 0 | 0 | 0 | 0 | 0 | 0 | 0 | 0 | 0 | 0 | 0 | 0 | 0 | 0 | 0 | 0 | 0 | 0 | 0 | 0 | 0 | 0 | 0 | 0 | 0 | 0 | 0 | 0 | 0 | 0 | 0 | 0 | 0 | 0 | 0 | 0 | 0 | 0 | 0 | 0 | 0 | 0 | 0 | 0 | 0 | 0 | 0 | 0 | 0 | 0 | 0 | 0 | 0 | 0 | 0 | 0 | 0 | 0 | 0 | 0 | 0 | 0 | 0 | 0 | 0 | 0 | 0 | 0 | 0 | 0 | 0 | 0 | 0 | 0 | 0 | 0 | 0 | 0 | 0 | 0 | 0 | 0 | 0 | 0 | 0 | 0 | 0 | 0 | 0 | 0 | 0 | 0 | 0 | 0 | 0 | 0 | 0 | 0 | 0 | 0 | 0 | 0 | 0 | 0 | 0 | 0 | 0 | 0 | 0 | 0 | 0 | 0 | 0 | 0 | 0 | 0 | 0 | 0 | 0 | 0 | 0 | 0 | 0 | 0 | 0 | 0 | 0 | 0 | 0 | 0 | 0 | 0 | 0 | 0 | 0 | 0 | 0 | 0 | 0 | 0 | 0 | 0 | 0 | 0 | 0 | 0 | 0 | 0 | 0 | 0 | 0 | 0 | 0 | 0 | 0 | 0 | 0 | 0 | 0 | 0 | 0 | 0 | 0 | 0 | 0 | 0 | 0 | 0 | 0 | 0 | 0 | 0 | 0 | 0 | 0 | 0 | 0 | 0 | 0 | 0 | 0 | 0 | 0 | 0 | 0 | 0 | 0 | 0 | 0 | 0 | 0 | 0 | 0 | 0 | 0 | 0 | 0 | 0 | 0 | 0 | 0 | 0 | 0 | 0 | 0 | 0 | 0 | 0 | 0 | 0 | 0 | 0 | 0 | 0 | 0 | 0 | 0 | 0 | 0 | 0 | 0 | 0 | 0 | 0 | 0 | 0 | 0 | 0 | 0 | 0 | 0 | 0 | 0 | 0 | 0 | 0 | 0 | 0 | 0 | 0 | 0 | 0 | 0 | 0 | 0 | 0 | 0 | 0 | 0 | 0 | 0 | 0 | 0 | 0 | 0 | 0 | 0 | 0 | 0 | 0 | 0 | 0 | 0 | 0 | 0 | 0 | 0 | 0 | 0 | 0 | 0 | 0 | 0 | 0 | 0 | 0 | 0 | 0 | 0 | 0 | 0 | 0 | 0 | 0 | 0 | 0 | 0 | 0 | 0 | 0 | 0 | 0 | 0 | 0 | 0 | 0 | 0 | 0 | 0 | 0 | 0 | 0 | 0 | 0 | 0 | 0 | 0 | 0 | 0 | 0 | 0 | 0 | 0 | 0 | 0 | 0 | 0 | 0 | 0 | 0 | 0 | 0 | 0 | 0 | 0 | 0 | 0 | 0 | 0 | 0 | 0 | 0 | 0 | 0 | 0 | 0 | 0 | 0 | 0 | 0 | 0 | 0 | 0 | 0 | 0 | 0 | 0 | 0 | 0 | 0 | 0 | 0 | 0 | 0 | 0 | 0 | 0 | 0 | 0 | 0 | 0 | 0 | 0 | 0 | 0 | 0 | 0 | 0 | 0 | 0 | 0 | 0 | 0 | 0 | 0 | 0 | 0 | 0 | 0 | 0 | 0 | 0 | 0 | 0 | 0 | 0 | 0 | 0 | 0 | 0 | 0 | 0 | 0 | 0 | 0 | 0 | 0 | 0 | 0 | 0 | 0 | 0 | 0 | 0 | 0 | 0 | 0 | 0 | 0 | 0 | 0 | 0 | 0 | 0 | 0 | 0 | 0 | 0 | 0 | 0 | 0 | 0 | 0 | 0 | 0 | 0 | 0 | 0 | 0 | 0 | 0 | 0 | 0 | 0 | 0 | 0 | 0 | 0 | 0 | 0 | 0 | 0 | 0 | 0 | 0 | 0 | 0 | 0 | 0 | 0 | 0 | 0 | 0 | 0 | 0 | 0 | 0 | 0 | 0 | 0 | 0 | 0 | 0 | 0 | 0 | 0 | 0 | 0 | 0 | 0 | 0 | 0 | 0 | 0 | 0 | 0 | 0 | 0 | 0 | 0 | 0 | 0 | 0 | 0 | 0 | 0 | 0 | 0 | 0 | 0 | 0 | 0 | 0 | 0 | 0 | 0 | 0 | 0 | 0 | 0 | 0 | 0 | 0 | 0 | 0 | 0 | 0 | 0 | 0 | 0 | 0 | 0 | 0 | 0 | 0 | 0 | 0 | 0 | 0 | 0 | 0 | 0 | 0 | 0 | 0 | 0 | 0 | 0 | 0 | 0 | 0 | 0 | 0 | 0 | 0 | 0 | 0 | 0 | 0 | 0 | 0 | 0 | 0 | 0 | 0 | 0 | 0 | 0 | 0 | 0 | 0 | 0 | 0 | 0 | 0 | 0 | 0 | 0 | 0 | 0 | 0 | 0 | 0 | 0 | 0 | 0 | 0 | 0 | 0 | 0 | 0 | 0 | 0 | 0 | 0 | 0 | 0 | 0 | 0 | 0 | 0 | 0 | 0 | 0 | 0 | 0 | 0 | 0 | 0 | 0 | 0 | 0 | 0 | 0 | 0 | 0 | 0 | 0 | 0 | 0 | 0 | 0 | 0 | 0 | 0 | 0 | 0 | 0 | 0 | 0 | 0 | 0 | 0 | 0 | 0 | 0 | 0 | 0 | 0 | 0 | 0 | 0 | 0 | 0 | 0 | 0 | 0 | 0 | 0 | 0 | 0 | 0 | 0 | 0 | 0 | 0 | 0 | 0 | 0 | 0 | 0 | 0 | 0 | 0 | 0 | 0 | 0 | 0 | 0 | 0 | 0 | 0 | 0 | 0 | 0 | 0 | 0 | 0 | 0 | 0 | 0 | 0 | 0 | 0 | 0 | 0 | 0 | 0 | 0 | 0 | 0 | 0 | 0 | 0 | 0 | 0 | 0 | 0 | 0 | 0 | 0 | 0 | 0 | 0 | 0 | 0 | 0 | 0 | 0 | 0 | 0 | 0 | 0 | 0 | 0 | 0 | 0 | 0 | 0 | 0 | 0 | 0 | 0 | 0 | 0 | 0 | 0 | 0 | 0 | 0 | 0 | 0 | 0 | 0 | 0 | 0 | 0 | 0 | 0 | 0 | 0 | 0 | 0 | 0 | 0 | 0 | 0 | 0 | 0 | 0 | 0 | 0 | 0 | 0 | 0 | 0 | 0 | 0 | 0 | 0 | 0 | 0 | 0 | 0 | 0 | 0 | 0 | 0 | 0 | 0 | 0 | 0 | 0 | 0 | 0 | 0 | 0 | 0 | 0 | 0 | 0 | 0 | 0 | 0 | 0 | 0 | 0 | 0 | 0 | 0 | 0 | 0 | 0 | 0 | 0 | 0 | 0 | 0 | 0 | 0 | 0 | 0 | 0 | 0 | 0 | 0 | 0 | 0 | 0 | 0 | 0 | 0 | 0 | 0 | 0 | 0 | 0 | 0 | 0 | 0 | 0 | 0 | 0 | 0 | 0 | 0 | 0 | 0 | 0 | 0 | 0 | 0 | 0 | 0 | 0 | 0 | 0 | 0 | 0 | 0 | 0 | 0 | 0 | 0 | 0 | 0 | 0 | 0 | 0 | 0 | 0 | 0 | 0 | 0 | 0 | 0 | 0 | 0 | 0 | 0 | 0 | 0 | 0 | 0 | 0 | 0 | 0 | 0 | 0 | 0 | 0 | 0 | 0 | 0 | 0 | 0 | 0 | 0 | 0 | 0 | 0 | 0 | 0 | 0 | 0 | 0 | 0 | 0 | 0 | 0 | 0 | 0 | 0 | 0 | 0 | 0 | 0 | 0 | 0 | 0 | 0 | 0 | 0 | 0 | 0 | 0 | 0 | 0 | 0 | 0 | 0 | 0 | 0 | 0 | 0 | 0 | 0 | 0 | 0 | 0 | 0 | 0 | 0 | 0 | 0 | 0 | 0 | 0 | 0 | 0 | 0 | 0 | 0 | 0 | 0 | 0 | 0 | 0 | 0 | 0 | 0 | 0 | 0 | 0 | 0 | 0 | 0 | 0 | 0 | 0 | 0 | 0 | 0 | 0 | 0 | 0 | 0 | 0 | 0 | 0 | 0 | 0 | 0 | 0 | 0 | 0 | 0 | 0 | 0 | 0 | 0 | 0 | 0 | 0 | 0 | 0 | 0 | 0 | 0 | 0 | 0 | 0 | 0 | 0 | 0 | 0 | 0 | 0 | 0 | 0 | 0 | 0 | 0 | 0 | 0 | 0 | 0 | 0 | 0 | 0 | 0 | 0 | 0 | 0 | 0 | 0 | 0 | 0 | 0 | 0 | 0 | 0 | 0 | 0 | 0 | 0 | 0 | 0 | 0 | 0 | 0 | 0 | 0 | 0 | 0 | 0 | 0 | 0 | 0 | 0 | 0 | 0 | 0 | 0 | 0 | 0 | 0 | 0 | 0 | 0 | 0 | 0 | 0 | 0 | 0 | 0 | 0 | 0 | 0 | 0 | 0 | 0 | 0 | 0 | 0 | 0 | 0 | 0 | 0 | 0 | 0 | 0 | 0 | 0 | 0 | 0 | 0 | 0 | 0 | 0 | 0 | 0 | 0 | 0 | 0 | 0 | 0 | 0 | 0 | 0 | 0 | 0 | 0 | 0 | 0 | 0 | 0 | 0 | 0 | 0 | 0 | 0 | 0 | 0 | 0 | 0 | 0 | 0 | 0 | 0 | 0 | 0 | 0 | 0 | 0 | 0 | 0 | 0 | 0 | 0 | 0 | 0 | 0 | 0 | 0 | 0 | 0 | 0 | 0 | 0 | 0 | 0 | 0 | 0 | 0 | 0 | 0 | 0 | 0 | 0 | 0 | 0 | 0 | 0 | 0 | 0 | 0 | 0 | 0 | 0 | 0 | 0 | 0 | 0 | 0 | 0 | 0 | 0 | 0 | 0 | 0 | 0 | 0 | 0 | 0 | 0 | 0 | 0 | 0 | 0 | 0 | 0 | 0 | 0 | 0 | 0 | 0 | 0 | 0 | 0 | 0 | 0 | 0 | 0 | 0 | 0 | 0 | 0 | 0 | 0 | 0 | 0 | 0 | 0 | 0 | 0 | 0 | 0 | 0 | 0 | 0 | 0 | 0 | 0 | 0 | 0 | 0 | 0 | 0 | 0 | 0 | 0 | 0 | 0 | 0 | 0 | 0 | 0 | 0 | 0 | 0 | 0 | 0 | 0 | 0 | 0 | 0 | 0 | 0 | 0 | 0 | 0 | 0 | 0 | 0 | 0 | 0 | 0 | 0 | 0 | 0 | 0 | 0 | 0 | 0 | 0 | 0 | 0 | 0 | 0 | 0 | 0 | 0 | 0 | 0 | 0 | 0 | 0 | 0 | 0 | 0 | 0 | 0 | 0 | 0 | 0 | 0 | 0 | 0 | 0 | 0 | 0 | 0 | 0 | 0 | 0 | 0 | 0 | 0 | 0 | 0 | 0 | 0 | 0 | 0 | 0 | 0 | 0 | 0 | 0 | 0 | 0 | 0 | 0 | 0 | 0 | 0 | 0 | 0 | 0 | 0 | 0 | 0 | 0 | 0 | 0 | 0 | 0 | 0 | 0 | 0 | 0 | 0 | 0 | 0 | 0 | 0 | 0 | 0 | 0 | 0 | 0 | 0 | 0 | 0 | 0 | 0 | 0 | 0 | 0 | 0 | 0 | 0 | 0 | 0 | 0 | 0 | 0 | 0 | 0 | 0 | 0 | 0 | 0 | 0 | 0 | 0 | 0 | 0 | 0 | 0 | 0 | 0 | 0 | 0 | 0 | 0 | 0 | 0 | 0 | 0 | 0 | 0 | 0 | 0 | 0 | 0 | 0 | 0 | 0 | 0 | 0 | 0 | 0 | 0 | 0 | 0 | 0 | 0 | 0 | 0 | 0 | 0 | 0 | 0 | 0 | 0 | 0 | 0 | 0 | 0 | 0 | 0 | 0 | 0 | 0 | 0 | 0 | 0 | 0 | 0 | 0 | 0 | 0 | 0 | 0 | 0 | 0 | 0 | 0 | 0 | 0 | 0 | 0 | 0 | 0 | 0 | 0 | 0 | 0 | 0 | 0 | 0 | 0 | 0 | 0 | 0 | 0 | 0 | 0 | 0 | 0 | 0 | 0 | 0 | 0 | 0 | 0 | 0 | 0 | 0 | 0 | 0 | 0 | 0 | 0 | 0 | 0 | 0 | 0 | 0 | 0 | 0 | 0 | 0 | 0 | 0 | 0 | 0 | 0 | 0 | 0 | 0 | 0 | 0 | 0 | 0 | 0 | 0 | 0 | 0 | 0 | 0 | 0 | 0 | 0 | 0 | 0 | 0 | 0 | 0 | 0 | 0 | 0 | 0 | 0 | 0 | 0 | 0 | 0 | 0 | 0 | 0 | 0 | 0 | 0 | 0 | 0 | 0 | 0 | 0 | 0 | 0 | 0 | 0 | 0 | 0 | 0 | 0 | 0 | 0 | 0 | 0 | 0 | 0 | 0 | 0 | 0 | 0 | 0 | 0 | 0 | 0 | 0 | 0 | 0 | 0 | 0 | 0 | 0 | 0 | 0 | 0 | 0 | 0 | 0 | 0 | 0 | 0 | 0 | 0 | 0 | 0 | 0 | 0 | 0 | 0 | 0 | 0 | 0 | 0 | 0 | 0 | 0 | 0 | 0 | 0 | 0 | 0 | 0 | 0 | 0 | 0 | 0 | 0 | 0 | 0 | 0 | 0 | 0 | 0 | 0 | 0 | 0 | 0 | 0 | 0 | 0 | 0 | 0 | 0 | 0 | 0 | 0 | 0 | 0 | 0 | 0 | 0 | 0 | 0 | 0 | 0 | 0 | 0 | 0 | 0 | 0 | 0 | 0 | 0 | 0 | 0 | 0 | 0 | 0 | 0 | 0 | 0 | 0 | 0 | 0 | 0 | 0 | 0 | 0 | 0 | 0 | 0 | 0 | 0 | 0 | 0 | 0 | 0 | 0 | 0 | 0 | 0 | 0 | 0 | 0 | 0 | 0 | 0 | 0 | 0 | 0 | 0 | 0 | 0 | 0 | 0 | 0 | 0 | 0 | 0 | 0 | 0 | 0 | 0 | 0 | 0 | 0 | 0 | 0 | 0 | 0 | 0 | 0 | 0 | 0 | 0 | 0 | 0 | 0 | 0 | 0 | 0 | 0 | 0 | 0 | 0 | 0 | 0 | 0 | 0 | 0 | 0 | 0 | 0 | 0 | 0 | 0 | 0 | 0 | 0 | 0 | 0 | 0 | 0 | 0 | 0 | 0 | 0 | 0 | 0 | 0 | 0 | 0 | 0 | 0 | 0 | 0 | 0 | 0 | 0 | 0 | 0 | 0 | 0 | 0 | 0 | 0 | 0 | 0 | 0 | 0 | 0 | 0 | 0 | 0 | 0 | 0 | 0 | 0 | 0 | 0 | 0 | 0 | 0 | 0 | 0 | 0 | 0 | 0 | 0 | 0 | 0 | 0 | 0 | 0 | 0 | 0 | 0 | 0 | 0 | 0 | 0 | 0 | 0 | 0 | 0 | 0 | 0 | 0 | 0 | 0 | 0 | 0 | 0 | 0 | 0 | 0 | 0 | 0 | 0 | 0 | 0 | 0 | 0 | 0 | 0 | 0 | 0 | 0 | 0 | 0 | 0 | 0 | 0 | 0 | 0 | 0 | 0 | 0 | 0 | 0 | 0 | 0 | 0 | 0 | 0 | 0 | 0 | 0 | 0 | 0 | 0 | 0 | 0 | 0 | 0 | 0 | 0 | 0 | 0 | 0 | 0 | 0 | 0 | 0 | 0 | 0 | 0 | 0 | 0 | 0 | 0 | 0 | 0 | 0 | 0 | 0 | 0 | 0 | 0 | 0 | 0 | 0 | 0 | 0 | 0 | 0 | 0 | 0 | 0 | 0 | 0 | 0 | 0 | 0 | 0 | 0 | 0 | 0 | 0 | 0 | 0 | 0 | 0 | 0 | 0 | 0 | 0 | 0 | 0 | 0 | 0 | 0 | 0 | 0 | 0 | 0 | 0 | 0 | 0 | 0 | 0 | 0 | 0 | 0 | 0 | 0 | 0 | 0 | 0 | 0 | 0 | 0 | 0 | 0 | 0 | 0 | 0 | 0 | 0 | 0 | 0 | 0 | 0 | 0 | 0 | 0 | 0 | 0 | 0 | 0 | 0 | 0 | 0 | 0 | 0 | 0 | 0 | 0 | 0 | 0 | 0 | 0 | 0 | 0 | 0 | 0 | 0 | 0 | 0 | 0 | 0 | 0 | 0 | 0 | 0 | 0 | 0 | 0 | 0 | 0 | 0 | 0 | 0 | 0 | 0 | 0 | 0 | 0 | 0 | 0 | 0 | 0 | 0 | 0 | 0 | 0 | 0 | 0 | 0 | 0 | 0 | 0 | 0 | 0 | 0 | 0 | 0 | 0 | 0 | 0 | 0 | 0 | 0 | 0 | 0 | 0 | 0 | 0 | 0 | 0 | 0 | 0 | 0 | 0 | 0 | 0 | 0 | 0 | 0 | 0 | 0 | 0 | 0 | 0 | 0 | 0 | 0 | 0 | 0 | 0 | 0 | 0 | 0 | 0 | 0 | 0 | 0 | 0 | 0 | 0 | 0 | 0 | 0 | 0 | 0 | 0 | 0 | 0 | 0 | 0 | 0 | 0 | 0 | 0 | 0 | 0 | 0 | 0 | 0 | 0 | 0 | 0 | 0 | 0 | 0 | 0 | 0 | 0 | 0 | 0 | 0 | 0 | 0 | 0 | 0 | 0 | 0 | 0 | 0 | 0 | 0 | 0 | 0 | 0 | 0 | 0 | 0 | 0 | 0 | 0 | 0 | 0 | 0 | 0 | 0 | 0 | 0 | 0 | 0 | 0 | 0 | 0 | 0 | 0 | 0 | 0 | 0 | 0 | 0 | 0 | 0 | 0 | 0 | 0 | 0 | 0 | 0 | 0 | 0 | 0 | 0 | 0 | 0 | 0 | 0 | 0 | 0 | 0 | 0 | 0 | 0 | 0 | 0 | 0 | 0 | 0 | 0 | 0 | 0 | 0 | 0 | 0 | 0 | 0 | 0 | 0 | 0 | 0 | 0 | 0 | 0 | 0 | 0 | 0 | 0 | 0 | 0 | 0 | 0 | 0 | 0 | 0 | 0 | 0 | 0 | 0 | 0 | 0 | 0 | 0 | 0 | 0 | 0 | 0 | 0 | 0 | 0 | 0 | 0 | 0 | 0 | 0 | 0 | 0 | 0 | 0 | 0 | 0 | 0 | 0 | 0 | 0 | 0 | 0 | 0 | 0 | 0 | 0 | 0 | 0 | 0 | 0 | 0 | 0 | 0 | 0 | 0 | 0 | 0 | 0 | 0 | 0 | 0 | 0 | 0 | 0 | 0 | 0 | 0 | 0 | 0 | 0 | 0 | 0 | 0 | 0 | 0 | 0 | 0 | 0 | 0 | 0 | 0 | 0 | 0 | 0 | 0 | 0 | 0 | 0 | 0 | 0 | 0 | 0 | 0 | 0 | 0 | 0 | 0 | 0 | 0 | 0 | 0 | 0 | 0 | 0 | 0 | 0 | 0 | 0 | 0 | 0 | 0 | 0 | 0 | 0 | 0 | 0 | 0 | 0 | 0 | 0 | 0 | 0 | 0 | 0 | 0 | 0 | 0 | 0 | 0 | 0 | 0 | 0 | 0 | 0 | 0 | 0 | 0 | 0 | 0 | 0 | 0 | 0 | 0 | 0 | 0 | 0 | 0 | 0 | 0 | 0 | 0 | 0 | 0 | 0 | 0 | 0 | 0 | 0 | 0 | 0 | 0 | 0 | 0 | 0 | 0 | 0 | 0 | 0 | 0 | 0 | 0 | 0 | 0 | 0 | 0 | 0 | 0 | 0 | 0 | 0 | 0 | 0 | 0 | 0 | 0 | 0 | 0 | 0 | 0 | 0 | 0 | 0 | 0 | 0 | 0 | 0 | 0 | 0 | 0 | 0 | 0 | 0 | 0 | 0 | 0 | 0 | 0 | 0 | 0 | 0 | 0 | 0 | 0 | 0 | 0 | 0 | 0 | 0 | 0 | 0 | 0 | 0 | 0 | 0 | 0 | 0 | 0 | 0 | 0 | 0 | 0 | 0 | 0 | 0 | 0 | 0 | 0 | 0 | 0 | 0 | 0 | 0 | 0 | 0 | 0 | 0 | 0 | 0 | 0 | 0 | 0 | 0 | 0 | 0 | 0 | 0 | 0 | 0 | 0 | 0 | 0 | 0 | 0 | 0 | 0 | 0 | 0 | 0 | 0 | 0 | 0 | 0 | 0 | 0 | 0 | 0 | 0 | 0 | 0 | 0 | 0 | 0 | 0 | 0 | 0 | 0 | 0 | 0 | 0 | 0 | 0 | 0 | 0 | 0 | 0 | 0 | 0 | 0 | 0 | 0 | 0 | 0 | 0 | 0 | 0 | 0 | 0 | 0 | 0 | 0 | 0 | 0 | 0 | 0 | 0 | 0 | 0 | 0 | 0 | 0 | 0 | 0 | 0 | 0 | 0 | 0 | 0 | 0 | 0 | 0 | 0 | 0 | 0 | 0 | 0 | 0 | 0 | 0 | 0 | 0 | 0 | 0 | 0 | 0 | 0 | 0 | 0 | 0 | 0 | 0 | 0 | 0 | 0 | 0 | 0 | 0 | 0 | 0 | 0 | 0 | 0 | 0 | 0 | 0 | 0 | 0 | 0 | 0 | 0 | 0 | 0 | 0 | 0 | 0 | 0 | 0 | 0 | 0 | 0 | 0 | 0 | 0 | 0 | 0 | 0 | 0 | 0 | 0 | 0 | 0 | 0 | 0 | 0 | 0 | 0 | 0 | 0 | 0 | 0 | 0 | 0 | 0 | 0 | 0 | 0 | 0 | 0 | 0 | 0 | 0 | 0 | 0 | 0 | 0 | 0 | 0 | 0 | 0 | 0 | 0 | 0 | 0 | 0 | 0 | 0 | 0 | 0 | 0 | 0 | 0 | 0 | 0 | 0 | 0 | 0 | 0 | 0 | 0 | 0 | 0 | 0 | 0 | 0 | 0 | 0 | 0 | 0 | 0 | 0 | 0 | 0 | 0 | 0 | 0 | 0 | 0 | 0 | 0 | 0 | 0 | 0 | 0 | 0 | 0 | 0 | 0 | 0 | 0 | 0 | 0 | 0 | 0 | 0 | 0 | 0 | 0 | 0 | 0 | 0 | 0 | 0 | 0 | 0 | 0 | 0 | 0 | 0 | 0 | 0 | 0 | 0 | 0 | 0 | 0 | 0 | 0 | 0 | 0 | 0 | 0 | 0 | 0 | 0 | 0 | 0 | 0 | 0 | 0 | 0 | 0 | 0 | 0 | 0 | 0 | 0 | 0 | 0 | 0 | 0 | 0 | 0 | 0 | 0 | 0 | 0 | 0 | 0 | 0 | 0 | 0 | 0 | 0 | 0 | 0 | 0 | 0 | 0 | 0 | 0 | 0 | 0 | 0 | 0 | 0 | 0 | 0 | 0 | 0 | 0 | 0 | 0 | 0 | 0 | 0 | 0 | 0 | 0 | 0 | 0 | 0 | 0 | 0 | 0 | 0 | 0 | 0 | 0 | 0 | 0 | 0 | 0 | 0 | 0 | 0 | 0 | 0 | 0 | 0 | 0 | 0 | 0 | 0 | 0 | 0 | 0 | 0 | 0 | 0 | 0 | 0 | 0 | 0 | 0 | 0 | 0 | 0 | 0 | 0 | 0 | 0 | 0 | 0 | 0 | 0 | 0 | 0 | 0 | 0 | 0 | 0 | 0 | 0 | 0 | 0 | 0 | 0 | 0 | 0 | 0 | 0 | 0 | 0 | 0 | 0 | 0 | 0 | 0 | 0 | 0 | 0 | 0 | 0 | 0 | 0 | 0 | 0 | 0 | 0 | 0 | 0 | 0 | 0 | 0 | 0 | 0 | 0 | 0 | 0 | 0 | 0 | 0 | 0 | 0 | 0 | 0 | 0 | 0 | 0 | 0 | 0 | 0 | 0 | 0 | 0 | 0 | 0 | 0 | 0 | 0 | 0 | 0 | 0 | 0 | 0 | 0 | 0 | 0 | 0 | 0 | 0 | 0 | 0 | 0 | 0 | 0 | 0 | 0 | 0 | 0 | 0 | 0 | 0 | 0 | 0 | 0 | 0 | 0 | 0 | 0 | 0 | 0 | 0 | 0 | 0 | 0 | 0 | 0 | 0 | 0 | 0 | 0 | 0 | 0 | 0 | 0 | 0 | 0 | 0 | 0 | 0 | 0 | 0 | 0 | 0 | 0 | 0 | 0 | 0 | 0 | 0 | 0 | 0 | 0 | 0 | 0 | 0 | 0 | 0 | 0 | 0 | 0 | 0 | 0 | 0 | 0 | 0 | 0 | 0 | 0 | 0 | 0 | 0 | 0 | 0 | 0 | 0 | 0 | 0 | 0 | 0 | 0 | 0 | 0 | 0 | 0 | 0 | 0 | 0 | 0 | 0 | 0 | 0 | 0 | 0 | 0 | 0 | 0 | 0 | 0 | 0 | 0 | 0 | 0 | 0 | 0 | 0 | 0 | 0 | 0 | 0 | 0 | 0 | 0 | 0 | 0 | 0 | 0 | 0 | 0 | 0 | 0 | 0 | 0 | 0 | 0 | 0 | 0 | 0 | 0 | 0 | 0 | 0 | 0 | 0 | 0 | 0 | 0 | 0 | 0 | 0 | 0 | 0 | 0 | 0 | 0 | 0 | 0 | 0 | 0 | 0 | 0 | 0 | 0 | 0 | 0 | 0 | 0 | 0 | 0 | 0 | 0 | 0 | 0 | 0 | 0 | 0 | 0 | 0 | 0 | 0 | 0 | 0 | 0 | 0 | 0 | 0 | 0 | 0 | 0 | 0 | 0 | 0 | 0 | 0 | 0 | 0 | 0 | 0 | 0 | 0 | 0 | 0 | 0 | 0 | 0 | 0 | 0 | 0 | 0 | 0 | 0 | 0 | 0 | 0 | 0 | 0 | 0 | 0 | 0 | 0 | 0 | 0 | 0 | 0 | 0 | 0 | 0 | 0 | 0 | 0 | 0 | 0 | 0 | 0 | 0 | 0 | 0 | 0 | 0 | 0 | 0 | 0 | 0 | 0 | 0 | 0 | 0 | 0 | 0 | 0 | 0 | 0 | 0 | 0 | 0 | 0 | 0 | 0 | 0 | 0 | 0 | 0 | 0 | 0 | 0 | 0 | 0 | 0 | 0 | 0 | 0 | 0 | 0 | 0 | 0 | 0 | 0 | 0 | 0 | 0 | 0 | 0 | 0 | 0 | 0 | 0 | 0 | 0 | 0 | 0 | 0 | 0 | 0 | 0 | 0 | 0 | 0 | 0 | 0 | 0 | 0 | 0 | 0 | 0 | 0 | 0 | 0 | 0 | 0 | 0 | 0 | 0 | 0 | 0 | 0 | 0 | 0 | 0 | 0 | 0 | 0 | 0 | 0 | 0 | 0 | 0 | 0 | 0 | 0 | 0 | 0 | 0 | 0 | 0 | 0 | 0 | 0 | 0 | 0 | 0 | 0 | 0 | 0 | 0 | 0 | 0 | 0 | 0 | 0 | 0 | 0 | 0 | 0 | 0 | 0 | 0 | 0 | 0 | 0 | 0 | 0 | 0 | 0 | 0 | 0 | 0 | 0 | 0 | 0 | 0 | 0 | 0 | 0 | 0 | 0 | 0 | 0 | 0 | 0 | 0 | 0 | 0 | 0 | 0 | 0 | 0 | 0 | 0 | 0 | 0 | 0 | 0 | 0 | 0 | 0 | 0 | 0 | 0 | 0 | 0 | 0 | 0 | 0 | 0 | 0 | 0 | 0 | 0 | 0 | 0 | 0 | 0 | 0 | 0 | 0 | 0 | 0 | 0 | 0 | 0 | 0 | 0 | 0 | 0 | 0 | 0 | 0 | 0 | 0 | 0 | 0 | 0 | 0 | 0 | 0 | 0 | 0 | 0 | 0 | 0 | 0 | 0 | 0 | 0 | 0 | 0 | 0 | 0 | 0 | 0 | 0 | 0 | 0 | 0 | 0 | 0 | 0 | 0 | 0 | 0 | 0 | 0 | 0 | 0 | 0 | 0 | 0 | 0 | 0 | 0 | 0 | 0 | 0 | 0 | 0 | 0 | 0 | 0 | 0 | 0 | 0 | 0 | 0 | 0 | 0 | 0 | 0 | 0 | 0 | 0 | 0 | 0 | 0 | 0 | 0 | 0 | 0 | 0 | 0 | 0 | 0 | 0 | 0 | 0 | 0 | 0 | 0 | 0 | 0 | 0 | 0 | 0 | 0 | 0 | 0 | 0 | 0 | 0 | 0 | 0 | 0 | 0 | 0 | 0 | 0 | 0 | 0 | 0 | 0 | 0 | 0 | 0 | 0 | 0 | 0 | 0 | 0 | 0 | 0 | 0 | 0 | 0 | 0 | 0 | 0 | 0 | 0 | 0 | 0 | 0 | 0 | 0 | 0 | 0 | 0 | 0 | 0 | 0 | 0 | 0 | 0 | 0 | 0 | 0 | 0 | 0 | 0 | 0 | 0 | 0 | 0 | 0 | 0 | 0 | 0 | 0 | 0 | 0 | 0 | 0 | 0 | 0 | 0 | 0 | 0 | 0 | 0 | 0 | 0 | 0 | 0 | 0 | 0 | 0 | 0 | 0 | 0 | 0 | 0 | 0 | 0 | 0 | 0 | 0 | 0 | 0 | 0 | 0 | 0 | 0 | 0 | 0 | 0 | 0 | 0 | 0 | 0 | 0 | 0 | 0 | 0 | 0 | 0 | 0 | 0 | 0 | 0 | 0 | 0 | 0 | 0 | 0 | 0 | 0 | 0 | 0 | 0 | 0 | 0 | 0 | 0 | 0 | 0 | 0 | 0 | 0 | 0 | 0 | 0 | 0 | 0 | 0 | 0 | 0 | 0 | 0 | 0 | 0 | 0 | 0 | 0 | 0 | 0 | 0 | 0 | 0 | 0 | 0 | 0 | 0 | 0 | 0 | 0 | 0 | 0 | 0 | 0 | 0 | 0 | 0 | 0 | 0 | 0 | 0 | 0 | 0 | 0 | 0 | 0 | 0 | 0 | 0 | 0 | 0 | 0 | 0 | 0 | 0 | 0 | 0 | 0 | 0 | 0 | 0 | 0 | 0 | 0 | 0 | 0 | 0 | 0 | 0 | 0 | 0 | 0 | 0 | 0 | 0 | 0 | 0 | 0 | 0 | 0 | 0 | 0 | 0 | 0 | 0 | 0 | 0 | 0 | 0 | 0 | 0 | 0 | 0 | 0 | 0 | 0 | 0 | 0 | 0 | 0 | 0 | 0 | 0 | 0 | 0 | 0 | 0 | 0 | 0 | 0 | 0 | 0 | 0 | 0 | 0 | 0 | 0 | 0 | 0 | 0 | 0 | 0 | 0 | 0 | 0 | 0 | 0 | 0 | 0 | 0 | 0 | 0 | 0 | 0 | 0 | 0 | 0 | 0 | 0 | 0 | 0 | 0 | 0 | 0 | 0 | 0 | 0 | 0 | 0 | 0 | 0 | 0 | 0 | 0 | 0 | 0 | 0 | 0 | 0 | 0 | 0 | 0 | 0 | 0 | 0 | 0 | 0 | 0 | 0 | 0 | 0 | 0 | 0 | 0 | 0 | 0 | 0 | 0 | 0 | 0 | 0 | 0 | 0 | 0 | 0 | 0 | 0 | 0 | 0 | 0 | 0 | 0 | 0 | 0 | 0 | 0 | 0 | 0 | 0 | 0 | 0 | 0 | 0 | 0 | 0 | 0 | 0 | 0 | 0 | 0 | 0 | 0 | 0 | 0 | 0 | 0 | 0 | 0 | 0 | 0 | 0 | 0 | 0 | 0 | 0 | 0 | 0 | 0 | 0 | 0 | 0 | 0 | 0 | 0 | 0 | 0 | 0 | 0 | 0 | 0 | 0 | 0 | 0 | 0 | 0 | 0 | 0 | 0 | 0 | 0 | 0 | 0 | 0 | 0 | 0 | 0 | 0 | 0 | 0 | 0 | 0 | 0 | 0 | 0 | 0 | 0 | 0 | 0 | 0 | 0 | 0 | 0 | 0 | 0 | 0 | 0 | 0 | 0 | 0 | 0 | 0 | 0 | 0 | 0 | 0 | 0 | 0 | 0 | 0 | 0 | 0 | 0 | 0 | 0 | 0 | 0 | 0 | 0 | 0 | 0 | 0 | 0 | 0 | 0 | 0 | 0 | 0 | 0 | 0 | 0 | 0 | 0 | 0 | 0 | 0 | 0 | 0 | 0 | 0 | 0 | 0 | 0 | 0 | 0 | 0 | 0 | 0 | 0 | 0 | 0 | 0 | 0 | 0 | 0 | 0 | 0 | 0 | 0 | 0 | 0 | 0 | 0 | 0 | 0 | 0 | 0 | 0 | 0 | 0 | 0 | 0 | 0 | 0 | 0 | 0 | 0 | 0 | 0 | 0 | 0 | 0 | 0 | 0 | 0 | 0 | 0 | 0 | 0 | 0 | 0 | 0 | 0 | 0 | 0 | 0 | 0 | 0 | 0 | 0 | 0 | 0 | 0 | 0 | 0 | 0 | 0 | 0 | 0 | 0 | 0 | 0 | 0 | 0 | 0 | 0 | 0 | 0 | 0 | 0 | 0 | 0 | 0 | 0 | 0 | 0 | 0 | 0 | 0 | 0 | 0 | 0 | 0 | 0 | 0 | 0 | 0 | 0 | 0 | 0 | 0 | 0 | 0 | 0 | 0 | 0 | 0 | 0 | 0 | 0 | 0 | 0 | 0 | 0 | 0 | 0 | 0 | 0 | 0 | 0 | 0 | 0 | 0 | 0 | 0 | 0 | 0 | 0 | 0 | 0 | 0 | 0 | 0 | 0 | 0 | 0 | 0 | 0 | 0 | 0 | 0 | 0 | 0 | 0 | 0 | 0 | 0 | 0 | 0 | 0 | 0 | 0 | 0 | 0 | 0 | 0 | 0 | 0 | 0 | 0 | 0 | 0 | 0 | 0 | 0 | 0 | 0 | 0 | 0 | 0 | 0 | 0 | 0 | 0 | 0 | 0 | 0 | 0 | 0 | 0 | 0 | 0 | 0 | 0 | 0 | 0 | 0 | 0 | 0 | 0 | 0 | 0 | 0 | 0 | 0 | 0 | 0 | 0 | 0 | 0 | 0 | 0 | 0 | 0 | 0 | 0 | 0 | 0 | 0 | 0 | 0 | 0 | 0 | 0 | 0 | 0 | 0 | 0 | 0 | 0 | 0 | 0 | 0 | 0 | 0 | 0 | 0 | 0 | 0 | 0 | 0 | 0 | 0 | 0 | 0 | 0 | 0 | 0 | 0 | 0 | 0 | 0 | 0 | 0 | 0 | 0 | 0 | 0 | 0 | 0 | 0 | 0 | 0 | 0 | 0 | 0 | 0 | 0 | 0 | 0 | 0 | 0 | 0 | 0 | 0 | 0 | 0 | 0 | 0 | 0 | 0 | 0 | 0 | 0 | 0 | 0 | 0 | 0 | 0 | 0 | 0 | 0 | 0 | 0 | 0 | 0 | 0 | 0 | 0 | 0 | 0 | 0 | 0 | 0 | 0 | 0 | 0 | 0 | 0 | 0 | 0 | 0 | 0 | 0 | 0 | 0 | 0 | 0 | 0 | 0 | 0 | 0 | 0 | 0 | 0 | 0 | 0 | 0 | 0 | 0 | 0 | 0 | 0 | 0 | 0 | 0 | 0 | 0 | 0 | 0 | 0 | 0 | 0 | 0 | 0 | 0 | 0 | 0 | 0 | 0 | 0 | 0 | 0 | 0 | 0 | 0 | 0 | 0 | 0 | 0 | 0 | 0 | 0 | 0 | 0 | 0 | 0 | 0 | 0 | 0 | 0 | 0 | 0 | 0 | 0 | 0 | 0 | 0 | 0 | 0 | 0 | 0 | 0 | 0 | 0 | 0 | 0 | 0 | 0 | 0 | 0 | 0 | 0 | 0 | 0 | 0 | 0 | 0 | 0 | 0 | 0 | 0 | 0 | 0 | 0 | 0 | 0 | 0 | 0 | 0 | 0 | 0 | 0 | 0 | 0 | 0 | 0 | 0 | 0 | 0 | 0 | 0 | 0 | 0 | 0 | 0 | 0 | 0 | 0 | 0 | 0 | 0 | 0 | 0 | 0 | 0 | 0 | 0 | 0 | 0 | 0 | 0 | 0 | 0 | 0 | 0 | 0 | 0 | 0 | 0 | 0 | 0 | 0 | 0 | 0 | 0 | 0 | 0 | 0 | 0 | 0 | 0 | 0 | 0 | 0 | 0 | 0 | 0 | 0 | 0 | 0 | 0 | 0 | 0 | 0 | 0 | 0 | 0 | 0 | 0 | 0 | 0 | 0 | 0 | 0 | 0 | 0 | 0 | 0 | 0 | 0 | 0 | 0 | 0 | 0 | 0 | 0 | 0 | 0 | 0 | 0 | 0 | 0 | 0 | 0 | 0 | 0 | 0 | 0 | 0 | 0 | 0 | 0 | 0 | 0 | 0 | 0 | 0 | 0 | 0 | 0 | 0 | 0 | 0 | 0 | 0 | 0 | 0 | 0 | 0 | 0 | 0 | 0 | 0 | 0 | 0 | 0 | 0 | 0 | 0 | 0 | 0 | 0 | 0 | 0 | 0 | 0 | 0 | 0 | 0 | 0 | 0 | 0 | 0 | 0 | 0 | 0 | 0 | 0 | 0 | 0 | 0 | 0 | 0 | 0 | 0 | 0 | 0 | 0 | 0 | 0 | 0 | 0 | 0 | 0 | 0 | 0 | 0 | 0 | 0 | 0 | 0 | 0 | 0 | 0 | 0 | 0 | 0 | 0 | 0 | 0 | 0 | 0 | 0 | 0 | 0 | 0 | 0 | 0 | 0 | 0 | 0 | 0 | 0 | 0 | 0 | 0 | 0 | 0 | 0 | 0 | 0 | 0 | 0 | 0 | 0 | 0 | 0 | 0 | 0 | 0 | 0 | 0 | 0 | 0 | 0 | 0 | 0 | 0 | 0 | 0 | 0 | 0 | 0 | 0 | 0 | 0 | 0 | 0 | 0 | 0 | 0 | 0 | 0 | 0 | 0 | 0 | 0 | 0 | 0 | 0 | 0 | 0 | 0 | 0 | 0 | 0 | 0 | 0 | 0 | 0 | 0 | 0 | 0 | 0 | 0 | 0 | 0 | 0 | 0 | 0 | 0 | 0 | 0 | 0 | 0 | 0 | 0 | 0 | 0 | 0 | 0 | 0 | 0 | 0 | 0 | 0 | 0 | 0 | 0 | 0 | 0 | 0 | 0 | 0 | 0 | 0 | 0 | 0 | 0 | 0 | 0 | 0 | 0 | 0 | 0 | 0 | 0 | 0 | 0 | 0 | 0 | 0 | 0 | 0 | 0 | 0 | 0 | 0 | 0 | 0 | 0 | 0 | 0 | 0 | 0 | 0 | 0 | 0 | 0 | 0 | 0 | 0 | 0 | 0 | 0 | 0 | 0 | 0 | 0 | 0 | 0 | 0 | 0 | 0 | 0 | 0 | 0 | 0 | 0 | 0 | 0 | 0 | 0 | 0 | 0 | 0 | 0 | 0 | 0 | 0 | 0 | 0 | 0 | 0 | 0 | 0 | 0 | 0 | 0 | 0 | 0 | 0 | 0 | 0 | 0 | 0 | 0 | 0 | 0 | 0 | 0 | 0 | 0 | 0 | 0 | 0 | 0 | 0 | 0 | 0 | 0 | 0 | 0 | 0 | 0 | 0 | 0 | 0 | 0 | 0 | 0 | 0 | 0 | 0 | 0 | 0 | 0 | 0 | 0 | 0 | 0 | 0 | 0 | 0 | 0 | 0 | 0 | 0 | 0 | 0 | 0 | 0 | 0 | 0 | 0 | 0 | 0 | 0 | 0 | 0 | 0 | 0 | 0 | 0 | 0 | 0 | 0 | 0 | 0 | 0 | 0 | 0 | 0 | 0 | 0 | 0 | 0 | 0 | 0 | 0 | 0 | 0 | 0 | 0 | 0 | 0 | 0 | 0 | 0 | 0 | 0 | 0 | 0 | 0 | 0 | 0 | 0 | 0 | 0 | 0 | 0 | 0 | 0 | 0 | 0 | 0 | 0 | 0 | 0 | 0 | 0 | 0 | 0 | 0 | 0 | 0 | 0 | 0 | 0 | 0 | 0 | 0 | 0 | 0 | 0 | 0 | 0 | 0 | 0 | 0 | 0 | 0 | 0 | 0 | 0 | 0 | 0 | 0 | 0 | 0 | 0 | 0 | 0 | 0 | 0 | 0 | 0 | 0 | 0 | 0 | 0 | 0 | 0 | 0 | 0 | 0 | 0 | 0 | 0 | 0 | 0 | 0 | 0 | 0 | 0 | 0 | 0 | 0 | 0 | 0 | 0 | 0 | 0 | 0 | 0 | 0 | 0 | 0 | 0 | 0 | 0 | 0 | 0 | 0 | 0 | 0 | 0 | 0 | 0 | 0 | 0 | 0 | 0 | 0 | 0 | 0 | 0 | 0 | 0 | 0 | 0 | 0 | 0 | 0 | 0 | 0 | 0 | 0 | 0 | 0 | 0 | 0 | 0 | 0 | 0 | 0 | 0 | 0 | 0 | 0 | 0 | 0 | 0 | 0 | 0 | 0 | 0 | 0 | 0 | 0 | 0 | 0 | 0 | 0 | 0 | 0 | 0 | 0 | 0 | 0 | 0 | 0 | 0 | 0 | 0 | 0 | 0 | 0 | 0 | 0 | 0 | 0 | 0 | 0 | 0 | 0 | 0 | 0 | 0 | 0 | 0 | 0 | 0 | 0 | 0 | 0 | 0 | 0 | 0 | 0 | 0 | 0 | 0 | 0 | 0 | 0 | 0 | 0 | 0 | 0 | 0 | 0 | 0 | 0 | 0 | 0 | 0 | 0 | 0 | 0 | 0 | 0 | 0 | 0 | 0 | 0 | 0 | 0 | 0 | 0 | 0 | 0 | 0 | 0 | 0 | 0 | 0 | 0 | 0 | 0 | 0 | 0 | 0 | 0 | 0 | 0 | 0 | 0 | 0 | 0 | 0 | 0 | 0 | 0 | 0 | 0 | 0 | 0 | 0 | 0 | 0 | 0 | 0 | 0 | 0 | 0 | 0 | 0 | 0 | 0 | 0 | 0 | 0 | 0 | 0 | 0 | 0 | 0 | 0 | 0 | 0 | 0 | 0 | 0 | 0 | 0 | 0 | 0 | 0 | 0 | 0 | 0 | 0 | 0 | 0 | 0 | 0 | 0 | 0 | 0 | 0 | 0 | 0 | 0 | 0 | 0 | 0 | 0 | 0 | 0 | 0 | 0
| Cumulative Growth Small Commercial | 10^3M^3/Yr |  | 189366.7625 | 465.405 | 1375.8025 | 2257.6225 | 3110.865 | 3931.4475 | 4719.37 | 5103.125 | 5103.125 | 5103.125 | 5103.125 | 5103.125 | 5103.125 | 5103.125 | 5103.125 | 5103.125 | 5103.125 | 5103.125 | 5103.125 | 5103.125 | 5103.125 | 5103.125 | 5103.125 | 5103.125 | 5103.125 | 5103.125 | 5103.125 | 5103.125 | 5103.125 | 5103.125 | 5103.125 | 5103.125 | 5103.125 | 5103.125 | 5103.125 | 5103.125 | 5103.125 | 5103.125 | 5103.125 | 5103.125 | 5103.125 | 0 | 0 | 0 | 0 | 0 | 0 | 0 | 0 | 0 | 0 | 0 | 0 | 0 | 0 | 0 | 0 | 0 | 0 | 0 | 0 | 0 | 0 | 0 | 0 | 0 | 0 | 0 | 0 | 0 | 0 | 0 | 0 | 0 | 0 | 0 | 0 | 0 | 0 | 0 | 0 | 0 | 0 | 0 | 0 | 0 | 0 | 0 | 0 | 0 | 0 | 0 | 0 | 0 | 0 | 0 | 0 | 0 | 0 | 0 | 0 | 0 | 0 | 0 | 0 | 0 | 0 | 0 | 0 | 0 | 0 | 0 | 0 | 0 | 0 | 0 | 0 | 0 | 0 | 0 | 0 | 0 | 0 | 0 | 0 | 0 | 0 | 0 | 0 | 0 | 0 | 0 | 0 | 0 | 0 | 0 | 0 | 0 | 0 | 0 | 0 | 0 | 0 | 0 | 0 | 0 | 0 | 0 | 0 | 0 | 0 | 0 | 0 | 0 | 0 | 0 | 0 | 0 | 0 | 0 | 0 | 0 | 0 | 0 | 0 | 0 | 0 | 0 | 0 | 0 | 0 | 0 | 0 | 0 | 0 | 0 | 0 | 0 | 0 | 0 | 0 | 0 | 0 | 0 | 0 | 0 | 0 | 0 | 0 | 0 | 0 | 0 | 0 | 0 | 0 | 0 | 0 | 0 | 0 | 0 | 0 | 0 | 0 | 0 | 0 | 0 | 0 | 0 | 0 | 0 | 0 | 0 | 0 | 0 | 0 | 0 | 0 | 0 | 0 | 0 | 0 | 0 | 0 | 0 | 0 | 0 | 0 | 0 | 0 | 0 | 0 | 0 | 0 | 0 | 0 | 0 | 0 | 0 | 0 | 0 | 0 | 0 | 0 | 0 | 0 | 0 | 0 | 0 | 0 | 0 | 0 | 0 | 0 | 0 | 0 | 0 | 0 | 0 | 0 | 0 | 0 | 0 | 0 | 0 | 0 | 0 | 0 | 0 | 0 | 0 | 0 | 0 | 0 | 0 | 0 | 0 | 0 | 0 | 0 | 0 | 0 | 0 | 0 | 0 | 0 | 0 | 0 | 0 | 0 | 0 | 0 | 0 | 0 | 0 | 0 | 0 | 0 | 0 | 0 | 0 | 0 | 0 | 0 | 0 | 0 | 0 | 0 | 0 | 0 | 0 | 0 | 0 | 0 | 0 | 0 | 0 | 0 | 0 | 0 | 0 | 0 | 0 | 0 | 0 | 0 | 0 | 0 | 0 | 0 | 0 | 0 | 0 | 0 | 0 | 0 | 0 | 0 | 0 | 0 | 0 | 0 | 0 | 0 | 0 | 0 | 0 | 0 | 0 | 0 | 0 | 0 | 0 | 0 | 0 | 0 | 0 | 0 | 0 | 0 | 0 | 0 | 0 | 0 | 0 | 0 | 0 | 0 | 0 | 0 | 0 | 0 | 0 | 0 | 0 | 0 | 0 | 0 | 0 | 0 | 0 | 0 | 0 | 0 | 0 | 0 | 0 | 0 | 0 | 0 | 0 | 0 | 0 | 0 | 0 | 0 | 0 | 0 | 0 | 0 | 0 | 0 | 0 | 0 | 0 | 0 | 0 | 0 | 0 | 0 | 0 | 0 | 0 | 0 | 0 | 0 | 0 | 0 | 0 | 0 | 0 | 0 | 0 | 0 | 0 | 0 | 0 | 0 | 0 | 0 | 0 | 0 | 0 | 0 | 0 | 0 | 0 | 0 | 0 | 0 | 0 | 0 | 0 | 0 | 0 | 0 | 0 | 0 | 0 | 0 | 0 | 0 | 0 | 0 | 0 | 0 | 0 | 0 | 0 | 0 | 0 | 0 | 0 | 0 | 0 | 0 | 0 | 0 | 0 | 0 | 0 | 0 | 0 | 0 | 0 | 0 | 0 | 0 | 0 | 0 | 0 | 0 | 0 | 0 | 0 | 0 | 0 | 0 | 0 | 0 | 0 | 0 | 0 | 0 | 0 | 0 | 0 | 0 | 0 | 0 | 0 | 0 | 0 | 0 | 0 | 0 | 0 | 0 | 0 | 0 | 0 | 0 | 0 | 0 | 0 | 0 | 0 | 0 | 0 | 0 | 0 | 0 | 0 | 0 | 0 | 0 | 0 | 0 | 0 | 0 | 0 | 0 | 0 | 0 | 0 | 0 | 0 | 0 | 0 | 0 | 0 | 0 | 0 | 0 | 0 | 0 | 0 | 0 | 0 | 0 | 0 | 0 | 0 | 0 | 0 | 0 | 0 | 0 | 0 | 0 | 0 | 0 | 0 | 0 | 0 | 0 | 0 | 0 | 0 | 0 | 0 | 0 | 0 | 0 | 0 | 0 | 0 | 0 | 0 | 0 | 0 | 0 | 0 | 0 | 0 | 0 | 0 | 0 | 0 | 0 | 0 | 0 | 0 | 0 | 0 | 0 | 0 | 0 | 0 | 0 | 0 | 0 | 0 | 0 | 0 | 0 | 0 | 0 | 0 | 0 | 0 | 0 | 0 | 0 | 0 | 0 | 0 | 0 | 0 | 0 | 0 | 0 | 0 | 0 | 0 | 0 | 0 | 0 | 0 | 0 | 0 | 0 | 0 | 0 | 0 | 0 | 0 | 0 | 0 | 0 | 0 | 0 | 0 | 0 | 0 | 0 | 0 | 0 | 0 | 0 | 0 | 0 | 0 | 0 | 0 | 0 | 0 | 0 | 0 | 0 | 0 | 0 | 0 | 0 | 0 | 0 | 0 | 0 | 0 | 0 | 0 | 0 | 0 | 0 | 0 | 0 | 0 | 0 | 0 | 0 | 0 | 0 | 0 | 0 | 0 | 0 | 0 | 0 | 0 | 0 | 0 | 0 | 0 | 0 | 0 | 0 | 0 | 0 | 0 | 0 | 0 | 0 | 0 | 0 | 0 | 0 | 0 | 0 | 0 | 0 | 0 | 0 | 0 | 0 | 0 | 0 | 0 | 0 | 0 | 0 | 0 | 0 | 0 | 0 | 0 | 0 | 0 | 0 | 0 | 0 | 0 | 0 | 0 | 0 | 0 | 0 | 0 | 0 | 0 | 0 | 0 | 0 | 0 | 0 | 0 | 0 | 0 | 0 | 0 | 0 | 0 | 0 | 0 | 0 | 0 | 0 | 0 | 0 | 0 | 0 | 0 | 0 | 0 | 0 | 0 | 0 | 0 | 0 | 0 | 0 | 0 | 0 | 0 | 0 | 0 | 0 | 0 | 0 | 0 | 0 | 0 | 0 | 0 | 0 | 0 | 0 | 0 | 0 | 0 | 0 | 0 | 0 | 0 | 0 | 0 | 0 | 0 | 0 | 0 | 0 | 0 | 0 | 0 | 0 | 0 | 0 | 0 | 0 | 0 | 0 | 0 | 0 | 0 | 0 | 0 | 0 | 0 | 0 | 0 | 0 | 0 | 0 | 0 | 0 | 0 | 0 | 0 | 0 | 0 | 0 | 0 | 0 | 0 | 0 | 0 | 0 | 0 | 0 | 0 | 0 | 0 | 0 | 0 | 0 | 0 | 0 | 0 | 0 | 0 | 0 | 0 | 0 | 0 | 0 | 0 | 0 | 0 | 0 | 0 | 0 | 0 | 0 | 0 | 0 | 0 | 0 | 0 | 0 | 0 | 0 | 0 | 0 | 0 | 0 | 0 | 0 | 0 | 0 | 0 | 0 | 0 | 0 | 0 | 0 | 0 | 0 | 0 | 0 | 0 | 0 | 0 | 0 | 0 | 0 | 0 | 0 | 0 | 0 | 0 | 0 | 0 | 0 | 0 | 0 | 0 | 0 | 0 | 0 | 0 | 0 | 0 | 0 | 0 | 0 | 0 | 0 | 0 | 0 | 0 | 0 | 0 | 0 | 0 | 0 | 0 | 0 | 0 | 0 | 0 | 0 | 0 | 0 | 0 | 0 | 0 | 0 | 0 | 0 | 0 | 0 | 0 | 0 | 0 | 0 | 0 | 0 | 0 | 0 | 0 | 0 | 0 | 0 | 0 | 0 | 0 | 0 | 0 | 0 | 0 | 0 | 0 | 0 | 0 | 0 | 0 | 0 | 0 | 0 | 0 | 0 | 0 | 0 | 0 | 0 | 0 | 0 | 0 | 0 | 0 | 0 | 0 | 0 | 0 | 0 | 0 | 0 | 0 | 0 | 0 | 0 | 0 | 0 | 0 | 0 | 0 | 0 | 0 | 0 | 0 | 0 | 0 | 0 | 0 | 0 | 0 | 0 | 0 | 0 | 0 | 0 | 0 | 0 | 0 | 0 | 0 | 0 | 0 | 0 | 0 | 0 | 0 | 0 | 0 | 0 | 0 | 0 | 0 | 0 | 0 | 0 | 0 | 0 | 0 | 0 | 0 | 0 | 0 | 0 | 0 | 0 | 0 | 0 | 0 | 0 | 0 | 0 | 0 | 0 | 0 | 0 | 0 | 0 | 0 | 0 | 0 | 0 | 0 | 0 | 0 | 0 | 0 | 0 | 0 | 0 | 0 | 0 | 0 | 0 | 0 | 0 | 0 | 0 | 0 | 0 | 0 | 0 | 0 | 0 | 0 | 0 | 0 | 0 | 0 | 0 | 0 | 0 | 0 | 0 | 0 | 0 | 0 | 0 | 0 | 0 | 0 | 0 | 0 | 0 | 0 | 0 | 0 | 0 | 0 | 0 | 0 | 0 | 0 | 0 | 0 | 0 | 0 | 0 | 0 | 0 | 0 | 0 | 0 | 0 | 0 | 0 | 0 | 0 | 0 | 0 | 0 | 0 | 0 | 0 | 0 | 0 | 0 | 0 | 0 | 0 | 0 | 0 | 0 | 0 | 0 | 0 | 0 | 0 | 0 | 0 | 0 | 0 | 0 | 0 | 0 | 0 | 0 | 0 | 0 | 0 | 0 | 0 | 0 | 0 | 0 | 0 | 0 | 0 | 0 | 0 | 0 | 0 | 0 | 0 | 0 | 0 | 0 | 0 | 0 | 0 | 0 | 0 | 0 | 0 | 0 | 0 | 0 | 0 | 0 | 0 | 0 | 0 | 0 | 0 | 0 | 0 | 0 | 0 | 0 | 0 | 0 | 0 | 0 | 0 | 0 | 0 | 0 | 0 | 0 | 0 | 0 | 0 | 0 | 0 | 0 | 0 | 0 | 0 | 0 | 0 | 0 | 0 | 0 | 0 | 0 | 0 | 0 | 0 | 0 | 0 | 0 | 0 | 0 | 0 | 0 | 0 | 0 | 0 | 0 | 0 | 0 | 0 | 0 | 0 | 0 | 0 | 0 | 0 | 0 | 0 | 0 | 0 | 0 | 0 | 0 | 0 | 0 | 0 | 0 | 0 | 0 | 0 | 0 | 0 | 0 | 0 | 0 | 0 | 0 | 0 | 0 | 0 | 0 | 0 | 0 | 0 | 0 | 0 | 0 | 0 | 0 | 0 | 0 | 0 | 0 | 0 | 0 | 0 | 0 | 0 | 0 | 0 | 0 | 0 | 0 | 0 | 0 | 0 | 0 | 0 | 0 | 0 | 0 | 0 | 0 | 0 | 0 | 0 | 0 | 0 | 0 | 0 | 0 | 0 | 0 | 0 | 0 | 0 | 0 | 0 | 0 | 0 | 0 | 0 | 0 | 0 | 0 | 0 | 0 | 0 | 0 | 0 | 0 | 0 | 0 | 0 | 0 | 0 | 0 | 0 | 0 | 0 | 0 | 0 | 0 | 0 | 0 | 0 | 0 | 0 | 0 | 0 | 0 | 0 | 0 | 0 | 0 | 0 | 0 | 0 | 0 | 0 | 0 | 0 | 0 | 0 | 0 | 0 | 0 | 0 | 0 | 0 | 0 | 0 | 0 | 0 | 0 | 0 | 0 | 0 | 0 | 0 | 0 | 0 | 0 | 0 | 0 | 0 | 0 | 0 | 0 | 0 | 0 | 0 | 0 | 0 | 0 | 0 | 0 | 0 | 0 | 0 | 0 | 0 | 0 | 0 | 0 | 0 | 0 | 0 | 0 | 0 | 0 | 0 | 0 | 0 | 0 | 0 | 0 | 0 | 0 | 0 | 0 | 0 | 0 | 0 | 0 | 0 | 0 | 0 | 0 | 0 | 0 | 0 | 0 | 0 | 0 | 0 | 0 | 0 | 0 | 0 | 0 | 0 | 0 | 0 | 0 | 0 | 0 | 0 | 0 | 0 | 0 | 0 | 0 | 0 | 0 | 0 | 0 | 0 | 0 | 0 | 0 | 0 | 0 | 0 | 0 | 0 | 0 | 0 | 0 | 0 | 0 | 0 | 0 | 0 | 0 | 0 | 0 | 0 | 0 | 0 | 0 | 0 | 0 | 0 | 0 | 0 | 0 | 0 | 0 | 0 | 0 | 0 | 0 | 0 | 0 | 0 | 0 | 0 | 0 | 0 | 0 | 0 | 0 | 0 | 0 | 0 | 0 | 0 | 0 | 0 | 0 | 0 | 0 | 0 | 0 | 0 | 0 | 0 | 0 | 0 | 0 | 0 | 0 | 0 | 0 | 0 | 0 | 0 | 0 | 0 | 0 | 0 | 0 | 0 | 0 | 0 | 0 | 0 | 0 | 0 | 0 | 0 | 0 | 0 | 0 | 0 | 0 | 0 | 0 | 0 | 0 | 0 | 0 | 0 | 0 | 0 | 0 | 0 | 0 | 0 | 0 | 0 | 0 | 0 | 0 | 0 | 0 | 0 | 0 | 0 | 0 | 0 | 0 | 0 | 0 | 0 | 0 | 0 | 0 | 0 | 0 | 0 | 0 | 0 | 0 | 0 | 0 | 0 | 0 | 0 | 0 | 0 | 0 | 0 | 0 | 0 | 0 | 0 | 0 | 0 | 0 | 0 | 0 | 0 | 0 | 0 | 0 | 0 | 0 | 0 | 0 | 0 | 0 | 0 | 0 | 0 | 0 | 0 | 0 | 0 | 0 | 0 | 0 | 0 | 0 | 0 | 0 | 0 | 0 | 0 | 0 | 0 | 0 | 0 | 0 | 0 | 0 | 0 | 0 | 0 | 0 | 0 | 0 | 0 | 0 | 0 | 0 | 0 | 0 | 0 | 0 | 0 | 0 | 0 | 0 | 0 | 0 | 0 | 0 | 0 | 0 | 0 | 0 | 0 | 0 | 0 | 0 | 0 | 0 | 0 | 0 | 0 | 0 | 0 | 0 | 0 | 0 | 0 | 0 | 0 | 0 | 0 | 0 | 0 | 0 | 0 | 0 | 0 | 0 | 0 | 0 | 0 | 0 | 0 | 0 | 0 | 0 | 0 | 0 | 0 | 0 | 0 | 0 | 0 | 0 | 0 | 0 | 0 | 0 | 0 | 0 | 0 | 0 | 0 | 0 | 0 | 0 | 0 | 0 | 0 | 0 | 0 | 0 | 0 | 0 | 0 | 0 | 0 | 0 | 0 | 0 | 0 | 0 | 0 | 0 | 0 | 0 | 0 | 0 | 0 | 0 | 0 | 0 | 0 | 0 | 0 | 0 | 0 | 0 | 0 | 0 | 0 | 0 | 0 | 0 | 0 | 0 | 0 | 0 | 0 | 0 | 0 | 0 | 0 | 0 | 0 | 0 | 0 | 0 | 0 | 0 | 0 | 0 | 0 | 0 | 0 | 0 | 0 | 0 | 0 | 0 | 0 | 0 | 0 | 0 | 0 | 0 | 0 | 0 | 0 | 0 | 0 | 0 | 0 | 0 | 0 | 0 | 0 | 0 | 0 | 0 | 0 | 0 | 0 | 0 | 0 | 0 | 0 | 0 | 0 | 0 | 0 | 0 | 0 | 0 | 0 | 0 | 0 | 0 | 0 | 0 | 0 | 0 | 0 | 0 | 0 | 0 | 0 | 0 | 0 | 0 | 0 | 0 | 0 | 0 | 0 | 0 | 0 | 0 | 0 | 0 | 0 | 0 | 0 | 0 | 0 | 0 | 0 | 0 | 0 | 0 | 0 | 0 | 0 | 0 | 0 | 0 | 0 | 0 | 0 | 0 | 0 | 0 | 0 | 0 | 0 | 0 | 0 | 0 | 0 | 0 | 0 | 0 | 0 | 0 | 0 | 0 | 0 | 0 | 0 | 0 | 0 | 0 | 0 | 0 | 0 | 0 | 0 | 0 | 0 | 0 | 0 | 0 | 0 | 0 | 0 | 0 | 0 | 0 | 0 | 0 | 0 | 0 | 0 | 0 | 0 | 0 | 0 | 0 | 0 | 0 | 0 | 0 | 0 | 0 | 0 | 0 | 0 | 0 | 0 | 0 | 0 | 0 | 0 | 0 | 0 | 0 | 0 | 0 | 0 | 0 | 0 | 0 | 0 | 0 | 0 | 0 | 0 | 0 | 0 | 0 | 0 | 0 | 0 | 0 | 0 | 0 | 0 | 0 | 0 | 0 | 0 | 0 | 0 | 0 | 0 | 0 | 0 | 0 | 0 | 0 | 0 | 0 | 0 | 0 | 0 | 0 | 0 | 0 | 0 | 0 | 0 | 0 | 0 | 0 | 0 | 0 | 0 | 0 | 0 | 0 | 0 | 0 | 0 | 0 | 0 | 0 | 0 | 0 | 0 | 0 | 0 | 0 | 0 | 0 | 0 | 0 | 0 | 0 | 0 | 0 | 0 | 0 | 0 | 0 | 0 | 0 | 0 | 0 | 0 | 0 | 0 | 0 | 0 | 0 | 0 | 0 | 0 | 0 | 0 | 0 | 0 | 0 | 0 | 0 | 0 | 0 | 0 | 0 | 0 | 0 | 0 | 0 | 0 | 0 | 0 | 0 | 0 | 0 | 0 | 0 | 0 | 0 | 0 | 0 | 0 | 0 | 0 | 0 | 0 | 0 | 0 | 0 | 0 | 0 | 0 | 0 | 0 | 0 | 0 | 0 | 0 | 0 | 0 | 0 | 0 | 0 | 0 | 0 | 0 | 0 | 0 | 0 | 0 | 0 | 0 | 0 | 0 | 0 | 0 | 0 | 0 | 0 | 0 | 0 | 0 | 0 | 0 | 0 | 0 | 0 | 0 | 0 | 0 | 0 | 0 | 0 | 0 | 0 | 0 | 0 | 0 | 0 | 0 | 0 | 0 | 0 | 0 | 0 | 0 | 0 | 0 | 0 | 0 | 0 | 0 | 0 | 0 | 0 | 0 | 0 | 0 | 0 | 0 | 0 | 0 | 0 | 0 | 0 | 0 | 0 | 0 | 0 | 0 | 0 | 0 | 0 | 0 | 0 | 0 | 0 | 0 | 0 | 0 | 0 | 0 | 0 | 0 | 0 | 0 | 0 | 0 | 0 | 0 | 0 | 0 | 0 | 0 | 0 | 0 | 0 | 0 | 0 | 0 | 0 | 0 | 0 | 0 | 0 | 0 | 0 | 0 | 0 | 0 | 0 | 0 | 0 | 0 | 0 | 0 | 0 | 0 | 0 | 0 | 0 | 0 | 0 | 0 | 0 | 0 | 0 | 0 | 0 | 0 | 0 | 0 | 0 | 0 | 0 | 0 | 0 | 0 | 0 | 0 | 0 | 0 | 0 | 0 | 0 | 0 | 0 | 0 | 0 | 0 | 0 | 0 | 0 | 0 | 0 | 0 | 0 | 0 | 0 | 0 | 0 | 0 | 0 | 0 | 0 | 0 | 0 | 0 | 0 | 0 | 0 | 0 | 0 | 0 | 0 | 0 | 0 | 0 | 0 | 0 | 0 | 0 | 0 | 0 | 0 | 0 | 0 | 0 | 0 | 0 | 0 | 0 | 0 | 0 | 0 | 0 | 0 | 0 | 0 | 0 | 0 | 0 | 0 | 0 | 0 | 0 | 0 | 0 | 0 | 0 | 0 | 0 | 0 | 0 | 0 | 0 | 0 | 0 | 0 | 0 | 0 | 0 | 0 | 0 | 0 | 0 | 0 | 0 | 0 | 0 | 0 | 0 | 0 | 0 | 0 | 0 | 0 | 0 | 0 | 0 | 0 | 0 | 0 | 0 | 0 | 0 | 0 | 0 | 0 | 0 | 0 | 0 | 0 | 0 | 0 | 0 | 0 | 0 | 0 | 0 | 0 | 0 | 0 | 0 | 0 | 0 | 0 | 0 | 0 | 0 | 0 | 0 | 0 | 0 | 0 | 0 | 0 | 0 | 0 | 0 | 0 | 0 | 0 | 0 | 0 | 0 | 0 | 0 | 0 | 0 | 0 | 0 | 0 | 0 | 0 | 0 | 0 | 0 | 0 | 0 | 0 | 0 | 0 | 0 | 0 | 0 | 0 | 0 | 0 | 0 | 0 | 0 | 0 | 0 | 0 | 0 | 0 | 0 | 0 | 0 | 0 | 0 | 0 | 0 | 0 | 0 | 0 | 0 | 0 | 0 | 0 | 0 | 0 | 0 | 0 | 0 | 0 | 0 | 0 | 0 | 0 | 0 | 0 | 0 | 0 | 0 | 0 | 0 | 0 | 0 | 0 | 0 | 0 | 0 | 0 | 0 | 0 | 0 | 0 | 0 | 0 | 0 | 0 | 0 | 0 | 0 | 0 | 0 | 0 | 0 | 0 | 0 | 0 | 0 | 0 | 0 | 0 | 0 | 0 | 0 | 0 | 0 | 0 | 0 | 0 | 0 | 0 | 0 | 0 | 0 | 0 | 0 | 0 | 0 | 0 | 0 | 0 | 0 | 0 | 0 | 0 | 0 | 0 | 0 | 0 | 0 | 0 | 0 | 0 | 0 | 0 | 0 | 0 | 0 | 0 | 0 | 0 | 0 | 0 | 0 | 0 | 0 | 0 | 0 | 0 | 0 | 0 | 0 | 0 | 0 | 0 | 0 | 0 | 0 | 0 | 0 | 0 | 0 | 0 | 0 | 0 | 0 | 0 | 0 | 0 | 0 | 0 | 0 | 0 | 0 | 0 | 0 | 0 | 0 | 0 | 0 | 0 | 0 | 0 | 0 | 0 | 0 | 0 | 0 | 0 | 0 | 0 | 0 | 0 | 0 | 0 | 0 | 0 | 0 | 0 | 0 | 0 | 0 | 0 | 0 | 0 | 0 | 0 | 0 | 0 | 0 | 0 | 0 | 0 | 0 | 0 | 0 | 0 | 0 | 0 | 0 | 0 | 0 | 0 | 0 | 0 | 0 | 0 | 0 | 0 | 0 | 0 | 0 | 0 | 0 | 0 | 0 | 0 | 0 | 0 | 0 | 0 | 0 | 0 | 0 | 0 | 0 | 0 | 0 | 0 | 0 | 0 | 0 | 0 | 0 | 0 | 0 | 0 | 0 | 0 | 0 | 0 | 0 | 0 | 0 | 0 | 0 | 0 | 0 | 0 | 0 | 0 | 0 | 0 | 0 | 0 | 0 | 0 | 0 | 0 | 0 | 0 | 0 | 0 | 0 | 0 | 0 | 0 | 0 | 0 | 0 | 0 | 0 | 0 | 0 | 0 | 0 | 0 | 0 | 0 | 0 | 0 | 0 | 0 | 0 | 0 | 0 | 0 | 0 | 0 | 0 | 0 | 0 | 0 | 0 | 0 | 0 | 0 | 0 | 0 | 0 | 0 | 0 | 0 | 0 | 0 | 0 | 0 | 0 | 0 | 0 | 0 | 0 | 0 | 0 | 0 | 0 | 0 | 0 | 0 | 0 | 0 | 0 | 0 | 0 | 0 | 0 | 0 | 0 | 0 | 0 | 0 | 0 | 0 | 0 | 0 | 0 | 0 | 0 | 0 | 0 | 0 | 0 | 0 | 0 | 0 | 0 | 0 | 0 | 0 | 0 | 0 | 0 | 0 | 0 | 0 | 0 | 0 | 0 | 0 | 0 | 0 | 0 | 0 | 0 | 0 | 0 | 0 | 0 | 0 | 0 | 0 | 0 | 0 | 0 | 0 | 0 | 0 | 0 | 0 | 0 | 0 | 0 | 0 | 0 | 0 | 0 | 0 | 0 | 0 | 0 | 0 | 0 | 0 | 0 | 0 | 0 | 0 | 0 | 0 | 0 | 0 | 0 | 0 | 0 | 0 | 0 | 0 | 0 | 0 | 0 | 0 | 0 | 0 | 0 | 0 | 0 | 0 | 0 | 0 | 0 | 0 | 0 | 0 | 0 | 0 | 0 | 0 | 0 | 0 | 0 | 0 | 0 | 0 | 0 | 0 | 0 | 0 | 0 | 0 | 0 | 0 | 0 | 0 | 0 | 0 | 0 | 0 | 0 | 0 | 0 | 0 | 0 | 0 | 0 | 0 | 0 | 0 | 0 | 0 | 0 | 0 | 0 | 0 | 0 | 0 | 0 | 0 | 0 | 0 | 0 | 0 | 0 | 0 | 0 | 0 | 0 | 0 | 0 | 0 | 0 | 0 | 0 | 0 | 0 | 0 | 0 | 0 | 0 | 0 | 0 | 0 | 0 | 0 | 0 | 0 | 0 | 0 | 0 | 0 | 0 | 0 | 0 | 0 | 0 | 0 | 0 | 0 | 0 | 0 | 0 | 0 | 0 | 0 | 0 | 0 | 0 | 0 | 0 | 0 | 0 | 0 | 0 | 0 | 0 | 0 | 0 | 0 | 0 | 0 | 0 | 0 | 0 | 0 | 0 | 0 | 0 | 0 | 0 | 0 | 0 | 0 | 0 | 0 | 0 | 0 | 0 | 0 | 0 | 0 | 0 | 0 | 0 | 0 | 0 | 0 | 0 | 0 | 0 | 0 | 0 | 0 | 0 | 0 | 0 | 0 | 0 | 0 | 0 | 0 | 0 | 0 | 0 | 0 | 0 | 0 | 0 | 0 | 0 | 0 | 0 | 0 | 0 | 0 | 0 | 0 | 0 | 0 | 0 | 0 | 0 | 0 | 0 | 0 | 0 | 0 | 0 | 0 | 0 | 0 | 0 | 0 | 0 | 0 | 0 | 0 | 0 | 0 | 0 | 0 | 0 | 0 | 0 | 0 | 0 | 0 | 0 | 0 | 0 | 0 | 0 | 0 | 0 | 0 | 0 | 0 | 0 | 0 | 0 | 0 | 0 | 0 | 0 | 0 | 0 | 0 | 0 | 0 | 0 | 0 | 0 | 0 | 0 | 0 | 0 | 0 | 0 | 0 | 0 | 0 | 0 | 0 | 0 | 0 | 0 | 0 | 0 | 0 | 0 | 0 | 0 | 0 | 0 | 0 | 0 | 0 | 0 | 0 | 0 | 0 | 0 | 0 | 0 | 0 | 0 | 0 | 0 | 0 | 0 | 0 | 0 | 0 | 0 | 0 | 0 | 0 | 0 | 0 | 0 | 0 | 0 | 0 | 0 | 0 | 0 | 0 | 0 | 0 | 0 | 0 | 0 | 0 | 0 | 0 | 0 | 0 | 0 | 0 | 0 | 0 | 0 | 0 | 0 | 0 | 0 | 0 | 0 | 0 | 0 | 0 | 0 | 0 | 0 | 0 | 0 | 0 | 0 | 0 | 0 | 0 | 0 | 0 | 0 | 0 | 0 | 0 | 0 | 0 | 0 | 0 | 0 | 0 | 0 | 0 | 0 | 0 | 0 | 0 | 0 | 0 | 0 | 0 | 0 | 0 | 0 | 0 | 0 | 0 | 0 | 0 | 0 | 0 | 0 | 0 | 0 | 0 | 0 | 0 | 0 | 0 | 0 | 0 | 0 | 0 | 0 | 0 | 0 | 0 | 0 | 0 | 0 | 0 | 0 | 0 | 0 | 0 | 0 | 0 | 0 | 0 | 0 | 0 | 0 | 0 | 0 | 0 | 0 | 0 | 0 | 0 | 0 | 0 | 0 | 0 | 0 | 0 | 0 | 0 | 0 | 0 | 0 | 0 | 0 | 0 | 0 | 0 | 0 | 0 | 0 | 0 | 0 | 0 | 0 | 0 | 0 | 0 | 0 | 0 | 0 | 0 | 0 | 0 | 0 | 0 | 0 | 0 | 0 | 0 | 0 | 0 | 0 | 0 | 0 | 0 | 0 | 0 | 0 | 0 | 0 | 0 | 0 | 0 | 0 | 0 | 0 | 0 | 0 | 0 | 0 | 0 | 0 | 0 | 0 | 0 | 0 | 0 | 0 | 0 | 0 | 0 | 0 | 0 | 0 | 0 | 0 | 0 | 0 | 0 | 0 | 0 | 0 | 0 | 0 | 0 | 0 | 0 | 0 | 0 | 0 | 0 | 0 | 0 | 0 | 0 | 0 | 0 | 0 | 0 | 0 | 0 | 0 | 0 | 0 | 0 | 0 | 0 | 0 | 0 | 0 | 0 | 0 | 0 | 0 | 0 | 0 | 0 | 0 | 0 | 0 | 0 | 0 | 0 | 0 | 0 | 0 | 0 | 0 | 0 | 0 | 0 | 0 | 0 | 0 | 0 | 0 | 0 | 0 | 0 | 0 | 0 | 0 | 0 | 0 | 0 | 0 | 0 | 0 | 0 | 0 | 0 | 0 | 0 | 0 | 0 | 0 | 0 | 0 | 0 | 0 | 0 | 0 | 0 | 0 | 0 | 0 | 0 | 0 | 0 | 0 | 0 | 0 | 0 | 0 | 0 | 0 | 0 | 0 | 0 | 0 | 0 | 0 | 0 | 0 | 0 | 0 | 0 | 0 | 0 | 0 | 0 | 0 | 0 | 0 | 0 | 0 | 0 | 0 | 0 | 0 | 0 | 0 | 0 | 0 | 0 | 0 | 0 | 0 | 0 | 0 | 0 | 0 | 0 | 0 | 0 | 0 | 0 | 0 | 0 | 0 | 0 | 0 | 0 | 0 | 0 | 0 | 0 | 0 | 0 | 0 | 0 | 0 | 0 | 0 | 0 | 0 | 0 | 0 | 0 | 0 | 0 | 0 | 0 | 0 | 0 | 0 | 0 | 0 | 0 | 0 | 0 | 0 | 0 | 0 | 0 | 0 | 0 | 0 | 0 | 0 | 0 | 0 | 0 | 0 | 0 | 0 | 0 | 0 | 0 | 0 | 0 | 0 | 0 | 0 | 0 | 0 | 0 | 0 | 0 | 0 | 0 | 0 | 0 | 0 | 0 | 0 | 0 | 0 | 0 | 0 | 0 | 0 | 0 | 0 | 0 | 0 | 0 | 0 | 0 | 0 | 0 | 0 | 0 | 0 | 0 | 0 | 0 | 0 | 0 | 0 | 0 | 0 | 0 | 0 | 0 | 0 | 0 | 0 | 0 | 0 | 0 | 0 | 0 | 0 | 0 | 0 | 0 | 0 | 0 | 0 | 0 | 0 | 0 | 0 | 0 | 0 | 0 | 0 | 0 | 0 | 0 | 0 | 0 | 0 | 0 | 0 | 0 | 0 | 0 | 0 | 0 | 0 | 0 | 0 | 0 | 0 | 0 | 0 | 0 | 0 | 0 | 0 | 0 | 0 | 0 | 0 | 0 | 0 | 0 | 0 | 0 | 0 | 0 | 0 | 0 | 0 | 0 | 0 | 0 | 0 | 0 | 0 | 0 | 0 | 0 | 0 | 0 | 0 | 0 | 0 | 0 | 0 | 0 | 0 | 0 | 0 | 0 | 0 | 0 | 0 | 0 | 0 | 0 | 0 | 0 | 0 | 0 | 0 | 0 | 0 | 0 | 0 | 0 | 0 | 0 | 0 | 0 | 0 | 0 | 0 | 0 | 0 | 0 | 0 | 0 | 0 | 0 | 0 | 0 | 0 | 0 | 0 | 0 | 0 | 0 | 0 | 0 | 0 | 0 | 0 | 0 | 0 | 0 | 0 | 0 | 0 | 0 | 0 | 0 | 0 | 0 | 0 | 0 | 0 | 0 | 0 | 0 | 0 | 0 | 0 | 0 | 0 | 0 | 0 | 0 | 0 | 0 | 0 | 0 | 0 | 0 | 0 | 0 | 0 | 0 | 0 | 0 | 0 | 0 | 0 | 0 | 0 | 0 | 0 | 0 | 0 | 0 | 0 | 0 | 0 | 0 | 0 | 0 | 0 | 0 | 0 | 0 | 0 | 0 | 0 | 0 | 0 | 0 | 0 | 0 | 0 | 0 | 0 | 0 | 0 | 0 | 0 | 0 | 0 | 0 | 0 | 0 | 0 | 0 | 0 | 0 | 0 | 0 | 0 | 0 | 0 | 0 | 0 | 0 | 0 | 0 | 0 | 0 | 0 | 0 | 0 | 0 | 0 | 0 | 0 | 0 | 0 | 0 | 0 | 0 | 0 | 0 | 0 | 0 | 0 | 0 | 0 | 0 | 0 | 0 | 0 | 0 | 0 | 0 | 0 | 0 | 0 | 0 | 0 | 0 | 0 | 0 | 0 | 0 | 0 | 0 | 0 | 0 | 0 | 0 | 0 | 0 | 0 | 0 | 0 | 0 | 0 | 0 | 0 | 0 | 0 | 0 | 0 | 0 | 0 | 0 | 0 | 0 | 0 | 0 | 0 | 0 | 0 | 0 | 0 | 0 | 0 | 0 | 0 | 0 | 0 | 0 | 0 | 0 | 0 | 0 | 0 | 0 | 0 | 0 | 0 | 0 | 0 | 0 | 0 | 0 | 0 | 0 | 0 | 0 | 0 | 0 | 0 | 0 | 0 | 0 | 0 | 0 | 0 | 0 | 0 | 0 | 0 | 0 | 0 | 0 | 0 | 0 | 0 | 0 | 0 | 0 | 0 | 0 | 0 | 0 | 0 | 0 | 0 | 0 | 0 | 0 | 0 | 0 | 0 | 0 | 0 | 0 | 0 | 0 | 0 | 0 | 0 | 0 | 0 | 0 | 0 | 0 | 0 | 0 | 0 | 0 | 0 | 0 | 0 | 0 | 0 | 0 | 0 | 0 | 0 | 0 | 0 | 0 | 0 | 0 | 0 | 0 | 0 | 0 | 0 | 0 | 0 | 0 | 0 | 0 | 0 | 0 | 0 | 0 | 0 | 0 | 0 | 0 | 0 | 0 | 0 | 0 | 0 | 0 | 0 | 0 | 0 | 0 | 0 | 0 | 0 | 0 | 0 | 0 | 0 | 0 | 0 | 0 | 0 | 0 | 0 | 0 | 0 | 0 | 0 | 0 | 0 | 0 | 0 | 0 | 0 | 0 | 0 | 0 | 0 | 0 | 0 | 0 | 0 | 0 | 0 | 0 | 0 | 0 | 0 | 0 | 0 | 0 | 0 | 0 | 0 | 0 | 0 | 0 | 0 | 0 | 0 | 0 | 0 | 0 | 0 | 0 | 0 | 0 | 0 | 0 | 0 | 0 | 0 | 0 | 0 | 0 | 0 | 0 | 0 | 0 | 0 | 0 | 0 | 0 | 0 | 0 | 0 | 0 | 0 | 0 | 0 | 0 | 0 | 0 | 0 | 0 | 0 | 0 | 0 | 0 | 0 | 0 | 0 | 0 | 0 | 0 | 0 | 0 | 0 | 0 | 0 | 0 | 0 | 0 | 0 | 0 | 0 | 0 | 0 | 0 | 0 | 0 | 0 | 0 | 0 | 0 | 0 | 0 | 0 | 0 | 0 | 0 | 0 | 0 | 0 | 0 | 0 | 0 | 0 | 0 | 0 | 0 | 0 | 0 | 0 | 0 | 0 | 0 | 0 | 0 | 0 | 0 | 0 | 0 | 0 | 0 | 0 | 0 | 0 | 0 | 0 | 0 | 0 | 0 | 0 | 0 | 0 | 0 | 0 | 0 | 0 | 0 | 0 | 0 | 0 | 0 | 0 | 0 | 0 | 0 | 0 | 0 | 0 | 0 | 0 | 0 | 0 | 0 | 0 | 0 | 0 | 0 | 0 | 0 | 0 | 0 | 0 | 0 | 0 | 0 | 0 | 0 | 0 | 0 | 0 | 0 | 0 | 0 | 0 | 0 | 0 | 0 | 0 | 0 | 0 | 0 | 0 | 0 | 0 | 0 | 0 | 0 | 0 | 0 | 0 | 0 | 0 | 0 | 0 | 0 | 0 | 0 | 0 | 0 | 0 | 0 | 0 | 0 | 0 | 0 | 0 | 0 | 0 | 0 | 0 | 0 | 0 | 0 | 0 | 0 | 0 | 0 | 0 | 0 | 0 | 0 | 0 | 0 | 0 | 0 | 0 | 0 | 0 | 0 | 0 | 0 | 0 | 0 | 0 | 0 | 0 | 0 | 0 | 0 | 0 | 0 | 0 | 0 | 0 | 0 | 0 | 0 | 0 | 0 | 0 | 0 | 0 | 0 | 0 | 0 | 0 | 0 | 0 | 0 | 0 | 0 | 0 | 0 | 0 | 0 | 0 | 0 | 0 | 0 | 0 | 0 | 0 | 0 | 0 | 0 | 0 | 0 | 0 | 0 | 0 | 0 | 0 | 0 | 0 | 0 | 0 | 0 | 0 | 0 | 0 | 0 | 0 | 0 | 0 | 0 | 0 | 0 | 0 | 0 | 0 | 0 | 0 | 0 | 0 | 0 | 0 | 0 | 0 | 0 | 0 | 0 | 0 | 0 | 0 | 0 | 0 | 0 | 0 | 0 | 0 | 0 | 0 | 0 | 0 | 0 | 0 | 0 | 0 | 0 | 0 | 0 | 0 | 0 | 0 | 0 | 0 | 0 | 0 | 0 | 0 | 0 | 0 | 0 | 0 | 0 | 0 | 0 | 0 | 0 | 0 | 0 | 0 | 0 | 0 | 0 | 0 | 0 | 0 | 0 | 0 | 0 | 0 | 0 | 0 | 0 | 0 | 0 | 0 | 0 | 0 | 0 | 0 | 0 | 0 | 0 | 0 | 0 | 0 | 0 | 0 | 0 | 0 | 0 | 0 | 0 | 0 | 0 | 0 | 0 | 0 | 0 | 0 | 0 | 0 | 0 | 0 | 0 | 0 | 0 | 0 | 0 | 0 | 0 | 0 | 0 | 0 | 0 | 0 | 0 | 0 | 0 | 0 | 0 | 0 | 0 | 0 | 0 | 0 | 0 | 0 | 0 | 0 | 0 | 0 | 0 | 0 | 0 | 0 | 0 | 0 | 0 | 0 | 0 | 0 | 0 | 0 | 0 | 0 | 0 | 0 | 0 | 0 | 0 | 0 | 0 | 0 | 0 | 0 | 0 | 0 | 0 | 0 | 0 | 0 | 0 | 0 | 0 | 0 | 0 | 0 | 0 | 0 | 0 | 0 | 0 | 0 | 0 | 0 | 0 | 0 | 0 | 0 | 0 | 0 | 0 | 0 | 0 | 0 | 0 | 0 | 0 | 0 | 0 | 0 | 0 | 0 | 0 | 0 | 0 | 0 | 0 | 0 | 0 | 0 | 0 | 0 | 0 | 0 | 0 | 0 | 0 | 0 | 0 | 0 | 0 | 0 | 0 | 0 | 0 | 0 | 0 | 0 | 0 | 0 | 0 | 0 | 0 | 0 | 0 | 0 | 0 | 0 | 0 | 0 | 0 | 0 | 0 | 0 | 0 | 0 | 0 | 0 | 0 | 0 | 0 | 0 | 0 | 0 | 0 | 0 | 0 | 0 | 0 | 0 | 0 | 0 | 0 | 0 | 0 | 0 | 0 | 0 | 0 | 0 | 0 | 0 | 0 | 0 | 0 | 0 | 0 | 0 | 0 | 0 | 0 | 0 | 0 | 0 | 0 | 0 | 0 | 0 | 0 | 0 | 0 | 0 | 0 | 0 | 0 | 0 | 0 | 0 | 0 | 0 | 0 | 0 | 0 | 0 | 0 | 0 | 0 | 0 | 0 | 0 | 0 | 0 | 0 | 0 | 0 | 0 | 0 | 0 | 0 | 0 | 0 | 0 | 0 | 0 | 0 | 0 | 0 | 0 | 0 | 0 | 0 | 0 | 0 | 0 | 0 | 0 | 0 | 0 | 0 | 0 | 0 | 0 | 0 | 0 | 0 | 0 | 0 | 0 | 0 | 0 | 0 | 0 | 0 | 0 | 0 | 0 | 0 | 0 | 0 | 0 | 0 | 0 | 0 | 0 | 0 | 0 | 0 | 0 | 0 | 0 | 0 | 0 | 0 | 0 | 0 | 0 | 0 | 0 | 0 | 0 | 0 | 0 | 0 | 0 | 0 | 0 | 0 | 0 | 0 | 0 | 0 | 0 | 0 | 0 | 0 | 0 | 0 | 0 | 0 | 0 | 0 | 0 | 0 | 0 | 0 | 0 | 0 | 0 | 0 | 0 | 0 | 0 | 0 | 0 | 0 | 0 | 0 | 0 | 0 | 0 | 0 | 0 | 0 | 0 | 0 | 0 | 0 | 0 | 0 | 0 | 0 | 0 | 0 | 0 | 0 | 0 | 0 | 0 | 0 | 0 | 0 | 0 | 0 | 0 | 0 | 0 | 0 | 0 | 0 | 0 | 0 | 0 | 0 | 0 | 0 | 0 | 0 | 0 | 0 | 0 | 0 | 0 | 0 | 0 | 0 | 0 | 0 | 0 | 0 | 0 | 0 | 0 | 0 | 0 | 0 | 0 | 0 | 0 | 0 | 0 | 0 | 0 | 0 | 0 | 0 | 0 | 0 | 0 | 0 | 0 | 0 | 0 | 0 | 0 | 0 | 0 | 0 | 0 | 0 | 0 | 0 | 0 | 0 | 0 | 0 | 0 | 0 | 0 | 0 | 0 | 0 | 0 | 0 | 0 | 0 | 0 | 0 | 0 | 0 | 0 | 0 | 0 | 0 | 0 | 0 | 0 | 0 | 0 | 0 | 0 | 0 | 0 | 0 | 0 | 0 | 0 | 0 | 0 | 0 | 0 | 0 | 0 | 0 | 0 | 0 | 0 | 0 | 0 | 0 | 0 | 0 | 0 | 0 | 0 | 0 | 0 | 0 | 0 | 0 | 0 | 0 | 0 | 0 | 0 | 0 | 0 | 0 | 0 | 0 | 0 | 0 | 0 | 0 | 0 | 0 | 0 | 0 | 0 | 0 | 0 | 0 | 0 | 0 | 0 | 0 | 0 | 0 | 0 | 0 | 0 | 0 | 0 | 0 | 0 | 0 | 0 | 0 | 0 | 0 | 0 | 0 | 0 | 0 | 0 | 0 | 0 | 0 | 0 | 0 | 0 | 0 | 0 | 0 | 0 | 0 | 0 | 0 | 0 | 0 | 0 | 0 | 0 | 0 | 0 | 0 | 0 | 0 | 0 | 0 | 0 | 0 | 0 | 0 | 0 | 0 | 0 | 0 | 0 | 0 | 0 | 0 | 0 | 0 | 0 | 0 | 0 | 0 | 0 | 0 | 0 | 0 | 0 | 0 | 0 | 0 | 0 | 0 | 0 | 0 | 0 | 0 | 0 | 0 | 0 | 0 | 0 | 0 | 0 | 0 | 0 | 0 | 0 | 0 | 0 | 0 | 0 | 0 | 0 | 0 | 0 | 0 | 0 | 0 | 0 | 0 | 0 | 0 | 0 | 0 | 0 | 0 | 0 | 0 | 0 | 0 | 0 | 0 | 0 | 0 | 0 | 0 | 0 | 0 | 0 | 0 | 0 | 0 | 0 | 0 | 0 | 0 | 0 | 0 | 0 | 0 | 0 | 0 | 0 | 0 | 0 | 0 | 0 | 0 | 0 | 0 | 0 | 0 | 0 | 0 | 0 | 0 | 0 | 0 | 0 | 0 | 0 | 0 | 0 | 0 | 0 | 0 | 0 | 0 | 0 | 0 | 0 | 0 | 0 | 0 | 0 | 0 | 0 | 0 | 0 | 0 | 0 | 0 | 0 | 0 | 0 | 0 | 0 | 0 | 0 | 0 | 0 | 0 | 0 | 0 | 0 | 0 | 0 | 0 | 0 | 0 | 0 | 0 | 0 | 0 | 0 | 0 | 0 | 0 | 0 | 0 | 0 | 0 | 0 | 0 | 0 | 0 | 0 | 0 | 0 | 0 | 0 | 0 | 0 | 0 | 0 | 0 | 0 | 0 | 0 | 0 | 0 | 0 | 0 | 0 | 0 | 0 | 0 | 0 | 0 | 0 | 0 | 0 | 0 | 0 | 0 | 0 | 0 | 0 | 0 | 0 | 0 | 0 | 0 | 0 | 0 | 0 | 0 | 0 | 0 | 0 | 0 | 0 | 0 | 0 | 0 | 0 | 0 | 0 | 0 | 0 | 0 | 0 | 0 | 0 | 0 | 0 | 0 | 0 | 0 | 0 | 0 | 0 | 0 | 0 | 0 | 0 | 0 | 0 | 0 | 0 | 0 | 0 | 0 | 0 | 0 | 0 | 0 | 0 | 0 | 0 | 0 | 0 | 0 | 0 | 0 | 0 | 0 | 0 | 0 | 0 | 0 | 0 | 0 | 0 | 0 | 0 | 0 | 0 | 0 | 0 | 0 | 0 | 0 | 0 | 0 | 0 | 0 | 0 | 0 | 0 | 0 | 0 | 0 | 0 | 0 | 0 | 0 | 0 | 0 | 0 | 0 | 0 | 0 | 0 | 0 | 0 | 0 | 0 | 0 | 0 | 0 | 0 | 0 | 0 | 0 | 0 | 0 | 0 | 0 | 0 | 0 | 0 | 0 | 0 | 0 | 0 | 0 | 0 | 0 | 0 | 0 | 0 | 0 | 0 | 0 | 0 | 0 | 0 | 0 | 0 | 0 | 0 | 0 | 0 | 0 | 0 | 0 | 0 | 0 | 0 | 0 | 0 | 0 | 0 | 0 | 0 | 0 | 0 | 0 | 0 | 0 | 0 | 0 | 0 | 0 | 0 | 0 | 0 | 0 | 0 | 0 | 0 | 0 | 0 | 0 | 0 | 0 | 0 | 0 | 0 | 0 | 0 | 0 | 0 | 0 | 0 | 0 | 0 | 0 | 0 | 0 | 0 | 0 | 0 | 0 | 0 | 0 | 0 | 0 | 0 | 0 | 0 | 0 | 0 | 0 | 0 | 0 | 0 | 0 | 0 | 0 | 0 | 0 | 0 | 0 | 0 | 0 | 0 | 0 | 0 | 0 | 0 | 0 | 0 | 0 | 0 | 0 | 0 | 0 | 0 | 0 | 0 | 0 | 0 | 0 | 0 | 0 | 0 | 0 | 0 | 0 | 0 | 0 | 0 | 0 | 0 | 0 | 0 | 0 | 0 | 0 | 0 | 0 | 0 | 0 | 0 | 0 | 0 | 0 | 0 | 0 | 0 | 0 | 0 | 0 | 0 | 0 | 0 | 0 | 0 | 0 | 0 | 0 | 0 | 0 | 0 | 0 | 0 | 0 | 0 | 0 | 0 | 0 | 0 | 0 | 0 | 0 | 0 | 0 | 0 | 0 | 0 | 0 | 0 | 0 | 0 | 0 | 0 | 0 | 0 | 0 | 0 | 0 | 0 | 0 | 0 | 0 | 0 | 0 | 0 | 0 | 0 | 0 | 0 | 0 | 0 | 0 | 0 | 0 | 0 | 0 | 0 | 0 | 0 | 0 | 0 | 0 | 0 | 0 | 0 | 0 | 0 | 0 | 0 | 0 | 0 | 0 | 0 | 0 | 0 | 0 | 0 | 0 | 0 | 0 | 0 | 0 | 0 | 0 | 0 | 0 | 0 | 0 | 0 | 0 | 0 | 0 | 0 | 0 | 0 | 0 | 0 | 0 | 0 | 0 | 0 | 0 | 0 | 0 | 0 | 0 | 0 | 0 | 0 | 0 | 0 | 0 | 0 | 0 | 0 | 0 | 0 | 0 | 0 | 0 | 0 | 0 | 0 | 0 | 0 | 0 | 0 | 0 | 0 | 0 | 0 | 0 | 0 | 0 | 0 | 0 | 0 | 0 | 0 | 0 | 0 | 0 | 0 | 0 | 0 | 0 | 0 | 0 | 0 | 0 | 0 | 0 | 0 | 0 | 0 | 0 | 0 | 0 | 0 | 0 | 0 | 0 | 0 | 0 | 0 | 0 | 0 | 0 | 0 | 0 | 0 | 0 | 0 | 0 | 0 | 0 | 0 | 0 | 0 | 0 | 0 | 0 | 0 | 0 | 0 | 0 | 0 | 0 | 0 | 0 | 0 | 0 | 0 | 0 | 0 | 0 | 0 | 0 | 0 | 0 | 0 | 0 | 0 | 0 | 0 | 0 | 0 | 0 | 0 | 0 | 0 | 0 | 0 | 0 | 0 | 0 | 0 | 0 | 0 | 0 | 0 | 0 | 0 | 0 | 0 | 0 | 0 | 0 | 0 | 0 | 0 | 0 | 0 | 0 | 0 | 0 | 0 | 0 | 0 | 0 | 0 | 0 | 0 | 0 | 0 | 0 | 0 | 0 | 0 | 0 | 0 | 0 | 0 | 0 | 0 | 0 | 0 | 0 | 0 | 0 | 0 | 0 | 0 | 0 | 0 | 0 | 0 | 0 | 0 | 0 | 0 | 0 | 0 | 0 | 0 | 0 | 0 | 0 | 0 | 0 | 0 | 0 | 0 | 0 | 0 | 0 | 0 | 0 | 0 | 0 | 0 | 0 | 0 | 0 | 0 | 0 | 0 | 0 | 0 | 0 | 0 | 0 | 0 | 0 | 0 | 0 | 0 | 0 | 0 | 0 | 0 | 0 | 0 | 0 | 0 | 0 | 0 | 0 | 0 | 0 | 0 | 0 | 0 | 0 | 0 | 0 | 0 | 0 | 0 | 0 | 0 | 0 | 0 | 0 | 0 | 0 | 0 | 0 | 0 | 0 | 0 | 0 | 0 | 0 | 0 | 0 | 0 | 0 | 0 | 0 | 0 | 0 | 0 | 0 | 0 | 0 | 0 | 0 | 0 | 0 | 0 | 0 | 0 | 0 | 0 | 0 | 0 | 0 | 0 | 0 | 0 | 0 | 0 | 0 | 0 | 0 | 0 | 0 | 0 | 0 | 0 | 0 | 0 | 0 | 0 | 0 | 0 | 0 | 0 | 0 | 0 | 0 | 0 | 0 | 0 | 0 | 0 | 0 | 0 | 0 | 0 | 0 | 0 | 0 | 0 | 0 | 0 | 0 | 0 | 0 | 0 | 0 | 0 | 0 | 0 | 0 | 0 | 0 | 0 | 0 | 0 | 0 | 0 | 0 | 0 | 0 | 0 | 0 | 0 | 0 | 0 | 0 | 0 | 0 | 0 | 0 | 0 | 0 | 0 | 0 | 0 | 0 | 0 | 0 | 0 | 0 | 0 | 0 | 0 | 0 | 0 | 0 | 0 | 0 | 0 | 0 | 0 | 0 | 0 | 0 | 0 | 0 | 0 | 0 | 0 | 0 | 0 | 0 | 0 | 0 | 0 | 0 | 0 | 0 | 0 | 0 | 0 | 0 | 0 | 0 | 0 | 0 | 0 | 0 | 0 | 0 | 0 | 0 | 0 | 0 | 0 | 0 | 0 | 0 | 0 | 0 | 0 | 0 | 0 | 0 | 0 | 0 | 0 | 0 | 0 | 0 | 0 | 0 | 0 | 0 | 0 | 0 | 0 | 0 | 0 | 0 | 0 | 0 | 0 | 0 | 0 | 0 | 0 | 0 | 0 | 0 | 0 | 0 | 0 | 0 | 0 | 0 | 0 | 0 | 0 | 0 | 0 | 0 | 0 | 0 | 0 | 0 | 0 | 0 | 0 | 0 | 0 | 0 | 0 | 0 | 0 | 0 | 0 | 0 | 0 | 0 | 0 | 0 | 0 | 0 | 0 | 0 | 0 | 0 | 0 | 0 | 0 | 0 | 0 | 0 | 0 | 0 | 0 | 0 | 0 | 0 | 0 | 0 | 0 | 0 | 0 | 0 | 0 | 0 | 0 | 0 | 0 | 0 | 0 | 0 | 0 | 0 | 0 | 0 | 0 | 0 | 0 | 0 | 0 | 0 | 0 | 0 | 0 | 0 | 0 | 0 | 0 | 0 | 0 | 0 | 0 | 0 | 0 | 0 | 0 | 0 | 0 | 0 | 0 | 0 | 0 | 0 | 0 | 0 | 0 | 0 | 0 | 0 | 0 | 0 | 0 | 0 | 0 | 0 | 0 | 0 | 0 | 0 | 0 | 0 | 0 | 0 | 0 | 0 | 0 | 0 | 0 | 0 | 0 | 0 | 0 | 0 | 0 | 0 | 0 | 0 | 0 | 0 | 0 | 0 | 0 | 0 | 0 | 0 | 0 | 0 | 0 | 0 | 0 | 0 | 0 | 0 | 0 | 0 | 0 | 0 | 0 | 0 | 0 | 0 | 0 | 0 | 0 | 0 | 0 | 0 | 0 | 0 | 0 | 0 | 0 | 0 | 0 | 0 | 0 | 0 | 0 | 0 | 0 | 0 | 0 | 0 | 0 | 0 | 0 | 0 | 0 | 0 | 0 | 0 | 0 | 0 | 0 | 0 | 0 | 0 | 0 | 0 | 0 | 0 | 0 | 0 | 0 | 0 | 0 | 0 | 0 | 0 | 0 | 0 | 0 | 0 | 0 | 0 | 0 | 0 | 0 | 0 | 0 | 0 | 0 | 0 | 0 | 0 | 0 | 0 | 0 | 0 | 0 | 0 | 0 | 0 | 0 | 0 | 0 | 0 | 0 | 0 | 0 | 0 | 0 | 0 | 0 | 0 | 0 | 0 | 0 | 0 | 0 | 0 | 0 | 0 | 0 | 0 | 0 | 0 | 0 | 0 | 0 | 0 | 0 | 0 | 0 | 0 | 0 | 0 | 0 | 0 | 0 | 0 | 0 | 0 | 0 | 0 | 0 | 0 | 0 | 0 | 0 | 0 | 0 | 0 | 0 | 0 | 0 | 0 | 0 | 0 | 0 | 0 | 0 | 0 | 0 | 0 | 0 | 0 | 0 | 0 | 0 | 0 | 0 | 0 | 0 | 0 | 0 | 0 | 0 | 0 | 0 | 0 | 0 | 0 | 0 | 0 | 0 | 0 | 0 | 0 | 0 | 0 | 0 | 0 | 0 | 0 | 0 | 0 | 0 | 0 | 0 | 0 | 0 | 0 | 0 | 0 | 0 | 0 | 0 | 0 | 0 | 0 | 0 | 0 | 0 | 0 | 0 | 0 | 0 | 0 | 0 | 0 | 0 | 0 | 0 | 0 | 0 | 0 | 0 | 0 | 0 | 0 | 0 | 0 | 0 | 0 | 0 | 0 | 0 | 0 | 0 | 0 | 0 | 0 | 0 | 0 | 0 | 0 | 0 | 0 | 0 | 0 | 0 | 0 | 0 | 0 | 0 | 0 | 0 | 0 | 0 | 0 | 0 | 0 | 0 | 0 | 0 | 0 | 0 | 0 | 0 | 0 | 0 | 0 | 0 | 0 | 0 | 0 | 0 | 0 | 0 | 0 | 0 | 0 | 0 | 0 | 0 | 0 | 0 | 0 | 0 | 0 | 0 | 0 | 0 | 0 | 0 | 0 | 0 | 0 | 0 | 0 | 0 | 0 | 0 | 0 | 0 | 0 | 0 | 0 | 0 | 0 | 0 | 0 | 0 | 0 | 0 | 0 | 0 | 0 | 0 | 0 | 0 | 0 | 0 | 0 | 0 | 0 | 0 | 0 | 0 | 0 | 0 | 0 | 0 | 0 | 0 | 0 | 0 | 0 | 0 | 0 | 0 | 0 | 0 | 0 | 0 | 0 | 0 | 0 | 0 | 0 | 0 | 0 | 0 | 0 | 0 | 0 | 0 | 0 | 0 | 0 | 0 | 0 | 0 | 0 | 0 | 0 | 0 | 0 | 0 | 0 | 0 | 0 | 0 | 0 | 0 | 0 | 0 | 0 | 0 | 0 | 0 | 0 | 0 | 0 | 0 | 0 | 0 | 0 | 0 | 0 | 0 | 0 | 0 | 0 | 0 | 0 | 0 | 0 | 0 | 0 | 0 | 0 | 0 | 0 | 0 | 0 | 0 | 0 | 0 | 0 | 0 | 0 | 0 | 0 | 0 | 0 | 0 | 0 | 0 | 0 | 0 | 0 | 0 | 0 | 0 | 0 | 0 | 0 | 0 | 0 | 0 | 0 | 0 | 0 | 0 | 0 | 0 | 0 | 0 | 0 | 0 | 0 | 0 | 0 | 0 | 0 | 0 | 0 | 0 | 0 | 0 | 0 | 0 | 0 | 0 | 0 | 0 | 0 | 0 | 0 | 0 | 0 | 0 | 0 | 0 | 0 | 0 | 0 | 0 | 0 | 0 | 0 | 0 | 0 | 0 | 0 | 0 | 0 | 0 | 0 | 0 | 0 | 0 | 0 | 0 | 0 | 0 | 0 | 0 | 0 | 0 | 0 | 0 | 0 | 0 | 0 | 0 | 0 | 0 | 0 | 0 | 0 | 0 | 0 | 0 | 0 | 0 | 0 | 0 | 0 | 0 | 0 | 0 | 0 | 0 | 0 | 0 | 0 | 0 | 0 | 0 | 0 | 0 | 0 | 0 | 0 | 0 | 0 | 0 | 0 | 0 | 0 | 0 | 0 | 0 | 0 | 0 | 0 | 0 | 0 | 0 | 0 | 0 | 0 | 0 | 0 | 0 | 0 | 0 | 0 | 0 | 0 | 0 | 0 | 0 | 0 | 0 | 0 | 0 | 0 | 0 | 0 | 0 | 0 | 0 | 0 | 0 | 0 | 0 | 0 | 0 | 0 | 0 | 0 | 0 | 0 | 0 | 0 | 0 | 0 | 0 | 0 | 0 | 0 | 0 | 0 | 0 | 0 | 0 | 0 | 0 | 0 | 0 | 0 | 0 | 0 | 0 | 0 | 0 | 0 | 0 | 0 | 0 | 0 | 0 | 0 | 0 | 0 | 0 | 0 | 0 | 0 | 0 | 0 | 0 | 0 | 0 | 0 | 0 | 0 | 0 | 0 | 0 | 0 | 0 | 0 | 0 | 0 | 0 | 0 | 0 | 0 | 0 | 0 | 0 | 0 | 0 | 0 | 0 | 0 | 0 | 0 | 0 | 0 | 0 | 0 | 0 | 0 | 0 | 0 | 0 | 0 | 0 | 0 | 0 | 0 | 0 | 0 | 0 | 0 | 0 | 0 | 0 | 0 | 0 | 0 | 0 | 0 | 0 | 0 | 0 | 0 | 0 | 0 | 0 | 0 | 0 | 0 | 0 | 0 | 0 | 0 | 0 | 0 | 0 | 0 | 0 | 0 | 0 | 0 | 0 | 0 | 0 | 0 | 0 | 0 | 0 | 0 | 0 | 0 | 0 | 0 | 0 | 0 | 0 | 0 | 0 | 0 | 0 | 0 | 0 | 0 | 0 | 0 | 0 | 0 | 0 | 0 | 0 | 0 | 0 | 0 | 0 | 0 | 0 | 0 | 0 | 0 | 0 | 0 | 0 | 0 | 0 | 0 | 0 | 0 | 0 | 0 | 0 | 0 | 0 | 0 | 0 | 0 | 0 | 0 | 0 | 0 | 0 | 0 | 0 | 0 | 0 | 0 | 0 | 0 | 0 | 0 | 0 | 0 | 0 | 0 | 0 | 0 | 0 | 0 | 0 | 0 | 0 | 0 | 0 | 0 | 0 | 0 | 0 | 0 | 0 | 0 | 0 | 0 | 0 | 0 | 0 | 0 | 0 | 0 | 0 | 0 | 0 | 0 | 0 | 0 | 0 | 0 | 0 | 0 | 0 | 0 | 0 | 0 | 0 | 0 | 0 | 0 | 0 | 0 | 0 | 0 | 0 | 0 | 0 | 0 | 0 | 0 | 0 | 0 | 0 | 0 | 0 | 0 | 0 | 0 | 0 | 0 | 0 | 0 | 0 | 0 | 0 | 0 | 0 | 0 | 0 | 0 | 0 | 0 | 0 | 0 | 0 | 0 | 0 | 0 | 0 | 0 | 0 | 0 | 0 | 0 | 0 | 0 | 0 | 0 | 0 | 0 | 0 | 0 | 0 | 0 | 0 | 0 | 0 | 0 | 0 | 0 | 0 | 0 | 0 | 0 | 0 | 0 | 0 | 0 | 0 | 0 | 0 | 0 | 0 | 0 | 0 | 0 | 0 | 0 | 0 | 0 | 0 | 0 | 0 | 0 | 0 | 0 | 0 | 0 | 0 | 0 | 0 | 0 | 0 | 0 | 0 | 0 | 0 | 0 | 0 | 0 | 0 | 0 | 0 | 0 | 0 | 0 | 0 | 0 | 0 | 0 | 0 | 0 | 0 | 0 | 0 | 0 | 0 | 0 | 0 | 0 | 0 | 0 | 0 | 0 | 0 | 0 | 0 | 0 | 0 | 0 | 0 | 0 | 0 | 0 | 0 | 0 | 0 | 0 | 0 | 0 | 0 | 0 | 0 | 0 | 0 | 0 | 0 | 0 | 0 | 0 | 0 | 0 | 0 | 0 | 0 | 0 | 0 | 0 | 0 | 0 | 0 | 0 | 0 | 0 | 0 | 0 | 0 | 0 | 0 | 0 | 0 | 0 | 0 | 0 | 0 | 0 | 0 | 0 | 0 | 0 | 0 | 0 | 0 | 0 | 0 | 0 | 0 | 0 | 0 | 0 | 0 | 0 | 0 | 0 | 0 | 0 | 0 | 0 | 0 | 0 | 0 | 0 | 0 | 0 | 0 | 0 | 0 | 0 | 0 | 0 | 0 | 0 | 0 | 0 | 0 | 0 | 0 | 0 | 0 | 0 | 0 | 0 | 0 | 0 | 0 | 0 | 0 | 0 | 0 | 0 | 0 | 0 | 0 | 0 | 0 | 0 | 0 | 0 | 0 | 0 | 0 | 0 | 0 | 0 | 0 | 0 | 0 | 0 | 0 | 0 | 0 | 0 | 0 | 0 | 0 | 0 | 0 | 0 | 0 | 0 | 0 | 0 | 0 | 0 | 0 | 0 | 0 | 0 | 0 | 0 | 0 | 0 | 0 | 0 | 0 | 0 | 0 | 0 | 0 | 0 | 0 | 0 | 0 | 0 | 0 | 0 | 0 | 0 | 0 | 0 | 0 | 0 | 0 | 0 | 0 | 0 | 0 | 0 | 0 | 0 | 0 | 0 | 0 | 0 | 0 | 0 | 0 | 0 | 0 | 0 | 0 | 0 | 0 | 0 | 0 | 0 | 0 | 0 | 0 | 0 | 0 | 0 | 0 | 0 | 0 | 0 | 0 | 0 | 0 | 0 | 0 | 0 | 0 | 0 | 0 | 0 | 0 | 0 | 0 | 0 | 0 | 0 | 0 | 0 | 0 | 0 | 0 | 0 | 0 | 0 | 0 | 0 | 0 | 0 | 0 | 0 | 0 | 0 | 0 | 0 | 0 | 0 | 0 | 0 | 0 | 0 | 0 | 0 | 0 | 0 | 0 | 0 | 0 | 0 | 0 | 0 | 0 | 0 | 0 | 0 | 0 | 0 | 0 | 0 | 0 | 0 | 0 | 0 | 0 | 0 | 0 | 0 | 0 | 0 | 0 | 0 | 0 | 0 | 0 | 0 | 0 | 0 | 0 | 0 | 0 | 0 | 0 | 0 | 0 | 0 | 0 | 0 | 0 | 0 | 0 | 0 | 0 | 0 | 0 | 0 | 0 | 0 | 0 | 0 | 0 | 0 | 0 | 0 | 0 | 0 | 0 | 0 | 0 | 0 | 0 | 0 | 0 | 0 | 0 | 0 | 0 | 0 | 0 | 0 | 0 | 0 | 0 | 0 | 0 | 0 | 0 | 0 | 0 | 0 | 0 | 0 | 0 | 0 | 0 | 0 | 0 | 0 | 0 | 0 | 0 | 0 | 0 | 0 | 0 | 0 | 0 | 0 | 0 | 0 | 0 | 0 | 0 | 0 | 0 | 0 | 0 | 0 | 0 | 0 | 0 | 0 | 0 | 0 | 0 | 0 | 0 | 0 | 0 | 0 | 0 | 0 | 0 | 0 | 0 | 0 | 0 | 0 | 0 | 0 | 0 | 0 | 0 | 0 | 0 | 0 | 0 | 0 | 0 | 0 | 0 | 0 | 0 | 0 | 0 | 0 | 0 | 0 | 0 | 0 | 0 | 0 | 0 | 0 | 0 | 0 | 0 | 0 | 0 | 0 | 0 | 0 | 0 | 0 | 0 | 0 | 0 | 0 | 0 | 0 | 0 | 0 | 0 | 0 | 0 | 0 | 0 | 0 | 0 | 0 | 0 | 0 | 0 | 0 | 0 | 0 | 0 | 0 | 0 | 0 | 0 | 0 | 0 | 0 | 0 | 0 | 0 | 0 | 0 | 0 | 0 | 0 | 0 | 0 | 0 | 0 | 0 | 0 | 0 | 0 | 0 | 0 | 0 | 0 | 0 | 0 | 0 | 0 | 0 | 0 | 0 | 0 | 0 | 0 | 0 | 0 | 0 | 0 | 0 | 0 | 0 | 0 | 0 | 0 | 0 | 0 | 0 | 0 | 0 | 0 | 0 | 0 | 0 | 0 | 0 | 0 | 0 | 0 | 0 | 0 | 0 | 0 | 0 | 0 | 0 | 0 | 0 | 0 | 0 | 0 | 0 | 0 | 0 | 0 | 0 | 0 | 0 | 0 | 0 | 0 | 0 | 0 | 0 | 0 | 0 | 0 | 0 | 0 | 0 | 0 | 0 | 0 | 0 | 0 | 0 | 0 | 0 | 0 | 0 | 0 | 0 | 0 | 0 | 0 | 0 | 0 | 0 | 0 | 0 | 0 | 0 | 0 | 0 | 0 | 0 | 0 | 0 | 0 | 0 | 0 | 0 | 0 | 0 | 0 | 0 | 0 | 0 | 0 | 0 | 0 | 0 | 0 | 0 | 0 | 0 | 0 | 0 | 0 | 0 | 0 | 0 | 0 | 0 | 0 | 0 | 0 | 0 | 0 | 0 | 0 | 0 | 0 | 0 | 0 | 0 | 0 | 0 | 0 | 0 | 0 | 0 | 0 | 0 | 0 | 0 | 0 | 0 | 0 | 0 | 0 | 0 | 0 | 0 | 0 | 0 | 0 | 0 | 0 | 0 | 0 | 0 | 0 | 0 | 0 | 0 | 0 | 0 | 0 | 0 | 0 | 0 | 0 | 0 | 0 | 0 | 0 | 0 | 0 | 0 | 0 | 0 | 0 | 0 | 0 | 0 | 0 | 0 | 0 | 0 | 0 | 0 | 0 | 0 | 0 | 0 | 0 | 0 | 0 | 0 | 0 | 0 | 0 | 0 | 0 | 0 | 0 | 0 | 0 | 0 | 0 | 0 | 0 | 0 | 0 | 0 | 0 | 0 | 0 | 0 | 0 | 0 | 0 | 0 | 0 | 0 | 0 | 0 | 0 | 0 | 0 | 0 | 0 | 0 | 0 | 0 | 0 | 0 | 0 | 0 | 0 | 0 | 0 | 0 | 0 | 0 | 0 | 0 | 0 | 0 | 0 | 0 | 0 | 0 | 0 | 0 | 0 | 0 | 0 | 0 | 0 | 0 | 0 | 0 | 0 | 0 | 0 | 0 | 0 | 0 | 0 | 0 | 0 | 0 | 0 | 0 | 0 | 0 | 0 | 0 | 0 | 0 | 0 | 0 | 0 | 0 | 0 | 0 | 0 | 0 | 0 | 0 | 0 | 0 | 0 | 0 | 0 | 0 | 0 | 0 | 0 | 0 | 0 | 0 | 0 | 0 | 0 | 0 | 0 | 0 | 0 | 0 | 0 | 0 | 0 | 0 | 0 | 0 | 0 | 0 | 0 | 0 | 0 | 0 | 0 | 0 | 0 | 0 | 0 | 0 | 0 | 0 | 0 | 0 | 0 | 0 | 0 | 0 | 0 | 0 | 0 | 0 | 0 | 0 | 0 | 0 | 0 | 0 | 0 | 0 | 0 | 0 | 0 | 0 | 0 | 0 | 0 | 0 | 0 | 0 | 0 | 0 | 0 | 0 | 0 | 0 | 0 | 0 | 0 | 0 | 0 | 0 | 0 | 0 | 0 | 0 | 0 | 0 | 0 | 0 | 0 | 0 | 0 | 0 | 0 | 0 | 0 | 0 | 0 | 0 | 0 | 0 | 0 | 0 | 0 | 0 | 0 | 0 | 0 | 0 | 0 | 0 | 0 | 0 | 0 | 0 | 0 | 0 | 0 | 0 | 0 | 0 | 0 | 0 | 0 | 0 | 0 | 0 | 0 | 0 | 0 | 0 | 0 | 0 | 0 | 0 | 0 | 0 | 0 | 0 | 0 | 0 | 0 | 0 | 0 | 0 | 0 | 0 | 0 | 0 | 0 | 0 | 0 | 0 | 0 | 0 | 0 | 0 | 0 | 0 | 0 | 0 | 0 | 0 | 0 | 0 | 0 | 0 | 0 | 0 | 0 | 0 | 0 | 0 | 0 | 0 | 0 | 0 | 0 | 0 | 0 | 0 | 0 | 0 | 0 | 0 | 0 | 0 | 0 | 0 | 0 | 0 | 0 | 0 | 0 | 0 | 0 | 0 | 0 | 0 | 0 | 0 | 0 | 0 | 0 | 0 | 0 | 0 | 0 | 0 | 0 | 0 | 0 | 0 | 0 | 0 | 0 | 0 | 0 | 0 | 0 | 0 | 0 | 0 | 0 | 0 | 0 | 0 | 0 | 0 | 0 | 0 | 0 | 0 | 0 | 0 | 0 | 0 | 0 | 0 | 0 | 0 | 0 | 0 | 0 | 0 | 0 | 0 | 0 | 0 | 0 | 0 | 0 | 0 | 0 | 0 | 0 | 0 | 0 | 0 | 0 | 0 | 0 | 0 | 0 | 0 | 0 | 0 | 0 | 0 | 0 | 0 | 0 | 0 | 0 | 0 | 0 | 0 | 0 | 0 | 0 | 0 | 0 | 0 | 0 | 0 | 0 | 0 | 0 | 0 | 0 | 0 | 0 | 0 | 0 | 0 | 0 | 0 | 0 | 0 | 0 | 0 | 0 | 0 | 0 | 0 | 0 | 0 | 0 | 0 | 0 | 0 | 0 | 0 | 0 | 0 | 0 | 0 | 0 | 0 | 0 | 0 | 0 | 0 | 0 | 0 | 0 | 0 | 0 | 0 | 0 | 0 | 0 | 0 | 0 | 0 | 0 | 0 | 0 | 0 | 0 | 0 | 0 | 0 | 0 | 0 | 0 | 0 | 0 | 0 | 0 | 0 | 0 | 0 | 0 | 0 | 0 | 0 | 0 | 0 | 0 | 0 | 0 | 0 | 0 | 0 | 0 | 0 | 0 | 0 | 0 | 0 | 0 | 0 | 0 | 0 | 0 | 0 | 0 | 0 | 0 | 0 | 0 | 0 | 0 | 0 | 0 | 0 | 0 | 0 | 0 | 0 | 0 | 0 | 0 | 0 | 0 | 0 | 0 | 0 | 0 | 0 | 0 | 0 | 0 | 0 | 0 | 0 | 0 | 0 | 0 | 0 | 0 | 0 | 0 | 0 | 0 | 0 | 0 | 0 | 0 | 0 | 0 | 0 | 0 | 0 | 0 | 0 | 0 | 0 | 0 | 0 | 0 | 0 | 0 | 0 | 0 | 0 | 0 | 0 | 0 | 0 | 0 | 0 | 0 | 0 | 0 | 0 | 0 | 0 | 0 | 0 | 0 | 0 | 0 | 0 | 0 | 0 | 0 | 0 | 0 | 0 | 0 | 0 | 0 | 0 | 0 | 0 | 0 | 0 | 0 | 0 | 0 | 0 | 0 | 0 | 0 | 0 | 0 | 0 | 0 | 0 | 0 | 0 | 0 | 0 | 0 | 0 | 0 | 0 | 0 | 0 | 0 | 0 | 0 | 0 | 0 | 0 | 0 | 0 | 0 | 0 | 0 | 0 | 0 | 0 | 0 | 0 | 0 | 0 | 0 | 0 | 0 | 0 | 0 | 0 | 0 | 0 | 0 | 0 | 0 | 0 | 0 | 0 | 0 | 0 | 0 | 0 | 0 | 0 | 0 | 0 | 0 | 0 | 0 | 0 | 0 | 0 | 0 | 0 | 0 | 0 | 0 | 0 | 0 | 0 | 0 | 0 | 0 | 0 | 0 | 0 | 0 | 0 | 0 | 0 | 0 | 0 | 0 | 0 | 0 | 0 | 0 | 0 | 0 | 0 | 0 | 0 | 0 | 0 | 0 | 0 | 0 | 0 | 0 | 0 | 0 | 0 | 0 | 0 | 0 | 0 | 0 | 0 | 0 | 0 | 0 | 0 | 0 | 0 | 0 | 0 | 0 | 0 | 0 | 0 | 0 | 0 | 0 | 0 | 0 | 0 | 0 | 0 | 0 | 0 | 0 | 0 | 0 | 0 | 0 | 0 | 0 | 0 | 0 | 0 | 0 | 0 | 0 | 0 | 0 | 0 | 0 | 0 | 0 | 0 | 0 | 0 | 0 | 0 | 0 | 0 | 0 | 0 | 0 | 0 | 0 | 0 | 0 | 0 | 0 | 0 | 0 | 0 | 0 | 0 | 0 | 0 | 0 | 0 | 0 | 0 | 0 | 0 | 0 | 0 | 0 | 0 | 0 | 0 | 0 | 0 | 0 | 0 | 0 | 0 | 0 | 0 | 0 | 0 | 0 | 0 | 0 | 0 | 0 | 0 | 0 | 0 | 0 | 0 | 0 | 0 | 0 | 0 | 0 | 0 | 0 | 0 | 0 | 0 | 0 | 0 | 0 | 0 | 0 | 0 | 0 | 0 | 0 | 0 | 0 | 0 | 0 | 0 | 0 | 0 | 0 | 0 | 0 | 0 | 0 | 0 | 0 | 0 | 0 | 0 | 0 | 0 | 0 | 0 | 0 | 0 | 0 | 0 | 0 | 0 | 0 | 0 | 0 | 0 | 0 | 0 | 0 | 0 | 0 | 0 | 0 | 0 | 0 | 0 | 0 | 0 | 0 | 0 | 0 | 0 | 0 | 0 | 0 | 0 | 0 | 0 | 0 | 0 | 0 | 0 | 0 | 0 | 0 | 0 | 0 | 0 | 0 | 0 | 0 | 0 | 0 | 0 | 0 | 0 | 0 | 0 | 0 | 0 | 0 | 0 | 0 | 0 | 0 | 0 | 0 | 0 | 0 | 0 | 0 | 0 | 0 | 0 | 0 | 0 | 0 | 0 | 0 | 0 | 0 | 0 | 0 | 0 | 0 | 0 | 0 | 0 | 0 | 0 | 0 | 0 | 0 | 0 | 0 | 0 | 0 | 0 | 0 | 0 | 0 | 0 | 0 | 0 | 0 | 0 | 0 | 0 | 0 | 0 | 0 | 0 | 0 | 0 | 0 | 0 | 0 | 0 | 0 | 0 | 0 | 0 | 0 | 0 | 0 | 0 | 0 | 0 | 0 | 0 | 0 | 0 | 0 | 0 | 0 | 0 | 0 | 0 | 0 | 0 | 0 | 0 | 0 | 0 | 0 | 0 | 0 | 0 | 0 | 0 | 0 | 0 | 0 | 0 | 0 | 0 | 0 | 0 | 0 | 0 | 0 | 0 | 0 | 0 | 0 | 0 | 0 | 0 | 0 | 0 | 0 | 0 | 0 | 0 | 0 | 0 | 0 | 0 | 0 | 0 | 0 | 0 | 0 | 0 | 0 | 0 | 0 | 0 | 0 | 0 | 0 | 0 | 0 | 0 | 0 | 0 | 0 | 0 | 0 | 0 | 0 | 0 | 0 | 0 | 0 | 0 | 0 | 0 | 0 | 0 | 0 | 0 | 0 | 0 | 0 | 0 | 0 | 0 | 0 | 0 | 0 | 0 | 0 | 0 | 0 | 0 | 0 | 0 | 0 | 0 | 0 | 0 | 0 | 0 | 0 | 0 | 0 | 0 | 0 | 0 | 0 | 0 | 0 | 0 | 0 | 0 | 0 | 0 | 0 | 0 | 0 | 0 | 0 | 0 | 0 | 0 | 0 | 0 | 0 | 0 | 0 | 0 | 0 | 0 | 0 | 0 | 0 | 0 | 0 | 0 | 0 | 0 | 0 | 0 | 0 | 0 | 0 | 0 | 0 | 0 | 0 | 0 | 0 | 0 | 0 | 0 | 0 | 0 | 0 | 0 | 0 | 0 | 0 | 0 | 0 | 0 | 0 | 0 | 0 | 0 | 0 | 0 | 0 | 0 | 0 | 0 | 0 | 0 | 0 | 0 | 0 | 0 | 0 | 0 | 0 | 0 | 0 | 0 | 0 | 0 | 0 | 0 | 0 | 0 | 0 | 0 | 0 | 0 | 0 | 0 | 0 | 0 | 0 | 0 | 0 | 0 | 0 | 0 | 0 | 0 | 0 | 0 | 0 | 0 | 0 | 0 | 0 | 0 | 0 | 0 | 0 | 0 | 0 | 0 | 0 | 0 | 0 | 0 | 0 | 0 | 0 | 0 | 0 | 0 | 0 | 0 | 0 | 0 | 0 | 0 | 0 | 0 | 0 | 0 | 0 | 0 | 0 | 0 | 0 | 0 | 0 | 0 | 0 | 0 | 0 | 0 | 0 | 0 | 0 | 0 | 0 | 0 | 0 | 0 | 0 | 0 | 0 | 0 | 0 | 0 | 0 | 0 | 0 | 0 | 0 | 0 | 0 | 0 | 0 | 0 | 0 | 0 | 0 | 0 | 0 | 0 | 0 | 0 | 0 | 0 | 0 | 0 | 0 | 0 | 0 | 0 | 0 | 0 | 0 | 0 | 0 | 0 | 0 | 0 | 0 | 0 | 0 | 0 | 0 | 0 | 0 | 0 | 0 | 0 | 0 | 0 | 0 | 0 | 0 | 0 | 0 | 0 | 0 | 0 | 0 | 0 | 0 | 0 | 0 | 0 | 0 | 0 | 0 | 0 | 0 | 0 | 0 | 0 | 0 | 0 | 0 | 0 | 0 | 0 | 0 | 0 | 0 | 0 | 0 | 0 | 0 | 0 | 0 | 0 | 0 | 0 | 0 | 0 | 0 | 0 | 0 | 0 | 0 | 0 | 0 | 0 | 0 | 0 | 0 | 0 | 0 | 0 | 0 | 0 | 0 | 0 | 0 | 0 | 0 | 0 | 0 | 0 | 0 | 0 | 0 | 0 | 0 | 0 | 0 | 0 | 0 | 0 | 0 | 0 | 0 | 0 | 0 | 0 | 0 | 0 | 0 | 0 | 0 | 0 | 0 | 0 | 0 | 0 | 0 | 0 | 0 | 0 | 0 | 0 | 0 | 0 | 0 | 0 | 0 | 0 | 0 | 0 | 0 | 0 | 0 | 0 | 0 | 0 | 0 | 0 | 0 | 0 | 0 | 0 | 0 | 0 | 0 | 0 | 0 | 0 | 0 | 0 | 0 | 0 | 0 | 0 | 0 | 0 | 0 | 0 | 0 | 0 | 0 | 0 | 0 | 0 | 0 | 0 | 0 | 0 | 0 | 0 | 0 | 0 | 0 | 0 | 0 | 0 | 0 | 0 | 0 | 0 | 0 | 0 | 0 | 0 | 0 | 0 | 0 | 0 | 0 | 0 | 0 | 0 | 0 | 0 | 0 | 0 | 0 | 0 | 0 | 0 | 0 | 0 | 0 | 0 | 0 | 0 | 0 | 0 | 0 | 0 | 0 | 0 | 0 | 0 | 0 | 0 | 0 | 0 | 0 | 0 | 0 | 0 | 0 | 0 | 0 | 0 | 0 | 0 | 0 | 0 | 0 | 0 | 0 | 0 | 0 | 0 | 0 | 0 | 0 | 0 | 0 | 0 | 0 | 0 | 0 | 0 | 0 | 0 | 0 | 0 | 0 | 0 | 0 | 0 | 0 | 0 | 0 | 0 | 0 | 0 | 0 | 0 | 0 | 0 | 0 | 0 | 0 | 0 | 0 | 0 | 0 | 0 | 0 | 0 | 0 | 0 | 0 | 0 | 0 | 0 | 0 | 0 | 0 | 0 | 0 | 0 | 0 | 0 | 0 | 0 | 0 | 0 | 0 | 0 | 0 | 0 | 0 | 0 | 0 | 0 | 0 | 0 | 0 | 0 | 0 | 0 | 0 | 0 | 0 | 0 | 0 | 0 | 0 | 0 | 0 | 0 | 0 | 0 | 0 | 0 | 0 | 0 | 0 | 0 | 0 | 0 | 0 | 0 | 0 | 0 | 0 | 0 | 0 | 0 | 0 | 0 | 0 | 0 | 0 | 0 | 0 | 0 | 0 | 0 | 0 | 0 | 0 | 0 | 0 | 0 | 0 | 0 | 0 | 0 | 0 | 0 | 0 | 0 | 0 | 0 | 0 | 0 | 0 | 0 | 0 | 0 | 0 | 0 | 0 | 0 | 0 | 0 | 0 | 0 | 0 | 0 | 0 | 0 | 0 | 0 | 0 | 0 | 0 | 0 | 0 | 0 | 0 | 0 | 0 | 0 | 0 | 0 | 0 | 0 | 0 | 0 | 0 | 0 | 0 | 0 | 0 | 0 | 0 | 0 | 0 | 0 | 0 | 0 | 0 | 0 | 0 | 0 | 0 | 0 | 0 | 0 | 0 | 0 | 0 | 0 | 0 | 0 | 0 | 0 | 0 | 0 | 0 | 0 | 0 | 0 | 0 | 0 | 0 | 0 | 0 | 0 | 0 | 0 | 0 | 0 | 0 | 0 | 0 | 0 | 0 | 0 | 0 | 0 | 0 | 0 | 0 | 0 | 0 | 0 | 0 | 0 | 0 | 0 | 0 | 0 | 0 | 0 | 0 | 0 | 0 | 0 | 0 | 0 | 0 | 0 | 0 | 0 | 0 | 0 | 0 | 0 | 0 | 0 | 0 | 0 | 0 | 0 | 0 | 0 | 0 | 0 | 0 | 0 | 0 | 0 | 0 | 0 | 0 | 0 | 0 | 0 | 0 | 0 | 0 | 0 | 0 | 0 | 0 | 0 | 0 | 0 | 0 | 0 | 0 | 0 | 0 | 0 | 0 | 0 | 0 | 0 | 0 | 0 | 0 | 0 | 0 | 0 | 0 | 0 | 0 | 0 | 0 | 0 | 0 | 0 | 0 | 0 | 0 | 0 | 0 | 0 | 0 | 0 | 0 | 0 | 0 | 0 | 0 | 0 | 0 | 0 | 0 | 0 | 0 | 0 | 0 | 0 | 0 | 0 | 0 | 0 | 0 | 0 | 0 | 0 | 0 | 0 | 0 | 0 | 0 | 0 | 0 | 0 | 0 | 0 | 0 | 0 | 0 | 0 | 0 | 0 | 0 | 0 | 0 | 0 | 0 | 0 | 0 | 0 | 0 | 0 | 0 | 0 | 0 | 0 | 0 | 0 | 0 | 0 | 0 | 0 | 0 | 0 | 0 | 0 | 0 | 0 | 0 | 0 | 0 | 0 | 0 | 0 | 0 | 0 | 0 | 0 | 0 | 0 | 0 | 0 | 0 | 0 | 0 | 0 | 0 | 0 | 0 | 0 | 0 | 0 | 0 | 0 | 0 | 0 | 0 | 0 | 0 | 0 | 0 | 0 | 0 | 0 | 0 | 0 | 0 | 0 | 0 | 0 | 0 | 0 | 0 | 0 | 0 | 0 | 0 | 0 | 0 | 0 | 0 | 0 | 0 | 0 | 0 | 0 | 0 | 0 | 0 | 0 | 0 | 0 | 0 | 0 | 0 | 0 | 0 | 0 | 0 | 0 | 0 | 0 | 0 | 0 | 0 | 0 | 0 | 0 | 0 | 0 | 0 | 0 | 0 | 0 | 0 | 0 | 0 | 0 | 0 | 0 | 0 | 0 | 0 | 0 | 0 | 0 | 0 | 0 | 0 | 0 | 0 | 0 | 0 | 0 | 0 | 0 | 0 | 0 | 0 | 0 | 0 | 0 | 0 | 0 | 0 | 0 | 0 | 0 | 0 | 0 | 0 | 0 | 0 | 0 | 0 | 0 | 0 | 0 | 0 | 0 | 0 | 0 | 0 | 0 | 0 | 0 | 0 | 0 | 0 | 0 | 0 | 0 | 0 | 0 | 0 | 0 | 0 | 0 | 0 | 0 | 0 | 0 | 0 | 0 | 0 | 0 | 0 | 0 | 0 | 0 | 0 | 0 | 0 | 0 | 0 | 0 | 0 | 0 | 0 | 0 | 0 | 0 | 0 | 0 | 0 | 0 | 0 | 0 | 0 | 0 | 0 | 0 | 0 | 0 | 0 | 0 | 0 | 0 | 0 | 0 | 0 | 0 | 0 | 0 | 0 | 0 | 0 | 0 | 0 | 0 | 0 | 0 | 0 | 0 | 0 | 0 | 0 | 0 | 0 | 0 | 0 | 0 | 0 | 0 | 0 | 0 | 0 | 0 | 0 | 0 | 0 | 0 | 0 | 0 | 0 | 0 | 0 | 0 | 0 | 0 | 0 | 0 | 0 | 0 | 0 | 0 | 0 | 0 | 0 | 0 | 0 | 0 | 0 | 0 | 0 | 0 | 0 | 0 | 0 | 0 | 0 | 0 | 0 | 0 | 0 | 0 | 0 | 0 | 0 | 0 | 0 | 0 | 0 | 0 | 0 | 0 | 0 | 0 | 0 | 0 | 0 | 0 | 0 | 0 | 0 | 0 | 0 | 0 | 0 | 0 | 0 | 0 | 0 | 0 | 0 | 0 | 0 | 0 | 0 | 0 | 0 | 0 | 0 | 0 | 0 | 0 | 0 | 0 | 0 | 0 | 0 | 0 | 0 | 0 | 0 | 0 | 0 | 0 | 0 | 0 | 0 | 0 | 0 | 0 | 0 | 0 | 0 | 0 | 0 | 0 | 0 | 0 | 0 | 0 | 0 | 0 | 0 | 0 | 0 | 0 | 0 | 0 | 0 | 0 | 0 | 0 | 0 | 0 | 0 | 0 | 0 | 0 | 0 | 0 | 0 | 0 | 0 | 0 | 0 | 0 | 0 | 0 | 0 | 0 | 0 | 0 | 0 | 0 | 0 | 0 | 0 | 0 | 0 | 0 | 0 | 0 | 0 | 0 | 0 | 0 | 0 | 0 | 0 | 0 | 0 | 0 | 0 | 0 | 0 | 0 | 0 | 0 | 0 | 0 | 0 | 0 | 0 | 0 | 0 | 0 | 0 | 0 | 0 | 0 | 0 | 0 | 0 | 0 | 0 | 0 | 0 | 0 | 0 | 0 | 0 | 0 | 0 | 0 | 0 | 0 | 0 | 0 | 0 | 0 | 0 | 0 | 0 | 0 | 0 | 0 | 0 | 0 | 0 | 0 | 0 | 0 | 0 | 0 | 0 | 0 | 0 | 0 | 0 | 0 | 0 | 0 | 0 | 0 | 0 | 0 | 0 | 0 | 0 | 0 | 0 | 0 | 0 | 0 | 0 | 0 | 0 | 0 | 0 | 0 | 0 | 0 | 0 | 0 | 0 | 0 | 0 | 0 | 0 | 0 | 0 | 0 | 0 | 0 | 0 | 0 | 0 | 0 | 0 | 0 | 0 | 0 | 0 | 0 | 0 | 0 | 0 | 0 | 0 | 0 | 0 | 0 | 0 | 0 | 0 | 0 | 0 | 0 | 0 | 0 | 0 | 0 | 0 | 0 | 0 | 0 | 0 | 0 | 0 | 0 | 0 | 0 | 0 | 0 | 0 | 0 | 0 | 0 | 0 | 0 | 0 | 0 | 0 | 0 | 0 | 0 | 0 | 0 | 0 | 0 | 0 | 0 | 0 | 0 | 0 | 0 | 0 | 0 | 0 | 0 | 0 | 0 | 0 | 0 | 0 | 0 | 0 | 0 | 0 | 0 | 0 | 0 | 0 | 0 | 0 | 0 | 0 | 0 | 0 | 0 | 0 | 0 | 0 | 0 | 0 | 0 | 0 | 0 | 0 | 0 | 0 | 0 | 0 | 0 | 0 | 0 | 0 | 0 | 0 | 0 | 0 | 0 | 0 | 0 | 0 | 0 | 0 | 0 | 0 | 0 | 0 | 0 | 0 | 0 | 0 | 0 | 0 | 0 | 0 | 0 | 0 | 0 | 0 | 0 | 0 | 0 | 0 | 0 | 0 | 0 | 0 | 0 | 0 | 0 | 0 | 0 | 0 | 0 | 0 | 0 | 0 | 0 | 0 | 0 | 0 | 0 | 0 | 0 | 0 | 0 | 0 | 0 | 0 | 0 | 0 | 0 | 0 | 0 | 0 | 0 | 0 | 0 | 0 | 0 | 0 | 0 | 0 | 0 | 0 | 0 | 0 | 0 | 0 | 0 | 0 | 0 | 0 | 0 | 0 | 0 | 0 | 0 | 0 | 0 | 0 | 0 | 0 | 0 | 0 | 0 | 0 | 0 | 0 | 0 | 0 | 0 | 0 | 0 | 0 | 0 | 0 | 0 | 0 | 0 | 0 | 0 | 0 | 0 | 0 | 0 | 0 | 0 | 0 | 0 | 0 | 0 | 0 | 0 | 0 | 0 | 0 | 0 | 0 | 0 | 0 | 0 | 0 | 0 | 0 | 0 | 0 | 0 | 0 | 0 | 0 | 0 | 0 | 0 | 0 | 0 | 0 | 0 | 0 | 0 | 0 | 0 | 0 | 0 | 0 | 0 | 0 | 0 | 0 | 0 | 0 | 0 | 0 | 0 | 0 | 0 | 0 | 0 | 0 | 0 | 0 | 0 | 0 | 0 | 0 | 0 | 0 | 0 | 0 | 0 | 0 | 0 | 0 | 0 | 0 | 0 | 0 | 0 | 0 | 0 | 0 | 0 | 0 | 0 | 0 | 0 | 0 | 0 | 0 | 0 | 0 | 0 | 0 | 0 | 0 | 0 | 0 | 0 | 0 | 0 | 0 | 0 | 0 | 0 | 0 | 0 | 0 | 0 | 0 | 0 | 0 | 0 | 0 | 0 | 0 | 0 | 0 | 0 | 0 | 0 | 0 | 0 | 0 | 0 | 0 | 0 | 0 | 0 | 0 | 0 | 0 | 0 | 0 | 0 | 0 | 0 | 0 | 0 | 0 | 0 | 0 | 0 | 0 | 0 | 0 | 0 | 0 | 0 | 0 | 0 | 0 | 0 | 0 | 0 | 0 | 0 | 0 | 0 | 0 | 0 | 0 | 0 | 0 | 0 | 0 | 0 | 0 | 0 | 0 | 0 | 0 | 0 | 0 | 0 | 0 | 0 | 0 | 0 | 0 | 0 | 0 | 0 | 0 | 0 | 0 | 0 | 0 | 0 | 0 | 0 | 0 | 0 | 0 | 0 | 0 | 0 | 0 | 0 | 0 | 0 | 0 | 0 | 0 | 0 | 0 | 0 | 0 | 0 | 0 | 0 | 0 | 0 | 0 | 0 | 0 | 0 | 0 | 0 | 0 | 0 | 0 | 0 | 0 | 0 | 0 | 0 | 0 | 0 | 0 | 0 | 0 | 0 | 0 | 0 | 0 | 0 | 0 | 0 | 0 | 0 | 0 | 0 | 0 | 0 | 0 | 0 | 0 | 0 | 0 | 0 | 0 | 0 | 0 | 0 | 0 | 0 | 0 | 0 | 0 | 0 | 0 | 0 | 0 | 0 | 0 | 0 | 0 | 0 | 0 | 0 | 0 | 0 | 0 | 0 | 0 | 0 | 0 | 0 | 0 | 0 | 0 | 0 | 0 | 0 | 0 | 0 | 0 | 0 | 0 | 0 | 0 | 0 | 0 | 0 | 0 | 0 | 0 | 0 | 0 | 0 | 0 | 0 | 0 | 0 | 0 | 0 | 0 | 0 | 0 | 0 | 0 | 0 | 0 | 0 | 0 | 0 | 0 | 0 | 0 | 0 | 0 | 0 | 0 | 0 | 0 | 0 | 0 | 0 | 0 | 0 | 0 | 0 | 0 | 0 | 0 | 0 | 0 | 0 | 0 | 0 | 0 | 0 | 0 | 0 | 0 | 0 | 0 | 0 | 0 | 0 | 0 | 0 | 0 | 0 | 0 | 0 | 0 | 0 | 0 | 0 | 0 | 0 | 0 | 0 | 0 | 0 | 0 | 0 | 0 | 0 | 0 | 0 | 0 | 0 | 0 | 0 | 0 | 0 | 0 | 0 | 0 | 0 | 0 | 0 | 0 | 0 | 0 | 0 | 0 | 0 | 0 | 0 | 0 | 0 | 0 | 0 | 0 | 0 | 0 | 0 | 0 | 0 | 0 | 0 | 0 | 0 | 0 | 0 | 0 | 0 | 0 | 0 | 0 | 0 | 0 | 0 | 0 | 0 | 0 | 0 | 0 | 0 | 0 | 0 | 0 | 0 | 0 | 0 | 0 | 0 | 0 | 0 | 0 | 0 | 0 | 0 | 0 | 0 | 0 | 0 | 0 | 0 | 0 | 0 | 0 | 0 | 0 | 0 | 0 | 0 | 0 | 0 | 0 | 0 | 0 | 0 | 0 | 0 | 0 | 0 | 0 | 0 | 0 | 0 | 0 | 0 | 0 | 0 | 0 | 0 | 0 | 0 | 0 | 0 | 0 | 0 | 0 | 0 | 0 | 0 | 0 | 0 | 0 | 0 | 0 | 0 | 0 | 0 | 0 | 0 | 0 | 0 | 0 | 0 | 0 | 0 | 0 | 0 | 0 | 0 | 0 | 0 | 0 | 0 | 0 | 0 | 0 | 0 | 0 | 0 | 0 | 0 | 0 | 0 | 0 | 0 | 0 | 0 | 0 | 0 | 0 | 0 | 0 | 0 | 0 | 0 | 0 | 0 | 0 | 0 | 0 | 0 | 0 | 0 | 0 | 0 | 0 | 0 | 0 | 0 | 0 | 0 | 0 | 0 | 0 | 0 | 0 | 0 | 0 | 0 | 0 | 0 | 0 | 0 | 0 | 0 | 0 | 0 | 0 | 0 | 0 | 0 | 0 | 0 | 0 | 0 | 0 | 0 | 0 | 0 | 0 | 0 | 0 | 0 | 0 | 0 | 0 | 0 | 0 | 0 | 0 | 0 | 0 | 0 | 0 | 0 | 0 | 0 | 0 | 0 | 0 | 0 | 0 | 0 | 0 | 0 | 0 | 0 | 0 | 0 | 0 | 0 | 0 | 0 | 0 | 0 | 0 | 0 | 0 | 0 | 0 | 0 | 0 | 0 | 0 | 0 | 0 | 0 | 0 | 0 | 0 | 0 | 0 | 0 | 0 | 0 | 0 | 0 | 0 | 0 | 0 | 0 | 0 | 0 | 0 | 0 | 0 | 0 | 0 | 0 | 0 | 0 | 0 | 0 | 0 | 0 | 0 | 0 | 0 | 0 | 0 | 0 | 0 | 0 | 0 | 0 | 0 | 0 | 0 | 0 | 0 | 0 | 0 | 0 | 0 | 0 | 0 | 0 | 0 | 0 | 0 | 0 | 0 | 0 | 0 | 0 | 0 | 0 | 0 | 0 | 0 | 0 | 0 | 0 | 0 | 0 | 0 | 0 | 0 | 0 | 0 | 0 | 0 | 0 | 0 | 0 | 0 | 0 | 0 | 0 | 0 | 0 | 0 | 0 | 0 | 0 | 0 | 0 | 0 | 0 | 0 | 0 | 0 | 0 | 0 | 0 | 0 | 0 | 0 | 0 | 0 | 0 | 0 | 0 | 0 | 0 | 0 | 0 | 0 | 0 | 0 | 0 | 0 | 0 | 0 | 0 | 0 | 0 | 0 | 0 | 0 | 0 | 0 | 0 | 0 | 0 | 0 | 0 | 0 | 0 | 0 | 0 | 0 | 0 | 0 | 0 | 0 | 0 | 0 | 0 | 0 | 0 | 0 | 0 | 0 | 0 | 0 | 0 | 0 | 0 | 0 | 0 | 0 | 0 | 0 | 0 | 0 | 0 | 0 | 0 | 0 | 0 | 0 | 0 | 0 | 0 | 0 | 0 | 0 | 0 | 0 | 0 | 0 | 0 | 0 | 0 | 0 | 0 | 0 | 0 | 0 | 0 | 0 | 0 | 0 | 0 | 0 | 0 | 0 | 0 | 0 | 0 | 0 | 0 | 0 | 0 | 0 | 0 | 0 | 0 | 0 | 0 | 0 | 0 | 0 | 0 | 0 | 0 | 0 | 0 | 0 | 0 | 0 | 0 | 0 | 0 | 0 | 0 | 0 | 0 | 0 | 0 | 0 | 0 | 0 | 0 | 0 | 0 | 0 | 0 | 0 | 0 | 0 | 0 | 0 | 0 | 0 | 0 | 0 | 0 | 0 | 0 | 0 | 0 | 0 | 0 | 0 | 0 | 0 | 0 | 0 | 0 | 0 | 0 | 0 | 0 | 0 | 0 | 0 | 0 | 0 | 0 | 0 | 0 | 0 | 0 | 0 | 0 | 0 | 0 | 0 | 0 | 0 | 0 | 0 | 0 | 0 | 0 | 0 | 0 | 0 | 0 | 0 | 0 | 0 | 0 | 0 | 0 | 0 | 0 | 0 | 0 | 0 | 0 | 0 | 0 | 0 | 0 | 0 | 0 | 0 | 0 | 0 | 0 | 0 | 0 | 0 | 0 | 0 | 0 | 0 | 0 | 0 | 0 | 0 | 0 | 0 | 0 | 0 | 0 | 0 | 0 | 0 | 0 | 0 | 0 | 0 | 0 | 0 | 0 | 0 | 0 | 0 | 0 | 0 | 0 | 0 | 0 | 0 | 0 | 0 | 0 | 0 | 0 | 0 | 0 | 0 | 0 | 0 | 0 | 0 | 0 | 0 | 0 | 0 | 0 | 0 | 0 | 0 | 0 | 0 | 0 | 0 | 0 | 0 | 0 | 0 | 0 | 0 | 0 | 0 | 0 | 0 | 0 | 0 | 0 | 0 | 0 | 0 | 0 | 0 | 0 | 0 | 0 | 0 | 0 | 0 | 0 | 0 | 0 | 0 | 0 | 0 | 0 | 0 | 0 | 0 | 0 | 0 | 0 | 0 | 0 | 0 | 0 | 0 | 0 | 0 | 0 | 0 | 0 | 0 | 0 | 0 | 0 | 0 | 0 | 0 | 0 | 0 | 0 | 0 | 0 | 0 | 0 | 0 | 0 | 0 | 0 | 0 | 0 | 0 | 0 | 0 | 0 | 0 | 0 | 0 | 0 | 0 | 0 | 0 | 0 | 0 | 0 | 0 | 0 | 0 | 0 | 0 | 0 | 0 | 0 | 0 | 0 | 0 | 0 | 0 | 0 | 0 | 0 | 0 | 0 | 0 | 0 | 0 | 0 | 0 | 0 | 0 | 0 | 0 | 0 | 0 | 0 | 0 | 0 | 0 | 0 | 0 | 0 | 0 | 0 | 0 | 0 | 0 | 0 | 0 | 0 | 0 | 0 | 0 | 0 | 0 | 0 | 0 | 0 | 0 | 0 | 0 | 0 | 0 | 0 | 0 | 0 | 0 | 0 | 0 | 0 | 0 | 0 | 0 | 0 | 0 | 0 | 0 | 0 | 0 | 0 | 0 | 0 | 0 | 0 | 0 | 0 | 0 | 0 | 0 | 0 | 0 | 0 | 0 | 0 | 0 | 0 | 0 | 0 | 0 | 0 | 0 | 0 | 0 | 0 | 0 | 0 | 0 | 0 | 0 | 0 | 0 | 0 | 0 | 0 | 0 | 0 | 0 | 0 | 0 | 0 | 0 | 0 | 0 | 0 | 0 | 0 | 0 | 0 | 0 | 0 | 0 | 0 | 0 | 0 | 0 | 0 | 0 | 0 | 0 | 0 | 0 | 0 | 0 | 0 | 0 | 0 | 0 | 0 | 0 | 0 | 0 | 0 | 0 | 0 | 0 | 0 | 0 | 0 | 0 | 0 | 0 | 0 | 0 | 0 | 0 | 0 | 0 | 0 | 0 | 0 | 0 | 0 | 0 | 0 | 0 | 0 | 0 | 0 | 0 | 0 | 0 | 0 | 0 | 0 | 0 | 0 | 0 | 0 | 0 | 0 | 0 | 0 | 0 | 0 | 0 | 0 | 0 | 0 | 0 | 0 | 0 | 0 | 0 | 0 | 0 | 0 | 0 | 0 | 0 | 0 | 0 | 0 | 0 | 0 | 0 | 0 | 0 | 0 | 0 | 0 | 0 | 0 | 0 | 0 | 0 | 0 | 0 | 0 | 0 | 0 | 0 | 0 | 0 | 0 | 0 | 0 | 0 | 0 | 0 | 0 | 0 | 0 | 0 | 0 | 0 | 0 | 0 | 0 | 0 | 0 | 0 | 0 | 0 | 0 | 0 | 0 | 0 | 0 | 0 | 0 | 0 | 0 | 0 | 0 | 0 | 0 | 0 | 0 | 0 | 0 | 0 | 0 | 0 | 0 | 0 | 0 | 0 | 0 | 0 | 0 | 0 | 0 | 0 | 0 | 0 | 0 | 0 | 0 | 0 | 0 | 0 | 0 | 0 | 0 | 0 | 0 | 0 | 0 | 0 | 0 | 0 | 0 | 0 | 0 | 0 | 0 | 0 | 0 | 0 | 0 | 0 | 0 | 0 | 0 | 0 | 0 | 0 | 0 | 0 | 0 | 0 | 0 | 0 | 0 | 0 | 0 | 0 | 0 | 0 | 0 | 0 | 0 | 0 | 0 | 0 | 0 | 0 | 0 | 0 | 0 | 0 | 0 | 0 | 0 | 0 | 0 | 0 | 0 | 0 | 0 | 0 | 0 | 0 | 0 | 0 | 0 | 0 | 0 | 0 | 0 | 0 | 0 | 0 | 0 | 0 | 0 | 0 | 0 | 0 | 0 | 0 | 0 | 0 | 0 | 0 | 0 | 0 | 0 | 0 | 0 | 0 | 0 | 0 | 0 | 0 | 0 | 0 | 0 | 0 | 0 | 0 | 0 | 0 | 0 | 0 | 0 | 0 | 0 | 0 | 0 | 0 | 0 | 0 | 0 | 0 | 0 | 0 | 0 | 0 | 0 | 0 | 0 | 0 | 0 | 0 | 0 | 0 | 0 | 0 | 0 | 0 | 0 | 0 | 0 | 0 | 0 | 0 | 0 | 0 | 0 | 0 | 0 | 0 | 0 | 0 | 0 | 0 | 0 | 0 | 0 | 0 | 0 | 0 | 0 | 0 | 0 | 0 | 0 | 0 | 0 | 0 | 0 | 0 | 0 | 0 | 0 | 0 | 0 | 0 | 0 | 0 | 0 | 0 | 0 | 0 | 0 | 0 | 0 | 0 | 0 | 0 | 0 | 0 | 0 | 0 | 0 | 0 | 0 | 0 | 0 | 0 | 0 | 0 | 0 | 0 | 0 | 0 | 0 | 0 | 0 | 0 | 0 | 0 | 0 | 0 | 0 | 0 | 0 | 0 | 0 | 0 | 0 | 0 | 0 | 0 | 0 | 0 | 0 | 0 | 0 | 0 | 0 | 0 | 0 | 0 | 0 | 0 | 0 | 0 | 0 | 0 | 0 | 0 | 0 | 0 | 0 | 0 | 0 | 0 | 0 | 0 | 0 | 0 | 0 | 0 | 0 | 0 | 0 | 0 | 0 | 0 | 0 | 0 | 0 | 0 | 0 | 0 | 0 | 0 | 0 | 0 | 0 | 0 | 0 | 0 | 0 | 0 | 0 | 0 | 0 | 0 | 0 | 0 | 0 | 0 | 0 | 0 | 0 | 0 | 0 | 0 | 0 | 0 | 0 | 0 | 0 | 0 | 0 | 0 | 0 | 0 | 0 | 0 | 0 | 0 | 0 | 0 | 0 | 0 | 0 | 0 | 0 | 0 | 0 | 0 | 0 | 0 | 0 | 0 | 0 | 0 | 0 | 0 | 0 | 0 | 0 | 0 | 0 | 0 | 0 | 0 | 0 | 0 | 0 | 0 | 0 | 0 | 0 | 0 | 0 | 0 | 0 | 0 | 0 | 0 | 0 | 0 | 0 | 0 | 0 | 0 | 0 | 0 | 0 | 0 | 0 | 0 | 0 | 0 | 0 | 0 | 0 | 0 | 0 | 0 | 0 | 0 | 0 | 0 | 0 | 0 | 0 | 0 | 0 | 0 | 0 | 0 | 0 | 0 | 0 | 0 | 0 | 0 | 0 | 0 | 0 | 0 | 0 | 0 | 0 | 0 | 0 | 0 | 0 | 0 | 0 | 0 | 0 | 0 | 0 | 0 | 0 | 0 | 0 | 0 | 0 | 0 | 0 | 0 | 0 | 0 | 0 | 0 | 0 | 0 | 0 | 0 | 0 | 0 | 0 | 0 | 0 | 0 | 0 | 0 | 0 | 0 | 0 | 0 | 0 | 0 | 0 | 0 | 0 | 0 | 0 | 0 | 0 | 0 | 0 | 0 | 0 | 0 | 0 | 0 | 0 | 0 | 0 | 0 | 0 | 0 | 0 | 0 | 0 | 0 | 0 | 0 | 0 | 0 | 0 | 0 | 0 | 0 | 0 | 0 | 0 | 0 | 0 | 0 | 0 | 0 | 0 | 0 | 0 | 0 | 0 | 0 | 0 | 0 | 0 | 0 | 0 | 0 | 0 | 0 | 0 | 0 | 0 | 0 | 0 | 0 | 0 | 0 | 0 | 0 | 0 | 0 | 0 | 0 | 0 | 0 | 0 | 0 | 0 | 0 | 0 | 0 | 0 | 0 | 0 | 0 | 0 | 0 | 0 | 0 | 0 | 0 | 0 | 0 | 0 | 0 | 0 | 0 | 0 | 0 | 0 | 0 | 0 | 0 | 0 | 0 | 0 | 0 | 0 | 0 | 0 | 0 | 0 | 0 | 0 | 0 | 0 | 0 | 0 | 0 | 0 | 0 | 0 | 0 | 0 | 0 | 0 | 0 | 0 | 0 | 0 | 0 | 0 | 0 | 0 | 0 | 0 | 0 | 0 | 0 | 0 | 0 | 0 | 0 | 0 | 0 | 0 | 0 | 0 | 0 | 0 | 0 | 0 | 0 | 0 | 0 | 0 | 0 | 0 | 0 | 0 | 0 | 0 | 0 | 0 | 0 | 0 | 0 | 0 | 0 | 0 | 0 | 0 | 0 | 0 | 0 | 0 | 0 | 0 | 0 | 0 | 0 | 0 | 0 | 0 | 0 | 0 | 0 | 0 | 0 | 0 | 0 | 0 | 0 | 0 | 0 | 0 | 0 | 0 | 0 | 0 | 0 | 0 | 0 | 0 | 0 | 0 | 0 | 0 | 0 | 0 | 0 | 0 | 0 | 0 | 0 | 0 | 0 | 0 | 0 | 0 | 0 | 0 | 0 | 0 | 0 | 0 | 0 | 0 | 0 | 0 | 0 | 0 | 0 | 0 | 0 | 0 | 0 | 0 | 0 | 0 | 0 | 0 | 0 | 0 | 0 | 0 | 0 | 0 | 0 | 0 | 0 | 0 | 0 | 0 | 0 | 0 | 0 | 0 | 0 | 0 | 0 | 0 | 0 | 0 | 0 | 0 | 0 | 0 | 0 | 0 | 0 | 0 | 0 | 0 | 0 | 0 | 0 | 0 | 0 | 0 | 0 | 0 | 0 | 0 | 0 | 0 | 0 | 0 | 0 | 0 | 0 | 0 | 0 | 0 | 0 | 0 | 0 | 0 | 0 | 0 | 0 | 0 | 0 | 0 | 0 | 0 | 0 | 0 | 0 | 0 | 0 | 0 | 0 | 0 | 0 | 0 | 0 | 0 | 0 | 0 | 0 | 0 | 0 | 0 | 0 | 0 | 0 | 0 | 0 | 0 | 0 | 0 | 0 | 0 | 0 | 0 | 0 | 0 | 0 | 0 | 0 | 0 | 0 | 0 | 0 | 0 | 0 | 0 | 0 | 0 | 0 | 0 | 0 | 0 | 0 | 0 | 0 | 0 | 0 | 0 | 0 | 0 | 0 | 0 | 0 | 0 | 0 | 0 | 0 | 0 | 0 | 0 | 0 | 0 | 0 | 0 | 0 | 0 | 0 | 0 | 0 | 0 | 0 | 0 | 0 | 0 | 0 | 0 | 0 | 0 | 0 | 0 | 0 | 0 | 0 | 0 | 0 | 0 | 0 | 0 | 0 | 0 | 0 | 0 | 0 | 0 | 0 | 0 | 0 | 0 | 0 | 0 | 0 | 0 | 0 | 0 | 0 | 0 | 0 | 0 | 0 | 0 | 0 | 0 | 0 | 0 | 0 | 0 | 0 | 0 | 0 | 0 | 0 | 0 | 0 | 0 | 0 | 0 | 0 | 0 | 0 | 0 | 0 | 0 | 0 | 0 | 0 | 0 | 0 | 0 | 0 | 0 | 0 | 0 | 0 | 0 | 0 | 0 | 0 | 0 | 0 | 0 | 0 | 0 | 0 | 0 | 0 | 0 | 0 | 0 | 0 | 0 | 0 | 0 | 0 | 0 | 0 | 0 | 0 | 0 | 0 | 0 | 0 | 0 | 0 | 0 | 0 | 0 | 0 | 0 | 0 | 0 | 0 | 0 | 0 | 0 | 0 | 0 | 0 | 0 | 0 | 0 | 0 | 0 | 0 | 0 | 0 | 0 | 0 | 0 | 0 | 0 | 0 | 0 | 0 | 0 | 0 | 0 | 0 | 0 | 0 | 0 | 0 | 0 | 0 | 0 | 0 | 0 | 0 | 0 | 0 | 0 | 0 | 0 | 0 | 0 | 0 | 0 | 0 | 0 | 0 | 0 | 0 | 0 | 0 | 0 | 0 | 0 | 0 | 0 | 0 | 0 | 0 | 0 | 0 | 0 | 0 | 0 | 0 | 0 | 0 | 0 | 0 | 0 | 0 | 0 | 0 | 0 | 0 | 0 | 0 | 0 | 0 | 0 | 0 | 0 | 0 | 0 | 0 | 0 | 0 | 0 | 0 | 0 | 0 | 0 | 0 | 0 | 0 | 0 | 0 | 0 | 0 | 0 | 0 | 0 | 0 | 0 | 0 | 0 | 0 | 0 | 0 | 0 | 0 | 0 | 0 | 0 | 0 | 0 | 0 | 0 | 0 | 0 | 0 | 0 | 0 | 0 | 0 | 0 | 0 | 0 | 0 | 0 | 0 | 0 | 0 | 0 | 0 | 0 | 0 | 0 | 0 | 0 | 0 | 0 | 0 | 0 | 0 | 0 | 0 | 0 | 0 | 0 | 0 | 0 | 0 | 0 | 0 | 0 | 0 | 0 | 0 | 0 | 0 | 0 | 0 | 0 | 0 | 0 | 0 | 0 | 0 | 0 | 0 | 0 | 0 | 0 | 0 | 0 | 0 | 0 | 0 | 0 | 0 | 0 | 0 | 0 | 0 | 0 | 0 | 0 | 0 | 0 | 0 | 0 | 0 | 0 | 0 | 0 | 0 | 0 | 0 | 0 | 0 | 0 | 0 | 0 | 0 | 0 | 0 | 0 | 0 | 0 | 0 | 0 | 0 | 0 | 0 | 0 | 0 | 0 | 0 | 0 | 0 | 0 | 0 | 0 | 0 | 0 | 0 | 0 | 0 | 0 | 0 | 0 | 0 | 0 | 0 | 0 | 0 | 0 | 0 | 0 | 0 | 0 | 0 | 0 | 0 | 0 | 0 | 0 | 0 | 0 | 0 | 0 | 0 | 0 | 0 | 0 | 0 | 0 | 0 | 0 | 0 | 0 | 0 | 0 | 0 | 0 | 0 | 0 | 0 | 0 | 0 | 0 | 0 | 0 | 0 | 0 | 0 | 0 | 0 | 0 | 0 | 0 | 0 | 0 | 0 | 0 | 0 | 0 | 0 | 0 | 0 | 0 | 0 | 0 | 0 | 0 | 0 | 0 | 0 | 0 | 0 | 0 | 0 | 0 | 0 | 0 | 0 | 0 | 0 | 0 | 0 | 0 | 0 | 0 | 0 | 0 | 0 | 0 | 0 | 0 | 0 | 0 | 0 | 0 | 0 | 0 | 0 | 0 | 0 | 0 | 0 | 0 | 0 | 0 | 0 | 0 | 0 | 0 | 0 | 0 | 0 | 0 | 0 | 0 | 0 | 0 | 0 | 0 | 0 | 0 | 0 | 0 | 0 | 0 | 0 | 0 | 0 | 0 | 0 | 0 | 0 | 0 | 0 | 0 | 0 | 0 | 0 | 0 | 0 | 0 | 0 | 0 | 0 | 0 | 0 | 0 | 0 | 0 | 0 | 0 | 0 | 0 | 0 | 0 | 0 | 0 | 0 | 0 | 0 | 0 | 0 | 0 | 0 | 0 | 0 | 0 | 0 | 0 | 0 | 0 | 0 | 0 | 0 | 0 | 0 | 0 | 0 | 0 | 0 | 0 | 0 | 0 | 0 | 0 | 0 | 0 | 0 | 0 | 0 | 0 | 0 | 0 | 0 | 0 | 0 | 0 | 0 | 0 | 0 | 0 | 0 | 0 | 0 | 0 | 0 | 0 | 0 | 0 | 0 | 0 | 0 | 0 | 0 | 0 | 0 | 0 | 0 | 0 | 0 | 0 | 0 | 0 | 0 | 0 | 0 | 0 | 0 | 0 | 0 | 0 | 0 | 0 | 0 | 0 | 0 | 0 | 0 | 0 | 0 | 0 | 0 | 0 | 0 | 0 | 0 | 0 | 0 | 0 | 0 | 0 | 0 | 0 | 0 | 0 | 0 | 0 | 0 | 0 | 0 | 0 | 0 | 0 | 0 | 0 | 0 | 0 | 0 | 0 | 0 | 0 | 0 | 0 | 0 | 0 | 0 | 0 | 0 | 0 | 0 | 0 | 0 | 0 | 0 | 0 | 0 | 0 | 0 | 0 | 0 | 0 | 0 | 0 | 0 | 0 | 0 | 0 | 0 | 0 | 0 | 0 | 0 | 0 | 0 | 0 | 0 | 0 | 0 | 0 | 0 | 0 | 0 | 0 | 0 | 0 | 0 | 0 | 0 | 0 | 0 | 0 | 0 | 0 | 0 | 0 | 0 | 0 | 0 | 0 | 0 | 0 | 0 | 0 | 0 | 0 | 0 | 0 | 0 | 0 | 0 | 0 | 0 | 0 | 0 | 0 | 0 | 0 | 0 | 0 | 0 | 0 | 0 | 0 | 0 | 0 | 0 | 0 | 0 | 0 | 0 | 0 | 0 | 0 | 0 | 0 | 0 | 0 | 0 | 0 | 0 | 0 | 0 | 0 | 0 | 0 | 0 | 0 | 0 | 0 | 0 | 0 | 0 | 0 | 0 | 0 | 0 | 0 | 0 | 0 | 0 | 0 | 0 | 0 | 0 | 0 | 0 | 0 | 0 | 0 | 0 | 0 | 0 | 0 | 0 | 0 | 0 | 0 | 0 | 0 | 0 | 0 | 0 | 0 | 0 | 0 | 0 | 0 | 0 | 0 | 0 | 0 | 0 | 0 | 0 | 0 | 0 | 0 | 0 | 0 | 0 | 0 | 0 | 0 | 0 | 0 | 0 | 0 | 0 | 0 | 0 | 0 | 0 | 0 | 0 | 0 | 0 | 0 | 0 | 0 | 0 | 0 | 0 | 0 | 0 | 0 | 0 | 0 | 0 | 0 | 0 | 0 | 0 | 0 | 0 | 0 | 0 | 0 | 0 | 0 | 0 | 0 | 0 | 0 | 0 | 0 | 0 | 0 | 0 | 0 | 0 | 0 | 0 | 0 | 0 | 0 | 0 | 0 | 0 | 0 | 0 | 0 | 0 | 0 | 0 | 0 | 0 | 0 | 0 | 0 | 0 | 0 | 0 | 0 | 0 | 0 | 0 | 0 | 0 | 0 | 0 | 0 | 0 | 0 | 0 | 0 | 0 | 0 | 0 | 0 | 0 | 0 | 0 | 0 | 0 | 0 | 0 | 0 | 0 | 0 | 0 | 0 | 0 | 0 | 0 | 0 | 0 | 0 | 0 | 0 | 0 | 0 | 0 | 0 | 0 | 0 | 0 | 0 | 0 | 0 | 0 | 0 | 0 | 0 | 0 | 0 | 0 | 0 | 0 | 0 | 0 | 0 | 0 | 0 | 0 | 0 | 0 | 0 | 0 | 0 | 0 | 0 | 0 | 0 | 0 | 0 | 0 | 0 | 0 | 0 | 0 | 0 | 0 | 0 | 0 | 0 | 0 | 0 | 0 | 0 | 0 | 0 | 0 | 0 | 0 | 0 | 0 | 0 | 0 | 0 | 0 | 0 | 0 | 0 | 0 | 0 | 0 | 0 | 0 | 0 | 0 | 0 | 0 | 0 | 0 | 0 | 0 | 0 | 0 | 0 | 0 | 0 | 0 | 0 | 0 | 0 | 0 | 0 | 0 | 0 | 0 | 0 | 0 | 0 | 0 | 0 | 0 | 0 | 0 | 0 | 0 | 0 | 0 | 0 | 0 | 0 | 0 | 0 | 0 | 0 | 0 | 0 | 0 | 0 | 0 | 0 | 0 | 0 | 0 | 0 | 0 | 0 | 0 | 0 | 0 | 0 | 0 | 0 | 0 | 0 | 0 | 0 | 0 | 0 | 0 | 0 | 0 | 0 | 0 | 0 | 0 | 0 | 0 | 0 | 0 | 0 | 0 | 0 | 0 | 0 | 0 | 0 | 0 | 0 | 0 | 0 | 0 | 0 | 0 | 0 | 0 | 0 | 0 | 0 | 0 | 0 | 0 | 0 | 0 | 0 | 0 | 0 | 0 | 0 | 0 | 0 | 0 | 0 | 0 | 0 | 0 | 0 | 0 | 0 | 0 | 0 | 0 | 0 | 0 | 0 | 0 | 0 | 0 | 0 | 0 | 0 | 0 | 0 | 0 | 0 | 0 | 0 | 0 | 0 | 0 | 0 | 0 | 0 | 0 | 0 | 0 | 0 | 0 | 0 | 0 | 0 | 0 | 0 | 0 | 0 | 0 | 0 | 0 | 0 | 0 | 0 | 0 | 0 | 0 | 0 | 0 | 0 | 0 | 0 | 0 | 0 | 0 | 0 | 0 | 0 | 0 | 0 | 0 | 0 | 0 | 0 | 0 | 0 | 0 | 0 | 0 | 0 | 0 | 0 | 0 | 0 | 0 | 0 | 0 | 0 | 0 | 0 | 0 | 0 | 0 | 0 | 0 | 0 | 0 | 0 | 0 | 0 | 0 | 0 | 0 | 0 | 0 | 0 | 0 | 0 | 0 | 0 | 0 | 0 | 0 | 0 | 0 | 0 | 0 | 0 | 0 | 0 | 0 | 0 | 0 | 0 | 0 | 0 | 0 | 0 | 0 | 0 | 0 | 0 | 0 | 0 | 0 | 0 | 0 | 0 | 0 | 0 | 0 | 0 | 0 | 0 | 0 | 0 | 0 | 0 | 0 | 0 | 0 | 0 | 0 | 0 | 0 | 0 | 0 | 0 | 0 | 0 | 0 | 0 | 0 | 0 | 0 | 0 | 0 | 0 | 0 | 0 | 0 | 0 | 0 | 0 | 0 | 0 | 0 | 0 | 0 | 0 | 0 | 0 | 0 | 0 | 0 | 0 | 0 | 0 | 0 | 0 | 0 | 0 | 0 | 0 | 0 | 0 | 0 | 0 | 0 | 0 | 0 | 0 | 0 | 0 | 0 | 0 | 0 | 0 | 0 | 0 | 0 | 0 | 0 | 0 | 0 | 0 | 0 | 0 | 0 | 0 | 0 | 0 | 0 | 0 | 0 | 0 | 0 | 0 | 0 | 0 | 0 | 0 | 0 | 0 | 0 | 0 | 0 | 0 | 0 | 0 | 0 | 0 | 0 | 0 | 0 | 0 | 0 | 0 | 0 | 0 | 0 | 0 | 0 | 0 | 0 | 0 | 0 | 0 | 0 | 0 | 0 | 0 | 0 | 0 | 0 | 0 | 0 | 0 | 0 | 0 | 0 | 0 | 0 | 0 | 0 | 0 | 0 | 0 | 0 | 0 | 0 | 0 | 0 | 0 | 0 | 0 | 0 | 0 | 0 | 0 | 0 | 0 | 0 | 0 | 0 | 0 | 0 | 0 | 0 | 0 | 0 | 0 | 0 | 0 | 0 | 0 | 0 | 0 | 0 | 0 | 0 | 0 | 0 | 0 | 0 | 0 | 0 | 0 | 0 | 0 | 0 | 0 | 0 | 0 | 0 | 0 | 0 | 0 | 0 | 0 | 0 | 0 | 0 | 0 | 0 | 0 | 0 | 0 | 0 | 0 | 0 | 0 | 0 | 0 | 0 | 0 | 0 | 0 | 0 | 0 | 0 | 0 | 0 | 0 | 0 | 0 | 0 | 0 | 0 | 0 | 0 | 0 | 0 | 0 | 0 | 0 | 0 | 0 | 0 | 0 | 0 | 0 | 0 | 0 | 0 | 0 | 0 | 0 | 0 | 0 | 0 | 0 | 0 | 0 | 0 | 0 | 0 | 0 | 0 | 0 | 0 | 0 | 0 | 0 | 0 | 0 | 0 | 0 | 0 | 0 | 0 | 0 | 0 | 0 | 0 | 0 | 0 | 0 | 0 | 0 | 0 | 0 | 0 | 0 | 0 | 0 | 0 | 0 | 0 | 0 | 0 | 0 | 0 | 0 | 0 | 0 | 0 | 0 | 0 | 0 | 0 | 0 | 0 | 0 | 0 | 0 | 0 | 0 | 0 | 0 | 0 | 0 | 0 | 0 | 0 | 0 | 0 | 0 | 0 | 0 | 0 | 0 | 0 | 0 | 0 | 0 | 0 | 0 | 0 | 0 | 0 | 0 | 0 | 0 | 0 | 0 | 0 | 0 | 0 | 0 | 0 | 0 | 0 | 0 | 0 | 0 | 0 | 0 | 0 | 0 | 0 | 0 | 0 | 0 | 0 | 0 | 0 | 0 | 0 | 0 | 0 | 0 | 0 | 0 | 0 | 0 | 0 | 0 | 0 | 0 | 0 | 0 | 0 | 0 | 0 | 0 | 0 | 0 | 0 | 0 | 0 | 0 | 0 | 0 | 0 | 0 | 0 | 0 | 0 | 0 | 0 | 0 | 0 | 0 | 0 | 0 | 0 | 0 | 0 | 0 | 0 | 0 | 0 | 0 | 0 | 0 | 0 | 0 | 0 | 0 | 0 | 0 | 0 | 0 | 0 | 0 | 0 | 0 | 0 | 0 | 0 | 0 | 0 | 0 | 0 | 0 | 0 | 0 | 0 | 0 | 0 | 0 | 0 | 0 | 0 | 0 | 0 | 0 | 0 | 0 | 0 | 0 | 0 | 0 | 0 | 0 | 0 | 0 | 0 | 0 | 0 | 0 | 0 | 0 | 0 | 0 | 0 | 0 | 0 | 0 | 0 | 0 | 0 | 0 | 0 | 0 | 0 | 0 | 0 | 0 | 0 | 0 | 0 | 0 | 0 | 0 | 0 | 0 | 0 | 0 | 0 | 0 | 0 | 0 | 0 | 0 | 0 | 0 | 0 | 0 | 0 | 0 | 0 | 0 | 0 | 0 | 0 | 0 | 0 | 0 | 0 | 0 | 0 | 0 | 0 | 0 | 0 | 0 | 0 | 0 | 0 | 0 | 0 | 0 | 0 | 0 | 0 | 0 | 0 | 0 | 0 | 0 | 0 | 0 | 0 | 0 | 0 | 0 | 0 | 0 | 0 | 0 | 0 | 0 | 0 | 0 | 0 | 0 | 0 | 0 | 0 | 0 | 0 | 0 | 0 | 0 | 0 | 0 | 0 | 0 | 0 | 0 | 0 | 0 | 0 | 0 | 0 | 0 | 0 | 0 | 0 | 0 | 0 | 0 | 0 | 0 | 0 | 0 | 0 | 0 | 0 | 0 | 0 | 0 | 0 | 0 | 0 | 0 | 0 | 0 | 0 | 0 | 0 | 0 | 0 | 0 | 0 | 0 | 0 | 0 | 0 | 0 | 0 | 0 | 0 | 0 | 0 | 0 | 0 | 0 | 0 | 0 | 0 | 0 | 0 | 0 | 0 | 0 | 0 | 0 | 0 | 0 | 0 | 0 | 0 | 0 | 0 | 0 | 0 | 0 | 0 | 0 | 0 | 0 | 0 | 0 | 0 | 0 | 0 | 0 | 0 | 0 | 0 | 0 | 0 | 0 | 0 | 0 | 0 | 0 | 0 | 0 | 0 | 0 | 0 | 0 | 0 | 0 | 0 | 0 | 0 | 0 | 0 | 0 | 0 | 0 | 0 | 0 | 0 | 0 | 0 | 0 | 0 | 0 | 0 | 0 | 0 | 0 | 0 | 0 | 0 | 0 | 0 | 0 | 0 | 0 | 0 | 0 | 0 | 0 | 0 | 0 | 0 | 0 | 0 | 0 | 0 | 0 | 0 | 0 | 0 | 0 | 0 | 0 | 0 | 0 | 0 | 0 | 0 | 0 | 0 | 0 | 0 | 0 | 0 | 0 | 0 | 0 | 0 | 0 | 0 | 0 | 0 | 0 | 0 | 0 | 0 | 0 | 0 | 0 | 0 | 0 | 0 | 0 | 0 | 0 | 0 | 0 | 0 | 0 | 0 | 0 | 0 | 0 | 0 | 0 | 0 | 0 | 0 | 0 | 0 | 0 | 0 | 0 | 0 | 0 | 0 | 0 | 0 | 0 | 0 | 0 | 0 | 0 | 0 | 0 | 0 | 0 | 0 | 0 | 0 | 0 | 0 | 0 | 0 | 0 | 0 | 0 | 0 | 0 | 0 | 0 | 0 | 0 | 0 | 0 | 0 | 0 | 0 | 0 | 0 | 0 | 0 | 0 | 0 | 0 | 0 | 0 | 0 | 0 | 0 | 0 | 0 | 0 | 0 | 0 | 0 | 0 | 0 | 0 | 0 | 0 | 0 | 0 | 0 | 0 | 0 | 0 | 0 | 0 | 0 | 0 | 0 | 0 | 0 | 0 | 0 | 0 | 0 | 0 | 0 | 0 | 0 | 0 | 0 | 0 | 0 | 0 | 0 | 0 | 0 | 0 | 0 | 0 | 0 | 0 | 0 | 0 | 0 | 0 | 0 | 0 | 0 | 0 | 0 | 0 | 0 | 0 | 0 | 0 | 0 | 0 | 0 | 0 | 0 | 0 | 0 | 0 | 0 | 0 | 0 | 0 | 0 | 0 | 0 | 0 | 0 | 0 | 0 | 0 | 0 | 0 | 0 | 0 | 0 | 0 | 0 | 0 | 0 | 0 | 0 | 0 | 0 | 0 | 0 | 0 | 0 | 0 | 0 | 0 | 0 | 0 | 0 | 0 | 0 | 0 | 0 | 0 | 0 | 0 | 0 | 0 | 0 | 0 | 0 | 0 | 0 | 0 | 0 | 0 | 0 | 0 | 0 | 0 | 0 | 0 | 0 | 0 | 0 | 0 | 0 | 0 | 0 | 0 | 0 | 0 | 0 | 0 | 0 | 0 | 0 | 0 | 0 | 0 | 0 | 0 | 0 | 0 | 0 | 0 | 0 | 0 | 0 | 0 | 0 | 0 | 0 | 0 | 0 | 0 | 0 | 0 | 0 | 0 | 0 | 0 | 0 | 0 | 0 | 0 | 0 | 0 | 0 | 0 | 0 | 0 | 0 | 0 | 0 | 0 | 0 | 0 | 0 | 0 | 0 | 0 | 0 | 0 | 0 | 0 | 0 | 0 | 0 | 0 | 0 | 0 | 0 | 0 | 0 | 0 | 0 | 0 | 0 | 0 | 0 | 0 | 0 | 0 | 0 | 0 | 0 | 0 | 0 | 0 | 0 | 0 | 0 | 0 | 0 | 0 | 0 | 0 | 0 | 0 | 0 | 0 | 0 | 0 | 0 | 0 | 0 | 0 | 0 | 0 | 0 | 0 | 0 | 0 | 0 | 0 | 0 | 0 | 0 | 0 | 0 | 0 | 0 | 0 | 0 | 0 | 0 | 0 | 0 | 0 | 0 | 0 | 0 | 0 | 0 | 0 | 0 | 0 | 0 | 0 | 0 | 0 | 0 | 0 | 0 | 0 | 0 | 0 | 0 | 0 | 0 | 0 | 0 | 0 | 0 | 0 | 0 | 0 | 0 | 0 | 0 | 0 | 0 | 0 | 0 | 0 | 0 | 0 | 0 | 0 | 0 | 0 | 0 | 0 | 0 | 0 | 0 | 0 | 0 | 0 | 0 | 0 | 0 | 0 | 0 | 0 | 0 | 0 | 0 | 0 | 0 | 0 | 0 | 0 | 0 | 0 | 0 | 0 | 0 | 0 | 0 | 0 | 0 | 0 | 0 | 0 | 0 | 0 | 0 | 0 | 0 | 0 | 0 | 0 | 0 | 0 | 0 | 0 | 0 | 0 | 0 | 0 | 0 | 0 | 0 | 0 | 0 | 0 | 0 | 0 | 0 | 0 | 0 | 0 | 0 | 0 | 0 | 0 | 0 | 0 | 0 | 0 | 0 | 0 | 0 | 0 | 0 | 0 | 0 | 0 | 0 | 0 | 0 | 0 | 0 | 0 | 0 | 0 | 0 | 0 | 0 | 0 | 0 | 0 | 0 | 0 | 0 | 0 | 0 | 0 | 0 | 0 | 0 | 0 | 0 | 0 | 0 | 0 | 0 | 0 | 0 | 0 | 0 | 0 | 0 | 0 | 0 | 0 | 0 | 0 | 0 | 0 | 0 | 0 | 0 | 0 | 0 | 0 | 0 | 0 | 0 | 0 | 0 | 0 | 0 | 0 | 0 | 0 | 0 | 0 | 0 | 0 | 0 | 0 | 0 | 0 | 0 | 0 | 0 | 0 | 0 | 0 | 0 | 0 | 0 | 0 | 0 | 0 | 0 | 0 | 0 | 0 | 0 | 0 | 0 | 0 | 0 | 0 | 0 | 0 | 0 | 0 | 0 | 0 | 0 | 0 | 0 | 0 | 0 | 0 | 0 | 0 | 0 | 0 | 0 | 0 | 0 | 0 | 0 | 0 | 0 | 0 | 0 | 0 | 0 | 0 | 0 | 0 | 0 | 0 | 0 | 0 | 0 | 0 | 0 | 0 | 0 | 0 | 0 | 0 | 0 | 0 | 0 | 0 | 0 | 0 | 0 | 0 | 0 | 0 | 0 | 0 | 0 | 0 | 0 | 0 | 0 | 0 | 0 | 0 | 0 | 0 | 0 | 0 | 0 | 0 | 0 | 0 | 0 | 0 | 0 | 0 | 0 | 0 | 0 | 0 | 0 | 0 | 0 | 0 | 0 | 0 | 0 | 0 | 0 | 0 | 0 | 0 | 0 | 0 | 0 | 0 | 0 | 0 | 0 | 0 | 0 | 0 | 0 | 0 | 0 | 0 | 0 | 0 | 0 | 0 | 0 | 0 | 0 | 0 | 0 | 0 | 0 | 0 | 0 | 0 | 0 | 0 | 0 | 0 | 0 | 0 | 0 | 0 | 0 | 0 | 0 | 0 | 0 | 0 | 0 | 0 | 0 | 0 | 0 | 0 | 0 | 0 | 0 | 0 | 0 | 0 | 0 | 0 | 0 | 0 | 0 | 0 | 0 | 0 | 0 | 0 | 0 | 0 | 0 | 0 | 0 | 0 | 0 | 0 | 0 | 0 | 0 | 0 | 0 | 0 | 0 | 0 | 0 | 0 | 0 | 0 | 0 | 0 | 0 | 0 | 0 | 0 | 0 | 0 | 0 | 0 | 0 | 0 | 0 | 0 | 0 | 0 | 0 | 0 | 0 | 0 | 0 | 0 | 0 | 0 | 0 | 0 | 0 | 0 | 0 | 0 | 0 | 0 | 0 | 0 | 0 | 0 | 0 | 0 | 0 | 0 | 0 | 0 | 0 | 0 | 0 | 0 | 0 | 0 | 0 | 0 | 0 | 0 | 0 | 0 | 0 | 0 | 0 | 0 | 0 | 0 | 0 | 0 | 0 | 0 | 0 | 0 | 0 | 0 | 0 | 0 | 0 | 0 | 0 | 0 | 0 | 0 | 0 | 0 | 0 | 0 | 0 | 0 | 0 | 0 | 0 | 0 | 0 | 0 | 0 | 0 | 0 | 0 | 0 | 0 | 0 | 0 | 0 | 0 | 0 | 0 | 0 | 0 | 0 | 0 | 0 | 0 | 0 | 0 | 0 | 0 | 0 | 0 | 0 | 0 | 0 | 0 | 0 | 0 | 0 | 0 | 0 | 0 | 0 | 0 | 0 | 0 | 0 | 0 | 0 | 0 | 0 | 0 | 0 | 0 | 0 | 0 | 0 | 0 | 0 | 0 | 0 | 0 | 0 | 0 | 0 | 0 | 0 | 0 | 0 | 0 | 0 | 0 | 0 | 0 | 0 | 0 | 0 | 0 | 0 | 0 | 0 | 0 | 0 | 0 | 0 | 0 | 0 | 0 | 0 | 0 | 0 | 0 | 0 | 0 | 0 | 0 | 0 | 0 | 0 | 0 | 0 | 0 | 0 | 0 | 0 | 0 | 0 | 0 | 0 | 0 | 0 | 0 | 0 | 0 | 0 | 0 | 0 | 0 | 0 | 0 | 0 | 0 | 0 | 0 | 0 | 0 | 0 | 0 | 0 | 0 | 0 | 0 | 0 | 0 | 0 | 0 | 0 | 0 | 0 | 0 | 0 | 0 | 0 | 0 | 0 | 0 | 0 | 0 | 0 | 0 | 0 | 0 | 0 | 0 | 0 | 0 | 0 | 0 | 0 | 0 | 0 | 0 | 0 | 0 | 0 | 0 | 0 | 0 | 0 | 0 | 0 | 0 | 0 | 0 | 0 | 0 | 0 | 0 | 0 | 0 | 0 | 0 | 0 | 0 | 0 | 0 | 0 | 0 | 0 | 0 | 0 | 0 | 0 | 0 | 0 | 0 | 0 | 0 | 0 | 0 | 0 | 0 | 0 | 0 | 0 | 0 | 0 | 0 | 0 | 0 | 0 | 0 | 0 | 0 | 0 | 0 | 0 | 0 | 0 | 0 | 0 | 0 | 0 | 0 | 0 | 0 | 0 | 0 | 0 | 0 | 0 | 0 | 0 | 0 | 0 | 0 | 0 | 0 | 0 | 0 | 0 | 0 | 0 | 0 | 0 | 0 | 0 | 0 | 0 | 0 | 0 | 0 | 0 | 0 | 0 | 0 | 0 | 0 | 0 | 0 | 0 | 0 | 0 | 0 | 0 | 0 | 0 | 0 | 0 | 0 | 0 | 0 | 0 | 0 | 0 | 0 | 0 | 0 | 0 | 0 | 0 | 0 | 0 | 0 | 0 | 0 | 0 | 0 | 0 | 0 | 0 | 0 | 0 | 0 | 0 | 0 | 0 | 0 | 0 | 0 | 0 | 0 | 0 | 0 | 0 | 0 | 0 | 0 | 0 | 0 | 0 | 0 | 0 | 0 | 0 | 0 | 0 | 0 | 0 | 0 | 0 | 0 | 0 | 0 | 0 | 0 | 0 | 0 | 0 | 0 | 0 | 0 | 0 | 0 | 0 | 0 | 0 | 0 | 0 | 0 | 0 | 0 | 0 | 0 | 0 | 0 | 0 | 0 | 0 | 0 | 0 | 0 | 0 | 0 | 0 | 0 | 0 | 0 | 0 | 0 | 0 | 0 | 0 | 0 | 0 | 0 | 0 | 0 | 0 | 0 | 0 | 0 | 0 | 0 | 0 | 0 | 0 | 0 | 0 | 0 | 0 | 0 | 0 | 0 | 0 | 0 | 0 | 0 | 0 | 0 | 0 | 0 | 0 | 0 | 0 | 0 | 0 | 0 | 0 | 0 | 0 | 0 | 0 | 0 | 0 | 0 | 0 | 0 | 0 | 0 | 0 | 0 | 0 | 0 | 0 | 0 | 0 | 0 | 0 | 0 | 0 | 0 | 0 | 0 | 0 | 0 | 0 | 0 | 0 | 0 | 0 | 0 | 0 | 0 | 0 | 0 | 0 | 0 | 0 | 0 | 0 | 0 | 0 | 0 | 0 | 0 | 0 | 0 | 0 | 0 | 0 | 0 | 0 | 0 | 0 | 0 | 0 | 0 | 0 | 0 | 0 | 0 | 0 | 0 | 0 | 0 | 0 | 0 | 0 | 0 | 0 | 0 | 0 | 0 | 0 | 0 | 0 | 0 | 0 | 0 | 0 | 0 | 0 | 0 | 0 | 0 | 0 | 0 | 0 | 0 | 0 | 0 | 0 | 0 | 0 | 0 | 0 | 0 | 0 | 0 | 0 | 0 | 0 | 0 | 0 | 0 | 0 | 0 | 0 | 0 | 0 | 0 | 0 | 0 | 0 | 0 | 0 | 0 | 0 | 0 | 0 | 0 | 0 | 0 | 0 | 0 | 0 | 0 | 0 | 0 | 0 | 0 | 0 | 0 | 0 | 0 | 0 | 0 | 0 | 0 | 0 | 0 | 0 | 0 | 0 | 0 | 0 | 0 | 0 | 0 | 0 | 0 | 0 | 0 | 0 | 0 | 0 | 0 | 0 | 0 | 0 | 0 | 0 | 0 | 0 | 0 | 0 | 0 | 0 | 0 | 0 | 0 | 0 | 0 | 0 | 0 | 0 | 0 | 0 | 0 | 0 | 0 | 0 | 0 | 0 | 0 | 0 | 0 | 0 | 0 | 0 | 0 | 0 | 0 | 0 | 0 | 0 | 0 | 0 | 0 | 0 | 0 | 0 | 0 | 0 | 0 | 0 | 0 | 0 | 0 | 0 | 0 | 0 | 0 | 0 | 0 | 0 | 0 | 0 | 0 | 0 | 0 | 0 | 0 | 0 | 0 | 0 | 0 | 0 | 0 | 0 | 0 | 0 | 0 | 0 | 0 | 0 | 0 | 0 | 0 | 0 | 0 | 0 | 0 | 0 | 0 | 0 | 0 | 0 | 0 | 0 | 0 | 0 | 0 | 0 | 0 | 0 | 0 | 0 | 0 | 0 | 0 | 0 | 0 | 0 | 0 | 0 | 0 | 0 | 0 | 0 | 0 | 0 | 0 | 0 | 0 | 0 | 0 | 0 | 0 | 0 | 0 | 0 | 0 | 0 | 0 | 0 | 0 | 0 | 0 | 0 | 0 | 0 | 0 | 0 | 0 | 0 | 0 | 0 | 0 | 0 | 0 | 0 | 0 | 0 | 0 | 0 | 0 | 0 | 0 | 0 | 0 | 0 | 0 | 0 | 0 | 0 | 0 | 0 | 0 | 0 | 0 | 0 | 0 | 0 | 0 | 0 | 0 | 0 | 0 | 0 | 0 | 0 | 0 | 0 | 0 | 0 | 0 | 0 | 0 | 0 | 0 | 0 | 0 | 0 | 0 | 0 | 0 | 0 | 0 | 0 | 0 | 0 | 0 | 0 | 0 | 0 | 0 | 0 | 0 | 0 | 0 | 0 | 0 | 0 | 0 | 0 | 0 | 0 | 0 | 0 | 0 | 0 | 0 | 0 | 0 | 0 | 0 | 0 | 0 | 0 | 0 | 0 | 0 | 0 | 0 | 0 | 0 | 0 | 0 | 0 | 0 | 0 | 0 | 0 | 0 | 0 | 0 | 0 | 0 | 0 | 0 | 0 | 0 | 0 | 0 | 0 | 0 | 0 | 0 | 0 | 0 | 0 | 0 | 0 | 0 | 0 | 0 | 0 | 0 | 0 | 0 | 0 | 0 | 0 | 0 | 0 | 0 | 0 | 0 | 0 | 0 | 0 | 0 | 0 | 0 | 0 | 0 | 0 | 0 | 0 | 0 | 0 | 0 | 0 | 0 | 0 | 0 | 0 | 0 | 0 | 0 | 0 | 0 | 0 | 0 | 0 | 0 | 0 | 0 | 0 | 0 | 0 | 0 | 0 | 0 | 0 | 0 | 0 | 0 | 0 | 0 | 0 | 0 | 0 | 0 | 0 | 0 | 0 | 0 | 0 | 0 | 0 | 0 | 0 | 0 | 0 | 0 | 0 | 0 | 0 | 0 | 0 | 0 | 0 | 0 | 0 | 0 | 0 | 0 | 0 | 0 | 0 | 0 | 0 | 0 | 0 | 0 | 0 | 0 | 0 | 0 | 0 | 0 | 0 | 0 | 0 | 0 | 0 | 0 | 0 | 0 | 0 | 0 | 0 | 0 | 0 | 0 | 0 | 0 | 0 | 0 | 0 | 0 | 0 | 0 | 0 | 0 | 0 | 0 | 0 | 0 | 0 | 0 | 0 | 0 | 0 | 0 | 0 | 0 | 0 | 0 | 0 | 0 | 0 | 0 | 0 | 0 | 0 | 0 | 0 | 0 | 0 | 0 | 0 | 0 | 0 | 0 | 0 | 0 | 0 | 0 | 0 | 0 | 0 | 0 | 0 | 0 | 0 | 0 | 0 | 0 | 0 | 0 | 0 | 0 | 0 | 0 | 0 | 0 | 0 | 0 | 0 | 0 | 0 | 0 | 0 | 0 | 0 | 0 | 0 | 0 | 0 | 0 | 0 | 0 | 0 | 0 | 0 | 0 | 0 | 0 | 0 | 0 | 0 | 0 | 0 | 0 | 0 | 0 | 0 | 0 | 0 | 0 | 0 | 0 | 0 | 0 | 0 | 0 | 0 | 0 | 0 | 0 | 0 | 0 | 0 | 0 | 0 | 0 | 0 | 0 | 0 | 0 | 0 | 0 | 0 | 0 | 0 | 0 | 0 | 0 | 0 | 0 | 0 | 0 | 0 | 0 | 0 | 0 | 0 | 0 | 0 | 0 | 0 | 0 | 0 | 0 | 0 | 0 | 0 | 0 | 0 | 0 | 0 | 0 | 0 | 0 | 0 | 0 | 0 | 0 | 0 | 0 | 0 | 0 | 0 | 0 | 0 | 0 | 0 | 0 | 0 | 0 | 0 | 0 | 0 | 0 | 0 | 0 | 0 | 0 | 0 | 0 | 0 | 0 | 0 | 0 | 0 | 0 | 0 | 0 | 0 | 0 | 0 | 0 | 0 | 0 | 0 | 0 | 0 | 0 | 0 | 0 | 0 | 0 | 0 | 0 | 0 | 0 | 0 | 0 | 0 | 0 | 0 | 0 | 0 | 0 | 0 | 0 | 0 | 0 | 0 | 0 | 0 | 0 | 0 | 0 | 0 | 0 | 0 | 0 | 0 | 0 | 0 | 0 | 0 | 0 | 0 | 0 | 0 | 0 | 0 | 0 | 0 | 0 | 0 | 0 | 0 | 0 | 0 | 0 | 0 | 0 | 0 | 0 | 0 | 0 | 0 | 0 | 0 | 0 | 0 | 0 | 0 | 0 | 0 | 0 | 0 | 0 | 0 | 0 | 0 | 0 | 0 | 0 | 0 | 0 | 0 | 0 | 0 | 0 | 0 | 0 | 0 | 0 | 0 | 0 | 0 | 0 | 0 | 0 | 0 | 0 | 0 | 0 | 0 | 0 | 0 | 0 | 0 | 0 | 0 | 0 | 0 | 0 | 0 | 0 | 0 | 0 | 0 | 0 | 0 | 0 | 0 | 0 | 0 | 0 | 0 | 0 | 0 | 0 | 0 | 0 | 0 | 0 | 0 | 0 | 0 | 0 | 0 | 0 | 0 | 0 | 0 | 0 | 0 | 0 | 0 | 0 | 0 | 0 | 0 | 0 | 0 | 0 | 0 | 0 | 0 | 0 | 0 | 0 | 0 | 0 | 0 | 0 | 0 | 0 | 0 | 0 | 0 | 0 | 0 | 0 | 0 | 0 | 0 | 0 | 0 | 0 | 0 | 0 | 0 | 0 | 0 | 0 | 0 | 0 | 0 | 0 | 0 | 0 | 0 | 0 | 0 | 0 | 0 | 0 | 0 | 0 | 0 | 0 | 0 | 0 | 0 | 0 | 0 | 0 | 0 | 0 | 0 | 0 | 0 | 0 | 0 | 0 | 0 | 0 | 0 | 0 | 0 | 0 | 0 | 0 | 0 | 0 | 0 | 0 | 0 | 0 | 0 | 0 | 0 | 0 | 0 | 0 | 0 | 0 | 0 | 0 | 0 | 0 | 0 | 0 | 0 | 0 | 0 | 0 | 0 | 0 | 0 | 0 | 0 | 0 | 0 | 0 | 0 | 0 | 0 | 0 | 0 | 0 | 0 | 0 | 0 | 0 | 0 | 0 | 0 | 0 | 0 | 0 | 0 | 0 | 0 | 0 | 0 | 0 | 0 | 0 | 0 | 0 | 0 | 0 | 0 | 0 | 0 | 0 | 0 | 0 | 0 | 0 | 0 | 0 | 0 | 0 | 0 | 0 | 0 | 0 | 0 | 0 | 0 | 0 | 0 | 0 | 0 | 0 | 0 | 0 | 0 | 0 | 0 | 0 | 0 | 0 | 0 | 0 | 0 | 0 | 0 | 0 | 0 | 0 | 0 | 0 | 0 | 0 | 0 | 0 | 0 | 0 | 0 | 0 | 0 | 0 | 0 | 0 | 0 | 0 | 0 | 0 | 0 | 0 | 0 | 0 | 0 | 0 | 0 | 0 | 0 | 0 | 0 | 0 | 0 | 0 | 0 | 0 | 0 | 0 | 0 | 0 | 0 | 0 | 0 | 0 | 0 | 0 | 0 | 0 | 0 | 0 | 0 | 0 | 0 | 0 | 0 | 0 | 0 | 0 | 0 | 0 | 0 | 0 | 0 | 0 | 0 | 0 | 0 | 0 | 0 | 0 | 0 | 0 | 0 | 0 | 0 | 0 | 0 | 0 | 0 | 0 | 0 | 0 | 0 | 0 | 0 | 0 | 0 | 0 | 0 | 0 | 0 | 0 | 0 | 0 | 0 | 0 | 0 | 0 | 0
| Cumulative Growth Large Commercial | 10^3M^3/Yr |  | 115757.904 | 260.716 | 782.148 | 1303.58 | 1825.012 | 2346.444 | 2867.876 | 3128.592 | 3128.592 | 3128.592 | 3128.592 | 3128.592 | 3128.592 | 3128.592 | 3128.592 | 3128.592 | 3128.592 | 3128.592 | 3128.592 | 3128.592 | 3128.592 | 3128.592 | 3128.592 | 3128.592 | 3128.592 | 3128.592 | 3128.592 | 3128.592 | 3128.592 | 3128.592 | 3128.592 | 3128.592 | 3128.592 | 3128.592 | 3128.592 | 3128.592 | 3128.592 | 3128.592 | 3128.592 | 3128.592 | 3128.592 | 0 | 0 | 0 | 0 | 0 | 0 | 0 | 0 | 0 | 0 | 0 | 0 | 0 | 0 | 0 | 0 | 0 | 0 | 0 | 0 | 0 | 0 | 0 | 0 | 0 | 0 | 0 | 0 | 0 | 0 | 0 | 0 | 0 | 0 | 0 | 0 | 0 | 0 | 0 | 0 | 0 | 0 | 0 | 0 | 0 | 0 | 0 | 0 | 0 | 0 | 0 | 0 | 0 | 0 | 0 | 0 | 0 | 0 | 0 | 0 | 0 | 0 | 0 | 0 | 0 | 0 | 0 | 0 | 0 | 0 | 0 | 0 | 0 | 0 | 0 | 0 | 0 | 0 | 0 | 0 | 0 | 0 | 0 | 0 | 0 | 0 | 0 | 0 | 0 | 0 | 0 | 0 | 0 | 0 | 0 | 0 | 0 | 0 | 0 | 0 | 0 | 0 | 0 | 0 | 0 | 0 | 0 | 0 | 0 | 0 | 0 | 0 | 0 | 0 | 0 | 0 | 0 | 0 | 0 | 0 | 0 | 0 | 0 | 0 | 0 | 0 | 0 | 0 | 0 | 0 | 0 | 0 | 0 | 0 | 0 | 0 | 0 | 0 | 0 | 0 | 0 | 0 | 0 | 0 | 0 | 0 | 0 | 0 | 0 | 0 | 0 | 0 | 0 | 0 | 0 | 0 | 0 | 0 | 0 | 0 | 0 | 0 | 0 | 0 | 0 | 0 | 0 | 0 | 0 | 0 | 0 | 0 | 0 | 0 | 0 | 0 | 0 | 0 | 0 | 0 | 0 | 0 | 0 | 0 | 0 | 0 | 0 | 0 | 0 | 0 | 0 | 0 | 0 | 0 | 0 | 0 | 0 | 0 | 0 | 0 | 0 | 0 | 0 | 0 | 0 | 0 | 0 | 0 | 0 | 0 | 0 | 0 | 0 | 0 | 0 | 0 | 0 | 0 | 0 | 0 | 0 | 0 | 0 | 0 | 0 | 0 | 0 | 0 | 0 | 0 | 0 | 0 | 0 | 0 | 0 | 0 | 0 | 0 | 0 | 0 | 0 | 0 | 0 | 0 | 0 | 0 | 0 | 0 | 0 | 0 | 0 | 0 | 0 | 0 | 0 | 0 | 0 | 0 | 0 | 0 | 0 | 0 | 0 | 0 | 0 | 0 | 0 | 0 | 0 | 0 | 0 | 0 | 0 | 0 | 0 | 0 | 0 | 0 | 0 | 0 | 0 | 0 | 0 | 0 | 0 | 0 | 0 | 0 | 0 | 0 | 0 | 0 | 0 | 0 | 0 | 0 | 0 | 0 | 0 | 0 | 0 | 0 | 0 | 0 | 0 | 0 | 0 | 0 | 0 | 0 | 0 | 0 | 0 | 0 | 0 | 0 | 0 | 0 | 0 | 0 | 0 | 0 | 0 | 0 | 0 | 0 | 0 | 0 | 0 | 0 | 0 | 0 | 0 | 0 | 0 | 0 | 0 | 0 | 0 | 0 | 0 | 0 | 0 | 0 | 0 | 0 | 0 | 0 | 0 | 0 | 0 | 0 | 0 | 0 | 0 | 0 | 0 | 0 | 0 | 0 | 0 | 0 | 0 | 0 | 0 | 0 | 0 | 0 | 0 | 0 | 0 | 0 | 0 | 0 | 0 | 0 | 0 | 0 | 0 | 0 | 0 | 0 | 0 | 0 | 0 | 0 | 0 | 0 | 0 | 0 | 0 | 0 | 0 | 0 | 0 | 0 | 0 | 0 | 0 | 0 | 0 | 0 | 0 | 0 | 0 | 0 | 0 | 0 | 0 | 0 | 0 | 0 | 0 | 0 | 0 | 0 | 0 | 0 | 0 | 0 | 0 | 0 | 0 | 0 | 0 | 0 | 0 | 0 | 0 | 0 | 0 | 0 | 0 | 0 | 0 | 0 | 0 | 0 | 0 | 0 | 0 | 0 | 0 | 0 | 0 | 0 | 0 | 0 | 0 | 0 | 0 | 0 | 0 | 0 | 0 | 0 | 0 | 0 | 0 | 0 | 0 | 0 | 0 | 0 | 0 | 0 | 0 | 0 | 0 | 0 | 0 | 0 | 0 | 0 | 0 | 0 | 0 | 0 | 0 | 0 | 0 | 0 | 0 | 0 | 0 | 0 | 0 | 0 | 0 | 0 | 0 | 0 | 0 | 0 | 0 | 0 | 0 | 0 | 0 | 0 | 0 | 0 | 0 | 0 | 0 | 0 | 0 | 0 | 0 | 0 | 0 | 0 | 0 | 0 | 0 | 0 | 0 | 0 | 0 | 0 | 0 | 0 | 0 | 0 | 0 | 0 | 0 | 0 | 0 | 0 | 0 | 0 | 0 | 0 | 0 | 0 | 0 | 0 | 0 | 0 | 0 | 0 | 0 | 0 | 0 | 0 | 0 | 0 | 0 | 0 | 0 | 0 | 0 | 0 | 0 | 0 | 0 | 0 | 0 | 0 | 0 | 0 | 0 | 0 | 0 | 0 | 0 | 0 | 0 | 0 | 0 | 0 | 0 | 0 | 0 | 0 | 0 | 0 | 0 | 0 | 0 | 0 | 0 | 0 | 0 | 0 | 0 | 0 | 0 | 0 | 0 | 0 | 0 | 0 | 0 | 0 | 0 | 0 | 0 | 0 | 0 | 0 | 0 | 0 | 0 | 0 | 0 | 0 | 0 | 0 | 0 | 0 | 0 | 0 | 0 | 0 | 0 | 0 | 0 | 0 | 0 | 0 | 0 | 0 | 0 | 0 | 0 | 0 | 0 | 0 | 0 | 0 | 0 | 0 | 0 | 0 | 0 | 0 | 0 | 0 | 0 | 0 | 0 | 0 | 0 | 0 | 0 | 0 | 0 | 0 | 0 | 0 | 0 | 0 | 0 | 0 | 0 | 0 | 0 | 0 | 0 | 0 | 0 | 0 | 0 | 0 | 0 | 0 | 0 | 0 | 0 | 0 | 0 | 0 | 0 | 0 | 0 | 0 | 0 | 0 | 0 | 0 | 0 | 0 | 0 | 0 | 0 | 0 | 0 | 0 | 0 | 0 | 0 | 0 | 0 | 0 | 0 | 0 | 0 | 0 | 0 | 0 | 0 | 0 | 0 | 0 | 0 | 0 | 0 | 0 | 0 | 0 | 0 | 0 | 0 | 0 | 0 | 0 | 0 | 0 | 0 | 0 | 0 | 0 | 0 | 0 | 0 | 0 | 0 | 0 | 0 | 0 | 0 | 0 | 0 | 0 | 0 | 0 | 0 | 0 | 0 | 0 | 0 | 0 | 0 | 0 | 0 | 0 | 0 | 0 | 0 | 0 | 0 | 0 | 0 | 0 | 0 | 0 | 0 | 0 | 0 | 0 | 0 | 0 | 0 | 0 | 0 | 0 | 0 | 0 | 0 | 0 | 0 | 0 | 0 | 0 | 0 | 0 | 0 | 0 | 0 | 0 | 0 | 0 | 0 | 0 | 0 | 0 | 0 | 0 | 0 | 0 | 0 | 0 | 0 | 0 | 0 | 0 | 0 | 0 | 0 | 0 | 0 | 0 | 0 | 0 | 0 | 0 | 0 | 0 | 0 | 0 | 0 | 0 | 0 | 0 | 0 | 0 | 0 | 0 | 0 | 0 | 0 | 0 | 0 | 0 | 0 | 0 | 0 | 0 | 0 | 0 | 0 | 0 | 0 | 0 | 0 | 0 | 0 | 0 | 0 | 0 | 0 | 0 | 0 | 0 | 0 | 0 | 0 | 0 | 0 | 0 | 0 | 0 | 0 | 0 | 0 | 0 | 0 | 0 | 0 | 0 | 0 | 0 | 0 | 0 | 0 | 0 | 0 | 0 | 0 | 0 | 0 | 0 | 0 | 0 | 0 | 0 | 0 | 0 | 0 | 0 | 0 | 0 | 0 | 0 | 0 | 0 | 0 | 0 | 0 | 0 | 0 | 0 | 0 | 0 | 0 | 0 | 0 | 0 | 0 | 0 | 0 | 0 | 0 | 0 | 0 | 0 | 0 | 0 | 0 | 0 | 0 | 0 | 0 | 0 | 0 | 0 | 0 | 0 | 0 | 0 | 0 | 0 | 0 | 0 | 0 | 0 | 0 | 0 | 0 | 0 | 0 | 0 | 0 | 0 | 0 | 0 | 0 | 0 | 0 | 0 | 0 | 0 | 0 | 0 | 0 | 0 | 0 | 0 | 0 | 0 | 0 | 0 | 0 | 0 | 0 | 0 | 0 | 0 | 0 | 0 | 0 | 0 | 0 | 0 | 0 | 0 | 0 | 0 | 0 | 0 | 0 | 0 | 0 | 0 | 0 | 0 | 0 | 0 | 0 | 0 | 0 | 0 | 0 | 0 | 0 | 0 | 0 | 0 | 0 | 0 | 0 | 0 | 0 | 0 | 0 | 0 | 0 | 0 | 0 | 0 | 0 | 0 | 0 | 0 | 0 | 0 | 0 | 0 | 0 | 0 | 0 | 0 | 0 | 0 | 0 | 0 | 0 | 0 | 0 | 0 | 0 | 0 | 0 | 0 | 0 | 0 | 0 | 0 | 0 | 0 | 0 | 0 | 0 | 0 | 0 | 0 | 0 | 0 | 0 | 0 | 0 | 0 | 0 | 0 | 0 | 0 | 0 | 0 | 0 | 0 | 0 | 0 | 0 | 0 | 0 | 0 | 0 | 0 | 0 | 0 | 0 | 0 | 0 | 0 | 0 | 0 | 0 | 0 | 0 | 0 | 0 | 0 | 0 | 0 | 0 | 0 | 0 | 0 | 0 | 0 | 0 | 0 | 0 | 0 | 0 | 0 | 0 | 0 | 0 | 0 | 0 | 0 | 0 | 0 | 0 | 0 | 0 | 0 | 0 | 0 | 0 | 0 | 0 | 0 | 0 | 0 | 0 | 0 | 0 | 0 | 0 | 0 | 0 | 0 | 0 | 0 | 0 | 0 | 0 | 0 | 0 | 0 | 0 | 0 | 0 | 0 | 0 | 0 | 0 | 0 | 0 | 0 | 0 | 0 | 0 | 0 | 0 | 0 | 0 | 0 | 0 | 0 | 0 | 0 | 0 | 0 | 0 | 0 | 0 | 0 | 0 | 0 | 0 | 0 | 0 | 0 | 0 | 0 | 0 | 0 | 0 | 0 | 0 | 0 | 0 | 0 | 0 | 0 | 0 | 0 | 0 | 0 | 0 | 0 | 0 | 0 | 0 | 0 | 0 | 0 | 0 | 0 | 0 | 0 | 0 | 0 | 0 | 0 | 0 | 0 | 0 | 0 | 0 | 0 | 0 | 0 | 0 | 0 | 0 | 0 | 0 | 0 | 0 | 0 | 0 | 0 | 0 | 0 | 0 | 0 | 0 | 0 | 0 | 0 | 0 | 0 | 0 | 0 | 0 | 0 | 0 | 0 | 0 | 0 | 0 | 0 | 0 | 0 | 0 | 0 | 0 | 0 | 0 | 0 | 0 | 0 | 0 | 0 | 0 | 0 | 0 | 0 | 0 | 0 | 0 | 0 | 0 | 0 | 0 | 0 | 0 | 0 | 0 | 0 | 0 | 0 | 0 | 0 | 0 | 0 | 0 | 0 | 0 | 0 | 0 | 0 | 0 | 0 | 0 | 0 | 0 | 0 | 0 | 0 | 0 | 0 | 0 | 0 | 0 | 0 | 0 | 0 | 0 | 0 | 0 | 0 | 0 | 0 | 0 | 0 | 0 | 0 | 0 | 0 | 0 | 0 | 0 | 0 | 0 | 0 | 0 | 0 | 0 | 0 | 0 | 0 | 0 | 0 | 0 | 0 | 0 | 0 | 0 | 0 | 0 | 0 | 0 | 0 | 0 | 0 | 0 | 0 | 0 | 0 | 0 | 0 | 0 | 0 | 0 | 0 | 0 | 0 | 0 | 0 | 0 | 0 | 0 | 0 | 0 | 0 | 0 | 0 | 0 | 0 | 0 | 0 | 0 | 0 | 0 | 0 | 0 | 0 | 0 | 0 | 0 | 0 | 0 | 0 | 0 | 0 | 0 | 0 | 0 | 0 | 0 | 0 | 0 | 0 | 0 | 0 | 0 | 0 | 0 | 0 | 0 | 0 | 0 | 0 | 0 | 0 | 0 | 0 | 0 | 0 | 0 | 0 | 0 | 0 | 0 | 0 | 0 | 0 | 0 | 0 | 0 | 0 | 0 | 0 | 0 | 0 | 0 | 0 | 0 | 0 | 0 | 0 | 0 | 0 | 0 | 0 | 0 | 0 | 0 | 0 | 0 | 0 | 0 | 0 | 0 | 0 | 0 | 0 | 0 | 0 | 0 | 0 | 0 | 0 | 0 | 0 | 0 | 0 | 0 | 0 | 0 | 0 | 0 | 0 | 0 | 0 | 0 | 0 | 0 | 0 | 0 | 0 | 0 | 0 | 0 | 0 | 0 | 0 | 0 | 0 | 0 | 0 | 0 | 0 | 0 | 0 | 0 | 0 | 0 | 0 | 0 | 0 | 0 | 0 | 0 | 0 | 0 | 0 | 0 | 0 | 0 | 0 | 0 | 0 | 0 | 0 | 0 | 0 | 0 | 0 | 0 | 0 | 0 | 0 | 0 | 0 | 0 | 0 | 0 | 0 | 0 | 0 | 0 | 0 | 0 | 0 | 0 | 0 | 0 | 0 | 0 | 0 | 0 | 0 | 0 | 0 | 0 | 0 | 0 | 0 | 0 | 0 | 0 | 0 | 0 | 0 | 0 | 0 | 0 | 0 | 0 | 0 | 0 | 0 | 0 | 0 | 0 | 0 | 0 | 0 | 0 | 0 | 0 | 0 | 0 | 0 | 0 | 0 | 0 | 0 | 0 | 0 | 0 | 0 | 0 | 0 | 0 | 0 | 0 | 0 | 0 | 0 | 0 | 0 | 0 | 0 | 0 | 0 | 0 | 0 | 0 | 0 | 0 | 0 | 0 | 0 | 0 | 0 | 0 | 0 | 0 | 0 | 0 | 0 | 0 | 0 | 0 | 0 | 0 | 0 | 0 | 0 | 0 | 0 | 0 | 0 | 0 | 0 | 0 | 0 | 0 | 0 | 0 | 0 | 0 | 0 | 0 | 0 | 0 | 0 | 0 | 0 | 0 | 0 | 0 | 0 | 0 | 0 | 0 | 0 | 0 | 0 | 0 | 0 | 0 | 0 | 0 | 0 | 0 | 0 | 0 | 0 | 0 | 0 | 0 | 0 | 0 | 0 | 0 | 0 | 0 | 0 | 0 | 0 | 0 | 0 | 0 | 0 | 0 | 0 | 0 | 0 | 0 | 0 | 0 | 0 | 0 | 0 | 0 | 0 | 0 | 0 | 0 | 0 | 0 | 0 | 0 | 0 | 0 | 0 | 0 | 0 | 0 | 0 | 0 | 0 | 0 | 0 | 0 | 0 | 0 | 0 | 0 | 0 | 0 | 0 | 0 | 0 | 0 | 0 | 0 | 0 | 0 | 0 | 0 | 0 | 0 | 0 | 0 | 0 | 0 | 0 | 0 | 0 | 0 | 0 | 0 | 0 | 0 | 0 | 0 | 0 | 0 | 0 | 0 | 0 | 0 | 0 | 0 | 0 | 0 | 0 | 0 | 0 | 0 | 0 | 0 | 0 | 0 | 0 | 0 | 0 | 0 | 0 | 0 | 0 | 0 | 0 | 0 | 0 | 0 | 0 | 0 | 0 | 0 | 0 | 0 | 0 | 0 | 0 | 0 | 0 | 0 | 0 | 0 | 0 | 0 | 0 | 0 | 0 | 0 | 0 | 0 | 0 | 0 | 0 | 0 | 0 | 0 | 0 | 0 | 0 | 0 | 0 | 0 | 0 | 0 | 0 | 0 | 0 | 0 | 0 | 0 | 0 | 0 | 0 | 0 | 0 | 0 | 0 | 0 | 0 | 0 | 0 | 0 | 0 | 0 | 0 | 0 | 0 | 0 | 0 | 0 | 0 | 0 | 0 | 0 | 0 | 0 | 0 | 0 | 0 | 0 | 0 | 0 | 0 | 0 | 0 | 0 | 0 | 0 | 0 | 0 | 0 | 0 | 0 | 0 | 0 | 0 | 0 | 0 | 0 | 0 | 0 | 0 | 0 | 0 | 0 | 0 | 0 | 0 | 0 | 0 | 0 | 0 | 0 | 0 | 0 | 0 | 0 | 0 | 0 | 0 | 0 | 0 | 0 | 0 | 0 | 0 | 0 | 0 | 0 | 0 | 0 | 0 | 0 | 0 | 0 | 0 | 0 | 0 | 0 | 0 | 0 | 0 | 0 | 0 | 0 | 0 | 0 | 0 | 0 | 0 | 0 | 0 | 0 | 0 | 0 | 0 | 0 | 0 | 0 | 0 | 0 | 0 | 0 | 0 | 0 | 0 | 0 | 0 | 0 | 0 | 0 | 0 | 0 | 0 | 0 | 0 | 0 | 0 | 0 | 0 | 0 | 0 | 0 | 0 | 0 | 0 | 0 | 0 | 0 | 0 | 0 | 0 | 0 | 0 | 0 | 0 | 0 | 0 | 0 | 0 | 0 | 0 | 0 | 0 | 0 | 0 | 0 | 0 | 0 | 0 | 0 | 0 | 0 | 0 | 0 | 0 | 0 | 0 | 0 | 0 | 0 | 0 | 0 | 0 | 0 | 0 | 0 | 0 | 0 | 0 | 0 | 0 | 0 | 0 | 0 | 0 | 0 | 0 | 0 | 0 | 0 | 0 | 0 | 0 | 0 | 0 | 0 | 0 | 0 | 0 | 0 | 0 | 0 | 0 | 0 | 0 | 0 | 0 | 0 | 0 | 0 | 0 | 0 | 0 | 0 | 0 | 0 | 0 | 0 | 0 | 0 | 0 | 0 | 0 | 0 | 0 | 0 | 0 | 0 | 0 | 0 | 0 | 0 | 0 | 0 | 0 | 0 | 0 | 0 | 0 | 0 | 0 | 0 | 0 | 0 | 0 | 0 | 0 | 0 | 0 | 0 | 0 | 0 | 0 | 0 | 0 | 0 | 0 | 0 | 0 | 0 | 0 | 0 | 0 | 0 | 0 | 0 | 0 | 0 | 0 | 0 | 0 | 0 | 0 | 0 | 0 | 0 | 0 | 0 | 0 | 0 | 0 | 0 | 0 | 0 | 0 | 0 | 0 | 0 | 0 | 0 | 0 | 0 | 0 | 0 | 0 | 0 | 0 | 0 | 0 | 0 | 0 | 0 | 0 | 0 | 0 | 0 | 0 | 0 | 0 | 0 | 0 | 0 | 0 | 0 | 0 | 0 | 0 | 0 | 0 | 0 | 0 | 0 | 0 | 0 | 0 | 0 | 0 | 0 | 0 | 0 | 0 | 0 | 0 | 0 | 0 | 0 | 0 | 0 | 0 | 0 | 0 | 0 | 0 | 0 | 0 | 0 | 0 | 0 | 0 | 0 | 0 | 0 | 0 | 0 | 0 | 0 | 0 | 0 | 0 | 0 | 0 | 0 | 0 | 0 | 0 | 0 | 0 | 0 | 0 | 0 | 0 | 0 | 0 | 0 | 0 | 0 | 0 | 0 | 0 | 0 | 0 | 0 | 0 | 0 | 0 | 0 | 0 | 0 | 0 | 0 | 0 | 0 | 0 | 0 | 0 | 0 | 0 | 0 | 0 | 0 | 0 | 0 | 0 | 0 | 0 | 0 | 0 | 0 | 0 | 0 | 0 | 0 | 0 | 0 | 0 | 0 | 0 | 0 | 0 | 0 | 0 | 0 | 0 | 0 | 0 | 0 | 0 | 0 | 0 | 0 | 0 | 0 | 0 | 0 | 0 | 0 | 0 | 0 | 0 | 0 | 0 | 0 | 0 | 0 | 0 | 0 | 0 | 0 | 0 | 0 | 0 | 0 | 0 | 0 | 0 | 0 | 0 | 0 | 0 | 0 | 0 | 0 | 0 | 0 | 0 | 0 | 0 | 0 | 0 | 0 | 0 | 0 | 0 | 0 | 0 | 0 | 0 | 0 | 0 | 0 | 0 | 0 | 0 | 0 | 0 | 0 | 0 | 0 | 0 | 0 | 0 | 0 | 0 | 0 | 0 | 0 | 0 | 0 | 0 | 0 | 0 | 0 | 0 | 0 | 0 | 0 | 0 | 0 | 0 | 0 | 0 | 0 | 0 | 0 | 0 | 0 | 0 | 0 | 0 | 0 | 0 | 0 | 0 | 0 | 0 | 0 | 0 | 0 | 0 | 0 | 0 | 0 | 0 | 0 | 0 | 0 | 0 | 0 | 0 | 0 | 0 | 0 | 0 | 0 | 0 | 0 | 0 | 0 | 0 | 0 | 0 | 0 | 0 | 0 | 0 | 0 | 0 | 0 | 0 | 0 | 0 | 0 | 0 | 0 | 0 | 0 | 0 | 0 | 0 | 0 | 0 | 0 | 0 | 0 | 0 | 0 | 0 | 0 | 0 | 0 | 0 | 0 | 0 | 0 | 0 | 0 | 0 | 0 | 0 | 0 | 0 | 0 | 0 | 0 | 0 | 0 | 0 | 0 | 0 | 0 | 0 | 0 | 0 | 0 | 0 | 0 | 0 | 0 | 0 | 0 | 0 | 0 | 0 | 0 | 0 | 0 | 0 | 0 | 0 | 0 | 0 | 0 | 0 | 0 | 0 | 0 | 0 | 0 | 0 | 0 | 0 | 0 | 0 | 0 | 0 | 0 | 0 | 0 | 0 | 0 | 0 | 0 | 0 | 0 | 0 | 0 | 0 | 0 | 0 | 0 | 0 | 0 | 0 | 0 | 0 | 0 | 0 | 0 | 0 | 0 | 0 | 0 | 0 | 0 | 0 | 0 | 0 | 0 | 0 | 0 | 0 | 0 | 0 | 0 | 0 | 0 | 0 | 0 | 0 | 0 | 0 | 0 | 0 | 0 | 0 | 0 | 0 | 0 | 0 | 0 | 0 | 0 | 0 | 0 | 0 | 0 | 0 | 0 | 0 | 0 | 0 | 0 | 0 | 0 | 0 | 0 | 0 | 0 | 0 | 0 | 0 | 0 | 0 | 0 | 0 | 0 | 0 | 0 | 0 | 0 | 0 | 0 | 0 | 0 | 0 | 0 | 0 | 0 | 0 | 0 | 0 | 0 | 0 | 0 | 0 | 0 | 0 | 0 | 0 | 0 | 0 | 0 | 0 | 0 | 0 | 0 | 0 | 0 | 0 | 0 | 0 | 0 | 0 | 0 | 0 | 0 | 0 | 0 | 0 | 0 | 0 | 0 | 0 | 0 | 0 | 0 | 0 | 0 | 0 | 0 | 0 | 0 | 0 | 0 | 0 | 0 | 0 | 0 | 0 | 0 | 0 | 0 | 0 | 0 | 0 | 0 | 0 | 0 | 0 | 0 | 0 | 0 | 0 | 0 | 0 | 0 | 0 | 0 | 0 | 0 | 0 | 0 | 0 | 0 | 0 | 0 | 0 | 0 | 0 | 0 | 0 | 0 | 0 | 0 | 0 | 0 | 0 | 0 | 0 | 0 | 0 | 0 | 0 | 0 | 0 | 0 | 0 | 0 | 0 | 0 | 0 | 0 | 0 | 0 | 0 | 0 | 0 | 0 | 0 | 0 | 0 | 0 | 0 | 0 | 0 | 0 | 0 | 0 | 0 | 0 | 0 | 0 | 0 | 0 | 0 | 0 | 0 | 0 | 0 | 0 | 0 | 0 | 0 | 0 | 0 | 0 | 0 | 0 | 0 | 0 | 0 | 0 | 0 | 0 | 0 | 0 | 0 | 0 | 0 | 0 | 0 | 0 | 0 | 0 | 0 | 0 | 0 | 0 | 0 | 0 | 0 | 0 | 0 | 0 | 0 | 0 | 0 | 0 | 0 | 0 | 0 | 0 | 0 | 0 | 0 | 0 | 0 | 0 | 0 | 0 | 0 | 0 | 0 | 0 | 0 | 0 | 0 | 0 | 0 | 0 | 0 | 0 | 0 | 0 | 0 | 0 | 0 | 0 | 0 | 0 | 0 | 0 | 0 | 0 | 0 | 0 | 0 | 0 | 0 | 0 | 0 | 0 | 0 | 0 | 0 | 0 | 0 | 0 | 0 | 0 | 0 | 0 | 0 | 0 | 0 | 0 | 0 | 0 | 0 | 0 | 0 | 0 | 0 | 0 | 0 | 0 | 0 | 0 | 0 | 0 | 0 | 0 | 0 | 0 | 0 | 0 | 0 | 0 | 0 | 0 | 0 | 0 | 0 | 0 | 0 | 0 | 0 | 0 | 0 | 0 | 0 | 0 | 0 | 0 | 0 | 0 | 0 | 0 | 0 | 0 | 0 | 0 | 0 | 0 | 0 | 0 | 0 | 0 | 0 | 0 | 0 | 0 | 0 | 0 | 0 | 0 | 0 | 0 | 0 | 0 | 0 | 0 | 0 | 0 | 0 | 0 | 0 | 0 | 0 | 0 | 0 | 0 | 0 | 0 | 0 | 0 | 0 | 0 | 0 | 0 | 0 | 0 | 0 | 0 | 0 | 0 | 0 | 0 | 0 | 0 | 0 | 0 | 0 | 0 | 0 | 0 | 0 | 0 | 0 | 0 | 0 | 0 | 0 | 0 | 0 | 0 | 0 | 0 | 0 | 0 | 0 | 0 | 0 | 0 | 0 | 0 | 0 | 0 | 0 | 0 | 0 | 0 | 0 | 0 | 0 | 0 | 0 | 0 | 0 | 0 | 0 | 0 | 0 | 0 | 0 | 0 | 0 | 0 | 0 | 0 | 0 | 0 | 0 | 0 | 0 | 0 | 0 | 0 | 0 | 0 | 0 | 0 | 0 | 0 | 0 | 0 | 0 | 0 | 0 | 0 | 0 | 0 | 0 | 0 | 0 | 0 | 0 | 0 | 0 | 0 | 0 | 0 | 0 | 0 | 0 | 0 | 0 | 0 | 0 | 0 | 0 | 0 | 0 | 0 | 0 | 0 | 0 | 0 | 0 | 0 | 0 | 0 | 0 | 0 | 0 | 0 | 0 | 0 | 0 | 0 | 0 | 0 | 0 | 0 | 0 | 0 | 0 | 0 | 0 | 0 | 0 | 0 | 0 | 0 | 0 | 0 | 0 | 0 | 0 | 0 | 0 | 0 | 0 | 0 | 0 | 0 | 0 | 0 | 0 | 0 | 0 | 0 | 0 | 0 | 0 | 0 | 0 | 0 | 0 | 0 | 0 | 0 | 0 | 0 | 0 | 0 | 0 | 0 | 0 | 0 | 0 | 0 | 0 | 0 | 0 | 0 | 0 | 0 | 0 | 0 | 0 | 0 | 0 | 0 | 0 | 0 | 0 | 0 | 0 | 0 | 0 | 0 | 0 | 0 | 0 | 0 | 0 | 0 | 0 | 0 | 0 | 0 | 0 | 0 | 0 | 0 | 0 | 0 | 0 | 0 | 0 | 0 | 0 | 0 | 0 | 0 | 0 | 0 | 0 | 0 | 0 | 0 | 0 | 0 | 0 | 0 | 0 | 0 | 0 | 0 | 0 | 0 | 0 | 0 | 0 | 0 | 0 | 0 | 0 | 0 | 0 | 0 | 0 | 0 | 0 | 0 | 0 | 0 | 0 | 0 | 0 | 0 | 0 | 0 | 0 | 0 | 0 | 0 | 0 | 0 | 0 | 0 | 0 | 0 | 0 | 0 | 0 | 0 | 0 | 0 | 0 | 0 | 0 | 0 | 0 | 0 | 0 | 0 | 0 | 0 | 0 | 0 | 0 | 0 | 0 | 0 | 0 | 0 | 0 | 0 | 0 | 0 | 0 | 0 | 0 | 0 | 0 | 0 | 0 | 0 | 0 | 0 | 0 | 0 | 0 | 0 | 0 | 0 | 0 | 0 | 0 | 0 | 0 | 0 | 0 | 0 | 0 | 0 | 0 | 0 | 0 | 0 | 0 | 0 | 0 | 0 | 0 | 0 | 0 | 0 | 0 | 0 | 0 | 0 | 0 | 0 | 0 | 0 | 0 | 0 | 0 | 0 | 0 | 0 | 0 | 0 | 0 | 0 | 0 | 0 | 0 | 0 | 0 | 0 | 0 | 0 | 0 | 0 | 0 | 0 | 0 | 0 | 0 | 0 | 0 | 0 | 0 | 0 | 0 | 0 | 0 | 0 | 0 | 0 | 0 | 0 | 0 | 0 | 0 | 0 | 0 | 0 | 0 | 0 | 0 | 0 | 0 | 0 | 0 | 0 | 0 | 0 | 0 | 0 | 0 | 0 | 0 | 0 | 0 | 0 | 0 | 0 | 0 | 0 | 0 | 0 | 0 | 0 | 0 | 0 | 0 | 0 | 0 | 0 | 0 | 0 | 0 | 0 | 0 | 0 | 0 | 0 | 0 | 0 | 0 | 0 | 0 | 0 | 0 | 0 | 0 | 0 | 0 | 0 | 0 | 0 | 0 | 0 | 0 | 0 | 0 | 0 | 0 | 0 | 0 | 0 | 0 | 0 | 0 | 0 | 0 | 0 | 0 | 0 | 0 | 0 | 0 | 0 | 0 | 0 | 0 | 0 | 0 | 0 | 0 | 0 | 0 | 0 | 0 | 0 | 0 | 0 | 0 | 0 | 0 | 0 | 0 | 0 | 0 | 0 | 0 | 0 | 0 | 0 | 0 | 0 | 0 | 0 | 0 | 0 | 0 | 0 | 0 | 0 | 0 | 0 | 0 | 0 | 0 | 0 | 0 | 0 | 0 | 0 | 0 | 0 | 0 | 0 | 0 | 0 | 0 | 0 | 0 | 0 | 0 | 0 | 0 | 0 | 0 | 0 | 0 | 0 | 0 | 0 | 0 | 0 | 0 | 0 | 0 | 0 | 0 | 0 | 0 | 0 | 0 | 0 | 0 | 0 | 0 | 0 | 0 | 0 | 0 | 0 | 0 | 0 | 0 | 0 | 0 | 0 | 0 | 0 | 0 | 0 | 0 | 0 | 0 | 0 | 0 | 0 | 0 | 0 | 0 | 0 | 0 | 0 | 0 | 0 | 0 | 0 | 0 | 0 | 0 | 0 | 0 | 0 | 0 | 0 | 0 | 0 | 0 | 0 | 0 | 0 | 0 | 0 | 0 | 0 | 0 | 0 | 0 | 0 | 0 | 0 | 0 | 0 | 0 | 0 | 0 | 0 | 0 | 0 | 0 | 0 | 0 | 0 | 0 | 0 | 0 | 0 | 0 | 0 | 0 | 0 | 0 | 0 | 0 | 0 | 0 | 0 | 0 | 0 | 0 | 0 | 0 | 0 | 0 | 0 | 0 | 0 | 0 | 0 | 0 | 0 | 0 | 0 | 0 | 0 | 0 | 0 | 0 | 0 | 0 | 0 | 0 | 0 | 0 | 0 | 0 | 0 | 0 | 0 | 0 | 0 | 0 | 0 | 0 | 0 | 0 | 0 | 0 | 0 | 0 | 0 | 0 | 0 | 0 | 0 | 0 | 0 | 0 | 0 | 0 | 0 | 0 | 0 | 0 | 0 | 0 | 0 | 0 | 0 | 0 | 0 | 0 | 0 | 0 | 0 | 0 | 0 | 0 | 0 | 0 | 0 | 0 | 0 | 0 | 0 | 0 | 0 | 0 | 0 | 0 | 0 | 0 | 0 | 0 | 0 | 0 | 0 | 0 | 0 | 0 | 0 | 0 | 0 | 0 | 0 | 0 | 0 | 0 | 0 | 0 | 0 | 0 | 0 | 0 | 0 | 0 | 0 | 0 | 0 | 0 | 0 | 0 | 0 | 0 | 0 | 0 | 0 | 0 | 0 | 0 | 0 | 0 | 0 | 0 | 0 | 0 | 0 | 0 | 0 | 0 | 0 | 0 | 0 | 0 | 0 | 0 | 0 | 0 | 0 | 0 | 0 | 0 | 0 | 0 | 0 | 0 | 0 | 0 | 0 | 0 | 0 | 0 | 0 | 0 | 0 | 0 | 0 | 0 | 0 | 0 | 0 | 0 | 0 | 0 | 0 | 0 | 0 | 0 | 0 | 0 | 0 | 0 | 0 | 0 | 0 | 0 | 0 | 0 | 0 | 0 | 0 | 0 | 0 | 0 | 0 | 0 | 0 | 0 | 0 | 0 | 0 | 0 | 0 | 0 | 0 | 0 | 0 | 0 | 0 | 0 | 0 | 0 | 0 | 0 | 0 | 0 | 0 | 0 | 0 | 0 | 0 | 0 | 0 | 0 | 0 | 0 | 0 | 0 | 0 | 0 | 0 | 0 | 0 | 0 | 0 | 0 | 0 | 0 | 0 | 0 | 0 | 0 | 0 | 0 | 0 | 0 | 0 | 0 | 0 | 0 | 0 | 0 | 0 | 0 | 0 | 0 | 0 | 0 | 0 | 0 | 0 | 0 | 0 | 0 | 0 | 0 | 0 | 0 | 0 | 0 | 0 | 0 | 0 | 0 | 0 | 0 | 0 | 0 | 0 | 0 | 0 | 0 | 0 | 0 | 0 | 0 | 0 | 0 | 0 | 0 | 0 | 0 | 0 | 0 | 0 | 0 | 0 | 0 | 0 | 0 | 0 | 0 | 0 | 0 | 0 | 0 | 0 | 0 | 0 | 0 | 0 | 0 | 0 | 0 | 0 | 0 | 0 | 0 | 0 | 0 | 0 | 0 | 0 | 0 | 0 | 0 | 0 | 0 | 0 | 0 | 0 | 0 | 0 | 0 | 0 | 0 | 0 | 0 | 0 | 0 | 0 | 0 | 0 | 0 | 0 | 0 | 0 | 0 | 0 | 0 | 0 | 0 | 0 | 0 | 0 | 0 | 0 | 0 | 0 | 0 | 0 | 0 | 0 | 0 | 0 | 0 | 0 | 0 | 0 | 0 | 0 | 0 | 0 | 0 | 0 | 0 | 0 | 0 | 0 | 0 | 0 | 0 | 0 | 0 | 0 | 0 | 0 | 0 | 0 | 0 | 0 | 0 | 0 | 0 | 0 | 0 | 0 | 0 | 0 | 0 | 0 | 0 | 0 | 0 | 0 | 0 | 0 | 0 | 0 | 0 | 0 | 0 | 0 | 0 | 0 | 0 | 0 | 0 | 0 | 0 | 0 | 0 | 0 | 0 | 0 | 0 | 0 | 0 | 0 | 0 | 0 | 0 | 0 | 0 | 0 | 0 | 0 | 0 | 0 | 0 | 0 | 0 | 0 | 0 | 0 | 0 | 0 | 0 | 0 | 0 | 0 | 0 | 0 | 0 | 0 | 0 | 0 | 0 | 0 | 0 | 0 | 0 | 0 | 0 | 0 | 0 | 0 | 0 | 0 | 0 | 0 | 0 | 0 | 0 | 0 | 0 | 0 | 0 | 0 | 0 | 0 | 0 | 0 | 0 | 0 | 0 | 0 | 0 | 0 | 0 | 0 | 0 | 0 | 0 | 0 | 0 | 0 | 0 | 0 | 0 | 0 | 0 | 0 | 0 | 0 | 0 | 0 | 0 | 0 | 0 | 0 | 0 | 0 | 0 | 0 | 0 | 0 | 0 | 0 | 0 | 0 | 0 | 0 | 0 | 0 | 0 | 0 | 0 | 0 | 0 | 0 | 0 | 0 | 0 | 0 | 0 | 0 | 0 | 0 | 0 | 0 | 0 | 0 | 0 | 0 | 0 | 0 | 0 | 0 | 0 | 0 | 0 | 0 | 0 | 0 | 0 | 0 | 0 | 0 | 0 | 0 | 0 | 0 | 0 | 0 | 0 | 0 | 0 | 0 | 0 | 0 | 0 | 0 | 0 | 0 | 0 | 0 | 0 | 0 | 0 | 0 | 0 | 0 | 0 | 0 | 0 | 0 | 0 | 0 | 0 | 0 | 0 | 0 | 0 | 0 | 0 | 0 | 0 | 0 | 0 | 0 | 0 | 0 | 0 | 0 | 0 | 0 | 0 | 0 | 0 | 0 | 0 | 0 | 0 | 0 | 0 | 0 | 0 | 0 | 0 | 0 | 0 | 0 | 0 | 0 | 0 | 0 | 0 | 0 | 0 | 0 | 0 | 0 | 0 | 0 | 0 | 0 | 0 | 0 | 0 | 0 | 0 | 0 | 0 | 0 | 0 | 0 | 0 | 0 | 0 | 0 | 0 | 0 | 0 | 0 | 0 | 0 | 0 | 0 | 0 | 0 | 0 | 0 | 0 | 0 | 0 | 0 | 0 | 0 | 0 | 0 | 0 | 0 | 0 | 0 | 0 | 0 | 0 | 0 | 0 | 0 | 0 | 0 | 0 | 0 | 0 | 0 | 0 | 0 | 0 | 0 | 0 | 0 | 0 | 0 | 0 | 0 | 0 | 0 | 0 | 0 | 0 | 0 | 0 | 0 | 0 | 0 | 0 | 0 | 0 | 0 | 0 | 0 | 0 | 0 | 0 | 0 | 0 | 0 | 0 | 0 | 0 | 0 | 0 | 0 | 0 | 0 | 0 | 0 | 0 | 0 | 0 | 0 | 0 | 0 | 0 | 0 | 0 | 0 | 0 | 0 | 0 | 0 | 0 | 0 | 0 | 0 | 0 | 0 | 0 | 0 | 0 | 0 | 0 | 0 | 0 | 0 | 0 | 0 | 0 | 0 | 0 | 0 | 0 | 0 | 0 | 0 | 0 | 0 | 0 | 0 | 0 | 0 | 0 | 0 | 0 | 0 | 0 | 0 | 0 | 0 | 0 | 0 | 0 | 0 | 0 | 0 | 0 | 0 | 0 | 0 | 0 | 0 | 0 | 0 | 0 | 0 | 0 | 0 | 0 | 0 | 0 | 0 | 0 | 0 | 0 | 0 | 0 | 0 | 0 | 0 | 0 | 0 | 0 | 0 | 0 | 0 | 0 | 0 | 0 | 0 | 0 | 0 | 0 | 0 | 0 | 0 | 0 | 0 | 0 | 0 | 0 | 0 | 0 | 0 | 0 | 0 | 0 | 0 | 0 | 0 | 0 | 0 | 0 | 0 | 0 | 0 | 0 | 0 | 0 | 0 | 0 | 0 | 0 | 0 | 0 | 0 | 0 | 0 | 0 | 0 | 0 | 0 | 0 | 0 | 0 | 0 | 0 | 0 | 0 | 0 | 0 | 0 | 0 | 0 | 0 | 0 | 0 | 0 | 0 | 0 | 0 | 0 | 0 | 0 | 0 | 0 | 0 | 0 | 0 | 0 | 0 | 0 | 0 | 0 | 0 | 0 | 0 | 0 | 0 | 0 | 0 | 0 | 0 | 0 | 0 | 0 | 0 | 0 | 0 | 0 | 0 | 0 | 0 | 0 | 0 | 0 | 0 | 0 | 0 | 0 | 0 | 0 | 0 | 0 | 0 | 0 | 0 | 0 | 0 | 0 | 0 | 0 | 0 | 0 | 0 | 0 | 0 | 0 | 0 | 0 | 0 | 0 | 0 | 0 | 0 | 0 | 0 | 0 | 0 | 0 | 0 | 0 | 0 | 0 | 0 | 0 | 0 | 0 | 0 | 0 | 0 | 0 | 0 | 0 | 0 | 0 | 0 | 0 | 0 | 0 | 0 | 0 | 0 | 0 | 0 | 0 | 0 | 0 | 0 | 0 | 0 | 0 | 0 | 0 | 0 | 0 | 0 | 0 | 0 | 0 | 0 | 0 | 0 | 0 | 0 | 0 | 0 | 0 | 0 | 0 | 0 | 0 | 0 | 0 | 0 | 0 | 0 | 0 | 0 | 0 | 0 | 0 | 0 | 0 | 0 | 0 | 0 | 0 | 0 | 0 | 0 | 0 | 0 | 0 | 0 | 0 | 0 | 0 | 0 | 0 | 0 | 0 | 0 | 0 | 0 | 0 | 0 | 0 | 0 | 0 | 0 | 0 | 0 | 0 | 0 | 0 | 0 | 0 | 0 | 0 | 0 | 0 | 0 | 0 | 0 | 0 | 0 | 0 | 0 | 0 | 0 | 0 | 0 | 0 | 0 | 0 | 0 | 0 | 0 | 0 | 0 | 0 | 0 | 0 | 0 | 0 | 0 | 0 | 0 | 0 | 0 | 0 | 0 | 0 | 0 | 0 | 0 | 0 | 0 | 0 | 0 | 0 | 0 | 0 | 0 | 0 | 0 | 0 | 0 | 0 | 0 | 0 | 0 | 0 | 0 | 0 | 0 | 0 | 0 | 0 | 0 | 0 | 0 | 0 | 0 | 0 | 0 | 0 | 0 | 0 | 0 | 0 | 0 | 0 | 0 | 0 | 0 | 0 | 0 | 0 | 0 | 0 | 0 | 0 | 0 | 0 | 0 | 0 | 0 | 0 | 0 | 0 | 0 | 0 | 0 | 0 | 0 | 0 | 0 | 0 | 0 | 0 | 0 | 0 | 0 | 0 | 0 | 0 | 0 | 0 | 0 | 0 | 0 | 0 | 0 | 0 | 0 | 0 | 0 | 0 | 0 | 0 | 0 | 0 | 0 | 0 | 0 | 0 | 0 | 0 | 0 | 0 | 0 | 0 | 0 | 0 | 0 | 0 | 0 | 0 | 0 | 0 | 0 | 0 | 0 | 0 | 0 | 0 | 0 | 0 | 0 | 0 | 0 | 0 | 0 | 0 | 0 | 0 | 0 | 0 | 0 | 0 | 0 | 0 | 0 | 0 | 0 | 0 | 0 | 0 | 0 | 0 | 0 | 0 | 0 | 0 | 0 | 0 | 0 | 0 | 0 | 0 | 0 | 0 | 0 | 0 | 0 | 0 | 0 | 0 | 0 | 0 | 0 | 0 | 0 | 0 | 0 | 0 | 0 | 0 | 0 | 0 | 0 | 0 | 0 | 0 | 0 | 0 | 0 | 0 | 0 | 0 | 0 | 0 | 0 | 0 | 0 | 0 | 0 | 0 | 0 | 0 | 0 | 0 | 0 | 0 | 0 | 0 | 0 | 0 | 0 | 0 | 0 | 0 | 0 | 0 | 0 | 0 | 0 | 0 | 0 | 0 | 0 | 0 | 0 | 0 | 0 | 0 | 0 | 0 | 0 | 0 | 0 | 0 | 0 | 0 | 0 | 0 | 0 | 0 | 0 | 0 | 0 | 0 | 0 | 0 | 0 | 0 | 0 | 0 | 0 | 0 | 0 | 0 | 0 | 0 | 0 | 0 | 0 | 0 | 0 | 0 | 0 | 0 | 0 | 0 | 0 | 0 | 0 | 0 | 0 | 0 | 0 | 0 | 0 | 0 | 0 | 0 | 0 | 0 | 0 | 0 | 0 | 0 | 0 | 0 | 0 | 0 | 0 | 0 | 0 | 0 | 0 | 0 | 0 | 0 | 0 | 0 | 0 | 0 | 0 | 0 | 0 | 0 | 0 | 0 | 0 | 0 | 0 | 0 | 0 | 0 | 0 | 0 | 0 | 0 | 0 | 0 | 0 | 0 | 0 | 0 | 0 | 0 | 0 | 0 | 0 | 0 | 0 | 0 | 0 | 0 | 0 | 0 | 0 | 0 | 0 | 0 | 0 | 0 | 0 | 0 | 0 | 0 | 0 | 0 | 0 | 0 | 0 | 0 | 0 | 0 | 0 | 0 | 0 | 0 | 0 | 0 | 0 | 0 | 0 | 0 | 0 | 0 | 0 | 0 | 0 | 0 | 0 | 0 | 0 | 0 | 0 | 0 | 0 | 0 | 0 | 0 | 0 | 0 | 0 | 0 | 0 | 0 | 0 | 0 | 0 | 0 | 0 | 0 | 0 | 0 | 0 | 0 | 0 | 0 | 0 | 0 | 0 | 0 | 0 | 0 | 0 | 0 | 0 | 0 | 0 | 0 | 0 | 0 | 0 | 0 | 0 | 0 | 0 | 0 | 0 | 0 | 0 | 0 | 0 | 0 | 0 | 0 | 0 | 0 | 0 | 0 | 0 | 0 | 0 | 0 | 0 | 0 | 0 | 0 | 0 | 0 | 0 | 0 | 0 | 0 | 0 | 0 | 0 | 0 | 0 | 0 | 0 | 0 | 0 | 0 | 0 | 0 | 0 | 0 | 0 | 0 | 0 | 0 | 0 | 0 | 0 | 0 | 0 | 0 | 0 | 0 | 0 | 0 | 0 | 0 | 0 | 0 | 0 | 0 | 0 | 0 | 0 | 0 | 0 | 0 | 0 | 0 | 0 | 0 | 0 | 0 | 0 | 0 | 0 | 0 | 0 | 0 | 0 | 0 | 0 | 0 | 0 | 0 | 0 | 0 | 0 | 0 | 0 | 0 | 0 | 0 | 0 | 0 | 0 | 0 | 0 | 0 | 0 | 0 | 0 | 0 | 0 | 0 | 0 | 0 | 0 | 0 | 0 | 0 | 0 | 0 | 0 | 0 | 0 | 0 | 0 | 0 | 0 | 0 | 0 | 0 | 0 | 0 | 0 | 0 | 0 | 0 | 0 | 0 | 0 | 0 | 0 | 0 | 0 | 0 | 0 | 0 | 0 | 0 | 0 | 0 | 0 | 0 | 0 | 0 | 0 | 0 | 0 | 0 | 0 | 0 | 0 | 0 | 0 | 0 | 0 | 0 | 0 | 0 | 0 | 0 | 0 | 0 | 0 | 0 | 0 | 0 | 0 | 0 | 0 | 0 | 0 | 0 | 0 | 0 | 0 | 0 | 0 | 0 | 0 | 0 | 0 | 0 | 0 | 0 | 0 | 0 | 0 | 0 | 0 | 0 | 0 | 0 | 0 | 0 | 0 | 0 | 0 | 0 | 0 | 0 | 0 | 0 | 0 | 0 | 0 | 0 | 0 | 0 | 0 | 0 | 0 | 0 | 0 | 0 | 0 | 0 | 0 | 0 | 0 | 0 | 0 | 0 | 0 | 0 | 0 | 0 | 0 | 0 | 0 | 0 | 0 | 0 | 0 | 0 | 0 | 0 | 0 | 0 | 0 | 0 | 0 | 0 | 0 | 0 | 0 | 0 | 0 | 0 | 0 | 0 | 0 | 0 | 0 | 0 | 0 | 0 | 0 | 0 | 0 | 0 | 0 | 0 | 0 | 0 | 0 | 0 | 0 | 0 | 0 | 0 | 0 | 0 | 0 | 0 | 0 | 0 | 0 | 0 | 0 | 0 | 0 | 0 | 0 | 0 | 0 | 0 | 0 | 0 | 0 | 0 | 0 | 0 | 0 | 0 | 0 | 0 | 0 | 0 | 0 | 0 | 0 | 0 | 0 | 0 | 0 | 0 | 0 | 0 | 0 | 0 | 0 | 0 | 0 | 0 | 0 | 0 | 0 | 0 | 0 | 0 | 0 | 0 | 0 | 0 | 0 | 0 | 0 | 0 | 0 | 0 | 0 | 0 | 0 | 0 | 0 | 0 | 0 | 0 | 0 | 0 | 0 | 0 | 0 | 0 | 0 | 0 | 0 | 0 | 0 | 0 | 0 | 0 | 0 | 0 | 0 | 0 | 0 | 0 | 0 | 0 | 0 | 0 | 0 | 0 | 0 | 0 | 0 | 0 | 0 | 0 | 0 | 0 | 0 | 0 | 0 | 0 | 0 | 0 | 0 | 0 | 0 | 0 | 0 | 0 | 0 | 0 | 0 | 0 | 0 | 0 | 0 | 0 | 0 | 0 | 0 | 0 | 0 | 0 | 0 | 0 | 0 | 0 | 0 | 0 | 0 | 0 | 0 | 0 | 0 | 0 | 0 | 0 | 0 | 0 | 0 | 0 | 0 | 0 | 0 | 0 | 0 | 0 | 0 | 0 | 0 | 0 | 0 | 0 | 0 | 0 | 0 | 0 | 0 | 0 | 0 | 0 | 0 | 0 | 0 | 0 | 0 | 0 | 0 | 0 | 0 | 0 | 0 | 0 | 0 | 0 | 0 | 0 | 0 | 0 | 0 | 0 | 0 | 0 | 0 | 0 | 0 | 0 | 0 | 0 | 0 | 0 | 0 | 0 | 0 | 0 | 0 | 0 | 0 | 0 | 0 | 0 | 0 | 0 | 0 | 0 | 0 | 0 | 0 | 0 | 0 | 0 | 0 | 0 | 0 | 0 | 0 | 0 | 0 | 0 | 0 | 0 | 0 | 0 | 0 | 0 | 0 | 0 | 0 | 0 | 0 | 0 | 0 | 0 | 0 | 0 | 0 | 0 | 0 | 0 | 0 | 0 | 0 | 0 | 0 | 0 | 0 | 0 | 0 | 0 | 0 | 0 | 0 | 0 | 0 | 0 | 0 | 0 | 0 | 0 | 0 | 0 | 0 | 0 | 0 | 0 | 0 | 0 | 0 | 0 | 0 | 0 | 0 | 0 | 0 | 0 | 0 | 0 | 0 | 0 | 0 | 0 | 0 | 0 | 0 | 0 | 0 | 0 | 0 | 0 | 0 | 0 | 0 | 0 | 0 | 0 | 0 | 0 | 0 | 0 | 0 | 0 | 0 | 0 | 0 | 0 | 0 | 0 | 0 | 0 | 0 | 0 | 0 | 0 | 0 | 0 | 0 | 0 | 0 | 0 | 0 | 0 | 0 | 0 | 0 | 0 | 0 | 0 | 0 | 0 | 0 | 0 | 0 | 0 | 0 | 0 | 0 | 0 | 0 | 0 | 0 | 0 | 0 | 0 | 0 | 0 | 0 | 0 | 0 | 0 | 0 | 0 | 0 | 0 | 0 | 0 | 0 | 0 | 0 | 0 | 0 | 0 | 0 | 0 | 0 | 0 | 0 | 0 | 0 | 0 | 0 | 0 | 0 | 0 | 0 | 0 | 0 | 0 | 0 | 0 | 0 | 0 | 0 | 0 | 0 | 0 | 0 | 0 | 0 | 0 | 0 | 0 | 0 | 0 | 0 | 0 | 0 | 0 | 0 | 0 | 0 | 0 | 0 | 0 | 0 | 0 | 0 | 0 | 0 | 0 | 0 | 0 | 0 | 0 | 0 | 0 | 0 | 0 | 0 | 0 | 0 | 0 | 0 | 0 | 0 | 0 | 0 | 0 | 0 | 0 | 0 | 0 | 0 | 0 | 0 | 0 | 0 | 0 | 0 | 0 | 0 | 0 | 0 | 0 | 0 | 0 | 0 | 0 | 0 | 0 | 0 | 0 | 0 | 0 | 0 | 0 | 0 | 0 | 0 | 0 | 0 | 0 | 0 | 0 | 0 | 0 | 0 | 0 | 0 | 0 | 0 | 0 | 0 | 0 | 0 | 0 | 0 | 0 | 0 | 0 | 0 | 0 | 0 | 0 | 0 | 0 | 0 | 0 | 0 | 0 | 0 | 0 | 0 | 0 | 0 | 0 | 0 | 0 | 0 | 0 | 0 | 0 | 0 | 0 | 0 | 0 | 0 | 0 | 0 | 0 | 0 | 0 | 0 | 0 | 0 | 0 | 0 | 0 | 0 | 0 | 0 | 0 | 0 | 0 | 0 | 0 | 0 | 0 | 0 | 0 | 0 | 0 | 0 | 0 | 0 | 0 | 0 | 0 | 0 | 0 | 0 | 0 | 0 | 0 | 0 | 0 | 0 | 0 | 0 | 0 | 0 | 0 | 0 | 0 | 0 | 0 | 0 | 0 | 0 | 0 | 0 | 0 | 0 | 0 | 0 | 0 | 0 | 0 | 0 | 0 | 0 | 0 | 0 | 0 | 0 | 0 | 0 | 0 | 0 | 0 | 0 | 0 | 0 | 0 | 0 | 0 | 0 | 0 | 0 | 0 | 0 | 0 | 0 | 0 | 0 | 0 | 0 | 0 | 0 | 0 | 0 | 0 | 0 | 0 | 0 | 0 | 0 | 0 | 0 | 0 | 0 | 0 | 0 | 0 | 0 | 0 | 0 | 0 | 0 | 0 | 0 | 0 | 0 | 0 | 0 | 0 | 0 | 0 | 0 | 0 | 0 | 0 | 0 | 0 | 0 | 0 | 0 | 0 | 0 | 0 | 0 | 0 | 0 | 0 | 0 | 0 | 0 | 0 | 0 | 0 | 0 | 0 | 0 | 0 | 0 | 0 | 0 | 0 | 0 | 0 | 0 | 0 | 0 | 0 | 0 | 0 | 0 | 0 | 0 | 0 | 0 | 0 | 0 | 0 | 0 | 0 | 0 | 0 | 0 | 0 | 0 | 0 | 0 | 0 | 0 | 0 | 0 | 0 | 0 | 0 | 0 | 0 | 0 | 0 | 0 | 0 | 0 | 0 | 0 | 0 | 0 | 0 | 0 | 0 | 0 | 0 | 0 | 0 | 0 | 0 | 0 | 0 | 0 | 0 | 0 | 0 | 0 | 0 | 0 | 0 | 0 | 0 | 0 | 0 | 0 | 0 | 0 | 0 | 0 | 0 | 0 | 0 | 0 | 0 | 0 | 0 | 0 | 0 | 0 | 0 | 0 | 0 | 0 | 0 | 0 | 0 | 0 | 0 | 0 | 0 | 0 | 0 | 0 | 0 | 0 | 0 | 0 | 0 | 0 | 0 | 0 | 0 | 0 | 0 | 0 | 0 | 0 | 0 | 0 | 0 | 0 | 0 | 0 | 0 | 0 | 0 | 0 | 0 | 0 | 0 | 0 | 0 | 0 | 0 | 0 | 0 | 0 | 0 | 0 | 0 | 0 | 0 | 0 | 0 | 0 | 0 | 0 | 0 | 0 | 0 | 0 | 0 | 0 | 0 | 0 | 0 | 0 | 0 | 0 | 0 | 0 | 0 | 0 | 0 | 0 | 0 | 0 | 0 | 0 | 0 | 0 | 0 | 0 | 0 | 0 | 0 | 0 | 0 | 0 | 0 | 0 | 0 | 0 | 0 | 0 | 0 | 0 | 0 | 0 | 0 | 0 | 0 | 0 | 0 | 0 | 0 | 0 | 0 | 0 | 0 | 0 | 0 | 0 | 0 | 0 | 0 | 0 | 0 | 0 | 0 | 0 | 0 | 0 | 0 | 0 | 0 | 0 | 0 | 0 | 0 | 0 | 0 | 0 | 0 | 0 | 0 | 0 | 0 | 0 | 0 | 0 | 0 | 0 | 0 | 0 | 0 | 0 | 0 | 0 | 0 | 0 | 0 | 0 | 0 | 0 | 0 | 0 | 0 | 0 | 0 | 0 | 0 | 0 | 0 | 0 | 0 | 0 | 0 | 0 | 0 | 0 | 0 | 0 | 0 | 0 | 0 | 0 | 0 | 0 | 0 | 0 | 0 | 0 | 0 | 0 | 0 | 0 | 0 | 0 | 0 | 0 | 0 | 0 | 0 | 0 | 0 | 0 | 0 | 0 | 0 | 0 | 0 | 0 | 0 | 0 | 0 | 0 | 0 | 0 | 0 | 0 | 0 | 0 | 0 | 0 | 0 | 0 | 0 | 0 | 0 | 0 | 0 | 0 | 0 | 0 | 0 | 0 | 0 | 0 | 0 | 0 | 0 | 0 | 0 | 0 | 0 | 0 | 0 | 0 | 0 | 0 | 0 | 0 | 0 | 0 | 0 | 0 | 0 | 0 | 0 | 0 | 0 | 0 | 0 | 0 | 0 | 0 | 0 | 0 | 0 | 0 | 0 | 0 | 0 | 0 | 0 | 0 | 0 | 0 | 0 | 0 | 0 | 0 | 0 | 0 | 0 | 0 | 0 | 0 | 0 | 0 | 0 | 0 | 0 | 0 | 0 | 0 | 0 | 0 | 0 | 0 | 0 | 0 | 0 | 0 | 0 | 0 | 0 | 0 | 0 | 0 | 0 | 0 | 0 | 0 | 0 | 0 | 0 | 0 | 0 | 0 | 0 | 0 | 0 | 0 | 0 | 0 | 0 | 0 | 0 | 0 | 0 | 0 | 0 | 0 | 0 | 0 | 0 | 0 | 0 | 0 | 0 | 0 | 0 | 0 | 0 | 0 | 0 | 0 | 0 | 0 | 0 | 0 | 0 | 0 | 0 | 0 | 0 | 0 | 0 | 0 | 0 | 0 | 0 | 0 | 0 | 0 | 0 | 0 | 0 | 0 | 0 | 0 | 0 | 0 | 0 | 0 | 0 | 0 | 0 | 0 | 0 | 0 | 0 | 0 | 0 | 0 | 0 | 0 | 0 | 0 | 0 | 0 | 0 | 0 | 0 | 0 | 0 | 0 | 0 | 0 | 0 | 0 | 0 | 0 | 0 | 0 | 0 | 0 | 0 | 0 | 0 | 0 | 0 | 0 | 0 | 0 | 0 | 0 | 0 | 0 | 0 | 0 | 0 | 0 | 0 | 0 | 0 | 0 | 0 | 0 | 0 | 0 | 0 | 0 | 0 | 0 | 0 | 0 | 0 | 0 | 0 | 0 | 0 | 0 | 0 | 0 | 0 | 0 | 0 | 0 | 0 | 0 | 0 | 0 | 0 | 0 | 0 | 0 | 0 | 0 | 0 | 0 | 0 | 0 | 0 | 0 | 0 | 0 | 0 | 0 | 0 | 0 | 0 | 0 | 0 | 0 | 0 | 0 | 0 | 0 | 0 | 0 | 0 | 0 | 0 | 0 | 0 | 0 | 0 | 0 | 0 | 0 | 0 | 0 | 0 | 0 | 0 | 0 | 0 | 0 | 0 | 0 | 0 | 0 | 0 | 0 | 0 | 0 | 0 | 0 | 0 | 0 | 0 | 0 | 0 | 0 | 0 | 0 | 0 | 0 | 0 | 0 | 0 | 0 | 0 | 0 | 0 | 0 | 0 | 0 | 0 | 0 | 0 | 0 | 0 | 0 | 0 | 0 | 0 | 0 | 0 | 0 | 0 | 0 | 0 | 0 | 0 | 0 | 0 | 0 | 0 | 0 | 0 | 0 | 0 | 0 | 0 | 0 | 0 | 0 | 0 | 0 | 0 | 0 | 0 | 0 | 0 | 0 | 0 | 0 | 0 | 0 | 0 | 0 | 0 | 0 | 0 | 0 | 0 | 0 | 0 | 0 | 0 | 0 | 0 | 0 | 0 | 0 | 0 | 0 | 0 | 0 | 0 | 0 | 0 | 0 | 0 | 0 | 0 | 0 | 0 | 0 | 0 | 0 | 0 | 0 | 0 | 0 | 0 | 0 | 0 | 0 | 0 | 0 | 0 | 0 | 0 | 0 | 0 | 0 | 0 | 0 | 0 | 0 | 0 | 0 | 0 | 0 | 0 | 0 | 0 | 0 | 0 | 0 | 0 | 0 | 0 | 0 | 0 | 0 | 0 | 0 | 0 | 0 | 0 | 0 | 0 | 0 | 0 | 0 | 0 | 0 | 0 | 0 | 0 | 0 | 0 | 0 | 0 | 0 | 0 | 0 | 0 | 0 | 0 | 0 | 0 | 0 | 0 | 0 | 0 | 0 | 0 | 0 | 0 | 0 | 0 | 0 | 0 | 0 | 0 | 0 | 0 | 0 | 0 | 0 | 0 | 0 | 0 | 0 | 0 | 0 | 0 | 0 | 0 | 0 | 0 | 0 | 0 | 0 | 0 | 0 | 0 | 0 | 0 | 0 | 0 | 0 | 0 | 0 | 0 | 0 | 0 | 0 | 0 | 0 | 0 | 0 | 0 | 0 | 0 | 0 | 0 | 0 | 0 | 0 | 0 | 0 | 0 | 0 | 0 | 0 | 0 | 0 | 0 | 0 | 0 | 0 | 0 | 0 | 0 | 0 | 0 | 0 | 0 | 0 | 0 | 0 | 0 | 0 | 0 | 0 | 0 | 0 | 0 | 0 | 0 | 0 | 0 | 0 | 0 | 0 | 0 | 0 | 0 | 0 | 0 | 0 | 0 | 0 | 0 | 0 | 0 | 0 | 0 | 0 | 0 | 0 | 0 | 0 | 0 | 0 | 0 | 0 | 0 | 0 | 0 | 0 | 0 | 0 | 0 | 0 | 0 | 0 | 0 | 0 | 0 | 0 | 0 | 0 | 0 | 0 | 0 | 0 | 0 | 0 | 0 | 0 | 0 | 0 | 0 | 0 | 0 | 0 | 0 | 0 | 0 | 0 | 0 | 0 | 0 | 0 | 0 | 0 | 0 | 0 | 0 | 0 | 0 | 0 | 0 | 0 | 0 | 0 | 0 | 0 | 0 | 0 | 0 | 0 | 0 | 0 | 0 | 0 | 0 | 0 | 0 | 0 | 0 | 0 | 0 | 0 | 0 | 0 | 0 | 0 | 0 | 0 | 0 | 0 | 0 | 0 | 0 | 0 | 0 | 0 | 0 | 0 | 0 | 0 | 0 | 0 | 0 | 0 | 0 | 0 | 0 | 0 | 0 | 0 | 0 | 0 | 0 | 0 | 0 | 0 | 0 | 0 | 0 | 0 | 0 | 0 | 0 | 0 | 0 | 0 | 0 | 0 | 0 | 0 | 0 | 0 | 0 | 0 | 0 | 0 | 0 | 0 | 0 | 0 | 0 | 0 | 0 | 0 | 0 | 0 | 0 | 0 | 0 | 0 | 0 | 0 | 0 | 0 | 0 | 0 | 0 | 0 | 0 | 0 | 0 | 0 | 0 | 0 | 0 | 0 | 0 | 0 | 0 | 0 | 0 | 0 | 0 | 0 | 0 | 0 | 0 | 0 | 0 | 0 | 0 | 0 | 0 | 0 | 0 | 0 | 0 | 0 | 0 | 0 | 0 | 0 | 0 | 0 | 0 | 0 | 0 | 0 | 0 | 0 | 0 | 0 | 0 | 0 | 0 | 0 | 0 | 0 | 0 | 0 | 0 | 0 | 0 | 0 | 0 | 0 | 0 | 0 | 0 | 0 | 0 | 0 | 0 | 0 | 0 | 0 | 0 | 0 | 0 | 0 | 0 | 0 | 0 | 0 | 0 | 0 | 0 | 0 | 0 | 0 | 0 | 0 | 0 | 0 | 0 | 0 | 0 | 0 | 0 | 0 | 0 | 0 | 0 | 0 | 0 | 0 | 0 | 0 | 0 | 0 | 0 | 0 | 0 | 0 | 0 | 0 | 0 | 0 | 0 | 0 | 0 | 0 | 0 | 0 | 0 | 0 | 0 | 0 | 0 | 0 | 0 | 0 | 0 | 0 | 0 | 0 | 0 | 0 | 0 | 0 | 0 | 0 | 0 | 0 | 0 | 0 | 0 | 0 | 0 | 0 | 0 | 0 | 0 | 0 | 0 | 0 | 0 | 0 | 0 | 0 | 0 | 0 | 0 | 0 | 0 | 0 | 0 | 0 | 0 | 0 | 0 | 0 | 0 | 0 | 0 | 0 | 0 | 0 | 0 | 0 | 0 | 0 | 0 | 0 | 0 | 0 | 0 | 0 | 0 | 0 | 0 | 0 | 0 | 0 | 0 | 0 | 0 | 0 | 0 | 0 | 0 | 0 | 0 | 0 | 0 | 0 | 0 | 0 | 0 | 0 | 0 | 0 | 0 | 0 | 0 | 0 | 0 | 0 | 0 | 0 | 0 | 0 | 0 | 0 | 0 | 0 | 0 | 0 | 0 | 0 | 0 | 0 | 0 | 0 | 0 | 0 | 0 | 0 | 0 | 0 | 0 | 0 | 0 | 0 | 0 | 0 | 0 | 0 | 0 | 0 | 0 | 0 | 0 | 0 | 0 | 0 | 0 | 0 | 0 | 0 | 0 | 0 | 0 | 0 | 0 | 0 | 0 | 0 | 0 | 0 | 0 | 0 | 0 | 0 | 0 | 0 | 0 | 0 | 0 | 0 | 0 | 0 | 0 | 0 | 0 | 0 | 0 | 0 | 0 | 0 | 0 | 0 | 0 | 0 | 0 | 0 | 0 | 0 | 0 | 0 | 0 | 0 | 0 | 0 | 0 | 0 | 0 | 0 | 0 | 0 | 0 | 0 | 0 | 0 | 0 | 0 | 0 | 0 | 0 | 0 | 0 | 0 | 0 | 0 | 0 | 0 | 0 | 0 | 0 | 0 | 0 | 0 | 0 | 0 | 0 | 0 | 0 | 0 | 0 | 0 | 0 | 0 | 0 | 0 | 0 | 0 | 0 | 0 | 0 | 0 | 0 | 0 | 0 | 0 | 0 | 0 | 0 | 0 | 0 | 0 | 0 | 0 | 0 | 0 | 0 | 0 | 0 | 0 | 0 | 0 | 0 | 0 | 0 | 0 | 0 | 0 | 0 | 0 | 0 | 0 | 0 | 0 | 0 | 0 | 0 | 0 | 0 | 0 | 0 | 0 | 0 | 0 | 0 | 0 | 0 | 0 | 0 | 0 | 0 | 0 | 0 | 0 | 0 | 0 | 0 | 0 | 0 | 0 | 0 | 0 | 0 | 0 | 0 | 0 | 0 | 0 | 0 | 0 | 0 | 0 | 0 | 0 | 0 | 0 | 0 | 0 | 0 | 0 | 0 | 0 | 0 | 0 | 0 | 0 | 0 | 0 | 0 | 0 | 0 | 0 | 0 | 0 | 0 | 0 | 0 | 0 | 0 | 0 | 0 | 0 | 0 | 0 | 0 | 0 | 0 | 0 | 0 | 0 | 0 | 0 | 0 | 0 | 0 | 0 | 0 | 0 | 0 | 0 | 0 | 0 | 0 | 0 | 0 | 0 | 0 | 0 | 0 | 0 | 0 | 0 | 0 | 0 | 0 | 0 | 0 | 0 | 0 | 0 | 0 | 0 | 0 | 0 | 0 | 0 | 0 | 0 | 0 | 0 | 0 | 0 | 0 | 0 | 0 | 0 | 0 | 0 | 0 | 0 | 0 | 0 | 0 | 0 | 0 | 0 | 0 | 0 | 0 | 0 | 0 | 0 | 0 | 0 | 0 | 0 | 0 | 0 | 0 | 0 | 0 | 0 | 0 | 0 | 0 | 0 | 0 | 0 | 0 | 0 | 0 | 0 | 0 | 0 | 0 | 0 | 0 | 0 | 0 | 0 | 0 | 0 | 0 | 0 | 0 | 0 | 0 | 0 | 0 | 0 | 0 | 0 | 0 | 0 | 0 | 0 | 0 | 0 | 0 | 0 | 0 | 0 | 0 | 0 | 0 | 0 | 0 | 0 | 0 | 0 | 0 | 0 | 0 | 0 | 0 | 0 | 0 | 0 | 0 | 0 | 0 | 0 | 0 | 0 | 0 | 0 | 0 | 0 | 0 | 0 | 0 | 0 | 0 | 0 | 0 | 0 | 0 | 0 | 0 | 0 | 0 | 0 | 0 | 0 | 0 | 0 | 0 | 0 | 0 | 0 | 0 | 0 | 0 | 0 | 0 | 0 | 0 | 0 | 0 | 0 | 0 | 0 | 0 | 0 | 0 | 0 | 0 | 0 | 0 | 0 | 0 | 0 | 0 | 0 | 0 | 0 | 0 | 0 | 0 | 0 | 0 | 0 | 0 | 0 | 0 | 0 | 0 | 0 | 0 | 0 | 0 | 0 | 0 | 0 | 0 | 0 | 0 | 0 | 0 | 0 | 0 | 0 | 0 | 0 | 0 | 0 | 0 | 0 | 0 | 0 | 0 | 0 | 0 | 0 | 0 | 0 | 0 | 0 | 0 | 0 | 0 | 0 | 0 | 0 | 0 | 0 | 0 | 0 | 0 | 0 | 0 | 0 | 0 | 0 | 0 | 0 | 0 | 0 | 0 | 0 | 0 | 0 | 0 | 0 | 0 | 0 | 0 | 0 | 0 | 0 | 0 | 0 | 0 | 0 | 0 | 0 | 0 | 0 | 0 | 0 | 0 | 0 | 0 | 0 | 0 | 0 | 0 | 0 | 0 | 0 | 0 | 0 | 0 | 0 | 0 | 0 | 0 | 0 | 0 | 0 | 0 | 0 | 0 | 0 | 0 | 0 | 0 | 0 | 0 | 0 | 0 | 0 | 0 | 0 | 0 | 0 | 0 | 0 | 0 | 0 | 0 | 0 | 0 | 0 | 0 | 0 | 0 | 0 | 0 | 0 | 0 | 0 | 0 | 0 | 0 | 0 | 0 | 0 | 0 | 0 | 0 | 0 | 0 | 0 | 0 | 0 | 0 | 0 | 0 | 0 | 0 | 0 | 0 | 0 | 0 | 0 | 0 | 0 | 0 | 0 | 0 | 0 | 0 | 0 | 0 | 0 | 0 | 0 | 0 | 0 | 0 | 0 | 0 | 0 | 0 | 0 | 0 | 0 | 0 | 0 | 0 | 0 | 0 | 0 | 0 | 0 | 0 | 0 | 0 | 0 | 0 | 0 | 0 | 0 | 0 | 0 | 0 | 0 | 0 | 0 | 0 | 0 | 0 | 0 | 0 | 0 | 0 | 0 | 0 | 0 | 0 | 0 | 0 | 0 | 0 | 0 | 0 | 0 | 0 | 0 | 0 | 0 | 0 | 0 | 0 | 0 | 0 | 0 | 0 | 0 | 0 | 0 | 0 | 0 | 0 | 0 | 0 | 0 | 0 | 0 | 0 | 0 | 0 | 0 | 0 | 0 | 0 | 0 | 0 | 0 | 0 | 0 | 0 | 0 | 0 | 0 | 0 | 0 | 0 | 0 | 0 | 0 | 0 | 0 | 0 | 0 | 0 | 0 | 0 | 0 | 0 | 0 | 0 | 0 | 0 | 0 | 0 | 0 | 0 | 0 | 0 | 0 | 0 | 0 | 0 | 0 | 0 | 0 | 0 | 0 | 0 | 0 | 0 | 0 | 0 | 0 | 0 | 0 | 0 | 0 | 0 | 0 | 0 | 0 | 0 | 0 | 0 | 0 | 0 | 0 | 0 | 0 | 0 | 0 | 0 | 0 | 0 | 0 | 0 | 0 | 0 | 0 | 0 | 0 | 0 | 0 | 0 | 0 | 0 | 0 | 0 | 0 | 0 | 0 | 0 | 0 | 0 | 0 | 0 | 0 | 0 | 0 | 0 | 0 | 0 | 0 | 0 | 0 | 0 | 0 | 0 | 0 | 0 | 0 | 0 | 0 | 0 | 0 | 0 | 0 | 0 | 0 | 0 | 0 | 0 | 0 | 0 | 0 | 0 | 0 | 0 | 0 | 0 | 0 | 0 | 0 | 0 | 0 | 0 | 0 | 0 | 0 | 0 | 0 | 0 | 0 | 0 | 0 | 0 | 0 | 0 | 0 | 0 | 0 | 0 | 0 | 0 | 0 | 0 | 0 | 0 | 0 | 0 | 0 | 0 | 0 | 0 | 0 | 0 | 0 | 0 | 0 | 0 | 0 | 0 | 0 | 0 | 0 | 0 | 0 | 0 | 0 | 0 | 0 | 0 | 0 | 0 | 0 | 0 | 0 | 0 | 0 | 0 | 0 | 0 | 0 | 0 | 0 | 0 | 0 | 0 | 0 | 0 | 0 | 0 | 0 | 0 | 0 | 0 | 0 | 0 | 0 | 0 | 0 | 0 | 0 | 0 | 0 | 0 | 0 | 0 | 0 | 0 | 0 | 0 | 0 | 0 | 0 | 0 | 0 | 0 | 0 | 0 | 0 | 0 | 0 | 0 | 0 | 0 | 0 | 0 | 0 | 0 | 0 | 0 | 0 | 0 | 0 | 0 | 0 | 0 | 0 | 0 | 0 | 0 | 0 | 0 | 0 | 0 | 0 | 0 | 0 | 0 | 0 | 0 | 0 | 0 | 0 | 0 | 0 | 0 | 0 | 0 | 0 | 0 | 0 | 0 | 0 | 0 | 0 | 0 | 0 | 0 | 0 | 0 | 0 | 0 | 0 | 0 | 0 | 0 | 0 | 0 | 0 | 0 | 0 | 0 | 0 | 0 | 0 | 0 | 0 | 0 | 0 | 0 | 0 | 0 | 0 | 0 | 0 | 0 | 0 | 0 | 0 | 0 | 0 | 0 | 0 | 0 | 0 | 0 | 0 | 0 | 0 | 0 | 0 | 0 | 0 | 0 | 0 | 0 | 0 | 0 | 0 | 0 | 0 | 0 | 0 | 0 | 0 | 0 | 0 | 0 | 0 | 0 | 0 | 0 | 0 | 0 | 0 | 0 | 0 | 0 | 0 | 0 | 0 | 0 | 0 | 0 | 0 | 0 | 0 | 0 | 0 | 0 | 0 | 0 | 0 | 0 | 0 | 0 | 0 | 0 | 0 | 0 | 0 | 0 | 0 | 0 | 0 | 0 | 0 | 0 | 0 | 0 | 0 | 0 | 0 | 0 | 0 | 0 | 0 | 0 | 0 | 0 | 0 | 0 | 0 | 0 | 0 | 0 | 0 | 0 | 0 | 0 | 0 | 0 | 0 | 0 | 0 | 0 | 0 | 0 | 0 | 0 | 0 | 0 | 0 | 0 | 0 | 0 | 0 | 0 | 0 | 0 | 0 | 0 | 0 | 0 | 0 | 0 | 0 | 0 | 0 | 0 | 0 | 0 | 0 | 0 | 0 | 0 | 0 | 0 | 0 | 0 | 0 | 0 | 0 | 0 | 0 | 0 | 0 | 0 | 0 | 0 | 0 | 0 | 0 | 0 | 0 | 0 | 0 | 0 | 0 | 0 | 0 | 0 | 0 | 0 | 0 | 0 | 0 | 0 | 0 | 0 | 0 | 0 | 0 | 0 | 0 | 0 | 0 | 0 | 0 | 0 | 0 | 0 | 0 | 0 | 0 | 0 | 0 | 0 | 0 | 0 | 0 | 0 | 0 | 0 | 0 | 0 | 0 | 0 | 0 | 0 | 0 | 0 | 0 | 0 | 0 | 0 | 0 | 0 | 0 | 0 | 0 | 0 | 0 | 0 | 0 | 0 | 0 | 0 | 0 | 0 | 0 | 0 | 0 | 0 | 0 | 0 | 0 | 0 | 0 | 0 | 0 | 0 | 0 | 0 | 0 | 0 | 0 | 0 | 0 | 0 | 0 | 0 | 0 | 0 | 0 | 0 | 0 | 0 | 0 | 0 | 0 | 0 | 0 | 0 | 0 | 0 | 0 | 0 | 0 | 0 | 0 | 0 | 0 | 0 | 0 | 0 | 0 | 0 | 0 | 0 | 0 | 0 | 0 | 0 | 0 | 0 | 0 | 0 | 0 | 0 | 0 | 0 | 0 | 0 | 0 | 0 | 0 | 0 | 0 | 0 | 0 | 0 | 0 | 0 | 0 | 0 | 0 | 0 | 0 | 0 | 0 | 0 | 0 | 0 | 0 | 0 | 0 | 0 | 0 | 0 | 0 | 0 | 0 | 0 | 0 | 0 | 0 | 0 | 0 | 0 | 0 | 0 | 0 | 0 | 0 | 0 | 0 | 0 | 0 | 0 | 0 | 0 | 0 | 0 | 0 | 0 | 0 | 0 | 0 | 0 | 0 | 0 | 0 | 0 | 0 | 0 | 0 | 0 | 0 | 0 | 0 | 0 | 0 | 0 | 0 | 0 | 0 | 0 | 0 | 0 | 0 | 0 | 0 | 0 | 0 | 0 | 0 | 0 | 0 | 0 | 0 | 0 | 0 | 0 | 0 | 0 | 0 | 0 | 0 | 0 | 0 | 0 | 0 | 0 | 0 | 0 | 0 | 0 | 0 | 0 | 0 | 0 | 0 | 0 | 0 | 0 | 0 | 0 | 0 | 0 | 0 | 0 | 0 | 0 | 0 | 0 | 0 | 0 | 0 | 0 | 0 | 0 | 0 | 0 | 0 | 0 | 0 | 0 | 0 | 0 | 0 | 0 | 0 | 0 | 0 | 0 | 0 | 0 | 0 | 0 | 0 | 0 | 0 | 0 | 0 | 0 | 0 | 0 | 0 | 0 | 0 | 0 | 0 | 0 | 0 | 0 | 0 | 0 | 0 | 0 | 0 | 0 | 0 | 0 | 0 | 0 | 0 | 0 | 0 | 0 | 0 | 0 | 0 | 0 | 0 | 0 | 0 | 0 | 0 | 0 | 0 | 0 | 0 | 0 | 0 | 0 | 0 | 0 | 0 | 0 | 0 | 0 | 0 | 0 | 0 | 0 | 0 | 0 | 0 | 0 | 0 | 0 | 0 | 0 | 0 | 0 | 0 | 0 | 0 | 0 | 0 | 0 | 0 | 0 | 0 | 0 | 0 | 0 | 0 | 0 | 0 | 0 | 0 | 0 | 0 | 0 | 0 | 0 | 0 | 0 | 0 | 0 | 0 | 0 | 0 | 0 | 0 | 0 | 0 | 0 | 0 | 0 | 0 | 0 | 0 | 0 | 0 | 0 | 0 | 0 | 0 | 0 | 0 | 0 | 0 | 0 | 0 | 0 | 0 | 0 | 0 | 0 | 0 | 0 | 0 | 0 | 0 | 0 | 0 | 0 | 0 | 0 | 0 | 0 | 0 | 0 | 0 | 0 | 0 | 0 | 0 | 0 | 0 | 0 | 0 | 0 | 0 | 0 | 0 | 0 | 0 | 0 | 0 | 0 | 0 | 0 | 0 | 0 | 0 | 0 | 0 | 0 | 0 | 0 | 0 | 0 | 0 | 0 | 0 | 0 | 0 | 0 | 0 | 0 | 0 | 0 | 0 | 0 | 0 | 0 | 0 | 0 | 0 | 0 | 0 | 0 | 0 | 0 | 0 | 0 | 0 | 0 | 0 | 0 | 0 | 0 | 0 | 0 | 0 | 0 | 0 | 0 | 0 | 0 | 0 | 0 | 0 | 0 | 0 | 0 | 0 | 0 | 0 | 0 | 0 | 0 | 0 | 0 | 0 | 0 | 0 | 0 | 0 | 0 | 0 | 0 | 0 | 0 | 0 | 0 | 0 | 0 | 0 | 0 | 0 | 0 | 0 | 0 | 0 | 0 | 0 | 0 | 0 | 0 | 0 | 0 | 0 | 0 | 0 | 0 | 0 | 0 | 0 | 0 | 0 | 0 | 0 | 0 | 0 | 0 | 0 | 0 | 0 | 0 | 0 | 0 | 0 | 0 | 0 | 0 | 0 | 0 | 0 | 0 | 0 | 0 | 0 | 0 | 0 | 0 | 0 | 0 | 0 | 0 | 0 | 0 | 0 | 0 | 0 | 0 | 0 | 0 | 0 | 0 | 0 | 0 | 0 | 0 | 0 | 0 | 0 | 0 | 0 | 0 | 0 | 0 | 0 | 0 | 0 | 0 | 0 | 0 | 0 | 0 | 0 | 0 | 0 | 0 | 0 | 0 | 0 | 0 | 0 | 0 | 0 | 0 | 0 | 0 | 0 | 0 | 0 | 0 | 0 | 0 | 0 | 0 | 0 | 0 | 0 | 0 | 0 | 0 | 0 | 0 | 0 | 0 | 0 | 0 | 0 | 0 | 0 | 0 | 0 | 0 | 0 | 0 | 0 | 0 | 0 | 0 | 0 | 0 | 0 | 0 | 0 | 0 | 0 | 0 | 0 | 0 | 0 | 0 | 0 | 0 | 0 | 0 | 0 | 0 | 0 | 0 | 0 | 0 | 0 | 0 | 0 | 0 | 0 | 0 | 0 | 0 | 0 | 0 | 0 | 0 | 0 | 0 | 0 | 0 | 0 | 0 | 0 | 0 | 0 | 0 | 0 | 0 | 0 | 0 | 0 | 0 | 0 | 0 | 0 | 0 | 0 | 0 | 0 | 0 | 0 | 0 | 0 | 0 | 0 | 0 | 0 | 0 | 0 | 0 | 0 | 0 | 0 | 0 | 0 | 0 | 0 | 0 | 0 | 0 | 0 | 0 | 0 | 0 | 0 | 0 | 0 | 0 | 0 | 0 | 0 | 0 | 0 | 0 | 0 | 0 | 0 | 0 | 0 | 0 | 0 | 0 | 0 | 0 | 0 | 0 | 0 | 0 | 0 | 0 | 0 | 0 | 0 | 0 | 0 | 0 | 0 | 0 | 0 | 0 | 0 | 0 | 0 | 0 | 0 | 0 | 0 | 0 | 0 | 0 | 0 | 0 | 0 | 0 | 0 | 0 | 0 | 0 | 0 | 0 | 0 | 0 | 0 | 0 | 0 | 0 | 0 | 0 | 0 | 0 | 0 | 0 | 0 | 0 | 0 | 0 | 0 | 0 | 0 | 0 | 0 | 0 | 0 | 0 | 0 | 0 | 0 | 0 | 0 | 0 | 0 | 0 | 0 | 0 | 0 | 0 | 0 | 0 | 0 | 0 | 0 | 0 | 0 | 0 | 0 | 0 | 0 | 0 | 0 | 0 | 0 | 0 | 0 | 0 | 0 | 0 | 0 | 0 | 0 | 0 | 0 | 0 | 0 | 0 | 0 | 0 | 0 | 0 | 0 | 0 | 0 | 0 | 0 | 0 | 0 | 0 | 0 | 0 | 0 | 0 | 0 | 0 | 0 | 0 | 0 | 0 | 0 | 0 | 0 | 0 | 0 | 0 | 0 | 0 | 0 | 0 | 0 | 0 | 0 | 0 | 0 | 0 | 0 | 0 | 0 | 0 | 0 | 0 | 0 | 0 | 0 | 0 | 0 | 0 | 0 | 0 | 0 | 0 | 0 | 0 | 0 | 0 | 0 | 0 | 0 | 0 | 0 | 0 | 0 | 0 | 0 | 0 | 0 | 0 | 0 | 0 | 0 | 0 | 0 | 0 | 0 | 0 | 0 | 0 | 0 | 0 | 0 | 0 | 0 | 0 | 0 | 0 | 0 | 0 | 0 | 0 | 0 | 0 | 0 | 0 | 0 | 0 | 0 | 0 | 0 | 0 | 0 | 0 | 0 | 0 | 0 | 0 | 0 | 0 | 0 | 0 | 0 | 0 | 0 | 0 | 0 | 0 | 0 | 0 | 0 | 0 | 0 | 0 | 0 | 0 | 0 | 0 | 0 | 0 | 0 | 0 | 0 | 0 | 0 | 0 | 0 | 0 | 0 | 0 | 0 | 0 | 0 | 0 | 0 | 0 | 0 | 0 | 0 | 0 | 0 | 0 | 0 | 0 | 0 | 0 | 0 | 0 | 0 | 0 | 0 | 0 | 0 | 0 | 0 | 0 | 0 | 0 | 0 | 0 | 0 | 0 | 0 | 0 | 0 | 0 | 0 | 0 | 0 | 0 | 0 | 0 | 0 | 0 | 0 | 0 | 0 | 0 | 0 | 0 | 0 | 0 | 0 | 0 | 0 | 0 | 0 | 0 | 0 | 0 | 0 | 0 | 0 | 0 | 0 | 0 | 0 | 0 | 0 | 0 | 0 | 0 | 0 | 0 | 0 | 0 | 0 | 0 | 0 | 0 | 0 | 0 | 0 | 0 | 0 | 0 | 0 | 0 | 0 | 0 | 0 | 0 | 0 | 0 | 0 | 0 | 0 | 0 | 0 | 0 | 0 | 0 | 0 | 0 | 0 | 0 | 0 | 0 | 0 | 0 | 0 | 0 | 0 | 0 | 0 | 0 | 0 | 0 | 0 | 0 | 0 | 0 | 0 | 0 | 0 | 0 | 0 | 0 | 0 | 0 | 0 | 0 | 0 | 0 | 0 | 0 | 0 | 0 | 0 | 0 | 0 | 0 | 0 | 0 | 0 | 0 | 0 | 0 | 0 | 0 | 0 | 0 | 0 | 0 | 0 | 0 | 0 | 0 | 0 | 0 | 0 | 0 | 0 | 0 | 0 | 0 | 0 | 0 | 0 | 0 | 0 | 0 | 0 | 0 | 0 | 0 | 0 | 0 | 0 | 0 | 0 | 0 | 0 | 0 | 0 | 0 | 0 | 0 | 0 | 0 | 0 | 0 | 0 | 0 | 0 | 0 | 0 | 0 | 0 | 0 | 0 | 0 | 0 | 0 | 0 | 0 | 0 | 0 | 0 | 0 | 0 | 0 | 0 | 0 | 0 | 0 | 0 | 0 | 0 | 0 | 0 | 0 | 0 | 0 | 0 | 0 | 0 | 0 | 0 | 0 | 0 | 0 | 0 | 0 | 0 | 0 | 0 | 0 | 0 | 0 | 0 | 0 | 0 | 0 | 0 | 0 | 0 | 0 | 0 | 0 | 0 | 0 | 0 | 0 | 0 | 0 | 0 | 0 | 0 | 0 | 0 | 0 | 0 | 0 | 0 | 0 | 0 | 0 | 0 | 0 | 0 | 0 | 0 | 0 | 0 | 0 | 0 | 0 | 0 | 0 | 0 | 0 | 0 | 0 | 0 | 0 | 0 | 0 | 0 | 0 | 0 | 0 | 0 | 0 | 0 | 0 | 0 | 0 | 0 | 0 | 0 | 0 | 0 | 0 | 0 | 0 | 0 | 0 | 0 | 0 | 0 | 0 | 0 | 0 | 0 | 0 | 0 | 0 | 0 | 0 | 0 | 0 | 0 | 0 | 0 | 0 | 0 | 0 | 0 | 0 | 0 | 0 | 0 | 0 | 0 | 0 | 0 | 0 | 0 | 0 | 0 | 0 | 0 | 0 | 0 | 0 | 0 | 0 | 0 | 0 | 0 | 0 | 0 | 0 | 0 | 0 | 0 | 0 | 0 | 0 | 0 | 0 | 0 | 0 | 0 | 0 | 0 | 0 | 0 | 0 | 0 | 0 | 0 | 0 | 0 | 0 | 0 | 0 | 0 | 0 | 0 | 0 | 0 | 0 | 0 | 0 | 0 | 0 | 0 | 0 | 0 | 0 | 0 | 0 | 0 | 0 | 0 | 0 | 0 | 0 | 0 | 0 | 0 | 0 | 0 | 0 | 0 | 0 | 0 | 0 | 0 | 0 | 0 | 0 | 0 | 0 | 0 | 0 | 0 | 0 | 0 | 0 | 0 | 0 | 0 | 0 | 0 | 0 | 0 | 0 | 0 | 0 | 0 | 0 | 0 | 0 | 0 | 0 | 0 | 0 | 0 | 0 | 0 | 0 | 0 | 0 | 0 | 0 | 0 | 0 | 0 | 0 | 0 | 0 | 0 | 0 | 0 | 0 | 0 | 0 | 0 | 0 | 0 | 0 | 0 | 0 | 0 | 0 | 0 | 0 | 0 | 0 | 0 | 0 | 0 | 0 | 0 | 0 | 0 | 0 | 0 | 0 | 0 | 0 | 0 | 0 | 0 | 0 | 0 | 0 | 0 | 0 | 0 | 0 | 0 | 0 | 0 | 0 | 0 | 0 | 0 | 0 | 0 | 0 | 0 | 0 | 0 | 0 | 0 | 0 | 0 | 0 | 0 | 0 | 0 | 0 | 0 | 0 | 0 | 0 | 0 | 0 | 0 | 0 | 0 | 0 | 0 | 0 | 0 | 0 | 0 | 0 | 0 | 0 | 0 | 0 | 0 | 0 | 0 | 0 | 0 | 0 | 0 | 0 | 0 | 0 | 0 | 0 | 0 | 0 | 0 | 0 | 0 | 0 | 0 | 0 | 0 | 0 | 0 | 0 | 0 | 0 | 0 | 0 | 0 | 0 | 0 | 0 | 0 | 0 | 0 | 0 | 0 | 0 | 0 | 0 | 0 | 0 | 0 | 0 | 0 | 0 | 0 | 0 | 0 | 0 | 0 | 0 | 0 | 0 | 0 | 0 | 0 | 0 | 0 | 0 | 0 | 0 | 0 | 0 | 0 | 0 | 0 | 0 | 0 | 0 | 0 | 0 | 0 | 0 | 0 | 0 | 0 | 0 | 0 | 0 | 0 | 0 | 0 | 0 | 0 | 0 | 0 | 0 | 0 | 0 | 0 | 0 | 0 | 0 | 0 | 0 | 0 | 0 | 0 | 0 | 0 | 0 | 0 | 0 | 0 | 0 | 0 | 0 | 0 | 0 | 0 | 0 | 0 | 0 | 0 | 0 | 0 | 0 | 0 | 0 | 0 | 0 | 0 | 0 | 0 | 0 | 0 | 0 | 0 | 0 | 0 | 0 | 0 | 0 | 0 | 0 | 0 | 0 | 0 | 0 | 0 | 0 | 0 | 0 | 0 | 0 | 0 | 0 | 0 | 0 | 0 | 0 | 0 | 0 | 0 | 0 | 0 | 0 | 0 | 0 | 0 | 0 | 0 | 0 | 0 | 0 | 0 | 0 | 0 | 0 | 0 | 0 | 0 | 0 | 0 | 0 | 0 | 0 | 0 | 0 | 0 | 0 | 0 | 0 | 0 | 0 | 0 | 0 | 0 | 0 | 0 | 0 | 0 | 0 | 0 | 0 | 0 | 0 | 0 | 0 | 0 | 0 | 0 | 0 | 0 | 0 | 0 | 0 | 0 | 0 | 0 | 0 | 0 | 0 | 0 | 0 | 0 | 0 | 0 | 0 | 0 | 0 | 0 | 0 | 0 | 0 | 0 | 0 | 0 | 0 | 0 | 0 | 0 | 0 | 0 | 0 | 0 | 0 | 0 | 0 | 0 | 0 | 0 | 0 | 0 | 0 | 0 | 0 | 0 | 0 | 0 | 0 | 0 | 0 | 0 | 0 | 0 | 0 | 0 | 0 | 0 | 0 | 0 | 0 | 0 | 0 | 0 | 0 | 0 | 0 | 0 | 0 | 0 | 0 | 0 | 0 | 0 | 0 | 0 | 0 | 0 | 0 | 0 | 0 | 0 | 0 | 0 | 0 | 0 | 0 | 0 | 0 | 0 | 0 | 0 | 0 | 0 | 0 | 0 | 0 | 0 | 0 | 0 | 0 | 0 | 0 | 0 | 0 | 0 | 0 | 0 | 0 | 0 | 0 | 0 | 0 | 0 | 0 | 0 | 0 | 0 | 0 | 0 | 0 | 0 | 0 | 0 | 0 | 0 | 0 | 0 | 0 | 0 | 0 | 0 | 0 | 0 | 0 | 0 | 0 | 0 | 0 | 0 | 0 | 0 | 0 | 0 | 0 | 0 | 0 | 0 | 0 | 0 | 0 | 0 | 0 | 0 | 0 | 0 | 0 | 0 | 0 | 0 | 0 | 0 | 0 | 0 | 0 | 0 | 0 | 0 | 0 | 0 | 0 | 0 | 0 | 0 | 0 | 0 | 0 | 0 | 0 | 0 | 0 | 0 | 0 | 0 | 0 | 0 | 0 | 0 | 0 | 0 | 0 | 0 | 0 | 0 | 0 | 0 | 0 | 0 | 0 | 0 | 0 | 0 | 0 | 0 | 0 | 0 | 0 | 0 | 0 | 0 | 0 | 0 | 0 | 0 | 0 | 0 | 0 | 0 | 0 | 0 | 0 | 0 | 0 | 0 | 0 | 0 | 0 | 0 | 0 | 0 | 0 | 0 | 0 | 0 | 0 | 0 | 0 | 0 | 0 | 0 | 0 | 0 | 0 | 0 | 0 | 0 | 0 | 0 | 0 | 0 | 0 | 0 | 0 | 0 | 0 | 0 | 0 | 0 | 0 | 0 | 0 | 0 | 0 | 0 | 0 | 0 | 0 | 0 | 0 | 0 | 0 | 0 | 0 | 0 | 0 | 0 | 0 | 0 | 0 | 0 | 0 | 0 | 0 | 0 | 0 | 0 | 0 | 0 | 0 | 0 | 0 | 0 | 0 | 0 | 0 | 0 | 0 | 0 | 0 | 0 | 0 | 0 | 0 | 0 | 0 | 0 | 0 | 0 | 0 | 0 | 0 | 0 | 0 | 0 | 0 | 0 | 0 | 0 | 0 | 0 | 0 | 0 | 0 | 0 | 0 | 0 | 0 | 0 | 0 | 0 | 0 | 0 | 0 | 0 | 0 | 0 | 0 | 0 | 0 | 0 | 0 | 0 | 0 | 0 | 0 | 0 | 0 | 0 | 0 | 0 | 0 | 0 | 0 | 0 | 0 | 0 | 0 | 0 | 0 | 0 | 0 | 0 | 0 | 0 | 0 | 0 | 0 | 0 | 0 | 0 | 0 | 0 | 0 | 0 | 0 | 0 | 0 | 0 | 0 | 0 | 0 | 0 | 0 | 0 | 0 | 0 | 0 | 0 | 0 | 0 | 0 | 0 | 0 | 0 | 0 | 0 | 0 | 0 | 0 | 0 | 0 | 0 | 0 | 0 | 0 | 0 | 0 | 0 | 0 | 0 | 0 | 0 | 0 | 0 | 0 | 0 | 0 | 0 | 0 | 0 | 0 | 0 | 0 | 0 | 0 | 0 | 0 | 0 | 0 | 0 | 0 | 0 | 0 | 0 | 0 | 0 | 0 | 0 | 0 | 0 | 0 | 0 | 0 | 0 | 0 | 0 | 0 | 0 | 0 | 0 | 0 | 0 | 0 | 0 | 0 | 0 | 0 | 0 | 0 | 0 | 0 | 0 | 0 | 0 | 0 | 0 | 0 | 0 | 0 | 0 | 0 | 0 | 0 | 0 | 0 | 0 | 0 | 0 | 0 | 0 | 0 | 0 | 0 | 0 | 0 | 0 | 0 | 0 | 0 | 0 | 0 | 0 | 0 | 0 | 0 | 0 | 0 | 0 | 0 | 0 | 0 | 0 | 0 | 0 | 0 | 0 | 0 | 0 | 0 | 0 | 0 | 0 | 0 | 0 | 0 | 0 | 0 | 0 | 0 | 0 | 0 | 0 | 0 | 0 | 0 | 0 | 0 | 0 | 0 | 0 | 0 | 0 | 0 | 0 | 0 | 0 | 0 | 0 | 0 | 0 | 0 | 0 | 0 | 0 | 0 | 0 | 0 | 0 | 0 | 0 | 0 | 0 | 0 | 0 | 0 | 0 | 0 | 0 | 0 | 0 | 0 | 0 | 0 | 0 | 0 | 0 | 0 | 0 | 0 | 0 | 0 | 0 | 0 | 0 | 0 | 0 | 0 | 0 | 0 | 0 | 0 | 0 | 0 | 0 | 0 | 0 | 0 | 0 | 0 | 0 | 0 | 0 | 0 | 0 | 0 | 0 | 0 | 0 | 0 | 0 | 0 | 0 | 0 | 0 | 0 | 0 | 0 | 0 | 0 | 0 | 0 | 0 | 0 | 0 | 0 | 0 | 0 | 0 | 0 | 0 | 0 | 0 | 0 | 0 | 0 | 0 | 0 | 0 | 0 | 0 | 0 | 0 | 0 | 0 | 0 | 0 | 0 | 0 | 0 | 0 | 0 | 0 | 0 | 0 | 0 | 0 | 0 | 0 | 0 | 0 | 0 | 0 | 0 | 0 | 0 | 0 | 0 | 0 | 0 | 0 | 0 | 0 | 0 | 0 | 0 | 0 | 0 | 0 | 0 | 0 | 0 | 0 | 0 | 0 | 0 | 0 | 0 | 0 | 0 | 0 | 0 | 0 | 0 | 0 | 0 | 0 | 0 | 0 | 0 | 0 | 0 | 0 | 0 | 0 | 0 | 0 | 0 | 0 | 0 | 0 | 0 | 0 | 0 | 0 | 0 | 0 | 0 | 0 | 0 | 0 | 0 | 0 | 0 | 0 | 0 | 0 | 0 | 0 | 0 | 0 | 0 | 0 | 0 | 0 | 0 | 0 | 0 | 0 | 0 | 0 | 0 | 0 | 0 | 0 | 0 | 0 | 0 | 0 | 0 | 0 | 0 | 0 | 0 | 0 | 0 | 0 | 0 | 0 | 0 | 0 | 0 | 0 | 0 | 0 | 0 | 0 | 0 | 0 | 0 | 0 | 0 | 0 | 0 | 0 | 0 | 0 | 0 | 0 | 0 | 0 | 0 | 0 | 0 | 0 | 0 | 0 | 0 | 0 | 0 | 0 | 0 | 0 | 0 | 0 | 0 | 0 | 0 | 0 | 0 | 0 | 0 | 0 | 0 | 0 | 0 | 0 | 0 | 0 | 0 | 0 | 0 | 0 | 0 | 0 | 0 | 0 | 0 | 0 | 0 | 0 | 0 | 0 | 0 | 0 | 0 | 0 | 0 | 0 | 0 | 0 | 0 | 0 | 0 | 0 | 0 | 0 | 0 | 0 | 0 | 0 | 0 | 0 | 0 | 0 | 0 | 0 | 0 | 0 | 0 | 0 | 0 | 0 | 0 | 0 | 0 | 0 | 0 | 0 | 0 | 0 | 0 | 0 | 0 | 0 | 0 | 0 | 0 | 0 | 0 | 0 | 0 | 0 | 0 | 0 | 0 | 0 | 0 | 0 | 0 | 0 | 0 | 0 | 0 | 0 | 0 | 0 | 0 | 0 | 0 | 0 | 0 | 0 | 0 | 0 | 0 | 0 | 0 | 0 | 0 | 0 | 0 | 0 | 0 | 0 | 0 | 0 | 0 | 0 | 0 | 0 | 0 | 0 | 0 | 0 | 0 | 0 | 0 | 0 | 0 | 0 | 0 | 0 | 0 | 0 | 0 | 0 | 0 | 0 | 0 | 0 | 0 | 0 | 0 | 0 | 0 | 0 | 0 | 0 | 0 | 0 | 0 | 0 | 0 | 0 | 0 | 0 | 0 | 0 | 0 | 0 | 0 | 0 | 0 | 0 | 0 | 0 | 0 | 0 | 0 | 0 | 0 | 0 | 0 | 0 | 0 | 0 | 0 | 0 | 0 | 0 | 0 | 0 | 0 | 0 | 0 | 0 | 0 | 0 | 0 | 0 | 0 | 0 | 0 | 0 | 0 | 0 | 0 | 0 | 0 | 0 | 0 | 0 | 0 | 0 | 0 | 0 | 0 | 0 | 0 | 0 | 0 | 0 | 0 | 0 | 0 | 0 | 0 | 0 | 0 | 0 | 0 | 0 | 0 | 0 | 0 | 0 | 0 | 0 | 0 | 0 | 0 | 0 | 0 | 0 | 0 | 0 | 0 | 0 | 0 | 0 | 0 | 0 | 0 | 0 | 0 | 0 | 0 | 0 | 0 | 0 | 0 | 0 | 0 | 0 | 0 | 0 | 0 | 0 | 0 | 0 | 0 | 0 | 0 | 0 | 0 | 0 | 0 | 0 | 0 | 0 | 0 | 0 | 0 | 0 | 0 | 0 | 0 | 0 | 0 | 0 | 0 | 0 | 0 | 0 | 0 | 0 | 0 | 0 | 0 | 0 | 0 | 0 | 0 | 0 | 0 | 0 | 0 | 0 | 0 | 0 | 0 | 0 | 0 | 0 | 0 | 0 | 0 | 0 | 0 | 0 | 0 | 0 | 0 | 0 | 0 | 0 | 0 | 0 | 0 | 0 | 0 | 0 | 0 | 0 | 0 | 0 | 0 | 0 | 0 | 0 | 0 | 0 | 0 | 0 | 0 | 0 | 0 | 0 | 0 | 0 | 0 | 0 | 0 | 0 | 0 | 0 | 0 | 0 | 0 | 0 | 0 | 0 | 0 | 0 | 0 | 0 | 0 | 0 | 0 | 0 | 0 | 0 | 0 | 0 | 0 | 0 | 0 | 0 | 0 | 0 | 0 | 0 | 0 | 0 | 0 | 0 | 0 | 0 | 0 | 0 | 0 | 0 | 0 | 0 | 0 | 0 | 0 | 0 | 0 | 0 | 0 | 0 | 0 | 0 | 0 | 0 | 0 | 0 | 0 | 0 | 0 | 0 | 0 | 0 | 0 | 0 | 0 | 0 | 0 | 0 | 0 | 0 | 0 | 0 | 0 | 0 | 0 | 0 | 0 | 0 | 0 | 0 | 0 | 0 | 0 | 0 | 0 | 0 | 0 | 0 | 0 | 0 | 0 | 0 | 0 | 0 | 0 | 0 | 0 | 0 | 0 | 0 | 0 | 0 | 0 | 0 | 0 | 0 | 0 | 0 | 0 | 0 | 0 | 0 | 0 | 0 | 0 | 0 | 0 | 0 | 0 | 0 | 0 | 0 | 0 | 0 | 0 | 0 | 0 | 0 | 0 | 0 | 0 | 0 | 0 | 0 | 0 | 0 | 0 | 0 | 0 | 0 | 0 | 0 | 0 | 0 | 0 | 0 | 0 | 0 | 0 | 0 | 0 | 0 | 0 | 0 | 0 | 0 | 0 | 0 | 0 | 0 | 0 | 0 | 0 | 0 | 0 | 0 | 0 | 0 | 0 | 0 | 0 | 0 | 0 | 0 | 0 | 0 | 0 | 0 | 0 | 0 | 0 | 0 | 0 | 0 | 0 | 0 | 0 | 0 | 0 | 0 | 0 | 0 | 0 | 0 | 0 | 0 | 0 | 0 | 0 | 0 | 0 | 0 | 0 | 0 | 0 | 0 | 0 | 0 | 0 | 0 | 0 | 0 | 0 | 0 | 0 | 0 | 0 | 0 | 0 | 0 | 0 | 0 | 0 | 0 | 0 | 0 | 0 | 0 | 0 | 0 | 0 | 0 | 0 | 0 | 0 | 0 | 0 | 0 | 0 | 0 | 0 | 0 | 0 | 0 | 0 | 0 | 0 | 0 | 0 | 0 | 0 | 0 | 0 | 0 | 0 | 0 | 0 | 0 | 0 | 0 | 0 | 0 | 0 | 0 | 0 | 0 | 0 | 0 | 0 | 0 | 0 | 0 | 0 | 0 | 0 | 0 | 0 | 0 | 0 | 0 | 0 | 0 | 0 | 0 | 0 | 0 | 0 | 0 | 0 | 0 | 0 | 0 | 0 | 0 | 0 | 0 | 0 | 0 | 0 | 0 | 0 | 0 | 0 | 0 | 0 | 0 | 0 | 0 | 0 | 0 | 0 | 0 | 0 | 0 | 0 | 0 | 0 | 0 | 0 | 0 | 0 | 0 | 0 | 0 | 0 | 0 | 0 | 0 | 0 | 0 | 0 | 0 | 0 | 0 | 0 | 0 | 0 | 0 | 0 | 0 | 0 | 0 | 0 | 0 | 0 | 0 | 0 | 0 | 0 | 0 | 0 | 0 | 0 | 0 | 0 | 0 | 0 | 0 | 0 | 0 | 0 | 0 | 0 | 0 | 0 | 0 | 0 | 0 | 0 | 0 | 0 | 0 | 0 | 0 | 0 | 0 | 0 | 0 | 0 | 0 | 0 | 0 | 0 | 0 | 0 | 0 | 0 | 0 | 0 | 0 | 0 | 0 | 0 | 0 | 0 | 0 | 0 | 0 | 0 | 0 | 0 | 0 | 0 | 0 | 0 | 0 | 0 | 0 | 0 | 0 | 0 | 0 | 0 | 0 | 0 | 0 | 0 | 0 | 0 | 0 | 0 | 0 | 0 | 0 | 0 | 0 | 0 | 0 | 0 | 0 | 0 | 0 | 0 | 0 | 0 | 0 | 0 | 0 | 0 | 0 | 0 | 0 | 0 | 0 | 0 | 0 | 0 | 0 | 0 | 0 | 0 | 0 | 0 | 0 | 0 | 0 | 0 | 0 | 0 | 0 | 0 | 0 | 0 | 0 | 0 | 0 | 0 | 0 | 0 | 0 | 0 | 0 | 0 | 0 | 0 | 0 | 0 | 0 | 0 | 0 | 0 | 0 | 0 | 0 | 0 | 0 | 0 | 0 | 0 | 0 | 0 | 0 | 0 | 0 | 0 | 0 | 0 | 0 | 0 | 0 | 0 | 0 | 0 | 0 | 0 | 0 | 0 | 0 | 0 | 0 | 0 | 0 | 0 | 0 | 0 | 0 | 0 | 0 | 0 | 0 | 0 | 0 | 0 | 0 | 0 | 0 | 0 | 0 | 0 | 0 | 0 | 0 | 0 | 0 | 0 | 0 | 0 | 0 | 0 | 0 | 0 | 0 | 0 | 0 | 0 | 0 | 0 | 0 | 0 | 0 | 0 | 0 | 0 | 0 | 0 | 0 | 0 | 0 | 0 | 0 | 0 | 0 | 0 | 0 | 0 | 0 | 0 | 0 | 0 | 0 | 0 | 0 | 0 | 0 | 0 | 0 | 0 | 0 | 0 | 0 | 0 | 0 | 0 | 0 | 0 | 0 | 0 | 0 | 0 | 0 | 0 | 0 | 0 | 0 | 0 | 0 | 0 | 0 | 0 | 0 | 0 | 0 | 0 | 0 | 0 | 0 | 0 | 0 | 0 | 0 | 0 | 0 | 0 | 0 | 0 | 0 | 0 | 0 | 0 | 0 | 0 | 0 | 0 | 0 | 0 | 0 | 0 | 0 | 0 | 0 | 0 | 0 | 0 | 0 | 0 | 0 | 0 | 0 | 0 | 0 | 0 | 0 | 0 | 0 | 0 | 0 | 0 | 0 | 0 | 0 | 0 | 0 | 0 | 0 | 0 | 0 | 0 | 0 | 0 | 0 | 0 | 0 | 0 | 0 | 0 | 0 | 0 | 0 | 0 | 0 | 0 | 0 | 0 | 0 | 0 | 0 | 0 | 0 | 0 | 0 | 0 | 0 | 0 | 0 | 0 | 0 | 0 | 0 | 0 | 0 | 0 | 0 | 0 | 0 | 0 | 0 | 0 | 0 | 0 | 0 | 0 | 0 | 0 | 0 | 0 | 0 | 0 | 0 | 0 | 0 | 0 | 0 | 0 | 0 | 0 | 0 | 0 | 0 | 0 | 0 | 0 | 0 | 0 | 0 | 0 | 0 | 0 | 0 | 0 | 0 | 0 | 0 | 0 | 0 | 0 | 0 | 0 | 0 | 0 | 0 | 0 | 0 | 0 | 0 | 0 | 0 | 0 | 0 | 0 | 0 | 0 | 0 | 0 | 0 | 0 | 0 | 0 | 0 | 0 | 0 | 0 | 0 | 0 | 0 | 0 | 0 | 0 | 0 | 0 | 0 | 0 | 0 | 0 | 0 | 0 | 0 | 0 | 0 | 0 | 0 | 0 | 0 | 0 | 0 | 0 | 0 | 0 | 0 | 0 | 0 | 0 | 0 | 0 | 0 | 0 | 0 | 0 | 0 | 0 | 0 | 0 | 0 | 0 | 0 | 0 | 0 | 0 | 0 | 0 | 0 | 0 | 0 | 0 | 0 | 0 | 0 | 0 | 0 | 0 | 0 | 0 | 0 | 0 | 0 | 0 | 0 | 0 | 0 | 0 | 0 | 0 | 0 | 0 | 0 | 0 | 0 | 0 | 0 | 0 | 0 | 0 | 0 | 0 | 0 | 0 | 0 | 0 | 0 | 0 | 0 | 0 | 0 | 0 | 0 | 0 | 0 | 0 | 0 | 0 | 0 | 0 | 0 | 0 | 0 | 0 | 0 | 0 | 0 | 0 | 0 | 0 | 0 | 0 | 0 | 0 | 0 | 0 | 0 | 0 | 0 | 0 | 0 | 0 | 0 | 0 | 0 | 0 | 0 | 0 | 0 | 0 | 0 | 0 | 0 | 0 | 0 | 0 | 0 | 0 | 0 | 0 | 0 | 0 | 0 | 0 | 0 | 0 | 0 | 0 | 0 | 0 | 0 | 0 | 0 | 0 | 0 | 0 | 0 | 0 | 0 | 0 | 0 | 0 | 0 | 0 | 0 | 0 | 0 | 0 | 0 | 0 | 0 | 0 | 0 | 0 | 0 | 0 | 0 | 0 | 0 | 0 | 0 | 0 | 0 | 0 | 0 | 0 | 0 | 0 | 0 | 0 | 0 | 0 | 0 | 0 | 0 | 0 | 0 | 0 | 0 | 0 | 0 | 0 | 0 | 0 | 0 | 0 | 0 | 0 | 0 | 0 | 0 | 0 | 0 | 0 | 0 | 0 | 0 | 0 | 0 | 0 | 0 | 0 | 0 | 0 | 0 | 0 | 0 | 0 | 0 | 0 | 0 | 0 | 0 | 0 | 0 | 0 | 0 | 0 | 0 | 0 | 0 | 0 | 0 | 0 | 0 | 0 | 0 | 0 | 0 | 0 | 0 | 0 | 0 | 0 | 0 | 0 | 0 | 0 | 0 | 0 | 0 | 0 | 0 | 0 | 0 | 0 | 0 | 0 | 0 | 0 | 0 | 0 | 0 | 0 | 0 | 0 | 0 | 0 | 0 | 0 | 0 | 0 | 0 | 0 | 0 | 0 | 0 | 0 | 0 | 0 | 0 | 0 | 0 | 0 | 0 | 0 | 0 | 0 | 0 | 0 | 0 | 0 | 0 | 0 | 0 | 0 | 0 | 0 | 0 | 0 | 0 | 0 | 0 | 0 | 0 | 0 | 0 | 0 | 0 | 0 | 0 | 0 | 0 | 0 | 0 | 0 | 0 | 0 | 0 | 0 | 0 | 0 | 0 | 0 | 0 | 0 | 0 | 0 | 0 | 0 | 0 | 0 | 0 | 0 | 0 | 0 | 0 | 0 | 0 | 0 | 0 | 0 | 0 | 0 | 0 | 0 | 0 | 0 | 0 | 0 | 0 | 0 | 0 | 0 | 0 | 0 | 0 | 0 | 0 | 0 | 0 | 0 | 0 | 0 | 0 | 0 | 0 | 0 | 0 | 0 | 0 | 0 | 0 | 0 | 0 | 0 | 0 | 0 | 0 | 0 | 0 | 0 | 0 | 0 | 0 | 0 | 0 | 0 | 0 | 0 | 0 | 0 | 0 | 0 | 0 | 0 | 0 | 0 | 0 | 0 | 0 | 0 | 0 | 0 | 0 | 0 | 0 | 0 | 0 | 0 | 0 | 0 | 0 | 0 | 0 | 0 | 0 | 0 | 0 | 0 | 0 | 0 | 0 | 0 | 0 | 0 | 0 | 0 | 0 | 0 | 0 | 0 | 0 | 0 | 0 | 0 | 0 | 0 | 0 | 0 | 0 | 0 | 0 | 0 | 0 | 0 | 0 | 0 | 0 | 0 | 0 | 0 | 0 | 0 | 0 | 0 | 0 | 0 | 0 | 0 | 0 | 0 | 0 | 0 | 0 | 0 | 0 | 0 | 0 | 0 | 0 | 0 | 0 | 0 | 0 | 0 | 0 | 0 | 0 | 0 | 0 | 0 | 0 | 0 | 0 | 0 | 0 | 0 | 0 | 0 | 0 | 0 | 0 | 0 | 0 | 0 | 0 | 0 | 0 | 0 | 0 | 0 | 0 | 0 | 0 | 0 | 0 | 0 | 0 | 0 | 0 | 0 | 0 | 0 | 0 | 0 | 0 | 0 | 0 | 0 | 0 | 0 | 0 | 0 | 0 | 0 | 0 | 0 | 0 | 0 | 0 | 0 | 0 | 0 | 0 | 0 | 0 | 0 | 0 | 0 | 0 | 0 | 0 | 0 | 0 | 0 | 0 | 0 | 0 | 0 | 0 | 0 | 0 | 0 | 0 | 0 | 0 | 0 | 0 | 0 | 0 | 0 | 0 | 0 | 0 | 0 | 0 | 0 | 0 | 0 | 0 | 0 | 0 | 0 | 0 | 0 | 0 | 0 | 0 | 0 | 0 | 0 | 0 | 0 | 0 | 0 | 0 | 0 | 0 | 0 | 0 | 0 | 0 | 0 | 0 | 0 | 0 | 0 | 0 | 0 | 0 | 0 | 0 | 0 | 0 | 0 | 0 | 0 | 0 | 0 | 0 | 0 | 0 | 0 | 0 | 0 | 0 | 0 | 0 | 0 | 0 | 0 | 0 | 0 | 0 | 0 | 0 | 0 | 0 | 0 | 0 | 0 | 0 | 0 | 0 | 0 | 0 | 0 | 0 | 0 | 0 | 0 | 0 | 0 | 0 | 0 | 0 | 0 | 0 | 0 | 0 | 0 | 0 | 0 | 0 | 0 | 0 | 0 | 0 | 0 | 0 | 0 | 0 | 0 | 0 | 0 | 0 | 0 | 0 | 0 | 0 | 0 | 0 | 0 | 0 | 0 | 0 | 0 | 0 | 0 | 0 | 0 | 0 | 0 | 0 | 0 | 0 | 0 | 0 | 0 | 0 | 0 | 0 | 0 | 0 | 0 | 0 | 0 | 0 | 0 | 0 | 0 | 0 | 0 | 0 | 0 | 0 | 0 | 0 | 0 | 0 | 0 | 0 | 0 | 0 | 0 | 0 | 0 | 0 | 0 | 0 | 0 | 0 | 0 | 0 | 0 | 0 | 0 | 0 | 0 | 0 | 0 | 0 | 0 | 0 | 0 | 0 | 0 | 0 | 0 | 0 | 0 | 0 | 0 | 0 | 0 | 0 | 0 | 0 | 0 | 0 | 0 | 0 | 0 | 0 | 0 | 0 | 0 | 0 | 0 | 0 | 0 | 0 | 0 | 0 | 0 | 0 | 0 | 0 | 0 | 0 | 0 | 0 | 0 | 0 | 0 | 0 | 0 | 0 | 0 | 0 | 0 | 0 | 0 | 0 | 0 | 0 | 0 | 0 | 0 | 0 | 0 | 0 | 0 | 0 | 0 | 0 | 0 | 0 | 0 | 0 | 0 | 0 | 0 | 0 | 0 | 0 | 0 | 0 | 0 | 0 | 0 | 0 | 0 | 0 | 0 | 0 | 0 | 0 | 0 | 0 | 0 | 0 | 0 | 0 | 0 | 0 | 0 | 0 | 0 | 0 | 0 | 0 | 0 | 0 | 0 | 0 | 0 | 0 | 0 | 0 | 0 | 0 | 0 | 0 | 0 | 0 | 0 | 0 | 0 | 0 | 0 | 0 | 0 | 0 | 0 | 0 | 0 | 0 | 0 | 0 | 0 | 0 | 0 | 0 | 0 | 0 | 0 | 0 | 0 | 0 | 0 | 0 | 0 | 0 | 0 | 0 | 0 | 0 | 0 | 0 | 0 | 0 | 0 | 0 | 0 | 0 | 0 | 0 | 0 | 0 | 0 | 0 | 0 | 0 | 0 | 0 | 0 | 0 | 0 | 0 | 0 | 0 | 0 | 0 | 0 | 0 | 0 | 0 | 0 | 0 | 0 | 0 | 0 | 0 | 0 | 0 | 0 | 0 | 0 | 0 | 0 | 0 | 0 | 0 | 0 | 0 | 0 | 0 | 0 | 0 | 0 | 0 | 0 | 0 | 0 | 0 | 0 | 0 | 0 | 0 | 0 | 0 | 0 | 0 | 0 | 0 | 0 | 0 | 0 | 0 | 0 | 0 | 0 | 0 | 0 | 0 | 0 | 0 | 0 | 0 | 0 | 0 | 0 | 0 | 0 | 0 | 0 | 0 | 0 | 0 | 0 | 0 | 0 | 0 | 0 | 0 | 0 | 0 | 0 | 0 | 0 | 0 | 0 | 0 | 0 | 0 | 0 | 0 | 0 | 0 | 0 | 0 | 0 | 0 | 0 | 0 | 0 | 0 | 0 | 0 | 0 | 0 | 0 | 0 | 0 | 0 | 0 | 0 | 0 | 0 | 0 | 0 | 0 | 0 | 0 | 0 | 0 | 0 | 0 | 0 | 0 | 0 | 0 | 0 | 0 | 0 | 0 | 0 | 0 | 0 | 0 | 0 | 0 | 0 | 0 | 0 | 0 | 0 | 0 | 0 | 0 | 0 | 0 | 0 | 0 | 0 | 0 | 0 | 0 | 0 | 0 | 0 | 0 | 0 | 0 | 0 | 0 | 0 | 0 | 0 | 0 | 0 | 0 | 0 | 0 | 0 | 0 | 0 | 0 | 0 | 0 | 0 | 0 | 0 | 0 | 0 | 0 | 0 | 0 | 0 | 0 | 0 | 0 | 0 | 0 | 0 | 0 | 0 | 0 | 0 | 0 | 0 | 0 | 0 | 0 | 0 | 0 | 0 | 0 | 0 | 0 | 0 | 0 | 0 | 0 | 0 | 0 | 0 | 0 | 0 | 0 | 0 | 0 | 0 | 0 | 0 | 0 | 0 | 0 | 0 | 0 | 0 | 0 | 0 | 0 | 0 | 0 | 0 | 0 | 0 | 0 | 0 | 0 | 0 | 0 | 0 | 0 | 0 | 0 | 0 | 0 | 0 | 0 | 0 | 0 | 0 | 0 | 0 | 0 | 0 | 0 | 0 | 0 | 0 | 0 | 0 | 0 | 0 | 0 | 0 | 0 | 0 | 0 | 0 | 0 | 0 | 0 | 0 | 0 | 0 | 0 | 0 | 0 | 0 | 0 | 0 | 0 | 0 | 0 | 0 | 0 | 0 | 0 | 0 | 0 | 0 | 0 | 0 | 0 | 0 | 0 | 0 | 0 | 0 | 0 | 0 | 0 | 0 | 0 | 0 | 0 | 0 | 0 | 0 | 0 | 0 | 0 | 0 | 0 | 0 | 0 | 0 | 0 | 0 | 0 | 0 | 0 | 0 | 0 | 0 | 0 | 0 | 0 | 0 | 0 | 0 | 0 | 0 | 0 | 0 | 0 | 0 | 0 | 0 | 0 | 0 | 0 | 0 | 0 | 0 | 0 | 0 | 0 | 0 | 0 | 0 | 0 | 0 | 0 | 0 | 0 | 0 | 0 | 0 | 0 | 0 | 0 | 0 | 0 | 0 | 0 | 0 | 0 | 0 | 0 | 0 | 0 | 0 | 0 | 0 | 0 | 0 | 0 | 0 | 0 | 0 | 0 | 0 | 0 | 0 | 0 | 0 | 0 | 0 | 0 | 0 | 0 | 0 | 0 | 0 | 0 | 0 | 0 | 0 | 0 | 0 | 0 | 0 | 0 | 0 | 0 | 0 | 0 | 0 | 0 | 0 | 0 | 0 | 0 | 0 | 0 | 0 | 0 | 0 | 0 | 0 | 0 | 0 | 0 | 0 | 0 | 0 | 0 | 0 | 0 | 0 | 0 | 0 | 0 | 0 | 0 | 0 | 0 | 0 | 0 | 0 | 0 | 0 | 0 | 0 | 0 | 0 | 0 | 0 | 0 | 0 | 0 | 0 | 0 | 0 | 0 | 0 | 0 | 0 | 0 | 0 | 0 | 0 | 0 | 0 | 0 | 0 | 0 | 0 | 0 | 0 | 0 | 0 | 0 | 0 | 0 | 0 | 0 | 0 | 0 | 0 | 0 | 0 | 0 | 0 | 0 | 0 | 0 | 0 | 0 | 0 | 0 | 0 | 0 | 0 | 0 | 0 | 0 | 0 | 0 | 0 | 0 | 0 | 0 | 0 | 0 | 0 | 0 | 0 | 0 | 0 | 0 | 0 | 0 | 0 | 0 | 0 | 0 | 0 | 0 | 0 | 0 | 0 | 0 | 0 | 0 | 0 | 0 | 0 | 0 | 0 | 0 | 0 | 0 | 0 | 0 | 0 | 0 | 0 | 0 | 0 | 0 | 0 | 0 | 0 | 0 | 0 | 0 | 0 | 0 | 0 | 0 | 0 | 0 | 0 | 0 | 0 | 0 | 0 | 0 | 0 | 0 | 0 | 0 | 0 | 0 | 0 | 0 | 0 | 0 | 0 | 0 | 0 | 0 | 0 | 0 | 0 | 0 | 0 | 0 | 0 | 0 | 0 | 0 | 0 | 0 | 0 | 0 | 0 | 0 | 0 | 0 | 0 | 0 | 0 | 0 | 0 | 0 | 0 | 0 | 0 | 0 | 0 | 0 | 0 | 0 | 0 | 0 | 0 | 0 | 0 | 0 | 0 | 0 | 0 | 0 | 0 | 0 | 0 | 0 | 0 | 0 | 0 | 0 | 0 | 0 | 0 | 0 | 0 | 0 | 0 | 0 | 0 | 0 | 0 | 0 | 0 | 0 | 0 | 0 | 0 | 0 | 0 | 0 | 0 | 0 | 0 | 0 | 0 | 0 | 0 | 0 | 0 | 0 | 0 | 0 | 0 | 0 | 0 | 0 | 0 | 0 | 0 | 0 | 0 | 0 | 0 | 0 | 0 | 0 | 0 | 0 | 0 | 0 | 0 | 0 | 0 | 0 | 0 | 0 | 0 | 0 | 0 | 0 | 0 | 0 | 0 | 0 | 0 | 0 | 0 | 0 | 0 | 0 | 0 | 0 | 0 | 0 | 0 | 0 | 0 | 0 | 0 | 0 | 0 | 0 | 0 | 0 | 0 | 0 | 0 | 0 | 0 | 0 | 0 | 0 | 0 | 0 | 0 | 0 | 0 | 0 | 0 | 0 | 0 | 0 | 0 | 0 | 0 | 0 | 0 | 0 | 0 | 0 | 0 | 0 | 0 | 0 | 0 | 0 | 0 | 0 | 0 | 0 | 0 | 0 | 0 | 0 | 0 | 0 | 0 | 0 | 0 | 0 | 0 | 0 | 0 | 0 | 0 | 0 | 0 | 0 | 0 | 0 | 0 | 0 | 0 | 0 | 0 | 0 | 0 | 0 | 0 | 0 | 0 | 0 | 0 | 0 | 0 | 0 | 0 | 0 | 0 | 0 | 0 | 0 | 0 | 0 | 0 | 0 | 0 | 0 | 0 | 0 | 0 | 0 | 0 | 0 | 0 | 0 | 0 | 0 | 0 | 0 | 0 | 0 | 0 | 0 | 0 | 0 | 0 | 0 | 0 | 0 | 0 | 0 | 0 | 0 | 0 | 0 | 0 | 0 | 0 | 0 | 0 | 0 | 0 | 0 | 0 | 0 | 0 | 0 | 0 | 0 | 0 | 0 | 0 | 0 | 0 | 0 | 0 | 0 | 0 | 0 | 0 | 0 | 0 | 0 | 0 | 0 | 0 | 0 | 0 | 0 | 0 | 0 | 0 | 0 | 0 | 0 | 0 | 0 | 0 | 0 | 0 | 0 | 0 | 0 | 0 | 0 | 0 | 0 | 0 | 0 | 0 | 0 | 0 | 0 | 0 | 0 | 0 | 0 | 0 | 0 | 0 | 0 | 0 | 0 | 0 | 0 | 0 | 0 | 0 | 0 | 0 | 0 | 0 | 0 | 0 | 0 | 0 | 0 | 0 | 0 | 0 | 0 | 0 | 0 | 0 | 0 | 0 | 0 | 0 | 0 | 0 | 0 | 0 | 0 | 0 | 0 | 0 | 0 | 0 | 0 | 0 | 0 | 0 | 0 | 0 | 0 | 0 | 0 | 0 | 0 | 0 | 0 | 0 | 0 | 0 | 0 | 0 | 0 | 0 | 0 | 0 | 0 | 0 | 0 | 0 | 0 | 0 | 0 | 0 | 0 | 0 | 0 | 0 | 0 | 0 | 0 | 0 | 0 | 0 | 0 | 0 | 0 | 0 | 0 | 0 | 0 | 0 | 0 | 0 | 0 | 0 | 0 | 0 | 0 | 0 | 0 | 0 | 0 | 0 | 0 | 0 | 0 | 0 | 0 | 0 | 0 | 0 | 0 | 0 | 0 | 0 | 0 | 0 | 0 | 0 | 0 | 0 | 0 | 0 | 0 | 0 | 0 | 0 | 0 | 0 | 0 | 0 | 0 | 0 | 0 | 0 | 0 | 0 | 0 | 0 | 0 | 0 | 0 | 0 | 0 | 0 | 0 | 0 | 0 | 0 | 0 | 0 | 0 | 0 | 0 | 0 | 0 | 0 | 0 | 0 | 0 | 0 | 0 | 0 | 0 | 0 | 0 | 0 | 0 | 0 | 0 | 0 | 0 | 0 | 0 | 0 | 0 | 0 | 0 | 0 | 0 | 0 | 0 | 0 | 0 | 0 | 0 | 0 | 0 | 0 | 0 | 0 | 0 | 0 | 0 | 0 | 0 | 0 | 0 | 0 | 0 | 0 | 0 | 0 | 0 | 0 | 0 | 0 | 0 | 0 | 0 | 0 | 0 | 0 | 0 | 0 | 0 | 0 | 0 | 0 | 0 | 0 | 0 | 0 | 0 | 0 | 0 | 0 | 0 | 0 | 0 | 0 | 0 | 0 | 0 | 0 | 0 | 0 | 0 | 0 | 0 | 0 | 0 | 0 | 0 | 0 | 0 | 0 | 0 | 0 | 0 | 0 | 0 | 0 | 0 | 0 | 0 | 0 | 0 | 0 | 0 | 0 | 0 | 0 | 0 | 0 | 0 | 0 | 0 | 0 | 0 | 0 | 0 | 0 | 0 | 0 | 0 | 0 | 0 | 0 | 0 | 0 | 0 | 0 | 0 | 0 | 0 | 0 | 0 | 0 | 0 | 0 | 0 | 0 | 0 | 0 | 0 | 0 | 0 | 0 | 0 | 0 | 0 | 0 | 0 | 0 | 0 | 0 | 0 | 0 | 0 | 0 | 0 | 0 | 0 | 0 | 0 | 0 | 0 | 0 | 0 | 0 | 0 | 0 | 0 | 0 | 0 | 0 | 0 | 0 | 0 | 0 | 0 | 0 | 0 | 0 | 0 | 0 | 0 | 0 | 0 | 0 | 0 | 0 | 0 | 0 | 0 | 0 | 0 | 0 | 0 | 0 | 0 | 0 | 0 | 0 | 0 | 0 | 0 | 0 | 0 | 0 | 0 | 0 | 0 | 0 | 0 | 0 | 0 | 0 | 0 | 0 | 0 | 0 | 0 | 0 | 0 | 0 | 0 | 0 | 0 | 0 | 0 | 0 | 0 | 0 | 0 | 0 | 0 | 0 | 0 | 0 | 0 | 0 | 0 | 0 | 0 | 0 | 0 | 0 | 0 | 0 | 0 | 0 | 0 | 0 | 0 | 0 | 0 | 0 | 0 | 0 | 0 | 0 | 0 | 0 | 0 | 0 | 0 | 0 | 0 | 0 | 0 | 0 | 0 | 0 | 0 | 0 | 0 | 0 | 0 | 0 | 0 | 0 | 0 | 0 | 0 | 0 | 0 | 0 | 0 | 0 | 0 | 0 | 0 | 0 | 0 | 0 | 0 | 0 | 0 | 0 | 0 | 0 | 0 | 0 | 0 | 0 | 0 | 0 | 0 | 0 | 0 | 0 | 0 | 0 | 0 | 0 | 0 | 0 | 0 | 0 | 0 | 0 | 0 | 0 | 0 | 0 | 0 | 0 | 0 | 0 | 0 | 0 | 0 | 0 | 0 | 0 | 0 | 0 | 0 | 0 | 0 | 0 | 0 | 0 | 0 | 0 | 0 | 0 | 0 | 0 | 0 | 0 | 0 | 0 | 0 | 0 | 0 | 0 | 0 | 0 | 0 | 0 | 0 | 0 | 0 | 0 | 0 | 0 | 0 | 0 | 0 | 0 | 0 | 0 | 0 | 0 | 0 | 0 | 0 | 0 | 0 | 0 | 0 | 0 | 0 | 0 | 0 | 0 | 0 | 0 | 0 | 0 | 0 | 0 | 0 | 0 | 0 | 0 | 0 | 0 | 0 | 0 | 0 | 0 | 0 | 0 | 0 | 0 | 0 | 0 | 0 | 0 | 0 | 0 | 0 | 0 | 0 | 0 | 0 | 0 | 0 | 0 | 0 | 0 | 0 | 0 | 0 | 0 | 0 | 0 | 0 | 0 | 0 | 0 | 0 | 0 | 0 | 0 | 0 | 0 | 0 | 0 | 0 | 0 | 0 | 0 | 0 | 0 | 0 | 0 | 0 | 0 | 0 | 0 | 0 | 0 | 0 | 0 | 0 | 0 | 0 | 0 | 0 | 0 | 0 | 0 | 0 | 0 | 0 | 0 | 0 | 0 | 0 | 0 | 0 | 0 | 0 | 0 | 0 | 0 | 0 | 0 | 0 | 0 | 0 | 0 | 0 | 0 | 0 | 0 | 0 | 0 | 0 | 0 | 0 | 0 | 0 | 0 | 0 | 0 | 0 | 0 | 0 | 0 | 0 | 0 | 0 | 0 | 0 | 0 | 0 | 0 | 0 | 0 | 0 | 0 | 0 | 0 | 0 | 0 | 0 | 0 | 0 | 0 | 0 | 0 | 0 | 0 | 0 | 0 | 0 | 0 | 0 | 0 | 0 | 0 | 0 | 0 | 0 | 0 | 0 | 0 | 0 | 0 | 0 | 0 | 0 | 0 | 0 | 0 | 0 | 0 | 0 | 0 | 0 | 0 | 0 | 0 | 0 | 0 | 0 | 0 | 0 | 0 | 0 | 0 | 0 | 0 | 0 | 0 | 0 | 0 | 0 | 0 | 0 | 0 | 0 | 0 | 0 | 0 | 0 | 0 | 0 | 0 | 0 | 0 | 0 | 0 | 0 | 0 | 0 | 0 | 0 | 0 | 0 | 0 | 0 | 0 | 0 | 0 | 0 | 0 | 0 | 0 | 0 | 0 | 0 | 0 | 0 | 0 | 0 | 0 | 0 | 0 | 0 | 0 | 0 | 0 | 0 | 0 | 0 | 0 | 0 | 0 | 0 | 0 | 0 | 0 | 0 | 0 | 0 | 0 | 0 | 0 | 0 | 0 | 0 | 0 | 0 | 0 | 0 | 0 | 0 | 0 | 0 | 0 | 0 | 0 | 0 | 0 | 0 | 0 | 0 | 0 | 0 | 0 | 0 | 0 | 0 | 0 | 0 | 0 | 0 | 0 | 0 | 0 | 0 | 0 | 0 | 0 | 0 | 0 | 0 | 0 | 0 | 0 | 0 | 0 | 0 | 0 | 0 | 0 | 0 | 0 | 0 | 0 | 0 | 0 | 0 | 0 | 0 | 0 | 0 | 0 | 0 | 0 | 0 | 0 | 0 | 0 | 0 | 0 | 0 | 0 | 0 | 0 | 0 | 0 | 0 | 0 | 0 | 0 | 0 | 0 | 0 | 0 | 0 | 0 | 0 | 0 | 0 | 0 | 0 | 0 | 0 | 0 | 0 | 0 | 0 | 0 | 0 | 0 | 0 | 0 | 0 | 0 | 0 | 0 | 0 | 0 | 0 | 0 | 0 | 0 | 0 | 0 | 0 | 0 | 0 | 0 | 0 | 0 | 0 | 0 | 0 | 0 | 0 | 0 | 0 | 0 | 0 | 0 | 0 | 0 | 0 | 0 | 0 | 0 | 0 | 0 | 0 | 0 | 0 | 0 | 0 | 0 | 0 | 0 | 0 | 0 | 0 | 0 | 0 | 0 | 0 | 0 | 0 | 0 | 0 | 0 | 0 | 0 | 0 | 0 | 0 | 0 | 0 | 0 | 0 | 0 | 0 | 0 | 0 | 0 | 0 | 0 | 0 | 0 | 0 | 0 | 0 | 0 | 0 | 0 | 0 | 0 | 0 | 0 | 0 | 0 | 0 | 0 | 0 | 0 | 0 | 0 | 0 | 0 | 0 | 0 | 0 | 0 | 0 | 0 | 0 | 0 | 0 | 0 | 0 | 0 | 0 | 0 | 0 | 0 | 0 | 0 | 0 | 0 | 0 | 0 | 0 | 0 | 0 | 0 | 0 | 0 | 0 | 0 | 0 | 0 | 0 | 0 | 0 | 0 | 0 | 0 | 0 | 0 | 0 | 0 | 0 | 0 | 0 | 0 | 0 | 0 | 0 | 0 | 0 | 0 | 0 | 0 | 0 | 0 | 0 | 0 | 0 | 0 | 0 | 0 | 0 | 0 | 0 | 0 | 0 | 0 | 0 | 0 | 0 | 0 | 0 | 0 | 0 | 0 | 0 | 0 | 0 | 0 | 0 | 0 | 0 | 0 | 0 | 0 | 0 | 0 | 0 | 0 | 0 | 0 | 0 | 0 | 0 | 0 | 0 | 0 | 0 | 0 | 0 | 0 | 0 | 0 | 0 | 0 | 0 | 0 | 0 | 0 | 0 | 0 | 0 | 0 | 0 | 0 | 0 | 0 | 0 | 0 | 0 | 0 | 0 | 0 | 0 | 0 | 0 | 0 | 0 | 0 | 0 | 0 | 0 | 0 | 0 | 0 | 0 | 0 | 0 | 0 | 0 | 0 | 0 | 0 | 0 | 0 | 0 | 0 | 0 | 0 | 0 | 0 | 0 | 0 | 0 | 0 | 0 | 0 | 0 | 0 | 0 | 0 | 0 | 0 | 0 | 0 | 0 | 0 | 0 | 0 | 0 | 0 | 0 | 0 | 0 | 0 | 0 | 0 | 0 | 0 | 0 | 0 | 0 | 0 | 0 | 0 | 0 | 0 | 0 | 0 | 0 | 0 | 0 | 0 | 0 | 0 | 0 | 0 | 0 | 0 | 0 | 0 | 0 | 0 | 0 | 0 | 0 | 0 | 0 | 0 | 0 | 0 | 0 | 0 | 0 | 0 | 0 | 0 | 0 | 0 | 0 | 0 | 0 | 0 | 0 | 0 | 0 | 0 | 0 | 0 | 0 | 0 | 0 | 0 | 0 | 0 | 0 | 0 | 0 | 0 | 0 | 0 | 0 | 0 | 0 | 0 | 0 | 0 | 0 | 0 | 0 | 0 | 0 | 0 | 0 | 0 | 0 | 0 | 0 | 0 | 0 | 0 | 0 | 0 | 0 | 0 | 0 | 0 | 0 | 0 | 0 | 0 | 0 | 0 | 0 | 0 | 0 | 0 | 0 | 0 | 0 | 0 | 0 | 0 | 0 | 0 | 0 | 0 | 0 | 0 | 0 | 0 | 0 | 0 | 0 | 0 | 0 | 0 | 0 | 0 | 0 | 0 | 0 | 0 | 0 | 0 | 0 | 0 | 0 | 0 | 0 | 0 | 0 | 0 | 0 | 0 | 0 | 0 | 0 | 0 | 0 | 0 | 0 | 0 | 0 | 0 | 0 | 0 | 0 | 0 | 0 | 0 | 0 | 0 | 0 | 0 | 0 | 0 | 0 | 0 | 0 | 0 | 0 | 0 | 0 | 0 | 0 | 0 | 0 | 0 | 0 | 0 | 0 | 0 | 0 | 0 | 0 | 0 | 0 | 0 | 0 | 0 | 0 | 0 | 0 | 0 | 0 | 0 | 0 | 0 | 0 | 0 | 0 | 0 | 0 | 0 | 0 | 0 | 0 | 0 | 0 | 0 | 0 | 0 | 0 | 0 | 0 | 0 | 0 | 0 | 0 | 0 | 0 | 0 | 0 | 0 | 0 | 0 | 0 | 0 | 0 | 0 | 0 | 0 | 0 | 0 | 0 | 0 | 0 | 0 | 0 | 0 | 0 | 0 | 0 | 0 | 0 | 0 | 0 | 0 | 0 | 0 | 0 | 0 | 0 | 0 | 0 | 0 | 0 | 0 | 0 | 0 | 0 | 0 | 0 | 0 | 0 | 0 | 0 | 0 | 0 | 0 | 0 | 0 | 0 | 0 | 0 | 0 | 0 | 0 | 0 | 0 | 0 | 0 | 0 | 0 | 0 | 0 | 0 | 0 | 0 | 0 | 0 | 0 | 0 | 0 | 0 | 0 | 0 | 0 | 0 | 0 | 0 | 0 | 0 | 0 | 0 | 0 | 0 | 0 | 0 | 0 | 0 | 0 | 0 | 0 | 0 | 0 | 0 | 0 | 0 | 0 | 0 | 0 | 0 | 0 | 0 | 0 | 0 | 0 | 0 | 0 | 0 | 0 | 0 | 0 | 0 | 0 | 0 | 0 | 0 | 0 | 0 | 0 | 0 | 0 | 0 | 0 | 0 | 0 | 0 | 0 | 0 | 0 | 0 | 0 | 0 | 0 | 0 | 0 | 0 | 0 | 0 | 0 | 0 | 0 | 0 | 0 | 0 | 0 | 0 | 0 | 0 | 0 | 0 | 0 | 0 | 0 | 0 | 0 | 0 | 0 | 0 | 0 | 0 | 0 | 0 | 0 | 0 | 0 | 0 | 0 | 0 | 0 | 0 | 0 | 0 | 0 | 0 | 0 | 0 | 0 | 0 | 0 | 0 | 0 | 0 | 0 | 0 | 0 | 0 | 0 | 0 | 0 | 0 | 0 | 0 | 0 | 0 | 0 | 0 | 0 | 0 | 0 | 0 | 0 | 0 | 0 | 0 | 0 | 0 | 0 | 0 | 0 | 0 | 0 | 0 | 0 | 0 | 0 | 0 | 0 | 0 | 0 | 0 | 0 | 0 | 0 | 0 | 0 | 0 | 0 | 0 | 0 | 0 | 0 | 0 | 0 | 0 | 0 | 0 | 0 | 0 | 0 | 0 | 0 | 0 | 0 | 0 | 0 | 0 | 0 | 0 | 0 | 0 | 0 | 0 | 0 | 0 | 0 | 0 | 0 | 0 | 0 | 0 | 0 | 0 | 0 | 0 | 0 | 0 | 0 | 0 | 0 | 0 | 0 | 0 | 0 | 0 | 0 | 0 | 0 | 0 | 0 | 0 | 0 | 0 | 0 | 0 | 0 | 0 | 0 | 0 | 0 | 0 | 0 | 0 | 0 | 0 | 0 | 0 | 0 | 0 | 0 | 0 | 0 | 0 | 0 | 0 | 0 | 0 | 0 | 0 | 0 | 0 | 0 | 0 | 0 | 0 | 0 | 0 | 0 | 0 | 0 | 0 | 0 | 0 | 0 | 0 | 0 | 0 | 0 | 0 | 0 | 0 | 0 | 0 | 0 | 0 | 0 | 0 | 0 | 0 | 0 | 0 | 0 | 0 | 0 | 0 | 0 | 0 | 0 | 0 | 0 | 0 | 0 | 0 | 0 | 0 | 0 | 0 | 0 | 0 | 0 | 0 | 0 | 0 | 0 | 0 | 0 | 0 | 0 | 0 | 0 | 0 | 0 | 0 | 0 | 0 | 0 | 0 | 0 | 0 | 0 | 0 | 0 | 0 | 0 | 0 | 0 | 0 | 0 | 0 | 0 | 0 | 0 | 0 | 0 | 0 | 0 | 0 | 0 | 0 | 0 | 0 | 0 | 0 | 0 | 0 | 0 | 0 | 0 | 0 | 0 | 0 | 0 | 0 | 0 | 0 | 0 | 0 | 0 | 0 | 0 | 0 | 0 | 0 | 0 | 0 | 0 | 0 | 0 | 0 | 0 | 0 | 0 | 0 | 0 | 0 | 0 | 0 | 0 | 0 | 0 | 0 | 0 | 0 | 0 | 0 | 0 | 0 | 0 | 0 | 0 | 0 | 0 | 0 | 0 | 0 | 0 | 0 | 0 | 0 | 0 | 0 | 0 | 0 | 0 | 0 | 0 | 0 | 0 | 0 | 0 | 0 | 0 | 0 | 0 | 0 | 0 | 0 | 0 | 0 | 0 | 0 | 0 | 0 | 0 | 0 | 0 | 0 | 0 | 0 | 0 | 0 | 0 | 0 | 0 | 0 | 0 | 0 | 0 | 0 | 0 | 0 | 0 | 0 | 0 | 0 | 0 | 0 | 0 | 0 | 0 | 0 | 0 | 0 | 0 | 0 | 0 | 0 | 0 | 0 | 0 | 0 | 0 | 0 | 0 | 0 | 0 | 0 | 0 | 0 | 0 | 0 | 0 | 0 | 0 | 0 | 0 | 0 | 0 | 0 | 0 | 0 | 0 | 0 | 0 | 0 | 0 | 0 | 0 | 0 | 0 | 0 | 0 | 0 | 0 | 0 | 0 | 0 | 0 | 0 | 0 | 0 | 0 | 0 | 0 | 0 | 0 | 0 | 0 | 0 | 0 | 0 | 0 | 0 | 0 | 0 | 0 | 0 | 0 | 0 | 0 | 0 | 0 | 0 | 0 | 0 | 0 | 0 | 0 | 0 | 0 | 0 | 0 | 0 | 0 | 0 | 0 | 0 | 0 | 0 | 0 | 0 | 0 | 0 | 0 | 0 | 0 | 0 | 0 | 0 | 0 | 0 | 0 | 0 | 0 | 0 | 0 | 0 | 0 | 0 | 0 | 0 | 0 | 0 | 0 | 0 | 0 | 0 | 0 | 0 | 0 | 0 | 0 | 0 | 0 | 0 | 0 | 0 | 0 | 0 | 0 | 0 | 0 | 0 | 0 | 0 | 0 | 0 | 0 | 0 | 0 | 0 | 0 | 0 | 0 | 0 | 0 | 0 | 0 | 0 | 0 | 0 | 0 | 0 | 0 | 0 | 0 | 0 | 0 | 0 | 0 | 0 | 0 | 0 | 0 | 0 | 0 | 0 | 0 | 0 | 0 | 0 | 0 | 0 | 0 | 0 | 0 | 0 | 0 | 0 | 0 | 0 | 0 | 0 | 0 | 0 | 0 | 0 | 0 | 0 | 0 | 0 | 0 | 0 | 0 | 0 | 0 | 0 | 0 | 0 | 0 | 0 | 0 | 0 | 0 | 0 | 0 | 0 | 0 | 0 | 0 | 0 | 0 | 0 | 0 | 0 | 0 | 0 | 0 | 0 | 0 | 0 | 0 | 0 | 0 | 0 | 0 | 0 | 0 | 0 | 0 | 0 | 0 | 0 | 0 | 0 | 0 | 0 | 0 | 0 | 0 | 0 | 0 | 0 | 0 | 0 | 0 | 0 | 0 | 0 | 0 | 0 | 0 | 0 | 0 | 0 | 0 | 0 | 0 | 0 | 0 | 0 | 0 | 0 | 0 | 0 | 0 | 0 | 0 | 0 | 0 | 0 | 0 | 0 | 0 | 0 | 0 | 0 | 0 | 0 | 0 | 0 | 0 | 0 | 0 | 0 | 0 | 0 | 0 | 0 | 0 | 0 | 0 | 0 | 0 | 0 | 0 | 0 | 0 | 0 | 0 | 0 | 0 | 0 | 0 | 0 | 0 | 0 | 0 | 0 | 0 | 0 | 0 | 0 | 0 | 0 | 0 | 0 | 0 | 0 | 0 | 0 | 0 | 0 | 0 | 0 | 0 | 0 | 0 | 0 | 0 | 0 | 0 | 0 | 0 | 0 | 0 | 0 | 0 | 0 | 0 | 0 | 0 | 0 | 0 | 0 | 0 | 0 | 0 | 0 | 0 | 0 | 0 | 0 | 0 | 0 | 0 | 0 | 0 | 0 | 0 | 0 | 0 | 0 | 0 | 0 | 0 | 0 | 0 | 0 | 0 | 0 | 0 | 0 | 0 | 0 | 0 | 0 | 0 | 0 | 0 | 0 | 0 | 0 | 0 | 0 | 0 | 0 | 0 | 0 | 0 | 0 | 0 | 0 | 0 | 0 | 0 | 0 | 0 | 0 | 0 | 0 | 0 | 0 | 0 | 0 | 0 | 0 | 0 | 0 | 0 | 0 | 0 | 0 | 0 | 0 | 0 | 0 | 0 | 0 | 0 | 0 | 0 | 0 | 0 | 0 | 0 | 0 | 0 | 0 | 0 | 0 | 0 | 0 | 0 | 0 | 0 | 0 | 0 | 0 | 0 | 0 | 0 | 0 | 0 | 0 | 0 | 0 | 0 | 0 | 0 | 0 | 0 | 0 | 0 | 0 | 0 | 0 | 0 | 0 | 0 | 0 | 0 | 0 | 0 | 0 | 0 | 0 | 0 | 0 | 0 | 0 | 0 | 0 | 0 | 0 | 0 | 0 | 0 | 0 | 0 | 0 | 0 | 0 | 0 | 0 | 0 | 0 | 0 | 0 | 0 | 0 | 0 | 0 | 0 | 0 | 0 | 0 | 0 | 0 | 0 | 0 | 0 | 0 | 0 | 0 | 0 | 0 | 0 | 0 | 0 | 0 | 0 | 0 | 0 | 0 | 0 | 0 | 0 | 0 | 0 | 0 | 0 | 0 | 0 | 0 | 0 | 0 | 0 | 0 | 0 | 0 | 0 | 0 | 0 | 0 | 0 | 0 | 0 | 0 | 0 | 0 | 0 | 0 | 0 | 0 | 0 | 0 | 0 | 0 | 0 | 0 | 0 | 0 | 0 | 0 | 0 | 0 | 0 | 0 | 0 | 0 | 0 | 0 | 0 | 0 | 0 | 0 | 0 | 0 | 0 | 0 | 0 | 0 | 0 | 0 | 0 | 0 | 0 | 0 | 0 | 0 | 0 | 0 | 0 | 0 | 0 | 0 | 0 | 0 | 0 | 0 | 0 | 0 | 0 | 0 | 0 | 0 | 0 | 0 | 0 | 0 | 0 | 0 | 0 | 0 | 0 | 0 | 0 | 0 | 0 | 0 | 0 | 0 | 0 | 0 | 0 | 0 | 0 | 0 | 0 | 0 | 0 | 0 | 0 | 0 | 0 | 0 | 0 | 0 | 0 | 0 | 0 | 0 | 0 | 0 | 0 | 0 | 0 | 0 | 0 | 0 | 0 | 0 | 0 | 0 | 0 | 0 | 0 | 0 | 0 | 0 | 0 | 0 | 0 | 0 | 0 | 0 | 0 | 0 | 0 | 0 | 0 | 0 | 0 | 0 | 0 | 0 | 0 | 0 | 0 | 0 | 0 | 0 | 0 | 0 | 0 | 0 | 0 | 0 | 0 | 0 | 0 | 0 | 0 | 0 | 0 | 0 | 0 | 0 | 0 | 0 | 0 | 0 | 0 | 0 | 0 | 0 | 0 | 0 | 0 | 0 | 0 | 0 | 0 | 0 | 0 | 0 | 0 | 0 | 0 | 0 | 0 | 0 | 0 | 0 | 0 | 0 | 0 | 0 | 0 | 0 | 0 | 0 | 0 | 0 | 0 | 0 | 0 | 0 | 0 | 0 | 0 | 0 | 0 | 0 | 0 | 0 | 0 | 0 | 0 | 0 | 0 | 0 | 0 | 0 | 0 | 0 | 0 | 0 | 0 | 0 | 0 | 0 | 0 | 0 | 0 | 0 | 0 | 0 | 0 | 0 | 0 | 0 | 0 | 0 | 0 | 0 | 0 | 0 | 0 | 0 | 0 | 0 | 0 | 0 | 0 | 0 | 0 | 0 | 0 | 0 | 0 | 0 | 0 | 0 | 0 | 0 | 0 | 0 | 0 | 0 | 0 | 0 | 0 | 0 | 0 | 0 | 0 | 0 | 0 | 0 | 0 | 0 | 0 | 0 | 0 | 0 | 0 | 0 | 0 | 0 | 0 | 0 | 0 | 0 | 0 | 0 | 0 | 0 | 0 | 0 | 0 | 0 | 0 | 0 | 0 | 0 | 0 | 0 | 0 | 0 | 0 | 0 | 0 | 0 | 0 | 0 | 0 | 0 | 0 | 0 | 0 | 0 | 0 | 0 | 0 | 0 | 0 | 0 | 0 | 0 | 0 | 0 | 0 | 0 | 0 | 0 | 0 | 0 | 0 | 0 | 0 | 0 | 0 | 0
| Cumulative Growth Small Industrial | 10^3M^3/Yr |  | 0 | 0 | 0 | 0 | 0 | 0 | 0 | 0 | 0 | 0 | 0 | 0 | 0 | 0 | 0 | 0 | 0 | 0 | 0 | 0 | 0 | 0 | 0 | 0 | 0 | 0 | 0 | 0 | 0 | 0 | 0 | 0 | 0 | 0 | 0 | 0 | 0 | 0 | 0 | 0 | 0 | 0 | 0 | 0 | 0 | 0 | 0 | 0 | 0 | 0 | 0 | 0 | 0 | 0
| Total Cummulative Gen Serv Incremental Growth | 10^3M^3/Yr |  | 305124.6665 | 726.121 | 2157.9505 | 3561.2025 | 4935.877 | 6277.8915 | 7587.246 | 8231.717 | 8231.717 | 8231.717 | 8231.717 | 8231.717 | 8231.717 | 8231.717 | 8231.717 | 8231.717 | 8231.717 | 8231.717 | 8231.717 | 8231.717 | 8231.717 | 8231.717 | 8231.717 | 8231.717 | 8231.717 | 8231.717 | 8231.717 | 8231.717 | 8231.717 | 8231.717 | 8231.717 | 8231.717 | 8231.717 | 8231.717 | 8231.717 | 8231.717 | 8231.717 | 8231.717 | 8231.717 | 8231.717 | 8231.717 | 0 | 0 | 0 | 0 | 0 | 0 | 0 | 0 | 0 | 0 | 0 | 0 | 0
| Assumed Fuel Mix | $/ M3
| Heating Oil | 1.8486 | [42 empty] | 0% | 0% | 0% | 0% | 0% | 0% | 0% | 0% | 0% | 0% | 0% | 0% | 0% | bar: 2024 1 to 2063 40
electricity and propane rates were switched | Propane | 2.0047 | [42 empty] | 0% | 0% | 0% | 0% | 0% | 0% | 0% | 0% | 0% | 0% | 0% | 0% | 0% | bar: 2024 1 to 2063 40
electricity and propane rates were switched | Electricity | 1.4193 |  |  | 100% | 100% | 100% | 100% | 100% | 100% | 100% | 100% | 100% | 100% | 100% | 100% | 100% | 100% | 100% | 100% | 100% | 100% | 100% | 100% | 100% | 100% | 100% | 100% | 100% | 100% | 100% | 100% | 100% | 100% | 100% | 100% | 100% | 100% | 100% | 100% | 100% | 100% | 100% | 100% | 0% | 0% | 0% | 0% | 0% | 0% | 0% | 0% | 0% | 0% | 0% | 0% | 0%
| Weighted Cost of Alt Fuels | $/ M^3 |  |  | 0.66948 | 0.66948 | 0.66948 | 0.66948 | 0.66948 | 0.66948 | 0.66948 | 0.66948 | 0.66948 | 0.66948 | 0.66948 | 0.66948 | 0.66948 | 0.66948 | 0.66948 | 0.66948 | 0.66948 | 0.66948 | 0.66948 | 0.66948 | 0.66948 | 0.66948 | 0.66948 | 0.66948 | 0.66948 | 0.66948 | 0.66948 | 0.66948 | 0.66948 | 0.66948 | 0.66948 | 0.66948 | 0.66948 | 0.66948 | 0.66948 | 0.66948 | 0.66948 | 0.66948 | 0.66948 | 0.66948 | 0 | 0 | 0 | 0 | 0 | 0 | 0 | 0 | 0 | 0 | 0 | 0 | 0
| Cost of Gas | $/ M^3 |  |  | 0.52515 | 0.55673 | 0.58831 | 0.61989 | 0.65147 | 0.68305 | 0.71464 | 0.71464 | 0.71464 | 0.71464 | 0.71464 | 0.71464 | 0.71464 | 0.71464 | 0.71464 | 0.71464 | 0.71464 | 0.71464 | 0.71464 | 0.71464 | 0.71464 | 0.71464 | 0.71464 | 0.71464 | 0.71464 | 0.71464 | 0.71464 | 0.71464 | 0.71464 | 0.71464 | 0.71464 | 0.71464 | 0.71464 | 0.71464 | 0.71464 | 0.71464 | 0.71464 | 0.71464 | 0.71464 | 0.71464 | 0.35791 | 0.35791 | 0.35791 | 0.35791 | 0.35791 | 0.35791 | 0.35791 | 0.35791 | 0.35791 | 0.35791 | 0.35791 | 0.35791 | 0.35791
| Difference | $/ M^3 |  |  | 0.14433 | 0.11275 | 0.081166 | 0.049586 | 0.018005 | -0.013576 | -0.045156 | -0.045156 | -0.045156 | -0.045156 | -0.045156 | -0.045156 | -0.045156 | -0.045156 | -0.045156 | -0.045156 | -0.045156 | -0.045156 | -0.045156 | -0.045156 | -0.045156 | -0.045156 | -0.045156 | -0.045156 | -0.045156 | -0.045156 | -0.045156 | -0.045156 | -0.045156 | -0.045156 | -0.045156 | -0.045156 | -0.045156 | -0.045156 | -0.045156 | -0.045156 | -0.045156 | -0.045156 | -0.045156 | -0.045156 | -0.35791 | -0.35791 | -0.35791 | -0.35791 | -0.35791 | -0.35791 | -0.35791 | -0.35791 | -0.35791 | -0.35791 | -0.35791 | -0.35791 | -0.35791
| Cumulative Gen Serv & Contract | 10^3M^3/Yr |  |  | 726.121 | 2157.9505 | 3561.2025 | 4935.877 | 6277.8915 | 7587.246 | 8231.717 | 8231.717 | 8231.717 | 8231.717 | 8231.717 | 8231.717 | 8231.717 | 8231.717 | 8231.717 | 8231.717 | 8231.717 | 8231.717 | 8231.717 | 8231.717 | 8231.717 | 8231.717 | 8231.717 | 8231.717 | 8231.717 | 8231.717 | 8231.717 | 8231.717 | 8231.717 | 8231.717 | 8231.717 | 8231.717 | 8231.717 | 8231.717 | 8231.717 | 8231.717 | 8231.717 | 8231.717 | 8231.717 | 8231.717 | 0 | 0 | 0 | 0 | 0 | 0 | 0 | 0 | 0 | 0 | 0 | 0 | 0
| Alt Fuel Saving | $/ M^3 |  |  | 0.14433 | 0.11275 | 0.081166 | 0.049586 | 0.018005 | -0.013576 | -0.045156 | -0.045156 | -0.045156 | -0.045156 | -0.045156 | -0.045156 | -0.045156 | -0.045156 | -0.045156 | -0.045156 | -0.045156 | -0.045156 | -0.045156 | -0.045156 | -0.045156 | -0.045156 | -0.045156 | -0.045156 | -0.045156 | -0.045156 | -0.045156 | -0.045156 | -0.045156 | -0.045156 | -0.045156 | -0.045156 | -0.045156 | -0.045156 | -0.045156 | -0.045156 | -0.045156 | -0.045156 | -0.045156 | -0.045156 | -0.35791 | -0.35791 | -0.35791 | -0.35791 | -0.35791 | -0.35791 | -0.35791 | -0.35791 | -0.35791 | -0.35791 | -0.35791 | -0.35791 | -0.35791
| Res & Comm Fuel Savings with Gas | $ 000's |  |  | 104.7994 | 243.3025 | 289.0499 | 244.7491 | 113.034 | -103.0011 | -371.713 | -371.713 | -371.713 | -371.713 | -371.713 | -371.713 | -371.713 | -371.713 | -371.713 | -371.713 | -371.713 | -371.713 | -371.713 | -371.713 | -371.713 | -371.713 | -371.713 | -371.713 | -371.713 | -371.713 | -371.713 | -371.713 | -371.713 | -371.713 | -371.713 | -371.713 | -371.713 | -371.713 | -371.713 | -371.713 | -371.713 | -371.713 | -371.713 | -371.713 | 0 | 0 | 0 | 0 | 0 | 0 | 0 | 0 | 0 | 0 | 0 | 0 | 0
| Discount Factor (Mid Period) |  |  |  | 0.98058 | 0.94287 | 0.9066 | 0.87173 | 0.8382 | 0.80597 | 0.77497 | 0.74516 | 0.7165 | 0.68894 | 0.66245 | 0.63697 | 0.61247 | 0.58891 | 0.56626 | 0.54448 | 0.52354 | 0.5034 | 0.48404 | 0.46543 | 0.44752 | 0.43031 | 0.41376 | 0.39785 | 0.38255 | 0.36783 | 0.35368 | 0.34008 | 0.327 | 0.31442 | 0.30233 | 0.2907 | 0.27952 | 0.26877 | 0.25843 | 0.24849 | 0.23894 | 0.22975 | 0.22091 | 0.21241 | 0.15521 | 0.14924 | 0.1435 | 0.13798 | 0.13267 | 0.12757 | 0.12266 | 0.11795 | 0.11341 | 0.10905 | 0.10485 | 0.10082 | 0.096943
| Fuel Savings Discounted |  |  |  | 102.7642 | 229.4017 | 262.0532 | 213.3558 | 94.7456 | -83.0153 | -288.0654 | -276.986 | -266.3327 | -256.0891 | -246.2395 | -236.7688 | -227.6623 | -218.906 | -210.4866 | -202.3909 | -194.6067 | -187.1218 | -179.9248 | -173.0046 | -166.3506 | -159.9525 | -153.8005 | -147.8851 | -142.1972 | -136.7281 | -131.4693 | -126.4128 | -121.5507 | -116.8757 | -112.3805 | -108.0582 | -103.9021 | -99.9059 | -96.0633 | -92.3686 | -88.8159 | -85.3999 | -82.1153 | -78.957 | 0 | 0 | 0 | 0 | 0 | 0 | 0 | 0 | 0 | 0 | 0 | 0 | 0
| Cumulative Fuel Savings: Discounted | $ 000's |  |  | 102.7642 | 332.1659 | 594.2191 | 807.5749 | 902.3205 | 819.3052 | 531.2398 | 254.2538 | -12.0788 | -268.1679 | -514.4074 | -751.1762 | -978.8385 | -1197.7445 | -1408.2311 | -1610.622 | -1805.2287 | -1992.3504 | -2172.2752 | -2345.2799 | -2511.6304 | -2671.5829 | -2825.3834 | -2973.2685 | -3115.4657 | -3252.1937 | -3383.663 | -3510.0758 | -3631.6265 | -3748.5022 | -3860.8827 | -3968.9409 | -4072.843 | -4172.7489 | -4268.8122 | -4361.1808 | -4449.9967 | -4535.3966 | -4617.512 | -4696.469 | 0 | 0 | 0 | 0 | 0 | 0 | 0 | 0 | 0 | 0 | 0 | 0 | 0
| NPV Term (yrs) |  |  |  | 2024 1: 20; 2025 2: 40
| NPV of Fuel Savings $millions |  |  |  | 2024 1: -2.3453; 2025 2: -4.6965
Sum of the NPV from ind, com, and res buildings | Total NPV of fuel savings $millions for all buildings |  |  |  | 2024 1: -47.8141; 2025 2: -77.9962

## Exhibit I.ED.14a ind
Changes made
[5 empty] | 2024 | 2025 | 2026 | 2027 | 2028 | 2029 | 2030 | 2031 | 2032 | 2033 | 2034 | 2035 | 2036 | 2037 | 2038 | 2039 | 2040 | 2041 | 2042 | 2043 | 2044 | 2045 | 2046 | 2047 | 2048 | 2049 | 2050 | 2051 | 2052 | 2053 | 2054 | 2055 | 2056 | 2057 | 2058 | 2059 | 2060 | 2061 | 2062 | 2063
| Incremental Growth | Constant | Units | Total | 1 | 2 | 3 | 4 | 5 | 6 | 7 | 8 | 9 | 10 | 11 | 12 | 13 | 14 | 15 | 16 | 17 | 18 | 19 | 20 | 21 | 22 | 23 | 24 | 25 | 26 | 27 | 28 | 29 | 30 | 31 | 32 | 33 | 34 | 35 | 36 | 37 | 38 | 39 | 40
| Discount Rate | 4%
| Discount Factor (Mid Period) | 0.5 |  |  | 0.98058 | 0.94287 | 0.9066 | 0.87173 | 0.8382 | 0.80597 | 0.77497 | 0.74516 | 0.7165 | 0.68894 | 0.66245 | 0.63697 | 0.61247 | 0.58891 | 0.56626 | 0.54448 | 0.52354 | 0.5034 | 0.48404 | 0.46543 | 0.44752 | 0.43031 | 0.41376 | 0.39785 | 0.38255 | 0.36783 | 0.35368 | 0.34008 | 0.327 | 0.31442 | 0.30233 | 0.2907 | 0.27952 | 0.26877 | 0.25843 | 0.24849 | 0.23894 | 0.22975 | 0.22091 | 0.21241 | 1.0198 | 1.0198 | 1.0198 | 1.0198 | 1.0198 | 1.0198 | 1.0198 | 1.0198 | 1.0198 | 1.0198 | 1.0198 | 1.0198 | 1.0198 | 1.0198 | 1.0198 | 1.0198 | 1.0198 | 1.0198 | 1.0198 | 1.0198 | 1.0198 | 1.0198 | 1.0198 | 1.0198 | 1.0198 | 1.0198 | 1.0198 | 1.0198 | 1.0198 | 1.0198 | 1.0198 | 1.0198 | 1.0198 | 1.0198 | 1.0198 | 1.0198 | 1.0198 | 1.0198 | 1.0198 | 1.0198 | 1.0198 | 1.0198 | 1.0198 | 1.0198 | 1.0198 | 1.0198 | 1.0198 | 1.0198 | 1.0198 | 1.0198 | 1.0198 | 1.0198 | 1.0198 | 1.0198 | 1.0198 | 1.0198 | 1.0198 | 1.0198 | 1.0198 | 1.0198 | 1.0198 | 1.0198 | 1.0198 | 1.0198 | 1.0198 | 1.0198 | 1.0198 | 1.0198 | 1.0198 | 1.0198 | 1.0198 | 1.0198 | 1.0198 | 1.0198 | 1.0198 | 1.0198 | 1.0198 | 1.0198 | 1.0198 | 1.0198 | 1.0198 | 1.0198 | 1.0198 | 1.0198 | 1.0198 | 1.0198 | 1.0198 | 1.0198 | 1.0198 | 1.0198 | 1.0198 | 1.0198 | 1.0198 | 1.0198 | 1.0198 | 1.0198 | 1.0198 | 1.0198 | 1.0198 | 1.0198 | 1.0198 | 1.0198 | 1.0198 | 1.0198 | 1.0198 | 1.0198 | 1.0198 | 1.0198 | 1.0198 | 1.0198 | 1.0198 | 1.0198 | 1.0198 | 1.0198 | 1.0198 | 1.0198 | 1.0198 | 1.0198 | 1.0198 | 1.0198 | 1.0198 | 1.0198 | 1.0198 | 1.0198 | 1.0198 | 1.0198 | 1.0198 | 1.0198 | 1.0198 | 1.0198 | 1.0198 | 1.0198 | 1.0198 | 1.0198 | 1.0198 | 1.0198 | 1.0198 | 1.0198 | 1.0198 | 1.0198 | 1.0198 | 1.0198 | 1.0198 | 1.0198 | 1.0198 | 1.0198 | 1.0198 | 1.0198 | 1.0198 | 1.0198 | 1.0198 | 1.0198 | 1.0198 | 1.0198 | 1.0198 | 1.0198 | 1.0198 | 1.0198 | 1.0198 | 1.0198 | 1.0198 | 1.0198 | 1.0198 | 1.0198 | 1.0198 | 1.0198 | 1.0198 | 1.0198 | 1.0198 | 1.0198 | 1.0198 | 1.0198 | 1.0198 | 1.0198 | 1.0198 | 1.0198 | 1.0198 | 1.0198 | 1.0198 | 1.0198 | 1.0198 | 1.0198 | 1.0198 | 1.0198 | 1.0198 | 1.0198 | 1.0198 | 1.0198 | 1.0198 | 1.0198 | 1.0198 | 1.0198 | 1.0198 | 1.0198 | 1.0198 | 1.0198 | 1.0198 | 1.0198 | 1.0198 | 1.0198 | 1.0198 | 1.0198 | 1.0198 | 1.0198 | 1.0198 | 1.0198 | 1.0198 | 1.0198 | 1.0198 | 1.0198 | 1.0198 | 1.0198 | 1.0198 | 1.0198 | 1.0198 | 1.0198 | 1.0198 | 1.0198 | 1.0198 | 1.0198 | 1.0198 | 1.0198 | 1.0198 | 1.0198 | 1.0198 | 1.0198 | 1.0198 | 1.0198 | 1.0198 | 1.0198 | 1.0198 | 1.0198 | 1.0198 | 1.0198 | 1.0198 | 1.0198 | 1.0198 | 1.0198 | 1.0198 | 1.0198 | 1.0198 | 1.0198 | 1.0198 | 1.0198 | 1.0198 | 1.0198 | 1.0198 | 1.0198 | 1.0198 | 1.0198 | 1.0198 | 1.0198 | 1.0198 | 1.0198 | 1.0198 | 1.0198 | 1.0198 | 1.0198 | 1.0198 | 1.0198 | 1.0198 | 1.0198 | 1.0198 | 1.0198 | 1.0198 | 1.0198 | 1.0198 | 1.0198 | 1.0198 | 1.0198 | 1.0198 | 1.0198 | 1.0198 | 1.0198 | 1.0198 | 1.0198 | 1.0198 | 1.0198 | 1.0198 | 1.0198 | 1.0198 | 1.0198 | 1.0198 | 1.0198 | 1.0198 | 1.0198 | 1.0198 | 1.0198 | 1.0198 | 1.0198 | 1.0198 | 1.0198 | 1.0198 | 1.0198 | 1.0198 | 1.0198 | 1.0198 | 1.0198 | 1.0198 | 1.0198 | 1.0198 | 1.0198 | 1.0198 | 1.0198 | 1.0198 | 1.0198 | 1.0198 | 1.0198 | 1.0198 | 1.0198 | 1.0198 | 1.0198 | 1.0198 | 1.0198 | 1.0198 | 1.0198 | 1.0198 | 1.0198 | 1.0198 | 1.0198 | 1.0198 | 1.0198 | 1.0198 | 1.0198 | 1.0198 | 1.0198 | 1.0198 | 1.0198 | 1.0198 | 1.0198 | 1.0198 | 1.0198 | 1.0198 | 1.0198 | 1.0198 | 1.0198 | 1.0198 | 1.0198 | 1.0198 | 1.0198 | 1.0198 | 1.0198 | 1.0198 | 1.0198 | 1.0198 | 1.0198 | 1.0198 | 1.0198 | 1.0198 | 1.0198 | 1.0198 | 1.0198 | 1.0198 | 1.0198 | 1.0198 | 1.0198 | 1.0198 | 1.0198 | 1.0198 | 1.0198 | 1.0198 | 1.0198 | 1.0198 | 1.0198 | 1.0198 | 1.0198 | 1.0198 | 1.0198 | 1.0198 | 1.0198 | 1.0198 | 1.0198 | 1.0198 | 1.0198 | 1.0198 | 1.0198 | 1.0198 | 1.0198 | 1.0198 | 1.0198 | 1.0198 | 1.0198 | 1.0198 | 1.0198 | 1.0198 | 1.0198 | 1.0198 | 1.0198 | 1.0198 | 1.0198 | 1.0198 | 1.0198 | 1.0198 | 1.0198 | 1.0198 | 1.0198 | 1.0198 | 1.0198 | 1.0198 | 1.0198 | 1.0198 | 1.0198 | 1.0198 | 1.0198 | 1.0198 | 1.0198 | 1.0198 | 1.0198 | 1.0198 | 1.0198 | 1.0198 | 1.0198 | 1.0198 | 1.0198 | 1.0198 | 1.0198 | 1.0198 | 1.0198 | 1.0198 | 1.0198 | 1.0198 | 1.0198 | 1.0198 | 1.0198 | 1.0198 | 1.0198 | 1.0198 | 1.0198 | 1.0198 | 1.0198 | 1.0198 | 1.0198 | 1.0198 | 1.0198 | 1.0198 | 1.0198 | 1.0198 | 1.0198 | 1.0198 | 1.0198 | 1.0198 | 1.0198 | 1.0198 | 1.0198 | 1.0198 | 1.0198 | 1.0198 | 1.0198 | 1.0198 | 1.0198 | 1.0198 | 1.0198 | 1.0198 | 1.0198 | 1.0198 | 1.0198 | 1.0198 | 1.0198 | 1.0198 | 1.0198 | 1.0198 | 1.0198 | 1.0198 | 1.0198 | 1.0198 | 1.0198 | 1.0198 | 1.0198 | 1.0198 | 1.0198 | 1.0198 | 1.0198 | 1.0198 | 1.0198 | 1.0198 | 1.0198 | 1.0198 | 1.0198 | 1.0198 | 1.0198 | 1.0198 | 1.0198 | 1.0198 | 1.0198 | 1.0198 | 1.0198 | 1.0198 | 1.0198 | 1.0198 | 1.0198 | 1.0198 | 1.0198 | 1.0198 | 1.0198 | 1.0198 | 1.0198 | 1.0198 | 1.0198 | 1.0198 | 1.0198 | 1.0198 | 1.0198 | 1.0198 | 1.0198 | 1.0198 | 1.0198 | 1.0198 | 1.0198 | 1.0198 | 1.0198 | 1.0198 | 1.0198 | 1.0198 | 1.0198 | 1.0198 | 1.0198 | 1.0198 | 1.0198 | 1.0198 | 1.0198 | 1.0198 | 1.0198 | 1.0198 | 1.0198 | 1.0198 | 1.0198 | 1.0198 | 1.0198 | 1.0198 | 1.0198 | 1.0198 | 1.0198 | 1.0198 | 1.0198 | 1.0198 | 1.0198 | 1.0198 | 1.0198 | 1.0198 | 1.0198 | 1.0198 | 1.0198 | 1.0198 | 1.0198 | 1.0198 | 1.0198 | 1.0198 | 1.0198 | 1.0198 | 1.0198 | 1.0198 | 1.0198 | 1.0198 | 1.0198 | 1.0198 | 1.0198 | 1.0198 | 1.0198 | 1.0198 | 1.0198 | 1.0198 | 1.0198 | 1.0198 | 1.0198 | 1.0198 | 1.0198 | 1.0198 | 1.0198 | 1.0198 | 1.0198 | 1.0198 | 1.0198 | 1.0198 | 1.0198 | 1.0198 | 1.0198 | 1.0198 | 1.0198 | 1.0198 | 1.0198 | 1.0198 | 1.0198 | 1.0198 | 1.0198 | 1.0198 | 1.0198 | 1.0198 | 1.0198 | 1.0198 | 1.0198 | 1.0198 | 1.0198 | 1.0198 | 1.0198 | 1.0198 | 1.0198 | 1.0198 | 1.0198 | 1.0198 | 1.0198 | 1.0198 | 1.0198 | 1.0198 | 1.0198 | 1.0198 | 1.0198 | 1.0198 | 1.0198 | 1.0198 | 1.0198 | 1.0198 | 1.0198 | 1.0198 | 1.0198 | 1.0198 | 1.0198 | 1.0198 | 1.0198 | 1.0198 | 1.0198 | 1.0198 | 1.0198 | 1.0198 | 1.0198 | 1.0198 | 1.0198 | 1.0198 | 1.0198 | 1.0198 | 1.0198 | 1.0198 | 1.0198 | 1.0198 | 1.0198 | 1.0198 | 1.0198 | 1.0198 | 1.0198 | 1.0198 | 1.0198 | 1.0198 | 1.0198 | 1.0198 | 1.0198 | 1.0198 | 1.0198 | 1.0198 | 1.0198 | 1.0198 | 1.0198 | 1.0198 | 1.0198 | 1.0198 | 1.0198 | 1.0198 | 1.0198 | 1.0198 | 1.0198 | 1.0198 | 1.0198 | 1.0198 | 1.0198 | 1.0198 | 1.0198 | 1.0198 | 1.0198 | 1.0198 | 1.0198 | 1.0198 | 1.0198 | 1.0198 | 1.0198 | 1.0198 | 1.0198 | 1.0198 | 1.0198 | 1.0198 | 1.0198 | 1.0198 | 1.0198 | 1.0198 | 1.0198 | 1.0198 | 1.0198 | 1.0198 | 1.0198 | 1.0198 | 1.0198 | 1.0198 | 1.0198 | 1.0198 | 1.0198 | 1.0198 | 1.0198 | 1.0198 | 1.0198 | 1.0198 | 1.0198 | 1.0198 | 1.0198 | 1.0198 | 1.0198 | 1.0198 | 1.0198 | 1.0198 | 1.0198 | 1.0198 | 1.0198 | 1.0198 | 1.0198 | 1.0198 | 1.0198 | 1.0198 | 1.0198 | 1.0198 | 1.0198 | 1.0198 | 1.0198 | 1.0198 | 1.0198 | 1.0198 | 1.0198 | 1.0198 | 1.0198 | 1.0198 | 1.0198 | 1.0198 | 1.0198 | 1.0198 | 1.0198 | 1.0198 | 1.0198 | 1.0198 | 1.0198 | 1.0198 | 1.0198 | 1.0198 | 1.0198 | 1.0198 | 1.0198 | 1.0198 | 1.0198 | 1.0198 | 1.0198 | 1.0198 | 1.0198 | 1.0198 | 1.0198 | 1.0198 | 1.0198 | 1.0198 | 1.0198 | 1.0198 | 1.0198 | 1.0198 | 1.0198 | 1.0198 | 1.0198 | 1.0198 | 1.0198 | 1.0198 | 1.0198 | 1.0198 | 1.0198 | 1.0198 | 1.0198 | 1.0198 | 1.0198 | 1.0198 | 1.0198 | 1.0198 | 1.0198 | 1.0198 | 1.0198 | 1.0198 | 1.0198 | 1.0198 | 1.0198 | 1.0198 | 1.0198 | 1.0198 | 1.0198 | 1.0198 | 1.0198 | 1.0198 | 1.0198 | 1.0198 | 1.0198 | 1.0198 | 1.0198 | 1.0198 | 1.0198 | 1.0198 | 1.0198 | 1.0198 | 1.0198 | 1.0198 | 1.0198 | 1.0198 | 1.0198 | 1.0198 | 1.0198 | 1.0198 | 1.0198 | 1.0198 | 1.0198 | 1.0198 | 1.0198 | 1.0198 | 1.0198 | 1.0198 | 1.0198 | 1.0198 | 1.0198 | 1.0198 | 1.0198 | 1.0198 | 1.0198 | 1.0198 | 1.0198 | 1.0198 | 1.0198 | 1.0198 | 1.0198 | 1.0198 | 1.0198 | 1.0198 | 1.0198 | 1.0198 | 1.0198 | 1.0198 | 1.0198 | 1.0198 | 1.0198 | 1.0198 | 1.0198 | 1.0198 | 1.0198 | 1.0198 | 1.0198 | 1.0198 | 1.0198 | 1.0198 | 1.0198 | 1.0198 | 1.0198 | 1.0198 | 1.0198 | 1.0198 | 1.0198 | 1.0198 | 1.0198 | 1.0198 | 1.0198 | 1.0198 | 1.0198 | 1.0198 | 1.0198 | 1.0198 | 1.0198 | 1.0198 | 1.0198 | 1.0198 | 1.0198 | 1.0198 | 1.0198 | 1.0198 | 1.0198 | 1.0198 | 1.0198 | 1.0198 | 1.0198 | 1.0198 | 1.0198 | 1.0198 | 1.0198 | 1.0198 | 1.0198 | 1.0198 | 1.0198 | 1.0198 | 1.0198 | 1.0198 | 1.0198 | 1.0198 | 1.0198 | 1.0198 | 1.0198 | 1.0198 | 1.0198 | 1.0198 | 1.0198 | 1.0198 | 1.0198 | 1.0198 | 1.0198 | 1.0198 | 1.0198 | 1.0198 | 1.0198 | 1.0198 | 1.0198 | 1.0198 | 1.0198 | 1.0198 | 1.0198 | 1.0198 | 1.0198 | 1.0198 | 1.0198 | 1.0198 | 1.0198 | 1.0198 | 1.0198 | 1.0198 | 1.0198 | 1.0198 | 1.0198 | 1.0198 | 1.0198 | 1.0198 | 1.0198 | 1.0198 | 1.0198 | 1.0198 | 1.0198 | 1.0198 | 1.0198 | 1.0198 | 1.0198 | 1.0198 | 1.0198 | 1.0198 | 1.0198 | 1.0198 | 1.0198 | 1.0198 | 1.0198 | 1.0198 | 1.0198 | 1.0198 | 1.0198 | 1.0198 | 1.0198 | 1.0198 | 1.0198 | 1.0198 | 1.0198 | 1.0198 | 1.0198 | 1.0198 | 1.0198 | 1.0198 | 1.0198 | 1.0198 | 1.0198 | 1.0198 | 1.0198 | 1.0198 | 1.0198 | 1.0198 | 1.0198 | 1.0198 | 1.0198 | 1.0198 | 1.0198 | 1.0198 | 1.0198 | 1.0198 | 1.0198 | 1.0198 | 1.0198 | 1.0198 | 1.0198 | 1.0198 | 1.0198 | 1.0198 | 1.0198 | 1.0198 | 1.0198 | 1.0198 | 1.0198 | 1.0198 | 1.0198 | 1.0198 | 1.0198 | 1.0198 | 1.0198 | 1.0198 | 1.0198 | 1.0198 | 1.0198 | 1.0198 | 1.0198 | 1.0198 | 1.0198 | 1.0198 | 1.0198 | 1.0198 | 1.0198 | 1.0198 | 1.0198 | 1.0198 | 1.0198 | 1.0198 | 1.0198 | 1.0198 | 1.0198 | 1.0198 | 1.0198 | 1.0198 | 1.0198 | 1.0198 | 1.0198 | 1.0198 | 1.0198 | 1.0198 | 1.0198 | 1.0198 | 1.0198 | 1.0198 | 1.0198 | 1.0198 | 1.0198 | 1.0198 | 1.0198 | 1.0198 | 1.0198 | 1.0198 | 1.0198 | 1.0198 | 1.0198 | 1.0198 | 1.0198 | 1.0198 | 1.0198 | 1.0198 | 1.0198 | 1.0198 | 1.0198 | 1.0198 | 1.0198 | 1.0198 | 1.0198 | 1.0198 | 1.0198 | 1.0198 | 1.0198 | 1.0198 | 1.0198 | 1.0198 | 1.0198 | 1.0198 | 1.0198 | 1.0198 | 1.0198 | 1.0198 | 1.0198 | 1.0198 | 1.0198 | 1.0198 | 1.0198 | 1.0198 | 1.0198 | 1.0198 | 1.0198 | 1.0198 | 1.0198 | 1.0198 | 1.0198 | 1.0198 | 1.0198 | 1.0198 | 1.0198 | 1.0198 | 1.0198 | 1.0198 | 1.0198 | 1.0198 | 1.0198 | 1.0198 | 1.0198 | 1.0198 | 1.0198 | 1.0198 | 1.0198 | 1.0198 | 1.0198 | 1.0198 | 1.0198 | 1.0198 | 1.0198 | 1.0198 | 1.0198 | 1.0198 | 1.0198 | 1.0198 | 1.0198 | 1.0198 | 1.0198 | 1.0198 | 1.0198 | 1.0198 | 1.0198 | 1.0198 | 1.0198 | 1.0198 | 1.0198 | 1.0198 | 1.0198 | 1.0198 | 1.0198 | 1.0198 | 1.0198 | 1.0198 | 1.0198 | 1.0198 | 1.0198 | 1.0198 | 1.0198 | 1.0198 | 1.0198 | 1.0198 | 1.0198 | 1.0198 | 1.0198 | 1.0198 | 1.0198 | 1.0198 | 1.0198 | 1.0198 | 1.0198 | 1.0198 | 1.0198 | 1.0198 | 1.0198 | 1.0198 | 1.0198 | 1.0198 | 1.0198 | 1.0198 | 1.0198 | 1.0198 | 1.0198 | 1.0198 | 1.0198 | 1.0198 | 1.0198 | 1.0198 | 1.0198 | 1.0198 | 1.0198 | 1.0198 | 1.0198 | 1.0198 | 1.0198 | 1.0198 | 1.0198 | 1.0198 | 1.0198 | 1.0198 | 1.0198 | 1.0198 | 1.0198 | 1.0198 | 1.0198 | 1.0198 | 1.0198 | 1.0198 | 1.0198 | 1.0198 | 1.0198 | 1.0198 | 1.0198 | 1.0198 | 1.0198 | 1.0198 | 1.0198 | 1.0198 | 1.0198 | 1.0198 | 1.0198 | 1.0198 | 1.0198 | 1.0198 | 1.0198 | 1.0198 | 1.0198 | 1.0198 | 1.0198 | 1.0198 | 1.0198 | 1.0198 | 1.0198 | 1.0198 | 1.0198 | 1.0198 | 1.0198 | 1.0198 | 1.0198 | 1.0198 | 1.0198 | 1.0198 | 1.0198 | 1.0198 | 1.0198 | 1.0198 | 1.0198 | 1.0198 | 1.0198 | 1.0198 | 1.0198 | 1.0198 | 1.0198 | 1.0198 | 1.0198 | 1.0198 | 1.0198 | 1.0198 | 1.0198 | 1.0198 | 1.0198 | 1.0198 | 1.0198 | 1.0198 | 1.0198 | 1.0198 | 1.0198 | 1.0198 | 1.0198 | 1.0198 | 1.0198 | 1.0198 | 1.0198 | 1.0198 | 1.0198 | 1.0198 | 1.0198 | 1.0198 | 1.0198 | 1.0198 | 1.0198 | 1.0198 | 1.0198 | 1.0198 | 1.0198 | 1.0198 | 1.0198 | 1.0198 | 1.0198 | 1.0198 | 1.0198 | 1.0198 | 1.0198 | 1.0198 | 1.0198 | 1.0198 | 1.0198 | 1.0198 | 1.0198 | 1.0198 | 1.0198 | 1.0198 | 1.0198 | 1.0198 | 1.0198 | 1.0198 | 1.0198 | 1.0198 | 1.0198 | 1.0198 | 1.0198 | 1.0198 | 1.0198 | 1.0198 | 1.0198 | 1.0198 | 1.0198 | 1.0198 | 1.0198 | 1.0198 | 1.0198 | 1.0198 | 1.0198 | 1.0198 | 1.0198 | 1.0198 | 1.0198 | 1.0198 | 1.0198 | 1.0198 | 1.0198 | 1.0198 | 1.0198 | 1.0198 | 1.0198 | 1.0198 | 1.0198 | 1.0198 | 1.0198 | 1.0198 | 1.0198 | 1.0198 | 1.0198 | 1.0198 | 1.0198 | 1.0198 | 1.0198 | 1.0198 | 1.0198 | 1.0198 | 1.0198 | 1.0198 | 1.0198 | 1.0198 | 1.0198 | 1.0198 | 1.0198 | 1.0198 | 1.0198 | 1.0198 | 1.0198 | 1.0198 | 1.0198 | 1.0198 | 1.0198 | 1.0198 | 1.0198 | 1.0198 | 1.0198 | 1.0198 | 1.0198 | 1.0198 | 1.0198 | 1.0198 | 1.0198 | 1.0198 | 1.0198 | 1.0198 | 1.0198 | 1.0198 | 1.0198 | 1.0198 | 1.0198 | 1.0198 | 1.0198 | 1.0198 | 1.0198 | 1.0198 | 1.0198 | 1.0198 | 1.0198 | 1.0198 | 1.0198 | 1.0198 | 1.0198 | 1.0198 | 1.0198 | 1.0198 | 1.0198 | 1.0198 | 1.0198 | 1.0198 | 1.0198 | 1.0198 | 1.0198 | 1.0198 | 1.0198 | 1.0198 | 1.0198 | 1.0198 | 1.0198 | 1.0198 | 1.0198 | 1.0198 | 1.0198 | 1.0198 | 1.0198 | 1.0198 | 1.0198 | 1.0198 | 1.0198 | 1.0198 | 1.0198 | 1.0198 | 1.0198 | 1.0198 | 1.0198 | 1.0198 | 1.0198 | 1.0198 | 1.0198 | 1.0198 | 1.0198 | 1.0198 | 1.0198 | 1.0198 | 1.0198 | 1.0198 | 1.0198 | 1.0198 | 1.0198 | 1.0198 | 1.0198 | 1.0198 | 1.0198 | 1.0198 | 1.0198 | 1.0198 | 1.0198 | 1.0198 | 1.0198 | 1.0198 | 1.0198 | 1.0198 | 1.0198 | 1.0198 | 1.0198 | 1.0198 | 1.0198 | 1.0198 | 1.0198 | 1.0198 | 1.0198 | 1.0198 | 1.0198 | 1.0198 | 1.0198 | 1.0198 | 1.0198 | 1.0198 | 1.0198 | 1.0198 | 1.0198 | 1.0198 | 1.0198 | 1.0198 | 1.0198 | 1.0198 | 1.0198 | 1.0198 | 1.0198 | 1.0198 | 1.0198 | 1.0198 | 1.0198 | 1.0198 | 1.0198 | 1.0198 | 1.0198 | 1.0198 | 1.0198 | 1.0198 | 1.0198 | 1.0198 | 1.0198 | 1.0198 | 1.0198 | 1.0198 | 1.0198 | 1.0198 | 1.0198 | 1.0198 | 1.0198 | 1.0198 | 1.0198 | 1.0198 | 1.0198 | 1.0198 | 1.0198 | 1.0198 | 1.0198 | 1.0198 | 1.0198 | 1.0198 | 1.0198 | 1.0198 | 1.0198 | 1.0198 | 1.0198 | 1.0198 | 1.0198 | 1.0198 | 1.0198 | 1.0198 | 1.0198 | 1.0198 | 1.0198 | 1.0198 | 1.0198 | 1.0198 | 1.0198 | 1.0198 | 1.0198 | 1.0198 | 1.0198 | 1.0198 | 1.0198 | 1.0198 | 1.0198 | 1.0198 | 1.0198 | 1.0198 | 1.0198 | 1.0198 | 1.0198 | 1.0198 | 1.0198 | 1.0198 | 1.0198 | 1.0198 | 1.0198 | 1.0198 | 1.0198 | 1.0198 | 1.0198 | 1.0198 | 1.0198 | 1.0198 | 1.0198 | 1.0198 | 1.0198 | 1.0198 | 1.0198 | 1.0198 | 1.0198 | 1.0198 | 1.0198 | 1.0198 | 1.0198 | 1.0198 | 1.0198 | 1.0198 | 1.0198 | 1.0198 | 1.0198 | 1.0198 | 1.0198 | 1.0198 | 1.0198 | 1.0198 | 1.0198 | 1.0198 | 1.0198 | 1.0198 | 1.0198 | 1.0198 | 1.0198 | 1.0198 | 1.0198 | 1.0198 | 1.0198 | 1.0198 | 1.0198 | 1.0198 | 1.0198 | 1.0198 | 1.0198 | 1.0198 | 1.0198 | 1.0198 | 1.0198 | 1.0198 | 1.0198 | 1.0198 | 1.0198 | 1.0198 | 1.0198 | 1.0198 | 1.0198 | 1.0198 | 1.0198 | 1.0198 | 1.0198 | 1.0198 | 1.0198 | 1.0198 | 1.0198 | 1.0198 | 1.0198 | 1.0198 | 1.0198 | 1.0198 | 1.0198 | 1.0198 | 1.0198 | 1.0198 | 1.0198 | 1.0198 | 1.0198 | 1.0198 | 1.0198 | 1.0198 | 1.0198 | 1.0198 | 1.0198 | 1.0198 | 1.0198 | 1.0198 | 1.0198 | 1.0198 | 1.0198 | 1.0198 | 1.0198 | 1.0198 | 1.0198 | 1.0198 | 1.0198 | 1.0198 | 1.0198 | 1.0198 | 1.0198 | 1.0198 | 1.0198 | 1.0198 | 1.0198 | 1.0198 | 1.0198 | 1.0198 | 1.0198 | 1.0198 | 1.0198 | 1.0198 | 1.0198 | 1.0198 | 1.0198 | 1.0198 | 1.0198 | 1.0198 | 1.0198 | 1.0198 | 1.0198 | 1.0198 | 1.0198 | 1.0198 | 1.0198 | 1.0198 | 1.0198 | 1.0198 | 1.0198 | 1.0198 | 1.0198 | 1.0198 | 1.0198 | 1.0198 | 1.0198 | 1.0198 | 1.0198 | 1.0198 | 1.0198 | 1.0198 | 1.0198 | 1.0198 | 1.0198 | 1.0198 | 1.0198 | 1.0198 | 1.0198 | 1.0198 | 1.0198 | 1.0198 | 1.0198 | 1.0198 | 1.0198 | 1.0198 | 1.0198 | 1.0198 | 1.0198 | 1.0198 | 1.0198 | 1.0198 | 1.0198 | 1.0198 | 1.0198 | 1.0198 | 1.0198 | 1.0198 | 1.0198 | 1.0198 | 1.0198 | 1.0198 | 1.0198 | 1.0198 | 1.0198 | 1.0198 | 1.0198 | 1.0198 | 1.0198 | 1.0198 | 1.0198 | 1.0198 | 1.0198 | 1.0198 | 1.0198 | 1.0198 | 1.0198 | 1.0198 | 1.0198 | 1.0198 | 1.0198 | 1.0198 | 1.0198 | 1.0198 | 1.0198 | 1.0198 | 1.0198 | 1.0198 | 1.0198 | 1.0198 | 1.0198 | 1.0198 | 1.0198 | 1.0198 | 1.0198 | 1.0198 | 1.0198 | 1.0198 | 1.0198 | 1.0198 | 1.0198 | 1.0198 | 1.0198 | 1.0198 | 1.0198 | 1.0198 | 1.0198 | 1.0198 | 1.0198 | 1.0198 | 1.0198 | 1.0198 | 1.0198 | 1.0198 | 1.0198 | 1.0198 | 1.0198 | 1.0198 | 1.0198 | 1.0198 | 1.0198 | 1.0198 | 1.0198 | 1.0198 | 1.0198 | 1.0198 | 1.0198 | 1.0198 | 1.0198 | 1.0198 | 1.0198 | 1.0198 | 1.0198 | 1.0198 | 1.0198 | 1.0198 | 1.0198 | 1.0198 | 1.0198 | 1.0198 | 1.0198 | 1.0198 | 1.0198 | 1.0198 | 1.0198 | 1.0198 | 1.0198 | 1.0198 | 1.0198 | 1.0198 | 1.0198 | 1.0198 | 1.0198 | 1.0198 | 1.0198 | 1.0198 | 1.0198 | 1.0198 | 1.0198 | 1.0198 | 1.0198 | 1.0198 | 1.0198 | 1.0198 | 1.0198 | 1.0198 | 1.0198 | 1.0198 | 1.0198 | 1.0198 | 1.0198 | 1.0198 | 1.0198 | 1.0198 | 1.0198 | 1.0198 | 1.0198 | 1.0198 | 1.0198 | 1.0198 | 1.0198 | 1.0198 | 1.0198 | 1.0198 | 1.0198 | 1.0198 | 1.0198 | 1.0198 | 1.0198 | 1.0198 | 1.0198 | 1.0198 | 1.0198 | 1.0198 | 1.0198 | 1.0198 | 1.0198 | 1.0198 | 1.0198 | 1.0198 | 1.0198 | 1.0198 | 1.0198 | 1.0198 | 1.0198 | 1.0198 | 1.0198 | 1.0198 | 1.0198 | 1.0198 | 1.0198 | 1.0198 | 1.0198 | 1.0198 | 1.0198 | 1.0198 | 1.0198 | 1.0198 | 1.0198 | 1.0198 | 1.0198 | 1.0198 | 1.0198 | 1.0198 | 1.0198 | 1.0198 | 1.0198 | 1.0198 | 1.0198 | 1.0198 | 1.0198 | 1.0198 | 1.0198 | 1.0198 | 1.0198 | 1.0198 | 1.0198 | 1.0198 | 1.0198 | 1.0198 | 1.0198 | 1.0198 | 1.0198 | 1.0198 | 1.0198 | 1.0198 | 1.0198 | 1.0198 | 1.0198 | 1.0198 | 1.0198 | 1.0198 | 1.0198 | 1.0198 | 1.0198 | 1.0198 | 1.0198 | 1.0198 | 1.0198 | 1.0198 | 1.0198 | 1.0198 | 1.0198 | 1.0198 | 1.0198 | 1.0198 | 1.0198 | 1.0198 | 1.0198 | 1.0198 | 1.0198 | 1.0198 | 1.0198 | 1.0198 | 1.0198 | 1.0198 | 1.0198 | 1.0198 | 1.0198 | 1.0198 | 1.0198 | 1.0198 | 1.0198 | 1.0198 | 1.0198 | 1.0198 | 1.0198 | 1.0198 | 1.0198 | 1.0198 | 1.0198 | 1.0198 | 1.0198 | 1.0198 | 1.0198 | 1.0198 | 1.0198 | 1.0198 | 1.0198 | 1.0198 | 1.0198 | 1.0198 | 1.0198 | 1.0198 | 1.0198 | 1.0198 | 1.0198 | 1.0198 | 1.0198 | 1.0198 | 1.0198 | 1.0198 | 1.0198 | 1.0198 | 1.0198 | 1.0198 | 1.0198 | 1.0198 | 1.0198 | 1.0198 | 1.0198 | 1.0198 | 1.0198 | 1.0198 | 1.0198 | 1.0198 | 1.0198 | 1.0198 | 1.0198 | 1.0198 | 1.0198 | 1.0198 | 1.0198 | 1.0198 | 1.0198 | 1.0198 | 1.0198 | 1.0198 | 1.0198 | 1.0198 | 1.0198 | 1.0198 | 1.0198 | 1.0198 | 1.0198 | 1.0198 | 1.0198 | 1.0198 | 1.0198 | 1.0198 | 1.0198 | 1.0198 | 1.0198 | 1.0198 | 1.0198 | 1.0198 | 1.0198 | 1.0198 | 1.0198 | 1.0198 | 1.0198 | 1.0198 | 1.0198 | 1.0198 | 1.0198 | 1.0198 | 1.0198 | 1.0198 | 1.0198 | 1.0198 | 1.0198 | 1.0198 | 1.0198 | 1.0198 | 1.0198 | 1.0198 | 1.0198 | 1.0198 | 1.0198 | 1.0198 | 1.0198 | 1.0198 | 1.0198 | 1.0198 | 1.0198 | 1.0198 | 1.0198 | 1.0198 | 1.0198 | 1.0198 | 1.0198 | 1.0198 | 1.0198 | 1.0198 | 1.0198 | 1.0198 | 1.0198 | 1.0198 | 1.0198 | 1.0198 | 1.0198 | 1.0198 | 1.0198 | 1.0198 | 1.0198 | 1.0198 | 1.0198 | 1.0198 | 1.0198 | 1.0198 | 1.0198 | 1.0198 | 1.0198 | 1.0198 | 1.0198 | 1.0198 | 1.0198 | 1.0198 | 1.0198 | 1.0198 | 1.0198 | 1.0198 | 1.0198 | 1.0198 | 1.0198 | 1.0198 | 1.0198 | 1.0198 | 1.0198 | 1.0198 | 1.0198 | 1.0198 | 1.0198 | 1.0198 | 1.0198 | 1.0198 | 1.0198 | 1.0198 | 1.0198 | 1.0198 | 1.0198 | 1.0198 | 1.0198 | 1.0198 | 1.0198 | 1.0198 | 1.0198 | 1.0198 | 1.0198 | 1.0198 | 1.0198 | 1.0198 | 1.0198 | 1.0198 | 1.0198 | 1.0198 | 1.0198 | 1.0198 | 1.0198 | 1.0198 | 1.0198 | 1.0198 | 1.0198 | 1.0198 | 1.0198 | 1.0198 | 1.0198 | 1.0198 | 1.0198 | 1.0198 | 1.0198 | 1.0198 | 1.0198 | 1.0198 | 1.0198 | 1.0198 | 1.0198 | 1.0198 | 1.0198 | 1.0198 | 1.0198 | 1.0198 | 1.0198 | 1.0198 | 1.0198 | 1.0198 | 1.0198 | 1.0198 | 1.0198 | 1.0198 | 1.0198 | 1.0198 | 1.0198 | 1.0198 | 1.0198 | 1.0198 | 1.0198 | 1.0198 | 1.0198 | 1.0198 | 1.0198 | 1.0198 | 1.0198 | 1.0198 | 1.0198 | 1.0198 | 1.0198 | 1.0198 | 1.0198 | 1.0198 | 1.0198 | 1.0198 | 1.0198 | 1.0198 | 1.0198 | 1.0198 | 1.0198 | 1.0198 | 1.0198 | 1.0198 | 1.0198 | 1.0198 | 1.0198 | 1.0198 | 1.0198 | 1.0198 | 1.0198 | 1.0198 | 1.0198 | 1.0198 | 1.0198 | 1.0198 | 1.0198 | 1.0198 | 1.0198 | 1.0198 | 1.0198 | 1.0198 | 1.0198 | 1.0198 | 1.0198 | 1.0198 | 1.0198 | 1.0198 | 1.0198 | 1.0198 | 1.0198 | 1.0198 | 1.0198 | 1.0198 | 1.0198 | 1.0198 | 1.0198 | 1.0198 | 1.0198 | 1.0198 | 1.0198 | 1.0198 | 1.0198 | 1.0198 | 1.0198 | 1.0198 | 1.0198 | 1.0198 | 1.0198 | 1.0198 | 1.0198 | 1.0198 | 1.0198 | 1.0198 | 1.0198 | 1.0198 | 1.0198 | 1.0198 | 1.0198 | 1.0198 | 1.0198 | 1.0198 | 1.0198 | 1.0198 | 1.0198 | 1.0198 | 1.0198 | 1.0198 | 1.0198 | 1.0198 | 1.0198 | 1.0198 | 1.0198 | 1.0198 | 1.0198 | 1.0198 | 1.0198 | 1.0198 | 1.0198 | 1.0198 | 1.0198 | 1.0198 | 1.0198 | 1.0198 | 1.0198 | 1.0198 | 1.0198 | 1.0198 | 1.0198 | 1.0198 | 1.0198 | 1.0198 | 1.0198 | 1.0198 | 1.0198 | 1.0198 | 1.0198 | 1.0198 | 1.0198 | 1.0198 | 1.0198 | 1.0198 | 1.0198 | 1.0198 | 1.0198 | 1.0198 | 1.0198 | 1.0198 | 1.0198 | 1.0198 | 1.0198 | 1.0198 | 1.0198 | 1.0198 | 1.0198 | 1.0198 | 1.0198 | 1.0198 | 1.0198 | 1.0198 | 1.0198 | 1.0198 | 1.0198 | 1.0198 | 1.0198 | 1.0198 | 1.0198 | 1.0198 | 1.0198 | 1.0198 | 1.0198 | 1.0198 | 1.0198 | 1.0198 | 1.0198 | 1.0198 | 1.0198 | 1.0198 | 1.0198 | 1.0198 | 1.0198 | 1.0198 | 1.0198 | 1.0198 | 1.0198 | 1.0198 | 1.0198 | 1.0198 | 1.0198 | 1.0198 | 1.0198 | 1.0198 | 1.0198 | 1.0198 | 1.0198 | 1.0198 | 1.0198 | 1.0198 | 1.0198 | 1.0198 | 1.0198 | 1.0198 | 1.0198 | 1.0198 | 1.0198 | 1.0198 | 1.0198 | 1.0198 | 1.0198 | 1.0198 | 1.0198 | 1.0198 | 1.0198 | 1.0198 | 1.0198 | 1.0198 | 1.0198 | 1.0198 | 1.0198 | 1.0198 | 1.0198 | 1.0198 | 1.0198 | 1.0198 | 1.0198 | 1.0198 | 1.0198 | 1.0198 | 1.0198 | 1.0198 | 1.0198 | 1.0198 | 1.0198 | 1.0198 | 1.0198 | 1.0198 | 1.0198 | 1.0198 | 1.0198 | 1.0198 | 1.0198 | 1.0198 | 1.0198 | 1.0198 | 1.0198 | 1.0198 | 1.0198 | 1.0198 | 1.0198 | 1.0198 | 1.0198 | 1.0198 | 1.0198 | 1.0198 | 1.0198 | 1.0198 | 1.0198 | 1.0198 | 1.0198 | 1.0198 | 1.0198 | 1.0198 | 1.0198 | 1.0198 | 1.0198 | 1.0198 | 1.0198 | 1.0198 | 1.0198 | 1.0198 | 1.0198 | 1.0198 | 1.0198 | 1.0198 | 1.0198 | 1.0198 | 1.0198 | 1.0198 | 1.0198 | 1.0198 | 1.0198 | 1.0198 | 1.0198 | 1.0198 | 1.0198 | 1.0198 | 1.0198 | 1.0198 | 1.0198 | 1.0198 | 1.0198 | 1.0198 | 1.0198 | 1.0198 | 1.0198 | 1.0198 | 1.0198 | 1.0198 | 1.0198 | 1.0198 | 1.0198 | 1.0198 | 1.0198 | 1.0198 | 1.0198 | 1.0198 | 1.0198 | 1.0198 | 1.0198 | 1.0198 | 1.0198 | 1.0198 | 1.0198 | 1.0198 | 1.0198 | 1.0198 | 1.0198 | 1.0198 | 1.0198 | 1.0198 | 1.0198 | 1.0198 | 1.0198 | 1.0198 | 1.0198 | 1.0198 | 1.0198 | 1.0198 | 1.0198 | 1.0198 | 1.0198 | 1.0198 | 1.0198 | 1.0198 | 1.0198 | 1.0198 | 1.0198 | 1.0198 | 1.0198 | 1.0198 | 1.0198 | 1.0198 | 1.0198 | 1.0198 | 1.0198 | 1.0198 | 1.0198 | 1.0198 | 1.0198 | 1.0198 | 1.0198 | 1.0198 | 1.0198 | 1.0198 | 1.0198 | 1.0198 | 1.0198 | 1.0198 | 1.0198 | 1.0198 | 1.0198 | 1.0198 | 1.0198 | 1.0198 | 1.0198 | 1.0198 | 1.0198 | 1.0198 | 1.0198 | 1.0198 | 1.0198 | 1.0198 | 1.0198 | 1.0198 | 1.0198 | 1.0198 | 1.0198 | 1.0198 | 1.0198 | 1.0198 | 1.0198 | 1.0198 | 1.0198 | 1.0198 | 1.0198 | 1.0198 | 1.0198 | 1.0198 | 1.0198 | 1.0198 | 1.0198 | 1.0198 | 1.0198 | 1.0198 | 1.0198 | 1.0198 | 1.0198 | 1.0198 | 1.0198 | 1.0198 | 1.0198 | 1.0198 | 1.0198 | 1.0198 | 1.0198 | 1.0198 | 1.0198 | 1.0198 | 1.0198 | 1.0198 | 1.0198 | 1.0198 | 1.0198 | 1.0198 | 1.0198 | 1.0198 | 1.0198 | 1.0198 | 1.0198 | 1.0198 | 1.0198 | 1.0198 | 1.0198 | 1.0198 | 1.0198 | 1.0198 | 1.0198 | 1.0198 | 1.0198 | 1.0198 | 1.0198 | 1.0198 | 1.0198 | 1.0198 | 1.0198 | 1.0198 | 1.0198 | 1.0198 | 1.0198 | 1.0198 | 1.0198 | 1.0198 | 1.0198 | 1.0198 | 1.0198 | 1.0198 | 1.0198 | 1.0198 | 1.0198 | 1.0198 | 1.0198 | 1.0198 | 1.0198 | 1.0198 | 1.0198 | 1.0198 | 1.0198 | 1.0198 | 1.0198 | 1.0198 | 1.0198 | 1.0198 | 1.0198 | 1.0198 | 1.0198 | 1.0198 | 1.0198 | 1.0198 | 1.0198 | 1.0198 | 1.0198 | 1.0198 | 1.0198 | 1.0198 | 1.0198 | 1.0198 | 1.0198 | 1.0198 | 1.0198 | 1.0198 | 1.0198 | 1.0198 | 1.0198 | 1.0198 | 1.0198 | 1.0198 | 1.0198 | 1.0198 | 1.0198 | 1.0198 | 1.0198 | 1.0198 | 1.0198 | 1.0198 | 1.0198 | 1.0198 | 1.0198 | 1.0198 | 1.0198 | 1.0198 | 1.0198 | 1.0198 | 1.0198 | 1.0198 | 1.0198 | 1.0198 | 1.0198 | 1.0198 | 1.0198 | 1.0198 | 1.0198 | 1.0198 | 1.0198 | 1.0198 | 1.0198 | 1.0198 | 1.0198 | 1.0198 | 1.0198 | 1.0198 | 1.0198 | 1.0198 | 1.0198 | 1.0198 | 1.0198 | 1.0198 | 1.0198 | 1.0198 | 1.0198 | 1.0198 | 1.0198 | 1.0198 | 1.0198 | 1.0198 | 1.0198 | 1.0198 | 1.0198 | 1.0198 | 1.0198 | 1.0198 | 1.0198 | 1.0198 | 1.0198 | 1.0198 | 1.0198 | 1.0198 | 1.0198 | 1.0198 | 1.0198 | 1.0198 | 1.0198 | 1.0198 | 1.0198 | 1.0198 | 1.0198 | 1.0198 | 1.0198 | 1.0198 | 1.0198 | 1.0198 | 1.0198 | 1.0198 | 1.0198 | 1.0198 | 1.0198 | 1.0198 | 1.0198 | 1.0198 | 1.0198 | 1.0198 | 1.0198 | 1.0198 | 1.0198 | 1.0198 | 1.0198 | 1.0198 | 1.0198 | 1.0198 | 1.0198 | 1.0198 | 1.0198 | 1.0198 | 1.0198 | 1.0198 | 1.0198 | 1.0198 | 1.0198 | 1.0198 | 1.0198 | 1.0198 | 1.0198 | 1.0198 | 1.0198 | 1.0198 | 1.0198 | 1.0198 | 1.0198 | 1.0198 | 1.0198 | 1.0198 | 1.0198 | 1.0198 | 1.0198 | 1.0198 | 1.0198 | 1.0198 | 1.0198 | 1.0198 | 1.0198 | 1.0198 | 1.0198 | 1.0198 | 1.0198 | 1.0198 | 1.0198 | 1.0198 | 1.0198 | 1.0198 | 1.0198 | 1.0198 | 1.0198 | 1.0198 | 1.0198 | 1.0198 | 1.0198 | 1.0198 | 1.0198 | 1.0198 | 1.0198 | 1.0198 | 1.0198 | 1.0198 | 1.0198 | 1.0198 | 1.0198 | 1.0198 | 1.0198 | 1.0198 | 1.0198 | 1.0198 | 1.0198 | 1.0198 | 1.0198 | 1.0198 | 1.0198 | 1.0198 | 1.0198 | 1.0198 | 1.0198 | 1.0198 | 1.0198 | 1.0198 | 1.0198 | 1.0198 | 1.0198 | 1.0198 | 1.0198 | 1.0198 | 1.0198 | 1.0198 | 1.0198 | 1.0198 | 1.0198 | 1.0198 | 1.0198 | 1.0198 | 1.0198 | 1.0198 | 1.0198 | 1.0198 | 1.0198 | 1.0198 | 1.0198 | 1.0198 | 1.0198 | 1.0198 | 1.0198 | 1.0198 | 1.0198 | 1.0198 | 1.0198 | 1.0198 | 1.0198 | 1.0198 | 1.0198 | 1.0198 | 1.0198 | 1.0198 | 1.0198 | 1.0198 | 1.0198 | 1.0198 | 1.0198 | 1.0198 | 1.0198 | 1.0198 | 1.0198 | 1.0198 | 1.0198 | 1.0198 | 1.0198 | 1.0198 | 1.0198 | 1.0198 | 1.0198 | 1.0198 | 1.0198 | 1.0198 | 1.0198 | 1.0198 | 1.0198 | 1.0198 | 1.0198 | 1.0198 | 1.0198 | 1.0198 | 1.0198 | 1.0198 | 1.0198 | 1.0198 | 1.0198 | 1.0198 | 1.0198 | 1.0198 | 1.0198 | 1.0198 | 1.0198 | 1.0198 | 1.0198 | 1.0198 | 1.0198 | 1.0198 | 1.0198 | 1.0198 | 1.0198 | 1.0198 | 1.0198 | 1.0198 | 1.0198 | 1.0198 | 1.0198 | 1.0198 | 1.0198 | 1.0198 | 1.0198 | 1.0198 | 1.0198 | 1.0198 | 1.0198 | 1.0198 | 1.0198 | 1.0198 | 1.0198 | 1.0198 | 1.0198 | 1.0198 | 1.0198 | 1.0198 | 1.0198 | 1.0198 | 1.0198 | 1.0198 | 1.0198 | 1.0198 | 1.0198 | 1.0198 | 1.0198 | 1.0198 | 1.0198 | 1.0198 | 1.0198 | 1.0198 | 1.0198 | 1.0198 | 1.0198 | 1.0198 | 1.0198 | 1.0198 | 1.0198 | 1.0198 | 1.0198 | 1.0198 | 1.0198 | 1.0198 | 1.0198 | 1.0198 | 1.0198 | 1.0198 | 1.0198 | 1.0198 | 1.0198 | 1.0198 | 1.0198 | 1.0198 | 1.0198 | 1.0198 | 1.0198 | 1.0198 | 1.0198 | 1.0198 | 1.0198 | 1.0198 | 1.0198 | 1.0198 | 1.0198 | 1.0198 | 1.0198 | 1.0198 | 1.0198 | 1.0198 | 1.0198 | 1.0198 | 1.0198 | 1.0198 | 1.0198 | 1.0198 | 1.0198 | 1.0198 | 1.0198 | 1.0198 | 1.0198 | 1.0198 | 1.0198 | 1.0198 | 1.0198 | 1.0198 | 1.0198 | 1.0198 | 1.0198 | 1.0198 | 1.0198 | 1.0198 | 1.0198 | 1.0198 | 1.0198 | 1.0198 | 1.0198 | 1.0198 | 1.0198 | 1.0198 | 1.0198 | 1.0198 | 1.0198 | 1.0198 | 1.0198 | 1.0198 | 1.0198 | 1.0198 | 1.0198 | 1.0198 | 1.0198 | 1.0198 | 1.0198 | 1.0198 | 1.0198 | 1.0198 | 1.0198 | 1.0198 | 1.0198 | 1.0198 | 1.0198 | 1.0198 | 1.0198 | 1.0198 | 1.0198 | 1.0198 | 1.0198 | 1.0198 | 1.0198 | 1.0198 | 1.0198 | 1.0198 | 1.0198 | 1.0198 | 1.0198 | 1.0198 | 1.0198 | 1.0198 | 1.0198 | 1.0198 | 1.0198 | 1.0198 | 1.0198 | 1.0198 | 1.0198 | 1.0198 | 1.0198 | 1.0198 | 1.0198 | 1.0198 | 1.0198 | 1.0198 | 1.0198 | 1.0198 | 1.0198 | 1.0198 | 1.0198 | 1.0198 | 1.0198 | 1.0198 | 1.0198 | 1.0198 | 1.0198 | 1.0198 | 1.0198 | 1.0198 | 1.0198 | 1.0198 | 1.0198 | 1.0198 | 1.0198 | 1.0198 | 1.0198 | 1.0198 | 1.0198 | 1.0198 | 1.0198 | 1.0198 | 1.0198 | 1.0198 | 1.0198 | 1.0198 | 1.0198 | 1.0198 | 1.0198 | 1.0198 | 1.0198 | 1.0198 | 1.0198 | 1.0198 | 1.0198 | 1.0198 | 1.0198 | 1.0198 | 1.0198 | 1.0198 | 1.0198 | 1.0198 | 1.0198 | 1.0198 | 1.0198 | 1.0198 | 1.0198 | 1.0198 | 1.0198 | 1.0198 | 1.0198 | 1.0198 | 1.0198 | 1.0198 | 1.0198 | 1.0198 | 1.0198 | 1.0198 | 1.0198 | 1.0198 | 1.0198 | 1.0198 | 1.0198 | 1.0198 | 1.0198 | 1.0198 | 1.0198 | 1.0198 | 1.0198 | 1.0198 | 1.0198 | 1.0198 | 1.0198 | 1.0198 | 1.0198 | 1.0198 | 1.0198 | 1.0198 | 1.0198 | 1.0198 | 1.0198 | 1.0198 | 1.0198 | 1.0198 | 1.0198 | 1.0198 | 1.0198 | 1.0198 | 1.0198 | 1.0198 | 1.0198 | 1.0198 | 1.0198 | 1.0198 | 1.0198 | 1.0198 | 1.0198 | 1.0198 | 1.0198 | 1.0198 | 1.0198 | 1.0198 | 1.0198 | 1.0198 | 1.0198 | 1.0198 | 1.0198 | 1.0198 | 1.0198 | 1.0198 | 1.0198 | 1.0198 | 1.0198 | 1.0198 | 1.0198 | 1.0198 | 1.0198 | 1.0198 | 1.0198 | 1.0198 | 1.0198 | 1.0198 | 1.0198 | 1.0198 | 1.0198 | 1.0198 | 1.0198 | 1.0198 | 1.0198 | 1.0198 | 1.0198 | 1.0198 | 1.0198 | 1.0198 | 1.0198 | 1.0198 | 1.0198 | 1.0198 | 1.0198 | 1.0198 | 1.0198 | 1.0198 | 1.0198 | 1.0198 | 1.0198 | 1.0198 | 1.0198 | 1.0198 | 1.0198 | 1.0198 | 1.0198 | 1.0198 | 1.0198 | 1.0198 | 1.0198 | 1.0198 | 1.0198 | 1.0198 | 1.0198 | 1.0198 | 1.0198 | 1.0198 | 1.0198 | 1.0198 | 1.0198 | 1.0198 | 1.0198 | 1.0198 | 1.0198 | 1.0198 | 1.0198 | 1.0198 | 1.0198 | 1.0198 | 1.0198 | 1.0198 | 1.0198 | 1.0198 | 1.0198 | 1.0198 | 1.0198 | 1.0198 | 1.0198 | 1.0198 | 1.0198 | 1.0198 | 1.0198 | 1.0198 | 1.0198 | 1.0198 | 1.0198 | 1.0198 | 1.0198 | 1.0198 | 1.0198 | 1.0198 | 1.0198 | 1.0198 | 1.0198 | 1.0198 | 1.0198 | 1.0198 | 1.0198 | 1.0198 | 1.0198 | 1.0198 | 1.0198 | 1.0198 | 1.0198 | 1.0198 | 1.0198 | 1.0198 | 1.0198 | 1.0198 | 1.0198 | 1.0198 | 1.0198 | 1.0198 | 1.0198 | 1.0198 | 1.0198 | 1.0198 | 1.0198 | 1.0198 | 1.0198 | 1.0198 | 1.0198 | 1.0198 | 1.0198 | 1.0198 | 1.0198 | 1.0198 | 1.0198 | 1.0198 | 1.0198 | 1.0198 | 1.0198 | 1.0198 | 1.0198 | 1.0198 | 1.0198 | 1.0198 | 1.0198 | 1.0198 | 1.0198 | 1.0198 | 1.0198 | 1.0198 | 1.0198 | 1.0198 | 1.0198 | 1.0198 | 1.0198 | 1.0198 | 1.0198 | 1.0198 | 1.0198 | 1.0198 | 1.0198 | 1.0198 | 1.0198 | 1.0198 | 1.0198 | 1.0198 | 1.0198 | 1.0198 | 1.0198 | 1.0198 | 1.0198 | 1.0198 | 1.0198 | 1.0198 | 1.0198 | 1.0198 | 1.0198 | 1.0198 | 1.0198 | 1.0198 | 1.0198 | 1.0198 | 1.0198 | 1.0198 | 1.0198 | 1.0198 | 1.0198 | 1.0198 | 1.0198 | 1.0198 | 1.0198 | 1.0198 | 1.0198 | 1.0198 | 1.0198 | 1.0198 | 1.0198 | 1.0198 | 1.0198 | 1.0198 | 1.0198 | 1.0198 | 1.0198 | 1.0198 | 1.0198 | 1.0198 | 1.0198 | 1.0198 | 1.0198 | 1.0198 | 1.0198 | 1.0198 | 1.0198 | 1.0198 | 1.0198 | 1.0198 | 1.0198 | 1.0198 | 1.0198 | 1.0198 | 1.0198 | 1.0198 | 1.0198 | 1.0198 | 1.0198 | 1.0198 | 1.0198 | 1.0198 | 1.0198 | 1.0198 | 1.0198 | 1.0198 | 1.0198 | 1.0198 | 1.0198 | 1.0198 | 1.0198 | 1.0198 | 1.0198 | 1.0198 | 1.0198 | 1.0198 | 1.0198 | 1.0198 | 1.0198 | 1.0198 | 1.0198 | 1.0198 | 1.0198 | 1.0198 | 1.0198 | 1.0198 | 1.0198 | 1.0198 | 1.0198 | 1.0198 | 1.0198 | 1.0198 | 1.0198 | 1.0198 | 1.0198 | 1.0198 | 1.0198 | 1.0198 | 1.0198 | 1.0198 | 1.0198 | 1.0198 | 1.0198 | 1.0198 | 1.0198 | 1.0198 | 1.0198 | 1.0198 | 1.0198 | 1.0198 | 1.0198 | 1.0198 | 1.0198 | 1.0198 | 1.0198 | 1.0198 | 1.0198 | 1.0198 | 1.0198 | 1.0198 | 1.0198 | 1.0198 | 1.0198 | 1.0198 | 1.0198 | 1.0198 | 1.0198 | 1.0198 | 1.0198 | 1.0198 | 1.0198 | 1.0198 | 1.0198 | 1.0198 | 1.0198 | 1.0198 | 1.0198 | 1.0198 | 1.0198 | 1.0198 | 1.0198 | 1.0198 | 1.0198 | 1.0198 | 1.0198 | 1.0198 | 1.0198 | 1.0198 | 1.0198 | 1.0198 | 1.0198 | 1.0198 | 1.0198 | 1.0198 | 1.0198 | 1.0198 | 1.0198 | 1.0198 | 1.0198 | 1.0198 | 1.0198 | 1.0198 | 1.0198 | 1.0198 | 1.0198 | 1.0198 | 1.0198 | 1.0198 | 1.0198 | 1.0198 | 1.0198 | 1.0198 | 1.0198 | 1.0198 | 1.0198 | 1.0198 | 1.0198 | 1.0198 | 1.0198 | 1.0198 | 1.0198 | 1.0198 | 1.0198 | 1.0198 | 1.0198 | 1.0198 | 1.0198 | 1.0198 | 1.0198 | 1.0198 | 1.0198 | 1.0198 | 1.0198 | 1.0198 | 1.0198 | 1.0198 | 1.0198 | 1.0198 | 1.0198 | 1.0198 | 1.0198 | 1.0198 | 1.0198 | 1.0198 | 1.0198 | 1.0198 | 1.0198 | 1.0198 | 1.0198 | 1.0198 | 1.0198 | 1.0198 | 1.0198 | 1.0198 | 1.0198 | 1.0198 | 1.0198 | 1.0198 | 1.0198 | 1.0198 | 1.0198 | 1.0198 | 1.0198 | 1.0198 | 1.0198 | 1.0198 | 1.0198 | 1.0198 | 1.0198 | 1.0198 | 1.0198 | 1.0198 | 1.0198 | 1.0198 | 1.0198 | 1.0198 | 1.0198 | 1.0198 | 1.0198 | 1.0198 | 1.0198 | 1.0198 | 1.0198 | 1.0198 | 1.0198 | 1.0198 | 1.0198 | 1.0198 | 1.0198 | 1.0198 | 1.0198 | 1.0198 | 1.0198 | 1.0198 | 1.0198 | 1.0198 | 1.0198 | 1.0198 | 1.0198 | 1.0198 | 1.0198 | 1.0198 | 1.0198 | 1.0198 | 1.0198 | 1.0198 | 1.0198 | 1.0198 | 1.0198 | 1.0198 | 1.0198 | 1.0198 | 1.0198 | 1.0198 | 1.0198 | 1.0198 | 1.0198 | 1.0198 | 1.0198 | 1.0198 | 1.0198 | 1.0198 | 1.0198 | 1.0198 | 1.0198 | 1.0198 | 1.0198 | 1.0198 | 1.0198 | 1.0198 | 1.0198 | 1.0198 | 1.0198 | 1.0198 | 1.0198 | 1.0198 | 1.0198 | 1.0198 | 1.0198 | 1.0198 | 1.0198 | 1.0198 | 1.0198 | 1.0198 | 1.0198 | 1.0198 | 1.0198 | 1.0198 | 1.0198 | 1.0198 | 1.0198 | 1.0198 | 1.0198 | 1.0198 | 1.0198 | 1.0198 | 1.0198 | 1.0198 | 1.0198 | 1.0198 | 1.0198 | 1.0198 | 1.0198 | 1.0198 | 1.0198 | 1.0198 | 1.0198 | 1.0198 | 1.0198 | 1.0198 | 1.0198 | 1.0198 | 1.0198 | 1.0198 | 1.0198 | 1.0198 | 1.0198 | 1.0198 | 1.0198 | 1.0198 | 1.0198 | 1.0198 | 1.0198 | 1.0198 | 1.0198 | 1.0198 | 1.0198 | 1.0198 | 1.0198 | 1.0198 | 1.0198 | 1.0198 | 1.0198 | 1.0198 | 1.0198 | 1.0198 | 1.0198 | 1.0198 | 1.0198 | 1.0198 | 1.0198 | 1.0198 | 1.0198 | 1.0198 | 1.0198 | 1.0198 | 1.0198 | 1.0198 | 1.0198 | 1.0198 | 1.0198 | 1.0198 | 1.0198 | 1.0198 | 1.0198 | 1.0198 | 1.0198 | 1.0198 | 1.0198 | 1.0198 | 1.0198 | 1.0198 | 1.0198 | 1.0198 | 1.0198 | 1.0198 | 1.0198 | 1.0198 | 1.0198 | 1.0198 | 1.0198 | 1.0198 | 1.0198 | 1.0198 | 1.0198 | 1.0198 | 1.0198 | 1.0198 | 1.0198 | 1.0198 | 1.0198 | 1.0198 | 1.0198 | 1.0198 | 1.0198 | 1.0198 | 1.0198 | 1.0198 | 1.0198 | 1.0198 | 1.0198 | 1.0198 | 1.0198 | 1.0198 | 1.0198 | 1.0198 | 1.0198 | 1.0198 | 1.0198 | 1.0198 | 1.0198 | 1.0198 | 1.0198 | 1.0198 | 1.0198 | 1.0198 | 1.0198 | 1.0198 | 1.0198 | 1.0198 | 1.0198 | 1.0198 | 1.0198 | 1.0198 | 1.0198 | 1.0198 | 1.0198 | 1.0198 | 1.0198 | 1.0198 | 1.0198 | 1.0198 | 1.0198 | 1.0198 | 1.0198 | 1.0198 | 1.0198 | 1.0198 | 1.0198 | 1.0198 | 1.0198 | 1.0198 | 1.0198 | 1.0198 | 1.0198 | 1.0198 | 1.0198 | 1.0198 | 1.0198 | 1.0198 | 1.0198 | 1.0198 | 1.0198 | 1.0198 | 1.0198 | 1.0198 | 1.0198 | 1.0198 | 1.0198 | 1.0198 | 1.0198 | 1.0198 | 1.0198 | 1.0198 | 1.0198 | 1.0198 | 1.0198 | 1.0198 | 1.0198 | 1.0198 | 1.0198 | 1.0198 | 1.0198 | 1.0198 | 1.0198 | 1.0198 | 1.0198 | 1.0198 | 1.0198 | 1.0198 | 1.0198 | 1.0198 | 1.0198 | 1.0198 | 1.0198 | 1.0198 | 1.0198 | 1.0198 | 1.0198 | 1.0198 | 1.0198 | 1.0198 | 1.0198 | 1.0198 | 1.0198 | 1.0198 | 1.0198 | 1.0198 | 1.0198 | 1.0198 | 1.0198 | 1.0198 | 1.0198 | 1.0198 | 1.0198 | 1.0198 | 1.0198 | 1.0198 | 1.0198 | 1.0198 | 1.0198 | 1.0198 | 1.0198 | 1.0198 | 1.0198 | 1.0198 | 1.0198 | 1.0198 | 1.0198 | 1.0198 | 1.0198 | 1.0198 | 1.0198 | 1.0198 | 1.0198 | 1.0198 | 1.0198 | 1.0198 | 1.0198 | 1.0198 | 1.0198 | 1.0198 | 1.0198 | 1.0198 | 1.0198 | 1.0198 | 1.0198 | 1.0198 | 1.0198 | 1.0198 | 1.0198 | 1.0198 | 1.0198 | 1.0198 | 1.0198 | 1.0198 | 1.0198 | 1.0198 | 1.0198 | 1.0198 | 1.0198 | 1.0198 | 1.0198 | 1.0198 | 1.0198 | 1.0198 | 1.0198 | 1.0198 | 1.0198 | 1.0198 | 1.0198 | 1.0198 | 1.0198 | 1.0198 | 1.0198 | 1.0198 | 1.0198 | 1.0198 | 1.0198 | 1.0198 | 1.0198 | 1.0198 | 1.0198 | 1.0198 | 1.0198 | 1.0198 | 1.0198 | 1.0198 | 1.0198 | 1.0198 | 1.0198 | 1.0198 | 1.0198 | 1.0198 | 1.0198 | 1.0198 | 1.0198 | 1.0198 | 1.0198 | 1.0198 | 1.0198 | 1.0198 | 1.0198 | 1.0198 | 1.0198 | 1.0198 | 1.0198 | 1.0198 | 1.0198 | 1.0198 | 1.0198 | 1.0198 | 1.0198 | 1.0198 | 1.0198 | 1.0198 | 1.0198 | 1.0198 | 1.0198 | 1.0198 | 1.0198 | 1.0198 | 1.0198 | 1.0198 | 1.0198 | 1.0198 | 1.0198 | 1.0198 | 1.0198 | 1.0198 | 1.0198 | 1.0198 | 1.0198 | 1.0198 | 1.0198 | 1.0198 | 1.0198 | 1.0198 | 1.0198 | 1.0198 | 1.0198 | 1.0198 | 1.0198 | 1.0198 | 1.0198 | 1.0198 | 1.0198 | 1.0198 | 1.0198 | 1.0198 | 1.0198 | 1.0198 | 1.0198 | 1.0198 | 1.0198 | 1.0198 | 1.0198 | 1.0198 | 1.0198 | 1.0198 | 1.0198 | 1.0198 | 1.0198 | 1.0198 | 1.0198 | 1.0198 | 1.0198 | 1.0198 | 1.0198 | 1.0198 | 1.0198 | 1.0198 | 1.0198 | 1.0198 | 1.0198 | 1.0198 | 1.0198 | 1.0198 | 1.0198 | 1.0198 | 1.0198 | 1.0198 | 1.0198 | 1.0198 | 1.0198 | 1.0198 | 1.0198 | 1.0198 | 1.0198 | 1.0198 | 1.0198 | 1.0198 | 1.0198 | 1.0198 | 1.0198 | 1.0198 | 1.0198 | 1.0198 | 1.0198 | 1.0198 | 1.0198 | 1.0198 | 1.0198 | 1.0198 | 1.0198 | 1.0198 | 1.0198 | 1.0198 | 1.0198 | 1.0198 | 1.0198 | 1.0198 | 1.0198 | 1.0198 | 1.0198 | 1.0198 | 1.0198 | 1.0198 | 1.0198 | 1.0198 | 1.0198 | 1.0198 | 1.0198 | 1.0198 | 1.0198 | 1.0198 | 1.0198 | 1.0198 | 1.0198 | 1.0198 | 1.0198 | 1.0198 | 1.0198 | 1.0198 | 1.0198 | 1.0198 | 1.0198 | 1.0198 | 1.0198 | 1.0198 | 1.0198 | 1.0198 | 1.0198 | 1.0198 | 1.0198 | 1.0198 | 1.0198 | 1.0198 | 1.0198 | 1.0198 | 1.0198 | 1.0198 | 1.0198 | 1.0198 | 1.0198 | 1.0198 | 1.0198 | 1.0198 | 1.0198 | 1.0198 | 1.0198 | 1.0198 | 1.0198 | 1.0198 | 1.0198 | 1.0198 | 1.0198 | 1.0198 | 1.0198 | 1.0198 | 1.0198 | 1.0198 | 1.0198 | 1.0198 | 1.0198 | 1.0198 | 1.0198 | 1.0198 | 1.0198 | 1.0198 | 1.0198 | 1.0198 | 1.0198 | 1.0198 | 1.0198 | 1.0198 | 1.0198 | 1.0198 | 1.0198 | 1.0198 | 1.0198 | 1.0198 | 1.0198 | 1.0198 | 1.0198 | 1.0198 | 1.0198 | 1.0198 | 1.0198 | 1.0198 | 1.0198 | 1.0198 | 1.0198 | 1.0198 | 1.0198 | 1.0198 | 1.0198 | 1.0198 | 1.0198 | 1.0198 | 1.0198 | 1.0198 | 1.0198 | 1.0198 | 1.0198 | 1.0198 | 1.0198 | 1.0198 | 1.0198 | 1.0198 | 1.0198 | 1.0198 | 1.0198 | 1.0198 | 1.0198 | 1.0198 | 1.0198 | 1.0198 | 1.0198 | 1.0198 | 1.0198 | 1.0198 | 1.0198 | 1.0198 | 1.0198 | 1.0198 | 1.0198 | 1.0198 | 1.0198 | 1.0198 | 1.0198 | 1.0198 | 1.0198 | 1.0198 | 1.0198 | 1.0198 | 1.0198 | 1.0198 | 1.0198 | 1.0198 | 1.0198 | 1.0198 | 1.0198 | 1.0198 | 1.0198 | 1.0198 | 1.0198 | 1.0198 | 1.0198 | 1.0198 | 1.0198 | 1.0198 | 1.0198 | 1.0198 | 1.0198 | 1.0198 | 1.0198 | 1.0198 | 1.0198 | 1.0198 | 1.0198 | 1.0198 | 1.0198 | 1.0198 | 1.0198 | 1.0198 | 1.0198 | 1.0198 | 1.0198 | 1.0198 | 1.0198 | 1.0198 | 1.0198 | 1.0198 | 1.0198 | 1.0198 | 1.0198 | 1.0198 | 1.0198 | 1.0198 | 1.0198 | 1.0198 | 1.0198 | 1.0198 | 1.0198 | 1.0198 | 1.0198 | 1.0198 | 1.0198 | 1.0198 | 1.0198 | 1.0198 | 1.0198 | 1.0198 | 1.0198 | 1.0198 | 1.0198 | 1.0198 | 1.0198 | 1.0198 | 1.0198 | 1.0198 | 1.0198 | 1.0198 | 1.0198 | 1.0198 | 1.0198 | 1.0198 | 1.0198 | 1.0198 | 1.0198 | 1.0198 | 1.0198 | 1.0198 | 1.0198 | 1.0198 | 1.0198 | 1.0198 | 1.0198 | 1.0198 | 1.0198 | 1.0198 | 1.0198 | 1.0198 | 1.0198 | 1.0198 | 1.0198 | 1.0198 | 1.0198 | 1.0198 | 1.0198 | 1.0198 | 1.0198 | 1.0198 | 1.0198 | 1.0198 | 1.0198 | 1.0198 | 1.0198 | 1.0198 | 1.0198 | 1.0198 | 1.0198 | 1.0198 | 1.0198 | 1.0198 | 1.0198 | 1.0198 | 1.0198 | 1.0198 | 1.0198 | 1.0198 | 1.0198 | 1.0198 | 1.0198 | 1.0198 | 1.0198 | 1.0198 | 1.0198 | 1.0198 | 1.0198 | 1.0198 | 1.0198 | 1.0198 | 1.0198 | 1.0198 | 1.0198 | 1.0198 | 1.0198 | 1.0198 | 1.0198 | 1.0198 | 1.0198 | 1.0198 | 1.0198 | 1.0198 | 1.0198 | 1.0198 | 1.0198 | 1.0198 | 1.0198 | 1.0198 | 1.0198 | 1.0198 | 1.0198 | 1.0198 | 1.0198 | 1.0198 | 1.0198 | 1.0198 | 1.0198 | 1.0198 | 1.0198 | 1.0198 | 1.0198 | 1.0198 | 1.0198 | 1.0198 | 1.0198 | 1.0198 | 1.0198 | 1.0198 | 1.0198 | 1.0198 | 1.0198 | 1.0198 | 1.0198 | 1.0198 | 1.0198 | 1.0198 | 1.0198 | 1.0198 | 1.0198 | 1.0198 | 1.0198 | 1.0198 | 1.0198 | 1.0198 | 1.0198 | 1.0198 | 1.0198 | 1.0198 | 1.0198 | 1.0198 | 1.0198 | 1.0198 | 1.0198 | 1.0198 | 1.0198 | 1.0198 | 1.0198 | 1.0198 | 1.0198 | 1.0198 | 1.0198 | 1.0198 | 1.0198 | 1.0198 | 1.0198 | 1.0198 | 1.0198 | 1.0198 | 1.0198 | 1.0198 | 1.0198 | 1.0198 | 1.0198 | 1.0198 | 1.0198 | 1.0198 | 1.0198 | 1.0198 | 1.0198 | 1.0198 | 1.0198 | 1.0198 | 1.0198 | 1.0198 | 1.0198 | 1.0198 | 1.0198 | 1.0198 | 1.0198 | 1.0198 | 1.0198 | 1.0198 | 1.0198 | 1.0198 | 1.0198 | 1.0198 | 1.0198 | 1.0198 | 1.0198 | 1.0198 | 1.0198 | 1.0198 | 1.0198 | 1.0198 | 1.0198 | 1.0198 | 1.0198 | 1.0198 | 1.0198 | 1.0198 | 1.0198 | 1.0198 | 1.0198 | 1.0198 | 1.0198 | 1.0198 | 1.0198 | 1.0198 | 1.0198 | 1.0198 | 1.0198 | 1.0198 | 1.0198 | 1.0198 | 1.0198 | 1.0198 | 1.0198 | 1.0198 | 1.0198 | 1.0198 | 1.0198 | 1.0198 | 1.0198 | 1.0198 | 1.0198 | 1.0198 | 1.0198 | 1.0198 | 1.0198 | 1.0198 | 1.0198 | 1.0198 | 1.0198 | 1.0198 | 1.0198 | 1.0198 | 1.0198 | 1.0198 | 1.0198 | 1.0198 | 1.0198 | 1.0198 | 1.0198 | 1.0198 | 1.0198 | 1.0198 | 1.0198 | 1.0198 | 1.0198 | 1.0198 | 1.0198 | 1.0198 | 1.0198 | 1.0198 | 1.0198 | 1.0198 | 1.0198 | 1.0198 | 1.0198 | 1.0198 | 1.0198 | 1.0198 | 1.0198 | 1.0198 | 1.0198 | 1.0198 | 1.0198 | 1.0198 | 1.0198 | 1.0198 | 1.0198 | 1.0198 | 1.0198 | 1.0198 | 1.0198 | 1.0198 | 1.0198 | 1.0198 | 1.0198 | 1.0198 | 1.0198 | 1.0198 | 1.0198 | 1.0198 | 1.0198 | 1.0198 | 1.0198 | 1.0198 | 1.0198 | 1.0198 | 1.0198 | 1.0198 | 1.0198 | 1.0198 | 1.0198 | 1.0198 | 1.0198 | 1.0198 | 1.0198 | 1.0198 | 1.0198 | 1.0198 | 1.0198 | 1.0198 | 1.0198 | 1.0198 | 1.0198 | 1.0198 | 1.0198 | 1.0198 | 1.0198 | 1.0198 | 1.0198 | 1.0198 | 1.0198 | 1.0198 | 1.0198 | 1.0198 | 1.0198 | 1.0198 | 1.0198 | 1.0198 | 1.0198 | 1.0198 | 1.0198 | 1.0198 | 1.0198 | 1.0198 | 1.0198 | 1.0198 | 1.0198 | 1.0198 | 1.0198 | 1.0198 | 1.0198 | 1.0198 | 1.0198 | 1.0198 | 1.0198 | 1.0198 | 1.0198 | 1.0198 | 1.0198 | 1.0198 | 1.0198 | 1.0198 | 1.0198 | 1.0198 | 1.0198 | 1.0198 | 1.0198 | 1.0198 | 1.0198 | 1.0198 | 1.0198 | 1.0198 | 1.0198 | 1.0198 | 1.0198 | 1.0198 | 1.0198 | 1.0198 | 1.0198 | 1.0198 | 1.0198 | 1.0198 | 1.0198 | 1.0198 | 1.0198 | 1.0198 | 1.0198 | 1.0198 | 1.0198 | 1.0198 | 1.0198 | 1.0198 | 1.0198 | 1.0198 | 1.0198 | 1.0198 | 1.0198 | 1.0198 | 1.0198 | 1.0198 | 1.0198 | 1.0198 | 1.0198 | 1.0198 | 1.0198 | 1.0198 | 1.0198 | 1.0198 | 1.0198 | 1.0198 | 1.0198 | 1.0198 | 1.0198 | 1.0198 | 1.0198 | 1.0198 | 1.0198 | 1.0198 | 1.0198 | 1.0198 | 1.0198 | 1.0198 | 1.0198 | 1.0198 | 1.0198 | 1.0198 | 1.0198 | 1.0198 | 1.0198 | 1.0198 | 1.0198 | 1.0198 | 1.0198 | 1.0198 | 1.0198 | 1.0198 | 1.0198 | 1.0198 | 1.0198 | 1.0198 | 1.0198 | 1.0198 | 1.0198 | 1.0198 | 1.0198 | 1.0198 | 1.0198 | 1.0198 | 1.0198 | 1.0198 | 1.0198 | 1.0198 | 1.0198 | 1.0198 | 1.0198 | 1.0198 | 1.0198 | 1.0198 | 1.0198 | 1.0198 | 1.0198 | 1.0198 | 1.0198 | 1.0198 | 1.0198 | 1.0198 | 1.0198 | 1.0198 | 1.0198 | 1.0198 | 1.0198 | 1.0198 | 1.0198 | 1.0198 | 1.0198 | 1.0198 | 1.0198 | 1.0198 | 1.0198 | 1.0198 | 1.0198 | 1.0198 | 1.0198 | 1.0198 | 1.0198 | 1.0198 | 1.0198 | 1.0198 | 1.0198 | 1.0198 | 1.0198 | 1.0198 | 1.0198 | 1.0198 | 1.0198 | 1.0198 | 1.0198 | 1.0198 | 1.0198 | 1.0198 | 1.0198 | 1.0198 | 1.0198 | 1.0198 | 1.0198 | 1.0198 | 1.0198 | 1.0198 | 1.0198 | 1.0198 | 1.0198 | 1.0198 | 1.0198 | 1.0198 | 1.0198 | 1.0198 | 1.0198 | 1.0198 | 1.0198 | 1.0198 | 1.0198 | 1.0198 | 1.0198 | 1.0198 | 1.0198 | 1.0198 | 1.0198 | 1.0198 | 1.0198 | 1.0198 | 1.0198 | 1.0198 | 1.0198 | 1.0198 | 1.0198 | 1.0198 | 1.0198 | 1.0198 | 1.0198 | 1.0198 | 1.0198 | 1.0198 | 1.0198 | 1.0198 | 1.0198 | 1.0198 | 1.0198 | 1.0198 | 1.0198 | 1.0198 | 1.0198 | 1.0198 | 1.0198 | 1.0198 | 1.0198 | 1.0198 | 1.0198 | 1.0198 | 1.0198 | 1.0198 | 1.0198 | 1.0198 | 1.0198 | 1.0198 | 1.0198 | 1.0198 | 1.0198 | 1.0198 | 1.0198 | 1.0198 | 1.0198 | 1.0198 | 1.0198 | 1.0198 | 1.0198 | 1.0198 | 1.0198 | 1.0198 | 1.0198 | 1.0198 | 1.0198 | 1.0198 | 1.0198 | 1.0198 | 1.0198 | 1.0198 | 1.0198 | 1.0198 | 1.0198 | 1.0198 | 1.0198 | 1.0198 | 1.0198 | 1.0198 | 1.0198 | 1.0198 | 1.0198 | 1.0198 | 1.0198 | 1.0198 | 1.0198 | 1.0198 | 1.0198 | 1.0198 | 1.0198 | 1.0198 | 1.0198 | 1.0198 | 1.0198 | 1.0198 | 1.0198 | 1.0198 | 1.0198 | 1.0198 | 1.0198 | 1.0198 | 1.0198 | 1.0198 | 1.0198 | 1.0198 | 1.0198 | 1.0198 | 1.0198 | 1.0198 | 1.0198 | 1.0198 | 1.0198 | 1.0198 | 1.0198 | 1.0198 | 1.0198 | 1.0198 | 1.0198 | 1.0198 | 1.0198 | 1.0198 | 1.0198 | 1.0198 | 1.0198 | 1.0198 | 1.0198 | 1.0198 | 1.0198 | 1.0198 | 1.0198 | 1.0198 | 1.0198 | 1.0198 | 1.0198 | 1.0198 | 1.0198 | 1.0198 | 1.0198 | 1.0198 | 1.0198 | 1.0198 | 1.0198 | 1.0198 | 1.0198 | 1.0198 | 1.0198 | 1.0198 | 1.0198 | 1.0198 | 1.0198 | 1.0198 | 1.0198 | 1.0198 | 1.0198 | 1.0198 | 1.0198 | 1.0198 | 1.0198 | 1.0198 | 1.0198 | 1.0198 | 1.0198 | 1.0198 | 1.0198 | 1.0198 | 1.0198 | 1.0198 | 1.0198 | 1.0198 | 1.0198 | 1.0198 | 1.0198 | 1.0198 | 1.0198 | 1.0198 | 1.0198 | 1.0198 | 1.0198 | 1.0198 | 1.0198 | 1.0198 | 1.0198 | 1.0198 | 1.0198 | 1.0198 | 1.0198 | 1.0198 | 1.0198 | 1.0198 | 1.0198 | 1.0198 | 1.0198 | 1.0198 | 1.0198 | 1.0198 | 1.0198 | 1.0198 | 1.0198 | 1.0198 | 1.0198 | 1.0198 | 1.0198 | 1.0198 | 1.0198 | 1.0198 | 1.0198 | 1.0198 | 1.0198 | 1.0198 | 1.0198 | 1.0198 | 1.0198 | 1.0198 | 1.0198 | 1.0198 | 1.0198 | 1.0198 | 1.0198 | 1.0198 | 1.0198 | 1.0198 | 1.0198 | 1.0198 | 1.0198 | 1.0198 | 1.0198 | 1.0198 | 1.0198 | 1.0198 | 1.0198 | 1.0198 | 1.0198 | 1.0198 | 1.0198 | 1.0198 | 1.0198 | 1.0198 | 1.0198 | 1.0198 | 1.0198 | 1.0198 | 1.0198 | 1.0198 | 1.0198 | 1.0198 | 1.0198 | 1.0198 | 1.0198 | 1.0198 | 1.0198 | 1.0198 | 1.0198 | 1.0198 | 1.0198 | 1.0198 | 1.0198 | 1.0198 | 1.0198 | 1.0198 | 1.0198 | 1.0198 | 1.0198 | 1.0198 | 1.0198 | 1.0198 | 1.0198 | 1.0198 | 1.0198 | 1.0198 | 1.0198 | 1.0198 | 1.0198 | 1.0198 | 1.0198 | 1.0198 | 1.0198 | 1.0198 | 1.0198 | 1.0198 | 1.0198 | 1.0198 | 1.0198 | 1.0198 | 1.0198 | 1.0198 | 1.0198 | 1.0198 | 1.0198 | 1.0198 | 1.0198 | 1.0198 | 1.0198 | 1.0198 | 1.0198 | 1.0198 | 1.0198 | 1.0198 | 1.0198 | 1.0198 | 1.0198 | 1.0198 | 1.0198 | 1.0198 | 1.0198 | 1.0198 | 1.0198 | 1.0198 | 1.0198 | 1.0198 | 1.0198 | 1.0198 | 1.0198 | 1.0198 | 1.0198 | 1.0198 | 1.0198 | 1.0198 | 1.0198 | 1.0198 | 1.0198 | 1.0198 | 1.0198 | 1.0198 | 1.0198 | 1.0198 | 1.0198 | 1.0198 | 1.0198 | 1.0198 | 1.0198 | 1.0198 | 1.0198 | 1.0198 | 1.0198 | 1.0198 | 1.0198 | 1.0198 | 1.0198 | 1.0198 | 1.0198 | 1.0198 | 1.0198 | 1.0198 | 1.0198 | 1.0198 | 1.0198 | 1.0198 | 1.0198 | 1.0198 | 1.0198 | 1.0198 | 1.0198 | 1.0198 | 1.0198 | 1.0198 | 1.0198 | 1.0198 | 1.0198 | 1.0198 | 1.0198 | 1.0198 | 1.0198 | 1.0198 | 1.0198 | 1.0198 | 1.0198 | 1.0198 | 1.0198 | 1.0198 | 1.0198 | 1.0198 | 1.0198 | 1.0198 | 1.0198 | 1.0198 | 1.0198 | 1.0198 | 1.0198 | 1.0198 | 1.0198 | 1.0198 | 1.0198 | 1.0198 | 1.0198 | 1.0198 | 1.0198 | 1.0198 | 1.0198 | 1.0198 | 1.0198 | 1.0198 | 1.0198 | 1.0198 | 1.0198 | 1.0198 | 1.0198 | 1.0198 | 1.0198 | 1.0198 | 1.0198 | 1.0198 | 1.0198 | 1.0198 | 1.0198 | 1.0198 | 1.0198 | 1.0198 | 1.0198 | 1.0198 | 1.0198 | 1.0198 | 1.0198 | 1.0198 | 1.0198 | 1.0198 | 1.0198 | 1.0198 | 1.0198 | 1.0198 | 1.0198 | 1.0198 | 1.0198 | 1.0198 | 1.0198 | 1.0198 | 1.0198 | 1.0198 | 1.0198 | 1.0198 | 1.0198 | 1.0198 | 1.0198 | 1.0198 | 1.0198 | 1.0198 | 1.0198 | 1.0198 | 1.0198 | 1.0198 | 1.0198 | 1.0198 | 1.0198 | 1.0198 | 1.0198 | 1.0198 | 1.0198 | 1.0198 | 1.0198 | 1.0198 | 1.0198 | 1.0198 | 1.0198 | 1.0198 | 1.0198 | 1.0198 | 1.0198 | 1.0198 | 1.0198 | 1.0198 | 1.0198 | 1.0198 | 1.0198 | 1.0198 | 1.0198 | 1.0198 | 1.0198 | 1.0198 | 1.0198 | 1.0198 | 1.0198 | 1.0198 | 1.0198 | 1.0198 | 1.0198 | 1.0198 | 1.0198 | 1.0198 | 1.0198 | 1.0198 | 1.0198 | 1.0198 | 1.0198 | 1.0198 | 1.0198 | 1.0198 | 1.0198 | 1.0198 | 1.0198 | 1.0198 | 1.0198 | 1.0198 | 1.0198 | 1.0198 | 1.0198 | 1.0198 | 1.0198 | 1.0198 | 1.0198 | 1.0198 | 1.0198 | 1.0198 | 1.0198 | 1.0198 | 1.0198 | 1.0198 | 1.0198 | 1.0198 | 1.0198 | 1.0198 | 1.0198 | 1.0198 | 1.0198 | 1.0198 | 1.0198 | 1.0198 | 1.0198 | 1.0198 | 1.0198 | 1.0198 | 1.0198 | 1.0198 | 1.0198 | 1.0198 | 1.0198 | 1.0198 | 1.0198 | 1.0198 | 1.0198 | 1.0198 | 1.0198 | 1.0198 | 1.0198 | 1.0198 | 1.0198 | 1.0198 | 1.0198 | 1.0198 | 1.0198 | 1.0198 | 1.0198 | 1.0198 | 1.0198 | 1.0198 | 1.0198 | 1.0198 | 1.0198 | 1.0198 | 1.0198 | 1.0198 | 1.0198 | 1.0198 | 1.0198 | 1.0198 | 1.0198 | 1.0198 | 1.0198 | 1.0198 | 1.0198 | 1.0198 | 1.0198 | 1.0198 | 1.0198 | 1.0198 | 1.0198 | 1.0198 | 1.0198 | 1.0198 | 1.0198 | 1.0198 | 1.0198 | 1.0198 | 1.0198 | 1.0198 | 1.0198 | 1.0198 | 1.0198 | 1.0198 | 1.0198 | 1.0198 | 1.0198 | 1.0198 | 1.0198 | 1.0198 | 1.0198 | 1.0198 | 1.0198 | 1.0198 | 1.0198 | 1.0198 | 1.0198 | 1.0198 | 1.0198 | 1.0198 | 1.0198 | 1.0198 | 1.0198 | 1.0198 | 1.0198 | 1.0198 | 1.0198 | 1.0198 | 1.0198 | 1.0198 | 1.0198 | 1.0198 | 1.0198 | 1.0198 | 1.0198 | 1.0198 | 1.0198 | 1.0198 | 1.0198 | 1.0198 | 1.0198 | 1.0198 | 1.0198 | 1.0198 | 1.0198 | 1.0198 | 1.0198 | 1.0198 | 1.0198 | 1.0198 | 1.0198 | 1.0198 | 1.0198 | 1.0198 | 1.0198 | 1.0198 | 1.0198 | 1.0198 | 1.0198 | 1.0198 | 1.0198 | 1.0198 | 1.0198 | 1.0198 | 1.0198 | 1.0198 | 1.0198 | 1.0198 | 1.0198 | 1.0198 | 1.0198 | 1.0198 | 1.0198 | 1.0198 | 1.0198 | 1.0198 | 1.0198 | 1.0198 | 1.0198 | 1.0198 | 1.0198 | 1.0198 | 1.0198 | 1.0198 | 1.0198 | 1.0198 | 1.0198 | 1.0198 | 1.0198 | 1.0198 | 1.0198 | 1.0198 | 1.0198 | 1.0198 | 1.0198 | 1.0198 | 1.0198 | 1.0198 | 1.0198 | 1.0198 | 1.0198 | 1.0198 | 1.0198 | 1.0198 | 1.0198 | 1.0198 | 1.0198 | 1.0198 | 1.0198 | 1.0198 | 1.0198 | 1.0198 | 1.0198 | 1.0198 | 1.0198 | 1.0198 | 1.0198 | 1.0198 | 1.0198 | 1.0198 | 1.0198 | 1.0198 | 1.0198 | 1.0198 | 1.0198 | 1.0198 | 1.0198 | 1.0198 | 1.0198 | 1.0198 | 1.0198 | 1.0198 | 1.0198 | 1.0198 | 1.0198 | 1.0198 | 1.0198 | 1.0198 | 1.0198 | 1.0198 | 1.0198 | 1.0198 | 1.0198 | 1.0198 | 1.0198 | 1.0198 | 1.0198 | 1.0198 | 1.0198 | 1.0198 | 1.0198 | 1.0198 | 1.0198 | 1.0198 | 1.0198 | 1.0198 | 1.0198 | 1.0198 | 1.0198 | 1.0198 | 1.0198 | 1.0198 | 1.0198 | 1.0198 | 1.0198 | 1.0198 | 1.0198 | 1.0198 | 1.0198 | 1.0198 | 1.0198 | 1.0198 | 1.0198 | 1.0198 | 1.0198 | 1.0198 | 1.0198 | 1.0198 | 1.0198 | 1.0198 | 1.0198 | 1.0198 | 1.0198 | 1.0198 | 1.0198 | 1.0198 | 1.0198 | 1.0198 | 1.0198 | 1.0198 | 1.0198 | 1.0198 | 1.0198 | 1.0198 | 1.0198 | 1.0198 | 1.0198 | 1.0198 | 1.0198 | 1.0198 | 1.0198 | 1.0198 | 1.0198 | 1.0198 | 1.0198 | 1.0198 | 1.0198 | 1.0198 | 1.0198 | 1.0198 | 1.0198 | 1.0198 | 1.0198 | 1.0198 | 1.0198 | 1.0198 | 1.0198 | 1.0198 | 1.0198 | 1.0198 | 1.0198 | 1.0198 | 1.0198 | 1.0198 | 1.0198 | 1.0198 | 1.0198 | 1.0198 | 1.0198 | 1.0198 | 1.0198 | 1.0198 | 1.0198 | 1.0198 | 1.0198 | 1.0198 | 1.0198 | 1.0198 | 1.0198 | 1.0198 | 1.0198 | 1.0198 | 1.0198 | 1.0198 | 1.0198 | 1.0198 | 1.0198 | 1.0198 | 1.0198 | 1.0198 | 1.0198 | 1.0198 | 1.0198 | 1.0198 | 1.0198 | 1.0198 | 1.0198 | 1.0198 | 1.0198 | 1.0198 | 1.0198 | 1.0198 | 1.0198 | 1.0198 | 1.0198 | 1.0198 | 1.0198 | 1.0198 | 1.0198 | 1.0198 | 1.0198 | 1.0198 | 1.0198 | 1.0198 | 1.0198 | 1.0198 | 1.0198 | 1.0198 | 1.0198 | 1.0198 | 1.0198 | 1.0198 | 1.0198 | 1.0198 | 1.0198 | 1.0198 | 1.0198 | 1.0198 | 1.0198 | 1.0198 | 1.0198 | 1.0198 | 1.0198 | 1.0198 | 1.0198 | 1.0198 | 1.0198 | 1.0198 | 1.0198 | 1.0198 | 1.0198 | 1.0198 | 1.0198 | 1.0198 | 1.0198 | 1.0198 | 1.0198 | 1.0198 | 1.0198 | 1.0198 | 1.0198 | 1.0198 | 1.0198 | 1.0198 | 1.0198 | 1.0198 | 1.0198 | 1.0198 | 1.0198 | 1.0198 | 1.0198 | 1.0198 | 1.0198 | 1.0198 | 1.0198 | 1.0198 | 1.0198 | 1.0198 | 1.0198 | 1.0198 | 1.0198 | 1.0198 | 1.0198 | 1.0198 | 1.0198 | 1.0198 | 1.0198 | 1.0198 | 1.0198 | 1.0198 | 1.0198 | 1.0198 | 1.0198 | 1.0198 | 1.0198 | 1.0198 | 1.0198 | 1.0198 | 1.0198 | 1.0198 | 1.0198 | 1.0198 | 1.0198 | 1.0198 | 1.0198 | 1.0198 | 1.0198 | 1.0198 | 1.0198 | 1.0198 | 1.0198 | 1.0198 | 1.0198 | 1.0198 | 1.0198 | 1.0198 | 1.0198 | 1.0198 | 1.0198 | 1.0198 | 1.0198 | 1.0198 | 1.0198 | 1.0198 | 1.0198 | 1.0198 | 1.0198 | 1.0198 | 1.0198 | 1.0198 | 1.0198 | 1.0198 | 1.0198 | 1.0198 | 1.0198 | 1.0198 | 1.0198 | 1.0198 | 1.0198 | 1.0198 | 1.0198 | 1.0198 | 1.0198 | 1.0198 | 1.0198 | 1.0198 | 1.0198 | 1.0198 | 1.0198 | 1.0198 | 1.0198 | 1.0198 | 1.0198 | 1.0198 | 1.0198 | 1.0198 | 1.0198 | 1.0198 | 1.0198 | 1.0198 | 1.0198 | 1.0198 | 1.0198 | 1.0198 | 1.0198 | 1.0198 | 1.0198 | 1.0198 | 1.0198 | 1.0198 | 1.0198 | 1.0198 | 1.0198 | 1.0198 | 1.0198 | 1.0198 | 1.0198 | 1.0198 | 1.0198 | 1.0198 | 1.0198 | 1.0198 | 1.0198 | 1.0198 | 1.0198 | 1.0198 | 1.0198 | 1.0198 | 1.0198 | 1.0198 | 1.0198 | 1.0198 | 1.0198 | 1.0198 | 1.0198 | 1.0198 | 1.0198 | 1.0198 | 1.0198 | 1.0198 | 1.0198 | 1.0198 | 1.0198 | 1.0198 | 1.0198 | 1.0198 | 1.0198 | 1.0198 | 1.0198 | 1.0198 | 1.0198 | 1.0198 | 1.0198 | 1.0198 | 1.0198 | 1.0198 | 1.0198 | 1.0198 | 1.0198 | 1.0198 | 1.0198 | 1.0198 | 1.0198 | 1.0198 | 1.0198 | 1.0198 | 1.0198 | 1.0198 | 1.0198 | 1.0198 | 1.0198 | 1.0198 | 1.0198 | 1.0198 | 1.0198 | 1.0198 | 1.0198 | 1.0198 | 1.0198 | 1.0198 | 1.0198 | 1.0198 | 1.0198 | 1.0198 | 1.0198 | 1.0198 | 1.0198 | 1.0198 | 1.0198 | 1.0198 | 1.0198 | 1.0198 | 1.0198 | 1.0198 | 1.0198 | 1.0198 | 1.0198 | 1.0198 | 1.0198 | 1.0198 | 1.0198 | 1.0198 | 1.0198 | 1.0198 | 1.0198 | 1.0198 | 1.0198 | 1.0198 | 1.0198 | 1.0198 | 1.0198 | 1.0198 | 1.0198 | 1.0198 | 1.0198 | 1.0198 | 1.0198 | 1.0198 | 1.0198 | 1.0198 | 1.0198 | 1.0198 | 1.0198 | 1.0198 | 1.0198 | 1.0198 | 1.0198 | 1.0198 | 1.0198 | 1.0198 | 1.0198 | 1.0198 | 1.0198 | 1.0198 | 1.0198 | 1.0198 | 1.0198 | 1.0198 | 1.0198 | 1.0198 | 1.0198 | 1.0198 | 1.0198 | 1.0198 | 1.0198 | 1.0198 | 1.0198 | 1.0198 | 1.0198 | 1.0198 | 1.0198 | 1.0198 | 1.0198 | 1.0198 | 1.0198 | 1.0198 | 1.0198 | 1.0198 | 1.0198 | 1.0198 | 1.0198 | 1.0198 | 1.0198 | 1.0198 | 1.0198 | 1.0198 | 1.0198 | 1.0198 | 1.0198 | 1.0198 | 1.0198 | 1.0198 | 1.0198 | 1.0198 | 1.0198 | 1.0198 | 1.0198 | 1.0198 | 1.0198 | 1.0198 | 1.0198 | 1.0198 | 1.0198 | 1.0198 | 1.0198 | 1.0198 | 1.0198 | 1.0198 | 1.0198 | 1.0198 | 1.0198 | 1.0198 | 1.0198 | 1.0198 | 1.0198 | 1.0198 | 1.0198 | 1.0198 | 1.0198 | 1.0198 | 1.0198 | 1.0198 | 1.0198 | 1.0198 | 1.0198 | 1.0198 | 1.0198 | 1.0198 | 1.0198 | 1.0198 | 1.0198 | 1.0198 | 1.0198 | 1.0198 | 1.0198 | 1.0198 | 1.0198 | 1.0198 | 1.0198 | 1.0198 | 1.0198 | 1.0198 | 1.0198 | 1.0198 | 1.0198 | 1.0198 | 1.0198 | 1.0198 | 1.0198 | 1.0198 | 1.0198 | 1.0198 | 1.0198 | 1.0198 | 1.0198 | 1.0198 | 1.0198 | 1.0198 | 1.0198 | 1.0198 | 1.0198 | 1.0198 | 1.0198 | 1.0198 | 1.0198 | 1.0198 | 1.0198 | 1.0198 | 1.0198 | 1.0198 | 1.0198 | 1.0198 | 1.0198 | 1.0198 | 1.0198 | 1.0198 | 1.0198 | 1.0198 | 1.0198 | 1.0198 | 1.0198 | 1.0198 | 1.0198 | 1.0198 | 1.0198 | 1.0198 | 1.0198 | 1.0198 | 1.0198 | 1.0198 | 1.0198 | 1.0198 | 1.0198 | 1.0198 | 1.0198 | 1.0198 | 1.0198 | 1.0198 | 1.0198 | 1.0198 | 1.0198 | 1.0198 | 1.0198 | 1.0198 | 1.0198 | 1.0198 | 1.0198 | 1.0198 | 1.0198 | 1.0198 | 1.0198 | 1.0198 | 1.0198 | 1.0198 | 1.0198 | 1.0198 | 1.0198 | 1.0198 | 1.0198 | 1.0198 | 1.0198 | 1.0198 | 1.0198 | 1.0198 | 1.0198 | 1.0198 | 1.0198 | 1.0198 | 1.0198 | 1.0198 | 1.0198 | 1.0198 | 1.0198 | 1.0198 | 1.0198 | 1.0198 | 1.0198 | 1.0198 | 1.0198 | 1.0198 | 1.0198 | 1.0198 | 1.0198 | 1.0198 | 1.0198 | 1.0198 | 1.0198 | 1.0198 | 1.0198 | 1.0198 | 1.0198 | 1.0198 | 1.0198 | 1.0198 | 1.0198 | 1.0198 | 1.0198 | 1.0198 | 1.0198 | 1.0198 | 1.0198 | 1.0198 | 1.0198 | 1.0198 | 1.0198 | 1.0198 | 1.0198 | 1.0198 | 1.0198 | 1.0198 | 1.0198 | 1.0198 | 1.0198 | 1.0198 | 1.0198 | 1.0198 | 1.0198 | 1.0198 | 1.0198 | 1.0198 | 1.0198 | 1.0198 | 1.0198 | 1.0198 | 1.0198 | 1.0198 | 1.0198 | 1.0198 | 1.0198 | 1.0198 | 1.0198 | 1.0198 | 1.0198 | 1.0198 | 1.0198 | 1.0198 | 1.0198 | 1.0198 | 1.0198 | 1.0198 | 1.0198 | 1.0198 | 1.0198 | 1.0198 | 1.0198 | 1.0198 | 1.0198 | 1.0198 | 1.0198 | 1.0198 | 1.0198 | 1.0198 | 1.0198 | 1.0198 | 1.0198 | 1.0198 | 1.0198 | 1.0198 | 1.0198 | 1.0198 | 1.0198 | 1.0198 | 1.0198 | 1.0198 | 1.0198 | 1.0198 | 1.0198 | 1.0198 | 1.0198 | 1.0198 | 1.0198 | 1.0198 | 1.0198 | 1.0198 | 1.0198 | 1.0198 | 1.0198 | 1.0198 | 1.0198 | 1.0198 | 1.0198 | 1.0198 | 1.0198 | 1.0198 | 1.0198 | 1.0198 | 1.0198 | 1.0198 | 1.0198 | 1.0198 | 1.0198 | 1.0198 | 1.0198 | 1.0198 | 1.0198 | 1.0198 | 1.0198 | 1.0198 | 1.0198 | 1.0198 | 1.0198 | 1.0198 | 1.0198 | 1.0198 | 1.0198 | 1.0198 | 1.0198 | 1.0198 | 1.0198 | 1.0198 | 1.0198 | 1.0198 | 1.0198 | 1.0198 | 1.0198 | 1.0198 | 1.0198 | 1.0198 | 1.0198 | 1.0198 | 1.0198 | 1.0198 | 1.0198 | 1.0198 | 1.0198 | 1.0198 | 1.0198 | 1.0198 | 1.0198 | 1.0198 | 1.0198 | 1.0198 | 1.0198 | 1.0198 | 1.0198 | 1.0198 | 1.0198 | 1.0198 | 1.0198 | 1.0198 | 1.0198 | 1.0198 | 1.0198 | 1.0198 | 1.0198 | 1.0198 | 1.0198 | 1.0198 | 1.0198 | 1.0198 | 1.0198 | 1.0198 | 1.0198 | 1.0198 | 1.0198 | 1.0198 | 1.0198 | 1.0198 | 1.0198 | 1.0198 | 1.0198 | 1.0198 | 1.0198 | 1.0198 | 1.0198 | 1.0198 | 1.0198 | 1.0198 | 1.0198 | 1.0198 | 1.0198 | 1.0198 | 1.0198 | 1.0198 | 1.0198 | 1.0198 | 1.0198 | 1.0198 | 1.0198 | 1.0198 | 1.0198 | 1.0198 | 1.0198 | 1.0198 | 1.0198 | 1.0198 | 1.0198 | 1.0198 | 1.0198 | 1.0198 | 1.0198 | 1.0198 | 1.0198 | 1.0198 | 1.0198 | 1.0198 | 1.0198 | 1.0198 | 1.0198 | 1.0198 | 1.0198 | 1.0198 | 1.0198 | 1.0198 | 1.0198 | 1.0198 | 1.0198 | 1.0198 | 1.0198 | 1.0198 | 1.0198 | 1.0198 | 1.0198 | 1.0198 | 1.0198 | 1.0198 | 1.0198 | 1.0198 | 1.0198 | 1.0198 | 1.0198 | 1.0198 | 1.0198 | 1.0198 | 1.0198 | 1.0198 | 1.0198 | 1.0198 | 1.0198 | 1.0198 | 1.0198 | 1.0198 | 1.0198 | 1.0198 | 1.0198 | 1.0198 | 1.0198 | 1.0198 | 1.0198 | 1.0198 | 1.0198 | 1.0198 | 1.0198 | 1.0198 | 1.0198 | 1.0198 | 1.0198 | 1.0198 | 1.0198 | 1.0198 | 1.0198 | 1.0198 | 1.0198 | 1.0198 | 1.0198 | 1.0198 | 1.0198 | 1.0198 | 1.0198 | 1.0198 | 1.0198 | 1.0198 | 1.0198 | 1.0198 | 1.0198 | 1.0198 | 1.0198 | 1.0198 | 1.0198 | 1.0198 | 1.0198 | 1.0198 | 1.0198 | 1.0198 | 1.0198 | 1.0198 | 1.0198 | 1.0198 | 1.0198 | 1.0198 | 1.0198 | 1.0198 | 1.0198 | 1.0198 | 1.0198 | 1.0198 | 1.0198 | 1.0198 | 1.0198 | 1.0198 | 1.0198 | 1.0198 | 1.0198 | 1.0198 | 1.0198 | 1.0198 | 1.0198 | 1.0198 | 1.0198 | 1.0198 | 1.0198 | 1.0198 | 1.0198 | 1.0198 | 1.0198 | 1.0198 | 1.0198 | 1.0198 | 1.0198 | 1.0198 | 1.0198 | 1.0198 | 1.0198 | 1.0198 | 1.0198 | 1.0198 | 1.0198 | 1.0198 | 1.0198 | 1.0198 | 1.0198 | 1.0198 | 1.0198 | 1.0198 | 1.0198 | 1.0198 | 1.0198 | 1.0198 | 1.0198 | 1.0198 | 1.0198 | 1.0198 | 1.0198 | 1.0198 | 1.0198 | 1.0198 | 1.0198 | 1.0198 | 1.0198 | 1.0198 | 1.0198 | 1.0198 | 1.0198 | 1.0198 | 1.0198 | 1.0198 | 1.0198 | 1.0198 | 1.0198 | 1.0198 | 1.0198 | 1.0198 | 1.0198 | 1.0198 | 1.0198 | 1.0198 | 1.0198 | 1.0198 | 1.0198 | 1.0198 | 1.0198 | 1.0198 | 1.0198 | 1.0198 | 1.0198 | 1.0198 | 1.0198 | 1.0198 | 1.0198 | 1.0198 | 1.0198 | 1.0198 | 1.0198 | 1.0198 | 1.0198 | 1.0198 | 1.0198 | 1.0198 | 1.0198 | 1.0198 | 1.0198 | 1.0198 | 1.0198 | 1.0198 | 1.0198 | 1.0198 | 1.0198 | 1.0198 | 1.0198 | 1.0198 | 1.0198 | 1.0198 | 1.0198 | 1.0198 | 1.0198 | 1.0198 | 1.0198 | 1.0198 | 1.0198 | 1.0198 | 1.0198 | 1.0198 | 1.0198 | 1.0198 | 1.0198 | 1.0198 | 1.0198 | 1.0198 | 1.0198 | 1.0198 | 1.0198 | 1.0198 | 1.0198 | 1.0198 | 1.0198 | 1.0198 | 1.0198 | 1.0198 | 1.0198 | 1.0198 | 1.0198 | 1.0198 | 1.0198 | 1.0198 | 1.0198 | 1.0198 | 1.0198 | 1.0198 | 1.0198 | 1.0198 | 1.0198 | 1.0198 | 1.0198 | 1.0198 | 1.0198 | 1.0198 | 1.0198 | 1.0198 | 1.0198 | 1.0198 | 1.0198 | 1.0198 | 1.0198 | 1.0198 | 1.0198 | 1.0198 | 1.0198 | 1.0198 | 1.0198 | 1.0198 | 1.0198 | 1.0198 | 1.0198 | 1.0198 | 1.0198 | 1.0198 | 1.0198 | 1.0198 | 1.0198 | 1.0198 | 1.0198 | 1.0198 | 1.0198 | 1.0198 | 1.0198 | 1.0198 | 1.0198 | 1.0198 | 1.0198 | 1.0198 | 1.0198 | 1.0198 | 1.0198 | 1.0198 | 1.0198 | 1.0198 | 1.0198 | 1.0198 | 1.0198 | 1.0198 | 1.0198 | 1.0198 | 1.0198 | 1.0198 | 1.0198 | 1.0198 | 1.0198 | 1.0198 | 1.0198 | 1.0198 | 1.0198 | 1.0198 | 1.0198 | 1.0198 | 1.0198 | 1.0198 | 1.0198 | 1.0198 | 1.0198 | 1.0198 | 1.0198 | 1.0198 | 1.0198 | 1.0198 | 1.0198 | 1.0198 | 1.0198 | 1.0198 | 1.0198 | 1.0198 | 1.0198 | 1.0198 | 1.0198 | 1.0198 | 1.0198 | 1.0198 | 1.0198 | 1.0198 | 1.0198 | 1.0198 | 1.0198 | 1.0198 | 1.0198 | 1.0198 | 1.0198 | 1.0198 | 1.0198 | 1.0198 | 1.0198 | 1.0198 | 1.0198 | 1.0198 | 1.0198 | 1.0198 | 1.0198 | 1.0198 | 1.0198 | 1.0198 | 1.0198 | 1.0198 | 1.0198 | 1.0198 | 1.0198 | 1.0198 | 1.0198 | 1.0198 | 1.0198 | 1.0198 | 1.0198 | 1.0198 | 1.0198 | 1.0198 | 1.0198 | 1.0198 | 1.0198 | 1.0198 | 1.0198 | 1.0198 | 1.0198 | 1.0198 | 1.0198 | 1.0198 | 1.0198 | 1.0198 | 1.0198 | 1.0198 | 1.0198 | 1.0198 | 1.0198 | 1.0198 | 1.0198 | 1.0198 | 1.0198 | 1.0198 | 1.0198 | 1.0198 | 1.0198 | 1.0198 | 1.0198 | 1.0198 | 1.0198 | 1.0198 | 1.0198 | 1.0198 | 1.0198 | 1.0198 | 1.0198 | 1.0198 | 1.0198 | 1.0198 | 1.0198 | 1.0198 | 1.0198 | 1.0198 | 1.0198 | 1.0198 | 1.0198 | 1.0198 | 1.0198 | 1.0198 | 1.0198 | 1.0198 | 1.0198 | 1.0198 | 1.0198 | 1.0198 | 1.0198 | 1.0198 | 1.0198 | 1.0198 | 1.0198 | 1.0198 | 1.0198 | 1.0198 | 1.0198 | 1.0198 | 1.0198 | 1.0198 | 1.0198 | 1.0198 | 1.0198 | 1.0198 | 1.0198 | 1.0198 | 1.0198 | 1.0198 | 1.0198 | 1.0198 | 1.0198 | 1.0198 | 1.0198 | 1.0198 | 1.0198 | 1.0198 | 1.0198 | 1.0198 | 1.0198 | 1.0198 | 1.0198 | 1.0198 | 1.0198 | 1.0198 | 1.0198 | 1.0198 | 1.0198 | 1.0198 | 1.0198 | 1.0198 | 1.0198 | 1.0198 | 1.0198 | 1.0198 | 1.0198 | 1.0198 | 1.0198 | 1.0198 | 1.0198 | 1.0198 | 1.0198 | 1.0198 | 1.0198 | 1.0198 | 1.0198 | 1.0198 | 1.0198 | 1.0198 | 1.0198 | 1.0198 | 1.0198 | 1.0198 | 1.0198 | 1.0198 | 1.0198 | 1.0198 | 1.0198 | 1.0198 | 1.0198 | 1.0198 | 1.0198 | 1.0198 | 1.0198 | 1.0198 | 1.0198 | 1.0198 | 1.0198 | 1.0198 | 1.0198 | 1.0198 | 1.0198 | 1.0198 | 1.0198 | 1.0198 | 1.0198 | 1.0198 | 1.0198 | 1.0198 | 1.0198 | 1.0198 | 1.0198 | 1.0198 | 1.0198 | 1.0198 | 1.0198 | 1.0198 | 1.0198 | 1.0198 | 1.0198 | 1.0198 | 1.0198 | 1.0198 | 1.0198 | 1.0198 | 1.0198 | 1.0198 | 1.0198 | 1.0198 | 1.0198 | 1.0198 | 1.0198 | 1.0198 | 1.0198 | 1.0198 | 1.0198 | 1.0198 | 1.0198 | 1.0198 | 1.0198 | 1.0198 | 1.0198 | 1.0198 | 1.0198 | 1.0198 | 1.0198 | 1.0198 | 1.0198 | 1.0198 | 1.0198 | 1.0198 | 1.0198 | 1.0198 | 1.0198 | 1.0198 | 1.0198 | 1.0198 | 1.0198 | 1.0198 | 1.0198 | 1.0198 | 1.0198 | 1.0198 | 1.0198 | 1.0198 | 1.0198 | 1.0198 | 1.0198 | 1.0198 | 1.0198 | 1.0198 | 1.0198 | 1.0198 | 1.0198 | 1.0198 | 1.0198 | 1.0198 | 1.0198 | 1.0198 | 1.0198 | 1.0198 | 1.0198 | 1.0198 | 1.0198 | 1.0198 | 1.0198 | 1.0198 | 1.0198 | 1.0198 | 1.0198 | 1.0198 | 1.0198 | 1.0198 | 1.0198 | 1.0198 | 1.0198 | 1.0198 | 1.0198 | 1.0198 | 1.0198 | 1.0198 | 1.0198 | 1.0198 | 1.0198 | 1.0198 | 1.0198 | 1.0198 | 1.0198 | 1.0198 | 1.0198 | 1.0198 | 1.0198 | 1.0198 | 1.0198 | 1.0198 | 1.0198 | 1.0198 | 1.0198 | 1.0198 | 1.0198 | 1.0198 | 1.0198 | 1.0198 | 1.0198 | 1.0198 | 1.0198 | 1.0198 | 1.0198 | 1.0198 | 1.0198 | 1.0198 | 1.0198 | 1.0198 | 1.0198 | 1.0198 | 1.0198 | 1.0198 | 1.0198 | 1.0198 | 1.0198 | 1.0198 | 1.0198 | 1.0198 | 1.0198 | 1.0198 | 1.0198 | 1.0198 | 1.0198 | 1.0198 | 1.0198 | 1.0198 | 1.0198 | 1.0198 | 1.0198 | 1.0198 | 1.0198 | 1.0198 | 1.0198 | 1.0198 | 1.0198 | 1.0198 | 1.0198 | 1.0198 | 1.0198 | 1.0198 | 1.0198 | 1.0198 | 1.0198 | 1.0198 | 1.0198 | 1.0198 | 1.0198 | 1.0198 | 1.0198 | 1.0198 | 1.0198 | 1.0198 | 1.0198 | 1.0198 | 1.0198 | 1.0198 | 1.0198 | 1.0198 | 1.0198 | 1.0198 | 1.0198 | 1.0198 | 1.0198 | 1.0198 | 1.0198 | 1.0198 | 1.0198 | 1.0198 | 1.0198 | 1.0198 | 1.0198 | 1.0198 | 1.0198 | 1.0198 | 1.0198 | 1.0198 | 1.0198 | 1.0198 | 1.0198 | 1.0198 | 1.0198 | 1.0198 | 1.0198 | 1.0198 | 1.0198 | 1.0198 | 1.0198 | 1.0198 | 1.0198 | 1.0198 | 1.0198 | 1.0198 | 1.0198 | 1.0198 | 1.0198 | 1.0198 | 1.0198 | 1.0198 | 1.0198 | 1.0198 | 1.0198 | 1.0198 | 1.0198 | 1.0198 | 1.0198 | 1.0198 | 1.0198 | 1.0198 | 1.0198 | 1.0198 | 1.0198 | 1.0198 | 1.0198 | 1.0198 | 1.0198 | 1.0198 | 1.0198 | 1.0198 | 1.0198 | 1.0198 | 1.0198 | 1.0198 | 1.0198 | 1.0198 | 1.0198 | 1.0198 | 1.0198 | 1.0198 | 1.0198 | 1.0198 | 1.0198 | 1.0198 | 1.0198 | 1.0198 | 1.0198 | 1.0198 | 1.0198 | 1.0198 | 1.0198 | 1.0198 | 1.0198 | 1.0198 | 1.0198 | 1.0198 | 1.0198 | 1.0198 | 1.0198 | 1.0198 | 1.0198 | 1.0198 | 1.0198 | 1.0198 | 1.0198 | 1.0198 | 1.0198 | 1.0198 | 1.0198 | 1.0198 | 1.0198 | 1.0198 | 1.0198 | 1.0198 | 1.0198 | 1.0198 | 1.0198 | 1.0198 | 1.0198 | 1.0198 | 1.0198 | 1.0198 | 1.0198 | 1.0198 | 1.0198 | 1.0198 | 1.0198 | 1.0198 | 1.0198 | 1.0198 | 1.0198 | 1.0198 | 1.0198 | 1.0198 | 1.0198 | 1.0198 | 1.0198 | 1.0198 | 1.0198 | 1.0198 | 1.0198 | 1.0198 | 1.0198 | 1.0198 | 1.0198 | 1.0198 | 1.0198 | 1.0198 | 1.0198 | 1.0198 | 1.0198 | 1.0198 | 1.0198 | 1.0198 | 1.0198 | 1.0198 | 1.0198 | 1.0198 | 1.0198 | 1.0198 | 1.0198 | 1.0198 | 1.0198 | 1.0198 | 1.0198 | 1.0198 | 1.0198 | 1.0198 | 1.0198 | 1.0198 | 1.0198 | 1.0198 | 1.0198 | 1.0198 | 1.0198 | 1.0198 | 1.0198 | 1.0198 | 1.0198 | 1.0198 | 1.0198 | 1.0198 | 1.0198 | 1.0198 | 1.0198 | 1.0198 | 1.0198 | 1.0198 | 1.0198 | 1.0198 | 1.0198 | 1.0198 | 1.0198 | 1.0198 | 1.0198 | 1.0198 | 1.0198 | 1.0198 | 1.0198 | 1.0198 | 1.0198 | 1.0198 | 1.0198 | 1.0198 | 1.0198 | 1.0198 | 1.0198 | 1.0198 | 1.0198 | 1.0198 | 1.0198 | 1.0198 | 1.0198 | 1.0198 | 1.0198 | 1.0198 | 1.0198 | 1.0198 | 1.0198 | 1.0198 | 1.0198 | 1.0198 | 1.0198 | 1.0198 | 1.0198 | 1.0198 | 1.0198 | 1.0198 | 1.0198 | 1.0198 | 1.0198 | 1.0198 | 1.0198 | 1.0198 | 1.0198 | 1.0198 | 1.0198 | 1.0198 | 1.0198 | 1.0198 | 1.0198 | 1.0198 | 1.0198 | 1.0198 | 1.0198 | 1.0198 | 1.0198 | 1.0198 | 1.0198 | 1.0198 | 1.0198 | 1.0198 | 1.0198 | 1.0198 | 1.0198 | 1.0198 | 1.0198 | 1.0198 | 1.0198 | 1.0198 | 1.0198 | 1.0198 | 1.0198 | 1.0198 | 1.0198 | 1.0198 | 1.0198 | 1.0198 | 1.0198 | 1.0198 | 1.0198 | 1.0198 | 1.0198 | 1.0198 | 1.0198 | 1.0198 | 1.0198 | 1.0198 | 1.0198 | 1.0198 | 1.0198 | 1.0198 | 1.0198 | 1.0198 | 1.0198 | 1.0198 | 1.0198 | 1.0198 | 1.0198 | 1.0198 | 1.0198 | 1.0198 | 1.0198 | 1.0198 | 1.0198 | 1.0198 | 1.0198 | 1.0198 | 1.0198 | 1.0198 | 1.0198 | 1.0198 | 1.0198 | 1.0198 | 1.0198 | 1.0198 | 1.0198 | 1.0198 | 1.0198 | 1.0198 | 1.0198 | 1.0198 | 1.0198 | 1.0198 | 1.0198 | 1.0198 | 1.0198 | 1.0198 | 1.0198 | 1.0198 | 1.0198 | 1.0198 | 1.0198 | 1.0198 | 1.0198 | 1.0198 | 1.0198 | 1.0198 | 1.0198 | 1.0198 | 1.0198 | 1.0198 | 1.0198 | 1.0198 | 1.0198 | 1.0198 | 1.0198 | 1.0198 | 1.0198 | 1.0198 | 1.0198 | 1.0198 | 1.0198 | 1.0198 | 1.0198 | 1.0198 | 1.0198 | 1.0198 | 1.0198 | 1.0198 | 1.0198 | 1.0198 | 1.0198 | 1.0198 | 1.0198 | 1.0198 | 1.0198 | 1.0198 | 1.0198 | 1.0198 | 1.0198 | 1.0198 | 1.0198 | 1.0198 | 1.0198 | 1.0198 | 1.0198 | 1.0198 | 1.0198 | 1.0198 | 1.0198 | 1.0198 | 1.0198 | 1.0198 | 1.0198 | 1.0198 | 1.0198 | 1.0198 | 1.0198 | 1.0198 | 1.0198 | 1.0198 | 1.0198 | 1.0198 | 1.0198 | 1.0198 | 1.0198 | 1.0198 | 1.0198 | 1.0198 | 1.0198 | 1.0198 | 1.0198 | 1.0198 | 1.0198 | 1.0198 | 1.0198 | 1.0198 | 1.0198 | 1.0198 | 1.0198 | 1.0198 | 1.0198 | 1.0198 | 1.0198 | 1.0198 | 1.0198 | 1.0198 | 1.0198 | 1.0198 | 1.0198 | 1.0198 | 1.0198 | 1.0198 | 1.0198 | 1.0198 | 1.0198 | 1.0198 | 1.0198 | 1.0198 | 1.0198 | 1.0198 | 1.0198 | 1.0198 | 1.0198 | 1.0198 | 1.0198 | 1.0198 | 1.0198 | 1.0198 | 1.0198 | 1.0198 | 1.0198 | 1.0198 | 1.0198 | 1.0198 | 1.0198 | 1.0198 | 1.0198 | 1.0198 | 1.0198 | 1.0198 | 1.0198 | 1.0198 | 1.0198 | 1.0198 | 1.0198 | 1.0198 | 1.0198 | 1.0198 | 1.0198 | 1.0198 | 1.0198 | 1.0198 | 1.0198 | 1.0198 | 1.0198 | 1.0198 | 1.0198 | 1.0198 | 1.0198 | 1.0198 | 1.0198 | 1.0198 | 1.0198 | 1.0198 | 1.0198 | 1.0198 | 1.0198 | 1.0198 | 1.0198 | 1.0198 | 1.0198 | 1.0198 | 1.0198 | 1.0198 | 1.0198 | 1.0198 | 1.0198 | 1.0198 | 1.0198 | 1.0198 | 1.0198 | 1.0198 | 1.0198 | 1.0198 | 1.0198 | 1.0198 | 1.0198 | 1.0198 | 1.0198 | 1.0198 | 1.0198 | 1.0198 | 1.0198 | 1.0198 | 1.0198 | 1.0198 | 1.0198 | 1.0198 | 1.0198 | 1.0198 | 1.0198 | 1.0198 | 1.0198 | 1.0198 | 1.0198 | 1.0198 | 1.0198 | 1.0198 | 1.0198 | 1.0198 | 1.0198 | 1.0198 | 1.0198 | 1.0198 | 1.0198 | 1.0198 | 1.0198 | 1.0198 | 1.0198 | 1.0198 | 1.0198 | 1.0198 | 1.0198 | 1.0198 | 1.0198 | 1.0198 | 1.0198 | 1.0198 | 1.0198 | 1.0198 | 1.0198 | 1.0198 | 1.0198 | 1.0198 | 1.0198 | 1.0198 | 1.0198 | 1.0198 | 1.0198 | 1.0198 | 1.0198 | 1.0198 | 1.0198 | 1.0198 | 1.0198 | 1.0198 | 1.0198 | 1.0198 | 1.0198 | 1.0198 | 1.0198 | 1.0198 | 1.0198 | 1.0198 | 1.0198 | 1.0198 | 1.0198 | 1.0198 | 1.0198 | 1.0198 | 1.0198 | 1.0198 | 1.0198 | 1.0198 | 1.0198 | 1.0198 | 1.0198 | 1.0198 | 1.0198 | 1.0198 | 1.0198 | 1.0198 | 1.0198 | 1.0198 | 1.0198 | 1.0198 | 1.0198 | 1.0198 | 1.0198 | 1.0198 | 1.0198 | 1.0198 | 1.0198 | 1.0198 | 1.0198 | 1.0198 | 1.0198 | 1.0198 | 1.0198 | 1.0198 | 1.0198 | 1.0198 | 1.0198 | 1.0198 | 1.0198 | 1.0198 | 1.0198 | 1.0198 | 1.0198 | 1.0198 | 1.0198 | 1.0198 | 1.0198 | 1.0198 | 1.0198 | 1.0198 | 1.0198 | 1.0198 | 1.0198 | 1.0198 | 1.0198 | 1.0198 | 1.0198 | 1.0198 | 1.0198 | 1.0198 | 1.0198 | 1.0198 | 1.0198 | 1.0198 | 1.0198 | 1.0198 | 1.0198 | 1.0198 | 1.0198 | 1.0198 | 1.0198 | 1.0198 | 1.0198 | 1.0198 | 1.0198 | 1.0198 | 1.0198 | 1.0198 | 1.0198 | 1.0198 | 1.0198 | 1.0198 | 1.0198 | 1.0198 | 1.0198 | 1.0198 | 1.0198 | 1.0198 | 1.0198 | 1.0198 | 1.0198 | 1.0198 | 1.0198 | 1.0198 | 1.0198 | 1.0198 | 1.0198 | 1.0198 | 1.0198 | 1.0198 | 1.0198 | 1.0198 | 1.0198 | 1.0198 | 1.0198 | 1.0198 | 1.0198 | 1.0198 | 1.0198 | 1.0198 | 1.0198 | 1.0198 | 1.0198 | 1.0198 | 1.0198 | 1.0198 | 1.0198 | 1.0198 | 1.0198 | 1.0198 | 1.0198 | 1.0198 | 1.0198 | 1.0198 | 1.0198 | 1.0198 | 1.0198 | 1.0198 | 1.0198 | 1.0198 | 1.0198 | 1.0198 | 1.0198 | 1.0198 | 1.0198 | 1.0198 | 1.0198 | 1.0198 | 1.0198 | 1.0198 | 1.0198 | 1.0198 | 1.0198 | 1.0198 | 1.0198 | 1.0198 | 1.0198 | 1.0198 | 1.0198 | 1.0198 | 1.0198 | 1.0198 | 1.0198 | 1.0198 | 1.0198 | 1.0198 | 1.0198 | 1.0198 | 1.0198 | 1.0198 | 1.0198 | 1.0198 | 1.0198 | 1.0198 | 1.0198 | 1.0198 | 1.0198 | 1.0198 | 1.0198 | 1.0198 | 1.0198 | 1.0198 | 1.0198 | 1.0198 | 1.0198 | 1.0198 | 1.0198 | 1.0198 | 1.0198 | 1.0198 | 1.0198 | 1.0198 | 1.0198 | 1.0198 | 1.0198 | 1.0198 | 1.0198 | 1.0198 | 1.0198 | 1.0198 | 1.0198 | 1.0198 | 1.0198 | 1.0198 | 1.0198 | 1.0198 | 1.0198 | 1.0198 | 1.0198 | 1.0198 | 1.0198 | 1.0198 | 1.0198 | 1.0198 | 1.0198 | 1.0198 | 1.0198 | 1.0198 | 1.0198 | 1.0198 | 1.0198 | 1.0198 | 1.0198 | 1.0198 | 1.0198 | 1.0198 | 1.0198 | 1.0198 | 1.0198 | 1.0198 | 1.0198 | 1.0198 | 1.0198 | 1.0198 | 1.0198 | 1.0198 | 1.0198 | 1.0198 | 1.0198 | 1.0198 | 1.0198 | 1.0198 | 1.0198 | 1.0198 | 1.0198 | 1.0198 | 1.0198 | 1.0198 | 1.0198 | 1.0198 | 1.0198 | 1.0198 | 1.0198 | 1.0198 | 1.0198 | 1.0198 | 1.0198 | 1.0198 | 1.0198 | 1.0198 | 1.0198 | 1.0198 | 1.0198 | 1.0198 | 1.0198 | 1.0198 | 1.0198 | 1.0198 | 1.0198 | 1.0198 | 1.0198 | 1.0198 | 1.0198 | 1.0198 | 1.0198 | 1.0198 | 1.0198 | 1.0198 | 1.0198 | 1.0198 | 1.0198 | 1.0198 | 1.0198 | 1.0198 | 1.0198 | 1.0198 | 1.0198 | 1.0198 | 1.0198 | 1.0198 | 1.0198 | 1.0198 | 1.0198 | 1.0198 | 1.0198 | 1.0198 | 1.0198 | 1.0198 | 1.0198 | 1.0198 | 1.0198 | 1.0198 | 1.0198 | 1.0198 | 1.0198 | 1.0198 | 1.0198 | 1.0198 | 1.0198 | 1.0198 | 1.0198 | 1.0198 | 1.0198 | 1.0198 | 1.0198 | 1.0198 | 1.0198 | 1.0198 | 1.0198 | 1.0198 | 1.0198 | 1.0198 | 1.0198 | 1.0198 | 1.0198 | 1.0198 | 1.0198 | 1.0198 | 1.0198 | 1.0198 | 1.0198 | 1.0198 | 1.0198 | 1.0198 | 1.0198 | 1.0198 | 1.0198 | 1.0198 | 1.0198 | 1.0198 | 1.0198 | 1.0198 | 1.0198 | 1.0198 | 1.0198 | 1.0198 | 1.0198 | 1.0198 | 1.0198 | 1.0198 | 1.0198 | 1.0198 | 1.0198 | 1.0198 | 1.0198 | 1.0198 | 1.0198 | 1.0198 | 1.0198 | 1.0198 | 1.0198 | 1.0198 | 1.0198 | 1.0198 | 1.0198 | 1.0198 | 1.0198 | 1.0198 | 1.0198 | 1.0198 | 1.0198 | 1.0198 | 1.0198 | 1.0198 | 1.0198 | 1.0198 | 1.0198 | 1.0198 | 1.0198 | 1.0198 | 1.0198 | 1.0198 | 1.0198 | 1.0198 | 1.0198 | 1.0198 | 1.0198 | 1.0198 | 1.0198 | 1.0198 | 1.0198 | 1.0198 | 1.0198 | 1.0198 | 1.0198 | 1.0198 | 1.0198 | 1.0198 | 1.0198 | 1.0198 | 1.0198 | 1.0198 | 1.0198 | 1.0198 | 1.0198 | 1.0198 | 1.0198 | 1.0198 | 1.0198 | 1.0198 | 1.0198 | 1.0198 | 1.0198 | 1.0198 | 1.0198 | 1.0198 | 1.0198 | 1.0198 | 1.0198 | 1.0198 | 1.0198 | 1.0198 | 1.0198 | 1.0198 | 1.0198 | 1.0198 | 1.0198 | 1.0198 | 1.0198 | 1.0198 | 1.0198 | 1.0198 | 1.0198 | 1.0198 | 1.0198 | 1.0198 | 1.0198 | 1.0198 | 1.0198 | 1.0198 | 1.0198 | 1.0198 | 1.0198 | 1.0198 | 1.0198 | 1.0198 | 1.0198 | 1.0198 | 1.0198 | 1.0198 | 1.0198 | 1.0198 | 1.0198 | 1.0198 | 1.0198 | 1.0198 | 1.0198 | 1.0198 | 1.0198 | 1.0198 | 1.0198 | 1.0198 | 1.0198 | 1.0198 | 1.0198 | 1.0198 | 1.0198 | 1.0198 | 1.0198 | 1.0198 | 1.0198 | 1.0198 | 1.0198 | 1.0198 | 1.0198 | 1.0198 | 1.0198 | 1.0198 | 1.0198 | 1.0198 | 1.0198 | 1.0198 | 1.0198 | 1.0198 | 1.0198 | 1.0198 | 1.0198 | 1.0198 | 1.0198 | 1.0198 | 1.0198 | 1.0198 | 1.0198 | 1.0198 | 1.0198 | 1.0198 | 1.0198 | 1.0198 | 1.0198 | 1.0198 | 1.0198 | 1.0198 | 1.0198 | 1.0198 | 1.0198 | 1.0198 | 1.0198 | 1.0198 | 1.0198 | 1.0198 | 1.0198 | 1.0198 | 1.0198 | 1.0198 | 1.0198 | 1.0198 | 1.0198 | 1.0198 | 1.0198 | 1.0198 | 1.0198 | 1.0198 | 1.0198 | 1.0198 | 1.0198 | 1.0198 | 1.0198 | 1.0198 | 1.0198 | 1.0198 | 1.0198 | 1.0198 | 1.0198 | 1.0198 | 1.0198 | 1.0198 | 1.0198 | 1.0198 | 1.0198 | 1.0198 | 1.0198 | 1.0198 | 1.0198 | 1.0198 | 1.0198 | 1.0198 | 1.0198 | 1.0198 | 1.0198 | 1.0198 | 1.0198 | 1.0198 | 1.0198 | 1.0198 | 1.0198 | 1.0198 | 1.0198 | 1.0198 | 1.0198 | 1.0198 | 1.0198 | 1.0198 | 1.0198 | 1.0198 | 1.0198 | 1.0198 | 1.0198 | 1.0198 | 1.0198 | 1.0198 | 1.0198 | 1.0198 | 1.0198 | 1.0198 | 1.0198 | 1.0198 | 1.0198 | 1.0198 | 1.0198 | 1.0198 | 1.0198 | 1.0198 | 1.0198 | 1.0198 | 1.0198 | 1.0198 | 1.0198 | 1.0198 | 1.0198 | 1.0198 | 1.0198 | 1.0198 | 1.0198 | 1.0198 | 1.0198 | 1.0198 | 1.0198 | 1.0198 | 1.0198 | 1.0198 | 1.0198 | 1.0198 | 1.0198 | 1.0198 | 1.0198 | 1.0198 | 1.0198 | 1.0198 | 1.0198 | 1.0198 | 1.0198 | 1.0198 | 1.0198 | 1.0198 | 1.0198 | 1.0198 | 1.0198 | 1.0198 | 1.0198 | 1.0198 | 1.0198 | 1.0198 | 1.0198 | 1.0198 | 1.0198 | 1.0198 | 1.0198 | 1.0198 | 1.0198 | 1.0198 | 1.0198 | 1.0198 | 1.0198 | 1.0198 | 1.0198 | 1.0198 | 1.0198 | 1.0198 | 1.0198 | 1.0198 | 1.0198 | 1.0198 | 1.0198 | 1.0198 | 1.0198 | 1.0198 | 1.0198 | 1.0198 | 1.0198 | 1.0198 | 1.0198 | 1.0198 | 1.0198 | 1.0198 | 1.0198 | 1.0198 | 1.0198 | 1.0198 | 1.0198 | 1.0198 | 1.0198 | 1.0198 | 1.0198 | 1.0198 | 1.0198 | 1.0198 | 1.0198 | 1.0198 | 1.0198 | 1.0198 | 1.0198 | 1.0198 | 1.0198 | 1.0198 | 1.0198 | 1.0198 | 1.0198 | 1.0198 | 1.0198 | 1.0198 | 1.0198 | 1.0198 | 1.0198 | 1.0198 | 1.0198 | 1.0198 | 1.0198 | 1.0198 | 1.0198 | 1.0198 | 1.0198 | 1.0198 | 1.0198 | 1.0198 | 1.0198 | 1.0198 | 1.0198 | 1.0198 | 1.0198 | 1.0198 | 1.0198 | 1.0198 | 1.0198 | 1.0198 | 1.0198 | 1.0198 | 1.0198 | 1.0198 | 1.0198 | 1.0198 | 1.0198 | 1.0198 | 1.0198 | 1.0198 | 1.0198 | 1.0198 | 1.0198 | 1.0198 | 1.0198 | 1.0198 | 1.0198 | 1.0198 | 1.0198 | 1.0198 | 1.0198 | 1.0198 | 1.0198 | 1.0198 | 1.0198 | 1.0198 | 1.0198 | 1.0198 | 1.0198 | 1.0198 | 1.0198 | 1.0198 | 1.0198 | 1.0198 | 1.0198 | 1.0198 | 1.0198 | 1.0198 | 1.0198 | 1.0198 | 1.0198 | 1.0198 | 1.0198 | 1.0198 | 1.0198 | 1.0198 | 1.0198 | 1.0198 | 1.0198 | 1.0198 | 1.0198 | 1.0198 | 1.0198 | 1.0198 | 1.0198 | 1.0198 | 1.0198 | 1.0198 | 1.0198 | 1.0198 | 1.0198 | 1.0198 | 1.0198 | 1.0198 | 1.0198 | 1.0198 | 1.0198 | 1.0198 | 1.0198 | 1.0198 | 1.0198 | 1.0198 | 1.0198 | 1.0198 | 1.0198 | 1.0198 | 1.0198 | 1.0198 | 1.0198 | 1.0198 | 1.0198 | 1.0198 | 1.0198 | 1.0198 | 1.0198 | 1.0198 | 1.0198 | 1.0198 | 1.0198 | 1.0198 | 1.0198 | 1.0198 | 1.0198 | 1.0198 | 1.0198 | 1.0198 | 1.0198 | 1.0198 | 1.0198 | 1.0198 | 1.0198 | 1.0198 | 1.0198 | 1.0198 | 1.0198 | 1.0198 | 1.0198 | 1.0198 | 1.0198 | 1.0198 | 1.0198 | 1.0198 | 1.0198 | 1.0198 | 1.0198 | 1.0198 | 1.0198 | 1.0198 | 1.0198 | 1.0198 | 1.0198 | 1.0198 | 1.0198 | 1.0198 | 1.0198 | 1.0198 | 1.0198 | 1.0198 | 1.0198 | 1.0198 | 1.0198 | 1.0198 | 1.0198 | 1.0198 | 1.0198 | 1.0198 | 1.0198 | 1.0198 | 1.0198 | 1.0198 | 1.0198 | 1.0198 | 1.0198 | 1.0198 | 1.0198 | 1.0198 | 1.0198 | 1.0198 | 1.0198 | 1.0198 | 1.0198 | 1.0198 | 1.0198 | 1.0198 | 1.0198 | 1.0198 | 1.0198 | 1.0198 | 1.0198 | 1.0198 | 1.0198 | 1.0198 | 1.0198 | 1.0198 | 1.0198 | 1.0198 | 1.0198 | 1.0198 | 1.0198 | 1.0198 | 1.0198 | 1.0198 | 1.0198 | 1.0198 | 1.0198 | 1.0198 | 1.0198 | 1.0198 | 1.0198 | 1.0198 | 1.0198 | 1.0198 | 1.0198 | 1.0198 | 1.0198 | 1.0198 | 1.0198 | 1.0198 | 1.0198 | 1.0198 | 1.0198 | 1.0198 | 1.0198 | 1.0198 | 1.0198 | 1.0198 | 1.0198 | 1.0198 | 1.0198 | 1.0198 | 1.0198 | 1.0198 | 1.0198 | 1.0198 | 1.0198 | 1.0198 | 1.0198 | 1.0198 | 1.0198 | 1.0198 | 1.0198 | 1.0198 | 1.0198 | 1.0198 | 1.0198 | 1.0198 | 1.0198 | 1.0198 | 1.0198 | 1.0198 | 1.0198 | 1.0198 | 1.0198 | 1.0198 | 1.0198 | 1.0198 | 1.0198 | 1.0198 | 1.0198 | 1.0198 | 1.0198 | 1.0198 | 1.0198 | 1.0198 | 1.0198 | 1.0198 | 1.0198 | 1.0198 | 1.0198 | 1.0198 | 1.0198 | 1.0198 | 1.0198 | 1.0198 | 1.0198 | 1.0198 | 1.0198 | 1.0198 | 1.0198 | 1.0198 | 1.0198 | 1.0198 | 1.0198 | 1.0198 | 1.0198 | 1.0198 | 1.0198 | 1.0198 | 1.0198 | 1.0198 | 1.0198 | 1.0198 | 1.0198 | 1.0198 | 1.0198 | 1.0198 | 1.0198 | 1.0198 | 1.0198 | 1.0198 | 1.0198 | 1.0198 | 1.0198 | 1.0198 | 1.0198 | 1.0198 | 1.0198 | 1.0198 | 1.0198 | 1.0198 | 1.0198 | 1.0198 | 1.0198 | 1.0198 | 1.0198 | 1.0198 | 1.0198 | 1.0198 | 1.0198 | 1.0198 | 1.0198 | 1.0198 | 1.0198 | 1.0198 | 1.0198 | 1.0198 | 1.0198 | 1.0198 | 1.0198 | 1.0198 | 1.0198 | 1.0198 | 1.0198 | 1.0198 | 1.0198 | 1.0198 | 1.0198 | 1.0198 | 1.0198 | 1.0198 | 1.0198 | 1.0198 | 1.0198 | 1.0198 | 1.0198 | 1.0198 | 1.0198 | 1.0198 | 1.0198 | 1.0198 | 1.0198 | 1.0198 | 1.0198 | 1.0198 | 1.0198 | 1.0198 | 1.0198 | 1.0198 | 1.0198 | 1.0198 | 1.0198 | 1.0198 | 1.0198 | 1.0198 | 1.0198 | 1.0198 | 1.0198 | 1.0198 | 1.0198 | 1.0198 | 1.0198 | 1.0198 | 1.0198 | 1.0198 | 1.0198 | 1.0198 | 1.0198 | 1.0198 | 1.0198 | 1.0198 | 1.0198 | 1.0198 | 1.0198 | 1.0198 | 1.0198 | 1.0198 | 1.0198 | 1.0198 | 1.0198 | 1.0198 | 1.0198 | 1.0198 | 1.0198 | 1.0198 | 1.0198 | 1.0198 | 1.0198 | 1.0198 | 1.0198 | 1.0198 | 1.0198 | 1.0198 | 1.0198 | 1.0198 | 1.0198 | 1.0198 | 1.0198 | 1.0198 | 1.0198 | 1.0198 | 1.0198 | 1.0198 | 1.0198 | 1.0198 | 1.0198 | 1.0198 | 1.0198 | 1.0198 | 1.0198 | 1.0198 | 1.0198 | 1.0198 | 1.0198 | 1.0198 | 1.0198 | 1.0198 | 1.0198 | 1.0198 | 1.0198 | 1.0198 | 1.0198 | 1.0198 | 1.0198 | 1.0198 | 1.0198 | 1.0198 | 1.0198 | 1.0198 | 1.0198 | 1.0198 | 1.0198 | 1.0198 | 1.0198 | 1.0198 | 1.0198 | 1.0198 | 1.0198 | 1.0198 | 1.0198 | 1.0198 | 1.0198 | 1.0198 | 1.0198 | 1.0198 | 1.0198 | 1.0198 | 1.0198 | 1.0198 | 1.0198 | 1.0198 | 1.0198 | 1.0198 | 1.0198 | 1.0198 | 1.0198 | 1.0198 | 1.0198 | 1.0198 | 1.0198 | 1.0198 | 1.0198 | 1.0198 | 1.0198 | 1.0198 | 1.0198 | 1.0198 | 1.0198 | 1.0198 | 1.0198 | 1.0198 | 1.0198 | 1.0198 | 1.0198 | 1.0198 | 1.0198 | 1.0198 | 1.0198 | 1.0198 | 1.0198 | 1.0198 | 1.0198 | 1.0198 | 1.0198 | 1.0198 | 1.0198 | 1.0198 | 1.0198 | 1.0198 | 1.0198 | 1.0198 | 1.0198 | 1.0198 | 1.0198 | 1.0198 | 1.0198 | 1.0198 | 1.0198 | 1.0198 | 1.0198 | 1.0198 | 1.0198 | 1.0198 | 1.0198 | 1.0198 | 1.0198 | 1.0198 | 1.0198 | 1.0198 | 1.0198 | 1.0198 | 1.0198 | 1.0198 | 1.0198 | 1.0198 | 1.0198 | 1.0198 | 1.0198 | 1.0198 | 1.0198 | 1.0198 | 1.0198 | 1.0198 | 1.0198 | 1.0198 | 1.0198 | 1.0198 | 1.0198 | 1.0198 | 1.0198 | 1.0198 | 1.0198 | 1.0198 | 1.0198 | 1.0198 | 1.0198 | 1.0198 | 1.0198 | 1.0198 | 1.0198 | 1.0198 | 1.0198 | 1.0198 | 1.0198 | 1.0198 | 1.0198 | 1.0198 | 1.0198 | 1.0198 | 1.0198 | 1.0198 | 1.0198 | 1.0198 | 1.0198 | 1.0198 | 1.0198 | 1.0198 | 1.0198 | 1.0198 | 1.0198 | 1.0198 | 1.0198 | 1.0198 | 1.0198 | 1.0198 | 1.0198 | 1.0198 | 1.0198 | 1.0198 | 1.0198 | 1.0198 | 1.0198 | 1.0198 | 1.0198 | 1.0198 | 1.0198 | 1.0198 | 1.0198 | 1.0198 | 1.0198 | 1.0198 | 1.0198 | 1.0198 | 1.0198 | 1.0198 | 1.0198 | 1.0198 | 1.0198 | 1.0198 | 1.0198 | 1.0198 | 1.0198 | 1.0198 | 1.0198 | 1.0198 | 1.0198 | 1.0198 | 1.0198 | 1.0198 | 1.0198 | 1.0198 | 1.0198 | 1.0198 | 1.0198 | 1.0198 | 1.0198 | 1.0198 | 1.0198 | 1.0198 | 1.0198 | 1.0198 | 1.0198 | 1.0198 | 1.0198 | 1.0198 | 1.0198 | 1.0198 | 1.0198 | 1.0198 | 1.0198 | 1.0198 | 1.0198 | 1.0198 | 1.0198 | 1.0198 | 1.0198 | 1.0198 | 1.0198 | 1.0198 | 1.0198 | 1.0198 | 1.0198 | 1.0198 | 1.0198 | 1.0198 | 1.0198 | 1.0198 | 1.0198 | 1.0198 | 1.0198 | 1.0198 | 1.0198 | 1.0198 | 1.0198 | 1.0198 | 1.0198 | 1.0198 | 1.0198 | 1.0198 | 1.0198 | 1.0198 | 1.0198 | 1.0198 | 1.0198 | 1.0198 | 1.0198 | 1.0198 | 1.0198 | 1.0198 | 1.0198 | 1.0198 | 1.0198 | 1.0198 | 1.0198 | 1.0198 | 1.0198 | 1.0198 | 1.0198 | 1.0198 | 1.0198 | 1.0198 | 1.0198 | 1.0198 | 1.0198 | 1.0198 | 1.0198 | 1.0198 | 1.0198 | 1.0198 | 1.0198 | 1.0198 | 1.0198 | 1.0198 | 1.0198 | 1.0198 | 1.0198 | 1.0198 | 1.0198 | 1.0198 | 1.0198 | 1.0198 | 1.0198 | 1.0198 | 1.0198 | 1.0198 | 1.0198 | 1.0198 | 1.0198 | 1.0198 | 1.0198 | 1.0198 | 1.0198 | 1.0198 | 1.0198 | 1.0198 | 1.0198 | 1.0198 | 1.0198 | 1.0198 | 1.0198 | 1.0198 | 1.0198 | 1.0198 | 1.0198 | 1.0198 | 1.0198 | 1.0198 | 1.0198 | 1.0198 | 1.0198 | 1.0198 | 1.0198 | 1.0198 | 1.0198 | 1.0198 | 1.0198 | 1.0198 | 1.0198 | 1.0198 | 1.0198 | 1.0198 | 1.0198 | 1.0198 | 1.0198 | 1.0198 | 1.0198 | 1.0198 | 1.0198 | 1.0198 | 1.0198 | 1.0198 | 1.0198 | 1.0198 | 1.0198 | 1.0198 | 1.0198 | 1.0198 | 1.0198 | 1.0198 | 1.0198 | 1.0198 | 1.0198 | 1.0198 | 1.0198 | 1.0198 | 1.0198 | 1.0198 | 1.0198 | 1.0198 | 1.0198 | 1.0198 | 1.0198 | 1.0198 | 1.0198 | 1.0198 | 1.0198 | 1.0198 | 1.0198 | 1.0198 | 1.0198 | 1.0198 | 1.0198 | 1.0198 | 1.0198 | 1.0198 | 1.0198 | 1.0198 | 1.0198 | 1.0198 | 1.0198 | 1.0198 | 1.0198 | 1.0198 | 1.0198 | 1.0198 | 1.0198 | 1.0198 | 1.0198 | 1.0198 | 1.0198 | 1.0198 | 1.0198 | 1.0198 | 1.0198 | 1.0198 | 1.0198 | 1.0198 | 1.0198 | 1.0198 | 1.0198 | 1.0198 | 1.0198 | 1.0198 | 1.0198 | 1.0198 | 1.0198 | 1.0198 | 1.0198 | 1.0198 | 1.0198 | 1.0198 | 1.0198 | 1.0198 | 1.0198 | 1.0198 | 1.0198 | 1.0198 | 1.0198 | 1.0198 | 1.0198 | 1.0198 | 1.0198 | 1.0198 | 1.0198 | 1.0198 | 1.0198 | 1.0198 | 1.0198 | 1.0198 | 1.0198 | 1.0198 | 1.0198 | 1.0198 | 1.0198 | 1.0198 | 1.0198 | 1.0198 | 1.0198 | 1.0198 | 1.0198 | 1.0198 | 1.0198 | 1.0198 | 1.0198 | 1.0198 | 1.0198 | 1.0198 | 1.0198 | 1.0198 | 1.0198 | 1.0198 | 1.0198 | 1.0198 | 1.0198 | 1.0198 | 1.0198 | 1.0198 | 1.0198 | 1.0198 | 1.0198 | 1.0198 | 1.0198 | 1.0198 | 1.0198 | 1.0198 | 1.0198 | 1.0198 | 1.0198 | 1.0198 | 1.0198 | 1.0198 | 1.0198 | 1.0198 | 1.0198 | 1.0198 | 1.0198 | 1.0198 | 1.0198 | 1.0198 | 1.0198 | 1.0198 | 1.0198 | 1.0198 | 1.0198 | 1.0198 | 1.0198 | 1.0198 | 1.0198 | 1.0198 | 1.0198 | 1.0198 | 1.0198 | 1.0198 | 1.0198 | 1.0198 | 1.0198 | 1.0198 | 1.0198 | 1.0198 | 1.0198 | 1.0198 | 1.0198 | 1.0198 | 1.0198 | 1.0198 | 1.0198 | 1.0198 | 1.0198 | 1.0198 | 1.0198 | 1.0198 | 1.0198 | 1.0198 | 1.0198 | 1.0198 | 1.0198 | 1.0198 | 1.0198 | 1.0198 | 1.0198 | 1.0198 | 1.0198 | 1.0198 | 1.0198 | 1.0198 | 1.0198 | 1.0198 | 1.0198 | 1.0198 | 1.0198 | 1.0198 | 1.0198 | 1.0198 | 1.0198 | 1.0198 | 1.0198 | 1.0198 | 1.0198 | 1.0198 | 1.0198 | 1.0198 | 1.0198 | 1.0198 | 1.0198 | 1.0198 | 1.0198 | 1.0198 | 1.0198 | 1.0198 | 1.0198 | 1.0198 | 1.0198 | 1.0198 | 1.0198 | 1.0198 | 1.0198 | 1.0198 | 1.0198 | 1.0198 | 1.0198 | 1.0198 | 1.0198 | 1.0198 | 1.0198 | 1.0198 | 1.0198 | 1.0198 | 1.0198 | 1.0198 | 1.0198 | 1.0198 | 1.0198 | 1.0198 | 1.0198 | 1.0198 | 1.0198 | 1.0198 | 1.0198 | 1.0198 | 1.0198 | 1.0198 | 1.0198 | 1.0198 | 1.0198 | 1.0198 | 1.0198 | 1.0198 | 1.0198 | 1.0198 | 1.0198 | 1.0198 | 1.0198 | 1.0198 | 1.0198 | 1.0198 | 1.0198 | 1.0198 | 1.0198 | 1.0198 | 1.0198 | 1.0198 | 1.0198 | 1.0198 | 1.0198 | 1.0198 | 1.0198 | 1.0198 | 1.0198 | 1.0198 | 1.0198 | 1.0198 | 1.0198 | 1.0198 | 1.0198 | 1.0198 | 1.0198 | 1.0198 | 1.0198 | 1.0198 | 1.0198 | 1.0198 | 1.0198 | 1.0198 | 1.0198 | 1.0198 | 1.0198 | 1.0198 | 1.0198 | 1.0198 | 1.0198 | 1.0198 | 1.0198 | 1.0198 | 1.0198 | 1.0198 | 1.0198 | 1.0198 | 1.0198 | 1.0198 | 1.0198 | 1.0198 | 1.0198 | 1.0198 | 1.0198 | 1.0198 | 1.0198 | 1.0198 | 1.0198 | 1.0198 | 1.0198 | 1.0198 | 1.0198 | 1.0198 | 1.0198 | 1.0198 | 1.0198 | 1.0198 | 1.0198 | 1.0198 | 1.0198 | 1.0198 | 1.0198 | 1.0198 | 1.0198 | 1.0198 | 1.0198 | 1.0198 | 1.0198 | 1.0198 | 1.0198 | 1.0198 | 1.0198 | 1.0198 | 1.0198 | 1.0198 | 1.0198 | 1.0198 | 1.0198 | 1.0198 | 1.0198 | 1.0198 | 1.0198 | 1.0198 | 1.0198 | 1.0198 | 1.0198 | 1.0198 | 1.0198 | 1.0198 | 1.0198 | 1.0198 | 1.0198 | 1.0198 | 1.0198 | 1.0198 | 1.0198 | 1.0198 | 1.0198 | 1.0198 | 1.0198 | 1.0198 | 1.0198 | 1.0198 | 1.0198 | 1.0198 | 1.0198 | 1.0198 | 1.0198 | 1.0198 | 1.0198 | 1.0198 | 1.0198 | 1.0198 | 1.0198 | 1.0198 | 1.0198 | 1.0198 | 1.0198 | 1.0198 | 1.0198 | 1.0198 | 1.0198 | 1.0198 | 1.0198 | 1.0198 | 1.0198 | 1.0198 | 1.0198 | 1.0198 | 1.0198 | 1.0198 | 1.0198 | 1.0198 | 1.0198 | 1.0198 | 1.0198 | 1.0198 | 1.0198 | 1.0198 | 1.0198 | 1.0198 | 1.0198 | 1.0198 | 1.0198 | 1.0198 | 1.0198 | 1.0198 | 1.0198 | 1.0198 | 1.0198 | 1.0198 | 1.0198 | 1.0198 | 1.0198 | 1.0198 | 1.0198 | 1.0198 | 1.0198 | 1.0198 | 1.0198 | 1.0198 | 1.0198 | 1.0198 | 1.0198 | 1.0198 | 1.0198 | 1.0198 | 1.0198 | 1.0198 | 1.0198 | 1.0198 | 1.0198 | 1.0198 | 1.0198 | 1.0198 | 1.0198 | 1.0198 | 1.0198 | 1.0198 | 1.0198 | 1.0198 | 1.0198 | 1.0198 | 1.0198 | 1.0198 | 1.0198 | 1.0198 | 1.0198 | 1.0198 | 1.0198 | 1.0198 | 1.0198 | 1.0198 | 1.0198 | 1.0198 | 1.0198 | 1.0198 | 1.0198 | 1.0198 | 1.0198 | 1.0198 | 1.0198 | 1.0198 | 1.0198 | 1.0198 | 1.0198 | 1.0198 | 1.0198 | 1.0198 | 1.0198 | 1.0198 | 1.0198 | 1.0198 | 1.0198 | 1.0198 | 1.0198 | 1.0198 | 1.0198 | 1.0198 | 1.0198 | 1.0198 | 1.0198 | 1.0198 | 1.0198 | 1.0198 | 1.0198 | 1.0198 | 1.0198 | 1.0198 | 1.0198 | 1.0198 | 1.0198 | 1.0198 | 1.0198 | 1.0198 | 1.0198 | 1.0198 | 1.0198 | 1.0198 | 1.0198 | 1.0198 | 1.0198 | 1.0198 | 1.0198 | 1.0198 | 1.0198 | 1.0198 | 1.0198 | 1.0198 | 1.0198 | 1.0198 | 1.0198 | 1.0198 | 1.0198 | 1.0198 | 1.0198 | 1.0198 | 1.0198 | 1.0198 | 1.0198 | 1.0198 | 1.0198 | 1.0198 | 1.0198 | 1.0198 | 1.0198 | 1.0198 | 1.0198 | 1.0198 | 1.0198 | 1.0198 | 1.0198 | 1.0198 | 1.0198 | 1.0198 | 1.0198 | 1.0198 | 1.0198 | 1.0198 | 1.0198 | 1.0198 | 1.0198 | 1.0198 | 1.0198 | 1.0198 | 1.0198 | 1.0198 | 1.0198 | 1.0198 | 1.0198 | 1.0198 | 1.0198 | 1.0198 | 1.0198 | 1.0198 | 1.0198 | 1.0198 | 1.0198 | 1.0198 | 1.0198 | 1.0198 | 1.0198 | 1.0198 | 1.0198 | 1.0198 | 1.0198 | 1.0198 | 1.0198 | 1.0198 | 1.0198 | 1.0198 | 1.0198 | 1.0198 | 1.0198 | 1.0198 | 1.0198 | 1.0198 | 1.0198 | 1.0198 | 1.0198 | 1.0198 | 1.0198 | 1.0198 | 1.0198 | 1.0198 | 1.0198 | 1.0198 | 1.0198 | 1.0198 | 1.0198 | 1.0198 | 1.0198 | 1.0198 | 1.0198 | 1.0198 | 1.0198 | 1.0198 | 1.0198 | 1.0198 | 1.0198 | 1.0198 | 1.0198 | 1.0198 | 1.0198 | 1.0198 | 1.0198 | 1.0198 | 1.0198 | 1.0198 | 1.0198 | 1.0198 | 1.0198 | 1.0198 | 1.0198 | 1.0198 | 1.0198 | 1.0198 | 1.0198 | 1.0198 | 1.0198 | 1.0198 | 1.0198 | 1.0198 | 1.0198 | 1.0198 | 1.0198 | 1.0198 | 1.0198 | 1.0198 | 1.0198 | 1.0198 | 1.0198 | 1.0198 | 1.0198 | 1.0198 | 1.0198 | 1.0198 | 1.0198 | 1.0198 | 1.0198 | 1.0198 | 1.0198 | 1.0198 | 1.0198 | 1.0198 | 1.0198 | 1.0198 | 1.0198 | 1.0198 | 1.0198 | 1.0198 | 1.0198 | 1.0198 | 1.0198 | 1.0198 | 1.0198 | 1.0198 | 1.0198 | 1.0198 | 1.0198 | 1.0198 | 1.0198 | 1.0198 | 1.0198 | 1.0198 | 1.0198 | 1.0198 | 1.0198 | 1.0198 | 1.0198 | 1.0198 | 1.0198 | 1.0198 | 1.0198 | 1.0198 | 1.0198 | 1.0198 | 1.0198 | 1.0198 | 1.0198 | 1.0198 | 1.0198 | 1.0198 | 1.0198 | 1.0198 | 1.0198 | 1.0198 | 1.0198 | 1.0198 | 1.0198 | 1.0198 | 1.0198 | 1.0198 | 1.0198 | 1.0198 | 1.0198 | 1.0198 | 1.0198 | 1.0198 | 1.0198 | 1.0198 | 1.0198 | 1.0198 | 1.0198 | 1.0198 | 1.0198 | 1.0198 | 1.0198 | 1.0198 | 1.0198 | 1.0198 | 1.0198 | 1.0198 | 1.0198 | 1.0198 | 1.0198 | 1.0198 | 1.0198 | 1.0198 | 1.0198 | 1.0198 | 1.0198 | 1.0198 | 1.0198 | 1.0198 | 1.0198 | 1.0198 | 1.0198 | 1.0198 | 1.0198 | 1.0198 | 1.0198 | 1.0198 | 1.0198 | 1.0198 | 1.0198 | 1.0198 | 1.0198 | 1.0198 | 1.0198 | 1.0198 | 1.0198 | 1.0198 | 1.0198 | 1.0198 | 1.0198 | 1.0198 | 1.0198 | 1.0198 | 1.0198 | 1.0198 | 1.0198 | 1.0198 | 1.0198 | 1.0198 | 1.0198 | 1.0198 | 1.0198 | 1.0198 | 1.0198 | 1.0198 | 1.0198 | 1.0198 | 1.0198 | 1.0198 | 1.0198 | 1.0198 | 1.0198 | 1.0198 | 1.0198 | 1.0198 | 1.0198 | 1.0198 | 1.0198 | 1.0198 | 1.0198 | 1.0198 | 1.0198 | 1.0198 | 1.0198 | 1.0198 | 1.0198 | 1.0198 | 1.0198 | 1.0198 | 1.0198 | 1.0198 | 1.0198 | 1.0198 | 1.0198 | 1.0198 | 1.0198 | 1.0198 | 1.0198 | 1.0198 | 1.0198 | 1.0198 | 1.0198 | 1.0198 | 1.0198 | 1.0198 | 1.0198 | 1.0198 | 1.0198 | 1.0198 | 1.0198 | 1.0198 | 1.0198 | 1.0198 | 1.0198 | 1.0198 | 1.0198 | 1.0198 | 1.0198 | 1.0198 | 1.0198 | 1.0198 | 1.0198 | 1.0198 | 1.0198 | 1.0198 | 1.0198 | 1.0198 | 1.0198 | 1.0198 | 1.0198 | 1.0198 | 1.0198 | 1.0198 | 1.0198 | 1.0198 | 1.0198 | 1.0198 | 1.0198 | 1.0198 | 1.0198 | 1.0198 | 1.0198 | 1.0198 | 1.0198 | 1.0198 | 1.0198 | 1.0198 | 1.0198 | 1.0198 | 1.0198 | 1.0198 | 1.0198 | 1.0198 | 1.0198 | 1.0198 | 1.0198 | 1.0198 | 1.0198 | 1.0198 | 1.0198 | 1.0198 | 1.0198 | 1.0198 | 1.0198 | 1.0198 | 1.0198 | 1.0198 | 1.0198 | 1.0198 | 1.0198 | 1.0198 | 1.0198 | 1.0198 | 1.0198 | 1.0198 | 1.0198 | 1.0198 | 1.0198 | 1.0198 | 1.0198 | 1.0198 | 1.0198 | 1.0198 | 1.0198 | 1.0198 | 1.0198 | 1.0198 | 1.0198 | 1.0198 | 1.0198 | 1.0198 | 1.0198 | 1.0198 | 1.0198 | 1.0198 | 1.0198 | 1.0198 | 1.0198 | 1.0198 | 1.0198 | 1.0198 | 1.0198 | 1.0198 | 1.0198 | 1.0198 | 1.0198 | 1.0198 | 1.0198 | 1.0198 | 1.0198 | 1.0198 | 1.0198 | 1.0198 | 1.0198 | 1.0198 | 1.0198 | 1.0198 | 1.0198 | 1.0198 | 1.0198 | 1.0198 | 1.0198 | 1.0198 | 1.0198 | 1.0198 | 1.0198 | 1.0198 | 1.0198 | 1.0198 | 1.0198 | 1.0198 | 1.0198 | 1.0198 | 1.0198 | 1.0198 | 1.0198 | 1.0198 | 1.0198 | 1.0198 | 1.0198 | 1.0198 | 1.0198 | 1.0198 | 1.0198 | 1.0198 | 1.0198 | 1.0198 | 1.0198 | 1.0198 | 1.0198 | 1.0198 | 1.0198 | 1.0198 | 1.0198 | 1.0198 | 1.0198 | 1.0198 | 1.0198 | 1.0198 | 1.0198 | 1.0198 | 1.0198 | 1.0198 | 1.0198 | 1.0198 | 1.0198 | 1.0198 | 1.0198 | 1.0198 | 1.0198 | 1.0198 | 1.0198 | 1.0198 | 1.0198 | 1.0198 | 1.0198 | 1.0198 | 1.0198 | 1.0198 | 1.0198 | 1.0198 | 1.0198 | 1.0198 | 1.0198 | 1.0198 | 1.0198 | 1.0198 | 1.0198 | 1.0198 | 1.0198 | 1.0198 | 1.0198 | 1.0198 | 1.0198 | 1.0198 | 1.0198 | 1.0198 | 1.0198 | 1.0198 | 1.0198 | 1.0198 | 1.0198 | 1.0198 | 1.0198 | 1.0198 | 1.0198 | 1.0198 | 1.0198 | 1.0198 | 1.0198 | 1.0198 | 1.0198 | 1.0198 | 1.0198 | 1.0198 | 1.0198 | 1.0198 | 1.0198 | 1.0198 | 1.0198 | 1.0198 | 1.0198 | 1.0198 | 1.0198 | 1.0198 | 1.0198 | 1.0198 | 1.0198 | 1.0198 | 1.0198 | 1.0198 | 1.0198 | 1.0198 | 1.0198 | 1.0198 | 1.0198 | 1.0198 | 1.0198 | 1.0198 | 1.0198 | 1.0198 | 1.0198 | 1.0198 | 1.0198 | 1.0198 | 1.0198 | 1.0198 | 1.0198 | 1.0198 | 1.0198 | 1.0198 | 1.0198 | 1.0198 | 1.0198 | 1.0198 | 1.0198 | 1.0198 | 1.0198 | 1.0198 | 1.0198 | 1.0198 | 1.0198 | 1.0198 | 1.0198 | 1.0198 | 1.0198 | 1.0198 | 1.0198 | 1.0198 | 1.0198 | 1.0198 | 1.0198 | 1.0198 | 1.0198 | 1.0198 | 1.0198 | 1.0198 | 1.0198 | 1.0198 | 1.0198 | 1.0198 | 1.0198 | 1.0198 | 1.0198 | 1.0198 | 1.0198 | 1.0198 | 1.0198 | 1.0198 | 1.0198 | 1.0198 | 1.0198 | 1.0198 | 1.0198 | 1.0198 | 1.0198 | 1.0198 | 1.0198 | 1.0198 | 1.0198 | 1.0198 | 1.0198 | 1.0198 | 1.0198 | 1.0198 | 1.0198 | 1.0198 | 1.0198 | 1.0198 | 1.0198 | 1.0198 | 1.0198 | 1.0198 | 1.0198 | 1.0198 | 1.0198 | 1.0198 | 1.0198 | 1.0198 | 1.0198 | 1.0198 | 1.0198 | 1.0198 | 1.0198 | 1.0198 | 1.0198 | 1.0198 | 1.0198 | 1.0198 | 1.0198 | 1.0198 | 1.0198 | 1.0198 | 1.0198 | 1.0198 | 1.0198 | 1.0198 | 1.0198 | 1.0198 | 1.0198 | 1.0198 | 1.0198 | 1.0198 | 1.0198 | 1.0198 | 1.0198 | 1.0198 | 1.0198 | 1.0198 | 1.0198 | 1.0198 | 1.0198 | 1.0198 | 1.0198 | 1.0198 | 1.0198 | 1.0198 | 1.0198 | 1.0198 | 1.0198 | 1.0198 | 1.0198 | 1.0198 | 1.0198 | 1.0198 | 1.0198 | 1.0198 | 1.0198 | 1.0198 | 1.0198 | 1.0198 | 1.0198 | 1.0198 | 1.0198 | 1.0198 | 1.0198 | 1.0198 | 1.0198 | 1.0198 | 1.0198 | 1.0198 | 1.0198 | 1.0198 | 1.0198 | 1.0198 | 1.0198 | 1.0198 | 1.0198 | 1.0198 | 1.0198 | 1.0198 | 1.0198 | 1.0198 | 1.0198 | 1.0198 | 1.0198 | 1.0198 | 1.0198 | 1.0198 | 1.0198 | 1.0198 | 1.0198 | 1.0198 | 1.0198 | 1.0198 | 1.0198 | 1.0198 | 1.0198 | 1.0198 | 1.0198 | 1.0198 | 1.0198 | 1.0198 | 1.0198 | 1.0198 | 1.0198 | 1.0198 | 1.0198 | 1.0198 | 1.0198 | 1.0198 | 1.0198 | 1.0198 | 1.0198 | 1.0198 | 1.0198 | 1.0198 | 1.0198 | 1.0198 | 1.0198 | 1.0198 | 1.0198 | 1.0198 | 1.0198 | 1.0198 | 1.0198 | 1.0198 | 1.0198 | 1.0198 | 1.0198 | 1.0198 | 1.0198 | 1.0198 | 1.0198 | 1.0198 | 1.0198 | 1.0198 | 1.0198 | 1.0198 | 1.0198 | 1.0198 | 1.0198 | 1.0198 | 1.0198 | 1.0198 | 1.0198 | 1.0198 | 1.0198 | 1.0198 | 1.0198 | 1.0198 | 1.0198 | 1.0198 | 1.0198 | 1.0198 | 1.0198 | 1.0198 | 1.0198 | 1.0198 | 1.0198 | 1.0198 | 1.0198 | 1.0198 | 1.0198 | 1.0198 | 1.0198 | 1.0198 | 1.0198 | 1.0198 | 1.0198 | 1.0198 | 1.0198 | 1.0198 | 1.0198 | 1.0198 | 1.0198 | 1.0198 | 1.0198 | 1.0198 | 1.0198 | 1.0198 | 1.0198 | 1.0198 | 1.0198 | 1.0198 | 1.0198 | 1.0198 | 1.0198 | 1.0198 | 1.0198 | 1.0198 | 1.0198 | 1.0198 | 1.0198 | 1.0198 | 1.0198 | 1.0198 | 1.0198 | 1.0198 | 1.0198 | 1.0198 | 1.0198 | 1.0198 | 1.0198 | 1.0198 | 1.0198 | 1.0198 | 1.0198 | 1.0198 | 1.0198 | 1.0198 | 1.0198 | 1.0198 | 1.0198 | 1.0198 | 1.0198 | 1.0198 | 1.0198 | 1.0198 | 1.0198 | 1.0198 | 1.0198 | 1.0198 | 1.0198 | 1.0198 | 1.0198 | 1.0198 | 1.0198 | 1.0198 | 1.0198 | 1.0198 | 1.0198 | 1.0198 | 1.0198 | 1.0198 | 1.0198 | 1.0198 | 1.0198 | 1.0198 | 1.0198 | 1.0198 | 1.0198 | 1.0198 | 1.0198 | 1.0198 | 1.0198 | 1.0198 | 1.0198 | 1.0198 | 1.0198 | 1.0198 | 1.0198 | 1.0198 | 1.0198 | 1.0198 | 1.0198 | 1.0198 | 1.0198 | 1.0198 | 1.0198 | 1.0198 | 1.0198 | 1.0198 | 1.0198 | 1.0198 | 1.0198 | 1.0198 | 1.0198 | 1.0198 | 1.0198 | 1.0198 | 1.0198 | 1.0198 | 1.0198 | 1.0198 | 1.0198 | 1.0198 | 1.0198 | 1.0198 | 1.0198 | 1.0198 | 1.0198 | 1.0198 | 1.0198 | 1.0198 | 1.0198 | 1.0198 | 1.0198 | 1.0198 | 1.0198 | 1.0198 | 1.0198 | 1.0198 | 1.0198 | 1.0198 | 1.0198 | 1.0198 | 1.0198 | 1.0198 | 1.0198 | 1.0198 | 1.0198 | 1.0198 | 1.0198 | 1.0198 | 1.0198 | 1.0198 | 1.0198 | 1.0198 | 1.0198 | 1.0198 | 1.0198 | 1.0198 | 1.0198 | 1.0198 | 1.0198 | 1.0198 | 1.0198 | 1.0198 | 1.0198 | 1.0198 | 1.0198 | 1.0198 | 1.0198 | 1.0198 | 1.0198 | 1.0198 | 1.0198 | 1.0198 | 1.0198 | 1.0198 | 1.0198 | 1.0198 | 1.0198 | 1.0198 | 1.0198 | 1.0198 | 1.0198 | 1.0198 | 1.0198 | 1.0198 | 1.0198 | 1.0198 | 1.0198 | 1.0198 | 1.0198 | 1.0198 | 1.0198 | 1.0198 | 1.0198 | 1.0198 | 1.0198 | 1.0198 | 1.0198 | 1.0198 | 1.0198 | 1.0198 | 1.0198 | 1.0198 | 1.0198 | 1.0198 | 1.0198 | 1.0198 | 1.0198 | 1.0198 | 1.0198 | 1.0198 | 1.0198 | 1.0198 | 1.0198 | 1.0198 | 1.0198 | 1.0198 | 1.0198 | 1.0198 | 1.0198 | 1.0198 | 1.0198 | 1.0198 | 1.0198 | 1.0198 | 1.0198 | 1.0198 | 1.0198 | 1.0198 | 1.0198 | 1.0198 | 1.0198 | 1.0198 | 1.0198 | 1.0198 | 1.0198 | 1.0198 | 1.0198 | 1.0198 | 1.0198 | 1.0198 | 1.0198 | 1.0198 | 1.0198 | 1.0198 | 1.0198 | 1.0198 | 1.0198 | 1.0198 | 1.0198 | 1.0198 | 1.0198 | 1.0198 | 1.0198 | 1.0198 | 1.0198 | 1.0198 | 1.0198 | 1.0198 | 1.0198 | 1.0198 | 1.0198 | 1.0198 | 1.0198 | 1.0198 | 1.0198 | 1.0198 | 1.0198 | 1.0198 | 1.0198 | 1.0198 | 1.0198 | 1.0198 | 1.0198 | 1.0198 | 1.0198 | 1.0198 | 1.0198 | 1.0198 | 1.0198 | 1.0198 | 1.0198 | 1.0198 | 1.0198 | 1.0198 | 1.0198 | 1.0198 | 1.0198 | 1.0198 | 1.0198 | 1.0198 | 1.0198 | 1.0198 | 1.0198 | 1.0198 | 1.0198 | 1.0198 | 1.0198 | 1.0198 | 1.0198 | 1.0198 | 1.0198 | 1.0198 | 1.0198 | 1.0198 | 1.0198 | 1.0198 | 1.0198 | 1.0198 | 1.0198 | 1.0198 | 1.0198 | 1.0198 | 1.0198 | 1.0198 | 1.0198 | 1.0198 | 1.0198 | 1.0198 | 1.0198 | 1.0198 | 1.0198 | 1.0198 | 1.0198 | 1.0198 | 1.0198 | 1.0198 | 1.0198 | 1.0198 | 1.0198 | 1.0198 | 1.0198 | 1.0198 | 1.0198 | 1.0198 | 1.0198 | 1.0198 | 1.0198 | 1.0198 | 1.0198 | 1.0198 | 1.0198 | 1.0198 | 1.0198 | 1.0198 | 1.0198 | 1.0198 | 1.0198 | 1.0198 | 1.0198 | 1.0198 | 1.0198 | 1.0198 | 1.0198 | 1.0198 | 1.0198 | 1.0198 | 1.0198 | 1.0198 | 1.0198 | 1.0198 | 1.0198 | 1.0198 | 1.0198 | 1.0198 | 1.0198 | 1.0198 | 1.0198 | 1.0198 | 1.0198 | 1.0198 | 1.0198 | 1.0198 | 1.0198 | 1.0198 | 1.0198 | 1.0198 | 1.0198 | 1.0198 | 1.0198 | 1.0198 | 1.0198 | 1.0198 | 1.0198 | 1.0198 | 1.0198 | 1.0198 | 1.0198 | 1.0198 | 1.0198 | 1.0198 | 1.0198 | 1.0198 | 1.0198 | 1.0198 | 1.0198 | 1.0198 | 1.0198 | 1.0198 | 1.0198 | 1.0198 | 1.0198 | 1.0198 | 1.0198 | 1.0198 | 1.0198 | 1.0198 | 1.0198 | 1.0198 | 1.0198 | 1.0198 | 1.0198 | 1.0198 | 1.0198 | 1.0198 | 1.0198 | 1.0198 | 1.0198 | 1.0198 | 1.0198 | 1.0198 | 1.0198 | 1.0198 | 1.0198 | 1.0198 | 1.0198 | 1.0198 | 1.0198 | 1.0198 | 1.0198 | 1.0198 | 1.0198 | 1.0198 | 1.0198 | 1.0198 | 1.0198 | 1.0198 | 1.0198 | 1.0198 | 1.0198 | 1.0198 | 1.0198 | 1.0198 | 1.0198 | 1.0198 | 1.0198 | 1.0198 | 1.0198 | 1.0198 | 1.0198 | 1.0198 | 1.0198 | 1.0198 | 1.0198 | 1.0198 | 1.0198 | 1.0198 | 1.0198 | 1.0198 | 1.0198 | 1.0198 | 1.0198 | 1.0198 | 1.0198 | 1.0198 | 1.0198 | 1.0198 | 1.0198 | 1.0198 | 1.0198 | 1.0198 | 1.0198 | 1.0198 | 1.0198 | 1.0198 | 1.0198 | 1.0198 | 1.0198 | 1.0198 | 1.0198 | 1.0198 | 1.0198 | 1.0198 | 1.0198 | 1.0198 | 1.0198 | 1.0198 | 1.0198 | 1.0198 | 1.0198 | 1.0198 | 1.0198 | 1.0198 | 1.0198 | 1.0198 | 1.0198 | 1.0198 | 1.0198 | 1.0198 | 1.0198 | 1.0198 | 1.0198 | 1.0198 | 1.0198 | 1.0198 | 1.0198 | 1.0198 | 1.0198 | 1.0198 | 1.0198 | 1.0198 | 1.0198 | 1.0198 | 1.0198 | 1.0198 | 1.0198 | 1.0198 | 1.0198 | 1.0198 | 1.0198 | 1.0198 | 1.0198 | 1.0198 | 1.0198 | 1.0198 | 1.0198 | 1.0198 | 1.0198 | 1.0198 | 1.0198 | 1.0198 | 1.0198 | 1.0198 | 1.0198 | 1.0198 | 1.0198 | 1.0198 | 1.0198 | 1.0198 | 1.0198 | 1.0198 | 1.0198 | 1.0198 | 1.0198 | 1.0198 | 1.0198 | 1.0198 | 1.0198 | 1.0198 | 1.0198 | 1.0198 | 1.0198 | 1.0198 | 1.0198 | 1.0198 | 1.0198 | 1.0198 | 1.0198 | 1.0198 | 1.0198 | 1.0198 | 1.0198 | 1.0198 | 1.0198 | 1.0198 | 1.0198 | 1.0198 | 1.0198 | 1.0198 | 1.0198 | 1.0198 | 1.0198 | 1.0198 | 1.0198 | 1.0198 | 1.0198 | 1.0198 | 1.0198 | 1.0198 | 1.0198 | 1.0198 | 1.0198 | 1.0198 | 1.0198 | 1.0198 | 1.0198 | 1.0198 | 1.0198 | 1.0198 | 1.0198 | 1.0198 | 1.0198 | 1.0198 | 1.0198 | 1.0198 | 1.0198 | 1.0198 | 1.0198 | 1.0198 | 1.0198 | 1.0198 | 1.0198 | 1.0198 | 1.0198 | 1.0198 | 1.0198 | 1.0198 | 1.0198 | 1.0198 | 1.0198 | 1.0198 | 1.0198 | 1.0198 | 1.0198 | 1.0198 | 1.0198 | 1.0198 | 1.0198 | 1.0198 | 1.0198 | 1.0198 | 1.0198 | 1.0198 | 1.0198 | 1.0198 | 1.0198 | 1.0198 | 1.0198 | 1.0198 | 1.0198 | 1.0198 | 1.0198 | 1.0198 | 1.0198 | 1.0198 | 1.0198 | 1.0198 | 1.0198 | 1.0198 | 1.0198 | 1.0198 | 1.0198 | 1.0198 | 1.0198 | 1.0198 | 1.0198 | 1.0198 | 1.0198 | 1.0198 | 1.0198 | 1.0198 | 1.0198 | 1.0198 | 1.0198 | 1.0198 | 1.0198 | 1.0198 | 1.0198 | 1.0198 | 1.0198 | 1.0198 | 1.0198 | 1.0198 | 1.0198 | 1.0198 | 1.0198 | 1.0198 | 1.0198 | 1.0198 | 1.0198 | 1.0198 | 1.0198 | 1.0198 | 1.0198 | 1.0198 | 1.0198 | 1.0198 | 1.0198 | 1.0198 | 1.0198 | 1.0198 | 1.0198 | 1.0198 | 1.0198 | 1.0198 | 1.0198 | 1.0198 | 1.0198 | 1.0198 | 1.0198 | 1.0198 | 1.0198 | 1.0198 | 1.0198 | 1.0198 | 1.0198 | 1.0198 | 1.0198 | 1.0198 | 1.0198 | 1.0198 | 1.0198 | 1.0198 | 1.0198 | 1.0198 | 1.0198 | 1.0198 | 1.0198 | 1.0198 | 1.0198 | 1.0198 | 1.0198 | 1.0198 | 1.0198 | 1.0198 | 1.0198 | 1.0198 | 1.0198 | 1.0198 | 1.0198 | 1.0198 | 1.0198 | 1.0198 | 1.0198 | 1.0198 | 1.0198 | 1.0198 | 1.0198 | 1.0198 | 1.0198 | 1.0198 | 1.0198 | 1.0198 | 1.0198 | 1.0198 | 1.0198 | 1.0198 | 1.0198 | 1.0198 | 1.0198 | 1.0198 | 1.0198 | 1.0198 | 1.0198 | 1.0198 | 1.0198 | 1.0198 | 1.0198 | 1.0198 | 1.0198 | 1.0198 | 1.0198 | 1.0198 | 1.0198 | 1.0198 | 1.0198 | 1.0198 | 1.0198 | 1.0198 | 1.0198 | 1.0198 | 1.0198 | 1.0198 | 1.0198 | 1.0198 | 1.0198 | 1.0198 | 1.0198 | 1.0198 | 1.0198 | 1.0198 | 1.0198 | 1.0198 | 1.0198 | 1.0198 | 1.0198 | 1.0198 | 1.0198 | 1.0198 | 1.0198 | 1.0198 | 1.0198 | 1.0198 | 1.0198 | 1.0198 | 1.0198 | 1.0198 | 1.0198 | 1.0198 | 1.0198 | 1.0198 | 1.0198 | 1.0198 | 1.0198 | 1.0198 | 1.0198 | 1.0198 | 1.0198 | 1.0198 | 1.0198 | 1.0198 | 1.0198 | 1.0198 | 1.0198 | 1.0198 | 1.0198 | 1.0198 | 1.0198 | 1.0198 | 1.0198 | 1.0198 | 1.0198 | 1.0198 | 1.0198 | 1.0198 | 1.0198 | 1.0198 | 1.0198 | 1.0198 | 1.0198 | 1.0198 | 1.0198 | 1.0198 | 1.0198 | 1.0198 | 1.0198 | 1.0198 | 1.0198 | 1.0198 | 1.0198 | 1.0198 | 1.0198 | 1.0198 | 1.0198 | 1.0198 | 1.0198 | 1.0198 | 1.0198 | 1.0198 | 1.0198 | 1.0198 | 1.0198 | 1.0198 | 1.0198 | 1.0198 | 1.0198 | 1.0198 | 1.0198 | 1.0198 | 1.0198 | 1.0198 | 1.0198 | 1.0198 | 1.0198 | 1.0198 | 1.0198 | 1.0198 | 1.0198 | 1.0198 | 1.0198 | 1.0198 | 1.0198 | 1.0198 | 1.0198 | 1.0198 | 1.0198 | 1.0198 | 1.0198 | 1.0198 | 1.0198 | 1.0198 | 1.0198 | 1.0198 | 1.0198 | 1.0198 | 1.0198 | 1.0198 | 1.0198 | 1.0198 | 1.0198 | 1.0198 | 1.0198 | 1.0198 | 1.0198 | 1.0198 | 1.0198 | 1.0198 | 1.0198 | 1.0198 | 1.0198 | 1.0198 | 1.0198 | 1.0198 | 1.0198 | 1.0198 | 1.0198 | 1.0198 | 1.0198 | 1.0198 | 1.0198 | 1.0198 | 1.0198 | 1.0198 | 1.0198 | 1.0198 | 1.0198 | 1.0198 | 1.0198 | 1.0198 | 1.0198 | 1.0198 | 1.0198 | 1.0198 | 1.0198 | 1.0198 | 1.0198 | 1.0198 | 1.0198 | 1.0198 | 1.0198 | 1.0198 | 1.0198 | 1.0198 | 1.0198 | 1.0198 | 1.0198 | 1.0198 | 1.0198 | 1.0198 | 1.0198 | 1.0198 | 1.0198 | 1.0198 | 1.0198 | 1.0198 | 1.0198 | 1.0198 | 1.0198 | 1.0198 | 1.0198 | 1.0198 | 1.0198 | 1.0198 | 1.0198 | 1.0198 | 1.0198 | 1.0198 | 1.0198 | 1.0198 | 1.0198 | 1.0198 | 1.0198 | 1.0198 | 1.0198 | 1.0198 | 1.0198 | 1.0198 | 1.0198 | 1.0198 | 1.0198 | 1.0198 | 1.0198 | 1.0198 | 1.0198 | 1.0198 | 1.0198 | 1.0198 | 1.0198 | 1.0198 | 1.0198 | 1.0198 | 1.0198 | 1.0198 | 1.0198 | 1.0198 | 1.0198 | 1.0198 | 1.0198 | 1.0198 | 1.0198 | 1.0198 | 1.0198 | 1.0198 | 1.0198 | 1.0198 | 1.0198 | 1.0198 | 1.0198 | 1.0198 | 1.0198 | 1.0198 | 1.0198 | 1.0198 | 1.0198 | 1.0198 | 1.0198 | 1.0198 | 1.0198 | 1.0198 | 1.0198 | 1.0198 | 1.0198 | 1.0198 | 1.0198 | 1.0198 | 1.0198 | 1.0198 | 1.0198 | 1.0198 | 1.0198 | 1.0198 | 1.0198 | 1.0198 | 1.0198 | 1.0198 | 1.0198 | 1.0198 | 1.0198 | 1.0198 | 1.0198 | 1.0198 | 1.0198 | 1.0198 | 1.0198 | 1.0198 | 1.0198 | 1.0198 | 1.0198 | 1.0198 | 1.0198 | 1.0198 | 1.0198 | 1.0198 | 1.0198 | 1.0198 | 1.0198 | 1.0198 | 1.0198 | 1.0198 | 1.0198 | 1.0198 | 1.0198 | 1.0198 | 1.0198 | 1.0198 | 1.0198 | 1.0198 | 1.0198 | 1.0198 | 1.0198 | 1.0198 | 1.0198 | 1.0198 | 1.0198 | 1.0198 | 1.0198 | 1.0198 | 1.0198 | 1.0198 | 1.0198 | 1.0198 | 1.0198 | 1.0198 | 1.0198 | 1.0198 | 1.0198 | 1.0198 | 1.0198 | 1.0198 | 1.0198 | 1.0198 | 1.0198 | 1.0198 | 1.0198 | 1.0198 | 1.0198 | 1.0198 | 1.0198 | 1.0198 | 1.0198 | 1.0198 | 1.0198 | 1.0198 | 1.0198 | 1.0198 | 1.0198 | 1.0198 | 1.0198 | 1.0198 | 1.0198 | 1.0198 | 1.0198 | 1.0198 | 1.0198 | 1.0198 | 1.0198 | 1.0198 | 1.0198 | 1.0198 | 1.0198 | 1.0198 | 1.0198 | 1.0198 | 1.0198 | 1.0198 | 1.0198 | 1.0198 | 1.0198 | 1.0198 | 1.0198 | 1.0198 | 1.0198 | 1.0198 | 1.0198 | 1.0198 | 1.0198 | 1.0198 | 1.0198 | 1.0198 | 1.0198 | 1.0198 | 1.0198 | 1.0198 | 1.0198 | 1.0198 | 1.0198 | 1.0198 | 1.0198 | 1.0198 | 1.0198 | 1.0198 | 1.0198 | 1.0198 | 1.0198 | 1.0198 | 1.0198 | 1.0198 | 1.0198 | 1.0198 | 1.0198 | 1.0198 | 1.0198 | 1.0198 | 1.0198 | 1.0198 | 1.0198 | 1.0198 | 1.0198 | 1.0198 | 1.0198 | 1.0198 | 1.0198 | 1.0198 | 1.0198 | 1.0198 | 1.0198 | 1.0198 | 1.0198 | 1.0198 | 1.0198 | 1.0198 | 1.0198 | 1.0198 | 1.0198 | 1.0198 | 1.0198 | 1.0198 | 1.0198 | 1.0198 | 1.0198 | 1.0198 | 1.0198 | 1.0198 | 1.0198 | 1.0198 | 1.0198 | 1.0198 | 1.0198 | 1.0198 | 1.0198 | 1.0198 | 1.0198 | 1.0198 | 1.0198 | 1.0198 | 1.0198 | 1.0198 | 1.0198 | 1.0198 | 1.0198 | 1.0198 | 1.0198 | 1.0198 | 1.0198 | 1.0198 | 1.0198 | 1.0198 | 1.0198 | 1.0198 | 1.0198 | 1.0198 | 1.0198 | 1.0198 | 1.0198 | 1.0198 | 1.0198 | 1.0198 | 1.0198 | 1.0198 | 1.0198 | 1.0198 | 1.0198 | 1.0198 | 1.0198 | 1.0198 | 1.0198 | 1.0198 | 1.0198 | 1.0198 | 1.0198 | 1.0198 | 1.0198 | 1.0198 | 1.0198 | 1.0198 | 1.0198 | 1.0198 | 1.0198 | 1.0198 | 1.0198 | 1.0198 | 1.0198 | 1.0198 | 1.0198 | 1.0198 | 1.0198 | 1.0198 | 1.0198 | 1.0198 | 1.0198 | 1.0198 | 1.0198 | 1.0198 | 1.0198 | 1.0198 | 1.0198 | 1.0198 | 1.0198 | 1.0198 | 1.0198 | 1.0198 | 1.0198 | 1.0198 | 1.0198 | 1.0198 | 1.0198 | 1.0198 | 1.0198 | 1.0198 | 1.0198 | 1.0198 | 1.0198 | 1.0198 | 1.0198 | 1.0198 | 1.0198 | 1.0198 | 1.0198 | 1.0198 | 1.0198 | 1.0198 | 1.0198 | 1.0198 | 1.0198 | 1.0198 | 1.0198 | 1.0198 | 1.0198 | 1.0198 | 1.0198 | 1.0198 | 1.0198 | 1.0198 | 1.0198 | 1.0198 | 1.0198 | 1.0198 | 1.0198 | 1.0198 | 1.0198 | 1.0198 | 1.0198 | 1.0198 | 1.0198 | 1.0198 | 1.0198 | 1.0198 | 1.0198 | 1.0198 | 1.0198 | 1.0198 | 1.0198 | 1.0198 | 1.0198 | 1.0198 | 1.0198 | 1.0198 | 1.0198 | 1.0198 | 1.0198 | 1.0198 | 1.0198 | 1.0198 | 1.0198 | 1.0198 | 1.0198 | 1.0198 | 1.0198 | 1.0198 | 1.0198 | 1.0198 | 1.0198 | 1.0198 | 1.0198 | 1.0198 | 1.0198 | 1.0198 | 1.0198 | 1.0198 | 1.0198 | 1.0198 | 1.0198 | 1.0198 | 1.0198 | 1.0198 | 1.0198 | 1.0198 | 1.0198 | 1.0198 | 1.0198 | 1.0198 | 1.0198 | 1.0198 | 1.0198 | 1.0198 | 1.0198 | 1.0198 | 1.0198 | 1.0198 | 1.0198 | 1.0198 | 1.0198 | 1.0198 | 1.0198 | 1.0198 | 1.0198 | 1.0198 | 1.0198 | 1.0198 | 1.0198 | 1.0198 | 1.0198 | 1.0198 | 1.0198 | 1.0198 | 1.0198 | 1.0198 | 1.0198 | 1.0198 | 1.0198 | 1.0198 | 1.0198 | 1.0198 | 1.0198 | 1.0198 | 1.0198 | 1.0198 | 1.0198 | 1.0198 | 1.0198 | 1.0198 | 1.0198 | 1.0198 | 1.0198 | 1.0198 | 1.0198 | 1.0198 | 1.0198 | 1.0198 | 1.0198 | 1.0198 | 1.0198 | 1.0198 | 1.0198 | 1.0198 | 1.0198 | 1.0198 | 1.0198 | 1.0198 | 1.0198 | 1.0198 | 1.0198 | 1.0198 | 1.0198 | 1.0198 | 1.0198 | 1.0198 | 1.0198 | 1.0198 | 1.0198 | 1.0198 | 1.0198 | 1.0198 | 1.0198 | 1.0198 | 1.0198 | 1.0198 | 1.0198 | 1.0198 | 1.0198 | 1.0198 | 1.0198 | 1.0198 | 1.0198 | 1.0198 | 1.0198 | 1.0198 | 1.0198 | 1.0198 | 1.0198 | 1.0198 | 1.0198 | 1.0198 | 1.0198 | 1.0198 | 1.0198 | 1.0198 | 1.0198 | 1.0198 | 1.0198 | 1.0198 | 1.0198 | 1.0198 | 1.0198 | 1.0198 | 1.0198 | 1.0198 | 1.0198 | 1.0198 | 1.0198 | 1.0198 | 1.0198 | 1.0198 | 1.0198 | 1.0198 | 1.0198 | 1.0198 | 1.0198 | 1.0198 | 1.0198 | 1.0198 | 1.0198 | 1.0198 | 1.0198 | 1.0198 | 1.0198 | 1.0198 | 1.0198 | 1.0198 | 1.0198 | 1.0198 | 1.0198 | 1.0198 | 1.0198 | 1.0198 | 1.0198 | 1.0198 | 1.0198 | 1.0198 | 1.0198 | 1.0198 | 1.0198 | 1.0198 | 1.0198 | 1.0198 | 1.0198 | 1.0198 | 1.0198 | 1.0198 | 1.0198 | 1.0198 | 1.0198 | 1.0198 | 1.0198 | 1.0198 | 1.0198 | 1.0198 | 1.0198 | 1.0198 | 1.0198 | 1.0198 | 1.0198 | 1.0198 | 1.0198 | 1.0198 | 1.0198 | 1.0198 | 1.0198 | 1.0198 | 1.0198 | 1.0198 | 1.0198 | 1.0198 | 1.0198 | 1.0198 | 1.0198 | 1.0198 | 1.0198 | 1.0198 | 1.0198 | 1.0198 | 1.0198 | 1.0198 | 1.0198 | 1.0198 | 1.0198 | 1.0198 | 1.0198 | 1.0198 | 1.0198 | 1.0198 | 1.0198 | 1.0198 | 1.0198 | 1.0198 | 1.0198 | 1.0198 | 1.0198 | 1.0198 | 1.0198 | 1.0198 | 1.0198 | 1.0198 | 1.0198 | 1.0198 | 1.0198 | 1.0198 | 1.0198 | 1.0198 | 1.0198 | 1.0198 | 1.0198 | 1.0198 | 1.0198 | 1.0198 | 1.0198 | 1.0198 | 1.0198 | 1.0198 | 1.0198 | 1.0198 | 1.0198 | 1.0198 | 1.0198 | 1.0198 | 1.0198 | 1.0198 | 1.0198 | 1.0198 | 1.0198 | 1.0198 | 1.0198 | 1.0198 | 1.0198 | 1.0198 | 1.0198 | 1.0198 | 1.0198 | 1.0198 | 1.0198 | 1.0198 | 1.0198 | 1.0198 | 1.0198 | 1.0198 | 1.0198 | 1.0198 | 1.0198 | 1.0198 | 1.0198 | 1.0198 | 1.0198 | 1.0198 | 1.0198 | 1.0198 | 1.0198 | 1.0198 | 1.0198 | 1.0198 | 1.0198 | 1.0198 | 1.0198 | 1.0198 | 1.0198 | 1.0198 | 1.0198 | 1.0198 | 1.0198 | 1.0198 | 1.0198 | 1.0198 | 1.0198 | 1.0198 | 1.0198 | 1.0198 | 1.0198 | 1.0198 | 1.0198 | 1.0198 | 1.0198 | 1.0198 | 1.0198 | 1.0198 | 1.0198 | 1.0198 | 1.0198 | 1.0198 | 1.0198 | 1.0198 | 1.0198 | 1.0198 | 1.0198 | 1.0198 | 1.0198 | 1.0198 | 1.0198 | 1.0198 | 1.0198 | 1.0198 | 1.0198 | 1.0198 | 1.0198 | 1.0198 | 1.0198 | 1.0198 | 1.0198 | 1.0198 | 1.0198 | 1.0198 | 1.0198 | 1.0198 | 1.0198 | 1.0198 | 1.0198 | 1.0198 | 1.0198 | 1.0198 | 1.0198 | 1.0198 | 1.0198 | 1.0198 | 1.0198 | 1.0198 | 1.0198 | 1.0198 | 1.0198 | 1.0198 | 1.0198 | 1.0198 | 1.0198 | 1.0198 | 1.0198 | 1.0198 | 1.0198 | 1.0198 | 1.0198 | 1.0198 | 1.0198 | 1.0198 | 1.0198 | 1.0198 | 1.0198 | 1.0198 | 1.0198 | 1.0198 | 1.0198 | 1.0198 | 1.0198 | 1.0198 | 1.0198 | 1.0198 | 1.0198 | 1.0198 | 1.0198 | 1.0198 | 1.0198 | 1.0198 | 1.0198 | 1.0198 | 1.0198 | 1.0198 | 1.0198 | 1.0198 | 1.0198 | 1.0198 | 1.0198 | 1.0198 | 1.0198 | 1.0198 | 1.0198 | 1.0198 | 1.0198 | 1.0198 | 1.0198 | 1.0198 | 1.0198 | 1.0198 | 1.0198 | 1.0198 | 1.0198 | 1.0198 | 1.0198 | 1.0198 | 1.0198 | 1.0198 | 1.0198 | 1.0198 | 1.0198 | 1.0198 | 1.0198 | 1.0198 | 1.0198 | 1.0198 | 1.0198 | 1.0198 | 1.0198 | 1.0198 | 1.0198 | 1.0198 | 1.0198 | 1.0198 | 1.0198 | 1.0198 | 1.0198 | 1.0198 | 1.0198 | 1.0198 | 1.0198 | 1.0198 | 1.0198 | 1.0198 | 1.0198 | 1.0198 | 1.0198 | 1.0198 | 1.0198 | 1.0198 | 1.0198 | 1.0198 | 1.0198 | 1.0198 | 1.0198 | 1.0198 | 1.0198 | 1.0198 | 1.0198 | 1.0198 | 1.0198 | 1.0198 | 1.0198 | 1.0198 | 1.0198 | 1.0198 | 1.0198 | 1.0198 | 1.0198 | 1.0198 | 1.0198 | 1.0198 | 1.0198 | 1.0198 | 1.0198 | 1.0198 | 1.0198 | 1.0198 | 1.0198 | 1.0198 | 1.0198 | 1.0198 | 1.0198 | 1.0198 | 1.0198 | 1.0198 | 1.0198 | 1.0198 | 1.0198 | 1.0198 | 1.0198 | 1.0198 | 1.0198 | 1.0198 | 1.0198 | 1.0198 | 1.0198 | 1.0198 | 1.0198 | 1.0198 | 1.0198 | 1.0198 | 1.0198 | 1.0198 | 1.0198 | 1.0198 | 1.0198 | 1.0198 | 1.0198 | 1.0198 | 1.0198 | 1.0198 | 1.0198 | 1.0198 | 1.0198 | 1.0198 | 1.0198 | 1.0198 | 1.0198 | 1.0198 | 1.0198 | 1.0198 | 1.0198 | 1.0198 | 1.0198 | 1.0198 | 1.0198 | 1.0198 | 1.0198 | 1.0198 | 1.0198 | 1.0198 | 1.0198 | 1.0198 | 1.0198 | 1.0198 | 1.0198 | 1.0198 | 1.0198 | 1.0198 | 1.0198 | 1.0198 | 1.0198 | 1.0198 | 1.0198 | 1.0198 | 1.0198 | 1.0198 | 1.0198 | 1.0198 | 1.0198 | 1.0198 | 1.0198 | 1.0198 | 1.0198 | 1.0198 | 1.0198 | 1.0198 | 1.0198 | 1.0198 | 1.0198 | 1.0198 | 1.0198 | 1.0198 | 1.0198 | 1.0198 | 1.0198 | 1.0198 | 1.0198 | 1.0198 | 1.0198 | 1.0198 | 1.0198 | 1.0198 | 1.0198 | 1.0198 | 1.0198 | 1.0198 | 1.0198 | 1.0198 | 1.0198 | 1.0198 | 1.0198 | 1.0198 | 1.0198 | 1.0198 | 1.0198 | 1.0198 | 1.0198 | 1.0198 | 1.0198 | 1.0198 | 1.0198 | 1.0198 | 1.0198 | 1.0198 | 1.0198 | 1.0198 | 1.0198 | 1.0198 | 1.0198 | 1.0198 | 1.0198 | 1.0198 | 1.0198 | 1.0198 | 1.0198 | 1.0198 | 1.0198 | 1.0198 | 1.0198 | 1.0198 | 1.0198 | 1.0198 | 1.0198 | 1.0198 | 1.0198 | 1.0198 | 1.0198 | 1.0198 | 1.0198 | 1.0198 | 1.0198 | 1.0198 | 1.0198 | 1.0198 | 1.0198 | 1.0198 | 1.0198 | 1.0198 | 1.0198 | 1.0198 | 1.0198 | 1.0198 | 1.0198 | 1.0198 | 1.0198 | 1.0198 | 1.0198 | 1.0198 | 1.0198 | 1.0198 | 1.0198 | 1.0198 | 1.0198 | 1.0198 | 1.0198 | 1.0198 | 1.0198 | 1.0198 | 1.0198 | 1.0198 | 1.0198 | 1.0198 | 1.0198 | 1.0198 | 1.0198 | 1.0198 | 1.0198 | 1.0198 | 1.0198 | 1.0198 | 1.0198 | 1.0198 | 1.0198 | 1.0198 | 1.0198 | 1.0198 | 1.0198 | 1.0198 | 1.0198 | 1.0198 | 1.0198 | 1.0198 | 1.0198 | 1.0198 | 1.0198 | 1.0198 | 1.0198 | 1.0198 | 1.0198 | 1.0198 | 1.0198 | 1.0198 | 1.0198 | 1.0198 | 1.0198 | 1.0198 | 1.0198 | 1.0198 | 1.0198 | 1.0198 | 1.0198 | 1.0198 | 1.0198 | 1.0198 | 1.0198 | 1.0198 | 1.0198 | 1.0198 | 1.0198 | 1.0198 | 1.0198 | 1.0198 | 1.0198 | 1.0198 | 1.0198 | 1.0198 | 1.0198 | 1.0198 | 1.0198 | 1.0198 | 1.0198 | 1.0198 | 1.0198 | 1.0198 | 1.0198 | 1.0198 | 1.0198 | 1.0198 | 1.0198 | 1.0198 | 1.0198 | 1.0198 | 1.0198 | 1.0198 | 1.0198 | 1.0198 | 1.0198 | 1.0198 | 1.0198 | 1.0198 | 1.0198 | 1.0198 | 1.0198 | 1.0198 | 1.0198 | 1.0198 | 1.0198 | 1.0198 | 1.0198 | 1.0198 | 1.0198 | 1.0198 | 1.0198 | 1.0198 | 1.0198 | 1.0198 | 1.0198 | 1.0198 | 1.0198 | 1.0198 | 1.0198 | 1.0198 | 1.0198 | 1.0198 | 1.0198 | 1.0198 | 1.0198 | 1.0198 | 1.0198 | 1.0198 | 1.0198 | 1.0198 | 1.0198 | 1.0198 | 1.0198 | 1.0198 | 1.0198 | 1.0198 | 1.0198 | 1.0198 | 1.0198 | 1.0198 | 1.0198 | 1.0198 | 1.0198 | 1.0198 | 1.0198 | 1.0198 | 1.0198 | 1.0198 | 1.0198 | 1.0198 | 1.0198 | 1.0198 | 1.0198 | 1.0198 | 1.0198 | 1.0198 | 1.0198 | 1.0198 | 1.0198 | 1.0198 | 1.0198 | 1.0198 | 1.0198 | 1.0198 | 1.0198 | 1.0198 | 1.0198 | 1.0198 | 1.0198 | 1.0198 | 1.0198 | 1.0198 | 1.0198 | 1.0198 | 1.0198 | 1.0198 | 1.0198 | 1.0198 | 1.0198 | 1.0198 | 1.0198 | 1.0198 | 1.0198 | 1.0198 | 1.0198 | 1.0198 | 1.0198 | 1.0198 | 1.0198 | 1.0198 | 1.0198 | 1.0198 | 1.0198 | 1.0198 | 1.0198 | 1.0198 | 1.0198 | 1.0198 | 1.0198 | 1.0198 | 1.0198 | 1.0198 | 1.0198 | 1.0198 | 1.0198 | 1.0198 | 1.0198 | 1.0198 | 1.0198 | 1.0198 | 1.0198 | 1.0198 | 1.0198 | 1.0198 | 1.0198 | 1.0198 | 1.0198 | 1.0198 | 1.0198 | 1.0198 | 1.0198 | 1.0198 | 1.0198 | 1.0198 | 1.0198 | 1.0198 | 1.0198 | 1.0198 | 1.0198 | 1.0198 | 1.0198 | 1.0198 | 1.0198 | 1.0198 | 1.0198 | 1.0198 | 1.0198 | 1.0198 | 1.0198 | 1.0198 | 1.0198 | 1.0198 | 1.0198 | 1.0198 | 1.0198 | 1.0198 | 1.0198 | 1.0198 | 1.0198 | 1.0198 | 1.0198 | 1.0198 | 1.0198 | 1.0198 | 1.0198 | 1.0198 | 1.0198 | 1.0198 | 1.0198 | 1.0198 | 1.0198 | 1.0198 | 1.0198 | 1.0198 | 1.0198 | 1.0198 | 1.0198 | 1.0198 | 1.0198 | 1.0198 | 1.0198 | 1.0198 | 1.0198 | 1.0198 | 1.0198 | 1.0198 | 1.0198 | 1.0198 | 1.0198 | 1.0198 | 1.0198 | 1.0198 | 1.0198 | 1.0198 | 1.0198 | 1.0198 | 1.0198 | 1.0198 | 1.0198 | 1.0198 | 1.0198 | 1.0198 | 1.0198 | 1.0198 | 1.0198 | 1.0198 | 1.0198 | 1.0198 | 1.0198 | 1.0198 | 1.0198 | 1.0198 | 1.0198 | 1.0198 | 1.0198 | 1.0198 | 1.0198 | 1.0198 | 1.0198 | 1.0198 | 1.0198 | 1.0198 | 1.0198 | 1.0198 | 1.0198 | 1.0198 | 1.0198 | 1.0198 | 1.0198 | 1.0198 | 1.0198 | 1.0198 | 1.0198 | 1.0198 | 1.0198 | 1.0198 | 1.0198 | 1.0198 | 1.0198 | 1.0198 | 1.0198 | 1.0198 | 1.0198 | 1.0198 | 1.0198 | 1.0198 | 1.0198 | 1.0198 | 1.0198 | 1.0198 | 1.0198 | 1.0198 | 1.0198 | 1.0198 | 1.0198 | 1.0198 | 1.0198 | 1.0198 | 1.0198 | 1.0198 | 1.0198 | 1.0198 | 1.0198 | 1.0198 | 1.0198 | 1.0198 | 1.0198 | 1.0198 | 1.0198 | 1.0198 | 1.0198 | 1.0198 | 1.0198 | 1.0198 | 1.0198 | 1.0198 | 1.0198 | 1.0198 | 1.0198 | 1.0198 | 1.0198 | 1.0198 | 1.0198 | 1.0198 | 1.0198 | 1.0198 | 1.0198 | 1.0198 | 1.0198 | 1.0198 | 1.0198 | 1.0198 | 1.0198 | 1.0198 | 1.0198 | 1.0198 | 1.0198 | 1.0198 | 1.0198 | 1.0198 | 1.0198 | 1.0198 | 1.0198 | 1.0198 | 1.0198 | 1.0198 | 1.0198 | 1.0198 | 1.0198 | 1.0198 | 1.0198 | 1.0198 | 1.0198 | 1.0198 | 1.0198 | 1.0198 | 1.0198 | 1.0198 | 1.0198 | 1.0198 | 1.0198 | 1.0198 | 1.0198 | 1.0198 | 1.0198 | 1.0198 | 1.0198 | 1.0198 | 1.0198 | 1.0198 | 1.0198 | 1.0198 | 1.0198 | 1.0198 | 1.0198 | 1.0198 | 1.0198 | 1.0198 | 1.0198 | 1.0198 | 1.0198 | 1.0198 | 1.0198 | 1.0198 | 1.0198 | 1.0198 | 1.0198 | 1.0198 | 1.0198 | 1.0198 | 1.0198 | 1.0198 | 1.0198 | 1.0198 | 1.0198 | 1.0198 | 1.0198 | 1.0198 | 1.0198 | 1.0198 | 1.0198 | 1.0198 | 1.0198 | 1.0198 | 1.0198 | 1.0198 | 1.0198 | 1.0198 | 1.0198 | 1.0198 | 1.0198 | 1.0198 | 1.0198 | 1.0198 | 1.0198 | 1.0198 | 1.0198 | 1.0198 | 1.0198 | 1.0198 | 1.0198 | 1.0198 | 1.0198 | 1.0198 | 1.0198 | 1.0198 | 1.0198 | 1.0198 | 1.0198 | 1.0198 | 1.0198 | 1.0198 | 1.0198 | 1.0198 | 1.0198 | 1.0198 | 1.0198 | 1.0198 | 1.0198 | 1.0198 | 1.0198 | 1.0198 | 1.0198 | 1.0198 | 1.0198 | 1.0198 | 1.0198 | 1.0198 | 1.0198 | 1.0198 | 1.0198 | 1.0198 | 1.0198 | 1.0198 | 1.0198 | 1.0198 | 1.0198 | 1.0198 | 1.0198 | 1.0198 | 1.0198 | 1.0198 | 1.0198 | 1.0198 | 1.0198 | 1.0198 | 1.0198 | 1.0198 | 1.0198 | 1.0198 | 1.0198 | 1.0198 | 1.0198 | 1.0198 | 1.0198 | 1.0198 | 1.0198 | 1.0198 | 1.0198 | 1.0198 | 1.0198 | 1.0198 | 1.0198 | 1.0198 | 1.0198 | 1.0198 | 1.0198 | 1.0198 | 1.0198 | 1.0198 | 1.0198 | 1.0198 | 1.0198 | 1.0198 | 1.0198 | 1.0198 | 1.0198 | 1.0198 | 1.0198 | 1.0198 | 1.0198 | 1.0198 | 1.0198 | 1.0198 | 1.0198 | 1.0198 | 1.0198 | 1.0198 | 1.0198 | 1.0198 | 1.0198 | 1.0198 | 1.0198 | 1.0198 | 1.0198 | 1.0198 | 1.0198 | 1.0198 | 1.0198 | 1.0198 | 1.0198 | 1.0198 | 1.0198 | 1.0198 | 1.0198 | 1.0198 | 1.0198 | 1.0198 | 1.0198 | 1.0198 | 1.0198 | 1.0198 | 1.0198 | 1.0198 | 1.0198 | 1.0198 | 1.0198 | 1.0198 | 1.0198 | 1.0198 | 1.0198 | 1.0198 | 1.0198 | 1.0198 | 1.0198 | 1.0198 | 1.0198 | 1.0198 | 1.0198 | 1.0198 | 1.0198 | 1.0198 | 1.0198 | 1.0198 | 1.0198 | 1.0198 | 1.0198 | 1.0198 | 1.0198 | 1.0198 | 1.0198 | 1.0198 | 1.0198 | 1.0198 | 1.0198 | 1.0198 | 1.0198 | 1.0198 | 1.0198 | 1.0198 | 1.0198 | 1.0198 | 1.0198 | 1.0198 | 1.0198 | 1.0198 | 1.0198 | 1.0198 | 1.0198 | 1.0198 | 1.0198 | 1.0198 | 1.0198 | 1.0198 | 1.0198 | 1.0198 | 1.0198 | 1.0198 | 1.0198 | 1.0198 | 1.0198 | 1.0198 | 1.0198 | 1.0198 | 1.0198 | 1.0198 | 1.0198 | 1.0198 | 1.0198 | 1.0198 | 1.0198 | 1.0198 | 1.0198 | 1.0198 | 1.0198 | 1.0198 | 1.0198 | 1.0198 | 1.0198 | 1.0198 | 1.0198 | 1.0198 | 1.0198 | 1.0198 | 1.0198 | 1.0198 | 1.0198 | 1.0198 | 1.0198 | 1.0198 | 1.0198 | 1.0198 | 1.0198 | 1.0198 | 1.0198 | 1.0198 | 1.0198 | 1.0198 | 1.0198 | 1.0198 | 1.0198 | 1.0198 | 1.0198 | 1.0198 | 1.0198 | 1.0198 | 1.0198 | 1.0198 | 1.0198 | 1.0198 | 1.0198 | 1.0198 | 1.0198 | 1.0198 | 1.0198 | 1.0198 | 1.0198 | 1.0198 | 1.0198 | 1.0198 | 1.0198 | 1.0198 | 1.0198 | 1.0198 | 1.0198 | 1.0198 | 1.0198 | 1.0198 | 1.0198 | 1.0198 | 1.0198 | 1.0198 | 1.0198 | 1.0198 | 1.0198 | 1.0198 | 1.0198 | 1.0198 | 1.0198 | 1.0198 | 1.0198 | 1.0198 | 1.0198 | 1.0198 | 1.0198 | 1.0198 | 1.0198 | 1.0198 | 1.0198 | 1.0198 | 1.0198 | 1.0198 | 1.0198 | 1.0198 | 1.0198 | 1.0198 | 1.0198 | 1.0198 | 1.0198 | 1.0198 | 1.0198 | 1.0198 | 1.0198 | 1.0198 | 1.0198 | 1.0198 | 1.0198 | 1.0198 | 1.0198 | 1.0198 | 1.0198 | 1.0198 | 1.0198 | 1.0198 | 1.0198 | 1.0198 | 1.0198 | 1.0198 | 1.0198 | 1.0198 | 1.0198 | 1.0198 | 1.0198 | 1.0198 | 1.0198 | 1.0198 | 1.0198 | 1.0198 | 1.0198 | 1.0198 | 1.0198 | 1.0198 | 1.0198 | 1.0198 | 1.0198 | 1.0198 | 1.0198 | 1.0198 | 1.0198 | 1.0198 | 1.0198 | 1.0198 | 1.0198 | 1.0198 | 1.0198 | 1.0198 | 1.0198 | 1.0198 | 1.0198 | 1.0198 | 1.0198 | 1.0198 | 1.0198 | 1.0198 | 1.0198 | 1.0198 | 1.0198 | 1.0198 | 1.0198 | 1.0198 | 1.0198 | 1.0198 | 1.0198 | 1.0198 | 1.0198 | 1.0198 | 1.0198 | 1.0198 | 1.0198 | 1.0198 | 1.0198 | 1.0198 | 1.0198 | 1.0198 | 1.0198 | 1.0198 | 1.0198 | 1.0198 | 1.0198 | 1.0198 | 1.0198 | 1.0198 | 1.0198 | 1.0198 | 1.0198 | 1.0198 | 1.0198 | 1.0198 | 1.0198 | 1.0198 | 1.0198 | 1.0198 | 1.0198 | 1.0198 | 1.0198 | 1.0198 | 1.0198 | 1.0198 | 1.0198 | 1.0198 | 1.0198 | 1.0198 | 1.0198 | 1.0198 | 1.0198 | 1.0198 | 1.0198 | 1.0198 | 1.0198 | 1.0198 | 1.0198 | 1.0198 | 1.0198 | 1.0198 | 1.0198 | 1.0198 | 1.0198 | 1.0198 | 1.0198 | 1.0198 | 1.0198 | 1.0198 | 1.0198 | 1.0198 | 1.0198 | 1.0198 | 1.0198 | 1.0198 | 1.0198 | 1.0198 | 1.0198 | 1.0198 | 1.0198 | 1.0198 | 1.0198 | 1.0198 | 1.0198 | 1.0198 | 1.0198 | 1.0198 | 1.0198 | 1.0198 | 1.0198 | 1.0198 | 1.0198 | 1.0198 | 1.0198 | 1.0198 | 1.0198 | 1.0198 | 1.0198 | 1.0198 | 1.0198 | 1.0198 | 1.0198 | 1.0198 | 1.0198 | 1.0198 | 1.0198 | 1.0198 | 1.0198 | 1.0198 | 1.0198 | 1.0198 | 1.0198 | 1.0198 | 1.0198 | 1.0198 | 1.0198 | 1.0198 | 1.0198 | 1.0198 | 1.0198 | 1.0198 | 1.0198 | 1.0198 | 1.0198 | 1.0198 | 1.0198 | 1.0198 | 1.0198 | 1.0198 | 1.0198 | 1.0198 | 1.0198 | 1.0198 | 1.0198 | 1.0198 | 1.0198 | 1.0198 | 1.0198 | 1.0198 | 1.0198 | 1.0198 | 1.0198 | 1.0198 | 1.0198 | 1.0198 | 1.0198 | 1.0198 | 1.0198 | 1.0198 | 1.0198 | 1.0198 | 1.0198 | 1.0198 | 1.0198 | 1.0198 | 1.0198 | 1.0198 | 1.0198 | 1.0198 | 1.0198 | 1.0198 | 1.0198 | 1.0198 | 1.0198 | 1.0198 | 1.0198 | 1.0198 | 1.0198 | 1.0198 | 1.0198 | 1.0198 | 1.0198 | 1.0198 | 1.0198 | 1.0198 | 1.0198 | 1.0198 | 1.0198 | 1.0198 | 1.0198 | 1.0198 | 1.0198 | 1.0198 | 1.0198 | 1.0198 | 1.0198 | 1.0198 | 1.0198 | 1.0198 | 1.0198 | 1.0198 | 1.0198 | 1.0198 | 1.0198 | 1.0198 | 1.0198 | 1.0198 | 1.0198 | 1.0198 | 1.0198 | 1.0198 | 1.0198 | 1.0198 | 1.0198 | 1.0198 | 1.0198 | 1.0198 | 1.0198 | 1.0198 | 1.0198 | 1.0198 | 1.0198 | 1.0198 | 1.0198 | 1.0198 | 1.0198 | 1.0198 | 1.0198 | 1.0198 | 1.0198 | 1.0198 | 1.0198 | 1.0198 | 1.0198 | 1.0198 | 1.0198 | 1.0198 | 1.0198 | 1.0198 | 1.0198 | 1.0198 | 1.0198 | 1.0198 | 1.0198 | 1.0198 | 1.0198 | 1.0198 | 1.0198 | 1.0198 | 1.0198 | 1.0198 | 1.0198 | 1.0198 | 1.0198 | 1.0198 | 1.0198 | 1.0198 | 1.0198 | 1.0198 | 1.0198 | 1.0198 | 1.0198 | 1.0198 | 1.0198 | 1.0198 | 1.0198 | 1.0198 | 1.0198 | 1.0198 | 1.0198 | 1.0198 | 1.0198 | 1.0198 | 1.0198 | 1.0198 | 1.0198 | 1.0198 | 1.0198 | 1.0198 | 1.0198 | 1.0198 | 1.0198 | 1.0198 | 1.0198 | 1.0198 | 1.0198 | 1.0198 | 1.0198 | 1.0198 | 1.0198 | 1.0198 | 1.0198 | 1.0198 | 1.0198 | 1.0198 | 1.0198 | 1.0198 | 1.0198 | 1.0198 | 1.0198 | 1.0198 | 1.0198 | 1.0198 | 1.0198 | 1.0198 | 1.0198 | 1.0198 | 1.0198 | 1.0198 | 1.0198 | 1.0198 | 1.0198 | 1.0198 | 1.0198 | 1.0198 | 1.0198 | 1.0198 | 1.0198 | 1.0198 | 1.0198 | 1.0198 | 1.0198 | 1.0198 | 1.0198 | 1.0198 | 1.0198 | 1.0198 | 1.0198 | 1.0198 | 1.0198 | 1.0198 | 1.0198 | 1.0198 | 1.0198 | 1.0198 | 1.0198 | 1.0198 | 1.0198 | 1.0198 | 1.0198 | 1.0198 | 1.0198 | 1.0198 | 1.0198 | 1.0198 | 1.0198 | 1.0198 | 1.0198 | 1.0198 | 1.0198 | 1.0198 | 1.0198 | 1.0198 | 1.0198 | 1.0198 | 1.0198 | 1.0198 | 1.0198 | 1.0198 | 1.0198 | 1.0198 | 1.0198 | 1.0198 | 1.0198 | 1.0198 | 1.0198 | 1.0198 | 1.0198 | 1.0198 | 1.0198 | 1.0198 | 1.0198 | 1.0198 | 1.0198 | 1.0198 | 1.0198 | 1.0198 | 1.0198 | 1.0198 | 1.0198 | 1.0198 | 1.0198 | 1.0198 | 1.0198 | 1.0198 | 1.0198 | 1.0198 | 1.0198 | 1.0198 | 1.0198 | 1.0198 | 1.0198 | 1.0198 | 1.0198 | 1.0198 | 1.0198 | 1.0198 | 1.0198 | 1.0198 | 1.0198 | 1.0198 | 1.0198 | 1.0198 | 1.0198 | 1.0198 | 1.0198 | 1.0198 | 1.0198 | 1.0198 | 1.0198 | 1.0198 | 1.0198 | 1.0198 | 1.0198 | 1.0198 | 1.0198 | 1.0198 | 1.0198 | 1.0198 | 1.0198 | 1.0198 | 1.0198 | 1.0198 | 1.0198 | 1.0198 | 1.0198 | 1.0198 | 1.0198 | 1.0198 | 1.0198 | 1.0198 | 1.0198 | 1.0198 | 1.0198 | 1.0198 | 1.0198 | 1.0198 | 1.0198 | 1.0198 | 1.0198 | 1.0198 | 1.0198 | 1.0198 | 1.0198 | 1.0198 | 1.0198 | 1.0198 | 1.0198 | 1.0198 | 1.0198 | 1.0198 | 1.0198 | 1.0198 | 1.0198 | 1.0198 | 1.0198 | 1.0198 | 1.0198 | 1.0198 | 1.0198 | 1.0198 | 1.0198 | 1.0198 | 1.0198 | 1.0198 | 1.0198 | 1.0198 | 1.0198 | 1.0198 | 1.0198 | 1.0198 | 1.0198 | 1.0198 | 1.0198 | 1.0198 | 1.0198 | 1.0198 | 1.0198 | 1.0198 | 1.0198 | 1.0198 | 1.0198 | 1.0198 | 1.0198 | 1.0198 | 1.0198 | 1.0198 | 1.0198 | 1.0198 | 1.0198 | 1.0198 | 1.0198 | 1.0198 | 1.0198 | 1.0198 | 1.0198 | 1.0198 | 1.0198 | 1.0198 | 1.0198 | 1.0198 | 1.0198 | 1.0198 | 1.0198 | 1.0198 | 1.0198 | 1.0198 | 1.0198 | 1.0198 | 1.0198 | 1.0198 | 1.0198 | 1.0198 | 1.0198 | 1.0198 | 1.0198 | 1.0198 | 1.0198 | 1.0198 | 1.0198 | 1.0198 | 1.0198 | 1.0198 | 1.0198 | 1.0198 | 1.0198 | 1.0198 | 1.0198 | 1.0198 | 1.0198 | 1.0198 | 1.0198 | 1.0198 | 1.0198 | 1.0198 | 1.0198 | 1.0198 | 1.0198 | 1.0198 | 1.0198 | 1.0198 | 1.0198 | 1.0198 | 1.0198 | 1.0198 | 1.0198 | 1.0198 | 1.0198 | 1.0198 | 1.0198 | 1.0198 | 1.0198 | 1.0198 | 1.0198 | 1.0198 | 1.0198 | 1.0198 | 1.0198 | 1.0198 | 1.0198 | 1.0198 | 1.0198 | 1.0198 | 1.0198 | 1.0198 | 1.0198 | 1.0198 | 1.0198 | 1.0198 | 1.0198 | 1.0198 | 1.0198 | 1.0198 | 1.0198 | 1.0198 | 1.0198 | 1.0198 | 1.0198 | 1.0198 | 1.0198 | 1.0198 | 1.0198 | 1.0198 | 1.0198 | 1.0198 | 1.0198 | 1.0198 | 1.0198 | 1.0198 | 1.0198 | 1.0198 | 1.0198 | 1.0198 | 1.0198 | 1.0198 | 1.0198 | 1.0198 | 1.0198 | 1.0198 | 1.0198 | 1.0198 | 1.0198 | 1.0198 | 1.0198 | 1.0198 | 1.0198 | 1.0198 | 1.0198 | 1.0198 | 1.0198 | 1.0198 | 1.0198 | 1.0198 | 1.0198 | 1.0198 | 1.0198 | 1.0198 | 1.0198 | 1.0198 | 1.0198 | 1.0198 | 1.0198 | 1.0198 | 1.0198 | 1.0198 | 1.0198 | 1.0198 | 1.0198 | 1.0198 | 1.0198 | 1.0198 | 1.0198 | 1.0198 | 1.0198 | 1.0198 | 1.0198 | 1.0198 | 1.0198 | 1.0198 | 1.0198 | 1.0198 | 1.0198 | 1.0198 | 1.0198 | 1.0198 | 1.0198 | 1.0198 | 1.0198 | 1.0198 | 1.0198 | 1.0198 | 1.0198 | 1.0198 | 1.0198 | 1.0198 | 1.0198 | 1.0198 | 1.0198 | 1.0198 | 1.0198 | 1.0198 | 1.0198 | 1.0198 | 1.0198 | 1.0198 | 1.0198 | 1.0198 | 1.0198 | 1.0198 | 1.0198 | 1.0198 | 1.0198 | 1.0198 | 1.0198 | 1.0198 | 1.0198 | 1.0198 | 1.0198 | 1.0198 | 1.0198 | 1.0198 | 1.0198 | 1.0198 | 1.0198 | 1.0198 | 1.0198 | 1.0198 | 1.0198 | 1.0198 | 1.0198 | 1.0198 | 1.0198 | 1.0198 | 1.0198 | 1.0198 | 1.0198 | 1.0198 | 1.0198 | 1.0198 | 1.0198 | 1.0198 | 1.0198 | 1.0198 | 1.0198 | 1.0198 | 1.0198 | 1.0198 | 1.0198 | 1.0198 | 1.0198 | 1.0198 | 1.0198 | 1.0198 | 1.0198 | 1.0198 | 1.0198 | 1.0198 | 1.0198 | 1.0198 | 1.0198 | 1.0198 | 1.0198 | 1.0198 | 1.0198 | 1.0198 | 1.0198 | 1.0198 | 1.0198 | 1.0198 | 1.0198 | 1.0198 | 1.0198 | 1.0198 | 1.0198 | 1.0198 | 1.0198 | 1.0198 | 1.0198 | 1.0198 | 1.0198 | 1.0198 | 1.0198 | 1.0198 | 1.0198 | 1.0198 | 1.0198 | 1.0198 | 1.0198 | 1.0198 | 1.0198 | 1.0198 | 1.0198 | 1.0198 | 1.0198 | 1.0198 | 1.0198 | 1.0198 | 1.0198 | 1.0198 | 1.0198 | 1.0198 | 1.0198 | 1.0198 | 1.0198 | 1.0198 | 1.0198 | 1.0198 | 1.0198 | 1.0198 | 1.0198 | 1.0198 | 1.0198 | 1.0198 | 1.0198 | 1.0198 | 1.0198 | 1.0198 | 1.0198 | 1.0198 | 1.0198 | 1.0198 | 1.0198 | 1.0198 | 1.0198 | 1.0198 | 1.0198 | 1.0198 | 1.0198 | 1.0198 | 1.0198 | 1.0198 | 1.0198 | 1.0198 | 1.0198 | 1.0198 | 1.0198 | 1.0198 | 1.0198 | 1.0198 | 1.0198 | 1.0198 | 1.0198 | 1.0198 | 1.0198 | 1.0198 | 1.0198 | 1.0198 | 1.0198 | 1.0198 | 1.0198 | 1.0198 | 1.0198 | 1.0198 | 1.0198 | 1.0198 | 1.0198 | 1.0198 | 1.0198 | 1.0198 | 1.0198 | 1.0198 | 1.0198 | 1.0198 | 1.0198 | 1.0198 | 1.0198 | 1.0198 | 1.0198 | 1.0198 | 1.0198 | 1.0198 | 1.0198 | 1.0198 | 1.0198 | 1.0198 | 1.0198 | 1.0198 | 1.0198 | 1.0198 | 1.0198 | 1.0198 | 1.0198 | 1.0198 | 1.0198 | 1.0198 | 1.0198 | 1.0198 | 1.0198 | 1.0198 | 1.0198 | 1.0198 | 1.0198 | 1.0198 | 1.0198 | 1.0198 | 1.0198 | 1.0198 | 1.0198 | 1.0198 | 1.0198 | 1.0198 | 1.0198 | 1.0198 | 1.0198 | 1.0198 | 1.0198 | 1.0198 | 1.0198 | 1.0198 | 1.0198 | 1.0198 | 1.0198 | 1.0198 | 1.0198 | 1.0198 | 1.0198 | 1.0198 | 1.0198 | 1.0198 | 1.0198 | 1.0198 | 1.0198 | 1.0198 | 1.0198 | 1.0198 | 1.0198 | 1.0198 | 1.0198 | 1.0198 | 1.0198 | 1.0198 | 1.0198 | 1.0198 | 1.0198 | 1.0198 | 1.0198 | 1.0198 | 1.0198 | 1.0198 | 1.0198 | 1.0198 | 1.0198 | 1.0198 | 1.0198 | 1.0198 | 1.0198 | 1.0198 | 1.0198 | 1.0198 | 1.0198 | 1.0198 | 1.0198 | 1.0198 | 1.0198 | 1.0198 | 1.0198 | 1.0198 | 1.0198 | 1.0198 | 1.0198 | 1.0198 | 1.0198 | 1.0198 | 1.0198 | 1.0198 | 1.0198 | 1.0198 | 1.0198 | 1.0198 | 1.0198 | 1.0198 | 1.0198 | 1.0198 | 1.0198 | 1.0198 | 1.0198 | 1.0198 | 1.0198 | 1.0198 | 1.0198 | 1.0198 | 1.0198 | 1.0198 | 1.0198 | 1.0198 | 1.0198 | 1.0198 | 1.0198 | 1.0198 | 1.0198 | 1.0198 | 1.0198 | 1.0198 | 1.0198 | 1.0198 | 1.0198 | 1.0198 | 1.0198 | 1.0198 | 1.0198 | 1.0198 | 1.0198 | 1.0198 | 1.0198 | 1.0198 | 1.0198 | 1.0198 | 1.0198 | 1.0198 | 1.0198 | 1.0198 | 1.0198 | 1.0198 | 1.0198 | 1.0198 | 1.0198 | 1.0198 | 1.0198 | 1.0198 | 1.0198 | 1.0198 | 1.0198 | 1.0198 | 1.0198 | 1.0198 | 1.0198 | 1.0198 | 1.0198 | 1.0198 | 1.0198 | 1.0198 | 1.0198 | 1.0198 | 1.0198 | 1.0198 | 1.0198 | 1.0198 | 1.0198 | 1.0198 | 1.0198 | 1.0198 | 1.0198 | 1.0198 | 1.0198 | 1.0198 | 1.0198 | 1.0198 | 1.0198 | 1.0198 | 1.0198 | 1.0198 | 1.0198 | 1.0198 | 1.0198 | 1.0198 | 1.0198 | 1.0198 | 1.0198 | 1.0198 | 1.0198 | 1.0198 | 1.0198 | 1.0198 | 1.0198 | 1.0198 | 1.0198 | 1.0198 | 1.0198 | 1.0198 | 1.0198 | 1.0198 | 1.0198 | 1.0198 | 1.0198 | 1.0198 | 1.0198 | 1.0198 | 1.0198 | 1.0198 | 1.0198 | 1.0198 | 1.0198 | 1.0198 | 1.0198 | 1.0198 | 1.0198 | 1.0198 | 1.0198 | 1.0198 | 1.0198 | 1.0198 | 1.0198 | 1.0198 | 1.0198 | 1.0198 | 1.0198 | 1.0198 | 1.0198 | 1.0198 | 1.0198 | 1.0198 | 1.0198 | 1.0198 | 1.0198 | 1.0198 | 1.0198 | 1.0198 | 1.0198 | 1.0198 | 1.0198 | 1.0198 | 1.0198 | 1.0198 | 1.0198 | 1.0198 | 1.0198 | 1.0198 | 1.0198 | 1.0198 | 1.0198 | 1.0198 | 1.0198 | 1.0198 | 1.0198 | 1.0198 | 1.0198 | 1.0198 | 1.0198 | 1.0198 | 1.0198 | 1.0198 | 1.0198 | 1.0198 | 1.0198 | 1.0198 | 1.0198 | 1.0198 | 1.0198 | 1.0198 | 1.0198 | 1.0198 | 1.0198 | 1.0198 | 1.0198 | 1.0198 | 1.0198 | 1.0198 | 1.0198 | 1.0198 | 1.0198 | 1.0198 | 1.0198 | 1.0198 | 1.0198 | 1.0198 | 1.0198 | 1.0198 | 1.0198 | 1.0198 | 1.0198 | 1.0198 | 1.0198 | 1.0198 | 1.0198 | 1.0198 | 1.0198 | 1.0198 | 1.0198 | 1.0198 | 1.0198 | 1.0198 | 1.0198 | 1.0198 | 1.0198 | 1.0198 | 1.0198 | 1.0198 | 1.0198 | 1.0198 | 1.0198 | 1.0198 | 1.0198 | 1.0198 | 1.0198 | 1.0198 | 1.0198 | 1.0198 | 1.0198 | 1.0198 | 1.0198 | 1.0198 | 1.0198 | 1.0198 | 1.0198 | 1.0198 | 1.0198 | 1.0198 | 1.0198 | 1.0198 | 1.0198 | 1.0198 | 1.0198 | 1.0198 | 1.0198 | 1.0198 | 1.0198 | 1.0198 | 1.0198 | 1.0198 | 1.0198 | 1.0198 | 1.0198 | 1.0198 | 1.0198 | 1.0198 | 1.0198 | 1.0198 | 1.0198 | 1.0198 | 1.0198 | 1.0198 | 1.0198 | 1.0198 | 1.0198 | 1.0198 | 1.0198 | 1.0198 | 1.0198 | 1.0198 | 1.0198 | 1.0198 | 1.0198 | 1.0198 | 1.0198 | 1.0198 | 1.0198 | 1.0198 | 1.0198 | 1.0198 | 1.0198 | 1.0198 | 1.0198 | 1.0198 | 1.0198 | 1.0198 | 1.0198 | 1.0198 | 1.0198 | 1.0198 | 1.0198 | 1.0198 | 1.0198 | 1.0198 | 1.0198 | 1.0198 | 1.0198 | 1.0198 | 1.0198 | 1.0198 | 1.0198 | 1.0198 | 1.0198 | 1.0198 | 1.0198 | 1.0198 | 1.0198 | 1.0198 | 1.0198 | 1.0198 | 1.0198 | 1.0198 | 1.0198 | 1.0198 | 1.0198 | 1.0198 | 1.0198 | 1.0198 | 1.0198 | 1.0198 | 1.0198 | 1.0198 | 1.0198 | 1.0198 | 1.0198 | 1.0198 | 1.0198 | 1.0198 | 1.0198 | 1.0198 | 1.0198 | 1.0198 | 1.0198 | 1.0198 | 1.0198 | 1.0198 | 1.0198 | 1.0198 | 1.0198 | 1.0198 | 1.0198 | 1.0198 | 1.0198 | 1.0198 | 1.0198 | 1.0198 | 1.0198 | 1.0198 | 1.0198 | 1.0198 | 1.0198 | 1.0198 | 1.0198 | 1.0198 | 1.0198 | 1.0198 | 1.0198 | 1.0198 | 1.0198 | 1.0198 | 1.0198 | 1.0198 | 1.0198 | 1.0198 | 1.0198 | 1.0198 | 1.0198 | 1.0198 | 1.0198 | 1.0198 | 1.0198 | 1.0198 | 1.0198 | 1.0198 | 1.0198 | 1.0198 | 1.0198 | 1.0198 | 1.0198 | 1.0198 | 1.0198 | 1.0198 | 1.0198 | 1.0198 | 1.0198 | 1.0198 | 1.0198 | 1.0198 | 1.0198 | 1.0198 | 1.0198 | 1.0198 | 1.0198 | 1.0198 | 1.0198 | 1.0198 | 1.0198 | 1.0198 | 1.0198 | 1.0198 | 1.0198 | 1.0198 | 1.0198 | 1.0198 | 1.0198 | 1.0198 | 1.0198 | 1.0198 | 1.0198 | 1.0198 | 1.0198 | 1.0198 | 1.0198 | 1.0198 | 1.0198 | 1.0198 | 1.0198 | 1.0198 | 1.0198 | 1.0198 | 1.0198 | 1.0198 | 1.0198 | 1.0198 | 1.0198 | 1.0198 | 1.0198 | 1.0198 | 1.0198 | 1.0198 | 1.0198 | 1.0198 | 1.0198 | 1.0198 | 1.0198 | 1.0198 | 1.0198 | 1.0198 | 1.0198 | 1.0198 | 1.0198 | 1.0198 | 1.0198 | 1.0198 | 1.0198 | 1.0198 | 1.0198 | 1.0198 | 1.0198 | 1.0198 | 1.0198 | 1.0198 | 1.0198 | 1.0198 | 1.0198 | 1.0198 | 1.0198 | 1.0198 | 1.0198 | 1.0198 | 1.0198 | 1.0198 | 1.0198 | 1.0198 | 1.0198 | 1.0198 | 1.0198 | 1.0198 | 1.0198 | 1.0198 | 1.0198 | 1.0198 | 1.0198 | 1.0198 | 1.0198 | 1.0198 | 1.0198 | 1.0198 | 1.0198 | 1.0198 | 1.0198 | 1.0198 | 1.0198 | 1.0198 | 1.0198 | 1.0198 | 1.0198 | 1.0198 | 1.0198 | 1.0198 | 1.0198 | 1.0198 | 1.0198 | 1.0198 | 1.0198 | 1.0198 | 1.0198 | 1.0198 | 1.0198 | 1.0198 | 1.0198 | 1.0198 | 1.0198 | 1.0198 | 1.0198 | 1.0198 | 1.0198 | 1.0198 | 1.0198 | 1.0198 | 1.0198 | 1.0198 | 1.0198 | 1.0198 | 1.0198 | 1.0198 | 1.0198 | 1.0198 | 1.0198 | 1.0198 | 1.0198 | 1.0198 | 1.0198 | 1.0198 | 1.0198 | 1.0198 | 1.0198 | 1.0198 | 1.0198 | 1.0198 | 1.0198 | 1.0198 | 1.0198 | 1.0198 | 1.0198 | 1.0198 | 1.0198 | 1.0198 | 1.0198 | 1.0198 | 1.0198 | 1.0198 | 1.0198 | 1.0198 | 1.0198 | 1.0198 | 1.0198 | 1.0198 | 1.0198 | 1.0198 | 1.0198 | 1.0198 | 1.0198 | 1.0198 | 1.0198 | 1.0198 | 1.0198 | 1.0198 | 1.0198 | 1.0198 | 1.0198 | 1.0198 | 1.0198 | 1.0198 | 1.0198 | 1.0198 | 1.0198 | 1.0198 | 1.0198 | 1.0198 | 1.0198 | 1.0198 | 1.0198 | 1.0198 | 1.0198 | 1.0198 | 1.0198 | 1.0198 | 1.0198 | 1.0198 | 1.0198 | 1.0198 | 1.0198 | 1.0198 | 1.0198 | 1.0198 | 1.0198 | 1.0198 | 1.0198 | 1.0198 | 1.0198 | 1.0198 | 1.0198 | 1.0198 | 1.0198 | 1.0198 | 1.0198 | 1.0198 | 1.0198 | 1.0198 | 1.0198 | 1.0198 | 1.0198 | 1.0198 | 1.0198 | 1.0198 | 1.0198 | 1.0198 | 1.0198 | 1.0198 | 1.0198 | 1.0198 | 1.0198 | 1.0198 | 1.0198 | 1.0198 | 1.0198 | 1.0198 | 1.0198 | 1.0198 | 1.0198 | 1.0198 | 1.0198 | 1.0198 | 1.0198 | 1.0198 | 1.0198 | 1.0198 | 1.0198 | 1.0198 | 1.0198 | 1.0198 | 1.0198 | 1.0198 | 1.0198 | 1.0198 | 1.0198 | 1.0198 | 1.0198 | 1.0198 | 1.0198 | 1.0198 | 1.0198 | 1.0198 | 1.0198 | 1.0198 | 1.0198 | 1.0198 | 1.0198 | 1.0198 | 1.0198 | 1.0198 | 1.0198 | 1.0198 | 1.0198 | 1.0198 | 1.0198 | 1.0198 | 1.0198 | 1.0198 | 1.0198 | 1.0198 | 1.0198 | 1.0198 | 1.0198 | 1.0198 | 1.0198 | 1.0198 | 1.0198 | 1.0198 | 1.0198 | 1.0198 | 1.0198 | 1.0198 | 1.0198 | 1.0198 | 1.0198 | 1.0198 | 1.0198 | 1.0198 | 1.0198 | 1.0198 | 1.0198 | 1.0198 | 1.0198 | 1.0198 | 1.0198 | 1.0198 | 1.0198 | 1.0198 | 1.0198 | 1.0198 | 1.0198 | 1.0198 | 1.0198 | 1.0198 | 1.0198 | 1.0198 | 1.0198 | 1.0198 | 1.0198 | 1.0198 | 1.0198 | 1.0198 | 1.0198 | 1.0198 | 1.0198 | 1.0198 | 1.0198 | 1.0198 | 1.0198 | 1.0198 | 1.0198 | 1.0198 | 1.0198 | 1.0198 | 1.0198 | 1.0198 | 1.0198 | 1.0198 | 1.0198 | 1.0198 | 1.0198 | 1.0198 | 1.0198 | 1.0198 | 1.0198 | 1.0198 | 1.0198 | 1.0198 | 1.0198 | 1.0198 | 1.0198 | 1.0198 | 1.0198 | 1.0198 | 1.0198 | 1.0198 | 1.0198 | 1.0198 | 1.0198 | 1.0198 | 1.0198 | 1.0198 | 1.0198 | 1.0198 | 1.0198 | 1.0198 | 1.0198 | 1.0198 | 1.0198 | 1.0198 | 1.0198 | 1.0198 | 1.0198 | 1.0198 | 1.0198 | 1.0198 | 1.0198 | 1.0198 | 1.0198 | 1.0198 | 1.0198 | 1.0198 | 1.0198 | 1.0198 | 1.0198 | 1.0198 | 1.0198 | 1.0198 | 1.0198 | 1.0198 | 1.0198 | 1.0198 | 1.0198 | 1.0198 | 1.0198 | 1.0198 | 1.0198 | 1.0198 | 1.0198 | 1.0198 | 1.0198 | 1.0198 | 1.0198 | 1.0198 | 1.0198 | 1.0198 | 1.0198 | 1.0198 | 1.0198 | 1.0198 | 1.0198 | 1.0198 | 1.0198 | 1.0198 | 1.0198 | 1.0198 | 1.0198 | 1.0198 | 1.0198 | 1.0198 | 1.0198 | 1.0198 | 1.0198 | 1.0198 | 1.0198 | 1.0198 | 1.0198 | 1.0198 | 1.0198 | 1.0198 | 1.0198 | 1.0198 | 1.0198 | 1.0198 | 1.0198 | 1.0198 | 1.0198 | 1.0198 | 1.0198 | 1.0198 | 1.0198 | 1.0198 | 1.0198 | 1.0198 | 1.0198 | 1.0198 | 1.0198 | 1.0198 | 1.0198 | 1.0198 | 1.0198 | 1.0198 | 1.0198 | 1.0198 | 1.0198 | 1.0198 | 1.0198 | 1.0198 | 1.0198 | 1.0198 | 1.0198 | 1.0198 | 1.0198 | 1.0198 | 1.0198 | 1.0198 | 1.0198 | 1.0198 | 1.0198 | 1.0198 | 1.0198 | 1.0198 | 1.0198 | 1.0198 | 1.0198 | 1.0198 | 1.0198 | 1.0198 | 1.0198 | 1.0198 | 1.0198 | 1.0198 | 1.0198 | 1.0198 | 1.0198 | 1.0198 | 1.0198 | 1.0198 | 1.0198 | 1.0198 | 1.0198 | 1.0198 | 1.0198 | 1.0198 | 1.0198 | 1.0198 | 1.0198 | 1.0198 | 1.0198 | 1.0198 | 1.0198 | 1.0198 | 1.0198 | 1.0198 | 1.0198 | 1.0198 | 1.0198 | 1.0198 | 1.0198 | 1.0198 | 1.0198 | 1.0198 | 1.0198 | 1.0198 | 1.0198 | 1.0198 | 1.0198 | 1.0198 | 1.0198 | 1.0198 | 1.0198 | 1.0198 | 1.0198 | 1.0198 | 1.0198 | 1.0198 | 1.0198 | 1.0198 | 1.0198 | 1.0198 | 1.0198 | 1.0198 | 1.0198 | 1.0198 | 1.0198 | 1.0198 | 1.0198 | 1.0198 | 1.0198 | 1.0198 | 1.0198 | 1.0198 | 1.0198 | 1.0198 | 1.0198 | 1.0198 | 1.0198 | 1.0198 | 1.0198 | 1.0198 | 1.0198 | 1.0198 | 1.0198 | 1.0198 | 1.0198 | 1.0198 | 1.0198 | 1.0198 | 1.0198 | 1.0198 | 1.0198 | 1.0198 | 1.0198 | 1.0198 | 1.0198 | 1.0198 | 1.0198 | 1.0198 | 1.0198 | 1.0198 | 1.0198 | 1.0198 | 1.0198 | 1.0198 | 1.0198 | 1.0198 | 1.0198 | 1.0198 | 1.0198 | 1.0198 | 1.0198 | 1.0198 | 1.0198 | 1.0198 | 1.0198 | 1.0198 | 1.0198 | 1.0198 | 1.0198 | 1.0198 | 1.0198 | 1.0198 | 1.0198 | 1.0198 | 1.0198 | 1.0198 | 1.0198 | 1.0198 | 1.0198 | 1.0198 | 1.0198 | 1.0198 | 1.0198 | 1.0198 | 1.0198 | 1.0198 | 1.0198 | 1.0198 | 1.0198 | 1.0198 | 1.0198 | 1.0198 | 1.0198 | 1.0198 | 1.0198 | 1.0198 | 1.0198 | 1.0198 | 1.0198 | 1.0198 | 1.0198 | 1.0198 | 1.0198 | 1.0198 | 1.0198 | 1.0198 | 1.0198 | 1.0198 | 1.0198 | 1.0198 | 1.0198 | 1.0198 | 1.0198 | 1.0198 | 1.0198 | 1.0198 | 1.0198 | 1.0198 | 1.0198 | 1.0198 | 1.0198 | 1.0198 | 1.0198 | 1.0198 | 1.0198 | 1.0198 | 1.0198 | 1.0198 | 1.0198 | 1.0198 | 1.0198 | 1.0198 | 1.0198 | 1.0198 | 1.0198 | 1.0198 | 1.0198 | 1.0198 | 1.0198 | 1.0198 | 1.0198 | 1.0198 | 1.0198 | 1.0198 | 1.0198 | 1.0198 | 1.0198 | 1.0198 | 1.0198 | 1.0198 | 1.0198 | 1.0198 | 1.0198 | 1.0198 | 1.0198 | 1.0198 | 1.0198 | 1.0198 | 1.0198 | 1.0198 | 1.0198 | 1.0198 | 1.0198 | 1.0198 | 1.0198 | 1.0198 | 1.0198 | 1.0198 | 1.0198 | 1.0198 | 1.0198 | 1.0198 | 1.0198 | 1.0198 | 1.0198 | 1.0198 | 1.0198 | 1.0198 | 1.0198 | 1.0198 | 1.0198 | 1.0198 | 1.0198 | 1.0198 | 1.0198 | 1.0198 | 1.0198 | 1.0198 | 1.0198 | 1.0198 | 1.0198 | 1.0198 | 1.0198 | 1.0198 | 1.0198 | 1.0198 | 1.0198 | 1.0198 | 1.0198 | 1.0198 | 1.0198 | 1.0198 | 1.0198 | 1.0198 | 1.0198 | 1.0198 | 1.0198 | 1.0198 | 1.0198 | 1.0198 | 1.0198 | 1.0198 | 1.0198 | 1.0198 | 1.0198 | 1.0198 | 1.0198 | 1.0198 | 1.0198 | 1.0198 | 1.0198 | 1.0198 | 1.0198 | 1.0198 | 1.0198 | 1.0198 | 1.0198 | 1.0198 | 1.0198 | 1.0198 | 1.0198 | 1.0198 | 1.0198 | 1.0198 | 1.0198 | 1.0198 | 1.0198 | 1.0198 | 1.0198 | 1.0198 | 1.0198 | 1.0198 | 1.0198 | 1.0198 | 1.0198 | 1.0198 | 1.0198 | 1.0198 | 1.0198 | 1.0198 | 1.0198 | 1.0198 | 1.0198 | 1.0198 | 1.0198 | 1.0198 | 1.0198 | 1.0198 | 1.0198 | 1.0198 | 1.0198 | 1.0198 | 1.0198 | 1.0198 | 1.0198 | 1.0198 | 1.0198 | 1.0198 | 1.0198 | 1.0198 | 1.0198 | 1.0198 | 1.0198 | 1.0198 | 1.0198 | 1.0198 | 1.0198 | 1.0198 | 1.0198 | 1.0198 | 1.0198 | 1.0198 | 1.0198 | 1.0198 | 1.0198 | 1.0198 | 1.0198 | 1.0198 | 1.0198 | 1.0198 | 1.0198 | 1.0198 | 1.0198 | 1.0198 | 1.0198 | 1.0198 | 1.0198 | 1.0198 | 1.0198 | 1.0198 | 1.0198 | 1.0198 | 1.0198 | 1.0198 | 1.0198 | 1.0198 | 1.0198 | 1.0198 | 1.0198 | 1.0198 | 1.0198 | 1.0198 | 1.0198 | 1.0198 | 1.0198 | 1.0198 | 1.0198 | 1.0198 | 1.0198 | 1.0198 | 1.0198 | 1.0198 | 1.0198 | 1.0198 | 1.0198 | 1.0198 | 1.0198 | 1.0198 | 1.0198 | 1.0198 | 1.0198 | 1.0198 | 1.0198 | 1.0198 | 1.0198 | 1.0198 | 1.0198 | 1.0198 | 1.0198 | 1.0198 | 1.0198 | 1.0198 | 1.0198 | 1.0198 | 1.0198 | 1.0198 | 1.0198 | 1.0198 | 1.0198 | 1.0198 | 1.0198 | 1.0198 | 1.0198 | 1.0198 | 1.0198 | 1.0198 | 1.0198 | 1.0198 | 1.0198 | 1.0198 | 1.0198 | 1.0198 | 1.0198 | 1.0198 | 1.0198 | 1.0198 | 1.0198 | 1.0198 | 1.0198 | 1.0198 | 1.0198 | 1.0198 | 1.0198 | 1.0198 | 1.0198 | 1.0198 | 1.0198 | 1.0198 | 1.0198 | 1.0198 | 1.0198 | 1.0198 | 1.0198 | 1.0198 | 1.0198 | 1.0198 | 1.0198 | 1.0198 | 1.0198 | 1.0198 | 1.0198 | 1.0198 | 1.0198 | 1.0198 | 1.0198 | 1.0198 | 1.0198 | 1.0198 | 1.0198 | 1.0198 | 1.0198 | 1.0198 | 1.0198 | 1.0198 | 1.0198 | 1.0198 | 1.0198 | 1.0198 | 1.0198 | 1.0198 | 1.0198 | 1.0198 | 1.0198 | 1.0198 | 1.0198 | 1.0198 | 1.0198 | 1.0198 | 1.0198 | 1.0198 | 1.0198 | 1.0198 | 1.0198 | 1.0198 | 1.0198 | 1.0198 | 1.0198 | 1.0198 | 1.0198 | 1.0198 | 1.0198 | 1.0198 | 1.0198 | 1.0198 | 1.0198 | 1.0198 | 1.0198 | 1.0198 | 1.0198 | 1.0198 | 1.0198 | 1.0198 | 1.0198 | 1.0198 | 1.0198 | 1.0198 | 1.0198 | 1.0198 | 1.0198 | 1.0198 | 1.0198 | 1.0198 | 1.0198 | 1.0198 | 1.0198 | 1.0198 | 1.0198 | 1.0198 | 1.0198 | 1.0198 | 1.0198 | 1.0198 | 1.0198 | 1.0198 | 1.0198 | 1.0198 | 1.0198 | 1.0198 | 1.0198 | 1.0198 | 1.0198 | 1.0198 | 1.0198 | 1.0198 | 1.0198 | 1.0198 | 1.0198 | 1.0198 | 1.0198 | 1.0198 | 1.0198 | 1.0198 | 1.0198 | 1.0198 | 1.0198 | 1.0198 | 1.0198 | 1.0198 | 1.0198 | 1.0198 | 1.0198 | 1.0198 | 1.0198 | 1.0198 | 1.0198 | 1.0198 | 1.0198 | 1.0198 | 1.0198 | 1.0198 | 1.0198 | 1.0198 | 1.0198 | 1.0198 | 1.0198 | 1.0198 | 1.0198 | 1.0198 | 1.0198 | 1.0198 | 1.0198 | 1.0198 | 1.0198 | 1.0198 | 1.0198 | 1.0198 | 1.0198 | 1.0198 | 1.0198 | 1.0198 | 1.0198 | 1.0198 | 1.0198 | 1.0198 | 1.0198 | 1.0198 | 1.0198 | 1.0198 | 1.0198 | 1.0198 | 1.0198 | 1.0198 | 1.0198 | 1.0198 | 1.0198 | 1.0198 | 1.0198 | 1.0198 | 1.0198 | 1.0198 | 1.0198 | 1.0198 | 1.0198 | 1.0198 | 1.0198 | 1.0198 | 1.0198 | 1.0198 | 1.0198 | 1.0198 | 1.0198 | 1.0198 | 1.0198 | 1.0198 | 1.0198 | 1.0198 | 1.0198 | 1.0198 | 1.0198 | 1.0198 | 1.0198 | 1.0198 | 1.0198 | 1.0198 | 1.0198 | 1.0198 | 1.0198 | 1.0198 | 1.0198 | 1.0198 | 1.0198 | 1.0198 | 1.0198 | 1.0198 | 1.0198 | 1.0198 | 1.0198 | 1.0198 | 1.0198 | 1.0198 | 1.0198 | 1.0198 | 1.0198 | 1.0198 | 1.0198 | 1.0198 | 1.0198 | 1.0198 | 1.0198 | 1.0198 | 1.0198 | 1.0198 | 1.0198 | 1.0198 | 1.0198 | 1.0198 | 1.0198 | 1.0198 | 1.0198 | 1.0198 | 1.0198 | 1.0198 | 1.0198 | 1.0198 | 1.0198 | 1.0198 | 1.0198 | 1.0198 | 1.0198 | 1.0198 | 1.0198 | 1.0198 | 1.0198 | 1.0198 | 1.0198 | 1.0198 | 1.0198 | 1.0198 | 1.0198 | 1.0198 | 1.0198 | 1.0198 | 1.0198 | 1.0198 | 1.0198 | 1.0198 | 1.0198 | 1.0198 | 1.0198 | 1.0198 | 1.0198 | 1.0198 | 1.0198 | 1.0198 | 1.0198 | 1.0198 | 1.0198 | 1.0198 | 1.0198 | 1.0198 | 1.0198 | 1.0198 | 1.0198 | 1.0198 | 1.0198 | 1.0198 | 1.0198 | 1.0198 | 1.0198 | 1.0198 | 1.0198 | 1.0198 | 1.0198 | 1.0198 | 1.0198 | 1.0198 | 1.0198 | 1.0198 | 1.0198 | 1.0198 | 1.0198 | 1.0198 | 1.0198 | 1.0198 | 1.0198 | 1.0198 | 1.0198 | 1.0198 | 1.0198 | 1.0198 | 1.0198 | 1.0198 | 1.0198 | 1.0198 | 1.0198 | 1.0198 | 1.0198 | 1.0198 | 1.0198 | 1.0198 | 1.0198 | 1.0198 | 1.0198 | 1.0198 | 1.0198 | 1.0198 | 1.0198 | 1.0198 | 1.0198 | 1.0198 | 1.0198 | 1.0198 | 1.0198 | 1.0198 | 1.0198 | 1.0198 | 1.0198 | 1.0198 | 1.0198 | 1.0198 | 1.0198 | 1.0198 | 1.0198 | 1.0198 | 1.0198 | 1.0198 | 1.0198 | 1.0198 | 1.0198 | 1.0198 | 1.0198 | 1.0198 | 1.0198 | 1.0198 | 1.0198 | 1.0198 | 1.0198 | 1.0198 | 1.0198 | 1.0198 | 1.0198 | 1.0198 | 1.0198 | 1.0198 | 1.0198 | 1.0198 | 1.0198 | 1.0198 | 1.0198 | 1.0198 | 1.0198 | 1.0198 | 1.0198 | 1.0198 | 1.0198 | 1.0198 | 1.0198 | 1.0198 | 1.0198 | 1.0198 | 1.0198 | 1.0198 | 1.0198 | 1.0198 | 1.0198 | 1.0198 | 1.0198 | 1.0198 | 1.0198 | 1.0198 | 1.0198 | 1.0198 | 1.0198 | 1.0198 | 1.0198 | 1.0198 | 1.0198 | 1.0198 | 1.0198 | 1.0198 | 1.0198 | 1.0198 | 1.0198 | 1.0198 | 1.0198 | 1.0198 | 1.0198 | 1.0198 | 1.0198 | 1.0198 | 1.0198 | 1.0198 | 1.0198 | 1.0198 | 1.0198 | 1.0198 | 1.0198 | 1.0198 | 1.0198 | 1.0198 | 1.0198 | 1.0198 | 1.0198 | 1.0198 | 1.0198 | 1.0198 | 1.0198 | 1.0198 | 1.0198 | 1.0198 | 1.0198 | 1.0198 | 1.0198 | 1.0198 | 1.0198 | 1.0198 | 1.0198 | 1.0198 | 1.0198 | 1.0198 | 1.0198 | 1.0198 | 1.0198 | 1.0198 | 1.0198 | 1.0198 | 1.0198 | 1.0198 | 1.0198 | 1.0198 | 1.0198 | 1.0198 | 1.0198 | 1.0198 | 1.0198 | 1.0198 | 1.0198 | 1.0198 | 1.0198 | 1.0198 | 1.0198 | 1.0198 | 1.0198 | 1.0198 | 1.0198 | 1.0198 | 1.0198 | 1.0198 | 1.0198 | 1.0198 | 1.0198 | 1.0198 | 1.0198 | 1.0198 | 1.0198 | 1.0198 | 1.0198 | 1.0198 | 1.0198 | 1.0198 | 1.0198 | 1.0198 | 1.0198 | 1.0198 | 1.0198 | 1.0198 | 1.0198 | 1.0198 | 1.0198 | 1.0198 | 1.0198 | 1.0198 | 1.0198 | 1.0198 | 1.0198 | 1.0198 | 1.0198 | 1.0198 | 1.0198 | 1.0198 | 1.0198 | 1.0198 | 1.0198 | 1.0198 | 1.0198 | 1.0198 | 1.0198 | 1.0198 | 1.0198 | 1.0198 | 1.0198 | 1.0198 | 1.0198 | 1.0198 | 1.0198 | 1.0198 | 1.0198 | 1.0198 | 1.0198 | 1.0198 | 1.0198 | 1.0198 | 1.0198 | 1.0198 | 1.0198 | 1.0198 | 1.0198 | 1.0198 | 1.0198 | 1.0198 | 1.0198 | 1.0198 | 1.0198 | 1.0198 | 1.0198 | 1.0198 | 1.0198 | 1.0198 | 1.0198 | 1.0198 | 1.0198 | 1.0198 | 1.0198 | 1.0198 | 1.0198 | 1.0198 | 1.0198 | 1.0198 | 1.0198 | 1.0198 | 1.0198 | 1.0198 | 1.0198 | 1.0198 | 1.0198 | 1.0198 | 1.0198 | 1.0198 | 1.0198 | 1.0198 | 1.0198 | 1.0198 | 1.0198 | 1.0198 | 1.0198 | 1.0198 | 1.0198 | 1.0198 | 1.0198 | 1.0198 | 1.0198 | 1.0198 | 1.0198 | 1.0198 | 1.0198 | 1.0198 | 1.0198 | 1.0198 | 1.0198 | 1.0198 | 1.0198 | 1.0198 | 1.0198 | 1.0198 | 1.0198 | 1.0198 | 1.0198 | 1.0198 | 1.0198 | 1.0198 | 1.0198 | 1.0198 | 1.0198 | 1.0198 | 1.0198 | 1.0198 | 1.0198 | 1.0198 | 1.0198 | 1.0198 | 1.0198 | 1.0198 | 1.0198 | 1.0198 | 1.0198 | 1.0198 | 1.0198 | 1.0198 | 1.0198 | 1.0198 | 1.0198 | 1.0198 | 1.0198 | 1.0198 | 1.0198 | 1.0198 | 1.0198 | 1.0198 | 1.0198 | 1.0198 | 1.0198 | 1.0198 | 1.0198 | 1.0198 | 1.0198 | 1.0198 | 1.0198 | 1.0198 | 1.0198 | 1.0198 | 1.0198 | 1.0198 | 1.0198 | 1.0198 | 1.0198 | 1.0198 | 1.0198 | 1.0198 | 1.0198 | 1.0198 | 1.0198 | 1.0198 | 1.0198 | 1.0198 | 1.0198 | 1.0198 | 1.0198 | 1.0198 | 1.0198 | 1.0198 | 1.0198 | 1.0198 | 1.0198 | 1.0198 | 1.0198 | 1.0198 | 1.0198 | 1.0198 | 1.0198 | 1.0198 | 1.0198 | 1.0198 | 1.0198 | 1.0198 | 1.0198 | 1.0198 | 1.0198 | 1.0198 | 1.0198 | 1.0198 | 1.0198 | 1.0198 | 1.0198 | 1.0198 | 1.0198 | 1.0198 | 1.0198 | 1.0198 | 1.0198 | 1.0198 | 1.0198 | 1.0198 | 1.0198 | 1.0198 | 1.0198 | 1.0198 | 1.0198 | 1.0198 | 1.0198 | 1.0198 | 1.0198 | 1.0198 | 1.0198 | 1.0198 | 1.0198 | 1.0198 | 1.0198 | 1.0198 | 1.0198 | 1.0198 | 1.0198 | 1.0198 | 1.0198 | 1.0198 | 1.0198 | 1.0198 | 1.0198 | 1.0198 | 1.0198 | 1.0198 | 1.0198 | 1.0198 | 1.0198 | 1.0198 | 1.0198 | 1.0198 | 1.0198 | 1.0198 | 1.0198 | 1.0198 | 1.0198 | 1.0198 | 1.0198 | 1.0198 | 1.0198 | 1.0198 | 1.0198 | 1.0198 | 1.0198 | 1.0198 | 1.0198 | 1.0198 | 1.0198 | 1.0198 | 1.0198 | 1.0198 | 1.0198 | 1.0198 | 1.0198 | 1.0198 | 1.0198 | 1.0198 | 1.0198 | 1.0198 | 1.0198 | 1.0198 | 1.0198 | 1.0198 | 1.0198 | 1.0198 | 1.0198 | 1.0198 | 1.0198 | 1.0198 | 1.0198 | 1.0198 | 1.0198 | 1.0198 | 1.0198 | 1.0198 | 1.0198 | 1.0198 | 1.0198 | 1.0198 | 1.0198 | 1.0198 | 1.0198 | 1.0198 | 1.0198 | 1.0198 | 1.0198 | 1.0198 | 1.0198 | 1.0198 | 1.0198 | 1.0198 | 1.0198 | 1.0198 | 1.0198 | 1.0198 | 1.0198 | 1.0198 | 1.0198 | 1.0198 | 1.0198 | 1.0198 | 1.0198 | 1.0198 | 1.0198 | 1.0198 | 1.0198 | 1.0198 | 1.0198 | 1.0198 | 1.0198 | 1.0198 | 1.0198 | 1.0198 | 1.0198 | 1.0198 | 1.0198 | 1.0198 | 1.0198 | 1.0198 | 1.0198 | 1.0198 | 1.0198 | 1.0198 | 1.0198 | 1.0198 | 1.0198 | 1.0198 | 1.0198 | 1.0198 | 1.0198 | 1.0198 | 1.0198 | 1.0198 | 1.0198 | 1.0198 | 1.0198 | 1.0198 | 1.0198 | 1.0198 | 1.0198 | 1.0198 | 1.0198 | 1.0198 | 1.0198 | 1.0198 | 1.0198 | 1.0198 | 1.0198 | 1.0198 | 1.0198 | 1.0198 | 1.0198 | 1.0198 | 1.0198 | 1.0198 | 1.0198 | 1.0198 | 1.0198 | 1.0198 | 1.0198 | 1.0198 | 1.0198 | 1.0198 | 1.0198 | 1.0198 | 1.0198 | 1.0198 | 1.0198 | 1.0198 | 1.0198 | 1.0198 | 1.0198 | 1.0198 | 1.0198 | 1.0198 | 1.0198 | 1.0198 | 1.0198 | 1.0198 | 1.0198 | 1.0198 | 1.0198 | 1.0198 | 1.0198 | 1.0198 | 1.0198 | 1.0198 | 1.0198 | 1.0198 | 1.0198 | 1.0198 | 1.0198 | 1.0198 | 1.0198 | 1.0198 | 1.0198 | 1.0198 | 1.0198 | 1.0198 | 1.0198 | 1.0198 | 1.0198 | 1.0198 | 1.0198 | 1.0198 | 1.0198 | 1.0198 | 1.0198 | 1.0198 | 1.0198 | 1.0198 | 1.0198 | 1.0198 | 1.0198 | 1.0198 | 1.0198 | 1.0198 | 1.0198 | 1.0198 | 1.0198 | 1.0198 | 1.0198 | 1.0198 | 1.0198 | 1.0198 | 1.0198 | 1.0198 | 1.0198 | 1.0198 | 1.0198 | 1.0198 | 1.0198 | 1.0198 | 1.0198 | 1.0198 | 1.0198 | 1.0198 | 1.0198 | 1.0198 | 1.0198 | 1.0198 | 1.0198 | 1.0198 | 1.0198 | 1.0198 | 1.0198 | 1.0198 | 1.0198 | 1.0198 | 1.0198 | 1.0198 | 1.0198 | 1.0198 | 1.0198 | 1.0198 | 1.0198 | 1.0198 | 1.0198 | 1.0198 | 1.0198 | 1.0198 | 1.0198 | 1.0198 | 1.0198 | 1.0198 | 1.0198 | 1.0198 | 1.0198 | 1.0198 | 1.0198 | 1.0198 | 1.0198 | 1.0198 | 1.0198 | 1.0198 | 1.0198 | 1.0198 | 1.0198 | 1.0198 | 1.0198 | 1.0198 | 1.0198 | 1.0198 | 1.0198 | 1.0198 | 1.0198 | 1.0198 | 1.0198 | 1.0198 | 1.0198 | 1.0198 | 1.0198 | 1.0198 | 1.0198 | 1.0198 | 1.0198 | 1.0198 | 1.0198 | 1.0198 | 1.0198 | 1.0198 | 1.0198 | 1.0198 | 1.0198 | 1.0198 | 1.0198 | 1.0198 | 1.0198 | 1.0198 | 1.0198 | 1.0198 | 1.0198 | 1.0198 | 1.0198 | 1.0198 | 1.0198 | 1.0198 | 1.0198 | 1.0198 | 1.0198 | 1.0198 | 1.0198 | 1.0198 | 1.0198 | 1.0198 | 1.0198 | 1.0198 | 1.0198 | 1.0198 | 1.0198 | 1.0198 | 1.0198 | 1.0198 | 1.0198 | 1.0198 | 1.0198 | 1.0198 | 1.0198 | 1.0198 | 1.0198 | 1.0198 | 1.0198 | 1.0198 | 1.0198 | 1.0198 | 1.0198 | 1.0198 | 1.0198 | 1.0198 | 1.0198 | 1.0198 | 1.0198 | 1.0198 | 1.0198 | 1.0198 | 1.0198 | 1.0198 | 1.0198 | 1.0198 | 1.0198 | 1.0198 | 1.0198 | 1.0198 | 1.0198 | 1.0198 | 1.0198 | 1.0198 | 1.0198 | 1.0198 | 1.0198 | 1.0198 | 1.0198 | 1.0198 | 1.0198 | 1.0198 | 1.0198 | 1.0198 | 1.0198 | 1.0198 | 1.0198 | 1.0198 | 1.0198 | 1.0198 | 1.0198 | 1.0198 | 1.0198 | 1.0198 | 1.0198 | 1.0198 | 1.0198 | 1.0198 | 1.0198 | 1.0198 | 1.0198 | 1.0198 | 1.0198 | 1.0198 | 1.0198 | 1.0198 | 1.0198 | 1.0198 | 1.0198 | 1.0198 | 1.0198 | 1.0198 | 1.0198 | 1.0198 | 1.0198 | 1.0198 | 1.0198 | 1.0198 | 1.0198 | 1.0198 | 1.0198 | 1.0198 | 1.0198 | 1.0198 | 1.0198 | 1.0198 | 1.0198 | 1.0198 | 1.0198 | 1.0198 | 1.0198 | 1.0198 | 1.0198 | 1.0198 | 1.0198 | 1.0198 | 1.0198 | 1.0198 | 1.0198 | 1.0198 | 1.0198 | 1.0198 | 1.0198 | 1.0198 | 1.0198 | 1.0198 | 1.0198 | 1.0198 | 1.0198 | 1.0198 | 1.0198 | 1.0198 | 1.0198 | 1.0198 | 1.0198 | 1.0198 | 1.0198 | 1.0198 | 1.0198 | 1.0198 | 1.0198 | 1.0198 | 1.0198 | 1.0198 | 1.0198 | 1.0198 | 1.0198 | 1.0198 | 1.0198 | 1.0198 | 1.0198 | 1.0198 | 1.0198 | 1.0198 | 1.0198 | 1.0198 | 1.0198 | 1.0198 | 1.0198 | 1.0198 | 1.0198 | 1.0198 | 1.0198 | 1.0198 | 1.0198 | 1.0198 | 1.0198 | 1.0198 | 1.0198 | 1.0198 | 1.0198 | 1.0198 | 1.0198 | 1.0198 | 1.0198 | 1.0198 | 1.0198 | 1.0198 | 1.0198 | 1.0198 | 1.0198 | 1.0198 | 1.0198 | 1.0198 | 1.0198 | 1.0198 | 1.0198 | 1.0198 | 1.0198 | 1.0198 | 1.0198 | 1.0198 | 1.0198 | 1.0198 | 1.0198 | 1.0198 | 1.0198 | 1.0198 | 1.0198 | 1.0198 | 1.0198 | 1.0198 | 1.0198 | 1.0198 | 1.0198 | 1.0198 | 1.0198 | 1.0198 | 1.0198 | 1.0198 | 1.0198 | 1.0198 | 1.0198 | 1.0198 | 1.0198 | 1.0198 | 1.0198 | 1.0198 | 1.0198 | 1.0198 | 1.0198 | 1.0198 | 1.0198 | 1.0198 | 1.0198 | 1.0198 | 1.0198 | 1.0198 | 1.0198 | 1.0198 | 1.0198 | 1.0198 | 1.0198 | 1.0198 | 1.0198 | 1.0198 | 1.0198 | 1.0198 | 1.0198 | 1.0198 | 1.0198 | 1.0198 | 1.0198 | 1.0198 | 1.0198 | 1.0198 | 1.0198 | 1.0198 | 1.0198 | 1.0198 | 1.0198 | 1.0198 | 1.0198 | 1.0198 | 1.0198 | 1.0198 | 1.0198 | 1.0198 | 1.0198 | 1.0198 | 1.0198 | 1.0198 | 1.0198 | 1.0198 | 1.0198 | 1.0198 | 1.0198 | 1.0198 | 1.0198 | 1.0198 | 1.0198 | 1.0198 | 1.0198 | 1.0198 | 1.0198 | 1.0198 | 1.0198 | 1.0198 | 1.0198 | 1.0198 | 1.0198 | 1.0198 | 1.0198 | 1.0198 | 1.0198 | 1.0198 | 1.0198 | 1.0198 | 1.0198 | 1.0198 | 1.0198 | 1.0198 | 1.0198 | 1.0198 | 1.0198 | 1.0198 | 1.0198 | 1.0198 | 1.0198 | 1.0198 | 1.0198 | 1.0198 | 1.0198 | 1.0198 | 1.0198 | 1.0198 | 1.0198 | 1.0198 | 1.0198 | 1.0198 | 1.0198 | 1.0198 | 1.0198 | 1.0198 | 1.0198 | 1.0198 | 1.0198 | 1.0198 | 1.0198 | 1.0198 | 1.0198 | 1.0198 | 1.0198 | 1.0198 | 1.0198 | 1.0198 | 1.0198 | 1.0198 | 1.0198 | 1.0198 | 1.0198 | 1.0198 | 1.0198 | 1.0198 | 1.0198 | 1.0198 | 1.0198 | 1.0198 | 1.0198 | 1.0198 | 1.0198 | 1.0198 | 1.0198 | 1.0198 | 1.0198 | 1.0198 | 1.0198 | 1.0198
Assumed Mix of Alt Fuel Market Share if Gas Not Available
Residential & Commercial
| Heating Oil | % |  |  | 24% | 24% | 24% | 24% | 24% | 24% | 24% | 24% | 24% | 24% | 24% | 24% | 24% | 24% | 24% | 24% | 24% | 24% | 24% | 24% | 24% | 24% | 24% | 24% | 24% | 24% | 24% | 24% | 24% | 24% | 24% | 24% | 24% | 24% | 24% | 24% | 24% | 24% | 24% | 24%
| Propane | % |  |  | 10% | 10% | 10% | 10% | 10% | 10% | 10% | 10% | 10% | 10% | 10% | 10% | 10% | 10% | 10% | 10% | 10% | 10% | 10% | 10% | 10% | 10% | 10% | 10% | 10% | 10% | 10% | 10% | 10% | 10% | 10% | 10% | 10% | 10% | 10% | 10% | 10% | 10% | 10% | 10%
| Electricity | % |  |  | 66% | 66% | 66% | 66% | 66% | 66% | 66% | 66% | 66% | 66% | 66% | 66% | 66% | 66% | 66% | 66% | 66% | 66% | 66% | 66% | 66% | 66% | 66% | 66% | 66% | 66% | 66% | 66% | 66% | 66% | 66% | 66% | 66% | 66% | 66% | 66% | 66% | 66% | 66% | 66%
| Total |  |  |  | 100% | 100% | 100% | 100% | 100% | 100% | 100% | 100% | 100% | 100% | 100% | 100% | 100% | 100% | 100% | 100% | 100% | 100% | 100% | 100% | 100% | 100% | 100% | 100% | 100% | 100% | 100% | 100% | 100% | 100% | 100% | 100% | 100% | 100% | 100% | 100% | 100% | 100% | 100% | 100%
| Energy Prices | $/m^3 | Gas $/m^3 | Diff $/m^3
NG cost adjusted to include all Oct 2023 costs charged per m3, including supply, delivery, transportation, storage, HST, and any adjustements but not the carbon price | Natural Gas | 0.33175 |  |  | 0.33175 | 0.33175 | 0.33175 | 0.33175 | 0.33175 | 0.33175 | 0.33175 | 0.33175 | 0.33175 | 0.33175 | 0.33175 | 0.33175 | 0.33175 | 0.33175 | 0.33175 | 0.33175 | 0.33175 | 0.33175 | 0.33175 | 0.33175 | 0.33175 | 0.33175 | 0.33175 | 0.33175 | 0.33175 | 0.33175 | 0.33175 | 0.33175 | 0.33175 | 0.33175 | 0.33175 | 0.33175 | 0.33175 | 0.33175 | 0.33175 | 0.33175 | 0.33175 | 0.33175 | 0.33175 | 0.33175
updated fuel oil cost based on Oct 12, 2023 values from https://www.globalpetrolprices.com/Canada/ , using 0.03672 GJ/L conversion factor and subtracting carbon tax (0.1738 $/L) | Heating Oil | 1.8486 | 0.33175 | 1.5169 | 1.8486 | 1.8486 | 1.8486 | 1.8486 | 1.8486 | 1.8486 | 1.8486 | 1.8486 | 1.8486 | 1.8486 | 1.8486 | 1.8486 | 1.8486 | 1.8486 | 1.8486 | 1.8486 | 1.8486 | 1.8486 | 1.8486 | 1.8486 | 1.8486 | 1.8486 | 1.8486 | 1.8486 | 1.8486 | 1.8486 | 1.8486 | 1.8486 | 1.8486 | 1.8486 | 1.8486 | 1.8486 | 1.8486 | 1.8486 | 1.8486 | 1.8486 | 1.8486 | 1.8486 | 1.8486 | 1.8486
updated propane cost based on Oct 12, 2023 values from https://www.globalpetrolprices.com/Canada/, using 0.0228GJ/L conversion factor and subtracting carbon tax (0.1006 $/L) | Propane | 2.0047 | 0.33175 | 1.673 | 2.0047 | 2.0047 | 2.0047 | 2.0047 | 2.0047 | 2.0047 | 2.0047 | 2.0047 | 2.0047 | 2.0047 | 2.0047 | 2.0047 | 2.0047 | 2.0047 | 2.0047 | 2.0047 | 2.0047 | 2.0047 | 2.0047 | 2.0047 | 2.0047 | 2.0047 | 2.0047 | 2.0047 | 2.0047 | 2.0047 | 2.0047 | 2.0047 | 2.0047 | 2.0047 | 2.0047 | 2.0047 | 2.0047 | 2.0047 | 2.0047 | 2.0047 | 2.0047 | 2.0047 | 2.0047 | 2.0047
electricity Oct 2023 rates for Hydro One medium density | Electricity | 1.4193 | 0.33175 | 1.0875 | 1.4193 | 1.4193 | 1.4193 | 1.4193 | 1.4193 | 1.4193 | 1.4193 | 1.4193 | 1.4193 | 1.4193 | 1.4193 | 1.4193 | 1.4193 | 1.4193 | 1.4193 | 1.4193 | 1.4193 | 1.4193 | 1.4193 | 1.4193 | 1.4193 | 1.4193 | 1.4193 | 1.4193 | 1.4193 | 1.4193 | 1.4193 | 1.4193 | 1.4193 | 1.4193 | 1.4193 | 1.4193 | 1.4193 | 1.4193 | 1.4193 | 1.4193 | 1.4193 | 1.4193 | 1.4193 | 1.4193
Factors for Carbon Calc
| Natural Gas | 0.001958
| Heating Oil | 0.0028719
| Propane | 0.0023842
| Electricity | 0
| Carbon Cost Estimate (ICF) | $/ ton |  |  | 80 | 95 | 110 | 125 | 140 | 155 | 170 | 170 | 170 | 170 | 170 | 170 | 170 | 170 | 170 | 170 | 170 | 170 | 170 | 170 | 170 | 170 | 170 | 170 | 170 | 170 | 170 | 170 | 170 | 170 | 170 | 170 | 170 | 170 | 170 | 170 | 170 | 170 | 170 | 170
Cost of Carbon Applied to Fuel Price Forecast
| Natural Gas | $/ M3 |  |  | 0.15664 | 0.18601 | 0.21538 | 0.24475 | 0.27412 | 0.30349 | 0.33286 | 0.33286 | 0.33286 | 0.33286 | 0.33286 | 0.33286 | 0.33286 | 0.33286 | 0.33286 | 0.33286 | 0.33286 | 0.33286 | 0.33286 | 0.33286 | 0.33286 | 0.33286 | 0.33286 | 0.33286 | 0.33286 | 0.33286 | 0.33286 | 0.33286 | 0.33286 | 0.33286 | 0.33286 | 0.33286 | 0.33286 | 0.33286 | 0.33286 | 0.33286 | 0.33286 | 0.33286 | 0.33286 | 0.33286
| Heating Oil | $/ M3 |  |  | 0.22975 | 0.27283 | 0.31591 | 0.35899 | 0.40207 | 0.44514 | 0.48822 | 0.48822 | 0.48822 | 0.48822 | 0.48822 | 0.48822 | 0.48822 | 0.48822 | 0.48822 | 0.48822 | 0.48822 | 0.48822 | 0.48822 | 0.48822 | 0.48822 | 0.48822 | 0.48822 | 0.48822 | 0.48822 | 0.48822 | 0.48822 | 0.48822 | 0.48822 | 0.48822 | 0.48822 | 0.48822 | 0.48822 | 0.48822 | 0.48822 | 0.48822 | 0.48822 | 0.48822 | 0.48822 | 0.48822
| Propane | $/ M3 |  |  | 0.19073 | 0.22649 | 0.26226 | 0.29802 | 0.33378 | 0.36954 | 0.40531 | 0.40531 | 0.40531 | 0.40531 | 0.40531 | 0.40531 | 0.40531 | 0.40531 | 0.40531 | 0.40531 | 0.40531 | 0.40531 | 0.40531 | 0.40531 | 0.40531 | 0.40531 | 0.40531 | 0.40531 | 0.40531 | 0.40531 | 0.40531 | 0.40531 | 0.40531 | 0.40531 | 0.40531 | 0.40531 | 0.40531 | 0.40531 | 0.40531 | 0.40531 | 0.40531 | 0.40531 | 0.40531 | 0.40531
| Electricity | $/ M3 |  |  | 0 | 0 | 0 | 0 | 0 | 0 | 0 | 0 | 0 | 0 | 0 | 0 | 0 | 0 | 0 | 0 | 0 | 0 | 0 | 0 | 0 | 0 | 0 | 0 | 0 | 0 | 0 | 0 | 0 | 0 | 0 | 0 | 0 | 0 | 0 | 0 | 0 | 0 | 0 | 0
| Trigger to Apply Carbon Cost | 1 | bar: 2024 1 to 2063 40
costs were adjusted for heating system efficiency by dividing fuel prices by the weighted average efficiencies for space and water heating. See additional information tab.
Fuel Prices adjusted for heating system efficiency
| Natural Gas |  |  |  | 0.48839 | 0.51776 | 0.54713 | 0.5765 | 0.60587 | 0.63524 | 0.66461 | 0.66461 | 0.66461 | 0.66461 | 0.66461 | 0.66461 | 0.66461 | 0.66461 | 0.66461 | 0.66461 | 0.66461 | 0.66461 | 0.66461 | 0.66461 | 0.66461 | 0.66461 | 0.66461 | 0.66461 | 0.66461 | 0.66461 | 0.66461 | 0.66461 | 0.66461 | 0.66461 | 0.66461 | 0.66461 | 0.66461 | 0.66461 | 0.66461 | 0.66461 | 0.66461 | 0.66461 | 0.66461 | 0.66461
| Heating Oil |  |  |  | 2.0784 | 2.1214 | 2.1645 | 2.2076 | 2.2507 | 2.2938 | 2.3368 | 2.3368 | 2.3368 | 2.3368 | 2.3368 | 2.3368 | 2.3368 | 2.3368 | 2.3368 | 2.3368 | 2.3368 | 2.3368 | 2.3368 | 2.3368 | 2.3368 | 2.3368 | 2.3368 | 2.3368 | 2.3368 | 2.3368 | 2.3368 | 2.3368 | 2.3368 | 2.3368 | 2.3368 | 2.3368 | 2.3368 | 2.3368 | 2.3368 | 2.3368 | 2.3368 | 2.3368 | 2.3368 | 2.3368
| Propane |  |  |  | 2.1955 | 2.2312 | 2.267 | 2.3027 | 2.3385 | 2.3743 | 2.41 | 2.41 | 2.41 | 2.41 | 2.41 | 2.41 | 2.41 | 2.41 | 2.41 | 2.41 | 2.41 | 2.41 | 2.41 | 2.41 | 2.41 | 2.41 | 2.41 | 2.41 | 2.41 | 2.41 | 2.41 | 2.41 | 2.41 | 2.41 | 2.41 | 2.41 | 2.41 | 2.41 | 2.41 | 2.41 | 2.41 | 2.41 | 2.41 | 2.41
| Electricity |  |  |  | 1.4193 | 1.4193 | 1.4193 | 1.4193 | 1.4193 | 1.4193 | 1.4193 | 1.4193 | 1.4193 | 1.4193 | 1.4193 | 1.4193 | 1.4193 | 1.4193 | 1.4193 | 1.4193 | 1.4193 | 1.4193 | 1.4193 | 1.4193 | 1.4193 | 1.4193 | 1.4193 | 1.4193 | 1.4193 | 1.4193 | 1.4193 | 1.4193 | 1.4193 | 1.4193 | 1.4193 | 1.4193 | 1.4193 | 1.4193 | 1.4193 | 1.4193 | 1.4193 | 1.4193 | 1.4193 | 1.4193 | 0 | 0 | 0 | 0 | 0 | 0 | 0 | 0 | 0 | 0 | 0 | 0 | 0 | 0 | 0 | 0 | 0 | 0 | 0 | 0 | 0 | 0 | 0 | 0 | 0 | 0 | 0 | 0 | 0 | 0 | 0 | 0 | 0 | 0 | 0 | 0 | 0 | 0 | 0 | 0 | 0 | 0 | 0 | 0 | 0 | 0 | 0 | 0 | 0 | 0 | 0 | 0 | 0 | 0 | 0 | 0 | 0 | 0 | 0 | 0 | 0 | 0 | 0 | 0 | 0 | 0 | 0 | 0 | 0 | 0 | 0 | 0 | 0 | 0 | 0 | 0 | 0 | 0 | 0 | 0 | 0 | 0 | 0 | 0 | 0 | 0 | 0 | 0 | 0 | 0 | 0 | 0 | 0 | 0 | 0 | 0 | 0 | 0 | 0 | 0 | 0 | 0 | 0 | 0 | 0 | 0 | 0 | 0 | 0 | 0 | 0 | 0 | 0 | 0 | 0 | 0 | 0 | 0 | 0 | 0 | 0 | 0 | 0 | 0 | 0 | 0 | 0 | 0 | 0 | 0 | 0 | 0 | 0 | 0 | 0 | 0 | 0 | 0 | 0 | 0 | 0 | 0 | 0 | 0 | 0 | 0 | 0 | 0 | 0 | 0 | 0 | 0 | 0 | 0 | 0 | 0 | 0 | 0 | 0 | 0 | 0 | 0 | 0 | 0 | 0 | 0 | 0 | 0 | 0 | 0 | 0 | 0 | 0 | 0 | 0 | 0 | 0 | 0 | 0 | 0 | 0 | 0 | 0 | 0 | 0 | 0 | 0 | 0 | 0 | 0 | 0 | 0 | 0 | 0 | 0 | 0 | 0 | 0 | 0 | 0 | 0 | 0 | 0 | 0 | 0 | 0 | 0 | 0 | 0 | 0 | 0 | 0 | 0 | 0 | 0 | 0 | 0 | 0 | 0 | 0 | 0 | 0 | 0 | 0 | 0 | 0 | 0 | 0 | 0 | 0 | 0 | 0 | 0 | 0 | 0 | 0 | 0 | 0 | 0 | 0 | 0 | 0 | 0 | 0 | 0 | 0 | 0 | 0 | 0 | 0 | 0 | 0 | 0 | 0 | 0 | 0 | 0 | 0 | 0 | 0 | 0 | 0 | 0 | 0 | 0 | 0 | 0 | 0 | 0 | 0 | 0 | 0 | 0 | 0 | 0 | 0 | 0 | 0 | 0 | 0 | 0 | 0 | 0 | 0 | 0 | 0 | 0 | 0 | 0 | 0 | 0 | 0 | 0 | 0 | 0 | 0 | 0 | 0 | 0 | 0 | 0 | 0 | 0 | 0 | 0 | 0 | 0 | 0 | 0 | 0 | 0 | 0 | 0 | 0 | 0 | 0 | 0 | 0 | 0 | 0 | 0 | 0 | 0 | 0 | 0 | 0 | 0 | 0 | 0 | 0 | 0 | 0 | 0 | 0 | 0 | 0 | 0 | 0 | 0 | 0 | 0 | 0 | 0 | 0 | 0 | 0 | 0 | 0 | 0 | 0 | 0 | 0 | 0 | 0 | 0 | 0 | 0 | 0 | 0 | 0 | 0 | 0 | 0 | 0 | 0 | 0 | 0 | 0 | 0 | 0 | 0 | 0 | 0 | 0 | 0 | 0 | 0 | 0 | 0 | 0 | 0 | 0 | 0 | 0 | 0 | 0 | 0 | 0 | 0 | 0 | 0 | 0 | 0 | 0 | 0 | 0 | 0 | 0 | 0 | 0 | 0 | 0 | 0 | 0 | 0 | 0 | 0 | 0 | 0 | 0 | 0 | 0 | 0 | 0 | 0 | 0 | 0 | 0 | 0 | 0 | 0 | 0 | 0 | 0 | 0 | 0 | 0 | 0 | 0 | 0 | 0 | 0 | 0 | 0 | 0 | 0 | 0 | 0 | 0 | 0 | 0 | 0 | 0 | 0 | 0 | 0 | 0 | 0 | 0 | 0 | 0 | 0 | 0 | 0 | 0 | 0 | 0 | 0 | 0 | 0 | 0 | 0 | 0 | 0 | 0 | 0 | 0 | 0 | 0 | 0 | 0 | 0 | 0 | 0 | 0 | 0 | 0 | 0 | 0 | 0 | 0 | 0 | 0 | 0 | 0 | 0 | 0 | 0 | 0 | 0 | 0 | 0 | 0 | 0 | 0 | 0 | 0 | 0 | 0 | 0 | 0 | 0 | 0 | 0 | 0 | 0 | 0 | 0 | 0 | 0 | 0 | 0 | 0 | 0 | 0 | 0 | 0 | 0 | 0 | 0 | 0 | 0 | 0 | 0 | 0 | 0 | 0 | 0 | 0 | 0 | 0 | 0 | 0 | 0 | 0 | 0 | 0 | 0 | 0 | 0 | 0 | 0 | 0 | 0 | 0 | 0 | 0 | 0 | 0 | 0 | 0 | 0 | 0 | 0 | 0 | 0 | 0 | 0 | 0 | 0 | 0 | 0 | 0 | 0 | 0 | 0 | 0 | 0 | 0 | 0 | 0 | 0 | 0 | 0 | 0 | 0 | 0 | 0 | 0 | 0 | 0 | 0 | 0 | 0 | 0 | 0 | 0 | 0 | 0 | 0 | 0 | 0 | 0 | 0 | 0 | 0 | 0 | 0 | 0 | 0 | 0 | 0 | 0 | 0 | 0 | 0 | 0 | 0 | 0 | 0 | 0 | 0 | 0 | 0 | 0 | 0 | 0 | 0 | 0 | 0 | 0 | 0 | 0 | 0 | 0 | 0 | 0 | 0 | 0 | 0 | 0 | 0 | 0 | 0 | 0 | 0 | 0 | 0 | 0 | 0 | 0 | 0 | 0 | 0 | 0 | 0 | 0 | 0 | 0 | 0 | 0 | 0 | 0 | 0 | 0 | 0 | 0 | 0 | 0 | 0 | 0 | 0 | 0 | 0 | 0 | 0 | 0 | 0 | 0 | 0 | 0 | 0 | 0 | 0 | 0 | 0 | 0 | 0 | 0 | 0 | 0 | 0 | 0 | 0 | 0 | 0 | 0 | 0 | 0 | 0 | 0 | 0 | 0 | 0 | 0 | 0 | 0 | 0 | 0 | 0 | 0 | 0 | 0 | 0 | 0 | 0 | 0 | 0 | 0 | 0 | 0 | 0 | 0 | 0 | 0 | 0 | 0 | 0 | 0 | 0 | 0 | 0 | 0 | 0 | 0 | 0 | 0 | 0 | 0 | 0 | 0 | 0 | 0 | 0 | 0 | 0 | 0 | 0 | 0 | 0 | 0 | 0 | 0 | 0 | 0 | 0 | 0 | 0 | 0 | 0 | 0 | 0 | 0 | 0 | 0 | 0 | 0 | 0 | 0 | 0 | 0 | 0 | 0 | 0 | 0 | 0 | 0 | 0 | 0 | 0 | 0 | 0 | 0 | 0 | 0 | 0 | 0 | 0 | 0 | 0 | 0 | 0 | 0 | 0 | 0 | 0 | 0 | 0 | 0 | 0 | 0 | 0 | 0 | 0 | 0 | 0 | 0 | 0 | 0 | 0 | 0 | 0 | 0 | 0 | 0 | 0 | 0 | 0 | 0 | 0 | 0 | 0 | 0 | 0 | 0 | 0 | 0 | 0 | 0 | 0 | 0 | 0 | 0 | 0 | 0 | 0 | 0 | 0 | 0 | 0 | 0 | 0 | 0 | 0 | 0 | 0 | 0 | 0 | 0 | 0 | 0 | 0 | 0 | 0 | 0 | 0 | 0 | 0 | 0 | 0 | 0 | 0 | 0 | 0 | 0 | 0 | 0 | 0 | 0 | 0 | 0 | 0 | 0 | 0 | 0 | 0 | 0 | 0 | 0 | 0 | 0 | 0 | 0 | 0 | 0 | 0 | 0 | 0 | 0 | 0 | 0 | 0 | 0 | 0 | 0 | 0 | 0 | 0 | 0 | 0 | 0 | 0 | 0 | 0 | 0 | 0 | 0 | 0 | 0 | 0 | 0 | 0 | 0 | 0 | 0 | 0 | 0 | 0 | 0 | 0 | 0 | 0 | 0 | 0 | 0 | 0 | 0 | 0 | 0 | 0 | 0 | 0 | 0 | 0 | 0 | 0 | 0 | 0 | 0 | 0 | 0 | 0 | 0 | 0 | 0 | 0 | 0 | 0 | 0 | 0 | 0 | 0 | 0 | 0 | 0 | 0 | 0 | 0 | 0 | 0 | 0 | 0 | 0 | 0 | 0 | 0 | 0 | 0 | 0 | 0 | 0 | 0 | 0 | 0 | 0 | 0 | 0 | 0 | 0 | 0 | 0 | 0 | 0 | 0 | 0 | 0 | 0 | 0 | 0 | 0 | 0 | 0 | 0 | 0 | 0 | 0 | 0 | 0 | 0 | 0 | 0 | 0 | 0 | 0 | 0 | 0 | 0 | 0 | 0 | 0 | 0 | 0 | 0 | 0 | 0 | 0 | 0 | 0 | 0 | 0 | 0 | 0 | 0 | 0 | 0 | 0 | 0 | 0 | 0 | 0 | 0 | 0 | 0 | 0 | 0 | 0 | 0 | 0 | 0 | 0 | 0 | 0 | 0 | 0 | 0 | 0 | 0 | 0 | 0 | 0 | 0 | 0 | 0 | 0 | 0 | 0 | 0 | 0 | 0 | 0 | 0 | 0 | 0 | 0 | 0 | 0 | 0 | 0 | 0 | 0 | 0 | 0 | 0 | 0 | 0 | 0 | 0 | 0 | 0 | 0 | 0 | 0 | 0 | 0 | 0 | 0 | 0 | 0 | 0 | 0 | 0 | 0 | 0 | 0 | 0 | 0 | 0 | 0 | 0 | 0 | 0 | 0 | 0 | 0 | 0 | 0 | 0 | 0 | 0 | 0 | 0 | 0 | 0 | 0 | 0 | 0 | 0 | 0 | 0 | 0 | 0 | 0 | 0 | 0 | 0 | 0 | 0 | 0 | 0 | 0 | 0 | 0 | 0 | 0 | 0 | 0 | 0 | 0 | 0 | 0 | 0 | 0 | 0 | 0 | 0 | 0 | 0 | 0 | 0 | 0 | 0 | 0 | 0 | 0 | 0 | 0 | 0 | 0 | 0 | 0 | 0 | 0 | 0 | 0 | 0 | 0 | 0 | 0 | 0 | 0 | 0 | 0 | 0 | 0 | 0 | 0 | 0 | 0 | 0 | 0 | 0 | 0 | 0 | 0 | 0 | 0 | 0 | 0 | 0 | 0 | 0 | 0 | 0 | 0 | 0 | 0 | 0 | 0 | 0 | 0 | 0 | 0 | 0 | 0 | 0 | 0 | 0 | 0 | 0 | 0 | 0 | 0 | 0 | 0 | 0 | 0 | 0 | 0 | 0 | 0 | 0 | 0 | 0 | 0 | 0 | 0 | 0 | 0 | 0 | 0 | 0 | 0 | 0 | 0 | 0 | 0 | 0 | 0 | 0 | 0 | 0 | 0 | 0 | 0 | 0 | 0 | 0 | 0 | 0 | 0 | 0 | 0 | 0 | 0 | 0 | 0 | 0 | 0 | 0 | 0 | 0 | 0 | 0 | 0 | 0 | 0 | 0 | 0 | 0 | 0 | 0 | 0 | 0 | 0 | 0 | 0 | 0 | 0 | 0 | 0 | 0 | 0 | 0 | 0 | 0 | 0 | 0 | 0 | 0 | 0 | 0 | 0 | 0 | 0 | 0 | 0 | 0 | 0 | 0 | 0 | 0 | 0 | 0 | 0 | 0 | 0 | 0 | 0 | 0 | 0 | 0 | 0 | 0 | 0 | 0 | 0 | 0 | 0 | 0 | 0 | 0 | 0 | 0 | 0 | 0 | 0 | 0 | 0 | 0 | 0 | 0 | 0 | 0 | 0 | 0 | 0 | 0 | 0 | 0 | 0 | 0 | 0 | 0 | 0 | 0 | 0 | 0 | 0 | 0 | 0 | 0 | 0 | 0 | 0 | 0 | 0 | 0 | 0 | 0 | 0 | 0 | 0 | 0 | 0 | 0 | 0 | 0 | 0 | 0 | 0 | 0 | 0 | 0 | 0 | 0 | 0 | 0 | 0 | 0 | 0 | 0 | 0 | 0 | 0 | 0 | 0 | 0 | 0 | 0 | 0 | 0 | 0 | 0 | 0 | 0 | 0 | 0 | 0 | 0 | 0 | 0 | 0 | 0 | 0 | 0 | 0 | 0 | 0 | 0 | 0 | 0 | 0 | 0 | 0 | 0 | 0 | 0 | 0 | 0 | 0 | 0 | 0 | 0 | 0 | 0 | 0 | 0 | 0 | 0 | 0 | 0 | 0 | 0 | 0 | 0 | 0 | 0 | 0 | 0 | 0 | 0 | 0 | 0 | 0 | 0 | 0 | 0 | 0 | 0 | 0 | 0 | 0 | 0 | 0 | 0 | 0 | 0 | 0 | 0 | 0 | 0 | 0 | 0 | 0 | 0 | 0 | 0 | 0 | 0 | 0 | 0 | 0 | 0 | 0 | 0 | 0 | 0 | 0 | 0 | 0 | 0 | 0 | 0 | 0 | 0 | 0 | 0 | 0 | 0 | 0 | 0 | 0 | 0 | 0 | 0 | 0 | 0 | 0 | 0 | 0 | 0 | 0 | 0 | 0 | 0 | 0 | 0 | 0 | 0 | 0 | 0 | 0 | 0 | 0 | 0 | 0 | 0 | 0 | 0 | 0 | 0 | 0 | 0 | 0 | 0 | 0 | 0 | 0 | 0 | 0 | 0 | 0 | 0 | 0 | 0 | 0 | 0 | 0 | 0 | 0 | 0 | 0 | 0 | 0 | 0 | 0 | 0 | 0 | 0 | 0 | 0 | 0 | 0 | 0 | 0 | 0 | 0 | 0 | 0 | 0 | 0 | 0 | 0 | 0 | 0 | 0 | 0 | 0 | 0 | 0 | 0 | 0 | 0 | 0 | 0 | 0 | 0 | 0 | 0 | 0 | 0 | 0 | 0 | 0 | 0 | 0 | 0 | 0 | 0 | 0 | 0 | 0 | 0 | 0 | 0 | 0 | 0 | 0 | 0 | 0 | 0 | 0 | 0 | 0 | 0 | 0 | 0 | 0 | 0 | 0 | 0 | 0 | 0 | 0 | 0 | 0 | 0 | 0 | 0 | 0 | 0 | 0 | 0 | 0 | 0 | 0 | 0 | 0 | 0 | 0 | 0 | 0 | 0 | 0 | 0 | 0 | 0 | 0 | 0 | 0 | 0 | 0 | 0 | 0 | 0 | 0 | 0 | 0 | 0 | 0 | 0 | 0 | 0 | 0 | 0 | 0 | 0 | 0 | 0 | 0 | 0 | 0 | 0 | 0 | 0 | 0 | 0 | 0 | 0 | 0 | 0 | 0 | 0 | 0 | 0 | 0 | 0 | 0 | 0 | 0 | 0 | 0 | 0 | 0 | 0 | 0 | 0 | 0 | 0 | 0 | 0 | 0 | 0 | 0 | 0 | 0 | 0 | 0 | 0 | 0 | 0 | 0 | 0 | 0 | 0 | 0 | 0 | 0 | 0 | 0 | 0 | 0 | 0 | 0 | 0 | 0 | 0 | 0 | 0 | 0 | 0 | 0 | 0 | 0 | 0 | 0 | 0 | 0 | 0 | 0 | 0 | 0 | 0 | 0 | 0 | 0 | 0 | 0 | 0 | 0 | 0 | 0 | 0 | 0 | 0 | 0 | 0 | 0 | 0 | 0 | 0 | 0 | 0 | 0 | 0 | 0 | 0 | 0 | 0 | 0 | 0 | 0 | 0 | 0 | 0 | 0 | 0 | 0 | 0 | 0 | 0 | 0 | 0 | 0 | 0 | 0 | 0 | 0 | 0 | 0 | 0 | 0 | 0 | 0 | 0 | 0 | 0 | 0 | 0 | 0 | 0 | 0 | 0 | 0 | 0 | 0 | 0 | 0 | 0 | 0 | 0 | 0 | 0 | 0 | 0 | 0 | 0 | 0 | 0 | 0 | 0 | 0 | 0 | 0 | 0 | 0 | 0 | 0 | 0 | 0 | 0 | 0 | 0 | 0 | 0 | 0 | 0 | 0 | 0 | 0 | 0 | 0 | 0 | 0 | 0 | 0 | 0 | 0 | 0 | 0 | 0 | 0 | 0 | 0 | 0 | 0 | 0 | 0 | 0 | 0 | 0 | 0 | 0 | 0 | 0 | 0 | 0 | 0 | 0 | 0 | 0 | 0 | 0 | 0 | 0 | 0 | 0 | 0 | 0 | 0 | 0 | 0 | 0 | 0 | 0 | 0 | 0 | 0 | 0 | 0 | 0 | 0 | 0 | 0 | 0 | 0 | 0 | 0 | 0 | 0 | 0 | 0 | 0 | 0 | 0 | 0 | 0 | 0 | 0 | 0 | 0 | 0 | 0 | 0 | 0 | 0 | 0 | 0 | 0 | 0 | 0 | 0 | 0 | 0 | 0 | 0 | 0 | 0 | 0 | 0 | 0 | 0 | 0 | 0 | 0 | 0 | 0 | 0 | 0 | 0 | 0 | 0 | 0 | 0 | 0 | 0 | 0 | 0 | 0 | 0 | 0 | 0 | 0 | 0 | 0 | 0 | 0 | 0 | 0 | 0 | 0 | 0 | 0 | 0 | 0 | 0 | 0 | 0 | 0 | 0 | 0 | 0 | 0 | 0 | 0 | 0 | 0 | 0 | 0 | 0 | 0 | 0 | 0 | 0 | 0 | 0 | 0 | 0 | 0 | 0 | 0 | 0 | 0 | 0 | 0 | 0 | 0 | 0 | 0 | 0 | 0 | 0 | 0 | 0 | 0 | 0 | 0 | 0 | 0 | 0 | 0 | 0 | 0 | 0 | 0 | 0 | 0 | 0 | 0 | 0 | 0 | 0 | 0 | 0 | 0 | 0 | 0 | 0 | 0 | 0 | 0 | 0 | 0 | 0 | 0 | 0 | 0 | 0 | 0 | 0 | 0 | 0 | 0 | 0 | 0 | 0 | 0 | 0 | 0 | 0 | 0 | 0 | 0 | 0 | 0 | 0 | 0 | 0 | 0 | 0 | 0 | 0 | 0 | 0 | 0 | 0 | 0 | 0 | 0 | 0 | 0 | 0 | 0 | 0 | 0 | 0 | 0 | 0 | 0 | 0 | 0 | 0 | 0 | 0 | 0 | 0 | 0 | 0 | 0 | 0 | 0 | 0 | 0 | 0 | 0 | 0 | 0 | 0 | 0 | 0 | 0 | 0 | 0 | 0 | 0 | 0 | 0 | 0 | 0 | 0 | 0 | 0 | 0 | 0 | 0 | 0 | 0 | 0 | 0 | 0 | 0 | 0 | 0 | 0 | 0 | 0 | 0 | 0 | 0 | 0 | 0 | 0 | 0 | 0 | 0 | 0 | 0 | 0 | 0 | 0 | 0 | 0 | 0 | 0 | 0 | 0 | 0 | 0 | 0 | 0 | 0 | 0 | 0 | 0 | 0 | 0 | 0 | 0 | 0 | 0 | 0 | 0 | 0 | 0 | 0 | 0 | 0 | 0 | 0 | 0 | 0 | 0 | 0 | 0 | 0 | 0 | 0 | 0 | 0 | 0 | 0 | 0 | 0 | 0 | 0 | 0 | 0 | 0 | 0 | 0 | 0 | 0 | 0 | 0 | 0 | 0 | 0 | 0 | 0 | 0 | 0 | 0 | 0 | 0 | 0 | 0 | 0 | 0 | 0 | 0 | 0 | 0 | 0 | 0 | 0 | 0 | 0 | 0 | 0 | 0 | 0 | 0 | 0 | 0 | 0 | 0 | 0 | 0 | 0 | 0 | 0 | 0 | 0 | 0 | 0 | 0 | 0 | 0 | 0 | 0 | 0 | 0 | 0 | 0 | 0 | 0 | 0 | 0 | 0 | 0 | 0 | 0 | 0 | 0 | 0 | 0 | 0 | 0 | 0 | 0 | 0 | 0 | 0 | 0 | 0 | 0 | 0 | 0 | 0 | 0 | 0 | 0 | 0 | 0 | 0 | 0 | 0 | 0 | 0 | 0 | 0 | 0 | 0 | 0 | 0 | 0 | 0 | 0 | 0 | 0 | 0 | 0 | 0 | 0 | 0 | 0 | 0 | 0 | 0 | 0 | 0 | 0 | 0 | 0 | 0 | 0 | 0 | 0 | 0 | 0 | 0 | 0 | 0 | 0 | 0 | 0 | 0 | 0 | 0 | 0 | 0 | 0 | 0 | 0 | 0 | 0 | 0 | 0 | 0 | 0 | 0 | 0 | 0 | 0 | 0 | 0 | 0 | 0 | 0 | 0 | 0 | 0 | 0 | 0 | 0 | 0 | 0 | 0 | 0 | 0 | 0 | 0 | 0 | 0 | 0 | 0 | 0 | 0 | 0 | 0 | 0 | 0 | 0 | 0 | 0 | 0 | 0 | 0 | 0 | 0 | 0 | 0 | 0 | 0 | 0 | 0 | 0 | 0 | 0 | 0 | 0 | 0 | 0 | 0 | 0 | 0 | 0 | 0 | 0 | 0 | 0 | 0 | 0 | 0 | 0 | 0 | 0 | 0 | 0 | 0 | 0 | 0 | 0 | 0 | 0 | 0 | 0 | 0 | 0 | 0 | 0 | 0 | 0 | 0 | 0 | 0 | 0 | 0 | 0 | 0 | 0 | 0 | 0 | 0 | 0 | 0 | 0 | 0 | 0 | 0 | 0 | 0 | 0 | 0 | 0 | 0 | 0 | 0 | 0 | 0 | 0 | 0 | 0 | 0 | 0 | 0 | 0 | 0 | 0 | 0 | 0 | 0 | 0 | 0 | 0 | 0 | 0 | 0 | 0 | 0 | 0 | 0 | 0 | 0 | 0 | 0 | 0 | 0 | 0 | 0 | 0 | 0 | 0 | 0 | 0 | 0 | 0 | 0 | 0 | 0 | 0 | 0 | 0 | 0 | 0 | 0 | 0 | 0 | 0 | 0 | 0 | 0 | 0 | 0 | 0 | 0 | 0 | 0 | 0 | 0 | 0 | 0 | 0 | 0 | 0 | 0 | 0 | 0 | 0 | 0 | 0 | 0 | 0 | 0 | 0 | 0 | 0 | 0 | 0 | 0 | 0 | 0 | 0 | 0 | 0 | 0 | 0 | 0 | 0 | 0 | 0 | 0 | 0 | 0 | 0 | 0 | 0 | 0 | 0 | 0 | 0 | 0 | 0 | 0 | 0 | 0 | 0 | 0 | 0 | 0 | 0 | 0 | 0 | 0 | 0 | 0 | 0 | 0 | 0 | 0 | 0 | 0 | 0 | 0 | 0 | 0 | 0 | 0 | 0 | 0 | 0 | 0 | 0 | 0 | 0 | 0 | 0 | 0 | 0 | 0 | 0 | 0 | 0 | 0 | 0 | 0 | 0 | 0 | 0 | 0 | 0 | 0 | 0 | 0 | 0 | 0 | 0 | 0 | 0 | 0 | 0 | 0 | 0 | 0 | 0 | 0 | 0 | 0 | 0 | 0 | 0 | 0 | 0 | 0 | 0 | 0 | 0 | 0 | 0 | 0 | 0 | 0 | 0 | 0 | 0 | 0 | 0 | 0 | 0 | 0 | 0 | 0 | 0 | 0 | 0 | 0 | 0 | 0 | 0 | 0 | 0 | 0 | 0 | 0 | 0 | 0 | 0 | 0 | 0 | 0 | 0 | 0 | 0 | 0 | 0 | 0 | 0 | 0 | 0 | 0 | 0 | 0 | 0 | 0 | 0 | 0 | 0 | 0 | 0 | 0 | 0 | 0 | 0 | 0 | 0 | 0 | 0 | 0 | 0 | 0 | 0 | 0 | 0 | 0 | 0 | 0 | 0 | 0 | 0 | 0 | 0 | 0 | 0 | 0 | 0 | 0 | 0 | 0 | 0 | 0 | 0 | 0 | 0 | 0 | 0 | 0 | 0 | 0 | 0 | 0 | 0 | 0 | 0 | 0 | 0 | 0 | 0 | 0 | 0 | 0 | 0 | 0 | 0 | 0 | 0 | 0 | 0 | 0 | 0 | 0 | 0 | 0 | 0 | 0 | 0 | 0 | 0 | 0 | 0 | 0 | 0 | 0 | 0 | 0 | 0 | 0 | 0 | 0 | 0 | 0 | 0 | 0 | 0 | 0 | 0 | 0 | 0 | 0 | 0 | 0 | 0 | 0 | 0 | 0 | 0 | 0 | 0 | 0 | 0 | 0 | 0 | 0 | 0 | 0 | 0 | 0 | 0 | 0 | 0 | 0 | 0 | 0 | 0 | 0 | 0 | 0 | 0 | 0 | 0 | 0 | 0 | 0 | 0 | 0 | 0 | 0 | 0 | 0 | 0 | 0 | 0 | 0 | 0 | 0 | 0 | 0 | 0 | 0 | 0 | 0 | 0 | 0 | 0 | 0 | 0 | 0 | 0 | 0 | 0 | 0 | 0 | 0 | 0 | 0 | 0 | 0 | 0 | 0 | 0 | 0 | 0 | 0 | 0 | 0 | 0 | 0 | 0 | 0 | 0 | 0 | 0 | 0 | 0 | 0 | 0 | 0 | 0 | 0 | 0 | 0 | 0 | 0 | 0 | 0 | 0 | 0 | 0 | 0 | 0 | 0 | 0 | 0 | 0 | 0 | 0 | 0 | 0 | 0 | 0 | 0 | 0 | 0 | 0 | 0 | 0 | 0 | 0 | 0 | 0 | 0 | 0 | 0 | 0 | 0 | 0 | 0 | 0 | 0 | 0 | 0 | 0 | 0 | 0 | 0 | 0 | 0 | 0 | 0 | 0 | 0 | 0 | 0 | 0 | 0 | 0 | 0 | 0 | 0 | 0 | 0 | 0 | 0 | 0 | 0 | 0 | 0 | 0 | 0 | 0 | 0 | 0 | 0 | 0 | 0 | 0 | 0 | 0 | 0 | 0 | 0 | 0 | 0 | 0 | 0 | 0 | 0 | 0 | 0 | 0 | 0 | 0 | 0 | 0 | 0 | 0 | 0 | 0 | 0 | 0 | 0 | 0 | 0 | 0 | 0 | 0 | 0 | 0 | 0 | 0 | 0 | 0 | 0 | 0 | 0 | 0 | 0 | 0 | 0 | 0 | 0 | 0 | 0 | 0 | 0 | 0 | 0 | 0 | 0 | 0 | 0 | 0 | 0 | 0 | 0 | 0 | 0 | 0 | 0 | 0 | 0 | 0 | 0 | 0 | 0 | 0 | 0 | 0 | 0 | 0 | 0 | 0 | 0 | 0 | 0 | 0 | 0 | 0 | 0 | 0 | 0 | 0 | 0 | 0 | 0 | 0 | 0 | 0 | 0 | 0 | 0 | 0 | 0 | 0 | 0 | 0 | 0 | 0 | 0 | 0 | 0 | 0 | 0 | 0 | 0 | 0 | 0 | 0 | 0 | 0 | 0 | 0 | 0 | 0 | 0 | 0 | 0 | 0 | 0 | 0 | 0 | 0 | 0 | 0 | 0 | 0 | 0 | 0 | 0 | 0 | 0 | 0 | 0 | 0 | 0 | 0 | 0 | 0 | 0 | 0 | 0 | 0 | 0 | 0 | 0 | 0 | 0 | 0 | 0 | 0 | 0 | 0 | 0 | 0 | 0 | 0 | 0 | 0 | 0 | 0 | 0 | 0 | 0 | 0 | 0 | 0 | 0 | 0 | 0 | 0 | 0 | 0 | 0 | 0 | 0 | 0 | 0 | 0 | 0 | 0 | 0 | 0 | 0 | 0 | 0 | 0 | 0 | 0 | 0 | 0 | 0 | 0 | 0 | 0 | 0 | 0 | 0 | 0 | 0 | 0 | 0 | 0 | 0 | 0 | 0 | 0 | 0 | 0 | 0 | 0 | 0 | 0 | 0 | 0 | 0 | 0 | 0 | 0 | 0 | 0 | 0 | 0 | 0 | 0 | 0 | 0 | 0 | 0 | 0 | 0 | 0 | 0 | 0 | 0 | 0 | 0 | 0 | 0 | 0 | 0 | 0 | 0 | 0 | 0 | 0 | 0 | 0 | 0 | 0 | 0 | 0 | 0 | 0 | 0 | 0 | 0 | 0 | 0 | 0 | 0 | 0 | 0 | 0 | 0 | 0 | 0 | 0 | 0 | 0 | 0 | 0 | 0 | 0 | 0 | 0 | 0 | 0 | 0 | 0 | 0 | 0 | 0 | 0 | 0 | 0 | 0 | 0 | 0 | 0 | 0 | 0 | 0 | 0 | 0 | 0 | 0 | 0 | 0 | 0 | 0 | 0 | 0 | 0 | 0 | 0 | 0 | 0 | 0 | 0 | 0 | 0 | 0 | 0 | 0 | 0 | 0 | 0 | 0 | 0 | 0 | 0 | 0 | 0 | 0 | 0 | 0 | 0 | 0 | 0 | 0 | 0 | 0 | 0 | 0 | 0 | 0 | 0 | 0 | 0 | 0 | 0 | 0 | 0 | 0 | 0 | 0 | 0 | 0 | 0 | 0 | 0 | 0 | 0 | 0 | 0 | 0 | 0 | 0 | 0 | 0 | 0 | 0 | 0 | 0 | 0 | 0 | 0 | 0 | 0 | 0 | 0 | 0 | 0 | 0 | 0 | 0 | 0 | 0 | 0 | 0 | 0 | 0 | 0 | 0 | 0 | 0 | 0 | 0 | 0 | 0 | 0 | 0 | 0 | 0 | 0 | 0 | 0 | 0 | 0 | 0 | 0 | 0 | 0 | 0 | 0 | 0 | 0 | 0 | 0 | 0 | 0 | 0 | 0 | 0 | 0 | 0 | 0 | 0 | 0 | 0 | 0 | 0 | 0 | 0 | 0 | 0 | 0 | 0 | 0 | 0 | 0 | 0 | 0 | 0 | 0 | 0 | 0 | 0 | 0 | 0 | 0 | 0 | 0 | 0 | 0 | 0 | 0 | 0 | 0 | 0 | 0 | 0 | 0 | 0 | 0 | 0 | 0 | 0 | 0 | 0 | 0 | 0 | 0 | 0 | 0 | 0 | 0 | 0 | 0 | 0 | 0 | 0 | 0 | 0 | 0 | 0 | 0 | 0 | 0 | 0 | 0 | 0 | 0 | 0 | 0 | 0 | 0 | 0 | 0 | 0 | 0 | 0 | 0 | 0 | 0 | 0 | 0 | 0 | 0 | 0 | 0 | 0 | 0 | 0 | 0 | 0 | 0 | 0 | 0 | 0 | 0 | 0 | 0 | 0 | 0 | 0 | 0 | 0 | 0 | 0 | 0 | 0 | 0 | 0 | 0 | 0 | 0 | 0 | 0 | 0 | 0 | 0 | 0 | 0 | 0 | 0 | 0 | 0 | 0 | 0 | 0 | 0 | 0 | 0 | 0 | 0 | 0 | 0 | 0 | 0 | 0 | 0 | 0 | 0 | 0 | 0 | 0 | 0 | 0 | 0 | 0 | 0 | 0 | 0 | 0 | 0 | 0 | 0 | 0 | 0 | 0 | 0 | 0 | 0 | 0 | 0 | 0 | 0 | 0 | 0 | 0 | 0 | 0 | 0 | 0 | 0 | 0 | 0 | 0 | 0 | 0 | 0 | 0 | 0 | 0 | 0 | 0 | 0 | 0 | 0 | 0 | 0 | 0 | 0 | 0 | 0 | 0 | 0 | 0 | 0 | 0 | 0 | 0 | 0 | 0 | 0 | 0 | 0 | 0 | 0 | 0 | 0 | 0 | 0 | 0 | 0 | 0 | 0 | 0 | 0 | 0 | 0 | 0 | 0 | 0 | 0 | 0 | 0 | 0 | 0 | 0 | 0 | 0 | 0 | 0 | 0 | 0 | 0 | 0 | 0 | 0 | 0 | 0 | 0 | 0 | 0 | 0 | 0 | 0 | 0 | 0 | 0 | 0 | 0 | 0 | 0 | 0 | 0 | 0 | 0 | 0 | 0 | 0 | 0 | 0 | 0 | 0 | 0 | 0 | 0 | 0 | 0 | 0 | 0 | 0 | 0 | 0 | 0 | 0 | 0 | 0 | 0 | 0 | 0 | 0 | 0 | 0 | 0 | 0 | 0 | 0 | 0 | 0 | 0 | 0 | 0 | 0 | 0 | 0 | 0 | 0 | 0 | 0 | 0 | 0 | 0 | 0 | 0 | 0 | 0 | 0 | 0 | 0 | 0 | 0 | 0 | 0 | 0 | 0 | 0 | 0 | 0 | 0 | 0 | 0 | 0 | 0 | 0 | 0 | 0 | 0 | 0 | 0 | 0 | 0 | 0 | 0 | 0 | 0 | 0 | 0 | 0 | 0 | 0 | 0 | 0 | 0 | 0 | 0 | 0 | 0 | 0 | 0 | 0 | 0 | 0 | 0 | 0 | 0 | 0 | 0 | 0 | 0 | 0 | 0 | 0 | 0 | 0 | 0 | 0 | 0 | 0 | 0 | 0 | 0 | 0 | 0 | 0 | 0 | 0 | 0 | 0 | 0 | 0 | 0 | 0 | 0 | 0 | 0 | 0 | 0 | 0 | 0 | 0 | 0 | 0 | 0 | 0 | 0 | 0 | 0 | 0 | 0 | 0 | 0 | 0 | 0 | 0 | 0 | 0 | 0 | 0 | 0 | 0 | 0 | 0 | 0 | 0 | 0 | 0 | 0 | 0 | 0 | 0 | 0 | 0 | 0 | 0 | 0 | 0 | 0 | 0 | 0 | 0 | 0 | 0 | 0 | 0 | 0 | 0 | 0 | 0 | 0 | 0 | 0 | 0 | 0 | 0 | 0 | 0 | 0 | 0 | 0 | 0 | 0 | 0 | 0 | 0 | 0 | 0 | 0 | 0 | 0 | 0 | 0 | 0 | 0 | 0 | 0 | 0 | 0 | 0 | 0 | 0 | 0 | 0 | 0 | 0 | 0 | 0 | 0 | 0 | 0 | 0 | 0 | 0 | 0 | 0 | 0 | 0 | 0 | 0 | 0 | 0 | 0 | 0 | 0 | 0 | 0 | 0 | 0 | 0 | 0 | 0 | 0 | 0 | 0 | 0 | 0 | 0 | 0 | 0 | 0 | 0 | 0 | 0 | 0 | 0 | 0 | 0 | 0 | 0 | 0 | 0 | 0 | 0 | 0 | 0 | 0 | 0 | 0 | 0 | 0 | 0 | 0 | 0 | 0 | 0 | 0 | 0 | 0 | 0 | 0 | 0 | 0 | 0 | 0 | 0 | 0 | 0 | 0 | 0 | 0 | 0 | 0 | 0 | 0 | 0 | 0 | 0 | 0 | 0 | 0 | 0 | 0 | 0 | 0 | 0 | 0 | 0 | 0 | 0 | 0 | 0 | 0 | 0 | 0 | 0 | 0 | 0 | 0 | 0 | 0 | 0 | 0 | 0 | 0 | 0 | 0 | 0 | 0 | 0 | 0 | 0 | 0 | 0 | 0 | 0 | 0 | 0 | 0 | 0 | 0 | 0 | 0 | 0 | 0 | 0 | 0 | 0 | 0 | 0 | 0 | 0 | 0 | 0 | 0 | 0 | 0 | 0 | 0 | 0 | 0 | 0 | 0 | 0 | 0 | 0 | 0 | 0 | 0 | 0 | 0 | 0 | 0 | 0 | 0 | 0 | 0 | 0 | 0 | 0 | 0 | 0 | 0 | 0 | 0 | 0 | 0 | 0 | 0 | 0 | 0 | 0 | 0 | 0 | 0 | 0 | 0 | 0 | 0 | 0 | 0 | 0 | 0 | 0 | 0 | 0 | 0 | 0 | 0 | 0 | 0 | 0 | 0 | 0 | 0 | 0 | 0 | 0 | 0 | 0 | 0 | 0 | 0 | 0 | 0 | 0 | 0 | 0 | 0 | 0 | 0 | 0 | 0 | 0 | 0 | 0 | 0 | 0 | 0 | 0 | 0 | 0 | 0 | 0 | 0 | 0 | 0 | 0 | 0 | 0 | 0 | 0 | 0 | 0 | 0 | 0 | 0 | 0 | 0 | 0 | 0 | 0 | 0 | 0 | 0 | 0 | 0 | 0 | 0 | 0 | 0 | 0 | 0 | 0 | 0 | 0 | 0 | 0 | 0 | 0 | 0 | 0 | 0 | 0 | 0 | 0 | 0 | 0 | 0 | 0 | 0 | 0 | 0 | 0 | 0 | 0 | 0 | 0 | 0 | 0 | 0 | 0 | 0 | 0 | 0 | 0 | 0 | 0 | 0 | 0 | 0 | 0 | 0 | 0 | 0 | 0 | 0 | 0 | 0 | 0 | 0 | 0 | 0 | 0 | 0 | 0 | 0 | 0 | 0 | 0 | 0 | 0 | 0 | 0 | 0 | 0 | 0 | 0 | 0 | 0 | 0 | 0 | 0 | 0 | 0 | 0 | 0 | 0 | 0 | 0 | 0 | 0 | 0 | 0 | 0 | 0 | 0 | 0 | 0 | 0 | 0 | 0 | 0 | 0 | 0 | 0 | 0 | 0 | 0 | 0 | 0 | 0 | 0 | 0 | 0 | 0 | 0 | 0 | 0 | 0 | 0 | 0 | 0 | 0 | 0 | 0 | 0 | 0 | 0 | 0 | 0 | 0 | 0 | 0 | 0 | 0 | 0 | 0 | 0 | 0 | 0 | 0 | 0 | 0 | 0 | 0 | 0 | 0 | 0 | 0 | 0 | 0 | 0 | 0 | 0 | 0 | 0 | 0 | 0 | 0 | 0 | 0 | 0 | 0 | 0 | 0 | 0 | 0 | 0 | 0 | 0 | 0 | 0 | 0 | 0 | 0 | 0 | 0 | 0 | 0 | 0 | 0 | 0 | 0 | 0 | 0 | 0 | 0 | 0 | 0 | 0 | 0 | 0 | 0 | 0 | 0 | 0 | 0 | 0 | 0 | 0 | 0 | 0 | 0 | 0 | 0 | 0 | 0 | 0 | 0 | 0 | 0 | 0 | 0 | 0 | 0 | 0 | 0 | 0 | 0 | 0 | 0 | 0 | 0 | 0 | 0 | 0 | 0 | 0 | 0 | 0 | 0 | 0 | 0 | 0 | 0 | 0 | 0 | 0 | 0 | 0 | 0 | 0 | 0 | 0 | 0 | 0 | 0 | 0 | 0 | 0 | 0 | 0 | 0 | 0 | 0 | 0 | 0 | 0 | 0 | 0 | 0 | 0 | 0 | 0 | 0 | 0 | 0 | 0 | 0 | 0 | 0 | 0 | 0 | 0 | 0 | 0 | 0 | 0 | 0 | 0 | 0 | 0 | 0 | 0 | 0 | 0 | 0 | 0 | 0 | 0 | 0 | 0 | 0 | 0 | 0 | 0 | 0 | 0 | 0 | 0 | 0 | 0 | 0 | 0 | 0 | 0 | 0 | 0 | 0 | 0 | 0 | 0 | 0 | 0 | 0 | 0 | 0 | 0 | 0 | 0 | 0 | 0 | 0 | 0 | 0 | 0 | 0 | 0 | 0 | 0 | 0 | 0 | 0 | 0 | 0 | 0 | 0 | 0 | 0 | 0 | 0 | 0 | 0 | 0 | 0 | 0 | 0 | 0 | 0 | 0 | 0 | 0 | 0 | 0 | 0 | 0 | 0 | 0 | 0 | 0 | 0 | 0 | 0 | 0 | 0 | 0 | 0 | 0 | 0 | 0 | 0 | 0 | 0 | 0 | 0 | 0 | 0 | 0 | 0 | 0 | 0 | 0 | 0 | 0 | 0 | 0 | 0 | 0 | 0 | 0 | 0 | 0 | 0 | 0 | 0 | 0 | 0 | 0 | 0 | 0 | 0 | 0 | 0 | 0 | 0 | 0 | 0 | 0 | 0 | 0 | 0 | 0 | 0 | 0 | 0 | 0 | 0 | 0 | 0 | 0 | 0 | 0 | 0 | 0 | 0 | 0 | 0 | 0 | 0 | 0 | 0 | 0 | 0 | 0 | 0 | 0 | 0 | 0 | 0 | 0 | 0 | 0 | 0 | 0 | 0 | 0 | 0 | 0 | 0 | 0 | 0 | 0 | 0 | 0 | 0 | 0 | 0 | 0 | 0 | 0 | 0 | 0 | 0 | 0 | 0 | 0 | 0 | 0 | 0 | 0 | 0 | 0 | 0 | 0 | 0 | 0 | 0 | 0 | 0 | 0 | 0 | 0 | 0 | 0 | 0 | 0 | 0 | 0 | 0 | 0 | 0 | 0 | 0 | 0 | 0 | 0 | 0 | 0 | 0 | 0 | 0 | 0 | 0 | 0 | 0 | 0 | 0 | 0 | 0 | 0 | 0 | 0 | 0 | 0 | 0 | 0 | 0 | 0 | 0 | 0 | 0 | 0 | 0 | 0 | 0 | 0 | 0 | 0 | 0 | 0 | 0 | 0 | 0 | 0 | 0 | 0 | 0 | 0 | 0 | 0 | 0 | 0 | 0 | 0 | 0 | 0 | 0 | 0 | 0 | 0 | 0 | 0 | 0 | 0 | 0 | 0 | 0 | 0 | 0 | 0 | 0 | 0 | 0 | 0 | 0 | 0 | 0 | 0 | 0 | 0 | 0 | 0 | 0 | 0 | 0 | 0 | 0 | 0 | 0 | 0 | 0 | 0 | 0 | 0 | 0 | 0 | 0 | 0 | 0 | 0 | 0 | 0 | 0 | 0 | 0 | 0 | 0 | 0 | 0 | 0 | 0 | 0 | 0 | 0 | 0 | 0 | 0 | 0 | 0 | 0 | 0 | 0 | 0 | 0 | 0 | 0 | 0 | 0 | 0 | 0 | 0 | 0 | 0 | 0 | 0 | 0 | 0 | 0 | 0 | 0 | 0 | 0 | 0 | 0 | 0 | 0 | 0 | 0 | 0 | 0 | 0 | 0 | 0 | 0 | 0 | 0 | 0 | 0 | 0 | 0 | 0 | 0 | 0 | 0 | 0 | 0 | 0 | 0 | 0 | 0 | 0 | 0 | 0 | 0 | 0 | 0 | 0 | 0 | 0 | 0 | 0 | 0 | 0 | 0 | 0 | 0 | 0 | 0 | 0 | 0 | 0 | 0 | 0 | 0 | 0 | 0 | 0 | 0 | 0 | 0 | 0 | 0 | 0 | 0 | 0 | 0 | 0 | 0 | 0 | 0 | 0 | 0 | 0 | 0 | 0 | 0 | 0 | 0 | 0 | 0 | 0 | 0 | 0 | 0 | 0 | 0 | 0 | 0 | 0 | 0 | 0 | 0 | 0 | 0 | 0 | 0 | 0 | 0 | 0 | 0 | 0 | 0 | 0 | 0 | 0 | 0 | 0 | 0 | 0 | 0 | 0 | 0 | 0 | 0 | 0 | 0 | 0 | 0 | 0 | 0 | 0 | 0 | 0 | 0 | 0 | 0 | 0 | 0 | 0 | 0 | 0 | 0 | 0 | 0 | 0 | 0 | 0 | 0 | 0 | 0 | 0 | 0 | 0 | 0 | 0 | 0 | 0 | 0 | 0 | 0 | 0 | 0 | 0 | 0 | 0 | 0 | 0 | 0 | 0 | 0 | 0 | 0 | 0 | 0 | 0 | 0 | 0 | 0 | 0 | 0 | 0 | 0 | 0 | 0 | 0 | 0 | 0 | 0 | 0 | 0 | 0 | 0 | 0 | 0 | 0 | 0 | 0 | 0 | 0 | 0 | 0 | 0 | 0 | 0 | 0 | 0 | 0 | 0 | 0 | 0 | 0 | 0 | 0 | 0 | 0 | 0 | 0 | 0 | 0 | 0 | 0 | 0 | 0 | 0 | 0 | 0 | 0 | 0 | 0 | 0 | 0 | 0 | 0 | 0 | 0 | 0 | 0 | 0 | 0 | 0 | 0 | 0 | 0 | 0 | 0 | 0 | 0 | 0 | 0 | 0 | 0 | 0 | 0 | 0 | 0 | 0 | 0 | 0 | 0 | 0 | 0 | 0 | 0 | 0 | 0 | 0 | 0 | 0 | 0 | 0 | 0 | 0 | 0 | 0 | 0 | 0 | 0 | 0 | 0 | 0 | 0 | 0 | 0 | 0 | 0 | 0 | 0 | 0 | 0 | 0 | 0 | 0 | 0 | 0 | 0 | 0 | 0 | 0 | 0 | 0 | 0 | 0 | 0 | 0 | 0 | 0 | 0 | 0 | 0 | 0 | 0 | 0 | 0 | 0 | 0 | 0 | 0 | 0 | 0 | 0 | 0 | 0 | 0 | 0 | 0 | 0 | 0 | 0 | 0 | 0 | 0 | 0 | 0 | 0 | 0 | 0 | 0 | 0 | 0 | 0 | 0 | 0 | 0 | 0 | 0 | 0 | 0 | 0 | 0 | 0 | 0 | 0 | 0 | 0 | 0 | 0 | 0 | 0 | 0 | 0 | 0 | 0 | 0 | 0 | 0 | 0 | 0 | 0 | 0 | 0 | 0 | 0 | 0 | 0 | 0 | 0 | 0 | 0 | 0 | 0 | 0 | 0 | 0 | 0 | 0 | 0 | 0 | 0 | 0 | 0 | 0 | 0 | 0 | 0 | 0 | 0 | 0 | 0 | 0 | 0 | 0 | 0 | 0 | 0 | 0 | 0 | 0 | 0 | 0 | 0 | 0 | 0 | 0 | 0 | 0 | 0 | 0 | 0 | 0 | 0 | 0 | 0 | 0 | 0 | 0 | 0 | 0 | 0 | 0 | 0 | 0 | 0 | 0 | 0 | 0 | 0 | 0 | 0 | 0 | 0 | 0 | 0 | 0 | 0 | 0 | 0 | 0 | 0 | 0 | 0 | 0 | 0 | 0 | 0 | 0 | 0 | 0 | 0 | 0 | 0 | 0 | 0 | 0 | 0 | 0 | 0 | 0 | 0 | 0 | 0 | 0 | 0 | 0 | 0 | 0 | 0 | 0 | 0 | 0 | 0 | 0 | 0 | 0 | 0 | 0 | 0 | 0 | 0 | 0 | 0 | 0 | 0 | 0 | 0 | 0 | 0 | 0 | 0 | 0 | 0 | 0 | 0 | 0 | 0 | 0 | 0 | 0 | 0 | 0 | 0 | 0 | 0 | 0 | 0 | 0 | 0 | 0 | 0 | 0 | 0 | 0 | 0 | 0 | 0 | 0 | 0 | 0 | 0 | 0 | 0 | 0 | 0 | 0 | 0 | 0 | 0 | 0 | 0 | 0 | 0 | 0 | 0 | 0 | 0 | 0 | 0 | 0 | 0 | 0 | 0 | 0 | 0 | 0 | 0 | 0 | 0 | 0 | 0 | 0 | 0 | 0 | 0 | 0 | 0 | 0 | 0 | 0 | 0 | 0 | 0 | 0 | 0 | 0 | 0 | 0 | 0 | 0 | 0 | 0 | 0 | 0 | 0 | 0 | 0 | 0 | 0 | 0 | 0 | 0 | 0 | 0 | 0 | 0 | 0 | 0 | 0 | 0 | 0 | 0 | 0 | 0 | 0 | 0 | 0 | 0 | 0 | 0 | 0 | 0 | 0 | 0 | 0 | 0 | 0 | 0 | 0 | 0 | 0 | 0 | 0 | 0 | 0 | 0 | 0 | 0 | 0 | 0 | 0 | 0 | 0 | 0 | 0 | 0 | 0 | 0 | 0 | 0 | 0 | 0 | 0 | 0 | 0 | 0 | 0 | 0 | 0 | 0 | 0 | 0 | 0 | 0 | 0 | 0 | 0 | 0 | 0 | 0 | 0 | 0 | 0 | 0 | 0 | 0 | 0 | 0 | 0 | 0 | 0 | 0 | 0 | 0 | 0 | 0 | 0 | 0 | 0 | 0 | 0 | 0 | 0 | 0 | 0 | 0 | 0 | 0 | 0 | 0 | 0 | 0 | 0 | 0 | 0 | 0 | 0 | 0 | 0 | 0 | 0 | 0 | 0 | 0 | 0 | 0 | 0 | 0 | 0 | 0 | 0 | 0 | 0 | 0 | 0 | 0 | 0 | 0 | 0 | 0 | 0 | 0 | 0 | 0 | 0 | 0 | 0 | 0 | 0 | 0 | 0 | 0 | 0 | 0 | 0 | 0 | 0 | 0 | 0 | 0 | 0 | 0 | 0 | 0 | 0 | 0 | 0 | 0 | 0 | 0 | 0 | 0 | 0 | 0 | 0 | 0 | 0 | 0 | 0 | 0 | 0 | 0 | 0 | 0 | 0 | 0 | 0 | 0 | 0 | 0 | 0 | 0 | 0 | 0 | 0 | 0 | 0 | 0 | 0 | 0 | 0 | 0 | 0 | 0 | 0 | 0 | 0 | 0 | 0 | 0 | 0 | 0 | 0 | 0 | 0 | 0 | 0 | 0 | 0 | 0 | 0 | 0 | 0 | 0 | 0 | 0 | 0 | 0 | 0 | 0 | 0 | 0 | 0 | 0 | 0 | 0 | 0 | 0 | 0 | 0 | 0 | 0 | 0 | 0 | 0 | 0 | 0 | 0 | 0 | 0 | 0 | 0 | 0 | 0 | 0 | 0 | 0 | 0 | 0 | 0 | 0 | 0 | 0 | 0 | 0 | 0 | 0 | 0 | 0 | 0 | 0 | 0 | 0 | 0 | 0 | 0 | 0 | 0 | 0 | 0 | 0 | 0 | 0 | 0 | 0 | 0 | 0 | 0 | 0 | 0 | 0 | 0 | 0 | 0 | 0 | 0 | 0 | 0 | 0 | 0 | 0 | 0 | 0 | 0 | 0 | 0 | 0 | 0 | 0 | 0 | 0 | 0 | 0 | 0 | 0 | 0 | 0 | 0 | 0 | 0 | 0 | 0 | 0 | 0 | 0 | 0 | 0 | 0 | 0 | 0 | 0 | 0 | 0 | 0 | 0 | 0 | 0 | 0 | 0 | 0 | 0 | 0 | 0 | 0 | 0 | 0 | 0 | 0 | 0 | 0 | 0 | 0 | 0 | 0 | 0 | 0 | 0 | 0 | 0 | 0 | 0 | 0 | 0 | 0 | 0 | 0 | 0 | 0 | 0 | 0 | 0 | 0 | 0 | 0 | 0 | 0 | 0 | 0 | 0 | 0 | 0 | 0 | 0 | 0 | 0 | 0 | 0 | 0 | 0 | 0 | 0 | 0 | 0 | 0 | 0 | 0 | 0 | 0 | 0 | 0 | 0 | 0 | 0 | 0 | 0 | 0 | 0 | 0 | 0 | 0 | 0 | 0 | 0 | 0 | 0 | 0 | 0 | 0 | 0 | 0 | 0 | 0 | 0 | 0 | 0 | 0 | 0 | 0 | 0 | 0 | 0 | 0 | 0 | 0 | 0 | 0 | 0 | 0 | 0 | 0 | 0 | 0 | 0 | 0 | 0 | 0 | 0 | 0 | 0 | 0 | 0 | 0 | 0 | 0 | 0 | 0 | 0 | 0 | 0 | 0 | 0 | 0 | 0 | 0 | 0 | 0 | 0 | 0 | 0 | 0 | 0 | 0 | 0 | 0 | 0 | 0 | 0 | 0 | 0 | 0 | 0 | 0 | 0 | 0 | 0 | 0 | 0 | 0 | 0 | 0 | 0 | 0 | 0 | 0 | 0 | 0 | 0 | 0 | 0 | 0 | 0 | 0 | 0 | 0 | 0 | 0 | 0 | 0 | 0 | 0 | 0 | 0 | 0 | 0 | 0 | 0 | 0 | 0 | 0 | 0 | 0 | 0 | 0 | 0 | 0 | 0 | 0 | 0 | 0 | 0 | 0 | 0 | 0 | 0 | 0 | 0 | 0 | 0 | 0 | 0 | 0 | 0 | 0 | 0 | 0 | 0 | 0 | 0 | 0 | 0 | 0 | 0 | 0 | 0 | 0 | 0 | 0 | 0 | 0 | 0 | 0 | 0 | 0 | 0 | 0 | 0 | 0 | 0 | 0 | 0 | 0 | 0 | 0 | 0 | 0 | 0 | 0 | 0 | 0 | 0 | 0 | 0 | 0 | 0 | 0 | 0 | 0 | 0 | 0 | 0 | 0 | 0 | 0 | 0 | 0 | 0 | 0 | 0 | 0 | 0 | 0 | 0 | 0 | 0 | 0 | 0 | 0 | 0 | 0 | 0 | 0 | 0 | 0 | 0 | 0 | 0 | 0 | 0 | 0 | 0 | 0 | 0 | 0 | 0 | 0 | 0 | 0 | 0 | 0 | 0 | 0 | 0 | 0 | 0 | 0 | 0 | 0 | 0 | 0 | 0 | 0 | 0 | 0 | 0 | 0 | 0 | 0 | 0 | 0 | 0 | 0 | 0 | 0 | 0 | 0 | 0 | 0 | 0 | 0 | 0 | 0 | 0 | 0 | 0 | 0 | 0 | 0 | 0 | 0 | 0 | 0 | 0 | 0 | 0 | 0 | 0 | 0 | 0 | 0 | 0 | 0 | 0 | 0 | 0 | 0 | 0 | 0 | 0 | 0 | 0 | 0 | 0 | 0 | 0 | 0 | 0 | 0 | 0 | 0 | 0 | 0 | 0 | 0 | 0 | 0 | 0 | 0 | 0 | 0 | 0 | 0 | 0 | 0 | 0 | 0 | 0 | 0 | 0 | 0 | 0 | 0 | 0 | 0 | 0 | 0 | 0 | 0 | 0 | 0 | 0 | 0 | 0 | 0 | 0 | 0 | 0 | 0 | 0 | 0 | 0 | 0 | 0 | 0 | 0 | 0 | 0 | 0 | 0 | 0 | 0 | 0 | 0 | 0 | 0 | 0 | 0 | 0 | 0 | 0 | 0 | 0 | 0 | 0 | 0 | 0 | 0 | 0 | 0 | 0 | 0 | 0 | 0 | 0 | 0 | 0 | 0 | 0 | 0 | 0 | 0 | 0 | 0 | 0 | 0 | 0 | 0 | 0 | 0 | 0 | 0 | 0 | 0 | 0 | 0 | 0 | 0 | 0 | 0 | 0 | 0 | 0 | 0 | 0 | 0 | 0 | 0 | 0 | 0 | 0 | 0 | 0 | 0 | 0 | 0 | 0 | 0 | 0 | 0 | 0 | 0 | 0 | 0 | 0 | 0 | 0 | 0 | 0 | 0 | 0 | 0 | 0 | 0 | 0 | 0 | 0 | 0 | 0 | 0 | 0 | 0 | 0 | 0 | 0 | 0 | 0 | 0 | 0 | 0 | 0 | 0 | 0 | 0 | 0 | 0 | 0 | 0 | 0 | 0 | 0 | 0 | 0 | 0 | 0 | 0 | 0 | 0 | 0 | 0 | 0 | 0 | 0 | 0 | 0 | 0 | 0 | 0 | 0 | 0 | 0 | 0 | 0 | 0 | 0 | 0 | 0 | 0 | 0 | 0 | 0 | 0 | 0 | 0 | 0 | 0 | 0 | 0 | 0 | 0 | 0 | 0 | 0 | 0 | 0 | 0 | 0 | 0 | 0 | 0 | 0 | 0 | 0 | 0 | 0 | 0 | 0 | 0 | 0 | 0 | 0 | 0 | 0 | 0 | 0 | 0 | 0 | 0 | 0 | 0 | 0 | 0 | 0 | 0 | 0 | 0 | 0 | 0 | 0 | 0 | 0 | 0 | 0 | 0 | 0 | 0 | 0 | 0 | 0 | 0 | 0 | 0 | 0 | 0 | 0 | 0 | 0 | 0 | 0 | 0 | 0 | 0 | 0 | 0 | 0 | 0 | 0 | 0 | 0 | 0 | 0 | 0 | 0 | 0 | 0 | 0 | 0 | 0 | 0 | 0 | 0 | 0 | 0 | 0 | 0 | 0 | 0 | 0 | 0 | 0 | 0 | 0 | 0 | 0 | 0 | 0 | 0 | 0 | 0 | 0 | 0 | 0 | 0 | 0 | 0 | 0 | 0 | 0 | 0 | 0 | 0 | 0 | 0 | 0 | 0 | 0 | 0 | 0 | 0 | 0 | 0 | 0 | 0 | 0 | 0 | 0 | 0 | 0 | 0 | 0 | 0 | 0 | 0 | 0 | 0 | 0 | 0 | 0 | 0 | 0 | 0 | 0 | 0 | 0 | 0 | 0 | 0 | 0 | 0 | 0 | 0 | 0 | 0 | 0 | 0 | 0 | 0 | 0 | 0 | 0 | 0 | 0 | 0 | 0 | 0 | 0 | 0 | 0 | 0 | 0 | 0 | 0 | 0 | 0 | 0 | 0 | 0 | 0 | 0 | 0 | 0 | 0 | 0 | 0 | 0 | 0 | 0 | 0 | 0 | 0 | 0 | 0 | 0 | 0 | 0 | 0 | 0 | 0 | 0 | 0 | 0 | 0 | 0 | 0 | 0 | 0 | 0 | 0 | 0 | 0 | 0 | 0 | 0 | 0 | 0 | 0 | 0 | 0 | 0 | 0 | 0 | 0 | 0 | 0 | 0 | 0 | 0 | 0 | 0 | 0 | 0 | 0 | 0 | 0 | 0 | 0 | 0 | 0 | 0 | 0 | 0 | 0 | 0 | 0 | 0 | 0 | 0 | 0 | 0 | 0 | 0 | 0 | 0 | 0 | 0 | 0 | 0 | 0 | 0 | 0 | 0 | 0 | 0 | 0 | 0 | 0 | 0 | 0 | 0 | 0 | 0 | 0 | 0 | 0 | 0 | 0 | 0 | 0 | 0 | 0 | 0 | 0 | 0 | 0 | 0 | 0 | 0 | 0 | 0 | 0 | 0 | 0 | 0 | 0 | 0 | 0 | 0 | 0 | 0 | 0 | 0 | 0 | 0 | 0 | 0 | 0 | 0 | 0 | 0 | 0 | 0 | 0 | 0 | 0 | 0 | 0 | 0 | 0 | 0 | 0 | 0 | 0 | 0 | 0 | 0 | 0 | 0 | 0 | 0 | 0 | 0 | 0 | 0 | 0 | 0 | 0 | 0 | 0 | 0 | 0 | 0 | 0 | 0 | 0 | 0 | 0 | 0 | 0 | 0 | 0 | 0 | 0 | 0 | 0 | 0 | 0 | 0 | 0 | 0 | 0 | 0 | 0 | 0 | 0 | 0 | 0 | 0 | 0 | 0 | 0 | 0 | 0 | 0 | 0 | 0 | 0 | 0 | 0 | 0 | 0 | 0 | 0 | 0 | 0 | 0 | 0 | 0 | 0 | 0 | 0 | 0 | 0 | 0 | 0 | 0 | 0 | 0 | 0 | 0 | 0 | 0 | 0 | 0 | 0 | 0 | 0 | 0 | 0 | 0 | 0 | 0 | 0 | 0 | 0 | 0 | 0 | 0 | 0 | 0 | 0 | 0 | 0 | 0 | 0 | 0 | 0 | 0 | 0 | 0 | 0 | 0 | 0 | 0 | 0 | 0 | 0 | 0 | 0 | 0 | 0 | 0 | 0 | 0 | 0 | 0 | 0 | 0 | 0 | 0 | 0 | 0 | 0 | 0 | 0 | 0 | 0 | 0 | 0 | 0 | 0 | 0 | 0 | 0 | 0 | 0 | 0 | 0 | 0 | 0 | 0 | 0 | 0 | 0 | 0 | 0 | 0 | 0 | 0 | 0 | 0 | 0 | 0 | 0 | 0 | 0 | 0 | 0 | 0 | 0 | 0 | 0 | 0 | 0 | 0 | 0 | 0 | 0 | 0 | 0 | 0 | 0 | 0 | 0 | 0 | 0 | 0 | 0 | 0 | 0 | 0 | 0 | 0 | 0 | 0 | 0 | 0 | 0 | 0 | 0 | 0 | 0 | 0 | 0 | 0 | 0 | 0 | 0 | 0 | 0 | 0 | 0 | 0 | 0 | 0 | 0 | 0 | 0 | 0 | 0 | 0 | 0 | 0 | 0 | 0 | 0 | 0 | 0 | 0 | 0 | 0 | 0 | 0 | 0 | 0 | 0 | 0 | 0 | 0 | 0 | 0 | 0 | 0 | 0 | 0 | 0 | 0 | 0 | 0 | 0 | 0 | 0 | 0 | 0 | 0 | 0 | 0 | 0 | 0 | 0 | 0 | 0 | 0 | 0 | 0 | 0 | 0 | 0 | 0 | 0 | 0 | 0 | 0 | 0 | 0 | 0 | 0 | 0 | 0 | 0 | 0 | 0 | 0 | 0 | 0 | 0 | 0 | 0 | 0 | 0 | 0 | 0 | 0 | 0 | 0 | 0 | 0 | 0 | 0 | 0 | 0 | 0 | 0 | 0 | 0 | 0 | 0 | 0 | 0 | 0 | 0 | 0 | 0 | 0 | 0 | 0 | 0 | 0 | 0 | 0 | 0 | 0 | 0 | 0 | 0 | 0 | 0 | 0 | 0 | 0 | 0 | 0 | 0 | 0 | 0 | 0 | 0 | 0 | 0 | 0 | 0 | 0 | 0 | 0 | 0 | 0 | 0 | 0 | 0 | 0 | 0 | 0 | 0 | 0 | 0 | 0 | 0 | 0 | 0 | 0 | 0 | 0 | 0 | 0 | 0 | 0 | 0 | 0 | 0 | 0 | 0 | 0 | 0 | 0 | 0 | 0 | 0 | 0 | 0 | 0 | 0 | 0 | 0 | 0 | 0 | 0 | 0 | 0 | 0 | 0 | 0 | 0 | 0 | 0 | 0 | 0 | 0 | 0 | 0 | 0 | 0 | 0 | 0 | 0 | 0 | 0 | 0 | 0 | 0 | 0 | 0 | 0 | 0 | 0 | 0 | 0 | 0 | 0 | 0 | 0 | 0 | 0 | 0 | 0 | 0 | 0 | 0 | 0 | 0 | 0 | 0 | 0 | 0 | 0 | 0 | 0 | 0 | 0 | 0 | 0 | 0 | 0 | 0 | 0 | 0 | 0 | 0 | 0 | 0 | 0 | 0 | 0 | 0 | 0 | 0 | 0 | 0 | 0 | 0 | 0 | 0 | 0 | 0 | 0 | 0 | 0 | 0 | 0 | 0 | 0 | 0 | 0 | 0 | 0 | 0 | 0 | 0 | 0 | 0 | 0 | 0 | 0 | 0 | 0 | 0 | 0 | 0 | 0 | 0 | 0 | 0 | 0 | 0 | 0 | 0 | 0 | 0 | 0 | 0 | 0 | 0 | 0 | 0 | 0 | 0 | 0 | 0 | 0 | 0 | 0 | 0 | 0 | 0 | 0 | 0 | 0 | 0 | 0 | 0 | 0 | 0 | 0 | 0 | 0 | 0 | 0 | 0 | 0 | 0 | 0 | 0 | 0 | 0 | 0 | 0 | 0 | 0 | 0 | 0 | 0 | 0 | 0 | 0 | 0 | 0 | 0 | 0 | 0 | 0 | 0 | 0 | 0 | 0 | 0 | 0 | 0 | 0 | 0 | 0 | 0 | 0 | 0 | 0 | 0 | 0 | 0 | 0 | 0 | 0 | 0 | 0 | 0 | 0 | 0 | 0 | 0 | 0 | 0 | 0 | 0 | 0 | 0 | 0 | 0 | 0 | 0 | 0 | 0 | 0 | 0 | 0 | 0 | 0 | 0 | 0 | 0 | 0 | 0 | 0 | 0 | 0 | 0 | 0 | 0 | 0 | 0 | 0 | 0 | 0 | 0 | 0 | 0 | 0 | 0 | 0 | 0 | 0 | 0 | 0 | 0 | 0 | 0 | 0 | 0 | 0 | 0 | 0 | 0 | 0 | 0 | 0 | 0 | 0 | 0 | 0 | 0 | 0 | 0 | 0 | 0 | 0 | 0 | 0 | 0 | 0 | 0 | 0 | 0 | 0 | 0 | 0 | 0 | 0 | 0 | 0 | 0 | 0 | 0 | 0 | 0 | 0 | 0 | 0 | 0 | 0 | 0 | 0 | 0 | 0 | 0 | 0 | 0 | 0 | 0 | 0 | 0 | 0 | 0 | 0 | 0 | 0 | 0 | 0 | 0 | 0 | 0 | 0 | 0 | 0 | 0 | 0 | 0 | 0 | 0 | 0 | 0 | 0 | 0 | 0 | 0 | 0 | 0 | 0 | 0 | 0 | 0 | 0 | 0 | 0 | 0 | 0 | 0 | 0 | 0 | 0 | 0 | 0 | 0 | 0 | 0 | 0 | 0 | 0 | 0 | 0 | 0 | 0 | 0 | 0 | 0 | 0 | 0 | 0 | 0 | 0 | 0 | 0 | 0 | 0 | 0 | 0 | 0 | 0 | 0 | 0 | 0 | 0 | 0 | 0 | 0 | 0 | 0 | 0 | 0 | 0 | 0 | 0 | 0 | 0 | 0 | 0 | 0 | 0 | 0 | 0 | 0 | 0 | 0 | 0 | 0 | 0 | 0 | 0 | 0 | 0 | 0 | 0 | 0 | 0 | 0 | 0 | 0 | 0 | 0 | 0 | 0 | 0 | 0 | 0 | 0 | 0 | 0 | 0 | 0 | 0 | 0 | 0 | 0 | 0 | 0 | 0 | 0 | 0 | 0 | 0 | 0 | 0 | 0 | 0 | 0 | 0 | 0 | 0 | 0 | 0 | 0 | 0 | 0 | 0 | 0 | 0 | 0 | 0 | 0 | 0 | 0 | 0 | 0 | 0 | 0 | 0 | 0 | 0 | 0 | 0 | 0 | 0 | 0 | 0 | 0 | 0 | 0 | 0 | 0 | 0 | 0 | 0 | 0 | 0 | 0 | 0 | 0 | 0 | 0 | 0 | 0 | 0 | 0 | 0 | 0 | 0 | 0 | 0 | 0 | 0 | 0 | 0 | 0 | 0 | 0 | 0 | 0 | 0 | 0 | 0 | 0 | 0 | 0 | 0 | 0 | 0 | 0 | 0 | 0 | 0 | 0 | 0 | 0 | 0 | 0 | 0 | 0 | 0 | 0 | 0 | 0 | 0 | 0 | 0 | 0 | 0 | 0 | 0 | 0 | 0 | 0 | 0 | 0 | 0 | 0 | 0 | 0 | 0 | 0 | 0 | 0 | 0 | 0 | 0 | 0 | 0 | 0 | 0 | 0 | 0 | 0 | 0 | 0 | 0 | 0 | 0 | 0 | 0 | 0 | 0 | 0 | 0 | 0 | 0 | 0 | 0 | 0 | 0 | 0 | 0 | 0 | 0 | 0 | 0 | 0 | 0 | 0 | 0 | 0 | 0 | 0 | 0 | 0 | 0 | 0 | 0 | 0 | 0 | 0 | 0 | 0 | 0 | 0 | 0 | 0 | 0 | 0 | 0 | 0 | 0 | 0 | 0 | 0 | 0 | 0 | 0 | 0 | 0 | 0 | 0 | 0 | 0 | 0 | 0 | 0 | 0 | 0 | 0 | 0 | 0 | 0 | 0 | 0 | 0 | 0 | 0 | 0 | 0 | 0 | 0 | 0 | 0 | 0 | 0 | 0 | 0 | 0 | 0 | 0 | 0 | 0 | 0 | 0 | 0 | 0 | 0 | 0 | 0 | 0 | 0 | 0 | 0 | 0 | 0 | 0 | 0 | 0 | 0 | 0 | 0 | 0 | 0 | 0 | 0 | 0 | 0 | 0 | 0 | 0 | 0 | 0 | 0 | 0 | 0 | 0 | 0 | 0 | 0 | 0 | 0 | 0 | 0 | 0 | 0 | 0 | 0 | 0 | 0 | 0 | 0 | 0 | 0 | 0 | 0 | 0 | 0 | 0 | 0 | 0 | 0 | 0 | 0 | 0 | 0 | 0 | 0 | 0 | 0 | 0 | 0 | 0 | 0 | 0 | 0 | 0 | 0 | 0 | 0 | 0 | 0 | 0 | 0 | 0 | 0 | 0 | 0 | 0 | 0 | 0 | 0 | 0 | 0 | 0 | 0 | 0 | 0 | 0 | 0 | 0 | 0 | 0 | 0 | 0 | 0 | 0 | 0 | 0 | 0 | 0 | 0 | 0 | 0 | 0 | 0 | 0 | 0 | 0 | 0 | 0 | 0 | 0 | 0 | 0 | 0 | 0 | 0 | 0 | 0 | 0 | 0 | 0 | 0 | 0 | 0 | 0 | 0 | 0 | 0 | 0 | 0 | 0 | 0 | 0 | 0 | 0 | 0 | 0 | 0 | 0 | 0 | 0 | 0 | 0 | 0 | 0 | 0 | 0 | 0 | 0 | 0 | 0 | 0 | 0 | 0 | 0 | 0 | 0 | 0 | 0 | 0 | 0 | 0 | 0 | 0 | 0 | 0 | 0 | 0 | 0 | 0 | 0 | 0 | 0 | 0 | 0 | 0 | 0 | 0 | 0 | 0 | 0 | 0 | 0 | 0 | 0 | 0 | 0 | 0 | 0 | 0 | 0 | 0 | 0 | 0 | 0 | 0 | 0 | 0 | 0 | 0 | 0 | 0 | 0 | 0 | 0 | 0 | 0 | 0 | 0 | 0 | 0 | 0 | 0 | 0 | 0 | 0 | 0 | 0 | 0 | 0 | 0 | 0 | 0 | 0 | 0 | 0 | 0 | 0 | 0 | 0 | 0 | 0 | 0 | 0 | 0 | 0 | 0 | 0 | 0 | 0 | 0 | 0 | 0 | 0 | 0 | 0 | 0 | 0 | 0 | 0 | 0 | 0 | 0 | 0 | 0 | 0 | 0 | 0 | 0 | 0 | 0 | 0 | 0 | 0 | 0 | 0 | 0 | 0 | 0 | 0 | 0 | 0 | 0 | 0 | 0 | 0 | 0 | 0 | 0 | 0 | 0 | 0 | 0 | 0 | 0 | 0 | 0 | 0 | 0 | 0 | 0 | 0 | 0 | 0 | 0 | 0 | 0 | 0 | 0 | 0 | 0 | 0 | 0 | 0 | 0 | 0 | 0 | 0 | 0 | 0 | 0 | 0 | 0 | 0 | 0 | 0 | 0 | 0 | 0 | 0 | 0 | 0 | 0 | 0 | 0 | 0 | 0 | 0 | 0 | 0 | 0 | 0 | 0 | 0 | 0 | 0 | 0 | 0 | 0 | 0 | 0 | 0 | 0 | 0 | 0 | 0 | 0 | 0 | 0 | 0 | 0 | 0 | 0 | 0 | 0 | 0 | 0 | 0 | 0 | 0 | 0 | 0 | 0 | 0 | 0 | 0 | 0 | 0 | 0 | 0 | 0 | 0 | 0 | 0 | 0 | 0 | 0 | 0 | 0 | 0 | 0 | 0 | 0 | 0 | 0 | 0 | 0 | 0 | 0 | 0 | 0 | 0 | 0 | 0 | 0 | 0 | 0 | 0 | 0 | 0 | 0 | 0 | 0 | 0 | 0 | 0 | 0 | 0 | 0 | 0 | 0 | 0 | 0 | 0 | 0 | 0 | 0 | 0 | 0 | 0 | 0 | 0 | 0 | 0 | 0 | 0 | 0 | 0 | 0 | 0 | 0 | 0 | 0 | 0 | 0 | 0 | 0 | 0 | 0 | 0 | 0 | 0 | 0 | 0 | 0 | 0 | 0 | 0 | 0 | 0 | 0 | 0 | 0 | 0 | 0 | 0 | 0 | 0 | 0 | 0 | 0 | 0 | 0 | 0 | 0 | 0 | 0 | 0 | 0 | 0 | 0 | 0 | 0 | 0 | 0 | 0 | 0 | 0 | 0 | 0 | 0 | 0 | 0 | 0 | 0 | 0 | 0 | 0 | 0 | 0 | 0 | 0 | 0 | 0 | 0 | 0 | 0 | 0 | 0 | 0 | 0 | 0 | 0 | 0 | 0 | 0 | 0 | 0 | 0 | 0 | 0 | 0 | 0 | 0 | 0 | 0 | 0 | 0 | 0 | 0 | 0 | 0 | 0 | 0 | 0 | 0 | 0 | 0 | 0 | 0 | 0 | 0 | 0 | 0 | 0 | 0 | 0 | 0 | 0 | 0 | 0 | 0 | 0 | 0 | 0 | 0 | 0 | 0 | 0 | 0 | 0 | 0 | 0 | 0 | 0 | 0 | 0 | 0 | 0 | 0 | 0 | 0 | 0 | 0 | 0 | 0 | 0 | 0 | 0 | 0 | 0 | 0 | 0 | 0 | 0 | 0 | 0 | 0 | 0 | 0 | 0 | 0 | 0 | 0 | 0 | 0 | 0 | 0 | 0 | 0 | 0 | 0 | 0 | 0 | 0 | 0 | 0 | 0 | 0 | 0 | 0 | 0 | 0 | 0 | 0 | 0 | 0 | 0 | 0 | 0 | 0 | 0 | 0 | 0 | 0 | 0 | 0 | 0 | 0 | 0 | 0 | 0 | 0 | 0 | 0 | 0 | 0 | 0 | 0 | 0 | 0 | 0 | 0 | 0 | 0 | 0 | 0 | 0 | 0 | 0 | 0 | 0 | 0 | 0 | 0 | 0 | 0 | 0 | 0 | 0 | 0 | 0 | 0 | 0 | 0 | 0 | 0 | 0 | 0 | 0 | 0 | 0 | 0 | 0 | 0 | 0 | 0 | 0 | 0 | 0 | 0 | 0 | 0 | 0 | 0 | 0 | 0 | 0 | 0 | 0 | 0 | 0 | 0 | 0 | 0 | 0 | 0 | 0 | 0 | 0 | 0 | 0 | 0 | 0 | 0 | 0 | 0 | 0 | 0 | 0 | 0 | 0 | 0 | 0 | 0 | 0 | 0 | 0 | 0 | 0 | 0 | 0 | 0 | 0 | 0 | 0 | 0 | 0 | 0 | 0 | 0 | 0 | 0 | 0 | 0 | 0 | 0 | 0 | 0 | 0 | 0 | 0 | 0 | 0 | 0 | 0 | 0 | 0 | 0 | 0 | 0 | 0 | 0 | 0 | 0 | 0 | 0 | 0 | 0 | 0 | 0 | 0 | 0 | 0 | 0 | 0 | 0 | 0 | 0 | 0 | 0 | 0 | 0 | 0 | 0 | 0 | 0 | 0 | 0 | 0 | 0 | 0 | 0 | 0 | 0 | 0 | 0 | 0 | 0 | 0 | 0 | 0 | 0 | 0 | 0 | 0 | 0 | 0 | 0 | 0 | 0 | 0 | 0 | 0 | 0 | 0 | 0 | 0 | 0 | 0 | 0 | 0 | 0 | 0 | 0 | 0 | 0 | 0 | 0 | 0 | 0 | 0 | 0 | 0 | 0 | 0 | 0 | 0 | 0 | 0 | 0 | 0 | 0 | 0 | 0 | 0 | 0 | 0 | 0 | 0 | 0 | 0 | 0 | 0 | 0 | 0 | 0 | 0 | 0 | 0 | 0 | 0 | 0 | 0 | 0 | 0 | 0 | 0 | 0 | 0 | 0 | 0 | 0 | 0 | 0 | 0 | 0 | 0 | 0 | 0 | 0 | 0 | 0 | 0 | 0 | 0 | 0 | 0 | 0 | 0 | 0 | 0 | 0 | 0 | 0 | 0 | 0 | 0 | 0 | 0 | 0 | 0 | 0 | 0 | 0 | 0 | 0 | 0 | 0 | 0 | 0 | 0 | 0 | 0 | 0 | 0 | 0 | 0 | 0 | 0 | 0 | 0 | 0 | 0 | 0 | 0 | 0 | 0 | 0 | 0 | 0 | 0 | 0 | 0 | 0 | 0 | 0 | 0 | 0 | 0 | 0 | 0 | 0 | 0 | 0 | 0 | 0 | 0 | 0 | 0 | 0 | 0 | 0 | 0 | 0 | 0 | 0 | 0 | 0 | 0 | 0 | 0 | 0 | 0 | 0 | 0 | 0 | 0 | 0 | 0 | 0 | 0 | 0 | 0 | 0 | 0 | 0 | 0 | 0 | 0 | 0 | 0 | 0 | 0 | 0 | 0 | 0 | 0 | 0 | 0 | 0 | 0 | 0 | 0 | 0 | 0 | 0 | 0 | 0 | 0 | 0 | 0 | 0 | 0 | 0 | 0 | 0 | 0 | 0 | 0 | 0 | 0 | 0 | 0 | 0 | 0 | 0 | 0 | 0 | 0 | 0 | 0 | 0 | 0 | 0 | 0 | 0 | 0 | 0 | 0 | 0 | 0 | 0 | 0 | 0 | 0 | 0 | 0 | 0 | 0 | 0 | 0 | 0 | 0 | 0 | 0 | 0 | 0 | 0 | 0 | 0 | 0 | 0 | 0 | 0 | 0 | 0 | 0 | 0 | 0 | 0 | 0 | 0 | 0 | 0 | 0 | 0 | 0 | 0 | 0 | 0 | 0 | 0 | 0 | 0 | 0 | 0 | 0 | 0 | 0 | 0 | 0 | 0 | 0 | 0 | 0 | 0 | 0 | 0 | 0 | 0 | 0 | 0 | 0 | 0 | 0 | 0 | 0 | 0 | 0 | 0 | 0 | 0 | 0 | 0 | 0 | 0 | 0 | 0 | 0 | 0 | 0 | 0 | 0 | 0 | 0 | 0 | 0 | 0 | 0 | 0 | 0 | 0 | 0 | 0 | 0 | 0 | 0 | 0 | 0 | 0 | 0 | 0 | 0 | 0 | 0 | 0 | 0 | 0 | 0 | 0 | 0 | 0 | 0 | 0 | 0 | 0 | 0 | 0 | 0 | 0 | 0 | 0 | 0 | 0 | 0 | 0 | 0 | 0 | 0 | 0 | 0 | 0 | 0 | 0 | 0 | 0 | 0 | 0 | 0 | 0 | 0 | 0 | 0 | 0 | 0 | 0 | 0 | 0 | 0 | 0 | 0 | 0 | 0 | 0 | 0 | 0 | 0 | 0 | 0 | 0 | 0 | 0 | 0 | 0 | 0 | 0 | 0 | 0 | 0 | 0 | 0 | 0 | 0 | 0 | 0 | 0 | 0 | 0 | 0 | 0 | 0 | 0 | 0 | 0 | 0 | 0 | 0 | 0 | 0 | 0 | 0 | 0 | 0 | 0 | 0 | 0 | 0 | 0 | 0 | 0 | 0 | 0 | 0 | 0 | 0 | 0 | 0 | 0 | 0 | 0 | 0 | 0 | 0 | 0 | 0 | 0 | 0 | 0 | 0 | 0 | 0 | 0 | 0 | 0 | 0 | 0 | 0 | 0 | 0 | 0 | 0 | 0 | 0 | 0 | 0 | 0 | 0 | 0 | 0 | 0 | 0 | 0 | 0 | 0 | 0 | 0 | 0 | 0 | 0 | 0 | 0 | 0 | 0 | 0 | 0 | 0 | 0 | 0 | 0 | 0 | 0 | 0 | 0 | 0 | 0 | 0 | 0 | 0 | 0 | 0 | 0 | 0 | 0 | 0 | 0 | 0 | 0 | 0 | 0 | 0 | 0 | 0 | 0 | 0 | 0 | 0 | 0 | 0 | 0 | 0 | 0 | 0 | 0 | 0 | 0 | 0 | 0 | 0 | 0 | 0 | 0 | 0 | 0 | 0 | 0 | 0 | 0 | 0 | 0 | 0 | 0 | 0 | 0 | 0 | 0 | 0 | 0 | 0 | 0 | 0 | 0 | 0 | 0 | 0 | 0 | 0 | 0 | 0 | 0 | 0 | 0 | 0 | 0 | 0 | 0 | 0 | 0 | 0 | 0 | 0 | 0 | 0 | 0 | 0 | 0 | 0 | 0 | 0 | 0 | 0 | 0 | 0 | 0 | 0 | 0 | 0 | 0 | 0 | 0 | 0 | 0 | 0 | 0 | 0 | 0 | 0 | 0 | 0 | 0 | 0 | 0 | 0 | 0 | 0 | 0 | 0 | 0 | 0 | 0 | 0 | 0 | 0 | 0 | 0 | 0 | 0 | 0 | 0 | 0 | 0 | 0 | 0 | 0 | 0 | 0 | 0 | 0 | 0 | 0 | 0 | 0 | 0 | 0 | 0 | 0 | 0 | 0 | 0 | 0 | 0 | 0 | 0 | 0 | 0 | 0 | 0 | 0 | 0 | 0 | 0 | 0 | 0 | 0 | 0 | 0 | 0 | 0 | 0 | 0 | 0 | 0 | 0 | 0 | 0 | 0 | 0 | 0 | 0 | 0 | 0 | 0 | 0 | 0 | 0 | 0 | 0 | 0 | 0 | 0 | 0 | 0 | 0 | 0 | 0 | 0 | 0 | 0 | 0 | 0 | 0 | 0 | 0 | 0 | 0 | 0 | 0 | 0 | 0 | 0 | 0 | 0 | 0 | 0 | 0 | 0 | 0 | 0 | 0 | 0 | 0 | 0 | 0 | 0 | 0 | 0 | 0 | 0 | 0 | 0 | 0 | 0 | 0 | 0 | 0 | 0 | 0 | 0 | 0 | 0 | 0 | 0 | 0 | 0 | 0 | 0 | 0 | 0 | 0 | 0 | 0 | 0 | 0 | 0 | 0 | 0 | 0 | 0 | 0 | 0 | 0 | 0 | 0 | 0 | 0 | 0 | 0 | 0 | 0 | 0 | 0 | 0 | 0 | 0 | 0 | 0 | 0 | 0 | 0 | 0 | 0 | 0 | 0 | 0 | 0 | 0 | 0 | 0 | 0 | 0 | 0 | 0 | 0 | 0 | 0 | 0 | 0 | 0 | 0 | 0 | 0 | 0 | 0 | 0 | 0 | 0 | 0 | 0 | 0 | 0 | 0 | 0 | 0 | 0 | 0 | 0 | 0 | 0 | 0 | 0 | 0 | 0 | 0 | 0 | 0 | 0 | 0 | 0 | 0 | 0 | 0 | 0 | 0 | 0 | 0 | 0 | 0 | 0 | 0 | 0 | 0 | 0 | 0 | 0 | 0 | 0 | 0 | 0 | 0 | 0 | 0 | 0 | 0 | 0 | 0 | 0 | 0 | 0 | 0 | 0 | 0 | 0 | 0 | 0 | 0 | 0 | 0 | 0 | 0 | 0 | 0 | 0 | 0 | 0 | 0 | 0 | 0 | 0 | 0 | 0 | 0 | 0 | 0 | 0 | 0 | 0 | 0 | 0 | 0 | 0 | 0 | 0 | 0 | 0 | 0 | 0 | 0 | 0 | 0 | 0 | 0 | 0 | 0 | 0 | 0 | 0 | 0 | 0 | 0 | 0 | 0 | 0 | 0 | 0 | 0 | 0 | 0 | 0 | 0 | 0 | 0 | 0 | 0 | 0 | 0 | 0 | 0 | 0 | 0 | 0 | 0 | 0 | 0 | 0 | 0 | 0 | 0 | 0 | 0 | 0 | 0 | 0 | 0 | 0 | 0 | 0 | 0 | 0 | 0 | 0 | 0 | 0 | 0 | 0 | 0 | 0 | 0 | 0 | 0 | 0 | 0 | 0 | 0 | 0 | 0 | 0 | 0 | 0 | 0 | 0 | 0 | 0 | 0 | 0 | 0 | 0 | 0 | 0 | 0 | 0 | 0 | 0 | 0 | 0 | 0 | 0 | 0 | 0 | 0 | 0 | 0 | 0 | 0 | 0 | 0 | 0 | 0 | 0 | 0 | 0 | 0 | 0 | 0 | 0 | 0 | 0 | 0 | 0 | 0 | 0 | 0 | 0 | 0 | 0 | 0 | 0 | 0 | 0 | 0 | 0 | 0 | 0 | 0 | 0 | 0 | 0 | 0 | 0 | 0 | 0 | 0 | 0 | 0 | 0 | 0 | 0 | 0 | 0 | 0 | 0 | 0 | 0 | 0 | 0 | 0 | 0 | 0 | 0 | 0 | 0 | 0 | 0 | 0 | 0 | 0 | 0 | 0 | 0 | 0 | 0 | 0 | 0 | 0 | 0 | 0 | 0 | 0 | 0 | 0 | 0 | 0 | 0 | 0 | 0 | 0 | 0 | 0 | 0 | 0 | 0 | 0 | 0 | 0 | 0 | 0 | 0 | 0 | 0 | 0 | 0 | 0 | 0 | 0 | 0 | 0 | 0 | 0 | 0 | 0 | 0 | 0 | 0 | 0 | 0 | 0 | 0 | 0 | 0 | 0 | 0 | 0 | 0 | 0 | 0 | 0 | 0 | 0 | 0 | 0 | 0 | 0 | 0 | 0 | 0 | 0 | 0 | 0 | 0 | 0 | 0 | 0 | 0 | 0 | 0 | 0 | 0 | 0 | 0 | 0 | 0 | 0 | 0 | 0 | 0 | 0 | 0 | 0 | 0 | 0 | 0 | 0 | 0 | 0 | 0 | 0 | 0 | 0 | 0 | 0 | 0 | 0 | 0 | 0 | 0 | 0 | 0 | 0 | 0 | 0 | 0 | 0 | 0 | 0 | 0 | 0 | 0 | 0 | 0 | 0 | 0 | 0 | 0 | 0 | 0 | 0 | 0 | 0 | 0 | 0 | 0 | 0 | 0 | 0 | 0 | 0 | 0 | 0 | 0 | 0 | 0 | 0 | 0 | 0 | 0 | 0 | 0 | 0 | 0 | 0 | 0 | 0 | 0 | 0 | 0 | 0 | 0 | 0 | 0 | 0 | 0 | 0 | 0 | 0 | 0 | 0 | 0 | 0 | 0 | 0 | 0 | 0 | 0 | 0 | 0 | 0 | 0 | 0 | 0 | 0 | 0 | 0 | 0 | 0 | 0 | 0 | 0 | 0 | 0 | 0 | 0 | 0 | 0 | 0 | 0 | 0 | 0 | 0 | 0 | 0 | 0 | 0 | 0 | 0 | 0 | 0 | 0 | 0 | 0 | 0 | 0 | 0 | 0 | 0 | 0 | 0 | 0 | 0 | 0 | 0 | 0 | 0 | 0 | 0 | 0 | 0 | 0 | 0 | 0 | 0 | 0 | 0 | 0 | 0 | 0 | 0 | 0 | 0 | 0 | 0 | 0 | 0 | 0 | 0 | 0 | 0 | 0 | 0 | 0 | 0 | 0 | 0 | 0 | 0 | 0 | 0 | 0 | 0 | 0 | 0 | 0 | 0 | 0 | 0 | 0 | 0 | 0 | 0 | 0 | 0 | 0 | 0 | 0 | 0 | 0 | 0 | 0 | 0 | 0 | 0 | 0 | 0 | 0 | 0 | 0 | 0 | 0 | 0 | 0 | 0 | 0 | 0 | 0 | 0 | 0 | 0 | 0 | 0 | 0 | 0 | 0 | 0 | 0 | 0 | 0 | 0 | 0 | 0 | 0 | 0 | 0 | 0 | 0 | 0 | 0 | 0 | 0 | 0 | 0 | 0 | 0 | 0 | 0 | 0 | 0 | 0 | 0 | 0 | 0 | 0 | 0 | 0 | 0 | 0 | 0 | 0 | 0 | 0 | 0 | 0 | 0 | 0 | 0 | 0 | 0 | 0 | 0 | 0 | 0 | 0 | 0 | 0 | 0 | 0 | 0 | 0 | 0 | 0 | 0 | 0 | 0 | 0 | 0 | 0 | 0 | 0 | 0 | 0 | 0 | 0 | 0 | 0 | 0 | 0 | 0 | 0 | 0 | 0 | 0 | 0 | 0 | 0 | 0 | 0 | 0 | 0 | 0 | 0 | 0 | 0 | 0 | 0 | 0 | 0 | 0 | 0 | 0 | 0 | 0 | 0 | 0 | 0 | 0 | 0 | 0 | 0 | 0 | 0 | 0 | 0 | 0 | 0 | 0 | 0 | 0 | 0 | 0 | 0 | 0 | 0 | 0 | 0 | 0 | 0 | 0 | 0 | 0 | 0 | 0 | 0 | 0 | 0 | 0 | 0 | 0 | 0 | 0 | 0 | 0 | 0 | 0 | 0 | 0 | 0 | 0 | 0 | 0 | 0 | 0 | 0 | 0 | 0 | 0 | 0 | 0 | 0 | 0 | 0 | 0 | 0 | 0 | 0 | 0 | 0 | 0 | 0 | 0 | 0 | 0 | 0 | 0 | 0 | 0 | 0 | 0 | 0 | 0 | 0 | 0 | 0 | 0 | 0 | 0 | 0 | 0 | 0 | 0 | 0 | 0 | 0 | 0 | 0 | 0 | 0 | 0 | 0 | 0 | 0 | 0 | 0 | 0 | 0 | 0 | 0 | 0 | 0 | 0 | 0 | 0 | 0 | 0 | 0 | 0 | 0 | 0 | 0 | 0 | 0 | 0 | 0 | 0 | 0 | 0 | 0 | 0 | 0 | 0 | 0 | 0 | 0 | 0 | 0 | 0 | 0 | 0 | 0 | 0 | 0 | 0 | 0 | 0 | 0 | 0 | 0 | 0 | 0 | 0 | 0 | 0 | 0 | 0 | 0 | 0 | 0 | 0 | 0 | 0 | 0 | 0 | 0 | 0 | 0 | 0 | 0 | 0 | 0 | 0 | 0 | 0 | 0 | 0 | 0 | 0 | 0 | 0 | 0 | 0 | 0 | 0 | 0 | 0 | 0 | 0 | 0 | 0 | 0 | 0 | 0 | 0 | 0 | 0 | 0 | 0 | 0 | 0 | 0 | 0 | 0 | 0 | 0 | 0 | 0 | 0 | 0 | 0 | 0 | 0 | 0 | 0 | 0 | 0 | 0 | 0 | 0 | 0 | 0 | 0 | 0 | 0 | 0 | 0 | 0 | 0 | 0 | 0 | 0 | 0 | 0 | 0 | 0 | 0 | 0 | 0 | 0 | 0 | 0 | 0 | 0 | 0 | 0 | 0 | 0 | 0 | 0 | 0 | 0 | 0 | 0 | 0 | 0 | 0 | 0 | 0 | 0 | 0 | 0 | 0 | 0 | 0 | 0 | 0 | 0 | 0 | 0 | 0 | 0 | 0 | 0 | 0 | 0 | 0 | 0 | 0 | 0 | 0 | 0 | 0 | 0 | 0 | 0 | 0 | 0 | 0 | 0 | 0 | 0 | 0 | 0 | 0 | 0 | 0 | 0 | 0 | 0 | 0 | 0 | 0 | 0 | 0 | 0 | 0 | 0 | 0 | 0 | 0 | 0 | 0 | 0 | 0 | 0 | 0 | 0 | 0 | 0 | 0 | 0 | 0 | 0 | 0 | 0 | 0 | 0 | 0 | 0 | 0 | 0 | 0 | 0 | 0 | 0 | 0 | 0 | 0 | 0 | 0 | 0 | 0 | 0 | 0 | 0 | 0 | 0 | 0 | 0 | 0 | 0 | 0 | 0 | 0 | 0 | 0 | 0 | 0 | 0 | 0 | 0 | 0 | 0 | 0 | 0 | 0 | 0 | 0 | 0 | 0 | 0 | 0 | 0 | 0 | 0 | 0 | 0 | 0 | 0 | 0 | 0 | 0 | 0 | 0 | 0 | 0 | 0 | 0 | 0 | 0 | 0 | 0 | 0 | 0 | 0 | 0 | 0 | 0 | 0 | 0 | 0 | 0 | 0 | 0 | 0 | 0 | 0 | 0 | 0 | 0 | 0 | 0 | 0 | 0 | 0 | 0 | 0 | 0 | 0 | 0 | 0 | 0 | 0 | 0 | 0 | 0 | 0 | 0 | 0 | 0 | 0 | 0 | 0 | 0 | 0 | 0 | 0 | 0 | 0 | 0 | 0 | 0 | 0 | 0 | 0 | 0 | 0 | 0 | 0 | 0 | 0 | 0 | 0 | 0 | 0 | 0 | 0 | 0 | 0 | 0 | 0 | 0 | 0 | 0 | 0 | 0 | 0 | 0 | 0 | 0 | 0 | 0 | 0 | 0 | 0 | 0 | 0 | 0 | 0 | 0 | 0 | 0 | 0 | 0 | 0 | 0 | 0 | 0 | 0 | 0 | 0 | 0 | 0 | 0 | 0 | 0 | 0 | 0 | 0 | 0 | 0 | 0 | 0 | 0 | 0 | 0 | 0 | 0 | 0 | 0 | 0 | 0 | 0 | 0 | 0 | 0 | 0 | 0 | 0 | 0 | 0 | 0 | 0 | 0 | 0 | 0 | 0 | 0 | 0 | 0 | 0 | 0 | 0 | 0 | 0 | 0 | 0 | 0 | 0 | 0 | 0 | 0 | 0 | 0 | 0 | 0 | 0 | 0 | 0 | 0 | 0 | 0 | 0 | 0 | 0 | 0 | 0 | 0 | 0 | 0 | 0 | 0 | 0 | 0 | 0 | 0 | 0 | 0 | 0 | 0 | 0 | 0 | 0 | 0 | 0 | 0 | 0 | 0 | 0 | 0 | 0 | 0 | 0 | 0 | 0 | 0 | 0 | 0 | 0 | 0 | 0 | 0 | 0 | 0 | 0 | 0 | 0 | 0 | 0 | 0 | 0 | 0 | 0 | 0 | 0 | 0 | 0 | 0 | 0 | 0 | 0 | 0 | 0 | 0 | 0 | 0 | 0 | 0 | 0 | 0 | 0 | 0 | 0 | 0 | 0 | 0 | 0 | 0 | 0 | 0 | 0 | 0 | 0 | 0 | 0 | 0 | 0 | 0 | 0 | 0 | 0 | 0 | 0 | 0 | 0 | 0 | 0 | 0 | 0 | 0 | 0 | 0 | 0 | 0 | 0 | 0 | 0 | 0 | 0 | 0 | 0 | 0 | 0 | 0 | 0 | 0 | 0 | 0 | 0 | 0 | 0 | 0 | 0 | 0 | 0 | 0 | 0 | 0 | 0 | 0 | 0 | 0 | 0 | 0 | 0 | 0 | 0 | 0 | 0 | 0 | 0 | 0 | 0 | 0 | 0 | 0 | 0 | 0 | 0 | 0 | 0 | 0 | 0 | 0 | 0 | 0 | 0 | 0 | 0 | 0 | 0 | 0 | 0 | 0 | 0 | 0 | 0 | 0 | 0 | 0 | 0 | 0 | 0 | 0 | 0 | 0 | 0 | 0 | 0 | 0 | 0 | 0 | 0 | 0 | 0 | 0 | 0 | 0 | 0 | 0 | 0 | 0 | 0 | 0 | 0 | 0 | 0 | 0 | 0 | 0 | 0 | 0 | 0 | 0 | 0 | 0 | 0 | 0 | 0 | 0 | 0 | 0 | 0 | 0 | 0 | 0 | 0 | 0 | 0 | 0 | 0 | 0 | 0 | 0 | 0 | 0 | 0 | 0 | 0 | 0 | 0 | 0 | 0 | 0 | 0 | 0 | 0 | 0 | 0 | 0 | 0 | 0 | 0 | 0 | 0 | 0 | 0 | 0 | 0 | 0 | 0 | 0 | 0 | 0 | 0 | 0 | 0 | 0 | 0 | 0 | 0 | 0 | 0 | 0 | 0 | 0 | 0 | 0 | 0 | 0 | 0 | 0 | 0 | 0 | 0 | 0 | 0 | 0 | 0 | 0 | 0 | 0 | 0 | 0 | 0 | 0 | 0 | 0 | 0 | 0 | 0 | 0 | 0 | 0 | 0 | 0 | 0 | 0 | 0 | 0 | 0 | 0 | 0 | 0 | 0 | 0 | 0 | 0 | 0 | 0 | 0 | 0 | 0 | 0 | 0 | 0 | 0 | 0 | 0 | 0 | 0 | 0 | 0 | 0 | 0 | 0 | 0 | 0 | 0 | 0 | 0 | 0 | 0 | 0 | 0 | 0 | 0 | 0 | 0 | 0 | 0 | 0 | 0 | 0 | 0 | 0 | 0 | 0 | 0 | 0 | 0 | 0 | 0 | 0 | 0 | 0 | 0 | 0 | 0 | 0 | 0 | 0 | 0 | 0 | 0 | 0 | 0 | 0 | 0 | 0 | 0 | 0 | 0 | 0 | 0 | 0 | 0 | 0 | 0 | 0 | 0 | 0 | 0 | 0 | 0 | 0 | 0 | 0 | 0 | 0 | 0 | 0 | 0 | 0 | 0 | 0 | 0 | 0 | 0 | 0 | 0 | 0 | 0 | 0 | 0 | 0 | 0 | 0 | 0 | 0 | 0 | 0 | 0 | 0 | 0 | 0 | 0 | 0 | 0 | 0 | 0 | 0 | 0 | 0 | 0 | 0 | 0 | 0 | 0 | 0 | 0 | 0 | 0 | 0 | 0 | 0 | 0 | 0 | 0 | 0 | 0 | 0 | 0 | 0 | 0 | 0 | 0 | 0 | 0 | 0 | 0 | 0 | 0 | 0 | 0 | 0 | 0 | 0 | 0 | 0 | 0 | 0 | 0 | 0 | 0 | 0 | 0 | 0 | 0 | 0 | 0 | 0 | 0 | 0 | 0 | 0 | 0 | 0 | 0 | 0 | 0 | 0 | 0 | 0 | 0 | 0 | 0 | 0 | 0 | 0 | 0 | 0 | 0 | 0 | 0 | 0 | 0 | 0 | 0 | 0 | 0 | 0 | 0 | 0 | 0 | 0 | 0 | 0 | 0 | 0 | 0 | 0 | 0 | 0 | 0 | 0 | 0 | 0 | 0 | 0 | 0 | 0 | 0 | 0 | 0 | 0 | 0 | 0 | 0 | 0 | 0 | 0 | 0 | 0 | 0 | 0 | 0 | 0 | 0 | 0 | 0 | 0 | 0 | 0 | 0 | 0 | 0 | 0 | 0 | 0 | 0 | 0 | 0 | 0 | 0 | 0 | 0 | 0 | 0 | 0 | 0 | 0 | 0 | 0 | 0 | 0 | 0 | 0 | 0 | 0 | 0 | 0 | 0 | 0 | 0 | 0 | 0 | 0 | 0 | 0 | 0 | 0 | 0 | 0 | 0 | 0 | 0 | 0 | 0 | 0 | 0 | 0 | 0 | 0 | 0 | 0 | 0 | 0 | 0 | 0 | 0 | 0 | 0 | 0 | 0 | 0 | 0 | 0 | 0 | 0 | 0 | 0 | 0 | 0 | 0 | 0 | 0 | 0 | 0 | 0 | 0 | 0 | 0 | 0 | 0 | 0 | 0 | 0 | 0 | 0 | 0 | 0 | 0 | 0 | 0 | 0 | 0 | 0 | 0 | 0 | 0 | 0 | 0 | 0 | 0 | 0 | 0 | 0 | 0 | 0 | 0 | 0 | 0 | 0 | 0 | 0 | 0 | 0 | 0 | 0 | 0 | 0 | 0 | 0 | 0 | 0 | 0 | 0 | 0 | 0 | 0 | 0 | 0 | 0 | 0 | 0 | 0 | 0 | 0 | 0 | 0 | 0 | 0 | 0 | 0 | 0 | 0 | 0 | 0 | 0 | 0 | 0 | 0 | 0 | 0 | 0 | 0 | 0 | 0 | 0 | 0 | 0 | 0 | 0 | 0 | 0 | 0 | 0 | 0 | 0 | 0 | 0 | 0 | 0 | 0 | 0 | 0 | 0 | 0 | 0 | 0 | 0 | 0 | 0 | 0 | 0 | 0 | 0 | 0 | 0 | 0 | 0 | 0 | 0 | 0 | 0 | 0 | 0 | 0 | 0 | 0 | 0 | 0 | 0 | 0 | 0 | 0 | 0 | 0 | 0 | 0 | 0 | 0 | 0 | 0 | 0 | 0 | 0 | 0 | 0 | 0 | 0 | 0 | 0 | 0 | 0 | 0 | 0 | 0 | 0 | 0 | 0 | 0 | 0 | 0 | 0 | 0 | 0 | 0 | 0 | 0 | 0 | 0 | 0 | 0 | 0 | 0 | 0 | 0 | 0 | 0 | 0 | 0 | 0 | 0 | 0 | 0 | 0 | 0 | 0 | 0 | 0 | 0 | 0 | 0 | 0 | 0 | 0 | 0 | 0 | 0 | 0 | 0 | 0 | 0 | 0 | 0 | 0 | 0 | 0 | 0 | 0 | 0 | 0 | 0 | 0 | 0 | 0 | 0 | 0 | 0 | 0 | 0 | 0 | 0 | 0 | 0 | 0 | 0 | 0 | 0 | 0 | 0 | 0 | 0 | 0 | 0 | 0 | 0 | 0 | 0 | 0 | 0 | 0 | 0 | 0 | 0 | 0 | 0 | 0 | 0 | 0 | 0 | 0 | 0 | 0 | 0 | 0 | 0 | 0 | 0 | 0 | 0 | 0 | 0 | 0 | 0 | 0 | 0 | 0 | 0 | 0 | 0 | 0 | 0 | 0 | 0 | 0 | 0 | 0 | 0 | 0 | 0 | 0 | 0 | 0 | 0 | 0 | 0 | 0 | 0 | 0 | 0 | 0 | 0 | 0 | 0 | 0 | 0 | 0 | 0 | 0 | 0 | 0 | 0 | 0 | 0 | 0 | 0 | 0 | 0 | 0 | 0 | 0 | 0 | 0 | 0 | 0 | 0 | 0 | 0 | 0 | 0 | 0 | 0 | 0 | 0 | 0 | 0 | 0 | 0 | 0 | 0 | 0 | 0 | 0 | 0 | 0 | 0 | 0 | 0 | 0 | 0 | 0 | 0 | 0 | 0 | 0 | 0 | 0 | 0 | 0 | 0 | 0 | 0 | 0 | 0 | 0 | 0 | 0 | 0 | 0 | 0 | 0 | 0 | 0 | 0 | 0 | 0 | 0 | 0 | 0 | 0 | 0 | 0 | 0 | 0 | 0 | 0 | 0 | 0 | 0 | 0 | 0 | 0 | 0 | 0 | 0 | 0 | 0 | 0 | 0 | 0 | 0 | 0 | 0 | 0 | 0 | 0 | 0 | 0 | 0 | 0 | 0 | 0 | 0 | 0 | 0 | 0 | 0 | 0 | 0 | 0 | 0 | 0 | 0 | 0 | 0 | 0 | 0 | 0 | 0 | 0 | 0 | 0 | 0 | 0 | 0 | 0 | 0 | 0 | 0 | 0 | 0 | 0 | 0 | 0 | 0 | 0 | 0 | 0 | 0 | 0 | 0 | 0 | 0 | 0 | 0 | 0 | 0 | 0 | 0 | 0 | 0 | 0 | 0 | 0 | 0 | 0 | 0 | 0 | 0 | 0 | 0 | 0 | 0 | 0 | 0 | 0 | 0 | 0 | 0 | 0 | 0 | 0 | 0 | 0 | 0 | 0 | 0 | 0 | 0 | 0 | 0 | 0 | 0 | 0 | 0 | 0 | 0 | 0 | 0 | 0 | 0 | 0 | 0 | 0 | 0 | 0 | 0 | 0 | 0 | 0 | 0 | 0 | 0 | 0 | 0 | 0 | 0 | 0 | 0 | 0 | 0 | 0 | 0 | 0 | 0 | 0 | 0 | 0 | 0 | 0 | 0 | 0 | 0 | 0 | 0 | 0 | 0 | 0 | 0 | 0 | 0 | 0 | 0 | 0 | 0 | 0 | 0 | 0 | 0 | 0 | 0 | 0 | 0 | 0 | 0 | 0 | 0 | 0 | 0 | 0 | 0 | 0 | 0 | 0 | 0 | 0 | 0 | 0 | 0 | 0 | 0 | 0 | 0 | 0 | 0 | 0 | 0 | 0 | 0 | 0 | 0 | 0 | 0 | 0 | 0 | 0 | 0 | 0 | 0 | 0 | 0 | 0 | 0 | 0 | 0 | 0 | 0 | 0 | 0 | 0 | 0 | 0 | 0 | 0 | 0 | 0 | 0 | 0 | 0 | 0 | 0 | 0 | 0 | 0 | 0 | 0 | 0 | 0 | 0 | 0 | 0 | 0 | 0 | 0 | 0 | 0 | 0 | 0 | 0 | 0 | 0 | 0 | 0 | 0 | 0 | 0 | 0 | 0 | 0 | 0 | 0 | 0 | 0 | 0 | 0 | 0 | 0 | 0 | 0 | 0 | 0 | 0 | 0 | 0 | 0 | 0 | 0 | 0 | 0 | 0 | 0 | 0 | 0 | 0 | 0 | 0 | 0 | 0 | 0 | 0 | 0 | 0 | 0 | 0 | 0 | 0 | 0 | 0 | 0 | 0 | 0 | 0 | 0 | 0 | 0 | 0 | 0 | 0 | 0 | 0 | 0 | 0 | 0 | 0 | 0 | 0 | 0 | 0 | 0 | 0 | 0 | 0 | 0 | 0 | 0 | 0 | 0 | 0 | 0 | 0 | 0 | 0 | 0 | 0 | 0 | 0 | 0 | 0 | 0 | 0 | 0 | 0 | 0 | 0 | 0 | 0 | 0 | 0 | 0 | 0 | 0 | 0 | 0 | 0 | 0 | 0 | 0 | 0 | 0 | 0 | 0 | 0 | 0 | 0 | 0 | 0 | 0 | 0 | 0 | 0 | 0 | 0 | 0 | 0 | 0 | 0 | 0 | 0 | 0 | 0 | 0 | 0 | 0 | 0 | 0 | 0 | 0 | 0 | 0 | 0 | 0 | 0 | 0 | 0 | 0 | 0 | 0 | 0 | 0 | 0 | 0 | 0 | 0 | 0 | 0 | 0 | 0 | 0 | 0 | 0 | 0 | 0 | 0 | 0 | 0 | 0 | 0 | 0 | 0 | 0 | 0 | 0 | 0 | 0 | 0 | 0 | 0 | 0 | 0 | 0 | 0 | 0 | 0 | 0 | 0 | 0 | 0 | 0 | 0 | 0 | 0 | 0 | 0 | 0 | 0 | 0 | 0 | 0 | 0 | 0 | 0 | 0 | 0 | 0 | 0 | 0 | 0 | 0 | 0 | 0 | 0 | 0 | 0 | 0 | 0 | 0 | 0 | 0 | 0 | 0 | 0 | 0 | 0 | 0 | 0 | 0 | 0 | 0 | 0 | 0 | 0 | 0 | 0 | 0 | 0 | 0 | 0 | 0 | 0 | 0 | 0 | 0 | 0 | 0 | 0 | 0 | 0 | 0 | 0 | 0 | 0 | 0 | 0 | 0 | 0 | 0 | 0 | 0 | 0 | 0 | 0 | 0 | 0 | 0 | 0 | 0 | 0 | 0 | 0 | 0 | 0 | 0 | 0 | 0 | 0 | 0 | 0 | 0 | 0 | 0 | 0 | 0 | 0 | 0 | 0 | 0 | 0 | 0 | 0 | 0 | 0 | 0 | 0 | 0 | 0 | 0 | 0 | 0 | 0 | 0 | 0 | 0 | 0 | 0 | 0 | 0 | 0 | 0 | 0 | 0 | 0 | 0 | 0 | 0 | 0 | 0 | 0 | 0 | 0 | 0 | 0 | 0 | 0 | 0 | 0 | 0 | 0 | 0 | 0 | 0 | 0 | 0 | 0 | 0 | 0 | 0 | 0 | 0 | 0 | 0 | 0 | 0 | 0 | 0 | 0 | 0 | 0 | 0 | 0 | 0 | 0 | 0 | 0 | 0 | 0 | 0 | 0 | 0 | 0 | 0 | 0 | 0 | 0 | 0 | 0 | 0 | 0 | 0 | 0 | 0 | 0 | 0 | 0 | 0 | 0 | 0 | 0 | 0 | 0 | 0 | 0 | 0 | 0 | 0 | 0 | 0 | 0 | 0 | 0 | 0 | 0 | 0 | 0 | 0 | 0 | 0 | 0 | 0 | 0 | 0 | 0 | 0 | 0 | 0 | 0 | 0 | 0 | 0 | 0 | 0 | 0 | 0 | 0 | 0 | 0 | 0 | 0 | 0 | 0 | 0 | 0 | 0 | 0 | 0 | 0 | 0 | 0 | 0 | 0 | 0 | 0 | 0 | 0 | 0 | 0 | 0 | 0 | 0 | 0 | 0 | 0 | 0 | 0 | 0 | 0 | 0 | 0 | 0 | 0 | 0 | 0 | 0 | 0 | 0 | 0 | 0 | 0 | 0 | 0 | 0 | 0 | 0 | 0 | 0 | 0 | 0 | 0 | 0 | 0 | 0 | 0 | 0 | 0 | 0 | 0 | 0 | 0 | 0 | 0 | 0 | 0 | 0 | 0 | 0 | 0 | 0 | 0 | 0 | 0 | 0 | 0 | 0 | 0 | 0 | 0 | 0 | 0 | 0 | 0 | 0 | 0 | 0 | 0 | 0 | 0 | 0 | 0 | 0 | 0 | 0 | 0 | 0 | 0 | 0 | 0 | 0 | 0 | 0 | 0 | 0 | 0 | 0 | 0 | 0 | 0 | 0 | 0 | 0 | 0 | 0 | 0 | 0 | 0 | 0 | 0 | 0 | 0 | 0 | 0 | 0 | 0 | 0 | 0 | 0 | 0 | 0 | 0 | 0 | 0 | 0 | 0 | 0 | 0 | 0 | 0 | 0 | 0 | 0 | 0 | 0 | 0 | 0 | 0 | 0 | 0 | 0 | 0 | 0 | 0 | 0 | 0 | 0 | 0 | 0 | 0 | 0 | 0 | 0 | 0 | 0 | 0 | 0 | 0 | 0 | 0 | 0 | 0 | 0 | 0 | 0 | 0 | 0 | 0 | 0 | 0 | 0 | 0 | 0 | 0 | 0 | 0 | 0 | 0 | 0 | 0 | 0 | 0 | 0 | 0 | 0 | 0 | 0 | 0 | 0 | 0 | 0 | 0 | 0 | 0 | 0 | 0 | 0 | 0 | 0 | 0 | 0 | 0 | 0 | 0 | 0 | 0 | 0 | 0 | 0 | 0 | 0 | 0 | 0 | 0 | 0 | 0 | 0 | 0 | 0 | 0 | 0 | 0 | 0 | 0 | 0 | 0 | 0 | 0 | 0 | 0 | 0 | 0 | 0 | 0 | 0 | 0 | 0 | 0 | 0 | 0 | 0 | 0 | 0 | 0 | 0 | 0 | 0 | 0 | 0 | 0 | 0 | 0 | 0 | 0 | 0 | 0 | 0 | 0 | 0 | 0 | 0 | 0 | 0 | 0 | 0 | 0 | 0 | 0 | 0 | 0 | 0 | 0 | 0 | 0 | 0 | 0 | 0 | 0 | 0 | 0 | 0 | 0 | 0 | 0 | 0 | 0 | 0 | 0 | 0 | 0 | 0 | 0 | 0 | 0 | 0 | 0 | 0 | 0 | 0 | 0 | 0 | 0 | 0 | 0 | 0 | 0 | 0 | 0 | 0 | 0 | 0 | 0 | 0 | 0 | 0 | 0 | 0 | 0 | 0 | 0 | 0 | 0 | 0 | 0 | 0 | 0 | 0 | 0 | 0 | 0 | 0 | 0 | 0 | 0 | 0 | 0 | 0 | 0 | 0 | 0 | 0 | 0 | 0 | 0 | 0 | 0 | 0 | 0 | 0 | 0 | 0 | 0 | 0 | 0 | 0 | 0 | 0 | 0 | 0 | 0 | 0 | 0 | 0 | 0 | 0 | 0 | 0 | 0 | 0 | 0 | 0 | 0 | 0 | 0 | 0 | 0 | 0 | 0 | 0 | 0 | 0 | 0 | 0 | 0 | 0 | 0 | 0 | 0 | 0 | 0 | 0 | 0 | 0 | 0 | 0 | 0 | 0 | 0 | 0 | 0 | 0 | 0 | 0 | 0 | 0 | 0 | 0 | 0 | 0 | 0 | 0 | 0 | 0 | 0 | 0 | 0 | 0 | 0 | 0 | 0 | 0 | 0 | 0 | 0 | 0 | 0 | 0 | 0 | 0 | 0 | 0 | 0 | 0 | 0 | 0 | 0 | 0 | 0 | 0 | 0 | 0 | 0 | 0 | 0 | 0 | 0 | 0 | 0 | 0 | 0 | 0 | 0 | 0 | 0 | 0 | 0 | 0 | 0 | 0 | 0 | 0 | 0 | 0 | 0 | 0 | 0 | 0 | 0 | 0 | 0 | 0 | 0 | 0 | 0 | 0 | 0 | 0 | 0 | 0 | 0 | 0 | 0 | 0 | 0 | 0 | 0 | 0 | 0 | 0 | 0 | 0 | 0 | 0 | 0 | 0 | 0 | 0 | 0 | 0 | 0 | 0 | 0 | 0 | 0 | 0 | 0 | 0 | 0 | 0 | 0 | 0 | 0 | 0 | 0 | 0 | 0 | 0 | 0 | 0 | 0 | 0 | 0 | 0 | 0 | 0 | 0 | 0 | 0 | 0 | 0 | 0 | 0 | 0 | 0 | 0 | 0 | 0 | 0 | 0 | 0 | 0 | 0 | 0 | 0 | 0 | 0 | 0 | 0 | 0 | 0 | 0 | 0 | 0 | 0 | 0 | 0 | 0 | 0 | 0 | 0 | 0 | 0 | 0 | 0 | 0 | 0 | 0 | 0 | 0 | 0 | 0 | 0 | 0 | 0 | 0 | 0 | 0 | 0 | 0 | 0 | 0 | 0 | 0 | 0 | 0 | 0 | 0 | 0 | 0 | 0 | 0 | 0 | 0 | 0 | 0 | 0 | 0 | 0 | 0 | 0 | 0 | 0 | 0 | 0 | 0 | 0 | 0 | 0 | 0 | 0 | 0 | 0 | 0 | 0 | 0 | 0 | 0 | 0 | 0 | 0 | 0 | 0 | 0 | 0 | 0 | 0 | 0 | 0 | 0 | 0 | 0 | 0 | 0 | 0 | 0 | 0 | 0 | 0 | 0 | 0 | 0 | 0 | 0 | 0 | 0 | 0 | 0 | 0 | 0 | 0 | 0 | 0 | 0 | 0 | 0 | 0 | 0 | 0 | 0 | 0 | 0 | 0 | 0 | 0 | 0 | 0 | 0 | 0 | 0 | 0 | 0 | 0 | 0 | 0 | 0 | 0 | 0 | 0 | 0 | 0 | 0 | 0 | 0 | 0 | 0 | 0 | 0 | 0 | 0 | 0 | 0 | 0 | 0 | 0 | 0 | 0 | 0 | 0 | 0 | 0 | 0 | 0 | 0 | 0 | 0 | 0 | 0 | 0 | 0 | 0 | 0 | 0 | 0 | 0 | 0 | 0 | 0 | 0 | 0 | 0 | 0 | 0 | 0 | 0 | 0 | 0 | 0 | 0 | 0 | 0 | 0 | 0 | 0 | 0 | 0 | 0 | 0 | 0 | 0 | 0 | 0 | 0 | 0 | 0 | 0 | 0 | 0 | 0 | 0 | 0 | 0 | 0 | 0 | 0 | 0 | 0 | 0 | 0 | 0 | 0 | 0 | 0 | 0 | 0 | 0 | 0 | 0 | 0 | 0 | 0 | 0 | 0 | 0 | 0 | 0 | 0 | 0 | 0 | 0 | 0 | 0 | 0 | 0 | 0 | 0 | 0 | 0 | 0 | 0 | 0 | 0 | 0 | 0 | 0 | 0 | 0 | 0 | 0 | 0 | 0 | 0 | 0 | 0 | 0 | 0 | 0 | 0 | 0 | 0 | 0 | 0 | 0 | 0 | 0 | 0 | 0 | 0 | 0 | 0 | 0 | 0 | 0 | 0 | 0 | 0 | 0 | 0 | 0 | 0 | 0 | 0 | 0 | 0 | 0 | 0 | 0 | 0 | 0 | 0 | 0 | 0 | 0 | 0 | 0 | 0 | 0 | 0 | 0 | 0 | 0 | 0 | 0 | 0 | 0 | 0 | 0 | 0 | 0 | 0 | 0 | 0 | 0 | 0 | 0 | 0 | 0 | 0 | 0 | 0 | 0 | 0 | 0 | 0 | 0 | 0 | 0 | 0 | 0 | 0 | 0 | 0 | 0 | 0 | 0 | 0 | 0 | 0 | 0 | 0 | 0 | 0 | 0 | 0 | 0 | 0 | 0 | 0 | 0 | 0 | 0 | 0 | 0 | 0 | 0 | 0 | 0 | 0 | 0 | 0 | 0 | 0 | 0 | 0 | 0 | 0 | 0 | 0 | 0 | 0 | 0 | 0 | 0 | 0 | 0 | 0 | 0 | 0 | 0 | 0 | 0 | 0 | 0 | 0 | 0 | 0 | 0 | 0 | 0 | 0 | 0 | 0 | 0 | 0 | 0 | 0 | 0 | 0 | 0 | 0 | 0 | 0 | 0 | 0 | 0 | 0 | 0 | 0 | 0 | 0 | 0 | 0 | 0 | 0 | 0 | 0 | 0 | 0 | 0 | 0 | 0 | 0 | 0 | 0 | 0 | 0 | 0 | 0 | 0 | 0 | 0 | 0 | 0 | 0 | 0 | 0 | 0 | 0 | 0 | 0 | 0 | 0 | 0 | 0 | 0 | 0 | 0 | 0 | 0 | 0 | 0 | 0 | 0 | 0 | 0 | 0 | 0 | 0 | 0 | 0 | 0 | 0 | 0 | 0 | 0 | 0 | 0 | 0 | 0 | 0 | 0 | 0 | 0 | 0 | 0 | 0 | 0 | 0 | 0 | 0 | 0 | 0 | 0 | 0 | 0 | 0 | 0 | 0 | 0 | 0 | 0 | 0 | 0 | 0 | 0 | 0 | 0 | 0 | 0 | 0 | 0 | 0 | 0 | 0 | 0 | 0 | 0 | 0 | 0 | 0 | 0 | 0 | 0 | 0 | 0 | 0 | 0 | 0 | 0 | 0 | 0 | 0 | 0 | 0 | 0 | 0 | 0 | 0 | 0 | 0 | 0 | 0 | 0 | 0 | 0 | 0 | 0 | 0 | 0 | 0 | 0 | 0 | 0 | 0 | 0 | 0 | 0 | 0 | 0 | 0 | 0 | 0 | 0 | 0 | 0 | 0 | 0 | 0 | 0 | 0 | 0 | 0 | 0 | 0 | 0 | 0 | 0 | 0 | 0 | 0 | 0 | 0 | 0 | 0 | 0 | 0 | 0 | 0 | 0 | 0 | 0 | 0 | 0 | 0 | 0 | 0 | 0 | 0 | 0 | 0 | 0 | 0 | 0 | 0 | 0 | 0 | 0 | 0 | 0 | 0 | 0 | 0 | 0 | 0 | 0 | 0 | 0 | 0 | 0 | 0 | 0 | 0 | 0 | 0 | 0 | 0 | 0 | 0 | 0 | 0 | 0 | 0 | 0 | 0 | 0 | 0 | 0 | 0 | 0 | 0 | 0 | 0 | 0 | 0 | 0 | 0 | 0 | 0 | 0 | 0 | 0 | 0 | 0 | 0 | 0 | 0 | 0 | 0 | 0 | 0 | 0 | 0 | 0 | 0 | 0 | 0 | 0 | 0 | 0 | 0 | 0 | 0 | 0 | 0 | 0 | 0 | 0 | 0 | 0 | 0 | 0 | 0 | 0 | 0 | 0 | 0 | 0 | 0 | 0 | 0 | 0 | 0 | 0 | 0 | 0 | 0 | 0 | 0 | 0 | 0 | 0 | 0 | 0 | 0 | 0 | 0 | 0 | 0 | 0 | 0 | 0 | 0 | 0 | 0 | 0 | 0 | 0 | 0 | 0 | 0 | 0 | 0 | 0 | 0 | 0 | 0 | 0 | 0 | 0 | 0 | 0 | 0 | 0 | 0 | 0 | 0 | 0 | 0 | 0 | 0 | 0 | 0 | 0 | 0 | 0 | 0 | 0 | 0 | 0 | 0 | 0 | 0 | 0 | 0 | 0 | 0 | 0 | 0 | 0 | 0 | 0 | 0 | 0 | 0 | 0 | 0 | 0 | 0 | 0 | 0 | 0 | 0 | 0 | 0 | 0 | 0 | 0 | 0 | 0 | 0 | 0 | 0 | 0 | 0 | 0 | 0 | 0 | 0 | 0 | 0 | 0 | 0 | 0 | 0 | 0 | 0 | 0 | 0 | 0 | 0 | 0 | 0 | 0 | 0 | 0 | 0 | 0 | 0 | 0 | 0 | 0 | 0 | 0 | 0 | 0 | 0 | 0 | 0 | 0 | 0 | 0 | 0 | 0 | 0 | 0 | 0 | 0 | 0 | 0 | 0 | 0 | 0 | 0 | 0 | 0 | 0 | 0 | 0 | 0 | 0 | 0 | 0 | 0 | 0 | 0 | 0 | 0 | 0 | 0 | 0 | 0 | 0 | 0 | 0 | 0 | 0 | 0 | 0 | 0 | 0 | 0 | 0 | 0 | 0 | 0 | 0 | 0 | 0 | 0 | 0 | 0 | 0 | 0 | 0 | 0 | 0 | 0 | 0 | 0 | 0 | 0 | 0 | 0 | 0 | 0 | 0 | 0 | 0 | 0 | 0 | 0 | 0 | 0 | 0 | 0 | 0 | 0 | 0 | 0 | 0 | 0 | 0 | 0 | 0 | 0 | 0 | 0 | 0 | 0 | 0 | 0 | 0 | 0 | 0 | 0 | 0 | 0 | 0 | 0 | 0 | 0 | 0 | 0 | 0 | 0 | 0 | 0 | 0 | 0 | 0 | 0 | 0 | 0 | 0 | 0 | 0 | 0 | 0 | 0 | 0 | 0 | 0 | 0 | 0 | 0 | 0 | 0 | 0 | 0 | 0 | 0 | 0 | 0 | 0 | 0 | 0 | 0 | 0 | 0 | 0 | 0 | 0 | 0 | 0 | 0 | 0 | 0 | 0 | 0 | 0 | 0 | 0 | 0 | 0 | 0 | 0 | 0 | 0 | 0 | 0 | 0 | 0 | 0 | 0 | 0 | 0 | 0 | 0 | 0 | 0 | 0 | 0 | 0 | 0 | 0 | 0 | 0 | 0 | 0 | 0 | 0 | 0 | 0 | 0 | 0 | 0 | 0 | 0 | 0 | 0 | 0 | 0 | 0 | 0 | 0 | 0 | 0 | 0 | 0 | 0 | 0 | 0 | 0 | 0 | 0 | 0 | 0 | 0 | 0 | 0 | 0 | 0 | 0 | 0 | 0 | 0 | 0 | 0 | 0 | 0 | 0 | 0 | 0 | 0 | 0 | 0 | 0 | 0 | 0 | 0 | 0 | 0 | 0 | 0 | 0 | 0 | 0 | 0 | 0 | 0 | 0 | 0 | 0 | 0 | 0 | 0 | 0 | 0 | 0 | 0 | 0 | 0 | 0 | 0 | 0 | 0 | 0 | 0 | 0 | 0 | 0 | 0 | 0 | 0 | 0 | 0 | 0 | 0 | 0 | 0 | 0 | 0 | 0 | 0 | 0 | 0 | 0 | 0 | 0 | 0 | 0 | 0 | 0 | 0 | 0 | 0 | 0 | 0 | 0 | 0 | 0 | 0 | 0 | 0 | 0 | 0 | 0 | 0 | 0 | 0 | 0 | 0 | 0 | 0 | 0 | 0 | 0 | 0 | 0 | 0 | 0 | 0 | 0 | 0 | 0 | 0 | 0 | 0 | 0 | 0 | 0 | 0 | 0 | 0 | 0 | 0 | 0 | 0 | 0 | 0 | 0 | 0 | 0 | 0 | 0 | 0 | 0 | 0 | 0 | 0 | 0 | 0 | 0 | 0 | 0 | 0 | 0 | 0 | 0 | 0 | 0 | 0 | 0 | 0 | 0 | 0 | 0 | 0 | 0 | 0 | 0 | 0 | 0 | 0 | 0 | 0 | 0 | 0 | 0 | 0 | 0 | 0 | 0 | 0 | 0 | 0 | 0 | 0 | 0 | 0 | 0 | 0 | 0 | 0 | 0 | 0 | 0 | 0 | 0 | 0 | 0 | 0 | 0 | 0 | 0 | 0 | 0 | 0 | 0 | 0 | 0 | 0 | 0 | 0 | 0 | 0 | 0 | 0 | 0 | 0 | 0 | 0 | 0 | 0 | 0 | 0 | 0 | 0 | 0 | 0 | 0 | 0 | 0 | 0 | 0 | 0 | 0 | 0 | 0 | 0 | 0 | 0 | 0 | 0 | 0 | 0 | 0 | 0 | 0 | 0 | 0 | 0 | 0 | 0 | 0 | 0 | 0 | 0 | 0 | 0 | 0 | 0 | 0 | 0 | 0 | 0 | 0 | 0 | 0 | 0 | 0 | 0 | 0 | 0 | 0 | 0 | 0 | 0 | 0 | 0 | 0 | 0 | 0 | 0 | 0 | 0 | 0 | 0 | 0 | 0 | 0 | 0 | 0 | 0 | 0 | 0 | 0 | 0 | 0 | 0 | 0 | 0 | 0 | 0 | 0 | 0 | 0 | 0 | 0 | 0 | 0 | 0 | 0 | 0 | 0 | 0 | 0 | 0 | 0 | 0 | 0 | 0 | 0 | 0 | 0 | 0 | 0 | 0 | 0 | 0 | 0 | 0 | 0 | 0 | 0 | 0 | 0 | 0 | 0 | 0 | 0 | 0 | 0 | 0 | 0 | 0 | 0 | 0 | 0 | 0 | 0 | 0 | 0 | 0 | 0 | 0 | 0 | 0 | 0 | 0 | 0 | 0 | 0 | 0 | 0 | 0 | 0 | 0 | 0 | 0 | 0 | 0 | 0 | 0 | 0 | 0 | 0 | 0 | 0 | 0 | 0 | 0 | 0 | 0 | 0 | 0 | 0 | 0 | 0 | 0 | 0 | 0 | 0 | 0 | 0 | 0 | 0 | 0 | 0 | 0 | 0 | 0 | 0 | 0 | 0 | 0 | 0 | 0 | 0 | 0 | 0 | 0 | 0 | 0 | 0 | 0 | 0 | 0 | 0 | 0 | 0 | 0 | 0 | 0 | 0 | 0 | 0 | 0 | 0 | 0 | 0 | 0 | 0 | 0 | 0 | 0 | 0 | 0 | 0 | 0 | 0 | 0 | 0 | 0 | 0 | 0 | 0 | 0 | 0 | 0 | 0 | 0 | 0 | 0 | 0 | 0 | 0 | 0 | 0 | 0 | 0 | 0 | 0 | 0 | 0 | 0 | 0 | 0 | 0 | 0 | 0 | 0 | 0 | 0 | 0 | 0 | 0 | 0 | 0 | 0 | 0 | 0 | 0 | 0 | 0 | 0 | 0 | 0 | 0 | 0 | 0 | 0 | 0 | 0 | 0 | 0 | 0 | 0 | 0 | 0 | 0 | 0 | 0 | 0 | 0 | 0 | 0 | 0 | 0 | 0 | 0 | 0 | 0 | 0 | 0 | 0 | 0 | 0 | 0 | 0 | 0 | 0 | 0 | 0 | 0 | 0 | 0 | 0 | 0 | 0 | 0 | 0 | 0 | 0 | 0 | 0 | 0 | 0 | 0 | 0 | 0 | 0 | 0 | 0 | 0 | 0 | 0 | 0 | 0 | 0 | 0 | 0 | 0 | 0 | 0 | 0 | 0 | 0 | 0 | 0 | 0 | 0 | 0 | 0 | 0 | 0 | 0 | 0 | 0 | 0 | 0 | 0 | 0 | 0 | 0 | 0 | 0 | 0 | 0 | 0 | 0 | 0 | 0 | 0 | 0 | 0 | 0 | 0 | 0 | 0 | 0 | 0 | 0 | 0 | 0 | 0 | 0 | 0 | 0 | 0 | 0 | 0 | 0 | 0 | 0 | 0 | 0 | 0 | 0 | 0 | 0 | 0 | 0 | 0 | 0 | 0 | 0 | 0 | 0 | 0 | 0 | 0 | 0 | 0 | 0 | 0 | 0 | 0 | 0 | 0 | 0 | 0 | 0 | 0 | 0 | 0 | 0 | 0 | 0 | 0 | 0 | 0 | 0 | 0 | 0 | 0 | 0 | 0 | 0 | 0 | 0 | 0 | 0 | 0 | 0 | 0 | 0 | 0 | 0 | 0 | 0 | 0 | 0 | 0 | 0 | 0 | 0 | 0 | 0 | 0 | 0 | 0 | 0 | 0 | 0 | 0 | 0 | 0 | 0 | 0 | 0 | 0 | 0 | 0 | 0 | 0 | 0 | 0 | 0 | 0 | 0 | 0 | 0 | 0 | 0 | 0 | 0 | 0 | 0 | 0 | 0 | 0 | 0 | 0 | 0 | 0 | 0 | 0 | 0 | 0 | 0 | 0 | 0 | 0 | 0 | 0 | 0 | 0 | 0 | 0 | 0 | 0 | 0 | 0 | 0 | 0 | 0 | 0 | 0 | 0 | 0 | 0 | 0 | 0 | 0 | 0 | 0 | 0 | 0 | 0 | 0 | 0 | 0 | 0 | 0 | 0 | 0 | 0 | 0 | 0 | 0 | 0 | 0 | 0 | 0 | 0 | 0 | 0 | 0 | 0 | 0 | 0 | 0 | 0 | 0 | 0 | 0 | 0 | 0 | 0 | 0 | 0 | 0 | 0 | 0 | 0 | 0 | 0 | 0 | 0 | 0 | 0 | 0 | 0 | 0 | 0 | 0 | 0 | 0 | 0 | 0 | 0 | 0 | 0 | 0 | 0 | 0 | 0 | 0 | 0 | 0 | 0 | 0 | 0 | 0 | 0 | 0 | 0 | 0 | 0 | 0 | 0 | 0 | 0 | 0 | 0 | 0 | 0 | 0 | 0 | 0 | 0 | 0 | 0 | 0 | 0 | 0 | 0 | 0 | 0 | 0 | 0 | 0 | 0 | 0 | 0 | 0 | 0 | 0 | 0 | 0 | 0 | 0 | 0 | 0 | 0 | 0 | 0 | 0 | 0 | 0 | 0 | 0 | 0 | 0 | 0 | 0 | 0 | 0 | 0 | 0 | 0 | 0 | 0 | 0 | 0 | 0 | 0 | 0 | 0 | 0 | 0 | 0 | 0 | 0 | 0 | 0 | 0 | 0 | 0 | 0 | 0 | 0 | 0 | 0 | 0 | 0 | 0 | 0 | 0 | 0 | 0 | 0 | 0 | 0 | 0 | 0 | 0 | 0 | 0 | 0 | 0 | 0 | 0 | 0 | 0 | 0 | 0 | 0 | 0 | 0 | 0 | 0 | 0 | 0 | 0 | 0 | 0 | 0 | 0 | 0 | 0 | 0 | 0 | 0 | 0 | 0 | 0 | 0 | 0 | 0 | 0 | 0 | 0 | 0 | 0 | 0 | 0 | 0 | 0 | 0 | 0 | 0 | 0 | 0 | 0 | 0 | 0 | 0 | 0 | 0 | 0 | 0 | 0 | 0 | 0 | 0 | 0 | 0 | 0 | 0 | 0 | 0 | 0 | 0 | 0 | 0 | 0 | 0 | 0 | 0 | 0 | 0 | 0 | 0 | 0 | 0 | 0 | 0 | 0 | 0 | 0 | 0 | 0 | 0 | 0 | 0 | 0 | 0 | 0 | 0 | 0 | 0 | 0 | 0 | 0 | 0 | 0 | 0 | 0 | 0 | 0 | 0 | 0 | 0 | 0 | 0 | 0 | 0 | 0 | 0 | 0 | 0 | 0 | 0 | 0 | 0 | 0 | 0 | 0 | 0 | 0 | 0 | 0 | 0 | 0 | 0 | 0 | 0 | 0 | 0 | 0 | 0 | 0 | 0 | 0 | 0 | 0 | 0 | 0 | 0 | 0 | 0 | 0 | 0 | 0 | 0 | 0 | 0 | 0 | 0 | 0 | 0 | 0 | 0 | 0 | 0 | 0 | 0 | 0 | 0 | 0 | 0 | 0 | 0 | 0 | 0 | 0 | 0 | 0 | 0 | 0 | 0 | 0 | 0 | 0 | 0 | 0 | 0 | 0 | 0 | 0 | 0 | 0 | 0 | 0 | 0 | 0 | 0 | 0 | 0 | 0 | 0 | 0 | 0 | 0 | 0 | 0 | 0 | 0 | 0 | 0 | 0 | 0 | 0 | 0 | 0 | 0 | 0 | 0 | 0 | 0 | 0 | 0 | 0 | 0 | 0 | 0 | 0 | 0 | 0 | 0 | 0 | 0 | 0 | 0 | 0 | 0 | 0 | 0 | 0 | 0 | 0 | 0 | 0 | 0 | 0 | 0 | 0 | 0 | 0 | 0 | 0 | 0 | 0 | 0 | 0 | 0 | 0 | 0 | 0 | 0 | 0 | 0 | 0 | 0 | 0 | 0 | 0 | 0 | 0 | 0 | 0 | 0 | 0 | 0 | 0 | 0 | 0 | 0 | 0 | 0 | 0 | 0 | 0 | 0 | 0 | 0 | 0 | 0 | 0 | 0 | 0 | 0 | 0 | 0 | 0 | 0 | 0 | 0 | 0 | 0 | 0 | 0 | 0 | 0 | 0 | 0 | 0 | 0 | 0 | 0 | 0 | 0 | 0 | 0 | 0 | 0 | 0 | 0 | 0 | 0 | 0 | 0 | 0 | 0 | 0 | 0 | 0 | 0 | 0 | 0 | 0 | 0 | 0 | 0 | 0 | 0 | 0 | 0 | 0 | 0 | 0 | 0 | 0 | 0 | 0 | 0 | 0 | 0 | 0 | 0 | 0 | 0 | 0 | 0 | 0 | 0 | 0 | 0 | 0 | 0 | 0 | 0 | 0 | 0 | 0 | 0 | 0 | 0 | 0 | 0 | 0 | 0 | 0 | 0 | 0 | 0 | 0 | 0 | 0 | 0 | 0 | 0 | 0 | 0 | 0 | 0 | 0 | 0 | 0 | 0 | 0 | 0 | 0 | 0 | 0 | 0 | 0 | 0 | 0 | 0 | 0 | 0 | 0 | 0 | 0 | 0 | 0 | 0 | 0 | 0 | 0 | 0 | 0 | 0 | 0 | 0 | 0 | 0 | 0 | 0 | 0 | 0 | 0 | 0 | 0 | 0 | 0 | 0 | 0 | 0 | 0 | 0 | 0 | 0 | 0 | 0 | 0 | 0 | 0 | 0 | 0 | 0 | 0 | 0 | 0 | 0 | 0 | 0 | 0 | 0 | 0 | 0 | 0 | 0 | 0 | 0 | 0 | 0 | 0 | 0 | 0 | 0 | 0 | 0 | 0 | 0 | 0 | 0 | 0 | 0 | 0 | 0 | 0 | 0 | 0 | 0 | 0 | 0 | 0 | 0 | 0 | 0 | 0 | 0 | 0 | 0 | 0 | 0 | 0 | 0 | 0 | 0 | 0 | 0 | 0 | 0 | 0 | 0 | 0 | 0 | 0 | 0 | 0 | 0 | 0 | 0 | 0 | 0 | 0 | 0 | 0 | 0 | 0 | 0 | 0 | 0 | 0 | 0 | 0 | 0 | 0 | 0 | 0 | 0 | 0 | 0 | 0 | 0 | 0 | 0 | 0 | 0 | 0 | 0 | 0 | 0 | 0 | 0 | 0 | 0 | 0 | 0 | 0 | 0 | 0 | 0 | 0 | 0 | 0 | 0 | 0 | 0 | 0 | 0 | 0 | 0 | 0 | 0 | 0 | 0 | 0 | 0 | 0 | 0 | 0 | 0 | 0 | 0 | 0 | 0 | 0 | 0 | 0 | 0 | 0 | 0 | 0 | 0 | 0 | 0 | 0 | 0 | 0 | 0 | 0 | 0 | 0 | 0 | 0 | 0 | 0 | 0 | 0 | 0 | 0 | 0 | 0 | 0 | 0 | 0 | 0 | 0 | 0 | 0 | 0 | 0 | 0 | 0 | 0 | 0 | 0 | 0 | 0 | 0 | 0 | 0 | 0 | 0 | 0 | 0 | 0 | 0 | 0 | 0 | 0 | 0 | 0 | 0 | 0 | 0 | 0 | 0 | 0 | 0 | 0 | 0 | 0 | 0 | 0 | 0 | 0 | 0 | 0 | 0 | 0 | 0 | 0 | 0 | 0 | 0 | 0 | 0 | 0 | 0 | 0 | 0 | 0 | 0 | 0 | 0 | 0 | 0 | 0 | 0 | 0 | 0 | 0 | 0 | 0 | 0 | 0 | 0 | 0 | 0 | 0 | 0 | 0 | 0 | 0 | 0 | 0 | 0 | 0 | 0 | 0 | 0 | 0 | 0 | 0 | 0 | 0 | 0 | 0 | 0 | 0 | 0 | 0 | 0 | 0 | 0 | 0 | 0 | 0 | 0 | 0 | 0 | 0 | 0 | 0 | 0 | 0 | 0 | 0 | 0 | 0 | 0 | 0 | 0 | 0 | 0 | 0 | 0 | 0 | 0 | 0 | 0 | 0 | 0 | 0 | 0 | 0 | 0 | 0 | 0 | 0 | 0 | 0 | 0 | 0 | 0 | 0 | 0 | 0 | 0 | 0 | 0 | 0 | 0 | 0 | 0 | 0 | 0 | 0 | 0 | 0 | 0 | 0 | 0 | 0 | 0 | 0 | 0 | 0 | 0 | 0 | 0 | 0 | 0 | 0 | 0 | 0 | 0 | 0 | 0 | 0 | 0 | 0 | 0 | 0 | 0 | 0 | 0 | 0 | 0 | 0 | 0 | 0 | 0 | 0 | 0 | 0 | 0 | 0 | 0 | 0 | 0 | 0 | 0 | 0 | 0 | 0 | 0 | 0 | 0 | 0 | 0 | 0 | 0 | 0 | 0 | 0 | 0 | 0 | 0 | 0 | 0 | 0 | 0 | 0 | 0 | 0 | 0 | 0 | 0 | 0 | 0 | 0 | 0 | 0 | 0 | 0 | 0 | 0 | 0 | 0 | 0 | 0 | 0 | 0 | 0 | 0 | 0 | 0 | 0 | 0 | 0 | 0 | 0 | 0 | 0 | 0 | 0 | 0 | 0 | 0 | 0 | 0 | 0 | 0 | 0 | 0 | 0 | 0 | 0 | 0 | 0 | 0 | 0 | 0 | 0 | 0 | 0 | 0 | 0 | 0 | 0 | 0 | 0 | 0 | 0 | 0 | 0 | 0 | 0 | 0 | 0 | 0 | 0 | 0 | 0 | 0 | 0 | 0 | 0 | 0 | 0 | 0 | 0 | 0 | 0 | 0 | 0 | 0 | 0 | 0 | 0 | 0 | 0 | 0 | 0 | 0 | 0 | 0 | 0 | 0 | 0 | 0 | 0 | 0 | 0 | 0 | 0 | 0 | 0 | 0 | 0 | 0 | 0 | 0 | 0 | 0 | 0 | 0 | 0 | 0 | 0 | 0 | 0 | 0 | 0 | 0 | 0 | 0 | 0 | 0 | 0 | 0 | 0 | 0 | 0 | 0 | 0 | 0 | 0 | 0 | 0 | 0 | 0 | 0 | 0 | 0 | 0 | 0 | 0 | 0 | 0 | 0 | 0 | 0 | 0 | 0 | 0 | 0 | 0 | 0 | 0 | 0 | 0 | 0 | 0 | 0 | 0 | 0 | 0 | 0 | 0 | 0 | 0 | 0 | 0 | 0 | 0 | 0 | 0 | 0 | 0 | 0 | 0 | 0 | 0 | 0 | 0 | 0 | 0 | 0 | 0 | 0 | 0 | 0 | 0 | 0 | 0 | 0 | 0 | 0 | 0 | 0 | 0 | 0 | 0 | 0 | 0 | 0 | 0 | 0 | 0 | 0 | 0 | 0 | 0 | 0 | 0 | 0 | 0 | 0 | 0 | 0 | 0 | 0 | 0 | 0 | 0 | 0 | 0 | 0 | 0 | 0 | 0 | 0 | 0 | 0 | 0 | 0 | 0 | 0 | 0 | 0 | 0 | 0 | 0 | 0 | 0 | 0 | 0 | 0 | 0 | 0 | 0 | 0 | 0 | 0 | 0 | 0 | 0 | 0 | 0 | 0 | 0 | 0 | 0 | 0 | 0 | 0 | 0 | 0 | 0 | 0 | 0 | 0 | 0 | 0 | 0 | 0 | 0 | 0 | 0 | 0 | 0 | 0 | 0 | 0 | 0 | 0 | 0 | 0 | 0 | 0 | 0 | 0 | 0 | 0 | 0 | 0 | 0 | 0 | 0 | 0 | 0 | 0 | 0 | 0 | 0 | 0 | 0 | 0 | 0 | 0 | 0 | 0 | 0 | 0 | 0 | 0 | 0 | 0 | 0 | 0 | 0 | 0 | 0 | 0 | 0 | 0 | 0 | 0 | 0 | 0 | 0 | 0 | 0 | 0 | 0 | 0 | 0 | 0 | 0 | 0 | 0 | 0 | 0 | 0 | 0 | 0 | 0 | 0 | 0 | 0 | 0 | 0 | 0 | 0 | 0 | 0 | 0 | 0 | 0 | 0 | 0 | 0 | 0 | 0 | 0 | 0 | 0 | 0 | 0 | 0 | 0 | 0 | 0 | 0 | 0 | 0 | 0 | 0 | 0 | 0 | 0 | 0 | 0 | 0 | 0 | 0 | 0 | 0 | 0 | 0 | 0 | 0 | 0 | 0 | 0 | 0 | 0 | 0 | 0 | 0 | 0 | 0 | 0 | 0 | 0 | 0 | 0 | 0 | 0 | 0 | 0 | 0 | 0 | 0 | 0 | 0 | 0 | 0 | 0 | 0 | 0 | 0 | 0 | 0 | 0 | 0 | 0 | 0 | 0 | 0 | 0 | 0 | 0 | 0 | 0 | 0 | 0 | 0 | 0 | 0 | 0 | 0 | 0 | 0 | 0 | 0 | 0 | 0 | 0 | 0 | 0 | 0 | 0 | 0 | 0 | 0 | 0 | 0 | 0 | 0 | 0 | 0 | 0 | 0 | 0 | 0 | 0 | 0 | 0 | 0 | 0 | 0 | 0 | 0 | 0 | 0 | 0 | 0 | 0 | 0 | 0 | 0 | 0 | 0 | 0 | 0 | 0 | 0 | 0 | 0 | 0 | 0 | 0 | 0 | 0 | 0 | 0 | 0 | 0 | 0 | 0 | 0 | 0 | 0 | 0 | 0 | 0 | 0 | 0 | 0 | 0 | 0 | 0 | 0 | 0 | 0 | 0 | 0 | 0 | 0 | 0 | 0 | 0 | 0 | 0 | 0 | 0 | 0 | 0 | 0 | 0 | 0 | 0 | 0 | 0 | 0 | 0 | 0 | 0 | 0 | 0 | 0 | 0 | 0 | 0 | 0 | 0 | 0 | 0 | 0 | 0 | 0 | 0 | 0 | 0 | 0 | 0 | 0 | 0 | 0 | 0 | 0 | 0 | 0 | 0 | 0 | 0 | 0 | 0 | 0 | 0 | 0 | 0 | 0 | 0 | 0 | 0 | 0 | 0 | 0 | 0 | 0 | 0 | 0 | 0 | 0 | 0 | 0 | 0 | 0 | 0 | 0 | 0 | 0 | 0 | 0 | 0 | 0 | 0 | 0 | 0 | 0 | 0 | 0 | 0 | 0 | 0 | 0 | 0 | 0 | 0 | 0 | 0 | 0 | 0 | 0 | 0 | 0 | 0 | 0 | 0 | 0 | 0 | 0 | 0 | 0 | 0 | 0 | 0 | 0 | 0 | 0 | 0 | 0 | 0 | 0 | 0 | 0 | 0 | 0 | 0 | 0 | 0 | 0 | 0 | 0 | 0 | 0 | 0 | 0 | 0 | 0 | 0 | 0 | 0 | 0 | 0 | 0 | 0 | 0 | 0 | 0 | 0 | 0 | 0 | 0 | 0 | 0 | 0 | 0 | 0 | 0 | 0 | 0 | 0 | 0 | 0 | 0 | 0 | 0 | 0 | 0 | 0 | 0 | 0 | 0 | 0 | 0 | 0 | 0 | 0 | 0 | 0 | 0 | 0 | 0 | 0 | 0 | 0 | 0 | 0 | 0 | 0 | 0 | 0 | 0 | 0 | 0 | 0 | 0 | 0 | 0 | 0 | 0 | 0 | 0 | 0 | 0 | 0 | 0 | 0 | 0 | 0 | 0 | 0 | 0 | 0 | 0 | 0 | 0 | 0 | 0 | 0 | 0 | 0 | 0 | 0 | 0 | 0 | 0 | 0 | 0 | 0 | 0 | 0 | 0 | 0 | 0 | 0 | 0 | 0 | 0 | 0 | 0 | 0 | 0 | 0 | 0 | 0 | 0 | 0 | 0 | 0 | 0 | 0 | 0 | 0 | 0 | 0 | 0 | 0 | 0 | 0 | 0 | 0 | 0 | 0 | 0 | 0 | 0 | 0 | 0 | 0 | 0 | 0 | 0 | 0 | 0 | 0 | 0 | 0 | 0 | 0 | 0 | 0 | 0 | 0 | 0 | 0 | 0 | 0 | 0 | 0 | 0 | 0 | 0 | 0 | 0 | 0 | 0 | 0 | 0 | 0 | 0 | 0 | 0 | 0 | 0 | 0 | 0 | 0 | 0 | 0 | 0 | 0 | 0 | 0 | 0 | 0 | 0 | 0 | 0 | 0 | 0 | 0 | 0 | 0 | 0 | 0 | 0 | 0 | 0 | 0 | 0 | 0 | 0 | 0 | 0 | 0 | 0 | 0 | 0 | 0 | 0 | 0 | 0 | 0 | 0 | 0 | 0 | 0 | 0 | 0 | 0 | 0 | 0 | 0 | 0 | 0 | 0 | 0 | 0 | 0 | 0 | 0 | 0 | 0 | 0 | 0 | 0 | 0 | 0 | 0 | 0 | 0 | 0 | 0 | 0 | 0 | 0 | 0 | 0 | 0 | 0 | 0 | 0 | 0 | 0 | 0 | 0 | 0 | 0 | 0 | 0 | 0 | 0 | 0 | 0 | 0 | 0 | 0 | 0 | 0 | 0 | 0 | 0 | 0 | 0 | 0 | 0 | 0 | 0 | 0 | 0 | 0 | 0 | 0 | 0 | 0 | 0 | 0 | 0 | 0 | 0 | 0 | 0 | 0 | 0 | 0 | 0 | 0 | 0 | 0 | 0 | 0 | 0 | 0 | 0 | 0 | 0 | 0 | 0 | 0 | 0 | 0 | 0 | 0 | 0 | 0 | 0 | 0 | 0 | 0 | 0 | 0 | 0 | 0 | 0 | 0 | 0 | 0 | 0 | 0 | 0 | 0 | 0 | 0 | 0 | 0 | 0 | 0 | 0 | 0 | 0 | 0 | 0 | 0 | 0 | 0 | 0 | 0 | 0 | 0 | 0 | 0 | 0 | 0 | 0 | 0 | 0 | 0 | 0 | 0 | 0 | 0 | 0 | 0 | 0 | 0 | 0 | 0 | 0 | 0 | 0 | 0 | 0 | 0 | 0 | 0 | 0 | 0 | 0 | 0 | 0 | 0 | 0 | 0 | 0 | 0 | 0 | 0 | 0 | 0 | 0 | 0 | 0 | 0 | 0 | 0 | 0 | 0 | 0 | 0 | 0 | 0 | 0 | 0 | 0 | 0 | 0 | 0 | 0 | 0 | 0 | 0 | 0 | 0 | 0 | 0 | 0 | 0 | 0 | 0 | 0 | 0 | 0 | 0 | 0 | 0 | 0 | 0 | 0 | 0 | 0 | 0 | 0 | 0 | 0 | 0 | 0 | 0 | 0 | 0 | 0 | 0 | 0 | 0 | 0 | 0 | 0 | 0 | 0 | 0 | 0 | 0 | 0 | 0 | 0 | 0 | 0 | 0 | 0 | 0 | 0 | 0 | 0 | 0 | 0 | 0 | 0 | 0 | 0 | 0 | 0 | 0 | 0 | 0 | 0 | 0 | 0 | 0 | 0 | 0 | 0 | 0 | 0 | 0 | 0 | 0 | 0 | 0 | 0 | 0 | 0 | 0 | 0 | 0 | 0 | 0 | 0 | 0 | 0 | 0 | 0
YoY change Incremental growth in total energy demand
| YoY change Incremental Growth Residential | 10^3M^3/Yr |  | 0
| YoY change Incremental Growth Small Commercial | 10^3M^3/Yr |  | 0
| YoY change Incremental Growth Large Commercial | 10^3M^3/Yr |  | 0
| YoY change Incremental Growth Small Industrial | 10^3M^3/Yr |  | 45.096 | 2024 1: 0; 2025 2: 7.516; 2026 3: 7.516; 2027 4: 7.516; 2028 5: 7.516; 2029 6: 7.516; 2030 7: 7.516
| Total YoY Gen Serv Incremental Growth | 10^3M^3/Yr |  | 45.096 | 0 | 7.516 | 7.516 | 7.516 | 7.516 | 7.516 | 7.516 | 0 | 0 | 0 | 0 | 0 | 0 | 0 | 0 | 0 | 0 | 0 | 0 | 0 | 0 | 0 | 0 | 0 | 0 | 0 | 0 | 0 | 0 | 0 | 0 | 0 | 0 | 0 | 0 | 0 | 0 | 0 | 0 | 0
| Cumulative Growth Residential | 10^3M^3/Yr |  | 0 | 0 | 0 | 0 | 0 | 0 | 0 | 0 | 0 | 0 | 0 | 0 | 0 | 0 | 0 | 0 | 0 | 0 | 0 | 0 | 0 | 0 | 0 | 0 | 0 | 0 | 0 | 0 | 0 | 0 | 0 | 0 | 0 | 0 | 0 | 0 | 0 | 0 | 0 | 0 | 0 | 0 | 0 | 0 | 0 | 0 | 0 | 0 | 0 | 0 | 0 | 0 | 0 | 0 | 0 | 0 | 0 | 0 | 0 | 0 | 0 | 0 | 0 | 0 | 0 | 0 | 0 | 0 | 0 | 0 | 0 | 0 | 0 | 0 | 0 | 0 | 0 | 0 | 0 | 0 | 0 | 0 | 0 | 0 | 0 | 0 | 0 | 0 | 0 | 0 | 0 | 0 | 0 | 0 | 0 | 0 | 0 | 0 | 0 | 0 | 0 | 0 | 0 | 0 | 0 | 0 | 0 | 0 | 0 | 0 | 0 | 0 | 0 | 0 | 0 | 0 | 0 | 0 | 0 | 0 | 0 | 0 | 0 | 0 | 0 | 0 | 0 | 0 | 0 | 0 | 0 | 0 | 0 | 0 | 0 | 0 | 0 | 0 | 0 | 0 | 0 | 0 | 0 | 0 | 0 | 0 | 0 | 0 | 0 | 0 | 0 | 0 | 0 | 0 | 0 | 0 | 0 | 0 | 0 | 0 | 0 | 0 | 0 | 0 | 0 | 0 | 0 | 0 | 0 | 0 | 0 | 0 | 0 | 0 | 0 | 0 | 0 | 0 | 0 | 0 | 0 | 0 | 0 | 0 | 0 | 0 | 0 | 0 | 0 | 0 | 0 | 0 | 0 | 0 | 0 | 0 | 0 | 0 | 0 | 0 | 0 | 0 | 0 | 0 | 0 | 0 | 0 | 0 | 0 | 0 | 0 | 0 | 0 | 0 | 0 | 0 | 0 | 0 | 0 | 0 | 0 | 0 | 0 | 0 | 0 | 0 | 0 | 0 | 0 | 0 | 0 | 0 | 0 | 0 | 0 | 0 | 0 | 0 | 0 | 0 | 0 | 0 | 0 | 0 | 0 | 0 | 0 | 0 | 0 | 0 | 0 | 0 | 0 | 0 | 0 | 0 | 0 | 0 | 0 | 0 | 0 | 0 | 0 | 0 | 0 | 0 | 0 | 0 | 0 | 0 | 0 | 0 | 0 | 0 | 0 | 0 | 0 | 0 | 0 | 0 | 0 | 0 | 0 | 0 | 0 | 0 | 0 | 0 | 0 | 0 | 0 | 0 | 0 | 0 | 0 | 0 | 0 | 0 | 0 | 0 | 0 | 0 | 0 | 0 | 0 | 0 | 0 | 0 | 0 | 0 | 0 | 0 | 0 | 0 | 0 | 0 | 0 | 0 | 0 | 0 | 0 | 0 | 0 | 0 | 0 | 0 | 0 | 0 | 0 | 0 | 0 | 0 | 0 | 0 | 0 | 0 | 0 | 0 | 0 | 0 | 0 | 0 | 0 | 0 | 0 | 0 | 0 | 0 | 0 | 0 | 0 | 0 | 0 | 0 | 0 | 0 | 0 | 0 | 0 | 0 | 0 | 0 | 0 | 0 | 0 | 0 | 0 | 0 | 0 | 0 | 0 | 0 | 0 | 0 | 0 | 0 | 0 | 0 | 0 | 0 | 0 | 0 | 0 | 0 | 0 | 0 | 0 | 0 | 0 | 0 | 0 | 0 | 0 | 0 | 0 | 0 | 0 | 0 | 0 | 0 | 0 | 0 | 0 | 0 | 0 | 0 | 0 | 0 | 0 | 0 | 0 | 0 | 0 | 0 | 0 | 0 | 0 | 0 | 0 | 0 | 0 | 0 | 0 | 0 | 0 | 0 | 0 | 0 | 0 | 0 | 0 | 0 | 0 | 0 | 0 | 0 | 0 | 0 | 0 | 0 | 0 | 0 | 0 | 0 | 0 | 0 | 0 | 0 | 0 | 0 | 0 | 0 | 0 | 0 | 0 | 0 | 0 | 0 | 0 | 0 | 0 | 0 | 0 | 0 | 0 | 0 | 0 | 0 | 0 | 0 | 0 | 0 | 0 | 0 | 0 | 0 | 0 | 0 | 0 | 0 | 0 | 0 | 0 | 0 | 0 | 0 | 0 | 0 | 0 | 0 | 0 | 0 | 0 | 0 | 0 | 0 | 0 | 0 | 0 | 0 | 0 | 0 | 0 | 0 | 0 | 0 | 0 | 0 | 0 | 0 | 0 | 0 | 0 | 0 | 0 | 0 | 0 | 0 | 0 | 0 | 0 | 0 | 0 | 0 | 0 | 0 | 0 | 0 | 0 | 0 | 0 | 0 | 0 | 0 | 0 | 0 | 0 | 0 | 0 | 0 | 0 | 0 | 0 | 0 | 0 | 0 | 0 | 0 | 0 | 0 | 0 | 0 | 0 | 0 | 0 | 0 | 0 | 0 | 0 | 0 | 0 | 0 | 0 | 0 | 0 | 0 | 0 | 0 | 0 | 0 | 0 | 0 | 0 | 0 | 0 | 0 | 0 | 0 | 0 | 0 | 0 | 0 | 0 | 0 | 0 | 0 | 0 | 0 | 0 | 0 | 0 | 0 | 0 | 0 | 0 | 0 | 0 | 0 | 0 | 0 | 0 | 0 | 0 | 0 | 0 | 0 | 0 | 0 | 0 | 0 | 0 | 0 | 0 | 0 | 0 | 0 | 0 | 0 | 0 | 0 | 0 | 0 | 0 | 0 | 0 | 0 | 0 | 0 | 0 | 0 | 0 | 0 | 0 | 0 | 0 | 0 | 0 | 0 | 0 | 0 | 0 | 0 | 0 | 0 | 0 | 0 | 0 | 0 | 0 | 0 | 0 | 0 | 0 | 0 | 0 | 0 | 0 | 0 | 0 | 0 | 0 | 0 | 0 | 0 | 0 | 0 | 0 | 0 | 0 | 0 | 0 | 0 | 0 | 0 | 0 | 0 | 0 | 0 | 0 | 0 | 0 | 0 | 0 | 0 | 0 | 0 | 0 | 0 | 0 | 0 | 0 | 0 | 0 | 0 | 0 | 0 | 0 | 0 | 0 | 0 | 0 | 0 | 0 | 0 | 0 | 0 | 0 | 0 | 0 | 0 | 0 | 0 | 0 | 0 | 0 | 0 | 0 | 0 | 0 | 0 | 0 | 0 | 0 | 0 | 0 | 0 | 0 | 0 | 0 | 0 | 0 | 0 | 0 | 0 | 0 | 0 | 0 | 0 | 0 | 0 | 0 | 0 | 0 | 0 | 0 | 0 | 0 | 0 | 0 | 0 | 0 | 0 | 0 | 0 | 0 | 0 | 0 | 0 | 0 | 0 | 0 | 0 | 0 | 0 | 0 | 0 | 0 | 0 | 0 | 0 | 0 | 0 | 0 | 0 | 0 | 0 | 0 | 0 | 0 | 0 | 0 | 0 | 0 | 0 | 0 | 0 | 0 | 0 | 0 | 0 | 0 | 0 | 0 | 0 | 0 | 0 | 0 | 0 | 0 | 0 | 0 | 0 | 0 | 0 | 0 | 0 | 0 | 0 | 0 | 0 | 0 | 0 | 0 | 0 | 0 | 0 | 0 | 0 | 0 | 0 | 0 | 0 | 0 | 0 | 0 | 0 | 0 | 0 | 0 | 0 | 0 | 0 | 0 | 0 | 0 | 0 | 0 | 0 | 0 | 0 | 0 | 0 | 0 | 0 | 0 | 0 | 0 | 0 | 0 | 0 | 0 | 0 | 0 | 0 | 0 | 0 | 0 | 0 | 0 | 0 | 0 | 0 | 0 | 0 | 0 | 0 | 0 | 0 | 0 | 0 | 0 | 0 | 0 | 0 | 0 | 0 | 0 | 0 | 0 | 0 | 0 | 0 | 0 | 0 | 0 | 0 | 0 | 0 | 0 | 0 | 0 | 0 | 0 | 0 | 0 | 0 | 0 | 0 | 0 | 0 | 0 | 0 | 0 | 0 | 0 | 0 | 0 | 0 | 0 | 0 | 0 | 0 | 0 | 0 | 0 | 0 | 0 | 0 | 0 | 0 | 0 | 0 | 0 | 0 | 0 | 0 | 0 | 0 | 0 | 0 | 0 | 0 | 0 | 0 | 0 | 0 | 0 | 0 | 0 | 0 | 0 | 0 | 0 | 0 | 0 | 0 | 0 | 0 | 0 | 0 | 0 | 0 | 0 | 0 | 0 | 0 | 0 | 0 | 0 | 0 | 0 | 0 | 0 | 0 | 0 | 0 | 0 | 0 | 0 | 0 | 0 | 0 | 0 | 0 | 0 | 0 | 0 | 0 | 0 | 0 | 0 | 0 | 0 | 0 | 0 | 0 | 0 | 0 | 0 | 0 | 0 | 0 | 0 | 0 | 0 | 0 | 0 | 0 | 0 | 0 | 0 | 0 | 0 | 0 | 0 | 0 | 0 | 0 | 0 | 0 | 0 | 0 | 0 | 0 | 0 | 0 | 0 | 0 | 0 | 0 | 0 | 0 | 0 | 0 | 0 | 0 | 0 | 0 | 0 | 0 | 0 | 0 | 0 | 0 | 0 | 0 | 0 | 0 | 0 | 0 | 0 | 0 | 0 | 0 | 0 | 0 | 0 | 0 | 0 | 0 | 0 | 0 | 0 | 0 | 0 | 0 | 0 | 0 | 0 | 0 | 0 | 0 | 0 | 0 | 0 | 0 | 0 | 0 | 0 | 0 | 0 | 0 | 0 | 0 | 0 | 0 | 0 | 0 | 0 | 0 | 0 | 0 | 0 | 0 | 0 | 0 | 0 | 0 | 0 | 0 | 0 | 0 | 0 | 0 | 0 | 0 | 0 | 0 | 0 | 0 | 0 | 0 | 0 | 0 | 0 | 0 | 0 | 0 | 0 | 0 | 0 | 0 | 0 | 0 | 0 | 0 | 0 | 0 | 0 | 0 | 0 | 0 | 0 | 0 | 0 | 0 | 0 | 0 | 0 | 0 | 0 | 0 | 0 | 0 | 0 | 0 | 0 | 0 | 0 | 0 | 0 | 0 | 0 | 0 | 0 | 0 | 0 | 0 | 0 | 0 | 0 | 0 | 0 | 0 | 0 | 0 | 0 | 0 | 0 | 0 | 0 | 0 | 0 | 0 | 0 | 0 | 0 | 0 | 0 | 0 | 0 | 0 | 0 | 0 | 0 | 0 | 0 | 0 | 0 | 0 | 0 | 0 | 0 | 0 | 0 | 0 | 0 | 0 | 0 | 0 | 0 | 0 | 0 | 0 | 0 | 0 | 0 | 0 | 0 | 0 | 0 | 0 | 0 | 0 | 0 | 0 | 0 | 0 | 0 | 0 | 0 | 0 | 0 | 0 | 0 | 0 | 0 | 0 | 0 | 0 | 0 | 0 | 0 | 0 | 0 | 0 | 0 | 0 | 0 | 0 | 0 | 0 | 0 | 0 | 0 | 0 | 0 | 0 | 0 | 0 | 0 | 0 | 0 | 0 | 0 | 0 | 0 | 0 | 0 | 0 | 0 | 0 | 0 | 0 | 0 | 0 | 0 | 0 | 0 | 0 | 0 | 0 | 0 | 0 | 0 | 0 | 0 | 0 | 0 | 0 | 0 | 0 | 0 | 0 | 0 | 0 | 0 | 0 | 0 | 0 | 0 | 0 | 0 | 0 | 0 | 0 | 0 | 0 | 0 | 0 | 0 | 0 | 0 | 0 | 0 | 0 | 0 | 0 | 0 | 0 | 0 | 0 | 0 | 0 | 0 | 0 | 0 | 0 | 0 | 0 | 0 | 0 | 0 | 0 | 0 | 0 | 0 | 0 | 0 | 0 | 0 | 0 | 0 | 0 | 0 | 0 | 0 | 0 | 0 | 0 | 0 | 0 | 0 | 0 | 0 | 0 | 0 | 0 | 0 | 0 | 0 | 0 | 0 | 0 | 0 | 0 | 0 | 0 | 0 | 0 | 0 | 0 | 0 | 0 | 0 | 0 | 0 | 0 | 0 | 0 | 0 | 0 | 0 | 0 | 0 | 0 | 0 | 0 | 0 | 0 | 0 | 0 | 0 | 0 | 0 | 0 | 0 | 0 | 0 | 0 | 0 | 0 | 0 | 0 | 0 | 0 | 0 | 0 | 0 | 0 | 0 | 0 | 0 | 0 | 0 | 0 | 0 | 0 | 0 | 0 | 0 | 0 | 0 | 0 | 0 | 0 | 0 | 0 | 0 | 0 | 0 | 0 | 0 | 0 | 0 | 0 | 0 | 0 | 0 | 0 | 0 | 0 | 0 | 0 | 0 | 0 | 0 | 0 | 0 | 0 | 0 | 0 | 0 | 0 | 0 | 0 | 0 | 0 | 0 | 0 | 0 | 0 | 0 | 0 | 0 | 0 | 0 | 0 | 0 | 0 | 0 | 0 | 0 | 0 | 0 | 0 | 0 | 0 | 0 | 0 | 0 | 0 | 0 | 0 | 0 | 0 | 0 | 0 | 0 | 0 | 0 | 0 | 0 | 0 | 0 | 0 | 0 | 0 | 0 | 0 | 0 | 0 | 0 | 0 | 0 | 0 | 0 | 0 | 0 | 0 | 0 | 0 | 0 | 0 | 0 | 0 | 0 | 0 | 0 | 0 | 0 | 0 | 0 | 0 | 0 | 0 | 0 | 0 | 0 | 0 | 0 | 0 | 0 | 0 | 0 | 0 | 0 | 0 | 0 | 0 | 0 | 0 | 0 | 0 | 0 | 0 | 0 | 0 | 0 | 0 | 0 | 0 | 0 | 0 | 0 | 0 | 0 | 0 | 0 | 0 | 0 | 0 | 0 | 0 | 0 | 0 | 0 | 0 | 0 | 0 | 0 | 0 | 0 | 0 | 0 | 0 | 0 | 0 | 0 | 0 | 0 | 0 | 0 | 0 | 0 | 0 | 0 | 0 | 0 | 0 | 0 | 0 | 0 | 0 | 0 | 0 | 0 | 0 | 0 | 0 | 0 | 0 | 0 | 0 | 0 | 0 | 0 | 0 | 0 | 0 | 0 | 0 | 0 | 0 | 0 | 0 | 0 | 0 | 0 | 0 | 0 | 0 | 0 | 0 | 0 | 0 | 0 | 0 | 0 | 0 | 0 | 0 | 0 | 0 | 0 | 0 | 0 | 0 | 0 | 0 | 0 | 0 | 0 | 0 | 0 | 0 | 0 | 0 | 0 | 0 | 0 | 0 | 0 | 0 | 0 | 0 | 0 | 0 | 0 | 0 | 0 | 0 | 0 | 0 | 0 | 0 | 0 | 0 | 0 | 0 | 0 | 0 | 0 | 0 | 0 | 0 | 0 | 0 | 0 | 0 | 0 | 0 | 0 | 0 | 0 | 0 | 0 | 0 | 0 | 0 | 0 | 0 | 0 | 0 | 0 | 0 | 0 | 0 | 0 | 0 | 0 | 0 | 0 | 0 | 0 | 0 | 0 | 0 | 0 | 0 | 0 | 0 | 0 | 0 | 0 | 0 | 0 | 0 | 0 | 0 | 0 | 0 | 0 | 0 | 0 | 0 | 0 | 0 | 0 | 0 | 0 | 0 | 0 | 0 | 0 | 0 | 0 | 0 | 0 | 0 | 0 | 0 | 0 | 0 | 0 | 0 | 0 | 0 | 0 | 0 | 0 | 0 | 0 | 0 | 0 | 0 | 0 | 0 | 0 | 0 | 0 | 0 | 0 | 0 | 0 | 0 | 0 | 0 | 0 | 0 | 0 | 0 | 0 | 0 | 0 | 0 | 0 | 0 | 0 | 0 | 0 | 0 | 0 | 0 | 0 | 0 | 0 | 0 | 0 | 0 | 0 | 0 | 0 | 0 | 0 | 0 | 0 | 0 | 0 | 0 | 0 | 0 | 0 | 0 | 0 | 0 | 0 | 0 | 0 | 0 | 0 | 0 | 0 | 0 | 0 | 0 | 0 | 0 | 0 | 0 | 0 | 0 | 0 | 0 | 0 | 0 | 0 | 0 | 0 | 0 | 0 | 0 | 0 | 0 | 0 | 0 | 0 | 0 | 0 | 0 | 0 | 0 | 0 | 0 | 0 | 0 | 0 | 0 | 0 | 0 | 0 | 0 | 0 | 0 | 0 | 0 | 0 | 0 | 0 | 0 | 0 | 0 | 0 | 0 | 0 | 0 | 0 | 0 | 0 | 0 | 0 | 0 | 0 | 0 | 0 | 0 | 0 | 0 | 0 | 0 | 0 | 0 | 0 | 0 | 0 | 0 | 0 | 0 | 0 | 0 | 0 | 0 | 0 | 0 | 0 | 0 | 0 | 0 | 0 | 0 | 0 | 0 | 0 | 0 | 0 | 0 | 0 | 0 | 0 | 0 | 0 | 0 | 0 | 0 | 0 | 0 | 0 | 0 | 0 | 0 | 0 | 0 | 0 | 0 | 0 | 0 | 0 | 0 | 0 | 0 | 0 | 0 | 0 | 0 | 0 | 0 | 0 | 0 | 0 | 0 | 0 | 0 | 0 | 0 | 0 | 0 | 0 | 0 | 0 | 0 | 0 | 0 | 0 | 0 | 0 | 0 | 0 | 0 | 0 | 0 | 0 | 0 | 0 | 0 | 0 | 0 | 0 | 0 | 0 | 0 | 0 | 0 | 0 | 0 | 0 | 0 | 0 | 0 | 0 | 0 | 0 | 0 | 0 | 0 | 0 | 0 | 0 | 0 | 0 | 0 | 0 | 0 | 0 | 0 | 0 | 0 | 0 | 0 | 0 | 0 | 0 | 0 | 0 | 0 | 0 | 0 | 0 | 0 | 0 | 0 | 0 | 0 | 0 | 0 | 0 | 0 | 0 | 0 | 0 | 0 | 0 | 0 | 0 | 0 | 0 | 0 | 0 | 0 | 0 | 0 | 0 | 0 | 0 | 0 | 0 | 0 | 0 | 0 | 0 | 0 | 0 | 0 | 0 | 0 | 0 | 0 | 0 | 0 | 0 | 0 | 0 | 0 | 0 | 0 | 0 | 0 | 0 | 0 | 0 | 0 | 0 | 0 | 0 | 0 | 0 | 0 | 0 | 0 | 0 | 0 | 0 | 0 | 0 | 0 | 0 | 0 | 0 | 0 | 0 | 0 | 0 | 0 | 0 | 0 | 0 | 0 | 0 | 0 | 0 | 0 | 0 | 0 | 0 | 0 | 0 | 0 | 0 | 0 | 0 | 0 | 0 | 0 | 0 | 0 | 0 | 0 | 0 | 0 | 0 | 0 | 0 | 0 | 0 | 0 | 0 | 0 | 0 | 0 | 0 | 0 | 0 | 0 | 0 | 0 | 0 | 0 | 0 | 0 | 0 | 0 | 0 | 0 | 0 | 0 | 0 | 0 | 0 | 0 | 0 | 0 | 0 | 0 | 0 | 0 | 0 | 0 | 0 | 0 | 0 | 0 | 0 | 0 | 0 | 0 | 0 | 0 | 0 | 0 | 0 | 0 | 0 | 0 | 0 | 0 | 0 | 0 | 0 | 0 | 0 | 0 | 0 | 0 | 0 | 0 | 0 | 0 | 0 | 0 | 0 | 0 | 0 | 0 | 0 | 0 | 0 | 0 | 0 | 0 | 0 | 0 | 0 | 0 | 0 | 0 | 0 | 0 | 0 | 0 | 0 | 0 | 0 | 0 | 0 | 0 | 0 | 0 | 0 | 0 | 0 | 0 | 0 | 0 | 0 | 0 | 0 | 0 | 0 | 0 | 0 | 0 | 0 | 0 | 0 | 0 | 0 | 0 | 0 | 0 | 0 | 0 | 0 | 0 | 0 | 0 | 0 | 0 | 0 | 0 | 0 | 0 | 0 | 0 | 0 | 0 | 0 | 0 | 0 | 0 | 0 | 0 | 0 | 0 | 0 | 0 | 0 | 0 | 0 | 0 | 0 | 0 | 0 | 0 | 0 | 0 | 0 | 0 | 0 | 0 | 0 | 0 | 0 | 0 | 0 | 0 | 0 | 0 | 0 | 0 | 0 | 0 | 0 | 0 | 0 | 0 | 0 | 0 | 0 | 0 | 0 | 0 | 0 | 0 | 0 | 0 | 0 | 0 | 0 | 0 | 0 | 0 | 0 | 0 | 0 | 0 | 0 | 0 | 0 | 0 | 0 | 0 | 0 | 0 | 0 | 0 | 0 | 0 | 0 | 0 | 0 | 0 | 0 | 0 | 0 | 0 | 0 | 0 | 0 | 0 | 0 | 0 | 0 | 0 | 0 | 0 | 0 | 0 | 0 | 0 | 0 | 0 | 0 | 0 | 0 | 0 | 0 | 0 | 0 | 0 | 0 | 0 | 0 | 0 | 0 | 0 | 0 | 0 | 0 | 0 | 0 | 0 | 0 | 0 | 0 | 0 | 0 | 0 | 0 | 0 | 0 | 0 | 0 | 0 | 0 | 0 | 0 | 0 | 0 | 0 | 0 | 0 | 0 | 0 | 0 | 0 | 0 | 0 | 0 | 0 | 0 | 0 | 0 | 0 | 0 | 0 | 0 | 0 | 0 | 0 | 0 | 0 | 0 | 0 | 0 | 0 | 0 | 0 | 0 | 0 | 0 | 0 | 0 | 0 | 0 | 0 | 0 | 0 | 0 | 0 | 0 | 0 | 0 | 0 | 0 | 0 | 0 | 0 | 0 | 0 | 0 | 0 | 0 | 0 | 0 | 0 | 0 | 0 | 0 | 0 | 0 | 0 | 0 | 0 | 0 | 0 | 0 | 0 | 0 | 0 | 0 | 0 | 0 | 0 | 0 | 0 | 0 | 0 | 0 | 0 | 0 | 0 | 0 | 0 | 0 | 0 | 0 | 0 | 0 | 0 | 0 | 0 | 0 | 0 | 0 | 0 | 0 | 0 | 0 | 0 | 0 | 0 | 0 | 0 | 0 | 0 | 0 | 0 | 0 | 0 | 0 | 0 | 0 | 0 | 0 | 0 | 0 | 0 | 0 | 0 | 0 | 0 | 0 | 0 | 0 | 0 | 0 | 0 | 0 | 0 | 0 | 0 | 0 | 0 | 0 | 0 | 0 | 0 | 0 | 0 | 0 | 0 | 0 | 0 | 0 | 0 | 0 | 0 | 0 | 0 | 0 | 0 | 0 | 0 | 0 | 0 | 0 | 0 | 0 | 0 | 0 | 0 | 0 | 0 | 0 | 0 | 0 | 0 | 0 | 0 | 0 | 0 | 0 | 0 | 0 | 0 | 0 | 0 | 0 | 0 | 0 | 0 | 0 | 0 | 0 | 0 | 0 | 0 | 0 | 0 | 0 | 0 | 0 | 0 | 0 | 0 | 0 | 0 | 0 | 0 | 0 | 0 | 0 | 0 | 0 | 0 | 0 | 0 | 0 | 0 | 0 | 0 | 0 | 0 | 0 | 0 | 0 | 0 | 0 | 0 | 0 | 0 | 0 | 0 | 0 | 0 | 0 | 0 | 0 | 0 | 0 | 0 | 0 | 0 | 0 | 0 | 0 | 0 | 0 | 0 | 0 | 0 | 0 | 0 | 0 | 0 | 0 | 0 | 0 | 0 | 0 | 0 | 0 | 0 | 0 | 0 | 0 | 0 | 0 | 0 | 0 | 0 | 0 | 0 | 0 | 0 | 0 | 0 | 0 | 0 | 0 | 0 | 0 | 0 | 0 | 0 | 0 | 0 | 0 | 0 | 0 | 0 | 0 | 0 | 0 | 0 | 0 | 0 | 0 | 0 | 0 | 0 | 0 | 0 | 0 | 0 | 0 | 0 | 0 | 0 | 0 | 0 | 0 | 0 | 0 | 0 | 0 | 0 | 0 | 0 | 0 | 0 | 0 | 0 | 0 | 0 | 0 | 0 | 0 | 0 | 0 | 0 | 0 | 0 | 0 | 0 | 0 | 0 | 0 | 0 | 0 | 0 | 0 | 0 | 0 | 0 | 0 | 0 | 0 | 0 | 0 | 0 | 0 | 0 | 0 | 0 | 0 | 0 | 0 | 0 | 0 | 0 | 0 | 0 | 0 | 0 | 0 | 0 | 0 | 0 | 0 | 0 | 0 | 0 | 0 | 0 | 0 | 0 | 0 | 0 | 0 | 0 | 0 | 0 | 0 | 0 | 0 | 0 | 0 | 0 | 0 | 0 | 0 | 0 | 0 | 0 | 0 | 0 | 0 | 0 | 0 | 0 | 0 | 0 | 0 | 0 | 0 | 0 | 0 | 0 | 0 | 0 | 0 | 0 | 0 | 0 | 0 | 0 | 0 | 0 | 0 | 0 | 0 | 0 | 0 | 0 | 0 | 0 | 0 | 0 | 0 | 0 | 0 | 0 | 0 | 0 | 0 | 0 | 0 | 0 | 0 | 0 | 0 | 0 | 0 | 0 | 0 | 0 | 0 | 0 | 0 | 0 | 0 | 0 | 0 | 0 | 0 | 0 | 0 | 0 | 0 | 0 | 0 | 0 | 0 | 0 | 0 | 0 | 0 | 0 | 0 | 0 | 0 | 0 | 0 | 0 | 0 | 0 | 0 | 0 | 0 | 0 | 0 | 0 | 0 | 0 | 0 | 0 | 0 | 0 | 0 | 0 | 0 | 0 | 0 | 0 | 0 | 0 | 0 | 0 | 0 | 0 | 0 | 0 | 0 | 0 | 0 | 0 | 0 | 0 | 0 | 0 | 0 | 0 | 0 | 0 | 0 | 0 | 0 | 0 | 0 | 0 | 0 | 0 | 0 | 0 | 0 | 0 | 0 | 0 | 0 | 0 | 0 | 0 | 0 | 0 | 0 | 0 | 0 | 0 | 0 | 0 | 0 | 0 | 0 | 0 | 0 | 0 | 0 | 0 | 0 | 0 | 0 | 0 | 0 | 0 | 0 | 0 | 0 | 0 | 0 | 0 | 0 | 0 | 0 | 0 | 0 | 0 | 0 | 0 | 0 | 0 | 0 | 0 | 0 | 0 | 0 | 0 | 0 | 0 | 0 | 0 | 0 | 0 | 0 | 0 | 0 | 0 | 0 | 0 | 0 | 0 | 0 | 0 | 0 | 0 | 0 | 0 | 0 | 0 | 0 | 0 | 0 | 0 | 0 | 0 | 0 | 0 | 0 | 0 | 0 | 0 | 0 | 0 | 0 | 0 | 0 | 0 | 0 | 0 | 0 | 0 | 0 | 0 | 0 | 0 | 0 | 0 | 0 | 0 | 0 | 0 | 0 | 0 | 0 | 0 | 0 | 0 | 0 | 0 | 0 | 0 | 0 | 0 | 0 | 0 | 0 | 0 | 0 | 0 | 0 | 0 | 0 | 0 | 0 | 0 | 0 | 0 | 0 | 0 | 0 | 0 | 0 | 0 | 0 | 0 | 0 | 0 | 0 | 0 | 0 | 0 | 0 | 0 | 0 | 0 | 0 | 0 | 0 | 0 | 0 | 0 | 0 | 0 | 0 | 0 | 0 | 0 | 0 | 0 | 0 | 0 | 0 | 0 | 0 | 0 | 0 | 0 | 0 | 0 | 0 | 0 | 0 | 0 | 0 | 0 | 0 | 0 | 0 | 0 | 0 | 0 | 0 | 0 | 0 | 0 | 0 | 0 | 0 | 0 | 0 | 0 | 0 | 0 | 0 | 0 | 0 | 0 | 0 | 0 | 0 | 0 | 0 | 0 | 0 | 0 | 0 | 0 | 0 | 0 | 0 | 0 | 0 | 0 | 0 | 0 | 0 | 0 | 0 | 0 | 0 | 0 | 0 | 0 | 0 | 0 | 0 | 0 | 0 | 0 | 0 | 0 | 0 | 0 | 0 | 0 | 0 | 0 | 0 | 0 | 0 | 0 | 0 | 0 | 0 | 0 | 0 | 0 | 0 | 0 | 0 | 0 | 0 | 0 | 0 | 0 | 0 | 0 | 0 | 0 | 0 | 0 | 0 | 0 | 0 | 0 | 0 | 0 | 0 | 0 | 0 | 0 | 0 | 0 | 0 | 0 | 0 | 0 | 0 | 0 | 0 | 0 | 0 | 0 | 0 | 0 | 0 | 0 | 0 | 0 | 0 | 0 | 0 | 0 | 0 | 0 | 0 | 0 | 0 | 0 | 0 | 0 | 0 | 0 | 0 | 0 | 0 | 0 | 0 | 0 | 0 | 0 | 0 | 0 | 0 | 0 | 0 | 0 | 0 | 0 | 0 | 0 | 0 | 0 | 0 | 0 | 0 | 0 | 0 | 0 | 0 | 0 | 0 | 0 | 0 | 0 | 0 | 0 | 0 | 0 | 0 | 0 | 0 | 0 | 0 | 0 | 0 | 0 | 0 | 0 | 0 | 0 | 0 | 0 | 0 | 0 | 0 | 0 | 0 | 0 | 0 | 0 | 0 | 0 | 0 | 0 | 0 | 0 | 0 | 0 | 0 | 0 | 0 | 0 | 0 | 0 | 0 | 0 | 0 | 0 | 0 | 0 | 0 | 0 | 0 | 0 | 0 | 0 | 0 | 0 | 0 | 0 | 0 | 0 | 0 | 0 | 0 | 0 | 0 | 0 | 0 | 0 | 0 | 0 | 0 | 0 | 0 | 0 | 0 | 0 | 0 | 0 | 0 | 0 | 0 | 0 | 0 | 0 | 0 | 0 | 0 | 0 | 0 | 0 | 0 | 0 | 0 | 0 | 0 | 0 | 0 | 0 | 0 | 0 | 0 | 0 | 0 | 0 | 0 | 0 | 0 | 0 | 0 | 0 | 0 | 0 | 0 | 0 | 0 | 0 | 0 | 0 | 0 | 0 | 0 | 0 | 0 | 0 | 0 | 0 | 0 | 0 | 0 | 0 | 0 | 0 | 0 | 0 | 0 | 0 | 0 | 0 | 0 | 0 | 0 | 0 | 0 | 0 | 0 | 0 | 0 | 0 | 0 | 0 | 0 | 0 | 0 | 0 | 0 | 0 | 0 | 0 | 0 | 0 | 0 | 0 | 0 | 0 | 0 | 0 | 0 | 0 | 0 | 0 | 0 | 0 | 0 | 0 | 0 | 0 | 0 | 0 | 0 | 0 | 0 | 0 | 0 | 0 | 0 | 0 | 0 | 0 | 0 | 0 | 0 | 0 | 0 | 0 | 0 | 0 | 0 | 0 | 0 | 0 | 0 | 0 | 0 | 0 | 0 | 0 | 0 | 0 | 0 | 0 | 0 | 0 | 0 | 0 | 0 | 0 | 0 | 0 | 0 | 0 | 0 | 0 | 0 | 0 | 0 | 0 | 0 | 0 | 0 | 0 | 0 | 0 | 0 | 0 | 0 | 0 | 0 | 0 | 0 | 0 | 0 | 0 | 0 | 0 | 0 | 0 | 0 | 0 | 0 | 0 | 0 | 0 | 0 | 0 | 0 | 0 | 0 | 0 | 0 | 0 | 0 | 0 | 0 | 0 | 0 | 0 | 0 | 0 | 0 | 0 | 0 | 0 | 0 | 0 | 0 | 0 | 0 | 0 | 0 | 0 | 0 | 0 | 0 | 0 | 0 | 0 | 0 | 0 | 0 | 0 | 0 | 0 | 0 | 0 | 0 | 0 | 0 | 0 | 0 | 0 | 0 | 0 | 0 | 0 | 0 | 0 | 0 | 0 | 0 | 0 | 0 | 0 | 0 | 0 | 0 | 0 | 0 | 0 | 0 | 0 | 0 | 0 | 0 | 0 | 0 | 0 | 0 | 0 | 0 | 0 | 0 | 0 | 0 | 0 | 0 | 0 | 0 | 0 | 0 | 0 | 0 | 0 | 0 | 0 | 0 | 0 | 0 | 0 | 0 | 0 | 0 | 0 | 0 | 0 | 0 | 0 | 0 | 0 | 0 | 0 | 0 | 0 | 0 | 0 | 0 | 0 | 0 | 0 | 0 | 0 | 0 | 0 | 0 | 0 | 0 | 0 | 0 | 0 | 0 | 0 | 0 | 0 | 0 | 0 | 0 | 0 | 0 | 0 | 0 | 0 | 0 | 0 | 0 | 0 | 0 | 0 | 0 | 0 | 0 | 0 | 0 | 0 | 0 | 0 | 0 | 0 | 0 | 0 | 0 | 0 | 0 | 0 | 0 | 0 | 0 | 0 | 0 | 0 | 0 | 0 | 0 | 0 | 0 | 0 | 0 | 0 | 0 | 0 | 0 | 0 | 0 | 0 | 0 | 0 | 0 | 0 | 0 | 0 | 0 | 0 | 0 | 0 | 0 | 0 | 0 | 0 | 0 | 0 | 0 | 0 | 0 | 0 | 0 | 0 | 0 | 0 | 0 | 0 | 0 | 0 | 0 | 0 | 0 | 0 | 0 | 0 | 0 | 0 | 0 | 0 | 0 | 0 | 0 | 0 | 0 | 0 | 0 | 0 | 0 | 0 | 0 | 0 | 0 | 0 | 0 | 0 | 0 | 0 | 0 | 0 | 0 | 0 | 0 | 0 | 0 | 0 | 0 | 0 | 0 | 0 | 0 | 0 | 0 | 0 | 0 | 0 | 0 | 0 | 0 | 0 | 0 | 0 | 0 | 0 | 0 | 0 | 0 | 0 | 0 | 0 | 0 | 0 | 0 | 0 | 0 | 0 | 0 | 0 | 0 | 0 | 0 | 0 | 0 | 0 | 0 | 0 | 0 | 0 | 0 | 0 | 0 | 0 | 0 | 0 | 0 | 0 | 0 | 0 | 0 | 0 | 0 | 0 | 0 | 0 | 0 | 0 | 0 | 0 | 0 | 0 | 0 | 0 | 0 | 0 | 0 | 0 | 0 | 0 | 0 | 0 | 0 | 0 | 0 | 0 | 0 | 0 | 0 | 0 | 0 | 0 | 0 | 0 | 0 | 0 | 0 | 0 | 0 | 0 | 0 | 0 | 0 | 0 | 0 | 0 | 0 | 0 | 0 | 0 | 0 | 0 | 0 | 0 | 0 | 0 | 0 | 0 | 0 | 0 | 0 | 0 | 0 | 0 | 0 | 0 | 0 | 0 | 0 | 0 | 0 | 0 | 0 | 0 | 0 | 0 | 0 | 0 | 0 | 0 | 0 | 0 | 0 | 0 | 0 | 0 | 0 | 0 | 0 | 0 | 0 | 0 | 0 | 0 | 0 | 0 | 0 | 0 | 0 | 0 | 0 | 0 | 0 | 0 | 0 | 0 | 0 | 0 | 0 | 0 | 0 | 0 | 0 | 0 | 0 | 0 | 0 | 0 | 0 | 0 | 0 | 0 | 0 | 0 | 0 | 0 | 0 | 0 | 0 | 0 | 0 | 0 | 0 | 0 | 0 | 0 | 0 | 0 | 0 | 0 | 0 | 0 | 0 | 0 | 0 | 0 | 0 | 0 | 0 | 0 | 0 | 0 | 0 | 0 | 0 | 0 | 0 | 0 | 0 | 0 | 0 | 0 | 0 | 0 | 0 | 0 | 0 | 0 | 0 | 0 | 0 | 0 | 0 | 0 | 0 | 0 | 0 | 0 | 0 | 0 | 0 | 0 | 0 | 0 | 0 | 0 | 0 | 0 | 0 | 0 | 0 | 0 | 0 | 0 | 0 | 0 | 0 | 0 | 0 | 0 | 0 | 0 | 0 | 0 | 0 | 0 | 0 | 0 | 0 | 0 | 0 | 0 | 0 | 0 | 0 | 0 | 0 | 0 | 0 | 0 | 0 | 0 | 0 | 0 | 0 | 0 | 0 | 0 | 0 | 0 | 0 | 0 | 0 | 0 | 0 | 0 | 0 | 0 | 0 | 0 | 0 | 0 | 0 | 0 | 0 | 0 | 0 | 0 | 0 | 0 | 0 | 0 | 0 | 0 | 0 | 0 | 0 | 0 | 0 | 0 | 0 | 0 | 0 | 0 | 0 | 0 | 0 | 0 | 0 | 0 | 0 | 0 | 0 | 0 | 0 | 0 | 0 | 0 | 0 | 0 | 0 | 0 | 0 | 0 | 0 | 0 | 0 | 0 | 0 | 0 | 0 | 0 | 0 | 0 | 0 | 0 | 0 | 0 | 0 | 0 | 0 | 0 | 0 | 0 | 0 | 0 | 0 | 0 | 0 | 0 | 0 | 0 | 0 | 0 | 0 | 0 | 0 | 0 | 0 | 0 | 0 | 0 | 0 | 0 | 0 | 0 | 0 | 0 | 0 | 0 | 0 | 0 | 0 | 0 | 0 | 0 | 0 | 0 | 0 | 0 | 0 | 0 | 0 | 0 | 0 | 0 | 0 | 0 | 0 | 0 | 0 | 0 | 0 | 0 | 0 | 0 | 0 | 0 | 0 | 0 | 0 | 0 | 0 | 0 | 0 | 0 | 0 | 0 | 0 | 0 | 0 | 0 | 0 | 0 | 0 | 0 | 0 | 0 | 0 | 0 | 0 | 0 | 0 | 0 | 0 | 0 | 0 | 0 | 0 | 0 | 0 | 0 | 0 | 0 | 0 | 0 | 0 | 0 | 0 | 0 | 0 | 0 | 0 | 0 | 0 | 0 | 0 | 0 | 0 | 0 | 0 | 0 | 0 | 0 | 0 | 0 | 0 | 0 | 0 | 0 | 0 | 0 | 0 | 0 | 0 | 0 | 0 | 0 | 0 | 0 | 0 | 0 | 0 | 0 | 0 | 0 | 0 | 0 | 0 | 0 | 0 | 0 | 0 | 0 | 0 | 0 | 0 | 0 | 0 | 0 | 0 | 0 | 0 | 0 | 0 | 0 | 0 | 0 | 0 | 0 | 0 | 0 | 0 | 0 | 0 | 0 | 0 | 0 | 0 | 0 | 0 | 0 | 0 | 0 | 0 | 0 | 0 | 0 | 0 | 0 | 0 | 0 | 0 | 0 | 0 | 0 | 0 | 0 | 0 | 0 | 0 | 0 | 0 | 0 | 0 | 0 | 0 | 0 | 0 | 0 | 0 | 0 | 0 | 0 | 0 | 0 | 0 | 0 | 0 | 0 | 0 | 0 | 0 | 0 | 0 | 0 | 0 | 0 | 0 | 0 | 0 | 0 | 0 | 0 | 0 | 0 | 0 | 0 | 0 | 0 | 0 | 0 | 0 | 0 | 0 | 0 | 0 | 0 | 0 | 0 | 0 | 0 | 0 | 0 | 0 | 0 | 0 | 0 | 0 | 0 | 0 | 0 | 0 | 0 | 0 | 0 | 0 | 0 | 0 | 0 | 0 | 0 | 0 | 0 | 0 | 0 | 0 | 0 | 0 | 0 | 0 | 0 | 0 | 0 | 0 | 0 | 0 | 0 | 0 | 0 | 0 | 0 | 0 | 0 | 0 | 0 | 0 | 0 | 0 | 0 | 0 | 0 | 0 | 0 | 0 | 0 | 0 | 0 | 0 | 0 | 0 | 0 | 0 | 0 | 0 | 0 | 0 | 0 | 0 | 0 | 0 | 0 | 0 | 0 | 0 | 0 | 0 | 0 | 0 | 0 | 0 | 0 | 0 | 0 | 0 | 0 | 0 | 0 | 0 | 0 | 0 | 0 | 0 | 0 | 0 | 0 | 0 | 0 | 0 | 0 | 0 | 0 | 0 | 0 | 0 | 0 | 0 | 0 | 0 | 0 | 0 | 0 | 0 | 0 | 0 | 0 | 0 | 0 | 0 | 0 | 0 | 0 | 0 | 0 | 0 | 0 | 0 | 0 | 0 | 0 | 0 | 0 | 0 | 0 | 0 | 0 | 0 | 0 | 0 | 0 | 0 | 0 | 0 | 0 | 0 | 0 | 0 | 0 | 0 | 0 | 0 | 0 | 0 | 0 | 0 | 0 | 0 | 0 | 0 | 0 | 0 | 0 | 0 | 0 | 0 | 0 | 0 | 0 | 0 | 0 | 0 | 0 | 0 | 0 | 0 | 0 | 0 | 0 | 0 | 0 | 0 | 0 | 0 | 0 | 0 | 0 | 0 | 0 | 0 | 0 | 0 | 0 | 0 | 0 | 0 | 0 | 0 | 0 | 0 | 0 | 0 | 0 | 0 | 0 | 0 | 0 | 0 | 0 | 0 | 0 | 0 | 0 | 0 | 0 | 0 | 0 | 0 | 0 | 0 | 0 | 0 | 0 | 0 | 0 | 0 | 0 | 0 | 0 | 0 | 0 | 0 | 0 | 0 | 0 | 0 | 0 | 0 | 0 | 0 | 0 | 0 | 0 | 0 | 0 | 0 | 0 | 0 | 0 | 0 | 0 | 0 | 0 | 0 | 0 | 0 | 0 | 0 | 0 | 0 | 0 | 0 | 0 | 0 | 0 | 0 | 0 | 0 | 0 | 0 | 0 | 0 | 0 | 0 | 0 | 0 | 0 | 0 | 0 | 0 | 0 | 0 | 0 | 0 | 0 | 0 | 0 | 0 | 0 | 0 | 0 | 0 | 0 | 0 | 0 | 0 | 0 | 0 | 0 | 0 | 0 | 0 | 0 | 0 | 0 | 0 | 0 | 0 | 0 | 0 | 0 | 0 | 0 | 0 | 0 | 0 | 0 | 0 | 0 | 0 | 0 | 0 | 0 | 0 | 0 | 0 | 0 | 0 | 0 | 0 | 0 | 0 | 0 | 0 | 0 | 0 | 0 | 0 | 0 | 0 | 0 | 0 | 0 | 0 | 0 | 0 | 0 | 0 | 0 | 0 | 0 | 0 | 0 | 0 | 0 | 0 | 0 | 0 | 0 | 0 | 0 | 0 | 0 | 0 | 0 | 0 | 0 | 0 | 0 | 0 | 0 | 0 | 0 | 0 | 0 | 0 | 0 | 0 | 0 | 0 | 0 | 0 | 0 | 0 | 0 | 0 | 0 | 0 | 0 | 0 | 0 | 0 | 0 | 0 | 0 | 0 | 0 | 0 | 0 | 0 | 0 | 0 | 0 | 0 | 0 | 0 | 0 | 0 | 0 | 0 | 0 | 0 | 0 | 0 | 0 | 0 | 0 | 0 | 0 | 0 | 0 | 0 | 0 | 0 | 0 | 0 | 0 | 0 | 0 | 0 | 0 | 0 | 0 | 0 | 0 | 0 | 0 | 0 | 0 | 0 | 0 | 0 | 0 | 0 | 0 | 0 | 0 | 0 | 0 | 0 | 0 | 0 | 0 | 0 | 0 | 0 | 0 | 0 | 0 | 0 | 0 | 0 | 0 | 0 | 0 | 0 | 0 | 0 | 0 | 0 | 0 | 0 | 0 | 0 | 0 | 0 | 0 | 0 | 0 | 0 | 0 | 0 | 0 | 0 | 0 | 0 | 0 | 0 | 0 | 0 | 0 | 0 | 0 | 0 | 0 | 0 | 0 | 0 | 0 | 0 | 0 | 0 | 0 | 0 | 0 | 0 | 0 | 0 | 0 | 0 | 0 | 0 | 0 | 0 | 0 | 0 | 0 | 0 | 0 | 0 | 0 | 0 | 0 | 0 | 0 | 0 | 0 | 0 | 0 | 0 | 0 | 0 | 0 | 0 | 0 | 0 | 0 | 0 | 0 | 0 | 0 | 0 | 0 | 0 | 0 | 0 | 0 | 0 | 0 | 0 | 0 | 0 | 0 | 0 | 0 | 0 | 0 | 0 | 0 | 0 | 0 | 0 | 0 | 0 | 0 | 0 | 0 | 0 | 0 | 0 | 0 | 0 | 0 | 0 | 0 | 0 | 0 | 0 | 0 | 0 | 0 | 0 | 0 | 0 | 0 | 0 | 0 | 0 | 0 | 0 | 0 | 0 | 0 | 0 | 0 | 0 | 0 | 0 | 0 | 0 | 0 | 0 | 0 | 0 | 0 | 0 | 0 | 0 | 0 | 0 | 0 | 0 | 0 | 0 | 0 | 0 | 0 | 0 | 0 | 0 | 0 | 0 | 0 | 0 | 0 | 0 | 0 | 0 | 0 | 0 | 0 | 0 | 0 | 0 | 0 | 0 | 0 | 0 | 0 | 0 | 0 | 0 | 0 | 0 | 0 | 0 | 0 | 0 | 0 | 0 | 0 | 0 | 0 | 0 | 0 | 0 | 0 | 0 | 0 | 0 | 0 | 0 | 0 | 0 | 0 | 0 | 0 | 0 | 0 | 0 | 0 | 0 | 0 | 0 | 0 | 0 | 0 | 0 | 0 | 0 | 0 | 0 | 0 | 0 | 0 | 0 | 0 | 0 | 0 | 0 | 0 | 0 | 0 | 0 | 0 | 0 | 0 | 0 | 0 | 0 | 0 | 0 | 0 | 0 | 0 | 0 | 0 | 0 | 0 | 0 | 0 | 0 | 0 | 0 | 0 | 0 | 0 | 0 | 0 | 0 | 0 | 0 | 0 | 0 | 0 | 0 | 0 | 0 | 0 | 0 | 0 | 0 | 0 | 0 | 0 | 0 | 0 | 0 | 0 | 0 | 0 | 0 | 0 | 0 | 0 | 0 | 0 | 0 | 0 | 0 | 0 | 0 | 0 | 0 | 0 | 0 | 0 | 0 | 0 | 0 | 0 | 0 | 0 | 0 | 0 | 0 | 0 | 0 | 0 | 0 | 0 | 0 | 0 | 0 | 0 | 0 | 0 | 0 | 0 | 0 | 0 | 0 | 0 | 0 | 0 | 0 | 0 | 0 | 0 | 0 | 0 | 0 | 0 | 0 | 0 | 0 | 0 | 0 | 0 | 0 | 0 | 0 | 0 | 0 | 0 | 0 | 0 | 0 | 0 | 0 | 0 | 0 | 0 | 0 | 0 | 0 | 0 | 0 | 0 | 0 | 0 | 0 | 0 | 0 | 0 | 0 | 0 | 0 | 0 | 0 | 0 | 0 | 0 | 0 | 0 | 0 | 0 | 0 | 0 | 0 | 0 | 0 | 0 | 0 | 0 | 0 | 0 | 0 | 0 | 0 | 0 | 0 | 0 | 0 | 0 | 0 | 0 | 0 | 0 | 0 | 0 | 0 | 0 | 0 | 0 | 0 | 0 | 0 | 0 | 0 | 0 | 0 | 0 | 0 | 0 | 0 | 0 | 0 | 0 | 0 | 0 | 0 | 0 | 0 | 0 | 0 | 0 | 0 | 0 | 0 | 0 | 0 | 0 | 0 | 0 | 0 | 0 | 0 | 0 | 0 | 0 | 0 | 0 | 0 | 0 | 0 | 0 | 0 | 0 | 0 | 0 | 0 | 0 | 0 | 0 | 0 | 0 | 0 | 0 | 0 | 0 | 0 | 0 | 0 | 0 | 0 | 0 | 0 | 0 | 0 | 0 | 0 | 0 | 0 | 0 | 0 | 0 | 0 | 0 | 0 | 0 | 0 | 0 | 0 | 0 | 0 | 0 | 0 | 0 | 0 | 0 | 0 | 0 | 0 | 0 | 0 | 0 | 0 | 0 | 0 | 0 | 0 | 0 | 0 | 0 | 0 | 0 | 0 | 0 | 0 | 0 | 0 | 0 | 0 | 0 | 0 | 0 | 0 | 0 | 0 | 0 | 0 | 0 | 0 | 0 | 0 | 0 | 0 | 0 | 0 | 0 | 0 | 0 | 0 | 0 | 0 | 0 | 0 | 0 | 0 | 0 | 0 | 0 | 0 | 0 | 0 | 0 | 0 | 0 | 0 | 0 | 0 | 0 | 0 | 0 | 0 | 0 | 0 | 0 | 0 | 0 | 0 | 0 | 0 | 0 | 0 | 0 | 0 | 0 | 0 | 0 | 0 | 0 | 0 | 0 | 0 | 0 | 0 | 0 | 0 | 0 | 0 | 0 | 0 | 0 | 0 | 0 | 0 | 0 | 0 | 0 | 0 | 0 | 0 | 0 | 0 | 0 | 0 | 0 | 0 | 0 | 0 | 0 | 0 | 0 | 0 | 0 | 0 | 0 | 0 | 0 | 0 | 0 | 0 | 0 | 0 | 0 | 0 | 0 | 0 | 0 | 0 | 0 | 0 | 0 | 0 | 0 | 0 | 0 | 0 | 0 | 0 | 0 | 0 | 0 | 0 | 0 | 0 | 0 | 0 | 0 | 0 | 0 | 0 | 0 | 0 | 0 | 0 | 0 | 0 | 0 | 0 | 0 | 0 | 0 | 0 | 0 | 0 | 0 | 0 | 0 | 0 | 0 | 0 | 0 | 0 | 0 | 0 | 0 | 0 | 0 | 0 | 0 | 0 | 0 | 0 | 0 | 0 | 0 | 0 | 0 | 0 | 0 | 0 | 0 | 0 | 0 | 0 | 0 | 0 | 0 | 0 | 0 | 0 | 0 | 0 | 0 | 0 | 0 | 0 | 0 | 0 | 0 | 0 | 0 | 0 | 0 | 0 | 0 | 0 | 0 | 0 | 0 | 0 | 0 | 0 | 0 | 0 | 0 | 0 | 0 | 0 | 0 | 0 | 0 | 0 | 0 | 0 | 0 | 0 | 0 | 0 | 0 | 0 | 0 | 0 | 0 | 0 | 0 | 0 | 0 | 0 | 0 | 0 | 0 | 0 | 0 | 0 | 0 | 0 | 0 | 0 | 0 | 0 | 0 | 0 | 0 | 0 | 0 | 0 | 0 | 0 | 0 | 0 | 0 | 0 | 0 | 0 | 0 | 0 | 0 | 0 | 0 | 0 | 0 | 0 | 0 | 0 | 0 | 0 | 0 | 0 | 0 | 0 | 0 | 0 | 0 | 0 | 0 | 0 | 0 | 0 | 0 | 0 | 0 | 0 | 0 | 0 | 0 | 0 | 0 | 0 | 0 | 0 | 0 | 0 | 0 | 0 | 0 | 0 | 0 | 0 | 0 | 0 | 0 | 0 | 0 | 0 | 0 | 0 | 0 | 0 | 0 | 0 | 0 | 0 | 0 | 0 | 0 | 0 | 0 | 0 | 0 | 0 | 0 | 0 | 0 | 0 | 0 | 0 | 0 | 0 | 0 | 0 | 0 | 0 | 0 | 0 | 0 | 0 | 0 | 0 | 0 | 0 | 0 | 0 | 0 | 0 | 0 | 0 | 0 | 0 | 0 | 0 | 0 | 0 | 0 | 0 | 0 | 0 | 0 | 0 | 0 | 0 | 0 | 0 | 0 | 0 | 0 | 0 | 0 | 0 | 0 | 0 | 0 | 0 | 0 | 0 | 0 | 0 | 0 | 0 | 0 | 0 | 0 | 0 | 0 | 0 | 0 | 0 | 0 | 0 | 0 | 0 | 0 | 0 | 0 | 0 | 0 | 0 | 0 | 0 | 0 | 0 | 0 | 0 | 0 | 0 | 0 | 0 | 0 | 0 | 0 | 0 | 0 | 0 | 0 | 0 | 0 | 0 | 0 | 0 | 0 | 0 | 0 | 0 | 0 | 0 | 0 | 0 | 0 | 0 | 0 | 0 | 0 | 0 | 0 | 0 | 0 | 0 | 0 | 0 | 0 | 0 | 0 | 0 | 0 | 0 | 0 | 0 | 0 | 0 | 0 | 0 | 0 | 0 | 0 | 0 | 0 | 0 | 0 | 0 | 0 | 0 | 0 | 0 | 0 | 0 | 0 | 0 | 0 | 0 | 0 | 0 | 0 | 0 | 0 | 0 | 0 | 0 | 0 | 0 | 0 | 0 | 0 | 0 | 0 | 0 | 0 | 0 | 0 | 0 | 0 | 0 | 0 | 0 | 0 | 0 | 0 | 0 | 0 | 0 | 0 | 0 | 0 | 0 | 0 | 0 | 0 | 0 | 0 | 0 | 0 | 0 | 0 | 0 | 0 | 0 | 0 | 0 | 0 | 0 | 0 | 0 | 0 | 0 | 0 | 0 | 0 | 0 | 0 | 0 | 0 | 0 | 0 | 0 | 0 | 0 | 0 | 0 | 0 | 0 | 0 | 0 | 0 | 0 | 0 | 0 | 0 | 0 | 0 | 0 | 0 | 0 | 0 | 0 | 0 | 0 | 0 | 0 | 0 | 0 | 0 | 0 | 0 | 0 | 0 | 0 | 0 | 0 | 0 | 0 | 0 | 0 | 0 | 0 | 0 | 0 | 0 | 0 | 0 | 0 | 0 | 0 | 0 | 0 | 0 | 0 | 0 | 0 | 0 | 0 | 0 | 0 | 0 | 0 | 0 | 0 | 0 | 0 | 0 | 0 | 0 | 0 | 0 | 0 | 0 | 0 | 0 | 0 | 0 | 0 | 0 | 0 | 0 | 0 | 0 | 0 | 0 | 0 | 0 | 0 | 0 | 0 | 0 | 0 | 0 | 0 | 0 | 0 | 0 | 0 | 0 | 0 | 0 | 0 | 0 | 0 | 0 | 0 | 0 | 0 | 0 | 0 | 0 | 0 | 0 | 0 | 0 | 0 | 0 | 0 | 0 | 0 | 0 | 0 | 0 | 0 | 0 | 0 | 0 | 0 | 0 | 0 | 0 | 0 | 0 | 0 | 0 | 0 | 0 | 0 | 0 | 0 | 0 | 0 | 0 | 0 | 0 | 0 | 0 | 0 | 0 | 0 | 0 | 0 | 0 | 0 | 0 | 0 | 0 | 0 | 0 | 0 | 0 | 0 | 0 | 0 | 0 | 0 | 0 | 0 | 0 | 0 | 0 | 0 | 0 | 0 | 0 | 0 | 0 | 0 | 0 | 0 | 0 | 0 | 0 | 0 | 0 | 0 | 0 | 0 | 0 | 0 | 0 | 0 | 0 | 0 | 0 | 0 | 0 | 0 | 0 | 0 | 0 | 0 | 0 | 0 | 0 | 0 | 0 | 0 | 0 | 0 | 0 | 0 | 0 | 0 | 0 | 0 | 0 | 0 | 0 | 0 | 0 | 0 | 0 | 0 | 0 | 0 | 0 | 0 | 0 | 0 | 0 | 0 | 0 | 0 | 0 | 0 | 0 | 0 | 0 | 0 | 0 | 0 | 0 | 0 | 0 | 0 | 0 | 0 | 0 | 0 | 0 | 0 | 0 | 0 | 0 | 0 | 0 | 0 | 0 | 0 | 0 | 0 | 0 | 0 | 0 | 0 | 0 | 0 | 0 | 0 | 0 | 0 | 0 | 0 | 0 | 0 | 0 | 0 | 0 | 0 | 0 | 0 | 0 | 0 | 0 | 0 | 0 | 0 | 0 | 0 | 0 | 0 | 0 | 0 | 0 | 0 | 0 | 0 | 0 | 0 | 0 | 0 | 0 | 0 | 0 | 0 | 0 | 0 | 0 | 0 | 0 | 0 | 0 | 0 | 0 | 0 | 0 | 0 | 0 | 0 | 0 | 0 | 0 | 0 | 0 | 0 | 0 | 0 | 0 | 0 | 0 | 0 | 0 | 0 | 0 | 0 | 0 | 0 | 0 | 0 | 0 | 0 | 0 | 0 | 0 | 0 | 0 | 0 | 0 | 0 | 0 | 0 | 0 | 0 | 0 | 0 | 0 | 0 | 0 | 0 | 0 | 0 | 0 | 0 | 0 | 0 | 0 | 0 | 0 | 0 | 0 | 0 | 0 | 0 | 0 | 0 | 0 | 0 | 0 | 0 | 0 | 0 | 0 | 0 | 0 | 0 | 0 | 0 | 0 | 0 | 0 | 0 | 0 | 0 | 0 | 0 | 0 | 0 | 0 | 0 | 0 | 0 | 0 | 0 | 0 | 0 | 0 | 0 | 0 | 0 | 0 | 0 | 0 | 0 | 0 | 0 | 0 | 0 | 0 | 0 | 0 | 0 | 0 | 0 | 0 | 0 | 0 | 0 | 0 | 0 | 0 | 0 | 0 | 0 | 0 | 0 | 0 | 0 | 0 | 0 | 0 | 0 | 0 | 0 | 0 | 0 | 0 | 0 | 0 | 0 | 0 | 0 | 0 | 0 | 0 | 0 | 0 | 0 | 0 | 0 | 0 | 0 | 0 | 0 | 0 | 0 | 0 | 0 | 0 | 0 | 0 | 0 | 0 | 0 | 0 | 0 | 0 | 0 | 0 | 0 | 0 | 0 | 0 | 0 | 0 | 0 | 0 | 0 | 0 | 0 | 0 | 0 | 0 | 0 | 0 | 0 | 0 | 0 | 0 | 0 | 0 | 0 | 0 | 0 | 0 | 0 | 0 | 0 | 0 | 0 | 0 | 0 | 0 | 0 | 0 | 0 | 0 | 0 | 0 | 0 | 0 | 0 | 0 | 0 | 0 | 0 | 0 | 0 | 0 | 0 | 0 | 0 | 0 | 0 | 0 | 0 | 0 | 0 | 0 | 0 | 0 | 0 | 0 | 0 | 0 | 0 | 0 | 0 | 0 | 0 | 0 | 0 | 0 | 0 | 0 | 0 | 0 | 0 | 0 | 0 | 0 | 0 | 0 | 0 | 0 | 0 | 0 | 0 | 0 | 0 | 0 | 0 | 0 | 0 | 0 | 0 | 0 | 0 | 0 | 0 | 0 | 0 | 0 | 0 | 0 | 0 | 0 | 0 | 0 | 0 | 0 | 0 | 0 | 0 | 0 | 0 | 0 | 0 | 0 | 0 | 0 | 0 | 0 | 0 | 0 | 0 | 0 | 0 | 0 | 0 | 0 | 0 | 0 | 0 | 0 | 0 | 0 | 0 | 0 | 0 | 0 | 0 | 0 | 0 | 0 | 0 | 0 | 0 | 0 | 0 | 0 | 0 | 0 | 0 | 0 | 0 | 0 | 0 | 0 | 0 | 0 | 0 | 0 | 0 | 0 | 0 | 0 | 0 | 0 | 0 | 0 | 0 | 0 | 0 | 0 | 0 | 0 | 0 | 0 | 0 | 0 | 0 | 0 | 0 | 0 | 0 | 0 | 0 | 0 | 0 | 0 | 0 | 0 | 0 | 0 | 0 | 0 | 0 | 0 | 0 | 0 | 0 | 0 | 0 | 0 | 0 | 0 | 0 | 0 | 0 | 0 | 0 | 0 | 0 | 0 | 0 | 0 | 0 | 0 | 0 | 0 | 0 | 0 | 0 | 0 | 0 | 0 | 0 | 0 | 0 | 0 | 0 | 0 | 0 | 0 | 0 | 0 | 0 | 0 | 0 | 0 | 0 | 0 | 0 | 0 | 0 | 0 | 0 | 0 | 0 | 0 | 0 | 0 | 0 | 0 | 0 | 0 | 0 | 0 | 0 | 0 | 0 | 0 | 0 | 0 | 0 | 0 | 0 | 0 | 0 | 0 | 0 | 0 | 0 | 0 | 0 | 0 | 0 | 0 | 0 | 0 | 0 | 0 | 0 | 0 | 0 | 0 | 0 | 0 | 0 | 0 | 0 | 0 | 0 | 0 | 0 | 0 | 0 | 0 | 0 | 0 | 0 | 0 | 0 | 0 | 0 | 0 | 0 | 0 | 0 | 0 | 0 | 0 | 0 | 0 | 0 | 0 | 0 | 0 | 0 | 0 | 0 | 0 | 0 | 0 | 0 | 0 | 0 | 0 | 0 | 0 | 0 | 0 | 0 | 0 | 0 | 0 | 0 | 0 | 0 | 0 | 0 | 0 | 0 | 0 | 0 | 0 | 0 | 0 | 0 | 0 | 0 | 0 | 0 | 0 | 0 | 0 | 0 | 0 | 0 | 0 | 0 | 0 | 0 | 0 | 0 | 0 | 0 | 0 | 0 | 0 | 0 | 0 | 0 | 0 | 0 | 0 | 0 | 0 | 0 | 0 | 0 | 0 | 0 | 0 | 0 | 0 | 0 | 0 | 0 | 0 | 0 | 0 | 0 | 0 | 0 | 0 | 0 | 0 | 0 | 0 | 0 | 0 | 0 | 0 | 0 | 0 | 0 | 0 | 0 | 0 | 0 | 0 | 0 | 0 | 0 | 0 | 0 | 0 | 0 | 0 | 0 | 0 | 0 | 0 | 0 | 0 | 0 | 0 | 0 | 0 | 0 | 0 | 0 | 0 | 0 | 0 | 0 | 0 | 0 | 0 | 0 | 0 | 0 | 0 | 0 | 0 | 0 | 0 | 0 | 0 | 0 | 0 | 0 | 0 | 0 | 0 | 0 | 0 | 0 | 0 | 0 | 0 | 0 | 0 | 0 | 0 | 0 | 0 | 0 | 0 | 0 | 0 | 0 | 0 | 0 | 0 | 0 | 0 | 0 | 0 | 0 | 0 | 0 | 0 | 0 | 0 | 0 | 0 | 0 | 0 | 0 | 0 | 0 | 0 | 0 | 0 | 0 | 0 | 0 | 0 | 0 | 0 | 0 | 0 | 0 | 0 | 0 | 0 | 0 | 0 | 0 | 0 | 0 | 0 | 0 | 0 | 0 | 0 | 0 | 0 | 0 | 0 | 0 | 0 | 0 | 0 | 0 | 0 | 0 | 0 | 0 | 0 | 0 | 0 | 0 | 0 | 0 | 0 | 0 | 0 | 0 | 0 | 0 | 0 | 0 | 0 | 0 | 0 | 0 | 0 | 0 | 0 | 0 | 0 | 0 | 0 | 0 | 0 | 0 | 0 | 0 | 0 | 0 | 0 | 0 | 0 | 0 | 0 | 0 | 0 | 0 | 0 | 0 | 0 | 0 | 0 | 0 | 0 | 0 | 0 | 0 | 0 | 0 | 0 | 0 | 0 | 0 | 0 | 0 | 0 | 0 | 0 | 0 | 0 | 0 | 0 | 0 | 0 | 0 | 0 | 0 | 0 | 0 | 0 | 0 | 0 | 0 | 0 | 0 | 0 | 0 | 0 | 0 | 0 | 0 | 0 | 0 | 0 | 0 | 0 | 0 | 0 | 0 | 0 | 0 | 0 | 0 | 0 | 0 | 0 | 0 | 0 | 0 | 0 | 0 | 0 | 0 | 0 | 0 | 0 | 0 | 0 | 0 | 0 | 0 | 0 | 0 | 0 | 0 | 0 | 0 | 0 | 0 | 0 | 0 | 0 | 0 | 0 | 0 | 0 | 0 | 0 | 0 | 0 | 0 | 0 | 0 | 0 | 0 | 0 | 0 | 0 | 0 | 0 | 0 | 0 | 0 | 0 | 0 | 0 | 0 | 0 | 0 | 0 | 0 | 0 | 0 | 0 | 0 | 0 | 0 | 0 | 0 | 0 | 0 | 0 | 0 | 0 | 0 | 0 | 0 | 0 | 0 | 0 | 0 | 0 | 0 | 0 | 0 | 0 | 0 | 0 | 0 | 0 | 0 | 0 | 0 | 0 | 0 | 0 | 0 | 0 | 0 | 0 | 0 | 0 | 0 | 0 | 0 | 0 | 0 | 0 | 0 | 0 | 0 | 0 | 0 | 0 | 0 | 0 | 0 | 0 | 0 | 0 | 0 | 0 | 0 | 0 | 0 | 0 | 0 | 0 | 0 | 0 | 0 | 0 | 0 | 0 | 0 | 0 | 0 | 0 | 0 | 0 | 0 | 0 | 0 | 0 | 0 | 0 | 0 | 0 | 0 | 0 | 0 | 0 | 0 | 0 | 0 | 0 | 0 | 0 | 0 | 0 | 0 | 0 | 0 | 0 | 0 | 0 | 0 | 0 | 0 | 0 | 0 | 0 | 0 | 0 | 0 | 0 | 0 | 0 | 0 | 0 | 0 | 0 | 0 | 0 | 0 | 0 | 0 | 0 | 0 | 0 | 0 | 0 | 0 | 0 | 0 | 0 | 0 | 0 | 0 | 0 | 0 | 0 | 0 | 0 | 0 | 0 | 0 | 0 | 0 | 0 | 0 | 0 | 0 | 0 | 0 | 0 | 0 | 0 | 0 | 0 | 0 | 0 | 0 | 0 | 0 | 0 | 0 | 0 | 0 | 0 | 0 | 0 | 0 | 0 | 0 | 0 | 0 | 0 | 0 | 0 | 0 | 0 | 0 | 0 | 0 | 0 | 0 | 0 | 0 | 0 | 0 | 0 | 0 | 0 | 0 | 0 | 0 | 0 | 0 | 0 | 0 | 0 | 0 | 0 | 0 | 0 | 0 | 0 | 0 | 0 | 0 | 0 | 0 | 0 | 0 | 0 | 0 | 0 | 0 | 0 | 0 | 0 | 0 | 0 | 0 | 0 | 0 | 0 | 0 | 0 | 0 | 0 | 0 | 0 | 0 | 0 | 0 | 0 | 0 | 0 | 0 | 0 | 0 | 0 | 0 | 0 | 0 | 0 | 0 | 0 | 0 | 0 | 0 | 0 | 0 | 0 | 0 | 0 | 0 | 0 | 0 | 0 | 0 | 0 | 0 | 0 | 0 | 0 | 0 | 0 | 0 | 0 | 0 | 0 | 0 | 0 | 0 | 0 | 0 | 0 | 0 | 0 | 0 | 0 | 0 | 0 | 0 | 0 | 0 | 0 | 0 | 0 | 0 | 0 | 0 | 0 | 0 | 0 | 0 | 0 | 0 | 0 | 0 | 0 | 0 | 0 | 0 | 0 | 0 | 0 | 0 | 0 | 0 | 0 | 0 | 0 | 0 | 0 | 0 | 0 | 0 | 0 | 0 | 0 | 0 | 0 | 0 | 0 | 0 | 0 | 0 | 0 | 0 | 0 | 0 | 0 | 0 | 0 | 0 | 0 | 0 | 0 | 0 | 0 | 0 | 0 | 0 | 0 | 0 | 0 | 0 | 0 | 0 | 0 | 0 | 0 | 0 | 0 | 0 | 0 | 0 | 0 | 0 | 0 | 0 | 0 | 0 | 0 | 0 | 0 | 0 | 0 | 0 | 0 | 0 | 0 | 0 | 0 | 0 | 0 | 0 | 0 | 0 | 0 | 0 | 0 | 0 | 0 | 0 | 0 | 0 | 0 | 0 | 0 | 0 | 0 | 0 | 0 | 0 | 0 | 0 | 0 | 0 | 0 | 0 | 0 | 0 | 0 | 0 | 0 | 0 | 0 | 0 | 0 | 0 | 0 | 0 | 0 | 0 | 0 | 0 | 0 | 0 | 0 | 0 | 0 | 0 | 0 | 0 | 0 | 0 | 0 | 0 | 0 | 0 | 0 | 0 | 0 | 0 | 0 | 0 | 0 | 0 | 0 | 0 | 0 | 0 | 0 | 0 | 0 | 0 | 0 | 0 | 0 | 0 | 0 | 0 | 0 | 0 | 0 | 0 | 0 | 0 | 0 | 0 | 0 | 0 | 0 | 0 | 0 | 0 | 0 | 0 | 0 | 0 | 0 | 0 | 0 | 0 | 0 | 0 | 0 | 0 | 0 | 0 | 0 | 0 | 0 | 0 | 0 | 0 | 0 | 0 | 0 | 0 | 0 | 0 | 0 | 0 | 0 | 0 | 0 | 0 | 0 | 0 | 0 | 0 | 0 | 0 | 0 | 0 | 0 | 0 | 0 | 0 | 0 | 0 | 0 | 0 | 0 | 0 | 0 | 0 | 0 | 0 | 0 | 0 | 0 | 0 | 0 | 0 | 0 | 0 | 0 | 0 | 0 | 0 | 0 | 0 | 0 | 0 | 0 | 0 | 0 | 0 | 0 | 0 | 0 | 0 | 0 | 0 | 0 | 0 | 0 | 0 | 0 | 0 | 0 | 0 | 0 | 0 | 0 | 0 | 0 | 0 | 0 | 0 | 0 | 0 | 0 | 0 | 0 | 0 | 0 | 0 | 0 | 0 | 0 | 0 | 0 | 0 | 0 | 0 | 0 | 0 | 0 | 0 | 0 | 0 | 0 | 0 | 0 | 0 | 0 | 0 | 0 | 0 | 0 | 0 | 0 | 0 | 0 | 0 | 0 | 0 | 0 | 0 | 0 | 0 | 0 | 0 | 0 | 0 | 0 | 0 | 0 | 0 | 0 | 0 | 0 | 0 | 0 | 0 | 0 | 0 | 0 | 0 | 0 | 0 | 0 | 0 | 0 | 0 | 0 | 0 | 0 | 0 | 0 | 0 | 0 | 0 | 0 | 0 | 0 | 0 | 0 | 0 | 0 | 0 | 0 | 0 | 0 | 0 | 0 | 0 | 0 | 0 | 0 | 0 | 0 | 0 | 0 | 0 | 0 | 0 | 0 | 0 | 0 | 0 | 0 | 0 | 0 | 0 | 0 | 0 | 0 | 0 | 0 | 0 | 0 | 0 | 0 | 0 | 0 | 0 | 0 | 0 | 0 | 0 | 0 | 0 | 0 | 0 | 0 | 0 | 0 | 0 | 0 | 0 | 0 | 0 | 0 | 0 | 0 | 0 | 0 | 0 | 0 | 0 | 0 | 0 | 0 | 0 | 0 | 0 | 0 | 0 | 0 | 0 | 0 | 0 | 0 | 0 | 0 | 0 | 0 | 0 | 0 | 0 | 0 | 0 | 0 | 0 | 0 | 0 | 0 | 0 | 0 | 0 | 0 | 0 | 0 | 0 | 0 | 0 | 0 | 0 | 0 | 0 | 0 | 0 | 0 | 0 | 0 | 0 | 0 | 0 | 0 | 0 | 0 | 0 | 0 | 0 | 0 | 0 | 0 | 0 | 0 | 0 | 0 | 0 | 0 | 0 | 0 | 0 | 0 | 0 | 0 | 0 | 0 | 0 | 0 | 0 | 0 | 0 | 0 | 0 | 0 | 0 | 0 | 0 | 0 | 0 | 0 | 0 | 0 | 0 | 0 | 0 | 0 | 0 | 0 | 0 | 0 | 0 | 0 | 0 | 0 | 0 | 0 | 0 | 0 | 0 | 0 | 0 | 0 | 0 | 0 | 0 | 0 | 0 | 0 | 0 | 0 | 0 | 0 | 0 | 0 | 0 | 0 | 0 | 0 | 0 | 0 | 0 | 0 | 0 | 0 | 0 | 0 | 0 | 0 | 0 | 0 | 0 | 0 | 0 | 0 | 0 | 0 | 0 | 0 | 0 | 0 | 0 | 0 | 0 | 0 | 0 | 0 | 0 | 0 | 0 | 0 | 0 | 0 | 0 | 0 | 0 | 0 | 0 | 0 | 0 | 0 | 0 | 0 | 0 | 0 | 0 | 0 | 0 | 0 | 0 | 0 | 0 | 0 | 0 | 0 | 0 | 0 | 0 | 0 | 0 | 0 | 0 | 0 | 0 | 0 | 0 | 0 | 0 | 0 | 0 | 0 | 0 | 0 | 0 | 0 | 0 | 0 | 0 | 0 | 0 | 0 | 0 | 0 | 0 | 0 | 0 | 0 | 0 | 0 | 0 | 0 | 0 | 0 | 0 | 0 | 0 | 0 | 0 | 0 | 0 | 0 | 0 | 0 | 0 | 0 | 0 | 0 | 0 | 0 | 0 | 0 | 0 | 0 | 0 | 0 | 0 | 0 | 0 | 0 | 0 | 0 | 0 | 0 | 0 | 0 | 0 | 0 | 0 | 0 | 0 | 0 | 0 | 0 | 0 | 0 | 0 | 0 | 0 | 0 | 0 | 0 | 0 | 0 | 0 | 0 | 0 | 0 | 0 | 0 | 0 | 0 | 0 | 0 | 0 | 0 | 0 | 0 | 0 | 0 | 0 | 0 | 0 | 0 | 0 | 0 | 0 | 0 | 0 | 0 | 0 | 0 | 0 | 0 | 0 | 0 | 0 | 0 | 0 | 0 | 0 | 0 | 0 | 0 | 0 | 0 | 0 | 0 | 0 | 0 | 0 | 0 | 0 | 0 | 0 | 0 | 0 | 0 | 0 | 0 | 0 | 0 | 0 | 0 | 0 | 0 | 0 | 0 | 0 | 0 | 0 | 0 | 0 | 0 | 0 | 0 | 0 | 0 | 0 | 0 | 0 | 0 | 0 | 0 | 0 | 0 | 0 | 0 | 0 | 0 | 0 | 0 | 0 | 0 | 0 | 0 | 0 | 0 | 0 | 0 | 0 | 0 | 0 | 0 | 0 | 0 | 0 | 0 | 0 | 0 | 0 | 0 | 0 | 0 | 0 | 0 | 0 | 0 | 0 | 0 | 0 | 0 | 0 | 0 | 0 | 0 | 0 | 0 | 0 | 0 | 0 | 0 | 0 | 0 | 0 | 0 | 0 | 0 | 0 | 0 | 0 | 0 | 0 | 0 | 0 | 0 | 0 | 0 | 0 | 0 | 0 | 0 | 0 | 0 | 0 | 0 | 0 | 0 | 0 | 0 | 0 | 0 | 0 | 0 | 0 | 0 | 0 | 0 | 0 | 0 | 0 | 0 | 0 | 0 | 0 | 0 | 0 | 0 | 0 | 0 | 0 | 0 | 0 | 0 | 0 | 0 | 0 | 0 | 0 | 0 | 0 | 0 | 0 | 0 | 0 | 0 | 0 | 0 | 0 | 0 | 0 | 0 | 0 | 0 | 0 | 0 | 0 | 0 | 0 | 0 | 0 | 0 | 0 | 0 | 0 | 0 | 0 | 0 | 0 | 0 | 0 | 0 | 0 | 0 | 0 | 0 | 0 | 0 | 0 | 0 | 0 | 0 | 0 | 0 | 0 | 0 | 0 | 0 | 0 | 0 | 0 | 0 | 0 | 0 | 0 | 0 | 0 | 0 | 0 | 0 | 0 | 0 | 0 | 0 | 0 | 0 | 0 | 0 | 0 | 0 | 0 | 0 | 0 | 0 | 0 | 0 | 0 | 0 | 0 | 0 | 0 | 0 | 0 | 0 | 0 | 0 | 0 | 0 | 0 | 0 | 0 | 0 | 0 | 0 | 0 | 0 | 0 | 0 | 0 | 0 | 0 | 0 | 0 | 0 | 0 | 0 | 0 | 0 | 0 | 0 | 0 | 0 | 0 | 0 | 0 | 0 | 0 | 0 | 0 | 0 | 0 | 0 | 0 | 0 | 0 | 0 | 0 | 0 | 0 | 0 | 0 | 0 | 0 | 0 | 0 | 0 | 0 | 0 | 0 | 0 | 0 | 0 | 0 | 0 | 0 | 0 | 0 | 0 | 0 | 0 | 0 | 0 | 0 | 0 | 0 | 0 | 0 | 0 | 0 | 0 | 0 | 0 | 0 | 0 | 0 | 0 | 0 | 0 | 0 | 0 | 0 | 0 | 0 | 0 | 0 | 0 | 0 | 0 | 0 | 0 | 0 | 0 | 0 | 0 | 0 | 0 | 0 | 0 | 0 | 0 | 0 | 0 | 0 | 0 | 0 | 0 | 0 | 0 | 0 | 0 | 0 | 0 | 0 | 0 | 0 | 0 | 0 | 0 | 0 | 0 | 0 | 0 | 0 | 0 | 0 | 0 | 0 | 0 | 0 | 0 | 0 | 0 | 0 | 0 | 0 | 0 | 0 | 0 | 0 | 0 | 0 | 0 | 0 | 0 | 0 | 0 | 0 | 0 | 0 | 0 | 0 | 0 | 0 | 0 | 0 | 0 | 0 | 0 | 0 | 0 | 0 | 0 | 0 | 0 | 0 | 0 | 0 | 0 | 0 | 0 | 0 | 0 | 0 | 0 | 0 | 0 | 0 | 0 | 0 | 0 | 0 | 0 | 0 | 0 | 0 | 0 | 0 | 0 | 0 | 0 | 0 | 0 | 0 | 0 | 0 | 0 | 0 | 0 | 0 | 0 | 0 | 0 | 0 | 0 | 0 | 0 | 0 | 0 | 0 | 0 | 0 | 0 | 0 | 0 | 0 | 0 | 0 | 0 | 0 | 0 | 0 | 0 | 0 | 0 | 0 | 0 | 0 | 0 | 0 | 0 | 0 | 0 | 0 | 0 | 0 | 0 | 0 | 0 | 0 | 0 | 0 | 0 | 0 | 0 | 0 | 0 | 0 | 0 | 0 | 0 | 0 | 0 | 0 | 0 | 0 | 0 | 0 | 0 | 0 | 0 | 0 | 0 | 0 | 0 | 0 | 0 | 0 | 0 | 0 | 0 | 0 | 0 | 0 | 0 | 0 | 0 | 0 | 0 | 0 | 0 | 0 | 0 | 0 | 0 | 0 | 0 | 0 | 0 | 0 | 0 | 0 | 0 | 0 | 0 | 0 | 0 | 0 | 0 | 0 | 0 | 0 | 0 | 0 | 0 | 0 | 0 | 0 | 0 | 0 | 0 | 0 | 0 | 0 | 0 | 0 | 0 | 0 | 0 | 0 | 0 | 0 | 0 | 0 | 0 | 0 | 0 | 0 | 0 | 0 | 0 | 0 | 0 | 0 | 0 | 0 | 0 | 0 | 0 | 0 | 0 | 0 | 0 | 0 | 0 | 0 | 0 | 0 | 0 | 0 | 0 | 0 | 0 | 0 | 0 | 0 | 0 | 0 | 0 | 0 | 0 | 0 | 0 | 0 | 0 | 0 | 0 | 0 | 0 | 0 | 0 | 0 | 0 | 0 | 0 | 0 | 0 | 0 | 0 | 0 | 0 | 0 | 0 | 0 | 0 | 0 | 0 | 0 | 0 | 0 | 0 | 0 | 0 | 0 | 0 | 0 | 0 | 0 | 0 | 0 | 0 | 0 | 0 | 0 | 0 | 0 | 0 | 0 | 0 | 0 | 0 | 0 | 0 | 0 | 0 | 0 | 0 | 0 | 0 | 0 | 0 | 0 | 0 | 0 | 0 | 0 | 0 | 0 | 0 | 0 | 0 | 0 | 0 | 0 | 0 | 0 | 0 | 0 | 0 | 0 | 0 | 0 | 0 | 0 | 0 | 0 | 0 | 0 | 0 | 0 | 0 | 0 | 0 | 0 | 0 | 0 | 0 | 0 | 0 | 0 | 0 | 0 | 0 | 0 | 0 | 0 | 0 | 0 | 0 | 0 | 0 | 0 | 0 | 0 | 0 | 0 | 0 | 0 | 0 | 0 | 0 | 0 | 0 | 0 | 0 | 0 | 0 | 0 | 0 | 0 | 0 | 0 | 0 | 0 | 0 | 0 | 0 | 0 | 0 | 0 | 0 | 0 | 0 | 0 | 0 | 0 | 0 | 0 | 0 | 0 | 0 | 0 | 0 | 0 | 0 | 0 | 0 | 0 | 0 | 0 | 0 | 0 | 0 | 0 | 0 | 0 | 0 | 0 | 0 | 0 | 0 | 0 | 0 | 0 | 0 | 0 | 0 | 0 | 0 | 0 | 0 | 0 | 0 | 0 | 0 | 0 | 0 | 0 | 0 | 0 | 0 | 0 | 0 | 0 | 0 | 0 | 0 | 0 | 0 | 0 | 0 | 0 | 0 | 0 | 0 | 0 | 0 | 0 | 0 | 0 | 0 | 0 | 0 | 0 | 0 | 0 | 0 | 0 | 0 | 0 | 0 | 0 | 0 | 0 | 0 | 0 | 0 | 0 | 0 | 0 | 0 | 0 | 0 | 0 | 0 | 0 | 0 | 0 | 0 | 0 | 0 | 0 | 0 | 0 | 0 | 0 | 0 | 0 | 0 | 0 | 0 | 0 | 0 | 0 | 0 | 0 | 0 | 0 | 0 | 0 | 0 | 0 | 0 | 0 | 0 | 0 | 0 | 0 | 0 | 0 | 0 | 0 | 0 | 0 | 0 | 0 | 0 | 0 | 0 | 0 | 0 | 0 | 0 | 0 | 0 | 0 | 0 | 0 | 0 | 0 | 0 | 0 | 0 | 0 | 0 | 0 | 0 | 0 | 0 | 0 | 0 | 0 | 0 | 0 | 0 | 0 | 0 | 0 | 0 | 0 | 0 | 0 | 0 | 0 | 0 | 0 | 0 | 0 | 0 | 0 | 0 | 0 | 0 | 0 | 0 | 0 | 0 | 0 | 0 | 0 | 0 | 0 | 0 | 0 | 0 | 0 | 0 | 0 | 0 | 0 | 0 | 0 | 0 | 0 | 0 | 0 | 0 | 0 | 0 | 0 | 0 | 0 | 0 | 0 | 0 | 0 | 0 | 0 | 0 | 0 | 0 | 0 | 0 | 0 | 0 | 0 | 0 | 0 | 0 | 0 | 0 | 0 | 0 | 0 | 0 | 0 | 0 | 0 | 0 | 0 | 0 | 0 | 0 | 0 | 0 | 0 | 0 | 0 | 0 | 0 | 0 | 0 | 0 | 0 | 0 | 0 | 0 | 0 | 0 | 0 | 0 | 0 | 0 | 0 | 0 | 0 | 0 | 0 | 0 | 0 | 0 | 0 | 0 | 0 | 0 | 0 | 0 | 0 | 0 | 0 | 0 | 0 | 0 | 0 | 0 | 0 | 0 | 0 | 0 | 0 | 0 | 0 | 0 | 0 | 0 | 0 | 0 | 0 | 0 | 0 | 0 | 0 | 0 | 0 | 0 | 0 | 0 | 0 | 0 | 0 | 0 | 0 | 0 | 0 | 0 | 0 | 0 | 0 | 0 | 0 | 0 | 0 | 0 | 0 | 0 | 0 | 0 | 0 | 0 | 0 | 0 | 0 | 0 | 0 | 0 | 0 | 0 | 0 | 0 | 0 | 0 | 0 | 0 | 0 | 0 | 0 | 0 | 0 | 0 | 0 | 0 | 0 | 0 | 0 | 0 | 0 | 0 | 0 | 0 | 0 | 0 | 0 | 0 | 0 | 0 | 0 | 0 | 0 | 0 | 0 | 0 | 0 | 0 | 0 | 0 | 0 | 0 | 0 | 0 | 0 | 0 | 0 | 0 | 0 | 0 | 0 | 0 | 0 | 0 | 0 | 0 | 0 | 0 | 0 | 0 | 0 | 0 | 0 | 0 | 0 | 0 | 0 | 0 | 0 | 0 | 0 | 0 | 0 | 0 | 0 | 0 | 0 | 0 | 0 | 0 | 0 | 0 | 0 | 0 | 0 | 0 | 0 | 0 | 0 | 0 | 0 | 0 | 0 | 0 | 0 | 0 | 0 | 0 | 0 | 0 | 0 | 0 | 0 | 0 | 0 | 0 | 0 | 0 | 0 | 0 | 0 | 0 | 0 | 0 | 0 | 0 | 0 | 0 | 0 | 0 | 0 | 0 | 0 | 0 | 0 | 0 | 0 | 0 | 0 | 0 | 0 | 0 | 0 | 0 | 0 | 0 | 0 | 0 | 0 | 0 | 0 | 0 | 0 | 0 | 0 | 0 | 0 | 0 | 0 | 0 | 0 | 0 | 0 | 0 | 0 | 0 | 0 | 0 | 0 | 0 | 0 | 0 | 0 | 0 | 0 | 0 | 0 | 0 | 0 | 0 | 0 | 0 | 0 | 0 | 0 | 0 | 0 | 0 | 0 | 0 | 0 | 0 | 0 | 0 | 0 | 0 | 0 | 0 | 0 | 0 | 0 | 0 | 0 | 0 | 0 | 0 | 0 | 0 | 0 | 0 | 0 | 0 | 0 | 0 | 0 | 0 | 0 | 0 | 0 | 0 | 0 | 0 | 0 | 0 | 0 | 0 | 0 | 0 | 0 | 0 | 0 | 0 | 0 | 0 | 0 | 0 | 0 | 0 | 0 | 0 | 0 | 0 | 0 | 0 | 0 | 0 | 0 | 0 | 0 | 0 | 0 | 0 | 0 | 0 | 0 | 0 | 0 | 0 | 0 | 0 | 0 | 0 | 0 | 0 | 0 | 0 | 0 | 0 | 0 | 0 | 0 | 0 | 0 | 0 | 0 | 0 | 0 | 0 | 0 | 0 | 0 | 0 | 0 | 0 | 0 | 0 | 0 | 0 | 0 | 0 | 0 | 0 | 0 | 0 | 0 | 0 | 0 | 0 | 0 | 0 | 0 | 0 | 0 | 0 | 0 | 0 | 0 | 0 | 0 | 0 | 0 | 0 | 0 | 0 | 0 | 0 | 0 | 0 | 0 | 0 | 0 | 0 | 0 | 0 | 0 | 0 | 0 | 0 | 0 | 0 | 0 | 0 | 0 | 0 | 0 | 0 | 0 | 0 | 0 | 0 | 0 | 0 | 0 | 0 | 0 | 0 | 0 | 0 | 0 | 0 | 0 | 0 | 0 | 0 | 0 | 0 | 0 | 0 | 0 | 0 | 0 | 0 | 0 | 0 | 0 | 0 | 0 | 0 | 0 | 0 | 0 | 0 | 0 | 0 | 0 | 0 | 0 | 0 | 0 | 0 | 0 | 0 | 0 | 0 | 0 | 0 | 0 | 0 | 0 | 0 | 0 | 0 | 0 | 0 | 0 | 0 | 0 | 0 | 0 | 0 | 0 | 0 | 0 | 0 | 0 | 0 | 0 | 0 | 0 | 0 | 0 | 0 | 0 | 0 | 0 | 0 | 0 | 0 | 0 | 0 | 0 | 0 | 0 | 0 | 0 | 0 | 0 | 0 | 0 | 0 | 0 | 0 | 0 | 0 | 0 | 0 | 0 | 0 | 0 | 0 | 0 | 0 | 0 | 0 | 0 | 0 | 0 | 0 | 0 | 0 | 0 | 0 | 0 | 0 | 0 | 0 | 0 | 0 | 0 | 0 | 0 | 0 | 0 | 0 | 0 | 0 | 0 | 0 | 0 | 0 | 0 | 0 | 0 | 0 | 0 | 0 | 0 | 0 | 0 | 0 | 0 | 0 | 0 | 0 | 0 | 0 | 0 | 0 | 0 | 0 | 0 | 0 | 0 | 0 | 0 | 0 | 0 | 0 | 0 | 0 | 0 | 0 | 0 | 0 | 0 | 0 | 0 | 0 | 0 | 0 | 0 | 0 | 0 | 0 | 0 | 0 | 0 | 0 | 0 | 0 | 0 | 0 | 0 | 0 | 0 | 0 | 0 | 0 | 0 | 0 | 0 | 0 | 0 | 0 | 0 | 0 | 0 | 0 | 0 | 0 | 0 | 0 | 0 | 0 | 0 | 0 | 0 | 0 | 0 | 0 | 0 | 0 | 0 | 0 | 0 | 0 | 0 | 0 | 0 | 0 | 0 | 0 | 0 | 0 | 0 | 0 | 0 | 0 | 0 | 0 | 0 | 0 | 0 | 0 | 0 | 0 | 0 | 0 | 0 | 0 | 0 | 0 | 0 | 0 | 0 | 0 | 0 | 0 | 0 | 0 | 0 | 0 | 0 | 0 | 0 | 0 | 0 | 0 | 0 | 0 | 0 | 0 | 0 | 0 | 0 | 0 | 0 | 0 | 0 | 0 | 0 | 0 | 0 | 0 | 0 | 0 | 0 | 0 | 0 | 0 | 0 | 0 | 0 | 0 | 0 | 0 | 0 | 0 | 0 | 0 | 0 | 0 | 0 | 0 | 0 | 0 | 0 | 0 | 0 | 0 | 0 | 0 | 0 | 0 | 0 | 0 | 0 | 0 | 0 | 0 | 0 | 0 | 0 | 0 | 0 | 0 | 0 | 0 | 0 | 0 | 0 | 0 | 0 | 0 | 0 | 0 | 0 | 0 | 0 | 0 | 0 | 0 | 0 | 0 | 0 | 0 | 0 | 0 | 0 | 0 | 0 | 0 | 0 | 0 | 0 | 0 | 0 | 0 | 0 | 0 | 0 | 0 | 0 | 0 | 0 | 0 | 0 | 0 | 0 | 0 | 0 | 0 | 0 | 0 | 0 | 0 | 0 | 0 | 0 | 0 | 0 | 0 | 0 | 0 | 0 | 0 | 0 | 0 | 0 | 0 | 0 | 0 | 0 | 0 | 0 | 0 | 0 | 0 | 0 | 0 | 0 | 0 | 0 | 0 | 0 | 0 | 0 | 0 | 0 | 0 | 0 | 0 | 0 | 0 | 0 | 0 | 0 | 0 | 0 | 0 | 0 | 0 | 0 | 0 | 0 | 0 | 0 | 0 | 0 | 0 | 0 | 0 | 0 | 0 | 0 | 0 | 0 | 0 | 0 | 0 | 0 | 0 | 0 | 0 | 0 | 0 | 0 | 0 | 0 | 0 | 0 | 0 | 0 | 0 | 0 | 0 | 0 | 0 | 0 | 0 | 0 | 0 | 0 | 0 | 0 | 0 | 0 | 0 | 0 | 0 | 0 | 0 | 0 | 0 | 0 | 0 | 0 | 0 | 0 | 0 | 0 | 0 | 0 | 0 | 0 | 0 | 0 | 0 | 0 | 0 | 0 | 0 | 0 | 0 | 0 | 0 | 0 | 0 | 0 | 0 | 0 | 0 | 0 | 0 | 0 | 0 | 0 | 0 | 0 | 0 | 0 | 0 | 0 | 0 | 0 | 0 | 0 | 0 | 0 | 0 | 0 | 0 | 0 | 0 | 0 | 0 | 0 | 0 | 0 | 0 | 0 | 0 | 0 | 0 | 0 | 0 | 0 | 0 | 0 | 0 | 0 | 0 | 0 | 0 | 0 | 0 | 0 | 0 | 0 | 0 | 0 | 0 | 0 | 0 | 0 | 0 | 0 | 0 | 0 | 0 | 0 | 0 | 0 | 0 | 0 | 0 | 0 | 0 | 0 | 0 | 0 | 0 | 0 | 0 | 0 | 0 | 0 | 0 | 0 | 0 | 0 | 0 | 0 | 0 | 0 | 0 | 0 | 0 | 0 | 0 | 0 | 0 | 0 | 0 | 0 | 0 | 0 | 0 | 0 | 0 | 0 | 0 | 0 | 0 | 0 | 0 | 0 | 0 | 0 | 0 | 0 | 0 | 0 | 0 | 0 | 0 | 0 | 0 | 0 | 0 | 0 | 0 | 0 | 0 | 0 | 0 | 0 | 0 | 0 | 0 | 0 | 0 | 0 | 0 | 0 | 0 | 0 | 0 | 0 | 0 | 0 | 0 | 0 | 0 | 0 | 0 | 0 | 0 | 0 | 0 | 0 | 0 | 0 | 0 | 0 | 0 | 0 | 0 | 0 | 0 | 0 | 0 | 0 | 0 | 0 | 0 | 0 | 0 | 0 | 0 | 0 | 0 | 0 | 0 | 0 | 0 | 0 | 0 | 0 | 0 | 0 | 0 | 0 | 0 | 0 | 0 | 0 | 0 | 0 | 0 | 0 | 0 | 0 | 0 | 0 | 0 | 0 | 0 | 0 | 0 | 0 | 0 | 0 | 0 | 0 | 0 | 0 | 0 | 0 | 0 | 0 | 0 | 0 | 0 | 0 | 0 | 0 | 0 | 0 | 0 | 0 | 0 | 0 | 0 | 0 | 0 | 0 | 0 | 0 | 0 | 0 | 0 | 0 | 0 | 0 | 0 | 0 | 0 | 0 | 0 | 0 | 0 | 0 | 0 | 0 | 0 | 0 | 0 | 0 | 0 | 0 | 0 | 0 | 0 | 0 | 0 | 0 | 0 | 0 | 0 | 0 | 0 | 0 | 0 | 0 | 0 | 0 | 0 | 0 | 0 | 0 | 0 | 0 | 0 | 0 | 0 | 0 | 0 | 0 | 0 | 0 | 0 | 0 | 0 | 0 | 0 | 0 | 0 | 0 | 0 | 0 | 0 | 0 | 0 | 0 | 0 | 0 | 0 | 0 | 0 | 0 | 0 | 0 | 0 | 0 | 0 | 0 | 0 | 0 | 0 | 0 | 0 | 0 | 0 | 0 | 0 | 0 | 0 | 0 | 0 | 0 | 0 | 0 | 0 | 0 | 0 | 0 | 0 | 0 | 0 | 0 | 0 | 0 | 0 | 0 | 0 | 0 | 0 | 0 | 0 | 0 | 0 | 0 | 0 | 0 | 0 | 0 | 0 | 0 | 0 | 0 | 0 | 0 | 0 | 0 | 0 | 0 | 0 | 0 | 0 | 0 | 0 | 0 | 0 | 0 | 0 | 0 | 0 | 0 | 0 | 0 | 0 | 0 | 0 | 0 | 0 | 0 | 0 | 0 | 0 | 0 | 0 | 0 | 0 | 0 | 0 | 0 | 0 | 0 | 0 | 0 | 0 | 0 | 0 | 0 | 0 | 0 | 0 | 0 | 0 | 0 | 0 | 0 | 0 | 0 | 0 | 0 | 0 | 0 | 0 | 0 | 0 | 0 | 0 | 0 | 0 | 0 | 0 | 0 | 0 | 0 | 0 | 0 | 0 | 0 | 0 | 0 | 0 | 0 | 0 | 0 | 0 | 0 | 0 | 0 | 0 | 0 | 0 | 0 | 0 | 0 | 0 | 0 | 0 | 0 | 0 | 0 | 0 | 0 | 0 | 0 | 0 | 0 | 0 | 0 | 0 | 0 | 0 | 0 | 0 | 0 | 0 | 0 | 0 | 0 | 0 | 0 | 0 | 0 | 0 | 0 | 0 | 0 | 0 | 0 | 0 | 0 | 0 | 0 | 0 | 0 | 0 | 0 | 0 | 0 | 0 | 0 | 0 | 0 | 0 | 0 | 0 | 0 | 0 | 0 | 0 | 0 | 0 | 0 | 0 | 0 | 0 | 0 | 0 | 0 | 0 | 0 | 0 | 0 | 0 | 0 | 0 | 0 | 0 | 0 | 0 | 0 | 0 | 0 | 0 | 0 | 0 | 0 | 0 | 0 | 0 | 0 | 0 | 0 | 0 | 0 | 0 | 0 | 0 | 0 | 0 | 0 | 0 | 0 | 0 | 0 | 0 | 0 | 0 | 0 | 0 | 0 | 0 | 0 | 0 | 0 | 0 | 0 | 0 | 0 | 0 | 0 | 0 | 0 | 0 | 0 | 0 | 0 | 0 | 0 | 0 | 0 | 0 | 0 | 0 | 0 | 0 | 0 | 0 | 0 | 0 | 0 | 0 | 0 | 0 | 0 | 0 | 0 | 0 | 0 | 0 | 0 | 0 | 0 | 0 | 0 | 0 | 0 | 0 | 0 | 0 | 0 | 0 | 0 | 0 | 0 | 0 | 0 | 0 | 0 | 0 | 0 | 0 | 0 | 0 | 0 | 0 | 0 | 0 | 0 | 0 | 0 | 0 | 0 | 0 | 0 | 0 | 0 | 0 | 0 | 0 | 0 | 0 | 0 | 0 | 0 | 0 | 0 | 0 | 0 | 0 | 0 | 0 | 0 | 0 | 0 | 0 | 0 | 0 | 0 | 0 | 0 | 0 | 0 | 0 | 0 | 0 | 0 | 0 | 0 | 0 | 0 | 0 | 0 | 0 | 0 | 0 | 0 | 0 | 0 | 0 | 0 | 0 | 0 | 0 | 0 | 0 | 0 | 0 | 0 | 0 | 0 | 0 | 0 | 0 | 0 | 0 | 0 | 0 | 0 | 0 | 0 | 0 | 0 | 0 | 0 | 0 | 0 | 0 | 0 | 0 | 0 | 0 | 0 | 0 | 0 | 0 | 0 | 0 | 0 | 0 | 0 | 0 | 0 | 0 | 0 | 0 | 0 | 0 | 0 | 0 | 0 | 0 | 0 | 0 | 0 | 0 | 0 | 0 | 0 | 0 | 0 | 0 | 0 | 0 | 0 | 0 | 0 | 0 | 0 | 0 | 0 | 0 | 0 | 0 | 0 | 0 | 0 | 0 | 0 | 0 | 0 | 0 | 0 | 0 | 0 | 0 | 0 | 0 | 0 | 0 | 0 | 0 | 0 | 0 | 0 | 0 | 0 | 0 | 0 | 0 | 0 | 0 | 0 | 0 | 0 | 0 | 0 | 0 | 0 | 0 | 0 | 0 | 0 | 0 | 0 | 0 | 0 | 0 | 0 | 0 | 0 | 0 | 0 | 0 | 0 | 0 | 0 | 0 | 0 | 0 | 0 | 0 | 0 | 0 | 0 | 0 | 0 | 0 | 0 | 0 | 0 | 0 | 0 | 0 | 0 | 0 | 0 | 0 | 0 | 0 | 0 | 0 | 0 | 0 | 0 | 0 | 0 | 0 | 0 | 0 | 0 | 0 | 0 | 0 | 0 | 0 | 0 | 0 | 0 | 0 | 0 | 0 | 0 | 0 | 0 | 0 | 0 | 0 | 0 | 0 | 0 | 0 | 0 | 0 | 0 | 0 | 0 | 0 | 0 | 0 | 0 | 0 | 0 | 0 | 0 | 0 | 0 | 0 | 0 | 0 | 0 | 0 | 0 | 0 | 0 | 0 | 0 | 0 | 0 | 0 | 0 | 0 | 0 | 0 | 0 | 0 | 0 | 0 | 0 | 0 | 0 | 0 | 0 | 0 | 0 | 0 | 0 | 0 | 0 | 0 | 0 | 0 | 0 | 0 | 0 | 0 | 0 | 0 | 0 | 0 | 0 | 0 | 0 | 0 | 0 | 0 | 0 | 0 | 0 | 0 | 0 | 0 | 0 | 0 | 0 | 0 | 0 | 0 | 0 | 0 | 0 | 0 | 0 | 0 | 0 | 0 | 0 | 0 | 0 | 0 | 0 | 0 | 0 | 0 | 0 | 0 | 0 | 0 | 0 | 0 | 0 | 0 | 0 | 0 | 0 | 0 | 0 | 0 | 0 | 0 | 0 | 0 | 0 | 0 | 0 | 0 | 0 | 0 | 0 | 0 | 0 | 0 | 0 | 0 | 0 | 0 | 0 | 0 | 0 | 0 | 0 | 0 | 0 | 0 | 0 | 0 | 0 | 0 | 0 | 0 | 0 | 0 | 0 | 0 | 0 | 0 | 0 | 0 | 0 | 0 | 0 | 0 | 0 | 0 | 0 | 0 | 0 | 0 | 0 | 0 | 0 | 0 | 0 | 0 | 0 | 0 | 0 | 0 | 0 | 0 | 0 | 0 | 0 | 0 | 0 | 0 | 0 | 0 | 0 | 0 | 0 | 0 | 0 | 0 | 0 | 0 | 0 | 0 | 0 | 0 | 0 | 0 | 0 | 0 | 0 | 0 | 0 | 0 | 0 | 0 | 0 | 0 | 0 | 0 | 0 | 0 | 0 | 0 | 0 | 0 | 0 | 0 | 0 | 0 | 0 | 0 | 0 | 0 | 0 | 0 | 0 | 0 | 0 | 0 | 0 | 0 | 0 | 0 | 0 | 0 | 0 | 0 | 0 | 0 | 0 | 0 | 0 | 0 | 0 | 0 | 0 | 0 | 0 | 0 | 0 | 0 | 0 | 0 | 0 | 0 | 0 | 0 | 0 | 0 | 0 | 0 | 0 | 0 | 0 | 0 | 0 | 0 | 0 | 0 | 0 | 0 | 0 | 0 | 0 | 0 | 0 | 0 | 0 | 0 | 0 | 0 | 0 | 0 | 0 | 0 | 0 | 0 | 0 | 0 | 0 | 0 | 0 | 0 | 0 | 0 | 0 | 0 | 0 | 0 | 0 | 0 | 0 | 0 | 0 | 0 | 0 | 0 | 0 | 0 | 0 | 0 | 0 | 0 | 0 | 0 | 0 | 0 | 0 | 0 | 0 | 0 | 0 | 0 | 0 | 0 | 0 | 0 | 0 | 0 | 0 | 0 | 0 | 0 | 0 | 0 | 0 | 0 | 0 | 0 | 0 | 0 | 0 | 0 | 0 | 0 | 0 | 0 | 0 | 0 | 0 | 0 | 0 | 0 | 0 | 0 | 0 | 0 | 0 | 0 | 0 | 0 | 0 | 0 | 0 | 0 | 0 | 0 | 0 | 0 | 0 | 0 | 0 | 0 | 0 | 0 | 0 | 0 | 0 | 0 | 0 | 0 | 0 | 0 | 0 | 0 | 0 | 0 | 0 | 0 | 0 | 0 | 0 | 0 | 0 | 0 | 0 | 0 | 0 | 0 | 0 | 0 | 0 | 0 | 0 | 0 | 0 | 0 | 0 | 0 | 0 | 0 | 0 | 0 | 0 | 0 | 0 | 0 | 0 | 0 | 0 | 0 | 0 | 0 | 0 | 0 | 0 | 0 | 0 | 0 | 0 | 0 | 0 | 0 | 0 | 0 | 0 | 0 | 0 | 0 | 0 | 0 | 0 | 0 | 0 | 0 | 0 | 0 | 0 | 0 | 0 | 0 | 0 | 0 | 0 | 0 | 0 | 0 | 0 | 0 | 0 | 0 | 0 | 0 | 0 | 0 | 0 | 0 | 0 | 0 | 0 | 0 | 0 | 0 | 0 | 0 | 0 | 0 | 0 | 0 | 0 | 0 | 0 | 0 | 0 | 0 | 0 | 0 | 0 | 0 | 0 | 0 | 0 | 0 | 0 | 0 | 0 | 0 | 0 | 0 | 0 | 0 | 0 | 0 | 0 | 0 | 0 | 0 | 0 | 0 | 0 | 0 | 0 | 0 | 0 | 0 | 0 | 0 | 0 | 0 | 0 | 0 | 0 | 0 | 0 | 0 | 0 | 0 | 0 | 0 | 0 | 0 | 0 | 0 | 0 | 0 | 0 | 0 | 0 | 0 | 0 | 0 | 0 | 0 | 0 | 0 | 0 | 0 | 0 | 0 | 0 | 0 | 0 | 0 | 0 | 0 | 0 | 0 | 0 | 0 | 0 | 0 | 0 | 0 | 0 | 0 | 0 | 0 | 0 | 0 | 0 | 0 | 0 | 0 | 0 | 0 | 0 | 0 | 0 | 0 | 0 | 0 | 0 | 0 | 0 | 0 | 0 | 0 | 0 | 0 | 0 | 0 | 0 | 0 | 0 | 0 | 0 | 0 | 0 | 0 | 0 | 0 | 0 | 0 | 0 | 0 | 0 | 0 | 0 | 0 | 0 | 0 | 0 | 0 | 0 | 0 | 0 | 0 | 0 | 0 | 0 | 0 | 0 | 0 | 0 | 0 | 0 | 0 | 0 | 0 | 0 | 0 | 0 | 0 | 0 | 0 | 0 | 0 | 0 | 0 | 0 | 0 | 0 | 0 | 0 | 0 | 0 | 0 | 0 | 0 | 0 | 0 | 0 | 0 | 0 | 0 | 0 | 0 | 0 | 0 | 0 | 0 | 0 | 0 | 0 | 0 | 0 | 0 | 0 | 0 | 0 | 0 | 0 | 0 | 0 | 0 | 0 | 0 | 0 | 0 | 0 | 0 | 0 | 0 | 0 | 0 | 0 | 0 | 0 | 0 | 0 | 0 | 0 | 0 | 0 | 0 | 0 | 0 | 0 | 0 | 0 | 0 | 0 | 0 | 0 | 0 | 0 | 0 | 0 | 0 | 0 | 0 | 0 | 0 | 0 | 0 | 0 | 0 | 0 | 0 | 0 | 0 | 0 | 0 | 0 | 0 | 0 | 0 | 0 | 0 | 0 | 0 | 0 | 0 | 0 | 0 | 0 | 0 | 0 | 0 | 0 | 0 | 0 | 0 | 0 | 0 | 0 | 0 | 0 | 0 | 0 | 0 | 0 | 0 | 0 | 0 | 0 | 0 | 0 | 0 | 0 | 0 | 0 | 0 | 0 | 0 | 0 | 0 | 0 | 0 | 0 | 0 | 0 | 0 | 0 | 0 | 0 | 0 | 0 | 0 | 0 | 0 | 0 | 0 | 0 | 0 | 0 | 0 | 0 | 0 | 0 | 0 | 0 | 0 | 0 | 0 | 0 | 0 | 0 | 0 | 0 | 0 | 0 | 0 | 0 | 0 | 0 | 0 | 0 | 0 | 0 | 0 | 0 | 0 | 0 | 0 | 0 | 0 | 0 | 0 | 0 | 0 | 0 | 0 | 0 | 0 | 0 | 0 | 0 | 0 | 0 | 0 | 0 | 0 | 0 | 0 | 0 | 0 | 0 | 0 | 0 | 0 | 0 | 0 | 0 | 0 | 0 | 0 | 0 | 0 | 0 | 0 | 0 | 0 | 0 | 0 | 0 | 0 | 0 | 0 | 0 | 0 | 0 | 0 | 0 | 0 | 0 | 0 | 0 | 0 | 0 | 0 | 0 | 0 | 0 | 0 | 0 | 0 | 0 | 0 | 0 | 0 | 0 | 0 | 0 | 0 | 0 | 0 | 0 | 0 | 0 | 0 | 0 | 0 | 0 | 0 | 0 | 0 | 0 | 0 | 0 | 0 | 0 | 0 | 0 | 0 | 0 | 0 | 0 | 0 | 0 | 0 | 0 | 0 | 0 | 0 | 0 | 0 | 0 | 0 | 0 | 0 | 0 | 0 | 0 | 0 | 0 | 0 | 0 | 0 | 0 | 0 | 0 | 0 | 0 | 0 | 0 | 0 | 0 | 0 | 0 | 0 | 0 | 0 | 0 | 0 | 0 | 0 | 0 | 0 | 0 | 0 | 0 | 0 | 0 | 0 | 0 | 0 | 0 | 0 | 0 | 0 | 0 | 0 | 0 | 0 | 0 | 0 | 0 | 0 | 0 | 0 | 0 | 0 | 0 | 0 | 0 | 0 | 0 | 0 | 0 | 0 | 0 | 0 | 0 | 0 | 0 | 0 | 0 | 0 | 0 | 0 | 0 | 0 | 0 | 0 | 0 | 0 | 0 | 0 | 0 | 0 | 0 | 0 | 0 | 0 | 0 | 0 | 0 | 0 | 0 | 0 | 0 | 0 | 0 | 0 | 0 | 0 | 0 | 0 | 0 | 0 | 0 | 0 | 0 | 0 | 0 | 0 | 0 | 0 | 0 | 0 | 0 | 0 | 0 | 0 | 0 | 0 | 0 | 0 | 0 | 0 | 0 | 0 | 0 | 0 | 0 | 0 | 0 | 0 | 0 | 0 | 0 | 0 | 0 | 0 | 0 | 0 | 0 | 0 | 0 | 0 | 0 | 0 | 0 | 0 | 0 | 0 | 0 | 0 | 0 | 0 | 0 | 0 | 0 | 0 | 0 | 0 | 0 | 0 | 0 | 0 | 0 | 0 | 0 | 0 | 0 | 0 | 0 | 0 | 0 | 0 | 0 | 0 | 0 | 0 | 0 | 0 | 0 | 0 | 0 | 0 | 0 | 0 | 0 | 0 | 0 | 0 | 0 | 0 | 0 | 0 | 0 | 0 | 0 | 0 | 0 | 0 | 0 | 0 | 0 | 0 | 0 | 0 | 0 | 0 | 0 | 0 | 0 | 0 | 0 | 0 | 0 | 0 | 0 | 0 | 0 | 0 | 0 | 0 | 0 | 0 | 0 | 0 | 0 | 0 | 0 | 0 | 0 | 0 | 0 | 0 | 0 | 0 | 0 | 0 | 0 | 0 | 0 | 0 | 0 | 0 | 0 | 0 | 0 | 0 | 0 | 0 | 0 | 0 | 0 | 0 | 0 | 0 | 0 | 0 | 0 | 0 | 0 | 0 | 0 | 0 | 0 | 0 | 0 | 0 | 0 | 0 | 0 | 0 | 0 | 0 | 0 | 0 | 0 | 0 | 0 | 0 | 0 | 0 | 0 | 0 | 0 | 0 | 0 | 0 | 0 | 0 | 0 | 0 | 0 | 0 | 0 | 0 | 0 | 0 | 0 | 0 | 0 | 0 | 0 | 0 | 0 | 0 | 0 | 0 | 0 | 0 | 0 | 0 | 0 | 0 | 0 | 0 | 0 | 0 | 0 | 0 | 0 | 0 | 0 | 0 | 0 | 0 | 0 | 0 | 0 | 0 | 0 | 0 | 0 | 0 | 0 | 0 | 0 | 0 | 0 | 0 | 0 | 0 | 0 | 0 | 0 | 0 | 0 | 0 | 0 | 0 | 0 | 0 | 0 | 0 | 0 | 0 | 0 | 0 | 0 | 0 | 0 | 0 | 0 | 0 | 0 | 0 | 0 | 0 | 0 | 0 | 0 | 0 | 0 | 0 | 0 | 0 | 0 | 0 | 0 | 0 | 0 | 0 | 0 | 0 | 0 | 0 | 0 | 0 | 0 | 0 | 0 | 0 | 0 | 0 | 0 | 0 | 0 | 0 | 0 | 0 | 0 | 0 | 0 | 0 | 0 | 0 | 0 | 0 | 0 | 0 | 0 | 0 | 0 | 0 | 0 | 0 | 0 | 0 | 0 | 0 | 0 | 0 | 0 | 0 | 0 | 0 | 0 | 0 | 0 | 0 | 0 | 0 | 0 | 0 | 0 | 0 | 0 | 0 | 0 | 0 | 0 | 0 | 0 | 0 | 0 | 0 | 0 | 0 | 0 | 0 | 0 | 0 | 0 | 0 | 0 | 0 | 0 | 0 | 0 | 0 | 0 | 0 | 0 | 0 | 0 | 0 | 0 | 0 | 0 | 0 | 0 | 0 | 0 | 0 | 0 | 0 | 0 | 0 | 0 | 0 | 0 | 0 | 0 | 0 | 0 | 0 | 0 | 0 | 0 | 0 | 0 | 0 | 0 | 0 | 0 | 0 | 0 | 0 | 0 | 0 | 0 | 0 | 0 | 0 | 0 | 0 | 0 | 0 | 0 | 0 | 0 | 0 | 0 | 0 | 0 | 0 | 0 | 0 | 0 | 0 | 0 | 0 | 0 | 0 | 0 | 0 | 0 | 0 | 0 | 0 | 0 | 0 | 0 | 0 | 0 | 0 | 0 | 0 | 0 | 0 | 0 | 0 | 0 | 0 | 0 | 0 | 0 | 0 | 0 | 0 | 0 | 0 | 0 | 0 | 0 | 0 | 0 | 0 | 0 | 0 | 0 | 0 | 0 | 0 | 0 | 0 | 0 | 0 | 0 | 0 | 0 | 0 | 0 | 0 | 0 | 0 | 0 | 0 | 0 | 0 | 0 | 0 | 0 | 0 | 0 | 0 | 0 | 0 | 0 | 0 | 0 | 0 | 0 | 0 | 0 | 0 | 0 | 0 | 0 | 0 | 0 | 0 | 0 | 0 | 0 | 0 | 0 | 0 | 0 | 0 | 0 | 0 | 0 | 0 | 0 | 0 | 0 | 0 | 0 | 0 | 0 | 0 | 0 | 0 | 0 | 0 | 0 | 0 | 0 | 0 | 0 | 0 | 0 | 0 | 0 | 0 | 0 | 0 | 0 | 0 | 0 | 0 | 0 | 0 | 0 | 0 | 0 | 0 | 0 | 0 | 0 | 0 | 0 | 0 | 0 | 0 | 0 | 0 | 0 | 0 | 0 | 0 | 0 | 0 | 0 | 0 | 0 | 0 | 0 | 0 | 0 | 0 | 0 | 0 | 0 | 0 | 0 | 0 | 0 | 0 | 0 | 0 | 0 | 0 | 0 | 0 | 0 | 0 | 0 | 0 | 0 | 0 | 0 | 0 | 0 | 0 | 0 | 0 | 0 | 0 | 0 | 0 | 0 | 0 | 0 | 0 | 0 | 0 | 0 | 0 | 0 | 0 | 0 | 0 | 0 | 0 | 0 | 0 | 0 | 0 | 0 | 0 | 0 | 0 | 0 | 0 | 0 | 0 | 0 | 0 | 0 | 0 | 0 | 0 | 0 | 0 | 0 | 0 | 0 | 0 | 0 | 0 | 0 | 0 | 0 | 0 | 0 | 0 | 0 | 0 | 0 | 0 | 0 | 0 | 0 | 0 | 0 | 0 | 0 | 0 | 0 | 0 | 0 | 0 | 0 | 0 | 0 | 0 | 0 | 0 | 0 | 0 | 0 | 0 | 0 | 0 | 0 | 0 | 0 | 0 | 0 | 0 | 0 | 0 | 0 | 0 | 0 | 0 | 0 | 0 | 0 | 0 | 0 | 0 | 0 | 0 | 0 | 0 | 0 | 0 | 0 | 0 | 0 | 0 | 0 | 0 | 0 | 0 | 0 | 0 | 0 | 0 | 0 | 0 | 0 | 0 | 0 | 0 | 0 | 0 | 0 | 0 | 0 | 0 | 0 | 0 | 0 | 0 | 0 | 0 | 0 | 0 | 0 | 0 | 0 | 0 | 0 | 0 | 0 | 0 | 0 | 0 | 0 | 0 | 0 | 0 | 0 | 0 | 0 | 0 | 0 | 0 | 0 | 0 | 0 | 0 | 0 | 0 | 0 | 0 | 0 | 0 | 0 | 0 | 0 | 0 | 0 | 0 | 0 | 0 | 0 | 0 | 0 | 0 | 0 | 0 | 0 | 0 | 0 | 0 | 0 | 0 | 0 | 0 | 0 | 0 | 0 | 0 | 0 | 0 | 0 | 0 | 0 | 0 | 0 | 0 | 0 | 0 | 0 | 0 | 0 | 0 | 0 | 0 | 0 | 0 | 0 | 0 | 0 | 0 | 0 | 0 | 0 | 0 | 0 | 0 | 0 | 0 | 0 | 0 | 0 | 0 | 0 | 0 | 0 | 0 | 0 | 0 | 0 | 0 | 0 | 0 | 0 | 0 | 0 | 0 | 0 | 0 | 0 | 0 | 0 | 0 | 0 | 0 | 0 | 0 | 0 | 0 | 0 | 0 | 0 | 0 | 0 | 0 | 0 | 0 | 0 | 0 | 0 | 0 | 0 | 0 | 0 | 0 | 0 | 0 | 0 | 0 | 0 | 0 | 0 | 0 | 0 | 0 | 0 | 0 | 0 | 0 | 0 | 0 | 0 | 0 | 0 | 0 | 0 | 0 | 0 | 0 | 0 | 0 | 0 | 0 | 0 | 0 | 0 | 0 | 0 | 0 | 0 | 0 | 0 | 0 | 0 | 0 | 0 | 0 | 0 | 0 | 0 | 0 | 0 | 0 | 0 | 0 | 0 | 0 | 0 | 0 | 0 | 0 | 0 | 0 | 0 | 0 | 0 | 0 | 0 | 0 | 0 | 0 | 0 | 0 | 0 | 0 | 0 | 0 | 0 | 0 | 0 | 0 | 0 | 0 | 0 | 0 | 0 | 0 | 0 | 0 | 0 | 0 | 0 | 0 | 0 | 0 | 0 | 0 | 0 | 0 | 0 | 0 | 0 | 0 | 0 | 0 | 0 | 0 | 0 | 0 | 0 | 0 | 0 | 0 | 0 | 0 | 0 | 0 | 0 | 0 | 0 | 0 | 0 | 0 | 0 | 0 | 0 | 0 | 0 | 0 | 0 | 0 | 0 | 0 | 0 | 0 | 0 | 0 | 0 | 0 | 0 | 0 | 0 | 0 | 0 | 0 | 0 | 0 | 0 | 0 | 0 | 0 | 0 | 0 | 0 | 0 | 0 | 0 | 0 | 0 | 0 | 0 | 0 | 0 | 0 | 0 | 0 | 0 | 0 | 0 | 0 | 0 | 0 | 0 | 0 | 0 | 0 | 0 | 0 | 0 | 0 | 0 | 0 | 0 | 0 | 0 | 0 | 0 | 0 | 0 | 0 | 0 | 0 | 0 | 0 | 0 | 0 | 0 | 0 | 0 | 0 | 0 | 0 | 0 | 0 | 0 | 0 | 0 | 0 | 0 | 0 | 0 | 0 | 0 | 0 | 0 | 0 | 0 | 0 | 0 | 0 | 0 | 0 | 0 | 0 | 0 | 0 | 0 | 0 | 0 | 0 | 0 | 0 | 0 | 0 | 0 | 0 | 0 | 0 | 0 | 0 | 0 | 0 | 0 | 0 | 0 | 0 | 0 | 0 | 0 | 0 | 0 | 0 | 0 | 0 | 0 | 0 | 0 | 0 | 0 | 0 | 0 | 0 | 0 | 0 | 0 | 0 | 0 | 0 | 0 | 0 | 0 | 0 | 0 | 0 | 0 | 0 | 0 | 0 | 0 | 0 | 0 | 0 | 0 | 0 | 0 | 0 | 0 | 0 | 0 | 0 | 0 | 0 | 0 | 0 | 0 | 0 | 0 | 0 | 0 | 0 | 0 | 0 | 0 | 0 | 0 | 0 | 0 | 0 | 0 | 0 | 0 | 0 | 0 | 0 | 0 | 0 | 0 | 0 | 0 | 0 | 0 | 0 | 0 | 0 | 0 | 0 | 0 | 0 | 0 | 0 | 0 | 0 | 0 | 0 | 0 | 0 | 0 | 0 | 0 | 0 | 0 | 0 | 0 | 0 | 0 | 0 | 0 | 0 | 0 | 0 | 0 | 0 | 0 | 0 | 0 | 0 | 0 | 0 | 0 | 0 | 0 | 0 | 0 | 0 | 0 | 0 | 0 | 0 | 0 | 0 | 0 | 0 | 0 | 0 | 0 | 0 | 0 | 0 | 0 | 0 | 0 | 0 | 0 | 0 | 0 | 0 | 0 | 0 | 0 | 0 | 0 | 0 | 0 | 0 | 0 | 0 | 0 | 0 | 0 | 0 | 0 | 0 | 0 | 0 | 0 | 0 | 0 | 0 | 0 | 0 | 0 | 0 | 0 | 0 | 0 | 0 | 0 | 0 | 0 | 0 | 0 | 0 | 0 | 0 | 0 | 0 | 0 | 0 | 0 | 0 | 0 | 0 | 0 | 0 | 0 | 0 | 0 | 0 | 0 | 0 | 0 | 0 | 0 | 0 | 0 | 0 | 0 | 0 | 0 | 0 | 0 | 0 | 0 | 0 | 0 | 0 | 0 | 0 | 0 | 0 | 0 | 0 | 0 | 0 | 0 | 0 | 0 | 0 | 0 | 0 | 0 | 0 | 0 | 0 | 0 | 0 | 0 | 0 | 0 | 0 | 0 | 0 | 0 | 0 | 0 | 0 | 0 | 0 | 0 | 0 | 0 | 0 | 0 | 0 | 0 | 0 | 0 | 0 | 0 | 0 | 0 | 0 | 0 | 0 | 0 | 0 | 0 | 0 | 0 | 0 | 0 | 0 | 0 | 0 | 0 | 0 | 0 | 0 | 0 | 0 | 0 | 0 | 0 | 0 | 0 | 0 | 0 | 0 | 0 | 0 | 0 | 0 | 0 | 0 | 0 | 0 | 0 | 0 | 0 | 0 | 0 | 0 | 0 | 0 | 0 | 0 | 0 | 0 | 0 | 0 | 0 | 0 | 0 | 0 | 0 | 0 | 0 | 0 | 0 | 0 | 0 | 0 | 0 | 0 | 0 | 0 | 0 | 0 | 0 | 0 | 0 | 0 | 0 | 0 | 0 | 0 | 0 | 0 | 0 | 0 | 0 | 0 | 0 | 0 | 0 | 0 | 0 | 0 | 0 | 0 | 0 | 0 | 0 | 0 | 0 | 0 | 0 | 0 | 0 | 0 | 0 | 0 | 0 | 0 | 0 | 0 | 0 | 0 | 0 | 0 | 0 | 0 | 0 | 0 | 0 | 0 | 0 | 0 | 0 | 0 | 0 | 0 | 0 | 0 | 0 | 0 | 0 | 0 | 0 | 0 | 0 | 0 | 0 | 0 | 0 | 0 | 0 | 0 | 0 | 0 | 0 | 0 | 0 | 0 | 0 | 0 | 0 | 0 | 0 | 0 | 0 | 0 | 0 | 0 | 0 | 0 | 0 | 0 | 0 | 0 | 0 | 0 | 0 | 0 | 0 | 0 | 0 | 0 | 0 | 0 | 0 | 0 | 0 | 0 | 0 | 0 | 0 | 0 | 0 | 0 | 0 | 0 | 0 | 0 | 0 | 0 | 0 | 0 | 0 | 0 | 0 | 0 | 0 | 0 | 0 | 0 | 0 | 0 | 0 | 0 | 0 | 0 | 0 | 0 | 0 | 0 | 0 | 0 | 0 | 0 | 0 | 0 | 0 | 0 | 0 | 0 | 0 | 0 | 0 | 0 | 0 | 0 | 0 | 0 | 0 | 0 | 0 | 0 | 0 | 0 | 0 | 0 | 0 | 0 | 0 | 0 | 0 | 0 | 0 | 0 | 0 | 0 | 0 | 0 | 0 | 0 | 0 | 0 | 0 | 0 | 0 | 0 | 0 | 0 | 0 | 0 | 0 | 0 | 0 | 0 | 0 | 0 | 0 | 0 | 0 | 0 | 0 | 0 | 0 | 0 | 0 | 0 | 0 | 0 | 0 | 0 | 0 | 0 | 0 | 0 | 0 | 0 | 0 | 0 | 0 | 0 | 0 | 0 | 0 | 0 | 0 | 0 | 0 | 0 | 0 | 0 | 0 | 0 | 0 | 0 | 0 | 0 | 0 | 0 | 0 | 0 | 0 | 0 | 0 | 0 | 0 | 0 | 0 | 0 | 0 | 0 | 0 | 0 | 0 | 0 | 0 | 0 | 0 | 0 | 0 | 0 | 0 | 0 | 0 | 0 | 0 | 0 | 0 | 0 | 0 | 0 | 0 | 0 | 0 | 0 | 0 | 0 | 0 | 0 | 0 | 0 | 0 | 0 | 0 | 0 | 0 | 0 | 0 | 0 | 0 | 0 | 0 | 0 | 0 | 0 | 0 | 0 | 0 | 0 | 0 | 0 | 0 | 0 | 0 | 0 | 0 | 0 | 0 | 0 | 0 | 0 | 0 | 0 | 0 | 0 | 0 | 0 | 0 | 0 | 0 | 0 | 0 | 0 | 0 | 0 | 0 | 0 | 0 | 0 | 0 | 0 | 0 | 0 | 0 | 0 | 0 | 0 | 0 | 0 | 0 | 0 | 0 | 0 | 0 | 0 | 0 | 0 | 0 | 0 | 0 | 0 | 0 | 0 | 0 | 0 | 0 | 0 | 0 | 0 | 0 | 0 | 0 | 0 | 0 | 0 | 0 | 0 | 0 | 0 | 0 | 0 | 0 | 0 | 0 | 0 | 0 | 0 | 0 | 0 | 0 | 0 | 0 | 0 | 0 | 0 | 0 | 0 | 0 | 0 | 0 | 0 | 0 | 0 | 0 | 0 | 0 | 0 | 0 | 0 | 0 | 0 | 0 | 0 | 0 | 0 | 0 | 0 | 0 | 0 | 0 | 0 | 0 | 0 | 0 | 0 | 0 | 0 | 0 | 0 | 0 | 0 | 0 | 0 | 0 | 0 | 0 | 0 | 0 | 0 | 0 | 0 | 0 | 0 | 0 | 0 | 0 | 0 | 0 | 0 | 0 | 0 | 0 | 0 | 0 | 0 | 0 | 0 | 0 | 0 | 0 | 0 | 0 | 0 | 0 | 0 | 0 | 0 | 0 | 0 | 0 | 0 | 0 | 0 | 0 | 0 | 0 | 0 | 0 | 0 | 0 | 0 | 0 | 0 | 0 | 0 | 0 | 0 | 0 | 0 | 0 | 0 | 0 | 0 | 0 | 0 | 0 | 0 | 0 | 0 | 0 | 0 | 0 | 0 | 0 | 0 | 0 | 0 | 0 | 0 | 0 | 0 | 0 | 0 | 0 | 0 | 0 | 0 | 0 | 0 | 0 | 0 | 0 | 0 | 0 | 0 | 0 | 0 | 0 | 0 | 0 | 0 | 0 | 0 | 0 | 0 | 0 | 0 | 0 | 0 | 0 | 0 | 0 | 0 | 0 | 0 | 0 | 0 | 0 | 0 | 0 | 0 | 0 | 0 | 0 | 0 | 0 | 0 | 0 | 0 | 0 | 0 | 0 | 0 | 0 | 0 | 0 | 0 | 0 | 0 | 0 | 0 | 0 | 0 | 0 | 0 | 0 | 0 | 0 | 0 | 0 | 0 | 0 | 0 | 0 | 0 | 0 | 0 | 0 | 0 | 0 | 0 | 0 | 0 | 0 | 0 | 0 | 0 | 0 | 0 | 0 | 0 | 0 | 0 | 0 | 0 | 0 | 0 | 0 | 0 | 0 | 0 | 0 | 0 | 0 | 0 | 0 | 0 | 0 | 0 | 0 | 0 | 0 | 0 | 0 | 0 | 0 | 0 | 0 | 0 | 0 | 0 | 0 | 0 | 0 | 0 | 0 | 0 | 0 | 0 | 0 | 0 | 0 | 0 | 0 | 0 | 0 | 0 | 0 | 0 | 0 | 0 | 0 | 0 | 0 | 0 | 0 | 0 | 0 | 0 | 0 | 0 | 0 | 0 | 0 | 0 | 0 | 0 | 0 | 0 | 0 | 0 | 0 | 0 | 0 | 0 | 0 | 0 | 0 | 0 | 0 | 0 | 0 | 0 | 0 | 0 | 0 | 0 | 0 | 0 | 0 | 0 | 0 | 0 | 0 | 0 | 0 | 0 | 0 | 0 | 0 | 0 | 0 | 0 | 0 | 0 | 0 | 0 | 0 | 0 | 0 | 0 | 0 | 0 | 0 | 0 | 0 | 0 | 0 | 0 | 0 | 0 | 0 | 0 | 0 | 0 | 0 | 0 | 0 | 0 | 0 | 0 | 0 | 0 | 0 | 0 | 0 | 0 | 0 | 0 | 0 | 0 | 0 | 0 | 0 | 0 | 0 | 0 | 0 | 0 | 0 | 0 | 0 | 0 | 0 | 0 | 0 | 0 | 0 | 0 | 0 | 0 | 0 | 0 | 0 | 0 | 0 | 0 | 0 | 0 | 0 | 0 | 0 | 0 | 0 | 0 | 0 | 0 | 0 | 0 | 0 | 0 | 0 | 0 | 0 | 0 | 0 | 0 | 0 | 0 | 0 | 0 | 0 | 0 | 0 | 0 | 0 | 0 | 0 | 0 | 0 | 0 | 0 | 0 | 0 | 0 | 0 | 0 | 0 | 0 | 0 | 0 | 0 | 0 | 0 | 0 | 0 | 0 | 0 | 0 | 0 | 0 | 0 | 0 | 0 | 0 | 0 | 0 | 0 | 0 | 0 | 0 | 0 | 0 | 0 | 0 | 0 | 0 | 0 | 0 | 0 | 0 | 0 | 0 | 0 | 0 | 0 | 0 | 0 | 0 | 0 | 0 | 0 | 0 | 0 | 0 | 0 | 0 | 0 | 0 | 0 | 0 | 0 | 0 | 0 | 0 | 0 | 0 | 0 | 0 | 0 | 0 | 0 | 0 | 0 | 0 | 0 | 0 | 0 | 0 | 0 | 0 | 0 | 0 | 0 | 0 | 0 | 0 | 0 | 0 | 0 | 0 | 0 | 0 | 0 | 0 | 0 | 0 | 0 | 0 | 0 | 0 | 0 | 0 | 0 | 0 | 0 | 0 | 0 | 0 | 0 | 0 | 0 | 0 | 0 | 0 | 0 | 0 | 0 | 0 | 0 | 0 | 0 | 0 | 0 | 0 | 0 | 0 | 0 | 0 | 0 | 0 | 0 | 0 | 0 | 0 | 0 | 0 | 0 | 0 | 0 | 0 | 0 | 0 | 0 | 0 | 0 | 0 | 0 | 0 | 0 | 0 | 0 | 0 | 0 | 0 | 0 | 0 | 0 | 0 | 0 | 0 | 0 | 0 | 0 | 0 | 0 | 0 | 0 | 0 | 0 | 0 | 0 | 0 | 0 | 0 | 0 | 0 | 0 | 0 | 0 | 0 | 0 | 0 | 0 | 0 | 0 | 0 | 0 | 0 | 0 | 0 | 0 | 0 | 0 | 0 | 0 | 0 | 0 | 0 | 0 | 0 | 0 | 0 | 0 | 0 | 0 | 0 | 0 | 0 | 0 | 0 | 0 | 0 | 0 | 0 | 0 | 0 | 0 | 0 | 0 | 0 | 0 | 0 | 0 | 0 | 0 | 0 | 0 | 0 | 0 | 0 | 0 | 0 | 0 | 0 | 0 | 0 | 0 | 0 | 0 | 0 | 0 | 0 | 0 | 0 | 0 | 0 | 0 | 0 | 0 | 0 | 0 | 0 | 0 | 0 | 0 | 0 | 0 | 0 | 0 | 0 | 0 | 0 | 0 | 0 | 0 | 0 | 0 | 0 | 0 | 0 | 0 | 0 | 0 | 0 | 0 | 0 | 0 | 0 | 0 | 0 | 0 | 0 | 0 | 0 | 0 | 0 | 0 | 0 | 0 | 0 | 0 | 0 | 0 | 0 | 0 | 0 | 0 | 0 | 0 | 0 | 0 | 0 | 0 | 0 | 0 | 0 | 0 | 0 | 0 | 0 | 0 | 0 | 0 | 0 | 0 | 0 | 0 | 0 | 0 | 0 | 0 | 0 | 0 | 0 | 0 | 0 | 0 | 0 | 0 | 0 | 0 | 0 | 0 | 0 | 0 | 0 | 0 | 0 | 0 | 0 | 0 | 0 | 0 | 0 | 0 | 0 | 0 | 0 | 0 | 0 | 0 | 0 | 0 | 0 | 0 | 0 | 0 | 0 | 0 | 0 | 0 | 0 | 0 | 0 | 0 | 0 | 0 | 0 | 0 | 0 | 0 | 0 | 0 | 0 | 0 | 0 | 0 | 0 | 0 | 0 | 0 | 0 | 0 | 0 | 0 | 0 | 0 | 0 | 0 | 0 | 0 | 0 | 0 | 0 | 0 | 0 | 0 | 0 | 0 | 0 | 0 | 0 | 0 | 0 | 0 | 0 | 0 | 0 | 0 | 0 | 0 | 0 | 0 | 0 | 0 | 0 | 0 | 0 | 0 | 0 | 0 | 0 | 0 | 0 | 0 | 0 | 0 | 0 | 0 | 0 | 0 | 0 | 0 | 0 | 0 | 0 | 0 | 0 | 0 | 0 | 0 | 0 | 0 | 0 | 0 | 0 | 0 | 0 | 0 | 0 | 0 | 0 | 0 | 0 | 0 | 0 | 0 | 0 | 0 | 0 | 0 | 0 | 0 | 0 | 0 | 0 | 0 | 0 | 0 | 0 | 0 | 0 | 0 | 0 | 0 | 0 | 0 | 0 | 0 | 0 | 0 | 0 | 0 | 0 | 0 | 0 | 0 | 0 | 0 | 0 | 0 | 0 | 0 | 0 | 0 | 0 | 0 | 0 | 0 | 0 | 0 | 0 | 0 | 0 | 0 | 0 | 0 | 0 | 0 | 0 | 0 | 0 | 0 | 0 | 0 | 0 | 0 | 0 | 0 | 0 | 0 | 0 | 0 | 0 | 0 | 0 | 0 | 0 | 0 | 0 | 0 | 0 | 0 | 0 | 0 | 0 | 0 | 0 | 0 | 0 | 0 | 0 | 0 | 0 | 0 | 0 | 0 | 0 | 0 | 0 | 0 | 0 | 0 | 0 | 0 | 0 | 0 | 0 | 0 | 0 | 0 | 0 | 0 | 0 | 0 | 0 | 0 | 0 | 0 | 0 | 0 | 0 | 0 | 0 | 0 | 0 | 0 | 0 | 0 | 0 | 0 | 0 | 0 | 0 | 0 | 0 | 0 | 0 | 0 | 0 | 0 | 0 | 0 | 0 | 0 | 0 | 0 | 0 | 0 | 0 | 0 | 0 | 0 | 0 | 0 | 0 | 0 | 0 | 0 | 0 | 0 | 0 | 0 | 0 | 0 | 0 | 0 | 0 | 0 | 0 | 0 | 0 | 0 | 0 | 0 | 0 | 0 | 0 | 0 | 0 | 0 | 0 | 0 | 0 | 0 | 0 | 0 | 0 | 0 | 0 | 0 | 0 | 0 | 0 | 0 | 0 | 0 | 0 | 0 | 0 | 0 | 0 | 0 | 0 | 0 | 0 | 0 | 0 | 0 | 0 | 0 | 0 | 0 | 0 | 0 | 0 | 0 | 0 | 0 | 0 | 0 | 0 | 0 | 0 | 0 | 0 | 0 | 0 | 0 | 0 | 0 | 0 | 0 | 0 | 0 | 0 | 0 | 0 | 0 | 0 | 0 | 0 | 0 | 0 | 0 | 0 | 0 | 0 | 0 | 0 | 0 | 0 | 0 | 0 | 0 | 0 | 0 | 0 | 0 | 0 | 0 | 0 | 0 | 0 | 0 | 0 | 0 | 0 | 0 | 0 | 0 | 0 | 0 | 0 | 0 | 0 | 0 | 0 | 0 | 0 | 0 | 0 | 0 | 0 | 0 | 0 | 0 | 0 | 0 | 0 | 0 | 0 | 0 | 0 | 0 | 0 | 0 | 0 | 0 | 0 | 0 | 0 | 0 | 0 | 0 | 0 | 0 | 0 | 0 | 0 | 0 | 0 | 0 | 0 | 0 | 0 | 0 | 0 | 0 | 0 | 0 | 0 | 0 | 0 | 0 | 0 | 0 | 0 | 0 | 0 | 0 | 0 | 0 | 0 | 0 | 0 | 0 | 0 | 0 | 0 | 0 | 0 | 0 | 0 | 0 | 0 | 0 | 0 | 0 | 0 | 0 | 0 | 0 | 0 | 0 | 0 | 0 | 0 | 0 | 0 | 0 | 0 | 0 | 0 | 0 | 0 | 0 | 0 | 0 | 0 | 0 | 0 | 0 | 0 | 0 | 0 | 0 | 0 | 0 | 0 | 0 | 0 | 0 | 0 | 0 | 0 | 0 | 0 | 0 | 0 | 0 | 0 | 0 | 0 | 0 | 0 | 0 | 0 | 0 | 0 | 0 | 0 | 0 | 0 | 0 | 0 | 0 | 0 | 0 | 0 | 0 | 0 | 0 | 0 | 0 | 0 | 0 | 0 | 0 | 0 | 0 | 0 | 0 | 0 | 0 | 0 | 0 | 0 | 0 | 0 | 0 | 0 | 0 | 0 | 0 | 0 | 0 | 0 | 0 | 0 | 0 | 0 | 0 | 0 | 0 | 0 | 0 | 0 | 0 | 0 | 0 | 0 | 0 | 0 | 0 | 0 | 0 | 0 | 0 | 0 | 0 | 0 | 0 | 0 | 0 | 0 | 0 | 0 | 0 | 0 | 0 | 0 | 0 | 0 | 0 | 0 | 0 | 0 | 0 | 0 | 0 | 0 | 0 | 0 | 0 | 0 | 0 | 0 | 0 | 0 | 0 | 0 | 0 | 0 | 0 | 0 | 0 | 0 | 0 | 0 | 0 | 0 | 0 | 0 | 0 | 0 | 0 | 0 | 0 | 0 | 0 | 0 | 0 | 0 | 0 | 0 | 0 | 0 | 0 | 0 | 0 | 0 | 0 | 0 | 0 | 0 | 0 | 0 | 0 | 0 | 0 | 0 | 0 | 0 | 0 | 0 | 0 | 0 | 0 | 0 | 0 | 0 | 0 | 0 | 0 | 0 | 0 | 0 | 0 | 0 | 0 | 0 | 0 | 0 | 0 | 0 | 0 | 0 | 0 | 0 | 0 | 0 | 0 | 0 | 0 | 0 | 0 | 0 | 0 | 0 | 0 | 0 | 0 | 0 | 0 | 0 | 0 | 0 | 0 | 0 | 0 | 0 | 0 | 0 | 0 | 0 | 0 | 0 | 0 | 0 | 0 | 0 | 0 | 0 | 0 | 0 | 0 | 0 | 0 | 0 | 0 | 0 | 0 | 0 | 0 | 0 | 0 | 0 | 0 | 0 | 0 | 0 | 0 | 0 | 0 | 0 | 0 | 0 | 0 | 0 | 0 | 0 | 0 | 0 | 0 | 0 | 0 | 0 | 0 | 0 | 0 | 0 | 0 | 0 | 0 | 0 | 0 | 0 | 0 | 0 | 0 | 0 | 0 | 0 | 0 | 0 | 0 | 0 | 0 | 0 | 0 | 0 | 0 | 0 | 0 | 0 | 0 | 0 | 0 | 0 | 0 | 0 | 0 | 0 | 0 | 0 | 0 | 0 | 0 | 0 | 0 | 0 | 0 | 0 | 0 | 0 | 0 | 0 | 0 | 0 | 0 | 0 | 0 | 0 | 0 | 0 | 0 | 0 | 0 | 0 | 0 | 0 | 0 | 0 | 0 | 0 | 0 | 0 | 0 | 0 | 0 | 0 | 0 | 0 | 0 | 0 | 0 | 0 | 0 | 0 | 0 | 0 | 0 | 0 | 0 | 0 | 0 | 0 | 0 | 0 | 0 | 0 | 0 | 0 | 0 | 0 | 0 | 0 | 0 | 0 | 0 | 0 | 0 | 0 | 0 | 0 | 0 | 0 | 0 | 0 | 0 | 0 | 0 | 0 | 0 | 0 | 0 | 0 | 0 | 0 | 0 | 0 | 0 | 0 | 0 | 0 | 0 | 0 | 0 | 0 | 0 | 0 | 0 | 0 | 0 | 0 | 0 | 0 | 0 | 0 | 0 | 0 | 0 | 0 | 0 | 0 | 0 | 0 | 0 | 0 | 0 | 0 | 0 | 0 | 0 | 0 | 0 | 0 | 0 | 0 | 0 | 0 | 0 | 0 | 0 | 0 | 0 | 0 | 0 | 0 | 0 | 0 | 0 | 0 | 0 | 0 | 0 | 0 | 0 | 0 | 0 | 0 | 0 | 0 | 0 | 0 | 0 | 0 | 0 | 0 | 0 | 0 | 0 | 0 | 0 | 0 | 0 | 0 | 0 | 0 | 0 | 0 | 0 | 0 | 0 | 0 | 0 | 0 | 0 | 0 | 0 | 0 | 0 | 0 | 0 | 0 | 0 | 0 | 0 | 0 | 0 | 0 | 0 | 0 | 0 | 0 | 0 | 0 | 0 | 0 | 0 | 0 | 0 | 0 | 0 | 0 | 0 | 0 | 0 | 0 | 0 | 0 | 0 | 0 | 0 | 0 | 0 | 0 | 0 | 0 | 0 | 0 | 0 | 0 | 0 | 0 | 0 | 0 | 0 | 0 | 0 | 0 | 0 | 0 | 0 | 0 | 0 | 0 | 0 | 0 | 0 | 0 | 0 | 0 | 0 | 0 | 0 | 0 | 0 | 0 | 0 | 0 | 0 | 0 | 0 | 0 | 0 | 0 | 0 | 0 | 0 | 0 | 0 | 0 | 0 | 0 | 0 | 0 | 0 | 0 | 0 | 0 | 0 | 0 | 0 | 0 | 0 | 0 | 0 | 0 | 0 | 0 | 0 | 0 | 0 | 0 | 0 | 0 | 0 | 0 | 0 | 0 | 0 | 0 | 0 | 0 | 0 | 0 | 0 | 0 | 0 | 0 | 0 | 0 | 0 | 0 | 0 | 0 | 0 | 0 | 0 | 0 | 0 | 0 | 0 | 0 | 0 | 0 | 0 | 0 | 0 | 0 | 0 | 0 | 0 | 0 | 0 | 0 | 0 | 0 | 0 | 0 | 0 | 0 | 0 | 0 | 0 | 0 | 0 | 0 | 0 | 0 | 0 | 0 | 0 | 0 | 0 | 0 | 0 | 0 | 0 | 0 | 0 | 0 | 0 | 0 | 0 | 0 | 0 | 0 | 0 | 0 | 0 | 0 | 0 | 0 | 0 | 0 | 0 | 0 | 0 | 0 | 0 | 0 | 0 | 0 | 0 | 0 | 0 | 0 | 0 | 0 | 0 | 0 | 0 | 0 | 0 | 0 | 0 | 0 | 0 | 0 | 0 | 0 | 0 | 0 | 0 | 0 | 0 | 0 | 0 | 0 | 0 | 0 | 0 | 0 | 0 | 0 | 0 | 0 | 0 | 0 | 0 | 0 | 0 | 0 | 0 | 0 | 0 | 0 | 0 | 0 | 0 | 0 | 0 | 0 | 0 | 0 | 0 | 0 | 0 | 0 | 0 | 0 | 0 | 0 | 0 | 0 | 0 | 0 | 0 | 0 | 0 | 0 | 0 | 0 | 0 | 0 | 0 | 0 | 0 | 0 | 0 | 0 | 0 | 0 | 0 | 0 | 0 | 0 | 0 | 0 | 0 | 0 | 0 | 0 | 0 | 0 | 0 | 0 | 0 | 0 | 0 | 0 | 0 | 0 | 0 | 0 | 0 | 0 | 0 | 0 | 0 | 0 | 0 | 0 | 0 | 0 | 0 | 0 | 0 | 0 | 0 | 0 | 0 | 0 | 0 | 0 | 0 | 0 | 0 | 0 | 0 | 0 | 0 | 0 | 0 | 0 | 0 | 0 | 0 | 0 | 0 | 0 | 0 | 0 | 0 | 0 | 0 | 0 | 0 | 0 | 0 | 0 | 0 | 0 | 0 | 0 | 0 | 0 | 0 | 0 | 0 | 0 | 0 | 0 | 0 | 0 | 0 | 0 | 0 | 0 | 0 | 0 | 0 | 0 | 0 | 0 | 0 | 0 | 0 | 0 | 0 | 0 | 0 | 0 | 0 | 0 | 0 | 0 | 0 | 0 | 0 | 0 | 0 | 0 | 0 | 0 | 0 | 0 | 0 | 0 | 0 | 0 | 0 | 0 | 0 | 0 | 0 | 0 | 0 | 0 | 0 | 0 | 0 | 0 | 0 | 0 | 0 | 0 | 0 | 0 | 0 | 0 | 0 | 0 | 0 | 0 | 0 | 0 | 0 | 0 | 0 | 0 | 0 | 0 | 0 | 0 | 0 | 0 | 0 | 0 | 0 | 0 | 0 | 0 | 0 | 0 | 0 | 0 | 0 | 0 | 0 | 0 | 0 | 0 | 0 | 0 | 0 | 0 | 0 | 0 | 0 | 0 | 0 | 0 | 0 | 0 | 0 | 0 | 0 | 0 | 0 | 0 | 0 | 0 | 0 | 0 | 0 | 0 | 0 | 0 | 0 | 0 | 0 | 0 | 0 | 0 | 0 | 0 | 0 | 0 | 0 | 0 | 0 | 0 | 0 | 0 | 0 | 0 | 0 | 0 | 0 | 0 | 0 | 0 | 0 | 0 | 0 | 0 | 0 | 0 | 0 | 0 | 0 | 0 | 0 | 0 | 0 | 0 | 0 | 0 | 0 | 0 | 0 | 0 | 0 | 0 | 0 | 0 | 0 | 0 | 0 | 0 | 0 | 0 | 0 | 0 | 0 | 0 | 0 | 0 | 0 | 0 | 0 | 0 | 0 | 0 | 0 | 0 | 0 | 0 | 0 | 0 | 0 | 0 | 0 | 0 | 0 | 0 | 0 | 0 | 0 | 0 | 0 | 0 | 0 | 0 | 0 | 0 | 0 | 0 | 0 | 0 | 0 | 0 | 0 | 0 | 0 | 0 | 0 | 0 | 0 | 0 | 0 | 0 | 0 | 0 | 0 | 0 | 0 | 0 | 0 | 0 | 0 | 0 | 0 | 0 | 0 | 0 | 0 | 0 | 0 | 0 | 0 | 0 | 0 | 0 | 0 | 0 | 0 | 0 | 0 | 0 | 0 | 0 | 0 | 0 | 0 | 0 | 0 | 0 | 0 | 0 | 0 | 0 | 0 | 0 | 0 | 0 | 0 | 0 | 0 | 0 | 0 | 0 | 0 | 0 | 0 | 0 | 0 | 0 | 0 | 0 | 0 | 0 | 0 | 0 | 0 | 0 | 0 | 0 | 0 | 0 | 0 | 0 | 0 | 0 | 0 | 0 | 0 | 0 | 0 | 0 | 0 | 0 | 0 | 0 | 0 | 0 | 0 | 0 | 0 | 0 | 0 | 0 | 0 | 0 | 0 | 0 | 0 | 0 | 0 | 0 | 0 | 0 | 0 | 0 | 0 | 0 | 0 | 0 | 0 | 0 | 0 | 0 | 0 | 0 | 0 | 0 | 0 | 0 | 0 | 0 | 0 | 0 | 0 | 0 | 0 | 0 | 0 | 0 | 0 | 0 | 0 | 0 | 0 | 0 | 0 | 0 | 0 | 0 | 0 | 0 | 0 | 0 | 0 | 0 | 0 | 0 | 0 | 0 | 0 | 0 | 0 | 0 | 0 | 0 | 0 | 0 | 0 | 0 | 0 | 0 | 0 | 0 | 0 | 0 | 0 | 0 | 0 | 0 | 0 | 0 | 0 | 0 | 0 | 0 | 0 | 0 | 0 | 0 | 0 | 0 | 0 | 0 | 0 | 0 | 0 | 0 | 0 | 0 | 0 | 0 | 0 | 0 | 0 | 0 | 0 | 0 | 0 | 0 | 0 | 0 | 0 | 0 | 0 | 0 | 0 | 0 | 0 | 0 | 0 | 0 | 0 | 0 | 0 | 0 | 0 | 0 | 0 | 0 | 0 | 0 | 0 | 0 | 0 | 0 | 0 | 0 | 0 | 0 | 0 | 0 | 0 | 0 | 0 | 0 | 0 | 0 | 0 | 0 | 0 | 0 | 0 | 0 | 0 | 0 | 0 | 0 | 0 | 0 | 0 | 0 | 0 | 0 | 0 | 0 | 0 | 0 | 0 | 0 | 0 | 0 | 0 | 0 | 0 | 0 | 0 | 0 | 0 | 0 | 0 | 0 | 0 | 0 | 0 | 0 | 0 | 0 | 0 | 0 | 0 | 0 | 0 | 0 | 0 | 0 | 0 | 0 | 0 | 0 | 0 | 0 | 0 | 0 | 0 | 0 | 0 | 0 | 0 | 0 | 0 | 0 | 0 | 0 | 0 | 0 | 0 | 0 | 0 | 0 | 0 | 0 | 0 | 0 | 0 | 0 | 0 | 0 | 0 | 0 | 0 | 0 | 0 | 0 | 0 | 0 | 0 | 0 | 0 | 0 | 0 | 0 | 0 | 0 | 0 | 0 | 0 | 0 | 0 | 0 | 0 | 0 | 0 | 0 | 0 | 0 | 0 | 0 | 0 | 0 | 0 | 0 | 0 | 0 | 0 | 0 | 0 | 0 | 0 | 0 | 0 | 0 | 0 | 0 | 0 | 0 | 0 | 0 | 0 | 0 | 0 | 0 | 0 | 0 | 0 | 0 | 0 | 0 | 0 | 0 | 0 | 0 | 0 | 0 | 0 | 0 | 0 | 0 | 0 | 0 | 0 | 0 | 0 | 0 | 0 | 0 | 0 | 0 | 0 | 0 | 0 | 0 | 0 | 0 | 0 | 0 | 0 | 0 | 0 | 0 | 0 | 0 | 0 | 0 | 0 | 0 | 0 | 0 | 0 | 0 | 0 | 0 | 0 | 0 | 0 | 0 | 0 | 0 | 0 | 0 | 0 | 0 | 0 | 0 | 0 | 0 | 0 | 0 | 0 | 0 | 0 | 0 | 0 | 0 | 0 | 0 | 0 | 0 | 0 | 0 | 0 | 0 | 0 | 0 | 0 | 0 | 0 | 0 | 0 | 0 | 0 | 0 | 0 | 0 | 0 | 0 | 0 | 0 | 0 | 0 | 0 | 0 | 0 | 0 | 0 | 0 | 0 | 0 | 0 | 0 | 0 | 0 | 0 | 0 | 0 | 0 | 0 | 0 | 0 | 0 | 0 | 0 | 0 | 0 | 0 | 0 | 0 | 0 | 0 | 0 | 0 | 0 | 0 | 0 | 0 | 0 | 0 | 0 | 0 | 0 | 0 | 0 | 0 | 0 | 0 | 0 | 0 | 0 | 0 | 0 | 0 | 0 | 0 | 0 | 0 | 0 | 0 | 0 | 0 | 0 | 0 | 0 | 0 | 0 | 0 | 0 | 0 | 0 | 0 | 0 | 0 | 0 | 0 | 0 | 0 | 0 | 0
| Cumulative Growth Small Commercial | 10^3M^3/Yr |  | 0 | 0 | 0 | 0 | 0 | 0 | 0 | 0 | 0 | 0 | 0 | 0 | 0 | 0 | 0 | 0 | 0 | 0 | 0 | 0 | 0 | 0 | 0 | 0 | 0 | 0 | 0 | 0 | 0 | 0 | 0 | 0 | 0 | 0 | 0 | 0 | 0 | 0 | 0 | 0 | 0 | 0 | 0 | 0 | 0 | 0 | 0 | 0 | 0 | 0 | 0 | 0 | 0 | 0 | 0 | 0 | 0 | 0 | 0 | 0 | 0 | 0 | 0 | 0 | 0 | 0 | 0 | 0 | 0 | 0 | 0 | 0 | 0 | 0 | 0 | 0 | 0 | 0 | 0 | 0 | 0 | 0 | 0 | 0 | 0 | 0 | 0 | 0 | 0 | 0 | 0 | 0 | 0 | 0 | 0 | 0 | 0 | 0 | 0 | 0 | 0 | 0 | 0 | 0 | 0 | 0 | 0 | 0 | 0 | 0 | 0 | 0 | 0 | 0 | 0 | 0 | 0 | 0 | 0 | 0 | 0 | 0 | 0 | 0 | 0 | 0 | 0 | 0 | 0 | 0 | 0 | 0 | 0 | 0 | 0 | 0 | 0 | 0 | 0 | 0 | 0 | 0 | 0 | 0 | 0 | 0 | 0 | 0 | 0 | 0 | 0 | 0 | 0 | 0 | 0 | 0 | 0 | 0 | 0 | 0 | 0 | 0 | 0 | 0 | 0 | 0 | 0 | 0 | 0 | 0 | 0 | 0 | 0 | 0 | 0 | 0 | 0 | 0 | 0 | 0 | 0 | 0 | 0 | 0 | 0 | 0 | 0 | 0 | 0 | 0 | 0 | 0 | 0 | 0 | 0 | 0 | 0 | 0 | 0 | 0 | 0 | 0 | 0 | 0 | 0 | 0 | 0 | 0 | 0 | 0 | 0 | 0 | 0 | 0 | 0 | 0 | 0 | 0 | 0 | 0 | 0 | 0 | 0 | 0 | 0 | 0 | 0 | 0 | 0 | 0 | 0 | 0 | 0 | 0 | 0 | 0 | 0 | 0 | 0 | 0 | 0 | 0 | 0 | 0 | 0 | 0 | 0 | 0 | 0 | 0 | 0 | 0 | 0 | 0 | 0 | 0 | 0 | 0 | 0 | 0 | 0 | 0 | 0 | 0 | 0 | 0 | 0 | 0 | 0 | 0 | 0 | 0 | 0 | 0 | 0 | 0 | 0 | 0 | 0 | 0 | 0 | 0 | 0 | 0 | 0 | 0 | 0 | 0 | 0 | 0 | 0 | 0 | 0 | 0 | 0 | 0 | 0 | 0 | 0 | 0 | 0 | 0 | 0 | 0 | 0 | 0 | 0 | 0 | 0 | 0 | 0 | 0 | 0 | 0 | 0 | 0 | 0 | 0 | 0 | 0 | 0 | 0 | 0 | 0 | 0 | 0 | 0 | 0 | 0 | 0 | 0 | 0 | 0 | 0 | 0 | 0 | 0 | 0 | 0 | 0 | 0 | 0 | 0 | 0 | 0 | 0 | 0 | 0 | 0 | 0 | 0 | 0 | 0 | 0 | 0 | 0 | 0 | 0 | 0 | 0 | 0 | 0 | 0 | 0 | 0 | 0 | 0 | 0 | 0 | 0 | 0 | 0 | 0 | 0 | 0 | 0 | 0 | 0 | 0 | 0 | 0 | 0 | 0 | 0 | 0 | 0 | 0 | 0 | 0 | 0 | 0 | 0 | 0 | 0 | 0 | 0 | 0 | 0 | 0 | 0 | 0 | 0 | 0 | 0 | 0 | 0 | 0 | 0 | 0 | 0 | 0 | 0 | 0 | 0 | 0 | 0 | 0 | 0 | 0 | 0 | 0 | 0 | 0 | 0 | 0 | 0 | 0 | 0 | 0 | 0 | 0 | 0 | 0 | 0 | 0 | 0 | 0 | 0 | 0 | 0 | 0 | 0 | 0 | 0 | 0 | 0 | 0 | 0 | 0 | 0 | 0 | 0 | 0 | 0 | 0 | 0 | 0 | 0 | 0 | 0 | 0 | 0 | 0 | 0 | 0 | 0 | 0 | 0 | 0 | 0 | 0 | 0 | 0 | 0 | 0 | 0 | 0 | 0 | 0 | 0 | 0 | 0 | 0 | 0 | 0 | 0 | 0 | 0 | 0 | 0 | 0 | 0 | 0 | 0 | 0 | 0 | 0 | 0 | 0 | 0 | 0 | 0 | 0 | 0 | 0 | 0 | 0 | 0 | 0 | 0 | 0 | 0 | 0 | 0 | 0 | 0 | 0 | 0 | 0 | 0 | 0 | 0 | 0 | 0 | 0 | 0 | 0 | 0 | 0 | 0 | 0 | 0 | 0 | 0 | 0 | 0 | 0 | 0 | 0 | 0 | 0 | 0 | 0 | 0 | 0 | 0 | 0 | 0 | 0 | 0 | 0 | 0 | 0 | 0 | 0 | 0 | 0 | 0 | 0 | 0 | 0 | 0 | 0 | 0 | 0 | 0 | 0 | 0 | 0 | 0 | 0 | 0 | 0 | 0 | 0 | 0 | 0 | 0 | 0 | 0 | 0 | 0 | 0 | 0 | 0 | 0 | 0 | 0 | 0 | 0 | 0 | 0 | 0 | 0 | 0 | 0 | 0 | 0 | 0 | 0 | 0 | 0 | 0 | 0 | 0 | 0 | 0 | 0 | 0 | 0 | 0 | 0 | 0 | 0 | 0 | 0 | 0 | 0 | 0 | 0 | 0 | 0 | 0 | 0 | 0 | 0 | 0 | 0 | 0 | 0 | 0 | 0 | 0 | 0 | 0 | 0 | 0 | 0 | 0 | 0 | 0 | 0 | 0 | 0 | 0 | 0 | 0 | 0 | 0 | 0 | 0 | 0 | 0 | 0 | 0 | 0 | 0 | 0 | 0 | 0 | 0 | 0 | 0 | 0 | 0 | 0 | 0 | 0 | 0 | 0 | 0 | 0 | 0 | 0 | 0 | 0 | 0 | 0 | 0 | 0 | 0 | 0 | 0 | 0 | 0 | 0 | 0 | 0 | 0 | 0 | 0 | 0 | 0 | 0 | 0 | 0 | 0 | 0 | 0 | 0 | 0 | 0 | 0 | 0 | 0 | 0 | 0 | 0 | 0 | 0 | 0 | 0 | 0 | 0 | 0 | 0 | 0 | 0 | 0 | 0 | 0 | 0 | 0 | 0 | 0 | 0 | 0 | 0 | 0 | 0 | 0 | 0 | 0 | 0 | 0 | 0 | 0 | 0 | 0 | 0 | 0 | 0 | 0 | 0 | 0 | 0 | 0 | 0 | 0 | 0 | 0 | 0 | 0 | 0 | 0 | 0 | 0 | 0 | 0 | 0 | 0 | 0 | 0 | 0 | 0 | 0 | 0 | 0 | 0 | 0 | 0 | 0 | 0 | 0 | 0 | 0 | 0 | 0 | 0 | 0 | 0 | 0 | 0 | 0 | 0 | 0 | 0 | 0 | 0 | 0 | 0 | 0 | 0 | 0 | 0 | 0 | 0 | 0 | 0 | 0 | 0 | 0 | 0 | 0 | 0 | 0 | 0 | 0 | 0 | 0 | 0 | 0 | 0 | 0 | 0 | 0 | 0 | 0 | 0 | 0 | 0 | 0 | 0 | 0 | 0 | 0 | 0 | 0 | 0 | 0 | 0 | 0 | 0 | 0 | 0 | 0 | 0 | 0 | 0 | 0 | 0 | 0 | 0 | 0 | 0 | 0 | 0 | 0 | 0 | 0 | 0 | 0 | 0 | 0 | 0 | 0 | 0 | 0 | 0 | 0 | 0 | 0 | 0 | 0 | 0 | 0 | 0 | 0 | 0 | 0 | 0 | 0 | 0 | 0 | 0 | 0 | 0 | 0 | 0 | 0 | 0 | 0 | 0 | 0 | 0 | 0 | 0 | 0 | 0 | 0 | 0 | 0 | 0 | 0 | 0 | 0 | 0 | 0 | 0 | 0 | 0 | 0 | 0 | 0 | 0 | 0 | 0 | 0 | 0 | 0 | 0 | 0 | 0 | 0 | 0 | 0 | 0 | 0 | 0 | 0 | 0 | 0 | 0 | 0 | 0 | 0 | 0 | 0 | 0 | 0 | 0 | 0 | 0 | 0 | 0 | 0 | 0 | 0 | 0 | 0 | 0 | 0 | 0 | 0 | 0 | 0 | 0 | 0 | 0 | 0 | 0 | 0 | 0 | 0 | 0 | 0 | 0 | 0 | 0 | 0 | 0 | 0 | 0 | 0 | 0 | 0 | 0 | 0 | 0 | 0 | 0 | 0 | 0 | 0 | 0 | 0 | 0 | 0 | 0 | 0 | 0 | 0 | 0 | 0 | 0 | 0 | 0 | 0 | 0 | 0 | 0 | 0 | 0 | 0 | 0 | 0 | 0 | 0 | 0 | 0 | 0 | 0 | 0 | 0 | 0 | 0 | 0 | 0 | 0 | 0 | 0 | 0 | 0 | 0 | 0 | 0 | 0 | 0 | 0 | 0 | 0 | 0 | 0 | 0 | 0 | 0 | 0 | 0 | 0 | 0 | 0 | 0 | 0 | 0 | 0 | 0 | 0 | 0 | 0 | 0 | 0 | 0 | 0 | 0 | 0 | 0 | 0 | 0 | 0 | 0 | 0 | 0 | 0 | 0 | 0 | 0 | 0 | 0 | 0 | 0 | 0 | 0 | 0 | 0 | 0 | 0 | 0 | 0 | 0 | 0 | 0 | 0 | 0 | 0 | 0 | 0 | 0 | 0 | 0 | 0 | 0 | 0 | 0 | 0 | 0 | 0 | 0 | 0 | 0 | 0 | 0 | 0 | 0 | 0 | 0 | 0 | 0 | 0 | 0 | 0 | 0 | 0 | 0 | 0 | 0 | 0 | 0 | 0 | 0 | 0 | 0 | 0 | 0 | 0 | 0 | 0 | 0 | 0 | 0 | 0 | 0 | 0 | 0 | 0 | 0 | 0 | 0 | 0 | 0 | 0 | 0 | 0 | 0 | 0 | 0 | 0 | 0 | 0 | 0 | 0 | 0 | 0 | 0 | 0 | 0 | 0 | 0 | 0 | 0 | 0 | 0 | 0 | 0 | 0 | 0 | 0 | 0 | 0 | 0 | 0 | 0 | 0 | 0 | 0 | 0 | 0 | 0 | 0 | 0 | 0 | 0 | 0 | 0 | 0 | 0 | 0 | 0 | 0 | 0 | 0 | 0 | 0 | 0 | 0 | 0 | 0 | 0 | 0 | 0 | 0 | 0 | 0 | 0 | 0 | 0 | 0 | 0 | 0 | 0 | 0 | 0 | 0 | 0 | 0 | 0 | 0 | 0 | 0 | 0 | 0 | 0 | 0 | 0 | 0 | 0 | 0 | 0 | 0 | 0 | 0 | 0 | 0 | 0 | 0 | 0 | 0 | 0 | 0 | 0 | 0 | 0 | 0 | 0 | 0 | 0 | 0 | 0 | 0 | 0 | 0 | 0 | 0 | 0 | 0 | 0 | 0 | 0 | 0 | 0 | 0 | 0 | 0 | 0 | 0 | 0 | 0 | 0 | 0 | 0 | 0 | 0 | 0 | 0 | 0 | 0 | 0 | 0 | 0 | 0 | 0 | 0 | 0 | 0 | 0 | 0 | 0 | 0 | 0 | 0 | 0 | 0 | 0 | 0 | 0 | 0 | 0 | 0 | 0 | 0 | 0 | 0 | 0 | 0 | 0 | 0 | 0 | 0 | 0 | 0 | 0 | 0 | 0 | 0 | 0 | 0 | 0 | 0 | 0 | 0 | 0 | 0 | 0 | 0 | 0 | 0 | 0 | 0 | 0 | 0 | 0 | 0 | 0 | 0 | 0 | 0 | 0 | 0 | 0 | 0 | 0 | 0 | 0 | 0 | 0 | 0 | 0 | 0 | 0 | 0 | 0 | 0 | 0 | 0 | 0 | 0 | 0 | 0 | 0 | 0 | 0 | 0 | 0 | 0 | 0 | 0 | 0 | 0 | 0 | 0 | 0 | 0 | 0 | 0 | 0 | 0 | 0 | 0 | 0 | 0 | 0 | 0 | 0 | 0 | 0 | 0 | 0 | 0 | 0 | 0 | 0 | 0 | 0 | 0 | 0 | 0 | 0 | 0 | 0 | 0 | 0 | 0 | 0 | 0 | 0 | 0 | 0 | 0 | 0 | 0 | 0 | 0 | 0 | 0 | 0 | 0 | 0 | 0 | 0 | 0 | 0 | 0 | 0 | 0 | 0 | 0 | 0 | 0 | 0 | 0 | 0 | 0 | 0 | 0 | 0 | 0 | 0 | 0 | 0 | 0 | 0 | 0 | 0 | 0 | 0 | 0 | 0 | 0 | 0 | 0 | 0 | 0 | 0 | 0 | 0 | 0 | 0 | 0 | 0 | 0 | 0 | 0 | 0 | 0 | 0 | 0 | 0 | 0 | 0 | 0 | 0 | 0 | 0 | 0 | 0 | 0 | 0 | 0 | 0 | 0 | 0 | 0 | 0 | 0 | 0 | 0 | 0 | 0 | 0 | 0 | 0 | 0 | 0 | 0 | 0 | 0 | 0 | 0 | 0 | 0 | 0 | 0 | 0 | 0 | 0 | 0 | 0 | 0 | 0 | 0 | 0 | 0 | 0 | 0 | 0 | 0 | 0 | 0 | 0 | 0 | 0 | 0 | 0 | 0 | 0 | 0 | 0 | 0 | 0 | 0 | 0 | 0 | 0 | 0 | 0 | 0 | 0 | 0 | 0 | 0 | 0 | 0 | 0 | 0 | 0 | 0 | 0 | 0 | 0 | 0 | 0 | 0 | 0 | 0 | 0 | 0 | 0 | 0 | 0 | 0 | 0 | 0 | 0 | 0 | 0 | 0 | 0 | 0 | 0 | 0 | 0 | 0 | 0 | 0 | 0 | 0 | 0 | 0 | 0 | 0 | 0 | 0 | 0 | 0 | 0 | 0 | 0 | 0 | 0 | 0 | 0 | 0 | 0 | 0 | 0 | 0 | 0 | 0 | 0 | 0 | 0 | 0 | 0 | 0 | 0 | 0 | 0 | 0 | 0 | 0 | 0 | 0 | 0 | 0 | 0 | 0 | 0 | 0 | 0 | 0 | 0 | 0 | 0 | 0 | 0 | 0 | 0 | 0 | 0 | 0 | 0 | 0 | 0 | 0 | 0 | 0 | 0 | 0 | 0 | 0 | 0 | 0 | 0 | 0 | 0 | 0 | 0 | 0 | 0 | 0 | 0 | 0 | 0 | 0 | 0 | 0 | 0 | 0 | 0 | 0 | 0 | 0 | 0 | 0 | 0 | 0 | 0 | 0 | 0 | 0 | 0 | 0 | 0 | 0 | 0 | 0 | 0 | 0 | 0 | 0 | 0 | 0 | 0 | 0 | 0 | 0 | 0 | 0 | 0 | 0 | 0 | 0 | 0 | 0 | 0 | 0 | 0 | 0 | 0 | 0 | 0 | 0 | 0 | 0 | 0 | 0 | 0 | 0 | 0 | 0 | 0 | 0 | 0 | 0 | 0 | 0 | 0 | 0 | 0 | 0 | 0 | 0 | 0 | 0 | 0 | 0 | 0 | 0 | 0 | 0 | 0 | 0 | 0 | 0 | 0 | 0 | 0 | 0 | 0 | 0 | 0 | 0 | 0 | 0 | 0 | 0 | 0 | 0 | 0 | 0 | 0 | 0 | 0 | 0 | 0 | 0 | 0 | 0 | 0 | 0 | 0 | 0 | 0 | 0 | 0 | 0 | 0 | 0 | 0 | 0 | 0 | 0 | 0 | 0 | 0 | 0 | 0 | 0 | 0 | 0 | 0 | 0 | 0 | 0 | 0 | 0 | 0 | 0 | 0 | 0 | 0 | 0 | 0 | 0 | 0 | 0 | 0 | 0 | 0 | 0 | 0 | 0 | 0 | 0 | 0 | 0 | 0 | 0 | 0 | 0 | 0 | 0 | 0 | 0 | 0 | 0 | 0 | 0 | 0 | 0 | 0 | 0 | 0 | 0 | 0 | 0 | 0 | 0 | 0 | 0 | 0 | 0 | 0 | 0 | 0 | 0 | 0 | 0 | 0 | 0 | 0 | 0 | 0 | 0 | 0 | 0 | 0 | 0 | 0 | 0 | 0 | 0 | 0 | 0 | 0 | 0 | 0 | 0 | 0 | 0 | 0 | 0 | 0 | 0 | 0 | 0 | 0 | 0 | 0 | 0 | 0 | 0 | 0 | 0 | 0 | 0 | 0 | 0 | 0 | 0 | 0 | 0 | 0 | 0 | 0 | 0 | 0 | 0 | 0 | 0 | 0 | 0 | 0 | 0 | 0 | 0 | 0 | 0 | 0 | 0 | 0 | 0 | 0 | 0 | 0 | 0 | 0 | 0 | 0 | 0 | 0 | 0 | 0 | 0 | 0 | 0 | 0 | 0 | 0 | 0 | 0 | 0 | 0 | 0 | 0 | 0 | 0 | 0 | 0 | 0 | 0 | 0 | 0 | 0 | 0 | 0 | 0 | 0 | 0 | 0 | 0 | 0 | 0 | 0 | 0 | 0 | 0 | 0 | 0 | 0 | 0 | 0 | 0 | 0 | 0 | 0 | 0 | 0 | 0 | 0 | 0 | 0 | 0 | 0 | 0 | 0 | 0 | 0 | 0 | 0 | 0 | 0 | 0 | 0 | 0 | 0 | 0 | 0 | 0 | 0 | 0 | 0 | 0 | 0 | 0 | 0 | 0 | 0 | 0 | 0 | 0 | 0 | 0 | 0 | 0 | 0 | 0 | 0 | 0 | 0 | 0 | 0 | 0 | 0 | 0 | 0 | 0 | 0 | 0 | 0 | 0 | 0 | 0 | 0 | 0 | 0 | 0 | 0 | 0 | 0 | 0 | 0 | 0 | 0 | 0 | 0 | 0 | 0 | 0 | 0 | 0 | 0 | 0 | 0 | 0 | 0 | 0 | 0 | 0 | 0 | 0 | 0 | 0 | 0 | 0 | 0 | 0 | 0 | 0 | 0 | 0 | 0 | 0 | 0 | 0 | 0 | 0 | 0 | 0 | 0 | 0 | 0 | 0 | 0 | 0 | 0 | 0 | 0 | 0 | 0 | 0 | 0 | 0 | 0 | 0 | 0 | 0 | 0 | 0 | 0 | 0 | 0 | 0 | 0 | 0 | 0 | 0 | 0 | 0 | 0 | 0 | 0 | 0 | 0 | 0 | 0 | 0 | 0 | 0 | 0 | 0 | 0 | 0 | 0 | 0 | 0 | 0 | 0 | 0 | 0 | 0 | 0 | 0 | 0 | 0 | 0 | 0 | 0 | 0 | 0 | 0 | 0 | 0 | 0 | 0 | 0 | 0 | 0 | 0 | 0 | 0 | 0 | 0 | 0 | 0 | 0 | 0 | 0 | 0 | 0 | 0 | 0 | 0 | 0 | 0 | 0 | 0 | 0 | 0 | 0 | 0 | 0 | 0 | 0 | 0 | 0 | 0 | 0 | 0 | 0 | 0 | 0 | 0 | 0 | 0 | 0 | 0 | 0 | 0 | 0 | 0 | 0 | 0 | 0 | 0 | 0 | 0 | 0 | 0 | 0 | 0 | 0 | 0 | 0 | 0 | 0 | 0 | 0 | 0 | 0 | 0 | 0 | 0 | 0 | 0 | 0 | 0 | 0 | 0 | 0 | 0 | 0 | 0 | 0 | 0 | 0 | 0 | 0 | 0 | 0 | 0 | 0 | 0 | 0 | 0 | 0 | 0 | 0 | 0 | 0 | 0 | 0 | 0 | 0 | 0 | 0 | 0 | 0 | 0 | 0 | 0 | 0 | 0 | 0 | 0 | 0 | 0 | 0 | 0 | 0 | 0 | 0 | 0 | 0 | 0 | 0 | 0 | 0 | 0 | 0 | 0 | 0 | 0 | 0 | 0 | 0 | 0 | 0 | 0 | 0 | 0 | 0 | 0 | 0 | 0 | 0 | 0 | 0 | 0 | 0 | 0 | 0 | 0 | 0 | 0 | 0 | 0 | 0 | 0 | 0 | 0 | 0 | 0 | 0 | 0 | 0 | 0 | 0 | 0 | 0 | 0 | 0 | 0 | 0 | 0 | 0 | 0 | 0 | 0 | 0 | 0 | 0 | 0 | 0 | 0 | 0 | 0 | 0 | 0 | 0 | 0 | 0 | 0 | 0 | 0 | 0 | 0 | 0 | 0 | 0 | 0 | 0 | 0 | 0 | 0 | 0 | 0 | 0 | 0 | 0 | 0 | 0 | 0 | 0 | 0 | 0 | 0 | 0 | 0 | 0 | 0 | 0 | 0 | 0 | 0 | 0 | 0 | 0 | 0 | 0 | 0 | 0 | 0 | 0 | 0 | 0 | 0 | 0 | 0 | 0 | 0 | 0 | 0 | 0 | 0 | 0 | 0 | 0 | 0 | 0 | 0 | 0 | 0 | 0 | 0 | 0 | 0 | 0 | 0 | 0 | 0 | 0 | 0 | 0 | 0 | 0 | 0 | 0 | 0 | 0 | 0 | 0 | 0 | 0 | 0 | 0 | 0 | 0 | 0 | 0 | 0 | 0 | 0 | 0 | 0 | 0 | 0 | 0 | 0 | 0 | 0 | 0 | 0 | 0 | 0 | 0 | 0 | 0 | 0 | 0 | 0 | 0 | 0 | 0 | 0 | 0 | 0 | 0 | 0 | 0 | 0 | 0 | 0 | 0 | 0 | 0 | 0 | 0 | 0 | 0 | 0 | 0 | 0 | 0 | 0 | 0 | 0 | 0 | 0 | 0 | 0 | 0 | 0 | 0 | 0 | 0 | 0 | 0 | 0 | 0 | 0 | 0 | 0 | 0 | 0 | 0 | 0 | 0 | 0 | 0 | 0 | 0 | 0 | 0 | 0 | 0 | 0 | 0 | 0 | 0 | 0 | 0 | 0 | 0 | 0 | 0 | 0 | 0 | 0 | 0 | 0 | 0 | 0 | 0 | 0 | 0 | 0 | 0 | 0 | 0 | 0 | 0 | 0 | 0 | 0 | 0 | 0 | 0 | 0 | 0 | 0 | 0 | 0 | 0 | 0 | 0 | 0 | 0 | 0 | 0 | 0 | 0 | 0 | 0 | 0 | 0 | 0 | 0 | 0 | 0 | 0 | 0 | 0 | 0 | 0 | 0 | 0 | 0 | 0 | 0 | 0 | 0 | 0 | 0 | 0 | 0 | 0 | 0 | 0 | 0 | 0 | 0 | 0 | 0 | 0 | 0 | 0 | 0 | 0 | 0 | 0 | 0 | 0 | 0 | 0 | 0 | 0 | 0 | 0 | 0 | 0 | 0 | 0 | 0 | 0 | 0 | 0 | 0 | 0 | 0 | 0 | 0 | 0 | 0 | 0 | 0 | 0 | 0 | 0 | 0 | 0 | 0 | 0 | 0 | 0 | 0 | 0 | 0 | 0 | 0 | 0 | 0 | 0 | 0 | 0 | 0 | 0 | 0 | 0 | 0 | 0 | 0 | 0 | 0 | 0 | 0 | 0 | 0 | 0 | 0 | 0 | 0 | 0 | 0 | 0 | 0 | 0 | 0 | 0 | 0 | 0 | 0 | 0 | 0 | 0 | 0 | 0 | 0 | 0 | 0 | 0 | 0 | 0 | 0 | 0 | 0 | 0 | 0 | 0 | 0 | 0 | 0 | 0 | 0 | 0 | 0 | 0 | 0 | 0 | 0 | 0 | 0 | 0 | 0 | 0 | 0 | 0 | 0 | 0 | 0 | 0 | 0 | 0 | 0 | 0 | 0 | 0 | 0 | 0 | 0 | 0 | 0 | 0 | 0 | 0 | 0 | 0 | 0 | 0 | 0 | 0 | 0 | 0 | 0 | 0 | 0 | 0 | 0 | 0 | 0 | 0 | 0 | 0 | 0 | 0 | 0 | 0 | 0 | 0 | 0 | 0 | 0 | 0 | 0 | 0 | 0 | 0 | 0 | 0 | 0 | 0 | 0 | 0 | 0 | 0 | 0 | 0 | 0 | 0 | 0 | 0 | 0 | 0 | 0 | 0 | 0 | 0 | 0 | 0 | 0 | 0 | 0 | 0 | 0 | 0 | 0 | 0 | 0 | 0 | 0 | 0 | 0 | 0 | 0 | 0 | 0 | 0 | 0 | 0 | 0 | 0 | 0 | 0 | 0 | 0 | 0 | 0 | 0 | 0 | 0 | 0 | 0 | 0 | 0 | 0 | 0 | 0 | 0 | 0 | 0 | 0 | 0 | 0 | 0 | 0 | 0 | 0 | 0 | 0 | 0 | 0 | 0 | 0 | 0 | 0 | 0 | 0 | 0 | 0 | 0 | 0 | 0 | 0 | 0 | 0 | 0 | 0 | 0 | 0 | 0 | 0 | 0 | 0 | 0 | 0 | 0 | 0 | 0 | 0 | 0 | 0 | 0 | 0 | 0 | 0 | 0 | 0 | 0 | 0 | 0 | 0 | 0 | 0 | 0 | 0 | 0 | 0 | 0 | 0 | 0 | 0 | 0 | 0 | 0 | 0 | 0 | 0 | 0 | 0 | 0 | 0 | 0 | 0 | 0 | 0 | 0 | 0 | 0 | 0 | 0 | 0 | 0 | 0 | 0 | 0 | 0 | 0 | 0 | 0 | 0 | 0 | 0 | 0 | 0 | 0 | 0 | 0 | 0 | 0 | 0 | 0 | 0 | 0 | 0 | 0 | 0 | 0 | 0 | 0 | 0 | 0 | 0 | 0 | 0 | 0 | 0 | 0 | 0 | 0 | 0 | 0 | 0 | 0 | 0 | 0 | 0 | 0 | 0 | 0 | 0 | 0 | 0 | 0 | 0 | 0 | 0 | 0 | 0 | 0 | 0 | 0 | 0 | 0 | 0 | 0 | 0 | 0 | 0 | 0 | 0 | 0 | 0 | 0 | 0 | 0 | 0 | 0 | 0 | 0 | 0 | 0 | 0 | 0 | 0 | 0 | 0 | 0 | 0 | 0 | 0 | 0 | 0 | 0 | 0 | 0 | 0 | 0 | 0 | 0 | 0 | 0 | 0 | 0 | 0 | 0 | 0 | 0 | 0 | 0 | 0 | 0 | 0 | 0 | 0 | 0 | 0 | 0 | 0 | 0 | 0 | 0 | 0 | 0 | 0 | 0 | 0 | 0 | 0 | 0 | 0 | 0 | 0 | 0 | 0 | 0 | 0 | 0 | 0 | 0 | 0 | 0 | 0 | 0 | 0 | 0 | 0 | 0 | 0 | 0 | 0 | 0 | 0 | 0 | 0 | 0 | 0 | 0 | 0 | 0 | 0 | 0 | 0 | 0 | 0 | 0 | 0 | 0 | 0 | 0 | 0 | 0 | 0 | 0 | 0 | 0 | 0 | 0 | 0 | 0 | 0 | 0 | 0 | 0 | 0 | 0 | 0 | 0 | 0 | 0 | 0 | 0 | 0 | 0 | 0 | 0 | 0 | 0 | 0 | 0 | 0 | 0 | 0 | 0 | 0 | 0 | 0 | 0 | 0 | 0 | 0 | 0 | 0 | 0 | 0 | 0 | 0 | 0 | 0 | 0 | 0 | 0 | 0 | 0 | 0 | 0 | 0 | 0 | 0 | 0 | 0 | 0 | 0 | 0 | 0 | 0 | 0 | 0 | 0 | 0 | 0 | 0 | 0 | 0 | 0 | 0 | 0 | 0 | 0 | 0 | 0 | 0 | 0 | 0 | 0 | 0 | 0 | 0 | 0 | 0 | 0 | 0 | 0 | 0 | 0 | 0 | 0 | 0 | 0 | 0 | 0 | 0 | 0 | 0 | 0 | 0 | 0 | 0 | 0 | 0 | 0 | 0 | 0 | 0 | 0 | 0 | 0 | 0 | 0 | 0 | 0 | 0 | 0 | 0 | 0 | 0 | 0 | 0 | 0 | 0 | 0 | 0 | 0 | 0 | 0 | 0 | 0 | 0 | 0 | 0 | 0 | 0 | 0 | 0 | 0 | 0 | 0 | 0 | 0 | 0 | 0 | 0 | 0 | 0 | 0 | 0 | 0 | 0 | 0 | 0 | 0 | 0 | 0 | 0 | 0 | 0 | 0 | 0 | 0 | 0 | 0 | 0 | 0 | 0 | 0 | 0 | 0 | 0 | 0 | 0 | 0 | 0 | 0 | 0 | 0 | 0 | 0 | 0 | 0 | 0 | 0 | 0 | 0 | 0 | 0 | 0 | 0 | 0 | 0 | 0 | 0 | 0 | 0 | 0 | 0 | 0 | 0 | 0 | 0 | 0 | 0 | 0 | 0 | 0 | 0 | 0 | 0 | 0 | 0 | 0 | 0 | 0 | 0 | 0 | 0 | 0 | 0 | 0 | 0 | 0 | 0 | 0 | 0 | 0 | 0 | 0 | 0 | 0 | 0 | 0 | 0 | 0 | 0 | 0 | 0 | 0 | 0 | 0 | 0 | 0 | 0 | 0 | 0 | 0 | 0 | 0 | 0 | 0 | 0 | 0 | 0 | 0 | 0 | 0 | 0 | 0 | 0 | 0 | 0 | 0 | 0 | 0 | 0 | 0 | 0 | 0 | 0 | 0 | 0 | 0 | 0 | 0 | 0 | 0 | 0 | 0 | 0 | 0 | 0 | 0 | 0 | 0 | 0 | 0 | 0 | 0 | 0 | 0 | 0 | 0 | 0 | 0 | 0 | 0 | 0 | 0 | 0 | 0 | 0 | 0 | 0 | 0 | 0 | 0 | 0 | 0 | 0 | 0 | 0 | 0 | 0 | 0 | 0 | 0 | 0 | 0 | 0 | 0 | 0 | 0 | 0 | 0 | 0 | 0 | 0 | 0 | 0 | 0 | 0 | 0 | 0 | 0 | 0 | 0 | 0 | 0 | 0 | 0 | 0 | 0 | 0 | 0 | 0 | 0 | 0 | 0 | 0 | 0 | 0 | 0 | 0 | 0 | 0 | 0 | 0 | 0 | 0 | 0 | 0 | 0 | 0 | 0 | 0 | 0 | 0 | 0 | 0 | 0 | 0 | 0 | 0 | 0 | 0 | 0 | 0 | 0 | 0 | 0 | 0 | 0 | 0 | 0 | 0 | 0 | 0 | 0 | 0 | 0 | 0 | 0 | 0 | 0 | 0 | 0 | 0 | 0 | 0 | 0 | 0 | 0 | 0 | 0 | 0 | 0 | 0 | 0 | 0 | 0 | 0 | 0 | 0 | 0 | 0 | 0 | 0 | 0 | 0 | 0 | 0 | 0 | 0 | 0 | 0 | 0 | 0 | 0 | 0 | 0 | 0 | 0 | 0 | 0 | 0 | 0 | 0 | 0 | 0 | 0 | 0 | 0 | 0 | 0 | 0 | 0 | 0 | 0 | 0 | 0 | 0 | 0 | 0 | 0 | 0 | 0 | 0 | 0 | 0 | 0 | 0 | 0 | 0 | 0 | 0 | 0 | 0 | 0 | 0 | 0 | 0 | 0 | 0 | 0 | 0 | 0 | 0 | 0 | 0 | 0 | 0 | 0 | 0 | 0 | 0 | 0 | 0 | 0 | 0 | 0 | 0 | 0 | 0 | 0 | 0 | 0 | 0 | 0 | 0 | 0 | 0 | 0 | 0 | 0 | 0 | 0 | 0 | 0 | 0 | 0 | 0 | 0 | 0 | 0 | 0 | 0 | 0 | 0 | 0 | 0 | 0 | 0 | 0 | 0 | 0 | 0 | 0 | 0 | 0 | 0 | 0 | 0 | 0 | 0 | 0 | 0 | 0 | 0 | 0 | 0 | 0 | 0 | 0 | 0 | 0 | 0 | 0 | 0 | 0 | 0 | 0 | 0 | 0 | 0 | 0 | 0 | 0 | 0 | 0 | 0 | 0 | 0 | 0 | 0 | 0 | 0 | 0 | 0 | 0 | 0 | 0 | 0 | 0 | 0 | 0 | 0 | 0 | 0 | 0 | 0 | 0 | 0 | 0 | 0 | 0 | 0 | 0 | 0 | 0 | 0 | 0 | 0 | 0 | 0 | 0 | 0 | 0 | 0 | 0 | 0 | 0 | 0 | 0 | 0 | 0 | 0 | 0 | 0 | 0 | 0 | 0 | 0 | 0 | 0 | 0 | 0 | 0 | 0 | 0 | 0 | 0 | 0 | 0 | 0 | 0 | 0 | 0 | 0 | 0 | 0 | 0 | 0 | 0 | 0 | 0 | 0 | 0 | 0 | 0 | 0 | 0 | 0 | 0 | 0 | 0 | 0 | 0 | 0 | 0 | 0 | 0 | 0 | 0 | 0 | 0 | 0 | 0 | 0 | 0 | 0 | 0 | 0 | 0 | 0 | 0 | 0 | 0 | 0 | 0 | 0 | 0 | 0 | 0 | 0 | 0 | 0 | 0 | 0 | 0 | 0 | 0 | 0 | 0 | 0 | 0 | 0 | 0 | 0 | 0 | 0 | 0 | 0 | 0 | 0 | 0 | 0 | 0 | 0 | 0 | 0 | 0 | 0 | 0 | 0 | 0 | 0 | 0 | 0 | 0 | 0 | 0 | 0 | 0 | 0 | 0 | 0 | 0 | 0 | 0 | 0 | 0 | 0 | 0 | 0 | 0 | 0 | 0 | 0 | 0 | 0 | 0 | 0 | 0 | 0 | 0 | 0 | 0 | 0 | 0 | 0 | 0 | 0 | 0 | 0 | 0 | 0 | 0 | 0 | 0 | 0 | 0 | 0 | 0 | 0 | 0 | 0 | 0 | 0 | 0 | 0 | 0 | 0 | 0 | 0 | 0 | 0 | 0 | 0 | 0 | 0 | 0 | 0 | 0 | 0 | 0 | 0 | 0 | 0 | 0 | 0 | 0 | 0 | 0 | 0 | 0 | 0 | 0 | 0 | 0 | 0 | 0 | 0 | 0 | 0 | 0 | 0 | 0 | 0 | 0 | 0 | 0 | 0 | 0 | 0 | 0 | 0 | 0 | 0 | 0 | 0 | 0 | 0 | 0 | 0 | 0 | 0 | 0 | 0 | 0 | 0 | 0 | 0 | 0 | 0 | 0 | 0 | 0 | 0 | 0 | 0 | 0 | 0 | 0 | 0 | 0 | 0 | 0 | 0 | 0 | 0 | 0 | 0 | 0 | 0 | 0 | 0 | 0 | 0 | 0 | 0 | 0 | 0 | 0 | 0 | 0 | 0 | 0 | 0 | 0 | 0 | 0 | 0 | 0 | 0 | 0 | 0 | 0 | 0 | 0 | 0 | 0 | 0 | 0 | 0 | 0 | 0 | 0 | 0 | 0 | 0 | 0 | 0 | 0 | 0 | 0 | 0 | 0 | 0 | 0 | 0 | 0 | 0 | 0 | 0 | 0 | 0 | 0 | 0 | 0 | 0 | 0 | 0 | 0 | 0 | 0 | 0 | 0 | 0 | 0 | 0 | 0 | 0 | 0 | 0 | 0 | 0 | 0 | 0 | 0 | 0 | 0 | 0 | 0 | 0 | 0 | 0 | 0 | 0 | 0 | 0 | 0 | 0 | 0 | 0 | 0 | 0 | 0 | 0 | 0 | 0 | 0 | 0 | 0 | 0 | 0 | 0 | 0 | 0 | 0 | 0 | 0 | 0 | 0 | 0 | 0 | 0 | 0 | 0 | 0 | 0 | 0 | 0 | 0 | 0 | 0 | 0 | 0 | 0 | 0 | 0 | 0 | 0 | 0 | 0 | 0 | 0 | 0 | 0 | 0 | 0 | 0 | 0 | 0 | 0 | 0 | 0 | 0 | 0 | 0 | 0 | 0 | 0 | 0 | 0 | 0 | 0 | 0 | 0 | 0 | 0 | 0 | 0 | 0 | 0 | 0 | 0 | 0 | 0 | 0 | 0 | 0 | 0 | 0 | 0 | 0 | 0 | 0 | 0 | 0 | 0 | 0 | 0 | 0 | 0 | 0 | 0 | 0 | 0 | 0 | 0 | 0 | 0 | 0 | 0 | 0 | 0 | 0 | 0 | 0 | 0 | 0 | 0 | 0 | 0 | 0 | 0 | 0 | 0 | 0 | 0 | 0 | 0 | 0 | 0 | 0 | 0 | 0 | 0 | 0 | 0 | 0 | 0 | 0 | 0 | 0 | 0 | 0 | 0 | 0 | 0 | 0 | 0 | 0 | 0 | 0 | 0 | 0 | 0 | 0 | 0 | 0 | 0 | 0 | 0 | 0 | 0 | 0 | 0 | 0 | 0 | 0 | 0 | 0 | 0 | 0 | 0 | 0 | 0 | 0 | 0 | 0 | 0 | 0 | 0 | 0 | 0 | 0 | 0 | 0 | 0 | 0 | 0 | 0 | 0 | 0 | 0 | 0 | 0 | 0 | 0 | 0 | 0 | 0 | 0 | 0 | 0 | 0 | 0 | 0 | 0 | 0 | 0 | 0 | 0 | 0 | 0 | 0 | 0 | 0 | 0 | 0 | 0 | 0 | 0 | 0 | 0 | 0 | 0 | 0 | 0 | 0 | 0 | 0 | 0 | 0 | 0 | 0 | 0 | 0 | 0 | 0 | 0 | 0 | 0 | 0 | 0 | 0 | 0 | 0 | 0 | 0 | 0 | 0 | 0 | 0 | 0 | 0 | 0 | 0 | 0 | 0 | 0 | 0 | 0 | 0 | 0 | 0 | 0 | 0 | 0 | 0 | 0 | 0 | 0 | 0 | 0 | 0 | 0 | 0 | 0 | 0 | 0 | 0 | 0 | 0 | 0 | 0 | 0 | 0 | 0 | 0 | 0 | 0 | 0 | 0 | 0 | 0 | 0 | 0 | 0 | 0 | 0 | 0 | 0 | 0 | 0 | 0 | 0 | 0 | 0 | 0 | 0 | 0 | 0 | 0 | 0 | 0 | 0 | 0 | 0 | 0 | 0 | 0 | 0 | 0 | 0 | 0 | 0 | 0 | 0 | 0 | 0 | 0 | 0 | 0 | 0 | 0 | 0 | 0 | 0 | 0 | 0 | 0 | 0 | 0 | 0 | 0 | 0 | 0 | 0 | 0 | 0 | 0 | 0 | 0 | 0 | 0 | 0 | 0 | 0 | 0 | 0 | 0 | 0 | 0 | 0 | 0 | 0 | 0 | 0 | 0 | 0 | 0 | 0 | 0 | 0 | 0 | 0 | 0 | 0 | 0 | 0 | 0 | 0 | 0 | 0 | 0 | 0 | 0 | 0 | 0 | 0 | 0 | 0 | 0 | 0 | 0 | 0 | 0 | 0 | 0 | 0 | 0 | 0 | 0 | 0 | 0 | 0 | 0 | 0 | 0 | 0 | 0 | 0 | 0 | 0 | 0 | 0 | 0 | 0 | 0 | 0 | 0 | 0 | 0 | 0 | 0 | 0 | 0 | 0 | 0 | 0 | 0 | 0 | 0 | 0 | 0 | 0 | 0 | 0 | 0 | 0 | 0 | 0 | 0 | 0 | 0 | 0 | 0 | 0 | 0 | 0 | 0 | 0 | 0 | 0 | 0 | 0 | 0 | 0 | 0 | 0 | 0 | 0 | 0 | 0 | 0 | 0 | 0 | 0 | 0 | 0 | 0 | 0 | 0 | 0 | 0 | 0 | 0 | 0 | 0 | 0 | 0 | 0 | 0 | 0 | 0 | 0 | 0 | 0 | 0 | 0 | 0 | 0 | 0 | 0 | 0 | 0 | 0 | 0 | 0 | 0 | 0 | 0 | 0 | 0 | 0 | 0 | 0 | 0 | 0 | 0 | 0 | 0 | 0 | 0 | 0 | 0 | 0 | 0 | 0 | 0 | 0 | 0 | 0 | 0 | 0 | 0 | 0 | 0 | 0 | 0 | 0 | 0 | 0 | 0 | 0 | 0 | 0 | 0 | 0 | 0 | 0 | 0 | 0 | 0 | 0 | 0 | 0 | 0 | 0 | 0 | 0 | 0 | 0 | 0 | 0 | 0 | 0 | 0 | 0 | 0 | 0 | 0 | 0 | 0 | 0 | 0 | 0 | 0 | 0 | 0 | 0 | 0 | 0 | 0 | 0 | 0 | 0 | 0 | 0 | 0 | 0 | 0 | 0 | 0 | 0 | 0 | 0 | 0 | 0 | 0 | 0 | 0 | 0 | 0 | 0 | 0 | 0 | 0 | 0 | 0 | 0 | 0 | 0 | 0 | 0 | 0 | 0 | 0 | 0 | 0 | 0 | 0 | 0 | 0 | 0 | 0 | 0 | 0 | 0 | 0 | 0 | 0 | 0 | 0 | 0 | 0 | 0 | 0 | 0 | 0 | 0 | 0 | 0 | 0 | 0 | 0 | 0 | 0 | 0 | 0 | 0 | 0 | 0 | 0 | 0 | 0 | 0 | 0 | 0 | 0 | 0 | 0 | 0 | 0 | 0 | 0 | 0 | 0 | 0 | 0 | 0 | 0 | 0 | 0 | 0 | 0 | 0 | 0 | 0 | 0 | 0 | 0 | 0 | 0 | 0 | 0 | 0 | 0 | 0 | 0 | 0 | 0 | 0 | 0 | 0 | 0 | 0 | 0 | 0 | 0 | 0 | 0 | 0 | 0 | 0 | 0 | 0 | 0 | 0 | 0 | 0 | 0 | 0 | 0 | 0 | 0 | 0 | 0 | 0 | 0 | 0 | 0 | 0 | 0 | 0 | 0 | 0 | 0 | 0 | 0 | 0 | 0 | 0 | 0 | 0 | 0 | 0 | 0 | 0 | 0 | 0 | 0 | 0 | 0 | 0 | 0 | 0 | 0 | 0 | 0 | 0 | 0 | 0 | 0 | 0 | 0 | 0 | 0 | 0 | 0 | 0 | 0 | 0 | 0 | 0 | 0 | 0 | 0 | 0 | 0 | 0 | 0 | 0 | 0 | 0 | 0 | 0 | 0 | 0 | 0 | 0 | 0 | 0 | 0 | 0 | 0 | 0 | 0 | 0 | 0 | 0 | 0 | 0 | 0 | 0 | 0 | 0 | 0 | 0 | 0 | 0 | 0 | 0 | 0 | 0 | 0 | 0 | 0 | 0 | 0 | 0 | 0 | 0 | 0 | 0 | 0 | 0 | 0 | 0 | 0 | 0 | 0 | 0 | 0 | 0 | 0 | 0 | 0 | 0 | 0 | 0 | 0 | 0 | 0 | 0 | 0 | 0 | 0 | 0 | 0 | 0 | 0 | 0 | 0 | 0 | 0 | 0 | 0 | 0 | 0 | 0 | 0 | 0 | 0 | 0 | 0 | 0 | 0 | 0 | 0 | 0 | 0 | 0 | 0 | 0 | 0 | 0 | 0 | 0 | 0 | 0 | 0 | 0 | 0 | 0 | 0 | 0 | 0 | 0 | 0 | 0 | 0 | 0 | 0 | 0 | 0 | 0 | 0 | 0 | 0 | 0 | 0 | 0 | 0 | 0 | 0 | 0 | 0 | 0 | 0 | 0 | 0 | 0 | 0 | 0 | 0 | 0 | 0 | 0 | 0 | 0 | 0 | 0 | 0 | 0 | 0 | 0 | 0 | 0 | 0 | 0 | 0 | 0 | 0 | 0 | 0 | 0 | 0 | 0 | 0 | 0 | 0 | 0 | 0 | 0 | 0 | 0 | 0 | 0 | 0 | 0 | 0 | 0 | 0 | 0 | 0 | 0 | 0 | 0 | 0 | 0 | 0 | 0 | 0 | 0 | 0 | 0 | 0 | 0 | 0 | 0 | 0 | 0 | 0 | 0 | 0 | 0 | 0 | 0 | 0 | 0 | 0 | 0 | 0 | 0 | 0 | 0 | 0 | 0 | 0 | 0 | 0 | 0 | 0 | 0 | 0 | 0 | 0 | 0 | 0 | 0 | 0 | 0 | 0 | 0 | 0 | 0 | 0 | 0 | 0 | 0 | 0 | 0 | 0 | 0 | 0 | 0 | 0 | 0 | 0 | 0 | 0 | 0 | 0 | 0 | 0 | 0 | 0 | 0 | 0 | 0 | 0 | 0 | 0 | 0 | 0 | 0 | 0 | 0 | 0 | 0 | 0 | 0 | 0 | 0 | 0 | 0 | 0 | 0 | 0 | 0 | 0 | 0 | 0 | 0 | 0 | 0 | 0 | 0 | 0 | 0 | 0 | 0 | 0 | 0 | 0 | 0 | 0 | 0 | 0 | 0 | 0 | 0 | 0 | 0 | 0 | 0 | 0 | 0 | 0 | 0 | 0 | 0 | 0 | 0 | 0 | 0 | 0 | 0 | 0 | 0 | 0 | 0 | 0 | 0 | 0 | 0 | 0 | 0 | 0 | 0 | 0 | 0 | 0 | 0 | 0 | 0 | 0 | 0 | 0 | 0 | 0 | 0 | 0 | 0 | 0 | 0 | 0 | 0 | 0 | 0 | 0 | 0 | 0 | 0 | 0 | 0 | 0 | 0 | 0 | 0 | 0 | 0 | 0 | 0 | 0 | 0 | 0 | 0 | 0 | 0 | 0 | 0 | 0 | 0 | 0 | 0 | 0 | 0 | 0 | 0 | 0 | 0 | 0 | 0 | 0 | 0 | 0 | 0 | 0 | 0 | 0 | 0 | 0 | 0 | 0 | 0 | 0 | 0 | 0 | 0 | 0 | 0 | 0 | 0 | 0 | 0 | 0 | 0 | 0 | 0 | 0 | 0 | 0 | 0 | 0 | 0 | 0 | 0 | 0 | 0 | 0 | 0 | 0 | 0 | 0 | 0 | 0 | 0 | 0 | 0 | 0 | 0 | 0 | 0 | 0 | 0 | 0 | 0 | 0 | 0 | 0 | 0 | 0 | 0 | 0 | 0 | 0 | 0 | 0 | 0 | 0 | 0 | 0 | 0 | 0 | 0 | 0 | 0 | 0 | 0 | 0 | 0 | 0 | 0 | 0 | 0 | 0 | 0 | 0 | 0 | 0 | 0 | 0 | 0 | 0 | 0 | 0 | 0 | 0 | 0 | 0 | 0 | 0 | 0 | 0 | 0 | 0 | 0 | 0 | 0 | 0 | 0 | 0 | 0 | 0 | 0 | 0 | 0 | 0 | 0 | 0 | 0 | 0 | 0 | 0 | 0 | 0 | 0 | 0 | 0 | 0 | 0 | 0 | 0 | 0 | 0 | 0 | 0 | 0 | 0 | 0 | 0 | 0 | 0 | 0 | 0 | 0 | 0 | 0 | 0 | 0 | 0 | 0 | 0 | 0 | 0 | 0 | 0 | 0 | 0 | 0 | 0 | 0 | 0 | 0 | 0 | 0 | 0 | 0 | 0 | 0 | 0 | 0 | 0 | 0 | 0 | 0 | 0 | 0 | 0 | 0 | 0 | 0 | 0 | 0 | 0 | 0 | 0 | 0 | 0 | 0 | 0 | 0 | 0 | 0 | 0 | 0 | 0 | 0 | 0 | 0 | 0 | 0 | 0 | 0 | 0 | 0 | 0 | 0 | 0 | 0 | 0 | 0 | 0 | 0 | 0 | 0 | 0 | 0 | 0 | 0 | 0 | 0 | 0 | 0 | 0 | 0 | 0 | 0 | 0 | 0 | 0 | 0 | 0 | 0 | 0 | 0 | 0 | 0 | 0 | 0 | 0 | 0 | 0 | 0 | 0 | 0 | 0 | 0 | 0 | 0 | 0 | 0 | 0 | 0 | 0 | 0 | 0 | 0 | 0 | 0 | 0 | 0 | 0 | 0 | 0 | 0 | 0 | 0 | 0 | 0 | 0 | 0 | 0 | 0 | 0 | 0 | 0 | 0 | 0 | 0 | 0 | 0 | 0 | 0 | 0 | 0 | 0 | 0 | 0 | 0 | 0 | 0 | 0 | 0 | 0 | 0 | 0 | 0 | 0 | 0 | 0 | 0 | 0 | 0 | 0 | 0 | 0 | 0 | 0 | 0 | 0 | 0 | 0 | 0 | 0 | 0 | 0 | 0 | 0 | 0 | 0 | 0 | 0 | 0 | 0 | 0 | 0 | 0 | 0 | 0 | 0 | 0 | 0 | 0 | 0 | 0 | 0 | 0 | 0 | 0 | 0 | 0 | 0 | 0 | 0 | 0 | 0 | 0 | 0 | 0 | 0 | 0 | 0 | 0 | 0 | 0 | 0 | 0 | 0 | 0 | 0 | 0 | 0 | 0 | 0 | 0 | 0 | 0 | 0 | 0 | 0 | 0 | 0 | 0 | 0 | 0 | 0 | 0 | 0 | 0 | 0 | 0 | 0 | 0 | 0 | 0 | 0 | 0 | 0 | 0 | 0 | 0 | 0 | 0 | 0 | 0 | 0 | 0 | 0 | 0 | 0 | 0 | 0 | 0 | 0 | 0 | 0 | 0 | 0 | 0 | 0 | 0 | 0 | 0 | 0 | 0 | 0 | 0 | 0 | 0 | 0 | 0 | 0 | 0 | 0 | 0 | 0 | 0 | 0 | 0 | 0 | 0 | 0 | 0 | 0 | 0 | 0 | 0 | 0 | 0 | 0 | 0 | 0 | 0 | 0 | 0 | 0 | 0 | 0 | 0 | 0 | 0 | 0 | 0 | 0 | 0 | 0 | 0 | 0 | 0 | 0 | 0 | 0 | 0 | 0 | 0 | 0 | 0 | 0 | 0 | 0 | 0 | 0 | 0 | 0 | 0 | 0 | 0 | 0 | 0 | 0 | 0 | 0 | 0 | 0 | 0 | 0 | 0 | 0 | 0 | 0 | 0 | 0 | 0 | 0 | 0 | 0 | 0 | 0 | 0 | 0 | 0 | 0 | 0 | 0 | 0 | 0 | 0 | 0 | 0 | 0 | 0 | 0 | 0 | 0 | 0 | 0 | 0 | 0 | 0 | 0 | 0 | 0 | 0 | 0 | 0 | 0 | 0 | 0 | 0 | 0 | 0 | 0 | 0 | 0 | 0 | 0 | 0 | 0 | 0 | 0 | 0 | 0 | 0 | 0 | 0 | 0 | 0 | 0 | 0 | 0 | 0 | 0 | 0 | 0 | 0 | 0 | 0 | 0 | 0 | 0 | 0 | 0 | 0 | 0 | 0 | 0 | 0 | 0 | 0 | 0 | 0 | 0 | 0 | 0 | 0 | 0 | 0 | 0 | 0 | 0 | 0 | 0 | 0 | 0 | 0 | 0 | 0 | 0 | 0 | 0 | 0 | 0 | 0 | 0 | 0 | 0 | 0 | 0 | 0 | 0 | 0 | 0 | 0 | 0 | 0 | 0 | 0 | 0 | 0 | 0 | 0 | 0 | 0 | 0 | 0 | 0 | 0 | 0 | 0 | 0 | 0 | 0 | 0 | 0 | 0 | 0 | 0 | 0 | 0 | 0 | 0 | 0 | 0 | 0 | 0 | 0 | 0 | 0 | 0 | 0 | 0 | 0 | 0 | 0 | 0 | 0 | 0 | 0 | 0 | 0 | 0 | 0 | 0 | 0 | 0 | 0 | 0 | 0 | 0 | 0 | 0 | 0 | 0 | 0 | 0 | 0 | 0 | 0 | 0 | 0 | 0 | 0 | 0 | 0 | 0 | 0 | 0 | 0 | 0 | 0 | 0 | 0 | 0 | 0 | 0 | 0 | 0 | 0 | 0 | 0 | 0 | 0 | 0 | 0 | 0 | 0 | 0 | 0 | 0 | 0 | 0 | 0 | 0 | 0 | 0 | 0 | 0 | 0 | 0 | 0 | 0 | 0 | 0 | 0 | 0 | 0 | 0 | 0 | 0 | 0 | 0 | 0 | 0 | 0 | 0 | 0 | 0 | 0 | 0 | 0 | 0 | 0 | 0 | 0 | 0 | 0 | 0 | 0 | 0 | 0 | 0 | 0 | 0 | 0 | 0 | 0 | 0 | 0 | 0 | 0 | 0 | 0 | 0 | 0 | 0 | 0 | 0 | 0 | 0 | 0 | 0 | 0 | 0 | 0 | 0 | 0 | 0 | 0 | 0 | 0 | 0 | 0 | 0 | 0 | 0 | 0 | 0 | 0 | 0 | 0 | 0 | 0 | 0 | 0 | 0 | 0 | 0 | 0 | 0 | 0 | 0 | 0 | 0 | 0 | 0 | 0 | 0 | 0 | 0 | 0 | 0 | 0 | 0 | 0 | 0 | 0 | 0 | 0 | 0 | 0 | 0 | 0 | 0 | 0 | 0 | 0 | 0 | 0 | 0 | 0 | 0 | 0 | 0 | 0 | 0 | 0 | 0 | 0 | 0 | 0 | 0 | 0 | 0 | 0 | 0 | 0 | 0 | 0 | 0 | 0 | 0 | 0 | 0 | 0 | 0 | 0 | 0 | 0 | 0 | 0 | 0 | 0 | 0 | 0 | 0 | 0 | 0 | 0 | 0 | 0 | 0 | 0 | 0 | 0 | 0 | 0 | 0 | 0 | 0 | 0 | 0 | 0 | 0 | 0 | 0 | 0 | 0 | 0 | 0 | 0 | 0 | 0 | 0 | 0 | 0 | 0 | 0 | 0 | 0 | 0 | 0 | 0 | 0 | 0 | 0 | 0 | 0 | 0 | 0 | 0 | 0 | 0 | 0 | 0 | 0 | 0 | 0 | 0 | 0 | 0 | 0 | 0 | 0 | 0 | 0 | 0 | 0 | 0 | 0 | 0 | 0 | 0 | 0 | 0 | 0 | 0 | 0 | 0 | 0 | 0 | 0 | 0 | 0 | 0 | 0 | 0 | 0 | 0 | 0 | 0 | 0 | 0 | 0 | 0 | 0 | 0 | 0 | 0 | 0 | 0 | 0 | 0 | 0 | 0 | 0 | 0 | 0 | 0 | 0 | 0 | 0 | 0 | 0 | 0 | 0 | 0 | 0 | 0 | 0 | 0 | 0 | 0 | 0 | 0 | 0 | 0 | 0 | 0 | 0 | 0 | 0 | 0 | 0 | 0 | 0 | 0 | 0 | 0 | 0 | 0 | 0 | 0 | 0 | 0 | 0 | 0 | 0 | 0 | 0 | 0 | 0 | 0 | 0 | 0 | 0 | 0 | 0 | 0 | 0 | 0 | 0 | 0 | 0 | 0 | 0 | 0 | 0 | 0 | 0 | 0 | 0 | 0 | 0 | 0 | 0 | 0 | 0 | 0 | 0 | 0 | 0 | 0 | 0 | 0 | 0 | 0 | 0 | 0 | 0 | 0 | 0 | 0 | 0 | 0 | 0 | 0 | 0 | 0 | 0 | 0 | 0 | 0 | 0 | 0 | 0 | 0 | 0 | 0 | 0 | 0 | 0 | 0 | 0 | 0 | 0 | 0 | 0 | 0 | 0 | 0 | 0 | 0 | 0 | 0 | 0 | 0 | 0 | 0 | 0 | 0 | 0 | 0 | 0 | 0 | 0 | 0 | 0 | 0 | 0 | 0 | 0 | 0 | 0 | 0 | 0 | 0 | 0 | 0 | 0 | 0 | 0 | 0 | 0 | 0 | 0 | 0 | 0 | 0 | 0 | 0 | 0 | 0 | 0 | 0 | 0 | 0 | 0 | 0 | 0 | 0 | 0 | 0 | 0 | 0 | 0 | 0 | 0 | 0 | 0 | 0 | 0 | 0 | 0 | 0 | 0 | 0 | 0 | 0 | 0 | 0 | 0 | 0 | 0 | 0 | 0 | 0 | 0 | 0 | 0 | 0 | 0 | 0 | 0 | 0 | 0 | 0 | 0 | 0 | 0 | 0 | 0 | 0 | 0 | 0 | 0 | 0 | 0 | 0 | 0 | 0 | 0 | 0 | 0 | 0 | 0 | 0 | 0 | 0 | 0 | 0 | 0 | 0 | 0 | 0 | 0 | 0 | 0 | 0 | 0 | 0 | 0 | 0 | 0 | 0 | 0 | 0 | 0 | 0 | 0 | 0 | 0 | 0 | 0 | 0 | 0 | 0 | 0 | 0 | 0 | 0 | 0 | 0 | 0 | 0 | 0 | 0 | 0 | 0 | 0 | 0 | 0 | 0 | 0 | 0 | 0 | 0 | 0 | 0 | 0 | 0 | 0 | 0 | 0 | 0 | 0 | 0 | 0 | 0 | 0 | 0 | 0 | 0 | 0 | 0 | 0 | 0 | 0 | 0 | 0 | 0 | 0 | 0 | 0 | 0 | 0 | 0 | 0 | 0 | 0 | 0 | 0 | 0 | 0 | 0 | 0 | 0 | 0 | 0 | 0 | 0 | 0 | 0 | 0 | 0 | 0 | 0 | 0 | 0 | 0 | 0 | 0 | 0 | 0 | 0 | 0 | 0 | 0 | 0 | 0 | 0 | 0 | 0 | 0 | 0 | 0 | 0 | 0 | 0 | 0 | 0 | 0 | 0 | 0 | 0 | 0 | 0 | 0 | 0 | 0 | 0 | 0 | 0 | 0 | 0 | 0 | 0 | 0 | 0 | 0 | 0 | 0 | 0 | 0 | 0 | 0 | 0 | 0 | 0 | 0 | 0 | 0 | 0 | 0 | 0 | 0 | 0 | 0 | 0 | 0 | 0 | 0 | 0 | 0 | 0 | 0 | 0 | 0 | 0 | 0 | 0 | 0 | 0 | 0 | 0 | 0 | 0 | 0 | 0 | 0 | 0 | 0 | 0 | 0 | 0 | 0 | 0 | 0 | 0 | 0 | 0 | 0 | 0 | 0 | 0 | 0 | 0 | 0 | 0 | 0 | 0 | 0 | 0 | 0 | 0 | 0 | 0 | 0 | 0 | 0 | 0 | 0 | 0 | 0 | 0 | 0 | 0 | 0 | 0 | 0 | 0 | 0 | 0 | 0 | 0 | 0 | 0 | 0 | 0 | 0 | 0 | 0 | 0 | 0 | 0 | 0 | 0 | 0 | 0 | 0 | 0 | 0 | 0 | 0 | 0 | 0 | 0 | 0 | 0 | 0 | 0 | 0 | 0 | 0 | 0 | 0 | 0 | 0 | 0 | 0 | 0 | 0 | 0 | 0 | 0 | 0 | 0 | 0 | 0 | 0 | 0 | 0 | 0 | 0 | 0 | 0 | 0 | 0 | 0 | 0 | 0 | 0 | 0 | 0 | 0 | 0 | 0 | 0 | 0 | 0 | 0 | 0 | 0 | 0 | 0 | 0 | 0 | 0 | 0 | 0 | 0 | 0 | 0 | 0 | 0 | 0 | 0 | 0 | 0 | 0 | 0 | 0 | 0 | 0 | 0 | 0 | 0 | 0 | 0 | 0 | 0 | 0 | 0 | 0 | 0 | 0 | 0 | 0 | 0 | 0 | 0 | 0 | 0 | 0 | 0 | 0 | 0 | 0 | 0 | 0 | 0 | 0 | 0 | 0 | 0 | 0 | 0 | 0 | 0 | 0 | 0 | 0 | 0 | 0 | 0 | 0 | 0 | 0 | 0 | 0 | 0 | 0 | 0 | 0 | 0 | 0 | 0 | 0 | 0 | 0 | 0 | 0 | 0 | 0 | 0 | 0 | 0 | 0 | 0 | 0 | 0 | 0 | 0 | 0 | 0 | 0 | 0 | 0 | 0 | 0 | 0 | 0 | 0 | 0 | 0 | 0 | 0 | 0 | 0 | 0 | 0 | 0 | 0 | 0 | 0 | 0 | 0 | 0 | 0 | 0 | 0 | 0 | 0 | 0 | 0 | 0 | 0 | 0 | 0 | 0 | 0 | 0 | 0 | 0 | 0 | 0 | 0 | 0 | 0 | 0 | 0 | 0 | 0 | 0 | 0 | 0 | 0 | 0 | 0 | 0 | 0 | 0 | 0 | 0 | 0 | 0 | 0 | 0 | 0 | 0 | 0 | 0 | 0 | 0 | 0 | 0 | 0 | 0 | 0 | 0 | 0 | 0 | 0 | 0 | 0 | 0 | 0 | 0 | 0 | 0 | 0 | 0 | 0 | 0 | 0 | 0 | 0 | 0 | 0 | 0 | 0 | 0 | 0 | 0 | 0 | 0 | 0 | 0 | 0 | 0 | 0 | 0 | 0 | 0 | 0 | 0 | 0 | 0 | 0 | 0 | 0 | 0 | 0 | 0 | 0 | 0 | 0 | 0 | 0 | 0 | 0 | 0 | 0 | 0 | 0 | 0 | 0 | 0 | 0 | 0 | 0 | 0 | 0 | 0 | 0 | 0 | 0 | 0 | 0 | 0 | 0 | 0 | 0 | 0 | 0 | 0 | 0 | 0 | 0 | 0 | 0 | 0 | 0 | 0 | 0 | 0 | 0 | 0 | 0 | 0 | 0 | 0 | 0 | 0 | 0 | 0 | 0 | 0 | 0 | 0 | 0 | 0 | 0 | 0 | 0 | 0 | 0 | 0 | 0 | 0 | 0 | 0 | 0 | 0 | 0 | 0 | 0 | 0 | 0 | 0 | 0 | 0 | 0 | 0 | 0 | 0 | 0 | 0 | 0 | 0 | 0 | 0 | 0 | 0 | 0 | 0 | 0 | 0 | 0 | 0 | 0 | 0 | 0 | 0 | 0 | 0 | 0 | 0 | 0 | 0 | 0 | 0 | 0 | 0 | 0 | 0 | 0 | 0 | 0 | 0 | 0 | 0 | 0 | 0 | 0 | 0 | 0 | 0 | 0 | 0 | 0 | 0 | 0 | 0 | 0 | 0 | 0 | 0 | 0 | 0 | 0 | 0 | 0 | 0 | 0 | 0 | 0 | 0 | 0 | 0 | 0 | 0 | 0 | 0 | 0 | 0 | 0 | 0 | 0 | 0 | 0 | 0 | 0 | 0 | 0 | 0 | 0 | 0 | 0 | 0 | 0 | 0 | 0 | 0 | 0 | 0 | 0 | 0 | 0 | 0 | 0 | 0 | 0 | 0 | 0 | 0 | 0 | 0 | 0 | 0 | 0 | 0 | 0 | 0 | 0 | 0 | 0 | 0 | 0 | 0 | 0 | 0 | 0 | 0 | 0 | 0 | 0 | 0 | 0 | 0 | 0 | 0 | 0 | 0 | 0 | 0 | 0 | 0 | 0 | 0 | 0 | 0 | 0 | 0 | 0 | 0 | 0 | 0 | 0 | 0 | 0 | 0 | 0 | 0 | 0 | 0 | 0 | 0 | 0 | 0 | 0 | 0 | 0 | 0 | 0 | 0 | 0 | 0 | 0 | 0 | 0 | 0 | 0 | 0 | 0 | 0 | 0 | 0 | 0 | 0 | 0 | 0 | 0 | 0 | 0 | 0 | 0 | 0 | 0 | 0 | 0 | 0 | 0 | 0 | 0 | 0 | 0 | 0 | 0 | 0 | 0 | 0 | 0 | 0 | 0 | 0 | 0 | 0 | 0 | 0 | 0 | 0 | 0 | 0 | 0 | 0 | 0 | 0 | 0 | 0 | 0 | 0 | 0 | 0 | 0 | 0 | 0 | 0 | 0 | 0 | 0 | 0 | 0 | 0 | 0 | 0 | 0 | 0 | 0 | 0 | 0 | 0 | 0 | 0 | 0 | 0 | 0 | 0 | 0 | 0 | 0 | 0 | 0 | 0 | 0 | 0 | 0 | 0 | 0 | 0 | 0 | 0 | 0 | 0 | 0 | 0 | 0 | 0 | 0 | 0 | 0 | 0 | 0 | 0 | 0 | 0 | 0 | 0 | 0 | 0 | 0 | 0 | 0 | 0 | 0 | 0 | 0 | 0 | 0 | 0 | 0 | 0 | 0 | 0 | 0 | 0 | 0 | 0 | 0 | 0 | 0 | 0 | 0 | 0 | 0 | 0 | 0 | 0 | 0 | 0 | 0 | 0 | 0 | 0 | 0 | 0 | 0 | 0 | 0 | 0 | 0 | 0 | 0 | 0 | 0 | 0 | 0 | 0 | 0 | 0 | 0 | 0 | 0 | 0 | 0 | 0 | 0 | 0 | 0 | 0 | 0 | 0 | 0 | 0 | 0 | 0 | 0 | 0 | 0 | 0 | 0 | 0 | 0 | 0 | 0 | 0 | 0 | 0 | 0 | 0 | 0 | 0 | 0 | 0 | 0 | 0 | 0 | 0 | 0 | 0 | 0 | 0 | 0 | 0 | 0 | 0 | 0 | 0 | 0 | 0 | 0 | 0 | 0 | 0 | 0 | 0 | 0 | 0 | 0 | 0 | 0 | 0 | 0 | 0 | 0 | 0 | 0 | 0 | 0 | 0 | 0 | 0 | 0 | 0 | 0 | 0 | 0 | 0 | 0 | 0 | 0 | 0 | 0 | 0 | 0 | 0 | 0 | 0 | 0 | 0 | 0 | 0 | 0 | 0 | 0 | 0 | 0 | 0 | 0 | 0 | 0 | 0 | 0 | 0 | 0 | 0 | 0 | 0 | 0 | 0 | 0 | 0 | 0 | 0 | 0 | 0 | 0 | 0 | 0 | 0 | 0 | 0 | 0 | 0 | 0 | 0 | 0 | 0 | 0 | 0 | 0 | 0 | 0 | 0 | 0 | 0 | 0 | 0 | 0 | 0 | 0 | 0 | 0 | 0 | 0 | 0 | 0 | 0 | 0 | 0 | 0 | 0 | 0 | 0 | 0 | 0 | 0 | 0 | 0 | 0 | 0 | 0 | 0 | 0 | 0 | 0 | 0 | 0 | 0 | 0 | 0 | 0 | 0 | 0 | 0 | 0 | 0 | 0 | 0 | 0 | 0 | 0 | 0 | 0 | 0 | 0 | 0 | 0 | 0 | 0 | 0 | 0 | 0 | 0 | 0 | 0 | 0 | 0 | 0 | 0 | 0 | 0 | 0 | 0 | 0 | 0 | 0 | 0 | 0 | 0 | 0 | 0 | 0 | 0 | 0 | 0 | 0 | 0 | 0 | 0 | 0 | 0 | 0 | 0 | 0 | 0 | 0 | 0 | 0 | 0 | 0 | 0 | 0 | 0 | 0 | 0 | 0 | 0 | 0 | 0 | 0 | 0 | 0 | 0 | 0 | 0 | 0 | 0 | 0 | 0 | 0 | 0 | 0 | 0 | 0 | 0 | 0 | 0 | 0 | 0 | 0 | 0 | 0 | 0 | 0 | 0 | 0 | 0 | 0 | 0 | 0 | 0 | 0 | 0 | 0 | 0 | 0 | 0 | 0 | 0 | 0 | 0 | 0 | 0 | 0 | 0 | 0 | 0 | 0 | 0 | 0 | 0 | 0 | 0 | 0 | 0 | 0 | 0 | 0 | 0 | 0 | 0 | 0 | 0 | 0 | 0 | 0 | 0 | 0 | 0 | 0 | 0 | 0 | 0 | 0 | 0 | 0 | 0 | 0 | 0 | 0 | 0 | 0 | 0 | 0 | 0 | 0 | 0 | 0 | 0 | 0 | 0 | 0 | 0 | 0 | 0 | 0 | 0 | 0 | 0 | 0 | 0 | 0 | 0 | 0 | 0 | 0 | 0 | 0 | 0 | 0 | 0 | 0 | 0 | 0 | 0 | 0 | 0 | 0 | 0 | 0 | 0 | 0 | 0 | 0 | 0 | 0 | 0 | 0 | 0 | 0 | 0 | 0 | 0 | 0 | 0 | 0 | 0 | 0 | 0 | 0 | 0 | 0 | 0 | 0 | 0 | 0 | 0 | 0 | 0 | 0 | 0 | 0 | 0 | 0 | 0 | 0 | 0 | 0 | 0 | 0 | 0 | 0 | 0 | 0 | 0 | 0 | 0 | 0 | 0 | 0 | 0 | 0 | 0 | 0 | 0 | 0 | 0 | 0 | 0 | 0 | 0 | 0 | 0 | 0 | 0 | 0 | 0 | 0 | 0 | 0 | 0 | 0 | 0 | 0 | 0 | 0 | 0 | 0 | 0 | 0 | 0 | 0 | 0 | 0 | 0 | 0 | 0 | 0 | 0 | 0 | 0 | 0 | 0 | 0 | 0 | 0 | 0 | 0 | 0 | 0 | 0 | 0 | 0 | 0 | 0 | 0 | 0 | 0 | 0 | 0 | 0 | 0 | 0 | 0 | 0 | 0 | 0 | 0 | 0 | 0 | 0 | 0 | 0 | 0 | 0 | 0 | 0 | 0 | 0 | 0 | 0 | 0 | 0 | 0 | 0 | 0 | 0 | 0 | 0 | 0 | 0 | 0 | 0 | 0 | 0 | 0 | 0 | 0 | 0 | 0 | 0 | 0 | 0 | 0 | 0 | 0 | 0 | 0 | 0 | 0 | 0 | 0 | 0 | 0 | 0 | 0 | 0 | 0 | 0 | 0 | 0 | 0 | 0 | 0 | 0 | 0 | 0 | 0 | 0 | 0 | 0 | 0 | 0 | 0 | 0 | 0 | 0 | 0 | 0 | 0 | 0 | 0 | 0 | 0 | 0 | 0 | 0 | 0 | 0 | 0 | 0 | 0 | 0 | 0 | 0 | 0 | 0 | 0 | 0 | 0 | 0 | 0 | 0 | 0 | 0 | 0 | 0 | 0 | 0 | 0 | 0 | 0 | 0 | 0 | 0 | 0 | 0 | 0 | 0 | 0 | 0 | 0 | 0 | 0 | 0 | 0 | 0 | 0 | 0 | 0 | 0 | 0 | 0 | 0 | 0 | 0 | 0 | 0 | 0 | 0 | 0 | 0 | 0 | 0 | 0 | 0 | 0 | 0 | 0 | 0 | 0 | 0 | 0 | 0 | 0 | 0 | 0 | 0 | 0 | 0 | 0 | 0 | 0 | 0 | 0 | 0 | 0 | 0 | 0 | 0 | 0 | 0 | 0 | 0 | 0 | 0 | 0 | 0 | 0 | 0 | 0 | 0 | 0 | 0 | 0 | 0 | 0 | 0 | 0 | 0 | 0 | 0 | 0 | 0 | 0 | 0 | 0 | 0 | 0 | 0 | 0 | 0 | 0 | 0 | 0 | 0 | 0 | 0 | 0 | 0 | 0 | 0 | 0 | 0 | 0 | 0 | 0 | 0 | 0 | 0 | 0 | 0 | 0 | 0 | 0 | 0 | 0 | 0 | 0 | 0 | 0 | 0 | 0 | 0 | 0 | 0 | 0 | 0 | 0 | 0 | 0 | 0 | 0 | 0 | 0 | 0 | 0 | 0 | 0 | 0 | 0 | 0 | 0 | 0 | 0 | 0 | 0 | 0 | 0 | 0 | 0 | 0 | 0 | 0 | 0 | 0 | 0 | 0 | 0 | 0 | 0 | 0 | 0 | 0 | 0 | 0 | 0 | 0 | 0 | 0 | 0 | 0 | 0 | 0 | 0 | 0 | 0 | 0 | 0 | 0 | 0 | 0 | 0 | 0 | 0 | 0 | 0 | 0 | 0 | 0 | 0 | 0 | 0 | 0 | 0 | 0 | 0 | 0 | 0 | 0 | 0 | 0 | 0 | 0 | 0 | 0 | 0 | 0 | 0 | 0 | 0 | 0 | 0 | 0 | 0 | 0 | 0 | 0 | 0 | 0 | 0 | 0 | 0 | 0 | 0 | 0 | 0 | 0 | 0 | 0 | 0 | 0 | 0 | 0 | 0 | 0 | 0 | 0 | 0 | 0 | 0 | 0 | 0 | 0 | 0 | 0 | 0 | 0 | 0 | 0 | 0 | 0 | 0 | 0 | 0 | 0 | 0 | 0 | 0 | 0 | 0 | 0 | 0 | 0 | 0 | 0 | 0 | 0 | 0 | 0 | 0 | 0 | 0 | 0 | 0 | 0 | 0 | 0 | 0 | 0 | 0 | 0 | 0 | 0 | 0 | 0 | 0 | 0 | 0 | 0 | 0 | 0 | 0 | 0 | 0 | 0 | 0 | 0 | 0 | 0 | 0 | 0 | 0 | 0 | 0 | 0 | 0 | 0 | 0 | 0 | 0 | 0 | 0 | 0 | 0 | 0 | 0 | 0 | 0 | 0 | 0 | 0 | 0 | 0 | 0 | 0 | 0 | 0 | 0 | 0 | 0 | 0 | 0 | 0 | 0 | 0 | 0 | 0 | 0 | 0 | 0 | 0 | 0 | 0 | 0 | 0 | 0 | 0 | 0 | 0 | 0 | 0 | 0 | 0 | 0 | 0 | 0 | 0 | 0 | 0 | 0 | 0 | 0 | 0 | 0 | 0 | 0 | 0 | 0 | 0 | 0 | 0 | 0 | 0 | 0 | 0 | 0 | 0 | 0 | 0 | 0 | 0 | 0 | 0 | 0 | 0 | 0 | 0 | 0 | 0 | 0 | 0 | 0 | 0 | 0 | 0 | 0 | 0 | 0 | 0 | 0 | 0 | 0 | 0 | 0 | 0 | 0 | 0 | 0 | 0 | 0 | 0 | 0 | 0 | 0 | 0 | 0 | 0 | 0 | 0 | 0 | 0 | 0 | 0 | 0 | 0 | 0 | 0 | 0 | 0 | 0 | 0 | 0 | 0 | 0 | 0 | 0 | 0 | 0 | 0 | 0 | 0 | 0 | 0 | 0 | 0 | 0 | 0 | 0 | 0 | 0 | 0 | 0 | 0 | 0 | 0 | 0 | 0 | 0 | 0 | 0 | 0 | 0 | 0 | 0 | 0 | 0 | 0 | 0 | 0 | 0 | 0 | 0 | 0 | 0 | 0 | 0 | 0 | 0 | 0 | 0 | 0 | 0 | 0 | 0 | 0 | 0 | 0 | 0 | 0 | 0 | 0 | 0 | 0 | 0 | 0 | 0 | 0 | 0 | 0 | 0 | 0 | 0 | 0 | 0 | 0 | 0 | 0 | 0 | 0 | 0 | 0 | 0 | 0 | 0 | 0 | 0 | 0 | 0 | 0 | 0 | 0 | 0 | 0 | 0 | 0 | 0 | 0 | 0 | 0 | 0 | 0 | 0 | 0 | 0 | 0 | 0 | 0 | 0 | 0 | 0 | 0 | 0 | 0 | 0 | 0 | 0 | 0 | 0 | 0 | 0 | 0 | 0 | 0 | 0 | 0 | 0 | 0 | 0 | 0 | 0 | 0 | 0 | 0 | 0 | 0 | 0 | 0 | 0 | 0 | 0 | 0 | 0 | 0 | 0 | 0 | 0 | 0 | 0 | 0 | 0 | 0 | 0 | 0 | 0 | 0 | 0 | 0 | 0 | 0 | 0 | 0 | 0 | 0 | 0 | 0 | 0 | 0 | 0 | 0 | 0 | 0 | 0 | 0 | 0 | 0 | 0 | 0 | 0 | 0 | 0 | 0 | 0 | 0 | 0 | 0 | 0 | 0 | 0 | 0 | 0 | 0 | 0 | 0 | 0 | 0 | 0 | 0 | 0 | 0 | 0 | 0 | 0 | 0 | 0 | 0 | 0 | 0 | 0 | 0 | 0 | 0 | 0 | 0 | 0 | 0 | 0 | 0 | 0 | 0 | 0 | 0 | 0 | 0 | 0 | 0 | 0 | 0 | 0 | 0 | 0 | 0 | 0 | 0 | 0 | 0 | 0 | 0 | 0 | 0 | 0 | 0 | 0 | 0 | 0 | 0 | 0 | 0 | 0 | 0 | 0 | 0 | 0 | 0 | 0 | 0 | 0 | 0 | 0 | 0 | 0 | 0 | 0 | 0 | 0 | 0 | 0 | 0 | 0 | 0 | 0 | 0 | 0 | 0 | 0 | 0 | 0 | 0 | 0 | 0 | 0 | 0 | 0 | 0 | 0 | 0 | 0 | 0 | 0 | 0 | 0 | 0 | 0 | 0 | 0 | 0 | 0 | 0 | 0 | 0 | 0 | 0 | 0 | 0 | 0 | 0 | 0 | 0 | 0 | 0 | 0 | 0 | 0 | 0 | 0 | 0 | 0 | 0 | 0 | 0 | 0 | 0 | 0 | 0 | 0 | 0 | 0 | 0 | 0 | 0 | 0 | 0 | 0 | 0 | 0 | 0 | 0 | 0 | 0 | 0 | 0 | 0 | 0 | 0 | 0 | 0 | 0 | 0 | 0 | 0 | 0 | 0 | 0 | 0 | 0 | 0 | 0 | 0 | 0 | 0 | 0 | 0 | 0 | 0 | 0 | 0 | 0 | 0 | 0 | 0 | 0 | 0 | 0 | 0 | 0 | 0 | 0 | 0 | 0 | 0 | 0 | 0 | 0 | 0 | 0 | 0 | 0 | 0 | 0 | 0 | 0 | 0 | 0 | 0 | 0 | 0 | 0 | 0 | 0 | 0 | 0 | 0 | 0 | 0 | 0 | 0 | 0 | 0 | 0 | 0 | 0 | 0 | 0 | 0 | 0 | 0 | 0 | 0 | 0 | 0 | 0 | 0 | 0 | 0 | 0 | 0 | 0 | 0 | 0 | 0 | 0 | 0 | 0 | 0 | 0 | 0 | 0 | 0 | 0 | 0 | 0 | 0 | 0 | 0 | 0 | 0 | 0 | 0 | 0 | 0 | 0 | 0 | 0 | 0 | 0 | 0 | 0 | 0 | 0 | 0 | 0 | 0 | 0 | 0 | 0 | 0 | 0 | 0 | 0 | 0 | 0 | 0 | 0 | 0 | 0 | 0 | 0 | 0 | 0 | 0 | 0 | 0 | 0 | 0 | 0 | 0 | 0 | 0 | 0 | 0 | 0 | 0 | 0 | 0 | 0 | 0 | 0 | 0 | 0 | 0 | 0 | 0 | 0 | 0 | 0 | 0 | 0 | 0 | 0 | 0 | 0 | 0 | 0 | 0 | 0 | 0 | 0 | 0 | 0 | 0 | 0 | 0 | 0 | 0 | 0 | 0 | 0 | 0 | 0 | 0 | 0 | 0 | 0 | 0 | 0 | 0 | 0 | 0 | 0 | 0 | 0 | 0 | 0 | 0 | 0 | 0 | 0 | 0 | 0 | 0 | 0 | 0 | 0 | 0 | 0 | 0 | 0 | 0 | 0 | 0 | 0 | 0 | 0 | 0 | 0 | 0 | 0 | 0 | 0 | 0 | 0 | 0 | 0 | 0 | 0 | 0 | 0 | 0 | 0 | 0 | 0 | 0 | 0 | 0 | 0 | 0 | 0 | 0 | 0 | 0 | 0 | 0 | 0 | 0 | 0 | 0 | 0 | 0 | 0 | 0 | 0 | 0 | 0 | 0 | 0 | 0 | 0 | 0 | 0 | 0 | 0 | 0 | 0 | 0 | 0 | 0 | 0 | 0 | 0 | 0 | 0 | 0 | 0 | 0 | 0 | 0 | 0 | 0 | 0 | 0 | 0 | 0 | 0 | 0 | 0 | 0 | 0 | 0 | 0 | 0 | 0 | 0 | 0 | 0 | 0 | 0 | 0 | 0 | 0 | 0 | 0 | 0 | 0 | 0 | 0 | 0 | 0 | 0 | 0 | 0 | 0 | 0 | 0 | 0 | 0 | 0 | 0 | 0 | 0 | 0 | 0 | 0 | 0 | 0 | 0 | 0 | 0 | 0 | 0 | 0 | 0 | 0 | 0 | 0 | 0 | 0 | 0 | 0 | 0 | 0 | 0 | 0 | 0 | 0 | 0 | 0 | 0 | 0 | 0 | 0 | 0 | 0 | 0 | 0 | 0 | 0 | 0 | 0 | 0 | 0 | 0 | 0 | 0 | 0 | 0 | 0 | 0 | 0 | 0 | 0 | 0 | 0 | 0 | 0 | 0 | 0 | 0 | 0 | 0 | 0 | 0 | 0 | 0 | 0 | 0 | 0 | 0 | 0 | 0 | 0 | 0 | 0 | 0 | 0 | 0 | 0 | 0 | 0 | 0 | 0 | 0 | 0 | 0 | 0 | 0 | 0 | 0 | 0 | 0 | 0 | 0 | 0 | 0 | 0 | 0 | 0 | 0 | 0 | 0 | 0 | 0 | 0 | 0 | 0 | 0 | 0 | 0 | 0 | 0 | 0 | 0 | 0 | 0 | 0 | 0 | 0 | 0 | 0 | 0 | 0 | 0 | 0 | 0 | 0 | 0 | 0 | 0 | 0 | 0 | 0 | 0 | 0 | 0 | 0 | 0 | 0 | 0 | 0 | 0 | 0 | 0 | 0 | 0 | 0 | 0 | 0 | 0 | 0 | 0 | 0 | 0 | 0 | 0 | 0 | 0 | 0 | 0 | 0 | 0 | 0 | 0 | 0 | 0 | 0 | 0 | 0 | 0 | 0 | 0 | 0 | 0 | 0 | 0 | 0 | 0 | 0 | 0 | 0 | 0 | 0 | 0 | 0 | 0 | 0 | 0 | 0 | 0 | 0 | 0 | 0 | 0 | 0 | 0 | 0 | 0 | 0 | 0 | 0 | 0 | 0 | 0 | 0 | 0 | 0 | 0 | 0 | 0 | 0 | 0 | 0 | 0 | 0 | 0 | 0 | 0 | 0 | 0 | 0 | 0 | 0 | 0 | 0 | 0 | 0 | 0 | 0 | 0 | 0 | 0 | 0 | 0 | 0 | 0 | 0 | 0 | 0 | 0 | 0 | 0 | 0 | 0 | 0 | 0 | 0 | 0 | 0 | 0 | 0 | 0 | 0 | 0 | 0 | 0 | 0 | 0 | 0 | 0 | 0 | 0 | 0 | 0 | 0 | 0 | 0 | 0 | 0 | 0 | 0 | 0 | 0 | 0 | 0 | 0 | 0 | 0 | 0 | 0 | 0 | 0 | 0 | 0 | 0 | 0 | 0 | 0 | 0 | 0 | 0 | 0 | 0 | 0 | 0 | 0 | 0 | 0 | 0 | 0 | 0 | 0 | 0 | 0 | 0 | 0 | 0 | 0 | 0 | 0 | 0 | 0 | 0 | 0 | 0 | 0 | 0 | 0 | 0 | 0 | 0 | 0 | 0 | 0 | 0 | 0 | 0 | 0 | 0 | 0 | 0 | 0 | 0 | 0 | 0 | 0 | 0 | 0 | 0 | 0 | 0 | 0 | 0 | 0 | 0 | 0 | 0 | 0 | 0 | 0 | 0 | 0 | 0 | 0 | 0 | 0 | 0 | 0 | 0 | 0 | 0 | 0 | 0 | 0 | 0 | 0 | 0 | 0 | 0 | 0 | 0 | 0 | 0 | 0 | 0 | 0 | 0 | 0 | 0 | 0 | 0 | 0 | 0 | 0 | 0 | 0 | 0 | 0 | 0 | 0 | 0 | 0 | 0 | 0 | 0 | 0 | 0 | 0 | 0 | 0 | 0 | 0 | 0 | 0 | 0 | 0 | 0 | 0 | 0 | 0 | 0 | 0 | 0 | 0 | 0 | 0 | 0 | 0 | 0 | 0 | 0 | 0 | 0 | 0 | 0 | 0 | 0 | 0 | 0 | 0 | 0 | 0 | 0 | 0 | 0 | 0 | 0 | 0 | 0 | 0 | 0 | 0 | 0 | 0 | 0 | 0 | 0 | 0 | 0 | 0 | 0 | 0 | 0 | 0 | 0 | 0 | 0 | 0 | 0 | 0 | 0 | 0 | 0 | 0 | 0 | 0 | 0 | 0 | 0 | 0 | 0 | 0 | 0 | 0 | 0 | 0 | 0 | 0 | 0 | 0 | 0 | 0 | 0 | 0 | 0 | 0 | 0 | 0 | 0 | 0 | 0 | 0 | 0 | 0 | 0 | 0 | 0 | 0 | 0 | 0 | 0 | 0 | 0 | 0 | 0 | 0 | 0 | 0 | 0 | 0 | 0 | 0 | 0 | 0 | 0 | 0 | 0 | 0 | 0 | 0 | 0 | 0 | 0 | 0 | 0 | 0 | 0 | 0 | 0 | 0 | 0 | 0 | 0 | 0 | 0 | 0 | 0 | 0 | 0 | 0 | 0 | 0 | 0 | 0 | 0 | 0 | 0 | 0 | 0 | 0 | 0 | 0 | 0 | 0 | 0 | 0 | 0 | 0 | 0 | 0 | 0 | 0 | 0 | 0 | 0 | 0 | 0 | 0 | 0 | 0 | 0 | 0 | 0 | 0 | 0 | 0 | 0 | 0 | 0 | 0 | 0 | 0 | 0 | 0 | 0 | 0 | 0 | 0 | 0 | 0 | 0 | 0 | 0 | 0 | 0 | 0 | 0 | 0 | 0 | 0 | 0 | 0 | 0 | 0 | 0 | 0 | 0 | 0 | 0 | 0 | 0 | 0 | 0 | 0 | 0 | 0 | 0 | 0 | 0 | 0 | 0 | 0 | 0 | 0 | 0 | 0 | 0 | 0 | 0 | 0 | 0 | 0 | 0 | 0 | 0 | 0 | 0 | 0 | 0 | 0 | 0 | 0 | 0 | 0 | 0 | 0 | 0 | 0 | 0 | 0 | 0 | 0 | 0 | 0 | 0 | 0 | 0 | 0 | 0 | 0 | 0 | 0 | 0 | 0 | 0 | 0 | 0 | 0 | 0 | 0 | 0 | 0 | 0 | 0 | 0 | 0 | 0 | 0 | 0 | 0 | 0 | 0 | 0 | 0 | 0 | 0 | 0 | 0 | 0 | 0 | 0 | 0 | 0 | 0 | 0 | 0 | 0 | 0 | 0 | 0 | 0 | 0 | 0 | 0 | 0 | 0 | 0 | 0 | 0 | 0 | 0 | 0 | 0 | 0 | 0 | 0 | 0 | 0 | 0 | 0 | 0 | 0 | 0 | 0 | 0 | 0 | 0 | 0 | 0 | 0 | 0 | 0 | 0 | 0 | 0 | 0 | 0 | 0 | 0 | 0 | 0 | 0 | 0 | 0 | 0 | 0 | 0 | 0 | 0 | 0 | 0 | 0 | 0 | 0 | 0 | 0 | 0 | 0 | 0 | 0 | 0 | 0 | 0 | 0 | 0 | 0 | 0 | 0 | 0 | 0 | 0 | 0 | 0 | 0 | 0 | 0 | 0 | 0 | 0 | 0 | 0 | 0 | 0 | 0 | 0 | 0 | 0 | 0 | 0 | 0 | 0 | 0 | 0 | 0 | 0 | 0 | 0 | 0 | 0 | 0 | 0 | 0 | 0 | 0 | 0 | 0 | 0 | 0 | 0 | 0 | 0 | 0 | 0 | 0 | 0 | 0 | 0 | 0 | 0 | 0 | 0 | 0 | 0 | 0 | 0 | 0 | 0 | 0 | 0 | 0 | 0 | 0 | 0 | 0 | 0 | 0 | 0 | 0 | 0 | 0 | 0 | 0 | 0 | 0 | 0 | 0 | 0 | 0 | 0 | 0 | 0 | 0 | 0 | 0 | 0 | 0 | 0 | 0 | 0 | 0 | 0 | 0 | 0 | 0 | 0 | 0 | 0 | 0 | 0 | 0 | 0 | 0 | 0 | 0 | 0 | 0 | 0 | 0 | 0 | 0 | 0 | 0 | 0 | 0 | 0 | 0 | 0 | 0 | 0 | 0 | 0 | 0 | 0 | 0 | 0 | 0 | 0 | 0 | 0 | 0 | 0 | 0 | 0 | 0 | 0 | 0 | 0 | 0 | 0 | 0 | 0 | 0 | 0 | 0 | 0 | 0 | 0 | 0 | 0 | 0 | 0 | 0 | 0 | 0 | 0 | 0 | 0 | 0 | 0 | 0 | 0 | 0 | 0 | 0 | 0 | 0 | 0 | 0 | 0 | 0 | 0 | 0 | 0 | 0 | 0 | 0 | 0 | 0 | 0 | 0 | 0 | 0 | 0 | 0 | 0 | 0 | 0 | 0 | 0 | 0 | 0 | 0 | 0 | 0 | 0 | 0 | 0 | 0 | 0 | 0 | 0 | 0 | 0 | 0 | 0 | 0 | 0 | 0 | 0 | 0 | 0 | 0 | 0 | 0 | 0 | 0 | 0 | 0 | 0 | 0 | 0 | 0 | 0 | 0 | 0 | 0 | 0 | 0 | 0 | 0 | 0 | 0 | 0 | 0 | 0 | 0 | 0 | 0 | 0 | 0 | 0 | 0 | 0 | 0 | 0 | 0 | 0 | 0 | 0 | 0 | 0 | 0 | 0 | 0 | 0 | 0 | 0 | 0 | 0 | 0 | 0 | 0 | 0 | 0 | 0 | 0 | 0 | 0 | 0 | 0 | 0 | 0 | 0 | 0 | 0 | 0 | 0 | 0 | 0 | 0 | 0 | 0 | 0 | 0 | 0 | 0 | 0 | 0 | 0 | 0 | 0 | 0 | 0 | 0 | 0 | 0 | 0 | 0 | 0 | 0 | 0 | 0 | 0 | 0 | 0 | 0 | 0 | 0 | 0 | 0 | 0 | 0 | 0 | 0 | 0 | 0 | 0 | 0 | 0 | 0 | 0 | 0 | 0 | 0 | 0 | 0 | 0 | 0 | 0 | 0 | 0 | 0 | 0 | 0 | 0 | 0 | 0 | 0 | 0 | 0 | 0 | 0 | 0 | 0 | 0 | 0 | 0 | 0 | 0 | 0 | 0 | 0 | 0 | 0 | 0 | 0 | 0 | 0 | 0 | 0 | 0 | 0 | 0 | 0 | 0 | 0 | 0 | 0 | 0 | 0 | 0 | 0 | 0 | 0 | 0 | 0 | 0 | 0 | 0 | 0 | 0 | 0 | 0 | 0 | 0 | 0 | 0 | 0 | 0 | 0 | 0 | 0 | 0 | 0 | 0 | 0 | 0 | 0 | 0 | 0 | 0 | 0 | 0 | 0 | 0 | 0 | 0 | 0 | 0 | 0 | 0 | 0 | 0 | 0 | 0 | 0 | 0 | 0 | 0 | 0 | 0 | 0 | 0 | 0 | 0 | 0 | 0 | 0 | 0 | 0 | 0 | 0 | 0 | 0 | 0 | 0 | 0 | 0 | 0 | 0 | 0 | 0 | 0 | 0 | 0 | 0 | 0 | 0 | 0 | 0 | 0 | 0 | 0 | 0 | 0 | 0 | 0 | 0 | 0 | 0 | 0 | 0 | 0 | 0 | 0 | 0 | 0 | 0 | 0 | 0 | 0 | 0 | 0 | 0 | 0 | 0 | 0 | 0 | 0 | 0 | 0 | 0 | 0 | 0 | 0 | 0 | 0 | 0 | 0 | 0 | 0 | 0 | 0 | 0 | 0 | 0 | 0 | 0 | 0 | 0 | 0 | 0 | 0 | 0 | 0 | 0 | 0 | 0 | 0 | 0 | 0 | 0 | 0 | 0 | 0 | 0 | 0 | 0 | 0 | 0 | 0 | 0 | 0 | 0 | 0 | 0 | 0 | 0 | 0 | 0 | 0 | 0 | 0 | 0 | 0 | 0 | 0 | 0 | 0 | 0 | 0 | 0 | 0 | 0 | 0 | 0 | 0 | 0 | 0 | 0 | 0 | 0 | 0 | 0 | 0 | 0 | 0 | 0 | 0 | 0 | 0 | 0 | 0 | 0 | 0 | 0 | 0 | 0 | 0 | 0 | 0 | 0 | 0 | 0 | 0 | 0 | 0 | 0 | 0 | 0 | 0 | 0 | 0 | 0 | 0 | 0 | 0 | 0 | 0 | 0 | 0 | 0 | 0 | 0 | 0 | 0 | 0 | 0 | 0 | 0 | 0 | 0 | 0 | 0 | 0 | 0 | 0 | 0 | 0 | 0 | 0 | 0 | 0 | 0 | 0 | 0 | 0 | 0 | 0 | 0 | 0 | 0 | 0 | 0 | 0 | 0 | 0 | 0 | 0 | 0 | 0 | 0 | 0 | 0 | 0 | 0 | 0 | 0 | 0 | 0 | 0 | 0 | 0 | 0 | 0 | 0 | 0 | 0 | 0 | 0 | 0 | 0 | 0 | 0 | 0 | 0 | 0 | 0 | 0 | 0 | 0 | 0 | 0 | 0 | 0 | 0 | 0 | 0 | 0 | 0 | 0 | 0 | 0 | 0 | 0 | 0 | 0 | 0 | 0 | 0 | 0 | 0 | 0 | 0 | 0 | 0 | 0 | 0 | 0 | 0 | 0 | 0 | 0 | 0 | 0 | 0 | 0 | 0 | 0 | 0 | 0 | 0 | 0 | 0 | 0 | 0 | 0 | 0 | 0 | 0 | 0 | 0 | 0 | 0 | 0 | 0 | 0 | 0 | 0 | 0 | 0 | 0 | 0 | 0 | 0 | 0 | 0 | 0 | 0 | 0 | 0 | 0 | 0 | 0 | 0 | 0 | 0 | 0 | 0 | 0 | 0 | 0 | 0 | 0 | 0 | 0 | 0 | 0 | 0 | 0 | 0 | 0 | 0 | 0 | 0 | 0 | 0 | 0 | 0 | 0 | 0 | 0 | 0 | 0 | 0 | 0 | 0 | 0 | 0 | 0 | 0 | 0 | 0 | 0 | 0 | 0 | 0 | 0 | 0 | 0 | 0 | 0 | 0 | 0 | 0 | 0 | 0 | 0 | 0 | 0 | 0 | 0 | 0 | 0 | 0 | 0 | 0 | 0 | 0 | 0 | 0 | 0 | 0 | 0 | 0 | 0 | 0 | 0 | 0 | 0 | 0 | 0 | 0 | 0 | 0 | 0 | 0 | 0 | 0 | 0 | 0 | 0 | 0 | 0 | 0 | 0 | 0 | 0 | 0 | 0 | 0 | 0 | 0 | 0 | 0 | 0 | 0 | 0 | 0 | 0 | 0 | 0 | 0 | 0 | 0 | 0 | 0 | 0 | 0 | 0 | 0 | 0 | 0 | 0 | 0 | 0 | 0 | 0 | 0 | 0 | 0 | 0 | 0 | 0 | 0 | 0 | 0 | 0 | 0 | 0 | 0 | 0 | 0 | 0 | 0 | 0 | 0 | 0 | 0 | 0 | 0 | 0 | 0 | 0 | 0 | 0 | 0 | 0 | 0 | 0 | 0 | 0 | 0 | 0 | 0 | 0 | 0 | 0 | 0 | 0 | 0 | 0 | 0 | 0 | 0 | 0 | 0 | 0 | 0 | 0 | 0 | 0 | 0 | 0 | 0 | 0 | 0 | 0 | 0 | 0 | 0 | 0 | 0 | 0 | 0 | 0 | 0 | 0 | 0 | 0 | 0 | 0 | 0 | 0 | 0 | 0 | 0 | 0 | 0 | 0 | 0 | 0 | 0 | 0 | 0 | 0 | 0 | 0 | 0 | 0 | 0 | 0 | 0 | 0 | 0 | 0 | 0 | 0 | 0 | 0 | 0 | 0 | 0 | 0 | 0 | 0 | 0 | 0 | 0 | 0 | 0 | 0 | 0 | 0 | 0 | 0 | 0 | 0 | 0 | 0 | 0 | 0 | 0 | 0 | 0 | 0 | 0 | 0 | 0 | 0 | 0 | 0 | 0 | 0 | 0 | 0 | 0 | 0 | 0 | 0 | 0 | 0 | 0 | 0 | 0 | 0 | 0 | 0 | 0 | 0 | 0 | 0 | 0 | 0 | 0 | 0 | 0 | 0 | 0 | 0 | 0 | 0 | 0 | 0 | 0 | 0 | 0 | 0 | 0 | 0 | 0 | 0 | 0 | 0 | 0 | 0 | 0 | 0 | 0 | 0 | 0 | 0 | 0 | 0 | 0 | 0 | 0 | 0 | 0 | 0 | 0 | 0 | 0 | 0 | 0 | 0 | 0 | 0 | 0 | 0 | 0 | 0 | 0 | 0 | 0 | 0 | 0 | 0 | 0 | 0 | 0 | 0 | 0 | 0 | 0 | 0 | 0 | 0 | 0 | 0 | 0 | 0 | 0 | 0 | 0 | 0 | 0 | 0 | 0 | 0 | 0 | 0 | 0 | 0 | 0 | 0 | 0 | 0 | 0 | 0 | 0 | 0 | 0 | 0 | 0 | 0 | 0 | 0 | 0 | 0 | 0 | 0 | 0 | 0 | 0 | 0 | 0 | 0 | 0 | 0 | 0 | 0 | 0 | 0 | 0 | 0 | 0 | 0 | 0 | 0 | 0 | 0 | 0 | 0 | 0 | 0 | 0 | 0 | 0 | 0 | 0 | 0 | 0 | 0 | 0 | 0 | 0 | 0 | 0 | 0 | 0 | 0 | 0 | 0 | 0 | 0 | 0 | 0 | 0 | 0 | 0 | 0 | 0 | 0 | 0 | 0 | 0 | 0 | 0 | 0 | 0 | 0 | 0 | 0 | 0 | 0 | 0 | 0 | 0 | 0 | 0 | 0 | 0 | 0 | 0 | 0 | 0 | 0 | 0 | 0 | 0 | 0 | 0 | 0 | 0 | 0 | 0 | 0 | 0 | 0 | 0 | 0 | 0 | 0 | 0 | 0 | 0 | 0 | 0 | 0 | 0 | 0 | 0 | 0 | 0 | 0 | 0 | 0 | 0 | 0 | 0 | 0 | 0 | 0 | 0 | 0 | 0 | 0 | 0 | 0 | 0 | 0 | 0 | 0 | 0 | 0 | 0 | 0 | 0 | 0 | 0 | 0 | 0 | 0 | 0 | 0 | 0 | 0 | 0 | 0 | 0 | 0 | 0 | 0 | 0 | 0 | 0 | 0 | 0 | 0 | 0 | 0 | 0 | 0 | 0 | 0 | 0 | 0 | 0 | 0 | 0 | 0 | 0 | 0 | 0 | 0 | 0 | 0 | 0 | 0 | 0 | 0 | 0 | 0 | 0 | 0 | 0 | 0 | 0 | 0 | 0 | 0 | 0 | 0 | 0 | 0 | 0 | 0 | 0 | 0 | 0 | 0 | 0 | 0 | 0 | 0 | 0 | 0 | 0 | 0 | 0 | 0 | 0 | 0 | 0 | 0 | 0 | 0 | 0 | 0 | 0 | 0 | 0 | 0 | 0 | 0 | 0 | 0 | 0 | 0 | 0 | 0 | 0 | 0 | 0 | 0 | 0 | 0 | 0 | 0 | 0 | 0 | 0 | 0 | 0 | 0 | 0 | 0 | 0 | 0 | 0 | 0 | 0 | 0 | 0 | 0 | 0 | 0 | 0 | 0 | 0 | 0 | 0 | 0 | 0 | 0 | 0 | 0 | 0 | 0 | 0 | 0 | 0 | 0 | 0 | 0 | 0 | 0 | 0 | 0 | 0 | 0 | 0 | 0 | 0 | 0 | 0 | 0 | 0 | 0 | 0 | 0 | 0 | 0 | 0 | 0 | 0 | 0 | 0 | 0 | 0 | 0 | 0 | 0 | 0 | 0 | 0 | 0 | 0 | 0 | 0 | 0 | 0 | 0 | 0 | 0 | 0 | 0 | 0 | 0 | 0 | 0 | 0 | 0 | 0 | 0 | 0 | 0 | 0 | 0 | 0 | 0 | 0 | 0 | 0 | 0 | 0 | 0 | 0 | 0 | 0 | 0 | 0 | 0 | 0 | 0 | 0 | 0 | 0 | 0 | 0 | 0 | 0 | 0 | 0 | 0 | 0 | 0 | 0 | 0 | 0 | 0 | 0 | 0 | 0 | 0 | 0 | 0 | 0 | 0 | 0 | 0 | 0 | 0 | 0 | 0 | 0 | 0 | 0 | 0 | 0 | 0 | 0 | 0 | 0 | 0 | 0 | 0 | 0 | 0 | 0 | 0 | 0 | 0 | 0 | 0 | 0 | 0 | 0 | 0 | 0 | 0 | 0 | 0 | 0 | 0 | 0 | 0 | 0 | 0 | 0 | 0 | 0 | 0 | 0 | 0 | 0 | 0 | 0 | 0 | 0 | 0 | 0 | 0 | 0 | 0 | 0 | 0 | 0 | 0 | 0 | 0 | 0 | 0 | 0 | 0 | 0 | 0 | 0 | 0 | 0 | 0 | 0 | 0 | 0 | 0 | 0 | 0 | 0 | 0 | 0 | 0 | 0 | 0 | 0 | 0 | 0 | 0 | 0 | 0 | 0 | 0 | 0 | 0 | 0 | 0 | 0 | 0 | 0 | 0 | 0 | 0 | 0 | 0 | 0 | 0 | 0 | 0 | 0 | 0 | 0 | 0 | 0 | 0 | 0 | 0 | 0 | 0 | 0 | 0 | 0 | 0 | 0 | 0 | 0 | 0 | 0 | 0 | 0 | 0 | 0 | 0 | 0 | 0 | 0 | 0 | 0 | 0 | 0 | 0 | 0 | 0 | 0 | 0 | 0 | 0 | 0 | 0 | 0 | 0 | 0 | 0 | 0 | 0 | 0 | 0 | 0 | 0 | 0 | 0 | 0 | 0 | 0 | 0 | 0 | 0 | 0 | 0 | 0 | 0 | 0 | 0 | 0 | 0 | 0 | 0 | 0 | 0 | 0 | 0 | 0 | 0 | 0 | 0 | 0 | 0 | 0 | 0 | 0 | 0 | 0 | 0 | 0 | 0 | 0 | 0 | 0 | 0 | 0 | 0 | 0 | 0 | 0 | 0 | 0 | 0 | 0 | 0 | 0 | 0 | 0 | 0 | 0 | 0 | 0 | 0 | 0 | 0 | 0 | 0 | 0 | 0 | 0 | 0 | 0 | 0 | 0 | 0 | 0 | 0 | 0 | 0 | 0 | 0 | 0 | 0 | 0 | 0 | 0 | 0 | 0 | 0 | 0 | 0 | 0 | 0 | 0 | 0 | 0 | 0 | 0 | 0 | 0 | 0 | 0 | 0 | 0 | 0 | 0 | 0 | 0 | 0 | 0 | 0 | 0 | 0 | 0 | 0 | 0 | 0 | 0 | 0 | 0 | 0 | 0 | 0 | 0 | 0 | 0 | 0 | 0 | 0 | 0 | 0 | 0 | 0 | 0 | 0 | 0 | 0 | 0 | 0 | 0 | 0 | 0 | 0 | 0 | 0 | 0 | 0 | 0 | 0 | 0 | 0 | 0 | 0 | 0 | 0 | 0 | 0 | 0 | 0 | 0 | 0 | 0 | 0 | 0 | 0 | 0 | 0 | 0 | 0 | 0 | 0 | 0 | 0 | 0 | 0 | 0 | 0 | 0 | 0 | 0 | 0 | 0 | 0 | 0 | 0 | 0 | 0 | 0 | 0 | 0 | 0 | 0 | 0 | 0 | 0 | 0 | 0 | 0 | 0 | 0 | 0 | 0 | 0 | 0 | 0 | 0 | 0 | 0 | 0 | 0 | 0 | 0 | 0 | 0 | 0 | 0 | 0 | 0 | 0 | 0 | 0 | 0 | 0 | 0 | 0 | 0 | 0 | 0 | 0 | 0 | 0 | 0 | 0 | 0 | 0 | 0 | 0 | 0 | 0 | 0 | 0 | 0 | 0 | 0 | 0 | 0 | 0 | 0 | 0 | 0 | 0 | 0 | 0 | 0 | 0 | 0 | 0 | 0 | 0 | 0 | 0 | 0 | 0 | 0 | 0 | 0 | 0 | 0 | 0 | 0 | 0 | 0 | 0 | 0 | 0 | 0 | 0 | 0 | 0 | 0 | 0 | 0 | 0 | 0 | 0 | 0 | 0 | 0 | 0 | 0 | 0 | 0 | 0 | 0 | 0 | 0 | 0 | 0 | 0 | 0 | 0 | 0 | 0 | 0 | 0 | 0 | 0 | 0 | 0 | 0 | 0 | 0 | 0 | 0 | 0 | 0 | 0 | 0 | 0 | 0 | 0 | 0 | 0 | 0 | 0 | 0 | 0 | 0 | 0 | 0 | 0 | 0 | 0 | 0 | 0 | 0 | 0 | 0 | 0 | 0 | 0 | 0 | 0 | 0 | 0 | 0 | 0 | 0 | 0 | 0 | 0 | 0 | 0 | 0 | 0 | 0 | 0 | 0 | 0 | 0 | 0 | 0 | 0 | 0 | 0 | 0 | 0 | 0 | 0 | 0 | 0 | 0 | 0 | 0 | 0 | 0 | 0 | 0 | 0 | 0 | 0 | 0 | 0 | 0 | 0 | 0 | 0 | 0 | 0 | 0 | 0 | 0 | 0 | 0 | 0 | 0 | 0 | 0 | 0 | 0 | 0 | 0 | 0 | 0 | 0 | 0 | 0 | 0 | 0 | 0 | 0 | 0 | 0 | 0 | 0 | 0 | 0 | 0 | 0 | 0 | 0 | 0 | 0 | 0 | 0 | 0 | 0 | 0 | 0 | 0 | 0 | 0 | 0 | 0 | 0 | 0 | 0 | 0 | 0 | 0 | 0 | 0 | 0 | 0 | 0 | 0 | 0 | 0 | 0 | 0 | 0 | 0 | 0 | 0 | 0 | 0 | 0 | 0 | 0 | 0 | 0 | 0 | 0 | 0 | 0 | 0 | 0 | 0 | 0 | 0 | 0 | 0 | 0 | 0 | 0 | 0 | 0 | 0 | 0 | 0 | 0 | 0 | 0 | 0 | 0 | 0 | 0 | 0 | 0 | 0 | 0 | 0 | 0 | 0 | 0 | 0 | 0 | 0 | 0 | 0 | 0 | 0 | 0 | 0 | 0 | 0 | 0 | 0 | 0 | 0 | 0 | 0 | 0 | 0 | 0 | 0 | 0 | 0 | 0 | 0 | 0 | 0 | 0 | 0 | 0 | 0 | 0 | 0 | 0 | 0 | 0 | 0 | 0 | 0 | 0 | 0 | 0 | 0 | 0 | 0 | 0 | 0 | 0 | 0 | 0 | 0 | 0 | 0 | 0 | 0 | 0 | 0 | 0 | 0 | 0 | 0 | 0 | 0 | 0 | 0 | 0 | 0 | 0 | 0 | 0 | 0 | 0 | 0 | 0 | 0 | 0 | 0 | 0 | 0 | 0 | 0 | 0 | 0 | 0 | 0 | 0 | 0 | 0 | 0 | 0 | 0 | 0 | 0 | 0 | 0 | 0 | 0 | 0 | 0 | 0 | 0 | 0 | 0 | 0 | 0 | 0 | 0 | 0 | 0 | 0 | 0 | 0 | 0 | 0 | 0 | 0 | 0 | 0 | 0 | 0 | 0 | 0 | 0 | 0 | 0 | 0 | 0 | 0 | 0 | 0 | 0 | 0 | 0 | 0 | 0 | 0 | 0 | 0 | 0 | 0 | 0 | 0 | 0 | 0 | 0 | 0 | 0 | 0 | 0 | 0 | 0 | 0 | 0 | 0 | 0 | 0 | 0 | 0 | 0 | 0 | 0 | 0 | 0 | 0 | 0 | 0 | 0 | 0 | 0 | 0 | 0 | 0 | 0 | 0 | 0 | 0 | 0 | 0 | 0 | 0 | 0 | 0 | 0 | 0 | 0 | 0 | 0 | 0 | 0 | 0 | 0 | 0 | 0 | 0 | 0 | 0 | 0 | 0 | 0 | 0 | 0 | 0 | 0 | 0 | 0 | 0 | 0 | 0 | 0 | 0 | 0 | 0 | 0 | 0 | 0 | 0 | 0 | 0 | 0 | 0 | 0 | 0 | 0 | 0 | 0 | 0 | 0 | 0 | 0 | 0 | 0 | 0 | 0 | 0 | 0 | 0 | 0 | 0 | 0 | 0 | 0 | 0 | 0 | 0 | 0 | 0 | 0 | 0 | 0 | 0 | 0 | 0 | 0 | 0 | 0 | 0 | 0 | 0 | 0 | 0 | 0 | 0 | 0 | 0 | 0 | 0 | 0 | 0 | 0 | 0 | 0 | 0 | 0 | 0 | 0 | 0 | 0 | 0 | 0 | 0 | 0 | 0 | 0 | 0 | 0 | 0 | 0 | 0 | 0 | 0 | 0 | 0 | 0 | 0 | 0 | 0 | 0 | 0 | 0 | 0 | 0 | 0 | 0 | 0 | 0 | 0 | 0 | 0 | 0 | 0 | 0 | 0 | 0 | 0 | 0 | 0 | 0 | 0 | 0 | 0 | 0 | 0 | 0 | 0 | 0 | 0 | 0 | 0 | 0 | 0 | 0 | 0 | 0 | 0 | 0 | 0 | 0 | 0 | 0 | 0 | 0 | 0 | 0 | 0 | 0 | 0 | 0 | 0 | 0 | 0 | 0 | 0 | 0 | 0 | 0 | 0 | 0 | 0 | 0 | 0 | 0 | 0 | 0 | 0 | 0 | 0 | 0 | 0 | 0 | 0 | 0 | 0 | 0 | 0 | 0 | 0 | 0 | 0 | 0 | 0 | 0 | 0 | 0 | 0 | 0 | 0 | 0 | 0 | 0 | 0 | 0 | 0 | 0 | 0 | 0 | 0 | 0 | 0 | 0 | 0 | 0 | 0 | 0 | 0 | 0 | 0 | 0 | 0 | 0 | 0 | 0 | 0 | 0 | 0 | 0 | 0 | 0 | 0 | 0 | 0 | 0 | 0 | 0 | 0 | 0 | 0 | 0 | 0 | 0 | 0 | 0 | 0 | 0 | 0 | 0 | 0 | 0 | 0 | 0 | 0 | 0 | 0 | 0 | 0 | 0 | 0 | 0 | 0 | 0 | 0 | 0 | 0 | 0 | 0 | 0 | 0 | 0 | 0 | 0 | 0 | 0 | 0 | 0 | 0 | 0 | 0 | 0 | 0 | 0 | 0 | 0 | 0 | 0 | 0 | 0 | 0 | 0 | 0 | 0 | 0 | 0 | 0 | 0 | 0 | 0 | 0 | 0 | 0 | 0 | 0 | 0 | 0 | 0 | 0 | 0 | 0 | 0 | 0 | 0 | 0 | 0 | 0 | 0 | 0 | 0 | 0 | 0 | 0 | 0 | 0 | 0 | 0 | 0 | 0 | 0 | 0 | 0 | 0 | 0 | 0 | 0 | 0 | 0 | 0 | 0 | 0 | 0 | 0 | 0 | 0 | 0 | 0 | 0 | 0 | 0 | 0 | 0 | 0 | 0 | 0 | 0 | 0 | 0 | 0 | 0 | 0 | 0 | 0 | 0 | 0 | 0 | 0 | 0 | 0 | 0 | 0 | 0 | 0 | 0 | 0 | 0 | 0 | 0 | 0 | 0 | 0 | 0 | 0 | 0 | 0 | 0 | 0 | 0 | 0 | 0 | 0 | 0 | 0 | 0 | 0 | 0 | 0 | 0 | 0 | 0 | 0 | 0 | 0 | 0 | 0 | 0 | 0 | 0 | 0 | 0 | 0 | 0 | 0 | 0 | 0 | 0 | 0 | 0 | 0 | 0 | 0 | 0 | 0 | 0 | 0 | 0 | 0 | 0 | 0 | 0 | 0 | 0 | 0 | 0 | 0 | 0 | 0 | 0 | 0 | 0 | 0 | 0 | 0 | 0 | 0 | 0 | 0 | 0 | 0 | 0 | 0 | 0 | 0 | 0 | 0 | 0 | 0 | 0 | 0 | 0 | 0 | 0 | 0 | 0 | 0 | 0 | 0 | 0 | 0 | 0 | 0 | 0 | 0 | 0 | 0 | 0 | 0 | 0 | 0 | 0 | 0 | 0 | 0 | 0 | 0 | 0 | 0 | 0 | 0 | 0 | 0 | 0 | 0 | 0 | 0 | 0 | 0 | 0 | 0 | 0 | 0 | 0 | 0 | 0 | 0 | 0 | 0 | 0 | 0 | 0 | 0 | 0 | 0 | 0 | 0 | 0 | 0 | 0 | 0 | 0 | 0 | 0 | 0 | 0 | 0 | 0 | 0 | 0 | 0 | 0 | 0 | 0 | 0 | 0 | 0 | 0 | 0 | 0 | 0 | 0 | 0 | 0 | 0 | 0 | 0 | 0 | 0 | 0 | 0 | 0 | 0 | 0 | 0 | 0 | 0 | 0 | 0 | 0 | 0 | 0 | 0 | 0 | 0 | 0 | 0 | 0 | 0 | 0 | 0 | 0 | 0 | 0 | 0 | 0 | 0 | 0 | 0 | 0 | 0 | 0 | 0 | 0 | 0 | 0 | 0 | 0 | 0 | 0 | 0 | 0 | 0 | 0 | 0 | 0 | 0 | 0 | 0 | 0 | 0 | 0 | 0 | 0 | 0 | 0 | 0 | 0 | 0 | 0 | 0 | 0 | 0 | 0 | 0 | 0 | 0 | 0 | 0 | 0 | 0 | 0 | 0 | 0 | 0 | 0 | 0 | 0 | 0 | 0 | 0 | 0 | 0 | 0 | 0 | 0 | 0 | 0 | 0 | 0 | 0 | 0 | 0 | 0 | 0 | 0 | 0 | 0 | 0 | 0 | 0 | 0 | 0 | 0 | 0 | 0 | 0 | 0 | 0 | 0 | 0 | 0 | 0 | 0 | 0 | 0 | 0 | 0 | 0 | 0 | 0 | 0 | 0 | 0 | 0 | 0 | 0 | 0 | 0 | 0 | 0 | 0 | 0 | 0 | 0 | 0 | 0 | 0 | 0 | 0 | 0 | 0 | 0 | 0 | 0 | 0 | 0 | 0 | 0 | 0 | 0 | 0 | 0 | 0 | 0 | 0 | 0 | 0 | 0 | 0 | 0 | 0 | 0 | 0 | 0 | 0 | 0 | 0 | 0 | 0 | 0 | 0 | 0 | 0 | 0 | 0 | 0 | 0 | 0 | 0 | 0 | 0 | 0 | 0 | 0 | 0 | 0 | 0 | 0 | 0 | 0 | 0 | 0 | 0 | 0 | 0 | 0 | 0 | 0 | 0 | 0 | 0 | 0 | 0 | 0 | 0 | 0 | 0 | 0 | 0 | 0 | 0 | 0 | 0 | 0 | 0 | 0 | 0 | 0 | 0 | 0 | 0 | 0 | 0 | 0 | 0 | 0 | 0 | 0 | 0 | 0 | 0 | 0 | 0 | 0 | 0 | 0 | 0 | 0 | 0 | 0 | 0 | 0 | 0 | 0 | 0 | 0 | 0 | 0 | 0 | 0 | 0 | 0 | 0 | 0 | 0 | 0 | 0 | 0 | 0 | 0 | 0 | 0 | 0 | 0 | 0 | 0 | 0 | 0 | 0 | 0 | 0 | 0 | 0 | 0 | 0 | 0 | 0 | 0 | 0 | 0 | 0 | 0 | 0 | 0 | 0 | 0 | 0 | 0 | 0 | 0 | 0 | 0 | 0 | 0 | 0 | 0 | 0 | 0 | 0 | 0 | 0 | 0 | 0 | 0 | 0 | 0 | 0 | 0 | 0 | 0 | 0 | 0 | 0 | 0 | 0 | 0 | 0 | 0 | 0 | 0 | 0 | 0 | 0 | 0 | 0 | 0 | 0 | 0 | 0 | 0 | 0 | 0 | 0 | 0 | 0 | 0 | 0 | 0 | 0 | 0 | 0 | 0 | 0 | 0 | 0 | 0 | 0 | 0 | 0 | 0 | 0 | 0 | 0 | 0 | 0 | 0 | 0 | 0 | 0 | 0 | 0 | 0 | 0 | 0 | 0 | 0 | 0 | 0 | 0 | 0 | 0 | 0 | 0 | 0 | 0 | 0 | 0 | 0 | 0 | 0 | 0 | 0 | 0 | 0 | 0 | 0 | 0 | 0 | 0 | 0 | 0 | 0 | 0 | 0 | 0 | 0 | 0 | 0 | 0 | 0 | 0 | 0 | 0 | 0 | 0 | 0 | 0 | 0 | 0 | 0 | 0 | 0 | 0 | 0 | 0 | 0 | 0 | 0 | 0 | 0 | 0 | 0 | 0 | 0 | 0 | 0 | 0 | 0 | 0 | 0 | 0 | 0 | 0 | 0 | 0 | 0 | 0 | 0 | 0 | 0 | 0 | 0 | 0 | 0 | 0 | 0 | 0 | 0 | 0 | 0 | 0 | 0 | 0 | 0 | 0 | 0 | 0 | 0 | 0 | 0 | 0 | 0 | 0 | 0 | 0 | 0 | 0 | 0 | 0 | 0 | 0 | 0 | 0 | 0 | 0 | 0 | 0 | 0 | 0 | 0 | 0 | 0 | 0 | 0 | 0 | 0 | 0 | 0 | 0 | 0 | 0 | 0 | 0 | 0 | 0 | 0 | 0 | 0 | 0 | 0 | 0 | 0 | 0 | 0 | 0 | 0 | 0 | 0 | 0 | 0 | 0 | 0 | 0 | 0 | 0 | 0 | 0 | 0 | 0 | 0 | 0 | 0 | 0 | 0 | 0 | 0 | 0 | 0 | 0 | 0 | 0 | 0 | 0 | 0 | 0 | 0 | 0 | 0 | 0 | 0 | 0 | 0 | 0 | 0 | 0 | 0 | 0 | 0 | 0 | 0 | 0 | 0 | 0 | 0 | 0 | 0 | 0 | 0 | 0 | 0 | 0 | 0 | 0 | 0 | 0 | 0 | 0 | 0 | 0 | 0 | 0 | 0 | 0 | 0 | 0 | 0 | 0 | 0 | 0 | 0 | 0 | 0 | 0 | 0 | 0 | 0 | 0 | 0 | 0 | 0 | 0 | 0 | 0 | 0 | 0 | 0 | 0 | 0 | 0 | 0 | 0 | 0 | 0 | 0 | 0 | 0 | 0 | 0 | 0 | 0 | 0 | 0 | 0 | 0 | 0 | 0 | 0 | 0 | 0 | 0 | 0 | 0 | 0 | 0 | 0 | 0 | 0 | 0 | 0 | 0 | 0 | 0 | 0 | 0 | 0 | 0 | 0 | 0 | 0 | 0 | 0 | 0 | 0 | 0 | 0 | 0 | 0 | 0 | 0 | 0 | 0 | 0 | 0 | 0 | 0 | 0 | 0 | 0 | 0 | 0 | 0 | 0 | 0 | 0 | 0 | 0 | 0 | 0 | 0 | 0 | 0 | 0 | 0 | 0 | 0 | 0 | 0 | 0 | 0 | 0 | 0 | 0 | 0 | 0 | 0 | 0 | 0 | 0 | 0 | 0 | 0 | 0 | 0 | 0 | 0 | 0 | 0 | 0 | 0 | 0 | 0 | 0 | 0 | 0 | 0 | 0 | 0 | 0 | 0 | 0 | 0 | 0 | 0 | 0 | 0 | 0 | 0 | 0 | 0 | 0 | 0 | 0 | 0 | 0 | 0 | 0 | 0 | 0 | 0 | 0 | 0 | 0 | 0 | 0 | 0 | 0 | 0 | 0 | 0 | 0 | 0 | 0 | 0 | 0 | 0 | 0 | 0 | 0 | 0 | 0 | 0 | 0 | 0 | 0 | 0 | 0 | 0 | 0 | 0 | 0 | 0 | 0 | 0 | 0 | 0 | 0 | 0 | 0 | 0 | 0 | 0 | 0 | 0 | 0 | 0 | 0 | 0 | 0 | 0 | 0 | 0 | 0 | 0 | 0 | 0 | 0 | 0 | 0 | 0 | 0 | 0 | 0 | 0 | 0 | 0 | 0 | 0 | 0 | 0 | 0 | 0 | 0 | 0 | 0 | 0 | 0 | 0 | 0 | 0 | 0 | 0 | 0 | 0 | 0 | 0 | 0 | 0 | 0 | 0 | 0 | 0 | 0 | 0 | 0 | 0 | 0 | 0 | 0 | 0 | 0 | 0 | 0 | 0 | 0 | 0 | 0 | 0 | 0 | 0 | 0 | 0 | 0 | 0 | 0 | 0 | 0 | 0 | 0 | 0 | 0 | 0 | 0 | 0 | 0 | 0 | 0 | 0 | 0 | 0 | 0 | 0 | 0 | 0 | 0 | 0 | 0 | 0 | 0 | 0 | 0 | 0 | 0 | 0 | 0 | 0 | 0 | 0 | 0 | 0 | 0 | 0 | 0 | 0 | 0 | 0 | 0 | 0 | 0 | 0 | 0 | 0 | 0 | 0 | 0 | 0 | 0 | 0 | 0 | 0 | 0 | 0 | 0 | 0 | 0 | 0 | 0 | 0 | 0 | 0 | 0 | 0 | 0 | 0 | 0 | 0 | 0 | 0 | 0 | 0 | 0 | 0 | 0 | 0 | 0 | 0 | 0 | 0 | 0 | 0 | 0 | 0 | 0 | 0 | 0 | 0 | 0 | 0 | 0 | 0 | 0 | 0 | 0 | 0 | 0 | 0 | 0 | 0 | 0 | 0 | 0 | 0 | 0 | 0 | 0 | 0 | 0 | 0 | 0 | 0 | 0 | 0 | 0 | 0 | 0 | 0 | 0 | 0 | 0 | 0 | 0 | 0 | 0 | 0 | 0 | 0 | 0 | 0 | 0 | 0 | 0 | 0 | 0 | 0 | 0 | 0 | 0 | 0 | 0 | 0 | 0 | 0 | 0 | 0 | 0 | 0 | 0 | 0 | 0 | 0 | 0 | 0 | 0 | 0 | 0 | 0 | 0 | 0 | 0 | 0 | 0 | 0 | 0 | 0 | 0 | 0 | 0 | 0 | 0 | 0 | 0 | 0 | 0 | 0 | 0 | 0 | 0 | 0 | 0 | 0 | 0 | 0 | 0 | 0 | 0 | 0 | 0 | 0 | 0 | 0 | 0 | 0 | 0 | 0 | 0 | 0 | 0 | 0 | 0 | 0 | 0 | 0 | 0 | 0 | 0 | 0 | 0 | 0 | 0 | 0 | 0 | 0 | 0 | 0 | 0 | 0 | 0 | 0 | 0 | 0 | 0 | 0 | 0 | 0 | 0 | 0 | 0 | 0 | 0 | 0 | 0 | 0 | 0 | 0 | 0 | 0 | 0 | 0 | 0 | 0 | 0 | 0 | 0 | 0 | 0 | 0 | 0 | 0 | 0 | 0 | 0 | 0 | 0 | 0 | 0 | 0 | 0 | 0 | 0 | 0 | 0 | 0 | 0 | 0 | 0 | 0 | 0 | 0 | 0 | 0 | 0 | 0 | 0 | 0 | 0 | 0 | 0 | 0 | 0 | 0 | 0 | 0 | 0 | 0 | 0 | 0 | 0 | 0 | 0 | 0 | 0 | 0 | 0 | 0 | 0 | 0 | 0 | 0 | 0 | 0 | 0 | 0 | 0 | 0 | 0 | 0 | 0 | 0 | 0 | 0 | 0 | 0 | 0 | 0 | 0 | 0 | 0 | 0 | 0 | 0 | 0 | 0 | 0 | 0 | 0 | 0 | 0 | 0 | 0 | 0 | 0 | 0 | 0 | 0 | 0 | 0 | 0 | 0 | 0 | 0 | 0 | 0 | 0 | 0 | 0 | 0 | 0 | 0 | 0 | 0 | 0 | 0 | 0 | 0 | 0 | 0 | 0 | 0 | 0 | 0 | 0 | 0 | 0 | 0 | 0 | 0 | 0 | 0 | 0 | 0 | 0 | 0 | 0 | 0 | 0 | 0 | 0 | 0 | 0 | 0 | 0 | 0 | 0 | 0 | 0 | 0 | 0 | 0 | 0 | 0 | 0 | 0 | 0 | 0 | 0 | 0 | 0 | 0 | 0 | 0 | 0 | 0 | 0 | 0 | 0 | 0 | 0 | 0 | 0 | 0 | 0 | 0 | 0 | 0 | 0 | 0 | 0 | 0 | 0 | 0 | 0 | 0 | 0 | 0 | 0 | 0 | 0 | 0 | 0 | 0 | 0 | 0 | 0 | 0 | 0 | 0 | 0 | 0 | 0 | 0 | 0 | 0 | 0 | 0 | 0 | 0 | 0 | 0 | 0 | 0 | 0 | 0 | 0 | 0 | 0 | 0 | 0 | 0 | 0 | 0 | 0 | 0 | 0 | 0 | 0 | 0 | 0 | 0 | 0 | 0 | 0 | 0 | 0 | 0 | 0 | 0 | 0 | 0 | 0 | 0 | 0 | 0 | 0 | 0 | 0 | 0 | 0 | 0 | 0 | 0 | 0 | 0 | 0 | 0 | 0 | 0 | 0 | 0 | 0 | 0 | 0 | 0 | 0 | 0 | 0 | 0 | 0 | 0 | 0 | 0 | 0 | 0 | 0 | 0 | 0 | 0 | 0 | 0 | 0 | 0 | 0 | 0 | 0 | 0 | 0 | 0 | 0 | 0 | 0 | 0 | 0 | 0 | 0 | 0 | 0 | 0 | 0 | 0 | 0 | 0 | 0 | 0 | 0 | 0 | 0 | 0 | 0 | 0 | 0 | 0 | 0 | 0 | 0 | 0 | 0 | 0 | 0 | 0 | 0 | 0 | 0 | 0 | 0 | 0 | 0 | 0 | 0 | 0 | 0 | 0 | 0 | 0 | 0 | 0 | 0 | 0 | 0 | 0 | 0 | 0 | 0 | 0 | 0 | 0 | 0 | 0 | 0 | 0 | 0 | 0 | 0 | 0 | 0 | 0 | 0 | 0 | 0 | 0 | 0 | 0 | 0 | 0 | 0 | 0 | 0 | 0 | 0 | 0 | 0 | 0 | 0 | 0 | 0 | 0 | 0 | 0 | 0 | 0 | 0 | 0 | 0 | 0 | 0 | 0 | 0 | 0 | 0 | 0 | 0 | 0 | 0 | 0 | 0 | 0 | 0 | 0 | 0 | 0 | 0 | 0 | 0 | 0 | 0 | 0 | 0 | 0 | 0 | 0 | 0 | 0 | 0 | 0 | 0 | 0 | 0 | 0 | 0 | 0 | 0 | 0 | 0 | 0 | 0 | 0 | 0 | 0 | 0 | 0 | 0 | 0 | 0 | 0 | 0 | 0 | 0 | 0 | 0 | 0 | 0 | 0 | 0 | 0 | 0 | 0 | 0 | 0 | 0 | 0 | 0 | 0 | 0 | 0 | 0 | 0 | 0 | 0 | 0 | 0 | 0 | 0 | 0 | 0 | 0 | 0 | 0 | 0 | 0 | 0 | 0 | 0 | 0 | 0 | 0 | 0 | 0 | 0 | 0 | 0 | 0 | 0 | 0 | 0 | 0 | 0 | 0 | 0 | 0 | 0 | 0 | 0 | 0 | 0 | 0 | 0 | 0 | 0 | 0 | 0 | 0 | 0 | 0 | 0 | 0 | 0 | 0 | 0 | 0 | 0 | 0 | 0 | 0 | 0 | 0 | 0 | 0 | 0 | 0 | 0 | 0 | 0 | 0 | 0 | 0 | 0 | 0 | 0 | 0 | 0 | 0 | 0 | 0 | 0 | 0 | 0 | 0 | 0 | 0 | 0 | 0 | 0 | 0 | 0 | 0 | 0 | 0 | 0 | 0 | 0 | 0 | 0 | 0 | 0 | 0 | 0 | 0 | 0 | 0 | 0 | 0 | 0 | 0 | 0 | 0 | 0 | 0 | 0 | 0 | 0 | 0 | 0 | 0 | 0 | 0 | 0 | 0 | 0 | 0 | 0 | 0 | 0 | 0 | 0 | 0 | 0 | 0 | 0 | 0 | 0 | 0 | 0 | 0 | 0 | 0 | 0 | 0 | 0 | 0 | 0 | 0 | 0 | 0 | 0 | 0 | 0 | 0 | 0 | 0 | 0 | 0 | 0 | 0 | 0 | 0 | 0 | 0 | 0 | 0 | 0 | 0 | 0 | 0 | 0 | 0 | 0 | 0 | 0 | 0 | 0 | 0 | 0 | 0 | 0 | 0 | 0 | 0 | 0 | 0 | 0 | 0 | 0 | 0 | 0 | 0 | 0 | 0 | 0 | 0 | 0 | 0 | 0 | 0 | 0 | 0 | 0 | 0 | 0 | 0 | 0 | 0 | 0 | 0 | 0 | 0 | 0 | 0 | 0 | 0 | 0 | 0 | 0 | 0 | 0 | 0 | 0 | 0 | 0 | 0 | 0 | 0 | 0 | 0 | 0 | 0 | 0 | 0 | 0 | 0 | 0 | 0 | 0 | 0 | 0 | 0 | 0 | 0 | 0 | 0 | 0 | 0 | 0 | 0 | 0 | 0 | 0 | 0 | 0 | 0 | 0 | 0 | 0 | 0 | 0 | 0 | 0 | 0 | 0 | 0 | 0 | 0 | 0 | 0 | 0 | 0 | 0 | 0 | 0 | 0 | 0 | 0 | 0 | 0 | 0 | 0 | 0 | 0 | 0 | 0 | 0 | 0 | 0 | 0 | 0 | 0 | 0 | 0 | 0 | 0 | 0 | 0 | 0 | 0 | 0 | 0 | 0 | 0 | 0 | 0 | 0 | 0 | 0 | 0 | 0 | 0 | 0 | 0 | 0 | 0 | 0 | 0 | 0 | 0 | 0 | 0 | 0 | 0 | 0 | 0 | 0 | 0 | 0 | 0 | 0 | 0 | 0 | 0 | 0 | 0 | 0 | 0 | 0 | 0 | 0 | 0 | 0 | 0 | 0 | 0 | 0 | 0 | 0 | 0 | 0 | 0 | 0 | 0 | 0 | 0 | 0 | 0 | 0 | 0 | 0 | 0 | 0 | 0 | 0 | 0 | 0 | 0 | 0 | 0 | 0 | 0 | 0 | 0 | 0 | 0 | 0 | 0 | 0 | 0 | 0 | 0 | 0 | 0 | 0 | 0 | 0 | 0 | 0 | 0 | 0 | 0 | 0 | 0 | 0 | 0 | 0 | 0 | 0 | 0 | 0 | 0 | 0 | 0 | 0 | 0 | 0 | 0 | 0 | 0 | 0 | 0 | 0 | 0 | 0 | 0 | 0 | 0 | 0 | 0 | 0 | 0 | 0 | 0 | 0 | 0 | 0 | 0 | 0 | 0 | 0 | 0 | 0 | 0 | 0 | 0 | 0 | 0 | 0 | 0 | 0 | 0 | 0 | 0 | 0 | 0 | 0 | 0 | 0 | 0 | 0 | 0 | 0 | 0 | 0 | 0 | 0 | 0 | 0 | 0 | 0 | 0 | 0 | 0 | 0 | 0 | 0 | 0 | 0 | 0 | 0 | 0 | 0 | 0 | 0 | 0 | 0 | 0 | 0 | 0 | 0 | 0 | 0 | 0 | 0 | 0 | 0 | 0 | 0 | 0 | 0 | 0 | 0 | 0 | 0 | 0 | 0 | 0 | 0 | 0 | 0 | 0 | 0 | 0 | 0 | 0 | 0 | 0 | 0 | 0 | 0 | 0 | 0 | 0 | 0 | 0 | 0 | 0 | 0 | 0 | 0 | 0 | 0 | 0 | 0 | 0 | 0 | 0 | 0 | 0 | 0 | 0 | 0 | 0 | 0 | 0 | 0 | 0 | 0 | 0 | 0 | 0 | 0 | 0 | 0 | 0 | 0 | 0 | 0 | 0 | 0 | 0 | 0 | 0 | 0 | 0 | 0 | 0 | 0 | 0 | 0 | 0 | 0 | 0 | 0 | 0 | 0 | 0 | 0 | 0 | 0 | 0 | 0 | 0 | 0 | 0 | 0 | 0 | 0 | 0 | 0 | 0 | 0 | 0 | 0 | 0 | 0 | 0 | 0 | 0 | 0 | 0 | 0 | 0 | 0 | 0 | 0 | 0 | 0 | 0 | 0 | 0 | 0 | 0 | 0 | 0 | 0 | 0 | 0 | 0 | 0 | 0 | 0 | 0 | 0 | 0 | 0 | 0 | 0 | 0 | 0 | 0 | 0 | 0 | 0 | 0 | 0 | 0 | 0 | 0 | 0 | 0 | 0 | 0 | 0 | 0 | 0 | 0 | 0 | 0 | 0 | 0 | 0 | 0 | 0 | 0 | 0 | 0 | 0 | 0 | 0 | 0 | 0 | 0 | 0 | 0 | 0 | 0 | 0 | 0 | 0 | 0 | 0 | 0 | 0 | 0 | 0 | 0 | 0 | 0 | 0 | 0 | 0 | 0 | 0 | 0 | 0 | 0 | 0 | 0 | 0 | 0 | 0 | 0 | 0 | 0 | 0 | 0 | 0 | 0 | 0 | 0 | 0 | 0 | 0 | 0 | 0 | 0 | 0 | 0 | 0 | 0 | 0 | 0 | 0 | 0 | 0 | 0 | 0 | 0 | 0 | 0 | 0 | 0 | 0 | 0 | 0 | 0 | 0 | 0 | 0 | 0 | 0 | 0 | 0 | 0 | 0 | 0 | 0 | 0 | 0 | 0 | 0 | 0 | 0 | 0 | 0 | 0 | 0 | 0 | 0 | 0 | 0 | 0 | 0 | 0 | 0 | 0 | 0 | 0 | 0 | 0 | 0 | 0 | 0 | 0 | 0 | 0 | 0 | 0 | 0 | 0 | 0 | 0 | 0 | 0 | 0 | 0 | 0 | 0 | 0 | 0 | 0 | 0 | 0 | 0 | 0 | 0 | 0 | 0 | 0 | 0 | 0 | 0 | 0 | 0 | 0 | 0 | 0 | 0 | 0 | 0 | 0 | 0 | 0 | 0 | 0 | 0 | 0 | 0 | 0 | 0 | 0 | 0 | 0 | 0 | 0 | 0 | 0 | 0 | 0 | 0 | 0 | 0 | 0 | 0 | 0 | 0 | 0 | 0 | 0 | 0 | 0 | 0 | 0 | 0 | 0 | 0 | 0 | 0 | 0 | 0 | 0 | 0 | 0 | 0 | 0 | 0 | 0 | 0 | 0 | 0 | 0 | 0 | 0 | 0 | 0 | 0 | 0 | 0 | 0 | 0 | 0 | 0 | 0 | 0 | 0 | 0 | 0 | 0 | 0 | 0 | 0 | 0 | 0 | 0 | 0 | 0 | 0 | 0 | 0 | 0 | 0 | 0 | 0 | 0 | 0 | 0 | 0 | 0 | 0 | 0 | 0 | 0 | 0 | 0 | 0 | 0 | 0 | 0 | 0 | 0 | 0 | 0 | 0 | 0 | 0 | 0 | 0 | 0 | 0 | 0 | 0 | 0 | 0 | 0 | 0 | 0 | 0 | 0 | 0 | 0 | 0 | 0 | 0 | 0 | 0 | 0 | 0 | 0 | 0 | 0 | 0 | 0 | 0 | 0 | 0 | 0 | 0 | 0 | 0 | 0 | 0 | 0 | 0 | 0 | 0 | 0 | 0 | 0 | 0 | 0 | 0 | 0 | 0 | 0 | 0 | 0 | 0 | 0 | 0 | 0 | 0 | 0 | 0 | 0 | 0 | 0 | 0 | 0 | 0 | 0 | 0 | 0 | 0 | 0 | 0 | 0 | 0 | 0 | 0 | 0 | 0 | 0 | 0 | 0 | 0 | 0 | 0 | 0 | 0 | 0 | 0 | 0 | 0 | 0 | 0 | 0 | 0 | 0 | 0 | 0 | 0 | 0 | 0 | 0 | 0 | 0 | 0 | 0 | 0 | 0 | 0 | 0 | 0 | 0 | 0 | 0 | 0 | 0 | 0 | 0 | 0 | 0 | 0 | 0 | 0 | 0 | 0 | 0 | 0 | 0 | 0 | 0 | 0 | 0 | 0 | 0 | 0 | 0 | 0 | 0 | 0 | 0 | 0 | 0 | 0 | 0 | 0 | 0 | 0 | 0 | 0 | 0 | 0 | 0 | 0 | 0 | 0 | 0 | 0 | 0 | 0 | 0 | 0 | 0 | 0 | 0 | 0 | 0 | 0 | 0 | 0 | 0 | 0 | 0 | 0 | 0 | 0 | 0 | 0 | 0 | 0 | 0 | 0 | 0 | 0 | 0 | 0 | 0 | 0 | 0 | 0 | 0 | 0 | 0 | 0 | 0 | 0 | 0 | 0 | 0 | 0 | 0 | 0 | 0 | 0 | 0 | 0 | 0 | 0 | 0 | 0 | 0 | 0 | 0 | 0 | 0 | 0 | 0 | 0 | 0 | 0 | 0 | 0 | 0 | 0 | 0 | 0 | 0 | 0 | 0 | 0 | 0 | 0 | 0 | 0 | 0 | 0 | 0 | 0 | 0 | 0 | 0 | 0 | 0 | 0 | 0 | 0 | 0 | 0 | 0 | 0 | 0 | 0 | 0 | 0 | 0 | 0 | 0 | 0 | 0 | 0 | 0 | 0 | 0 | 0 | 0 | 0 | 0 | 0 | 0 | 0 | 0 | 0 | 0 | 0 | 0 | 0 | 0 | 0 | 0 | 0 | 0 | 0 | 0 | 0 | 0 | 0 | 0 | 0 | 0 | 0 | 0 | 0 | 0 | 0 | 0 | 0 | 0 | 0 | 0 | 0 | 0 | 0 | 0 | 0 | 0 | 0 | 0 | 0 | 0 | 0 | 0 | 0 | 0 | 0 | 0 | 0 | 0 | 0 | 0 | 0 | 0 | 0 | 0 | 0 | 0 | 0 | 0 | 0 | 0 | 0 | 0 | 0 | 0 | 0 | 0 | 0 | 0 | 0 | 0 | 0 | 0 | 0 | 0 | 0 | 0 | 0 | 0 | 0 | 0 | 0 | 0 | 0 | 0 | 0 | 0 | 0 | 0 | 0 | 0 | 0 | 0 | 0 | 0 | 0 | 0 | 0 | 0 | 0 | 0 | 0 | 0 | 0 | 0 | 0 | 0 | 0 | 0 | 0 | 0 | 0 | 0 | 0 | 0 | 0 | 0 | 0 | 0 | 0 | 0 | 0 | 0 | 0 | 0 | 0 | 0 | 0 | 0 | 0 | 0 | 0 | 0 | 0 | 0 | 0 | 0 | 0 | 0 | 0 | 0 | 0 | 0 | 0 | 0 | 0 | 0 | 0 | 0 | 0 | 0 | 0 | 0 | 0 | 0 | 0 | 0 | 0 | 0 | 0 | 0 | 0 | 0 | 0 | 0 | 0 | 0 | 0 | 0 | 0 | 0 | 0 | 0 | 0 | 0 | 0 | 0 | 0 | 0 | 0 | 0 | 0 | 0 | 0 | 0 | 0 | 0 | 0 | 0 | 0 | 0 | 0 | 0 | 0 | 0 | 0 | 0 | 0 | 0 | 0 | 0 | 0 | 0 | 0 | 0 | 0 | 0 | 0 | 0 | 0 | 0 | 0 | 0 | 0 | 0 | 0 | 0 | 0 | 0 | 0 | 0 | 0 | 0 | 0 | 0 | 0 | 0 | 0 | 0 | 0 | 0 | 0 | 0 | 0 | 0 | 0 | 0 | 0 | 0 | 0 | 0 | 0 | 0 | 0 | 0 | 0 | 0 | 0 | 0 | 0 | 0 | 0 | 0 | 0 | 0 | 0 | 0 | 0 | 0 | 0 | 0 | 0 | 0 | 0 | 0 | 0 | 0 | 0 | 0 | 0 | 0 | 0 | 0 | 0 | 0 | 0 | 0 | 0 | 0 | 0 | 0 | 0 | 0 | 0 | 0 | 0 | 0 | 0 | 0 | 0 | 0 | 0 | 0 | 0 | 0 | 0 | 0 | 0 | 0 | 0 | 0 | 0 | 0 | 0 | 0 | 0 | 0 | 0 | 0 | 0 | 0 | 0 | 0 | 0 | 0 | 0 | 0 | 0 | 0 | 0 | 0 | 0 | 0 | 0 | 0 | 0 | 0 | 0 | 0 | 0 | 0 | 0 | 0 | 0 | 0 | 0 | 0 | 0 | 0 | 0 | 0 | 0 | 0 | 0 | 0 | 0 | 0 | 0 | 0 | 0 | 0 | 0 | 0 | 0 | 0 | 0 | 0 | 0 | 0 | 0 | 0 | 0 | 0 | 0 | 0 | 0 | 0 | 0 | 0 | 0 | 0 | 0 | 0 | 0 | 0 | 0 | 0 | 0 | 0 | 0 | 0 | 0 | 0 | 0 | 0 | 0 | 0 | 0 | 0 | 0 | 0 | 0 | 0 | 0 | 0 | 0 | 0 | 0 | 0 | 0 | 0 | 0 | 0 | 0 | 0 | 0 | 0 | 0 | 0 | 0 | 0 | 0 | 0 | 0 | 0 | 0 | 0 | 0 | 0 | 0 | 0 | 0 | 0 | 0 | 0 | 0 | 0 | 0 | 0 | 0 | 0 | 0 | 0 | 0 | 0 | 0 | 0 | 0 | 0 | 0 | 0 | 0 | 0 | 0 | 0 | 0 | 0 | 0 | 0 | 0 | 0 | 0 | 0 | 0 | 0 | 0 | 0 | 0 | 0 | 0 | 0 | 0 | 0 | 0 | 0 | 0 | 0 | 0 | 0 | 0 | 0 | 0 | 0 | 0 | 0 | 0 | 0 | 0 | 0 | 0 | 0 | 0 | 0 | 0 | 0 | 0 | 0 | 0 | 0 | 0 | 0 | 0 | 0 | 0 | 0 | 0 | 0 | 0 | 0 | 0 | 0 | 0 | 0 | 0 | 0 | 0 | 0 | 0 | 0 | 0 | 0 | 0 | 0 | 0 | 0 | 0 | 0 | 0 | 0 | 0 | 0 | 0 | 0 | 0 | 0 | 0 | 0 | 0 | 0 | 0 | 0 | 0 | 0 | 0 | 0 | 0 | 0 | 0 | 0 | 0 | 0 | 0 | 0 | 0 | 0 | 0 | 0 | 0 | 0 | 0 | 0 | 0 | 0 | 0 | 0 | 0 | 0 | 0 | 0 | 0 | 0 | 0 | 0 | 0 | 0 | 0 | 0 | 0 | 0 | 0 | 0 | 0 | 0 | 0 | 0 | 0 | 0 | 0 | 0 | 0 | 0 | 0 | 0 | 0 | 0 | 0 | 0 | 0 | 0 | 0 | 0 | 0 | 0 | 0 | 0 | 0 | 0 | 0 | 0 | 0 | 0 | 0 | 0 | 0 | 0 | 0 | 0 | 0 | 0 | 0 | 0 | 0 | 0 | 0 | 0 | 0 | 0 | 0 | 0 | 0 | 0 | 0 | 0 | 0 | 0 | 0 | 0 | 0 | 0 | 0 | 0 | 0 | 0 | 0 | 0 | 0 | 0 | 0 | 0 | 0 | 0 | 0 | 0 | 0 | 0 | 0 | 0 | 0 | 0 | 0 | 0 | 0 | 0 | 0 | 0 | 0 | 0 | 0 | 0 | 0 | 0 | 0 | 0 | 0 | 0 | 0 | 0 | 0 | 0 | 0 | 0 | 0 | 0 | 0 | 0 | 0 | 0 | 0 | 0 | 0 | 0 | 0 | 0 | 0 | 0 | 0 | 0 | 0 | 0 | 0 | 0 | 0 | 0 | 0 | 0 | 0 | 0 | 0 | 0 | 0 | 0 | 0 | 0 | 0 | 0 | 0 | 0 | 0 | 0 | 0 | 0 | 0 | 0 | 0 | 0 | 0 | 0 | 0 | 0 | 0 | 0 | 0 | 0 | 0 | 0 | 0 | 0 | 0 | 0 | 0 | 0 | 0 | 0 | 0 | 0 | 0 | 0 | 0 | 0 | 0 | 0 | 0 | 0 | 0 | 0 | 0 | 0 | 0 | 0 | 0 | 0 | 0 | 0 | 0 | 0 | 0 | 0 | 0 | 0 | 0 | 0 | 0 | 0 | 0 | 0 | 0 | 0 | 0 | 0 | 0 | 0 | 0 | 0 | 0 | 0 | 0 | 0 | 0 | 0 | 0 | 0 | 0 | 0 | 0 | 0 | 0 | 0 | 0 | 0 | 0 | 0 | 0 | 0 | 0 | 0 | 0 | 0 | 0 | 0 | 0 | 0 | 0 | 0 | 0 | 0 | 0 | 0 | 0 | 0 | 0 | 0 | 0 | 0 | 0 | 0 | 0 | 0 | 0 | 0 | 0 | 0 | 0 | 0 | 0 | 0 | 0 | 0 | 0 | 0 | 0 | 0 | 0 | 0 | 0 | 0 | 0 | 0 | 0 | 0 | 0 | 0 | 0 | 0 | 0 | 0 | 0 | 0 | 0 | 0 | 0 | 0 | 0 | 0 | 0 | 0 | 0 | 0 | 0 | 0 | 0 | 0 | 0 | 0 | 0 | 0 | 0 | 0 | 0 | 0 | 0 | 0 | 0 | 0 | 0 | 0 | 0 | 0 | 0 | 0 | 0 | 0 | 0 | 0 | 0 | 0 | 0 | 0 | 0 | 0 | 0 | 0 | 0 | 0 | 0 | 0 | 0 | 0 | 0 | 0 | 0 | 0 | 0 | 0 | 0 | 0 | 0 | 0 | 0 | 0 | 0 | 0 | 0 | 0 | 0 | 0 | 0 | 0 | 0 | 0 | 0 | 0 | 0 | 0 | 0 | 0 | 0 | 0 | 0 | 0 | 0 | 0 | 0 | 0 | 0 | 0 | 0 | 0 | 0 | 0 | 0 | 0 | 0 | 0 | 0 | 0 | 0 | 0 | 0 | 0 | 0 | 0 | 0 | 0 | 0 | 0 | 0 | 0 | 0 | 0 | 0 | 0 | 0 | 0 | 0 | 0 | 0 | 0 | 0 | 0 | 0 | 0 | 0 | 0 | 0 | 0 | 0 | 0 | 0 | 0 | 0 | 0 | 0 | 0 | 0 | 0 | 0 | 0 | 0 | 0 | 0 | 0 | 0 | 0 | 0 | 0 | 0 | 0 | 0 | 0 | 0 | 0 | 0 | 0 | 0 | 0 | 0 | 0 | 0 | 0 | 0 | 0 | 0 | 0 | 0 | 0 | 0 | 0 | 0 | 0 | 0 | 0 | 0 | 0 | 0 | 0 | 0 | 0 | 0 | 0 | 0 | 0 | 0 | 0 | 0 | 0 | 0 | 0 | 0 | 0 | 0 | 0 | 0 | 0 | 0 | 0 | 0 | 0 | 0 | 0 | 0 | 0 | 0 | 0 | 0 | 0 | 0 | 0 | 0 | 0 | 0 | 0 | 0 | 0 | 0 | 0 | 0 | 0 | 0 | 0 | 0 | 0 | 0 | 0 | 0 | 0 | 0 | 0 | 0 | 0 | 0 | 0 | 0 | 0 | 0 | 0 | 0 | 0 | 0 | 0 | 0 | 0 | 0 | 0 | 0 | 0 | 0 | 0 | 0 | 0 | 0 | 0 | 0 | 0 | 0 | 0 | 0 | 0 | 0 | 0 | 0 | 0 | 0 | 0 | 0 | 0 | 0 | 0 | 0 | 0 | 0 | 0 | 0 | 0 | 0 | 0 | 0 | 0 | 0 | 0 | 0 | 0 | 0 | 0 | 0 | 0 | 0 | 0 | 0 | 0 | 0 | 0 | 0 | 0 | 0 | 0 | 0 | 0 | 0 | 0 | 0 | 0 | 0 | 0 | 0 | 0 | 0 | 0 | 0 | 0 | 0 | 0 | 0 | 0 | 0 | 0 | 0 | 0 | 0 | 0 | 0 | 0 | 0 | 0 | 0 | 0 | 0 | 0 | 0 | 0 | 0 | 0 | 0 | 0 | 0 | 0
| Cumulative Growth Large Commercial | 10^3M^3/Yr |  | 0 | 0 | 0 | 0 | 0 | 0 | 0 | 0 | 0 | 0 | 0 | 0 | 0 | 0 | 0 | 0 | 0 | 0 | 0 | 0 | 0 | 0 | 0 | 0 | 0 | 0 | 0 | 0 | 0 | 0 | 0 | 0 | 0 | 0 | 0 | 0 | 0 | 0 | 0 | 0 | 0 | 0 | 0 | 0 | 0 | 0 | 0 | 0 | 0 | 0 | 0 | 0 | 0 | 0 | 0 | 0 | 0 | 0 | 0 | 0 | 0 | 0 | 0 | 0 | 0 | 0 | 0 | 0 | 0 | 0 | 0 | 0 | 0 | 0 | 0 | 0 | 0 | 0 | 0 | 0 | 0 | 0 | 0 | 0 | 0 | 0 | 0 | 0 | 0 | 0 | 0 | 0 | 0 | 0 | 0 | 0 | 0 | 0 | 0 | 0 | 0 | 0 | 0 | 0 | 0 | 0 | 0 | 0 | 0 | 0 | 0 | 0 | 0 | 0 | 0 | 0 | 0 | 0 | 0 | 0 | 0 | 0 | 0 | 0 | 0 | 0 | 0 | 0 | 0 | 0 | 0 | 0 | 0 | 0 | 0 | 0 | 0 | 0 | 0 | 0 | 0 | 0 | 0 | 0 | 0 | 0 | 0 | 0 | 0 | 0 | 0 | 0 | 0 | 0 | 0 | 0 | 0 | 0 | 0 | 0 | 0 | 0 | 0 | 0 | 0 | 0 | 0 | 0 | 0 | 0 | 0 | 0 | 0 | 0 | 0 | 0 | 0 | 0 | 0 | 0 | 0 | 0 | 0 | 0 | 0 | 0 | 0 | 0 | 0 | 0 | 0 | 0 | 0 | 0 | 0 | 0 | 0 | 0 | 0 | 0 | 0 | 0 | 0 | 0 | 0 | 0 | 0 | 0 | 0 | 0 | 0 | 0 | 0 | 0 | 0 | 0 | 0 | 0 | 0 | 0 | 0 | 0 | 0 | 0 | 0 | 0 | 0 | 0 | 0 | 0 | 0 | 0 | 0 | 0 | 0 | 0 | 0 | 0 | 0 | 0 | 0 | 0 | 0 | 0 | 0 | 0 | 0 | 0 | 0 | 0 | 0 | 0 | 0 | 0 | 0 | 0 | 0 | 0 | 0 | 0 | 0 | 0 | 0 | 0 | 0 | 0 | 0 | 0 | 0 | 0 | 0 | 0 | 0 | 0 | 0 | 0 | 0 | 0 | 0 | 0 | 0 | 0 | 0 | 0 | 0 | 0 | 0 | 0 | 0 | 0 | 0 | 0 | 0 | 0 | 0 | 0 | 0 | 0 | 0 | 0 | 0 | 0 | 0 | 0 | 0 | 0 | 0 | 0 | 0 | 0 | 0 | 0 | 0 | 0 | 0 | 0 | 0 | 0 | 0 | 0 | 0 | 0 | 0 | 0 | 0 | 0 | 0 | 0 | 0 | 0 | 0 | 0 | 0 | 0 | 0 | 0 | 0 | 0 | 0 | 0 | 0 | 0 | 0 | 0 | 0 | 0 | 0 | 0 | 0 | 0 | 0 | 0 | 0 | 0 | 0 | 0 | 0 | 0 | 0 | 0 | 0 | 0 | 0 | 0 | 0 | 0 | 0 | 0 | 0 | 0 | 0 | 0 | 0 | 0 | 0 | 0 | 0 | 0 | 0 | 0 | 0 | 0 | 0 | 0 | 0 | 0 | 0 | 0 | 0 | 0 | 0 | 0 | 0 | 0 | 0 | 0 | 0 | 0 | 0 | 0 | 0 | 0 | 0 | 0 | 0 | 0 | 0 | 0 | 0 | 0 | 0 | 0 | 0 | 0 | 0 | 0 | 0 | 0 | 0 | 0 | 0 | 0 | 0 | 0 | 0 | 0 | 0 | 0 | 0 | 0 | 0 | 0 | 0 | 0 | 0 | 0 | 0 | 0 | 0 | 0 | 0 | 0 | 0 | 0 | 0 | 0 | 0 | 0 | 0 | 0 | 0 | 0 | 0 | 0 | 0 | 0 | 0 | 0 | 0 | 0 | 0 | 0 | 0 | 0 | 0 | 0 | 0 | 0 | 0 | 0 | 0 | 0 | 0 | 0 | 0 | 0 | 0 | 0 | 0 | 0 | 0 | 0 | 0 | 0 | 0 | 0 | 0 | 0 | 0 | 0 | 0 | 0 | 0 | 0 | 0 | 0 | 0 | 0 | 0 | 0 | 0 | 0 | 0 | 0 | 0 | 0 | 0 | 0 | 0 | 0 | 0 | 0 | 0 | 0 | 0 | 0 | 0 | 0 | 0 | 0 | 0 | 0 | 0 | 0 | 0 | 0 | 0 | 0 | 0 | 0 | 0 | 0 | 0 | 0 | 0 | 0 | 0 | 0 | 0 | 0 | 0 | 0 | 0 | 0 | 0 | 0 | 0 | 0 | 0 | 0 | 0 | 0 | 0 | 0 | 0 | 0 | 0 | 0 | 0 | 0 | 0 | 0 | 0 | 0 | 0 | 0 | 0 | 0 | 0 | 0 | 0 | 0 | 0 | 0 | 0 | 0 | 0 | 0 | 0 | 0 | 0 | 0 | 0 | 0 | 0 | 0 | 0 | 0 | 0 | 0 | 0 | 0 | 0 | 0 | 0 | 0 | 0 | 0 | 0 | 0 | 0 | 0 | 0 | 0 | 0 | 0 | 0 | 0 | 0 | 0 | 0 | 0 | 0 | 0 | 0 | 0 | 0 | 0 | 0 | 0 | 0 | 0 | 0 | 0 | 0 | 0 | 0 | 0 | 0 | 0 | 0 | 0 | 0 | 0 | 0 | 0 | 0 | 0 | 0 | 0 | 0 | 0 | 0 | 0 | 0 | 0 | 0 | 0 | 0 | 0 | 0 | 0 | 0 | 0 | 0 | 0 | 0 | 0 | 0 | 0 | 0 | 0 | 0 | 0 | 0 | 0 | 0 | 0 | 0 | 0 | 0 | 0 | 0 | 0 | 0 | 0 | 0 | 0 | 0 | 0 | 0 | 0 | 0 | 0 | 0 | 0 | 0 | 0 | 0 | 0 | 0 | 0 | 0 | 0 | 0 | 0 | 0 | 0 | 0 | 0 | 0 | 0 | 0 | 0 | 0 | 0 | 0 | 0 | 0 | 0 | 0 | 0 | 0 | 0 | 0 | 0 | 0 | 0 | 0 | 0 | 0 | 0 | 0 | 0 | 0 | 0 | 0 | 0 | 0 | 0 | 0 | 0 | 0 | 0 | 0 | 0 | 0 | 0 | 0 | 0 | 0 | 0 | 0 | 0 | 0 | 0 | 0 | 0 | 0 | 0 | 0 | 0 | 0 | 0 | 0 | 0 | 0 | 0 | 0 | 0 | 0 | 0 | 0 | 0 | 0 | 0 | 0 | 0 | 0 | 0 | 0 | 0 | 0 | 0 | 0 | 0 | 0 | 0 | 0 | 0 | 0 | 0 | 0 | 0 | 0 | 0 | 0 | 0 | 0 | 0 | 0 | 0 | 0 | 0 | 0 | 0 | 0 | 0 | 0 | 0 | 0 | 0 | 0 | 0 | 0 | 0 | 0 | 0 | 0 | 0 | 0 | 0 | 0 | 0 | 0 | 0 | 0 | 0 | 0 | 0 | 0 | 0 | 0 | 0 | 0 | 0 | 0 | 0 | 0 | 0 | 0 | 0 | 0 | 0 | 0 | 0 | 0 | 0 | 0 | 0 | 0 | 0 | 0 | 0 | 0 | 0 | 0 | 0 | 0 | 0 | 0 | 0 | 0 | 0 | 0 | 0 | 0 | 0 | 0 | 0 | 0 | 0 | 0 | 0 | 0 | 0 | 0 | 0 | 0 | 0 | 0 | 0 | 0 | 0 | 0 | 0 | 0 | 0 | 0 | 0 | 0 | 0 | 0 | 0 | 0 | 0 | 0 | 0 | 0 | 0 | 0 | 0 | 0 | 0 | 0 | 0 | 0 | 0 | 0 | 0 | 0 | 0 | 0 | 0 | 0 | 0 | 0 | 0 | 0 | 0 | 0 | 0 | 0 | 0 | 0 | 0 | 0 | 0 | 0 | 0 | 0 | 0 | 0 | 0 | 0 | 0 | 0 | 0 | 0 | 0 | 0 | 0 | 0 | 0 | 0 | 0 | 0 | 0 | 0 | 0 | 0 | 0 | 0 | 0 | 0 | 0 | 0 | 0 | 0 | 0 | 0 | 0 | 0 | 0 | 0 | 0 | 0 | 0 | 0 | 0 | 0 | 0 | 0 | 0 | 0 | 0 | 0 | 0 | 0 | 0 | 0 | 0 | 0 | 0 | 0 | 0 | 0 | 0 | 0 | 0 | 0 | 0 | 0 | 0 | 0 | 0 | 0 | 0 | 0 | 0 | 0 | 0 | 0 | 0 | 0 | 0 | 0 | 0 | 0 | 0 | 0 | 0 | 0 | 0 | 0 | 0 | 0 | 0 | 0 | 0 | 0 | 0 | 0 | 0 | 0 | 0 | 0 | 0 | 0 | 0 | 0 | 0 | 0 | 0 | 0 | 0 | 0 | 0 | 0 | 0 | 0 | 0 | 0 | 0 | 0 | 0 | 0 | 0 | 0 | 0 | 0 | 0 | 0 | 0 | 0 | 0 | 0 | 0 | 0 | 0 | 0 | 0 | 0 | 0 | 0 | 0 | 0 | 0 | 0 | 0 | 0 | 0 | 0 | 0 | 0 | 0 | 0 | 0 | 0 | 0 | 0 | 0 | 0 | 0 | 0 | 0 | 0 | 0 | 0 | 0 | 0 | 0 | 0 | 0 | 0 | 0 | 0 | 0 | 0 | 0 | 0 | 0 | 0 | 0 | 0 | 0 | 0 | 0 | 0 | 0 | 0 | 0 | 0 | 0 | 0 | 0 | 0 | 0 | 0 | 0 | 0 | 0 | 0 | 0 | 0 | 0 | 0 | 0 | 0 | 0 | 0 | 0 | 0 | 0 | 0 | 0 | 0 | 0 | 0 | 0 | 0 | 0 | 0 | 0 | 0 | 0 | 0 | 0 | 0 | 0 | 0 | 0 | 0 | 0 | 0 | 0 | 0 | 0 | 0 | 0 | 0 | 0 | 0 | 0 | 0 | 0 | 0 | 0 | 0 | 0 | 0 | 0 | 0 | 0 | 0 | 0 | 0 | 0 | 0 | 0 | 0 | 0 | 0 | 0 | 0 | 0 | 0 | 0 | 0 | 0 | 0 | 0 | 0 | 0 | 0 | 0 | 0 | 0 | 0 | 0 | 0 | 0 | 0 | 0 | 0 | 0 | 0 | 0 | 0 | 0 | 0 | 0 | 0 | 0 | 0 | 0 | 0 | 0 | 0 | 0 | 0 | 0 | 0 | 0 | 0 | 0 | 0 | 0 | 0 | 0 | 0 | 0 | 0 | 0 | 0 | 0 | 0 | 0 | 0 | 0 | 0 | 0 | 0 | 0 | 0 | 0 | 0 | 0 | 0 | 0 | 0 | 0 | 0 | 0 | 0 | 0 | 0 | 0 | 0 | 0 | 0 | 0 | 0 | 0 | 0 | 0 | 0 | 0 | 0 | 0 | 0 | 0 | 0 | 0 | 0 | 0 | 0 | 0 | 0 | 0 | 0 | 0 | 0 | 0 | 0 | 0 | 0 | 0 | 0 | 0 | 0 | 0 | 0 | 0 | 0 | 0 | 0 | 0 | 0 | 0 | 0 | 0 | 0 | 0 | 0 | 0 | 0 | 0 | 0 | 0 | 0 | 0 | 0 | 0 | 0 | 0 | 0 | 0 | 0 | 0 | 0 | 0 | 0 | 0 | 0 | 0 | 0 | 0 | 0 | 0 | 0 | 0 | 0 | 0 | 0 | 0 | 0 | 0 | 0 | 0 | 0 | 0 | 0 | 0 | 0 | 0 | 0 | 0 | 0 | 0 | 0 | 0 | 0 | 0 | 0 | 0 | 0 | 0 | 0 | 0 | 0 | 0 | 0 | 0 | 0 | 0 | 0 | 0 | 0 | 0 | 0 | 0 | 0 | 0 | 0 | 0 | 0 | 0 | 0 | 0 | 0 | 0 | 0 | 0 | 0 | 0 | 0 | 0 | 0 | 0 | 0 | 0 | 0 | 0 | 0 | 0 | 0 | 0 | 0 | 0 | 0 | 0 | 0 | 0 | 0 | 0 | 0 | 0 | 0 | 0 | 0 | 0 | 0 | 0 | 0 | 0 | 0 | 0 | 0 | 0 | 0 | 0 | 0 | 0 | 0 | 0 | 0 | 0 | 0 | 0 | 0 | 0 | 0 | 0 | 0 | 0 | 0 | 0 | 0 | 0 | 0 | 0 | 0 | 0 | 0 | 0 | 0 | 0 | 0 | 0 | 0 | 0 | 0 | 0 | 0 | 0 | 0 | 0 | 0 | 0 | 0 | 0 | 0 | 0 | 0 | 0 | 0 | 0 | 0 | 0 | 0 | 0 | 0 | 0 | 0 | 0 | 0 | 0 | 0 | 0 | 0 | 0 | 0 | 0 | 0 | 0 | 0 | 0 | 0 | 0 | 0 | 0 | 0 | 0 | 0 | 0 | 0 | 0 | 0 | 0 | 0 | 0 | 0 | 0 | 0 | 0 | 0 | 0 | 0 | 0 | 0 | 0 | 0 | 0 | 0 | 0 | 0 | 0 | 0 | 0 | 0 | 0 | 0 | 0 | 0 | 0 | 0 | 0 | 0 | 0 | 0 | 0 | 0 | 0 | 0 | 0 | 0 | 0 | 0 | 0 | 0 | 0 | 0 | 0 | 0 | 0 | 0 | 0 | 0 | 0 | 0 | 0 | 0 | 0 | 0 | 0 | 0 | 0 | 0 | 0 | 0 | 0 | 0 | 0 | 0 | 0 | 0 | 0 | 0 | 0 | 0 | 0 | 0 | 0 | 0 | 0 | 0 | 0 | 0 | 0 | 0 | 0 | 0 | 0 | 0 | 0 | 0 | 0 | 0 | 0 | 0 | 0 | 0 | 0 | 0 | 0 | 0 | 0 | 0 | 0 | 0 | 0 | 0 | 0 | 0 | 0 | 0 | 0 | 0 | 0 | 0 | 0 | 0 | 0 | 0 | 0 | 0 | 0 | 0 | 0 | 0 | 0 | 0 | 0 | 0 | 0 | 0 | 0 | 0 | 0 | 0 | 0 | 0 | 0 | 0 | 0 | 0 | 0 | 0 | 0 | 0 | 0 | 0 | 0 | 0 | 0 | 0 | 0 | 0 | 0 | 0 | 0 | 0 | 0 | 0 | 0 | 0 | 0 | 0 | 0 | 0 | 0 | 0 | 0 | 0 | 0 | 0 | 0 | 0 | 0 | 0 | 0 | 0 | 0 | 0 | 0 | 0 | 0 | 0 | 0 | 0 | 0 | 0 | 0 | 0 | 0 | 0 | 0 | 0 | 0 | 0 | 0 | 0 | 0 | 0 | 0 | 0 | 0 | 0 | 0 | 0 | 0 | 0 | 0 | 0 | 0 | 0 | 0 | 0 | 0 | 0 | 0 | 0 | 0 | 0 | 0 | 0 | 0 | 0 | 0 | 0 | 0 | 0 | 0 | 0 | 0 | 0 | 0 | 0 | 0 | 0 | 0 | 0 | 0 | 0 | 0 | 0 | 0 | 0 | 0 | 0 | 0 | 0 | 0 | 0 | 0 | 0 | 0 | 0 | 0 | 0 | 0 | 0 | 0 | 0 | 0 | 0 | 0 | 0 | 0 | 0 | 0 | 0 | 0 | 0 | 0 | 0 | 0 | 0 | 0 | 0 | 0 | 0 | 0 | 0 | 0 | 0 | 0 | 0 | 0 | 0 | 0 | 0 | 0 | 0 | 0 | 0 | 0 | 0 | 0 | 0 | 0 | 0 | 0 | 0 | 0 | 0 | 0 | 0 | 0 | 0 | 0 | 0 | 0 | 0 | 0 | 0 | 0 | 0 | 0 | 0 | 0 | 0 | 0 | 0 | 0 | 0 | 0 | 0 | 0 | 0 | 0 | 0 | 0 | 0 | 0 | 0 | 0 | 0 | 0 | 0 | 0 | 0 | 0 | 0 | 0 | 0 | 0 | 0 | 0 | 0 | 0 | 0 | 0 | 0 | 0 | 0 | 0 | 0 | 0 | 0 | 0 | 0 | 0 | 0 | 0 | 0 | 0 | 0 | 0 | 0 | 0 | 0 | 0 | 0 | 0 | 0 | 0 | 0 | 0 | 0 | 0 | 0 | 0 | 0 | 0 | 0 | 0 | 0 | 0 | 0 | 0 | 0 | 0 | 0 | 0 | 0 | 0 | 0 | 0 | 0 | 0 | 0 | 0 | 0 | 0 | 0 | 0 | 0 | 0 | 0 | 0 | 0 | 0 | 0 | 0 | 0 | 0 | 0 | 0 | 0 | 0 | 0 | 0 | 0 | 0 | 0 | 0 | 0 | 0 | 0 | 0 | 0 | 0 | 0 | 0 | 0 | 0 | 0 | 0 | 0 | 0 | 0 | 0 | 0 | 0 | 0 | 0 | 0 | 0 | 0 | 0 | 0 | 0 | 0 | 0 | 0 | 0 | 0 | 0 | 0 | 0 | 0 | 0 | 0 | 0 | 0 | 0 | 0 | 0 | 0 | 0 | 0 | 0 | 0 | 0 | 0 | 0 | 0 | 0 | 0 | 0 | 0 | 0 | 0 | 0 | 0 | 0 | 0 | 0 | 0 | 0 | 0 | 0 | 0 | 0 | 0 | 0 | 0 | 0 | 0 | 0 | 0 | 0 | 0 | 0 | 0 | 0 | 0 | 0 | 0 | 0 | 0 | 0 | 0 | 0 | 0 | 0 | 0 | 0 | 0 | 0 | 0 | 0 | 0 | 0 | 0 | 0 | 0 | 0 | 0 | 0 | 0 | 0 | 0 | 0 | 0 | 0 | 0 | 0 | 0 | 0 | 0 | 0 | 0 | 0 | 0 | 0 | 0 | 0 | 0 | 0 | 0 | 0 | 0 | 0 | 0 | 0 | 0 | 0 | 0 | 0 | 0 | 0 | 0 | 0 | 0 | 0 | 0 | 0 | 0 | 0 | 0 | 0 | 0 | 0 | 0 | 0 | 0 | 0 | 0 | 0 | 0 | 0 | 0 | 0 | 0 | 0 | 0 | 0 | 0 | 0 | 0 | 0 | 0 | 0 | 0 | 0 | 0 | 0 | 0 | 0 | 0 | 0 | 0 | 0 | 0 | 0 | 0 | 0 | 0 | 0 | 0 | 0 | 0 | 0 | 0 | 0 | 0 | 0 | 0 | 0 | 0 | 0 | 0 | 0 | 0 | 0 | 0 | 0 | 0 | 0 | 0 | 0 | 0 | 0 | 0 | 0 | 0 | 0 | 0 | 0 | 0 | 0 | 0 | 0 | 0 | 0 | 0 | 0 | 0 | 0 | 0 | 0 | 0 | 0 | 0 | 0 | 0 | 0 | 0 | 0 | 0 | 0 | 0 | 0 | 0 | 0 | 0 | 0 | 0 | 0 | 0 | 0 | 0 | 0 | 0 | 0 | 0 | 0 | 0 | 0 | 0 | 0 | 0 | 0 | 0 | 0 | 0 | 0 | 0 | 0 | 0 | 0 | 0 | 0 | 0 | 0 | 0 | 0 | 0 | 0 | 0 | 0 | 0 | 0 | 0 | 0 | 0 | 0 | 0 | 0 | 0 | 0 | 0 | 0 | 0 | 0 | 0 | 0 | 0 | 0 | 0 | 0 | 0 | 0 | 0 | 0 | 0 | 0 | 0 | 0 | 0 | 0 | 0 | 0 | 0 | 0 | 0 | 0 | 0 | 0 | 0 | 0 | 0 | 0 | 0 | 0 | 0 | 0 | 0 | 0 | 0 | 0 | 0 | 0 | 0 | 0 | 0 | 0 | 0 | 0 | 0 | 0 | 0 | 0 | 0 | 0 | 0 | 0 | 0 | 0 | 0 | 0 | 0 | 0 | 0 | 0 | 0 | 0 | 0 | 0 | 0 | 0 | 0 | 0 | 0 | 0 | 0 | 0 | 0 | 0 | 0 | 0 | 0 | 0 | 0 | 0 | 0 | 0 | 0 | 0 | 0 | 0 | 0 | 0 | 0 | 0 | 0 | 0 | 0 | 0 | 0 | 0 | 0 | 0 | 0 | 0 | 0 | 0 | 0 | 0 | 0 | 0 | 0 | 0 | 0 | 0 | 0 | 0 | 0 | 0 | 0 | 0 | 0 | 0 | 0 | 0 | 0 | 0 | 0 | 0 | 0 | 0 | 0 | 0 | 0 | 0 | 0 | 0 | 0 | 0 | 0 | 0 | 0 | 0 | 0 | 0 | 0 | 0 | 0 | 0 | 0 | 0 | 0 | 0 | 0 | 0 | 0 | 0 | 0 | 0 | 0 | 0 | 0 | 0 | 0 | 0 | 0 | 0 | 0 | 0 | 0 | 0 | 0 | 0 | 0 | 0 | 0 | 0 | 0 | 0 | 0 | 0 | 0 | 0 | 0 | 0 | 0 | 0 | 0 | 0 | 0 | 0 | 0 | 0 | 0 | 0 | 0 | 0 | 0 | 0 | 0 | 0 | 0 | 0 | 0 | 0 | 0 | 0 | 0 | 0 | 0 | 0 | 0 | 0 | 0 | 0 | 0 | 0 | 0 | 0 | 0 | 0 | 0 | 0 | 0 | 0 | 0 | 0 | 0 | 0 | 0 | 0 | 0 | 0 | 0 | 0 | 0 | 0 | 0 | 0 | 0 | 0 | 0 | 0 | 0 | 0 | 0 | 0 | 0 | 0 | 0 | 0 | 0 | 0 | 0 | 0 | 0 | 0 | 0 | 0 | 0 | 0 | 0 | 0 | 0 | 0 | 0 | 0 | 0 | 0 | 0 | 0 | 0 | 0 | 0 | 0 | 0 | 0 | 0 | 0 | 0 | 0 | 0 | 0 | 0 | 0 | 0 | 0 | 0 | 0 | 0 | 0 | 0 | 0 | 0 | 0 | 0 | 0 | 0 | 0 | 0 | 0 | 0 | 0 | 0 | 0 | 0 | 0 | 0 | 0 | 0 | 0 | 0 | 0 | 0 | 0 | 0 | 0 | 0 | 0 | 0 | 0 | 0 | 0 | 0 | 0 | 0 | 0 | 0 | 0 | 0 | 0 | 0 | 0 | 0 | 0 | 0 | 0 | 0 | 0 | 0 | 0 | 0 | 0 | 0 | 0 | 0 | 0 | 0 | 0 | 0 | 0 | 0 | 0 | 0 | 0 | 0 | 0 | 0 | 0 | 0 | 0 | 0 | 0 | 0 | 0 | 0 | 0 | 0 | 0 | 0 | 0 | 0 | 0 | 0 | 0 | 0 | 0 | 0 | 0 | 0 | 0 | 0 | 0 | 0 | 0 | 0 | 0 | 0 | 0 | 0 | 0 | 0 | 0 | 0 | 0 | 0 | 0 | 0 | 0 | 0 | 0 | 0 | 0 | 0 | 0 | 0 | 0 | 0 | 0 | 0 | 0 | 0 | 0 | 0 | 0 | 0 | 0 | 0 | 0 | 0 | 0 | 0 | 0 | 0 | 0 | 0 | 0 | 0 | 0 | 0 | 0 | 0 | 0 | 0 | 0 | 0 | 0 | 0 | 0 | 0 | 0 | 0 | 0 | 0 | 0 | 0 | 0 | 0 | 0 | 0 | 0 | 0 | 0 | 0 | 0 | 0 | 0 | 0 | 0 | 0 | 0 | 0 | 0 | 0 | 0 | 0 | 0 | 0 | 0 | 0 | 0 | 0 | 0 | 0 | 0 | 0 | 0 | 0 | 0 | 0 | 0 | 0 | 0 | 0 | 0 | 0 | 0 | 0 | 0 | 0 | 0 | 0 | 0 | 0 | 0 | 0 | 0 | 0 | 0 | 0 | 0 | 0 | 0 | 0 | 0 | 0 | 0 | 0 | 0 | 0 | 0 | 0 | 0 | 0 | 0 | 0 | 0 | 0 | 0 | 0 | 0 | 0 | 0 | 0 | 0 | 0 | 0 | 0 | 0 | 0 | 0 | 0 | 0 | 0 | 0 | 0 | 0 | 0 | 0 | 0 | 0 | 0 | 0 | 0 | 0 | 0 | 0 | 0 | 0 | 0 | 0 | 0 | 0 | 0 | 0 | 0 | 0 | 0 | 0 | 0 | 0 | 0 | 0 | 0 | 0 | 0 | 0 | 0 | 0 | 0 | 0 | 0 | 0 | 0 | 0 | 0 | 0 | 0 | 0 | 0 | 0 | 0 | 0 | 0 | 0 | 0 | 0 | 0 | 0 | 0 | 0 | 0 | 0 | 0 | 0 | 0 | 0 | 0 | 0 | 0 | 0 | 0 | 0 | 0 | 0 | 0 | 0 | 0 | 0 | 0 | 0 | 0 | 0 | 0 | 0 | 0 | 0 | 0 | 0 | 0 | 0 | 0 | 0 | 0 | 0 | 0 | 0 | 0 | 0 | 0 | 0 | 0 | 0 | 0 | 0 | 0 | 0 | 0 | 0 | 0 | 0 | 0 | 0 | 0 | 0 | 0 | 0 | 0 | 0 | 0 | 0 | 0 | 0 | 0 | 0 | 0 | 0 | 0 | 0 | 0 | 0 | 0 | 0 | 0 | 0 | 0 | 0 | 0 | 0 | 0 | 0 | 0 | 0 | 0 | 0 | 0 | 0 | 0 | 0 | 0 | 0 | 0 | 0 | 0 | 0 | 0 | 0 | 0 | 0 | 0 | 0 | 0 | 0 | 0 | 0 | 0 | 0 | 0 | 0 | 0 | 0 | 0 | 0 | 0 | 0 | 0 | 0 | 0 | 0 | 0 | 0 | 0 | 0 | 0 | 0 | 0 | 0 | 0 | 0 | 0 | 0 | 0 | 0 | 0 | 0 | 0 | 0 | 0 | 0 | 0 | 0 | 0 | 0 | 0 | 0 | 0 | 0 | 0 | 0 | 0 | 0 | 0 | 0 | 0 | 0 | 0 | 0 | 0 | 0 | 0 | 0 | 0 | 0 | 0 | 0 | 0 | 0 | 0 | 0 | 0 | 0 | 0 | 0 | 0 | 0 | 0 | 0 | 0 | 0 | 0 | 0 | 0 | 0 | 0 | 0 | 0 | 0 | 0 | 0 | 0 | 0 | 0 | 0 | 0 | 0 | 0 | 0 | 0 | 0 | 0 | 0 | 0 | 0 | 0 | 0 | 0 | 0 | 0 | 0 | 0 | 0 | 0 | 0 | 0 | 0 | 0 | 0 | 0 | 0 | 0 | 0 | 0 | 0 | 0 | 0 | 0 | 0 | 0 | 0 | 0 | 0 | 0 | 0 | 0 | 0 | 0 | 0 | 0 | 0 | 0 | 0 | 0 | 0 | 0 | 0 | 0 | 0 | 0 | 0 | 0 | 0 | 0 | 0 | 0 | 0 | 0 | 0 | 0 | 0 | 0 | 0 | 0 | 0 | 0 | 0 | 0 | 0 | 0 | 0 | 0 | 0 | 0 | 0 | 0 | 0 | 0 | 0 | 0 | 0 | 0 | 0 | 0 | 0 | 0 | 0 | 0 | 0 | 0 | 0 | 0 | 0 | 0 | 0 | 0 | 0 | 0 | 0 | 0 | 0 | 0 | 0 | 0 | 0 | 0 | 0 | 0 | 0 | 0 | 0 | 0 | 0 | 0 | 0 | 0 | 0 | 0 | 0 | 0 | 0 | 0 | 0 | 0 | 0 | 0 | 0 | 0 | 0 | 0 | 0 | 0 | 0 | 0 | 0 | 0 | 0 | 0 | 0 | 0 | 0 | 0 | 0 | 0 | 0 | 0 | 0 | 0 | 0 | 0 | 0 | 0 | 0 | 0 | 0 | 0 | 0 | 0 | 0 | 0 | 0 | 0 | 0 | 0 | 0 | 0 | 0 | 0 | 0 | 0 | 0 | 0 | 0 | 0 | 0 | 0 | 0 | 0 | 0 | 0 | 0 | 0 | 0 | 0 | 0 | 0 | 0 | 0 | 0 | 0 | 0 | 0 | 0 | 0 | 0 | 0 | 0 | 0 | 0 | 0 | 0 | 0 | 0 | 0 | 0 | 0 | 0 | 0 | 0 | 0 | 0 | 0 | 0 | 0 | 0 | 0 | 0 | 0 | 0 | 0 | 0 | 0 | 0 | 0 | 0 | 0 | 0 | 0 | 0 | 0 | 0 | 0 | 0 | 0 | 0 | 0 | 0 | 0 | 0 | 0 | 0 | 0 | 0 | 0 | 0 | 0 | 0 | 0 | 0 | 0 | 0 | 0 | 0 | 0 | 0 | 0 | 0 | 0 | 0 | 0 | 0 | 0 | 0 | 0 | 0 | 0 | 0 | 0 | 0 | 0 | 0 | 0 | 0 | 0 | 0 | 0 | 0 | 0 | 0 | 0 | 0 | 0 | 0 | 0 | 0 | 0 | 0 | 0 | 0 | 0 | 0 | 0 | 0 | 0 | 0 | 0 | 0 | 0 | 0 | 0 | 0 | 0 | 0 | 0 | 0 | 0 | 0 | 0 | 0 | 0 | 0 | 0 | 0 | 0 | 0 | 0 | 0 | 0 | 0 | 0 | 0 | 0 | 0 | 0 | 0 | 0 | 0 | 0 | 0 | 0 | 0 | 0 | 0 | 0 | 0 | 0 | 0 | 0 | 0 | 0 | 0 | 0 | 0 | 0 | 0 | 0 | 0 | 0 | 0 | 0 | 0 | 0 | 0 | 0 | 0 | 0 | 0 | 0 | 0 | 0 | 0 | 0 | 0 | 0 | 0 | 0 | 0 | 0 | 0 | 0 | 0 | 0 | 0 | 0 | 0 | 0 | 0 | 0 | 0 | 0 | 0 | 0 | 0 | 0 | 0 | 0 | 0 | 0 | 0 | 0 | 0 | 0 | 0 | 0 | 0 | 0 | 0 | 0 | 0 | 0 | 0 | 0 | 0 | 0 | 0 | 0 | 0 | 0 | 0 | 0 | 0 | 0 | 0 | 0 | 0 | 0 | 0 | 0 | 0 | 0 | 0 | 0 | 0 | 0 | 0 | 0 | 0 | 0 | 0 | 0 | 0 | 0 | 0 | 0 | 0 | 0 | 0 | 0 | 0 | 0 | 0 | 0 | 0 | 0 | 0 | 0 | 0 | 0 | 0 | 0 | 0 | 0 | 0 | 0 | 0 | 0 | 0 | 0 | 0 | 0 | 0 | 0 | 0 | 0 | 0 | 0 | 0 | 0 | 0 | 0 | 0 | 0 | 0 | 0 | 0 | 0 | 0 | 0 | 0 | 0 | 0 | 0 | 0 | 0 | 0 | 0 | 0 | 0 | 0 | 0 | 0 | 0 | 0 | 0 | 0 | 0 | 0 | 0 | 0 | 0 | 0 | 0 | 0 | 0 | 0 | 0 | 0 | 0 | 0 | 0 | 0 | 0 | 0 | 0 | 0 | 0 | 0 | 0 | 0 | 0 | 0 | 0 | 0 | 0 | 0 | 0 | 0 | 0 | 0 | 0 | 0 | 0 | 0 | 0 | 0 | 0 | 0 | 0 | 0 | 0 | 0 | 0 | 0 | 0 | 0 | 0 | 0 | 0 | 0 | 0 | 0 | 0 | 0 | 0 | 0 | 0 | 0 | 0 | 0 | 0 | 0 | 0 | 0 | 0 | 0 | 0 | 0 | 0 | 0 | 0 | 0 | 0 | 0 | 0 | 0 | 0 | 0 | 0 | 0 | 0 | 0 | 0 | 0 | 0 | 0 | 0 | 0 | 0 | 0 | 0 | 0 | 0 | 0 | 0 | 0 | 0 | 0 | 0 | 0 | 0 | 0 | 0 | 0 | 0 | 0 | 0 | 0 | 0 | 0 | 0 | 0 | 0 | 0 | 0 | 0 | 0 | 0 | 0 | 0 | 0 | 0 | 0 | 0 | 0 | 0 | 0 | 0 | 0 | 0 | 0 | 0 | 0 | 0 | 0 | 0 | 0 | 0 | 0 | 0 | 0 | 0 | 0 | 0 | 0 | 0 | 0 | 0 | 0 | 0 | 0 | 0 | 0 | 0 | 0 | 0 | 0 | 0 | 0 | 0 | 0 | 0 | 0 | 0 | 0 | 0 | 0 | 0 | 0 | 0 | 0 | 0 | 0 | 0 | 0 | 0 | 0 | 0 | 0 | 0 | 0 | 0 | 0 | 0 | 0 | 0 | 0 | 0 | 0 | 0 | 0 | 0 | 0 | 0 | 0 | 0 | 0 | 0 | 0 | 0 | 0 | 0 | 0 | 0 | 0 | 0 | 0 | 0 | 0 | 0 | 0 | 0 | 0 | 0 | 0 | 0 | 0 | 0 | 0 | 0 | 0 | 0 | 0 | 0 | 0 | 0 | 0 | 0 | 0 | 0 | 0 | 0 | 0 | 0 | 0 | 0 | 0 | 0 | 0 | 0 | 0 | 0 | 0 | 0 | 0 | 0 | 0 | 0 | 0 | 0 | 0 | 0 | 0 | 0 | 0 | 0 | 0 | 0 | 0 | 0 | 0 | 0 | 0 | 0 | 0 | 0 | 0 | 0 | 0 | 0 | 0 | 0 | 0 | 0 | 0 | 0 | 0 | 0 | 0 | 0 | 0 | 0 | 0 | 0 | 0 | 0 | 0 | 0 | 0 | 0 | 0 | 0 | 0 | 0 | 0 | 0 | 0 | 0 | 0 | 0 | 0 | 0 | 0 | 0 | 0 | 0 | 0 | 0 | 0 | 0 | 0 | 0 | 0 | 0 | 0 | 0 | 0 | 0 | 0 | 0 | 0 | 0 | 0 | 0 | 0 | 0 | 0 | 0 | 0 | 0 | 0 | 0 | 0 | 0 | 0 | 0 | 0 | 0 | 0 | 0 | 0 | 0 | 0 | 0 | 0 | 0 | 0 | 0 | 0 | 0 | 0 | 0 | 0 | 0 | 0 | 0 | 0 | 0 | 0 | 0 | 0 | 0 | 0 | 0 | 0 | 0 | 0 | 0 | 0 | 0 | 0 | 0 | 0 | 0 | 0 | 0 | 0 | 0 | 0 | 0 | 0 | 0 | 0 | 0 | 0 | 0 | 0 | 0 | 0 | 0 | 0 | 0 | 0 | 0 | 0 | 0 | 0 | 0 | 0 | 0 | 0 | 0 | 0 | 0 | 0 | 0 | 0 | 0 | 0 | 0 | 0 | 0 | 0 | 0 | 0 | 0 | 0 | 0 | 0 | 0 | 0 | 0 | 0 | 0 | 0 | 0 | 0 | 0 | 0 | 0 | 0 | 0 | 0 | 0 | 0 | 0 | 0 | 0 | 0 | 0 | 0 | 0 | 0 | 0 | 0 | 0 | 0 | 0 | 0 | 0 | 0 | 0 | 0 | 0 | 0 | 0 | 0 | 0 | 0 | 0 | 0 | 0 | 0 | 0 | 0 | 0 | 0 | 0 | 0 | 0 | 0 | 0 | 0 | 0 | 0 | 0 | 0 | 0 | 0 | 0 | 0 | 0 | 0 | 0 | 0 | 0 | 0 | 0 | 0 | 0 | 0 | 0 | 0 | 0 | 0 | 0 | 0 | 0 | 0 | 0 | 0 | 0 | 0 | 0 | 0 | 0 | 0 | 0 | 0 | 0 | 0 | 0 | 0 | 0 | 0 | 0 | 0 | 0 | 0 | 0 | 0 | 0 | 0 | 0 | 0 | 0 | 0 | 0 | 0 | 0 | 0 | 0 | 0 | 0 | 0 | 0 | 0 | 0 | 0 | 0 | 0 | 0 | 0 | 0 | 0 | 0 | 0 | 0 | 0 | 0 | 0 | 0 | 0 | 0 | 0 | 0 | 0 | 0 | 0 | 0 | 0 | 0 | 0 | 0 | 0 | 0 | 0 | 0 | 0 | 0 | 0 | 0 | 0 | 0 | 0 | 0 | 0 | 0 | 0 | 0 | 0 | 0 | 0 | 0 | 0 | 0 | 0 | 0 | 0 | 0 | 0 | 0 | 0 | 0 | 0 | 0 | 0 | 0 | 0 | 0 | 0 | 0 | 0 | 0 | 0 | 0 | 0 | 0 | 0 | 0 | 0 | 0 | 0 | 0 | 0 | 0 | 0 | 0 | 0 | 0 | 0 | 0 | 0 | 0 | 0 | 0 | 0 | 0 | 0 | 0 | 0 | 0 | 0 | 0 | 0 | 0 | 0 | 0 | 0 | 0 | 0 | 0 | 0 | 0 | 0 | 0 | 0 | 0 | 0 | 0 | 0 | 0 | 0 | 0 | 0 | 0 | 0 | 0 | 0 | 0 | 0 | 0 | 0 | 0 | 0 | 0 | 0 | 0 | 0 | 0 | 0 | 0 | 0 | 0 | 0 | 0 | 0 | 0 | 0 | 0 | 0 | 0 | 0 | 0 | 0 | 0 | 0 | 0 | 0 | 0 | 0 | 0 | 0 | 0 | 0 | 0 | 0 | 0 | 0 | 0 | 0 | 0 | 0 | 0 | 0 | 0 | 0 | 0 | 0 | 0 | 0 | 0 | 0 | 0 | 0 | 0 | 0 | 0 | 0 | 0 | 0 | 0 | 0 | 0 | 0 | 0 | 0 | 0 | 0 | 0 | 0 | 0 | 0 | 0 | 0 | 0 | 0 | 0 | 0 | 0 | 0 | 0 | 0 | 0 | 0 | 0 | 0 | 0 | 0 | 0 | 0 | 0 | 0 | 0 | 0 | 0 | 0 | 0 | 0 | 0 | 0 | 0 | 0 | 0 | 0 | 0 | 0 | 0 | 0 | 0 | 0 | 0 | 0 | 0 | 0 | 0 | 0 | 0 | 0 | 0 | 0 | 0 | 0 | 0 | 0 | 0 | 0 | 0 | 0 | 0 | 0 | 0 | 0 | 0 | 0 | 0 | 0 | 0 | 0 | 0 | 0 | 0 | 0 | 0 | 0 | 0 | 0 | 0 | 0 | 0 | 0 | 0 | 0 | 0 | 0 | 0 | 0 | 0 | 0 | 0 | 0 | 0 | 0 | 0 | 0 | 0 | 0 | 0 | 0 | 0 | 0 | 0 | 0 | 0 | 0 | 0 | 0 | 0 | 0 | 0 | 0 | 0 | 0 | 0 | 0 | 0 | 0 | 0 | 0 | 0 | 0 | 0 | 0 | 0 | 0 | 0 | 0 | 0 | 0 | 0 | 0 | 0 | 0 | 0 | 0 | 0 | 0 | 0 | 0 | 0 | 0 | 0 | 0 | 0 | 0 | 0 | 0 | 0 | 0 | 0 | 0 | 0 | 0 | 0 | 0 | 0 | 0 | 0 | 0 | 0 | 0 | 0 | 0 | 0 | 0 | 0 | 0 | 0 | 0 | 0 | 0 | 0 | 0 | 0 | 0 | 0 | 0 | 0 | 0 | 0 | 0 | 0 | 0 | 0 | 0 | 0 | 0 | 0 | 0 | 0 | 0 | 0 | 0 | 0 | 0 | 0 | 0 | 0 | 0 | 0 | 0 | 0 | 0 | 0 | 0 | 0 | 0 | 0 | 0 | 0 | 0 | 0 | 0 | 0 | 0 | 0 | 0 | 0 | 0 | 0 | 0 | 0 | 0 | 0 | 0 | 0 | 0 | 0 | 0 | 0 | 0 | 0 | 0 | 0 | 0 | 0 | 0 | 0 | 0 | 0 | 0 | 0 | 0 | 0 | 0 | 0 | 0 | 0 | 0 | 0 | 0 | 0 | 0 | 0 | 0 | 0 | 0 | 0 | 0 | 0 | 0 | 0 | 0 | 0 | 0 | 0 | 0 | 0 | 0 | 0 | 0 | 0 | 0 | 0 | 0 | 0 | 0 | 0 | 0 | 0 | 0 | 0 | 0 | 0 | 0 | 0 | 0 | 0 | 0 | 0 | 0 | 0 | 0 | 0 | 0 | 0 | 0 | 0 | 0 | 0 | 0 | 0 | 0 | 0 | 0 | 0 | 0 | 0 | 0 | 0 | 0 | 0 | 0 | 0 | 0 | 0 | 0 | 0 | 0 | 0 | 0 | 0 | 0 | 0 | 0 | 0 | 0 | 0 | 0 | 0 | 0 | 0 | 0 | 0 | 0 | 0 | 0 | 0 | 0 | 0 | 0 | 0 | 0 | 0 | 0 | 0 | 0 | 0 | 0 | 0 | 0 | 0 | 0 | 0 | 0 | 0 | 0 | 0 | 0 | 0 | 0 | 0 | 0 | 0 | 0 | 0 | 0 | 0 | 0 | 0 | 0 | 0 | 0 | 0 | 0 | 0 | 0 | 0 | 0 | 0 | 0 | 0 | 0 | 0 | 0 | 0 | 0 | 0 | 0 | 0 | 0 | 0 | 0 | 0 | 0 | 0 | 0 | 0 | 0 | 0 | 0 | 0 | 0 | 0 | 0 | 0 | 0 | 0 | 0 | 0 | 0 | 0 | 0 | 0 | 0 | 0 | 0 | 0 | 0 | 0 | 0 | 0 | 0 | 0 | 0 | 0 | 0 | 0 | 0 | 0 | 0 | 0 | 0 | 0 | 0 | 0 | 0 | 0 | 0 | 0 | 0 | 0 | 0 | 0 | 0 | 0 | 0 | 0 | 0 | 0 | 0 | 0 | 0 | 0 | 0 | 0 | 0 | 0 | 0 | 0 | 0 | 0 | 0 | 0 | 0 | 0 | 0 | 0 | 0 | 0 | 0 | 0 | 0 | 0 | 0 | 0 | 0 | 0 | 0 | 0 | 0 | 0 | 0 | 0 | 0 | 0 | 0 | 0 | 0 | 0 | 0 | 0 | 0 | 0 | 0 | 0 | 0 | 0 | 0 | 0 | 0 | 0 | 0 | 0 | 0 | 0 | 0 | 0 | 0 | 0 | 0 | 0 | 0 | 0 | 0 | 0 | 0 | 0 | 0 | 0 | 0 | 0 | 0 | 0 | 0 | 0 | 0 | 0 | 0 | 0 | 0 | 0 | 0 | 0 | 0 | 0 | 0 | 0 | 0 | 0 | 0 | 0 | 0 | 0 | 0 | 0 | 0 | 0 | 0 | 0 | 0 | 0 | 0 | 0 | 0 | 0 | 0 | 0 | 0 | 0 | 0 | 0 | 0 | 0 | 0 | 0 | 0 | 0 | 0 | 0 | 0 | 0 | 0 | 0 | 0 | 0 | 0 | 0 | 0 | 0 | 0 | 0 | 0 | 0 | 0 | 0 | 0 | 0 | 0 | 0 | 0 | 0 | 0 | 0 | 0 | 0 | 0 | 0 | 0 | 0 | 0 | 0 | 0 | 0 | 0 | 0 | 0 | 0 | 0 | 0 | 0 | 0 | 0 | 0 | 0 | 0 | 0 | 0 | 0 | 0 | 0 | 0 | 0 | 0 | 0 | 0 | 0 | 0 | 0 | 0 | 0 | 0 | 0 | 0 | 0 | 0 | 0 | 0 | 0 | 0 | 0 | 0 | 0 | 0 | 0 | 0 | 0 | 0 | 0 | 0 | 0 | 0 | 0 | 0 | 0 | 0 | 0 | 0 | 0 | 0 | 0 | 0 | 0 | 0 | 0 | 0 | 0 | 0 | 0 | 0 | 0 | 0 | 0 | 0 | 0 | 0 | 0 | 0 | 0 | 0 | 0 | 0 | 0 | 0 | 0 | 0 | 0 | 0 | 0 | 0 | 0 | 0 | 0 | 0 | 0 | 0 | 0 | 0 | 0 | 0 | 0 | 0 | 0 | 0 | 0 | 0 | 0 | 0 | 0 | 0 | 0 | 0 | 0 | 0 | 0 | 0 | 0 | 0 | 0 | 0 | 0 | 0 | 0 | 0 | 0 | 0 | 0 | 0 | 0 | 0 | 0 | 0 | 0 | 0 | 0 | 0 | 0 | 0 | 0 | 0 | 0 | 0 | 0 | 0 | 0 | 0 | 0 | 0 | 0 | 0 | 0 | 0 | 0 | 0 | 0 | 0 | 0 | 0 | 0 | 0 | 0 | 0 | 0 | 0 | 0 | 0 | 0 | 0 | 0 | 0 | 0 | 0 | 0 | 0 | 0 | 0 | 0 | 0 | 0 | 0 | 0 | 0 | 0 | 0 | 0 | 0 | 0 | 0 | 0 | 0 | 0 | 0 | 0 | 0 | 0 | 0 | 0 | 0 | 0 | 0 | 0 | 0 | 0 | 0 | 0 | 0 | 0 | 0 | 0 | 0 | 0 | 0 | 0 | 0 | 0 | 0 | 0 | 0 | 0 | 0 | 0 | 0 | 0 | 0 | 0 | 0 | 0 | 0 | 0 | 0 | 0 | 0 | 0 | 0 | 0 | 0 | 0 | 0 | 0 | 0 | 0 | 0 | 0 | 0 | 0 | 0 | 0 | 0 | 0 | 0 | 0 | 0 | 0 | 0 | 0 | 0 | 0 | 0 | 0 | 0 | 0 | 0 | 0 | 0 | 0 | 0 | 0 | 0 | 0 | 0 | 0 | 0 | 0 | 0 | 0 | 0 | 0 | 0 | 0 | 0 | 0 | 0 | 0 | 0 | 0 | 0 | 0 | 0 | 0 | 0 | 0 | 0 | 0 | 0 | 0 | 0 | 0 | 0 | 0 | 0 | 0 | 0 | 0 | 0 | 0 | 0 | 0 | 0 | 0 | 0 | 0 | 0 | 0 | 0 | 0 | 0 | 0 | 0 | 0 | 0 | 0 | 0 | 0 | 0 | 0 | 0 | 0 | 0 | 0 | 0 | 0 | 0 | 0 | 0 | 0 | 0 | 0 | 0 | 0 | 0 | 0 | 0 | 0 | 0 | 0 | 0 | 0 | 0 | 0 | 0 | 0 | 0 | 0 | 0 | 0 | 0 | 0 | 0 | 0 | 0 | 0 | 0 | 0 | 0 | 0 | 0 | 0 | 0 | 0 | 0 | 0 | 0 | 0 | 0 | 0 | 0 | 0 | 0 | 0 | 0 | 0 | 0 | 0 | 0 | 0 | 0 | 0 | 0 | 0 | 0 | 0 | 0 | 0 | 0 | 0 | 0 | 0 | 0 | 0 | 0 | 0 | 0 | 0 | 0 | 0 | 0 | 0 | 0 | 0 | 0 | 0 | 0 | 0 | 0 | 0 | 0 | 0 | 0 | 0 | 0 | 0 | 0 | 0 | 0 | 0 | 0 | 0 | 0 | 0 | 0 | 0 | 0 | 0 | 0 | 0 | 0 | 0 | 0 | 0 | 0 | 0 | 0 | 0 | 0 | 0 | 0 | 0 | 0 | 0 | 0 | 0 | 0 | 0 | 0 | 0 | 0 | 0 | 0 | 0 | 0 | 0 | 0 | 0 | 0 | 0 | 0 | 0 | 0 | 0 | 0 | 0 | 0 | 0 | 0 | 0 | 0 | 0 | 0 | 0 | 0 | 0 | 0 | 0 | 0 | 0 | 0 | 0 | 0 | 0 | 0 | 0 | 0 | 0 | 0 | 0 | 0 | 0 | 0 | 0 | 0 | 0 | 0 | 0 | 0 | 0 | 0 | 0 | 0 | 0 | 0 | 0 | 0 | 0 | 0 | 0 | 0 | 0 | 0 | 0 | 0 | 0 | 0 | 0 | 0 | 0 | 0 | 0 | 0 | 0 | 0 | 0 | 0 | 0 | 0 | 0 | 0 | 0 | 0 | 0 | 0 | 0 | 0 | 0 | 0 | 0 | 0 | 0 | 0 | 0 | 0 | 0 | 0 | 0 | 0 | 0 | 0 | 0 | 0 | 0 | 0 | 0 | 0 | 0 | 0 | 0 | 0 | 0 | 0 | 0 | 0 | 0 | 0 | 0 | 0 | 0 | 0 | 0 | 0 | 0 | 0 | 0 | 0 | 0 | 0 | 0 | 0 | 0 | 0 | 0 | 0 | 0 | 0 | 0 | 0 | 0 | 0 | 0 | 0 | 0 | 0 | 0 | 0 | 0 | 0 | 0 | 0 | 0 | 0 | 0 | 0 | 0 | 0 | 0 | 0 | 0 | 0 | 0 | 0 | 0 | 0 | 0 | 0 | 0 | 0 | 0 | 0 | 0 | 0 | 0 | 0 | 0 | 0 | 0 | 0 | 0 | 0 | 0 | 0 | 0 | 0 | 0 | 0 | 0 | 0 | 0 | 0 | 0 | 0 | 0 | 0 | 0 | 0 | 0 | 0 | 0 | 0 | 0 | 0 | 0 | 0 | 0 | 0 | 0 | 0 | 0 | 0 | 0 | 0 | 0 | 0 | 0 | 0 | 0 | 0 | 0 | 0 | 0 | 0 | 0 | 0 | 0 | 0 | 0 | 0 | 0 | 0 | 0 | 0 | 0 | 0 | 0 | 0 | 0 | 0 | 0 | 0 | 0 | 0 | 0 | 0 | 0 | 0 | 0 | 0 | 0 | 0 | 0 | 0 | 0 | 0 | 0 | 0 | 0 | 0 | 0 | 0 | 0 | 0 | 0 | 0 | 0 | 0 | 0 | 0 | 0 | 0 | 0 | 0 | 0 | 0 | 0 | 0 | 0 | 0 | 0 | 0 | 0 | 0 | 0 | 0 | 0 | 0 | 0 | 0 | 0 | 0 | 0 | 0 | 0 | 0 | 0 | 0 | 0 | 0 | 0 | 0 | 0 | 0 | 0 | 0 | 0 | 0 | 0 | 0 | 0 | 0 | 0 | 0 | 0 | 0 | 0 | 0 | 0 | 0 | 0 | 0 | 0 | 0 | 0 | 0 | 0 | 0 | 0 | 0 | 0 | 0 | 0 | 0 | 0 | 0 | 0 | 0 | 0 | 0 | 0 | 0 | 0 | 0 | 0 | 0 | 0 | 0 | 0 | 0 | 0 | 0 | 0 | 0 | 0 | 0 | 0 | 0 | 0 | 0 | 0 | 0 | 0 | 0 | 0 | 0 | 0 | 0 | 0 | 0 | 0 | 0 | 0 | 0 | 0 | 0 | 0 | 0 | 0 | 0 | 0 | 0 | 0 | 0 | 0 | 0 | 0 | 0 | 0 | 0 | 0 | 0 | 0 | 0 | 0 | 0 | 0 | 0 | 0 | 0 | 0 | 0 | 0 | 0 | 0 | 0 | 0 | 0 | 0 | 0 | 0 | 0 | 0 | 0 | 0 | 0 | 0 | 0 | 0 | 0 | 0 | 0 | 0 | 0 | 0 | 0 | 0 | 0 | 0 | 0 | 0 | 0 | 0 | 0 | 0 | 0 | 0 | 0 | 0 | 0 | 0 | 0 | 0 | 0 | 0 | 0 | 0 | 0 | 0 | 0 | 0 | 0 | 0 | 0 | 0 | 0 | 0 | 0 | 0 | 0 | 0 | 0 | 0 | 0 | 0 | 0 | 0 | 0 | 0 | 0 | 0 | 0 | 0 | 0 | 0 | 0 | 0 | 0 | 0 | 0 | 0 | 0 | 0 | 0 | 0 | 0 | 0 | 0 | 0 | 0 | 0 | 0 | 0 | 0 | 0 | 0 | 0 | 0 | 0 | 0 | 0 | 0 | 0 | 0 | 0 | 0 | 0 | 0 | 0 | 0 | 0 | 0 | 0 | 0 | 0 | 0 | 0 | 0 | 0 | 0 | 0 | 0 | 0 | 0 | 0 | 0 | 0 | 0 | 0 | 0 | 0 | 0 | 0 | 0 | 0 | 0 | 0 | 0 | 0 | 0 | 0 | 0 | 0 | 0 | 0 | 0 | 0 | 0 | 0 | 0 | 0 | 0 | 0 | 0 | 0 | 0 | 0 | 0 | 0 | 0 | 0 | 0 | 0 | 0 | 0 | 0 | 0 | 0 | 0 | 0 | 0 | 0 | 0 | 0 | 0 | 0 | 0 | 0 | 0 | 0 | 0 | 0 | 0 | 0 | 0 | 0 | 0 | 0 | 0 | 0 | 0 | 0 | 0 | 0 | 0 | 0 | 0 | 0 | 0 | 0 | 0 | 0 | 0 | 0 | 0 | 0 | 0 | 0 | 0 | 0 | 0 | 0 | 0 | 0 | 0 | 0 | 0 | 0 | 0 | 0 | 0 | 0 | 0 | 0 | 0 | 0 | 0 | 0 | 0 | 0 | 0 | 0 | 0 | 0 | 0 | 0 | 0 | 0 | 0 | 0 | 0 | 0 | 0 | 0 | 0 | 0 | 0 | 0 | 0 | 0 | 0 | 0 | 0 | 0 | 0 | 0 | 0 | 0 | 0 | 0 | 0 | 0 | 0 | 0 | 0 | 0 | 0 | 0 | 0 | 0 | 0 | 0 | 0 | 0 | 0 | 0 | 0 | 0 | 0 | 0 | 0 | 0 | 0 | 0 | 0 | 0 | 0 | 0 | 0 | 0 | 0 | 0 | 0 | 0 | 0 | 0 | 0 | 0 | 0 | 0 | 0 | 0 | 0 | 0 | 0 | 0 | 0 | 0 | 0 | 0 | 0 | 0 | 0 | 0 | 0 | 0 | 0 | 0 | 0 | 0 | 0 | 0 | 0 | 0 | 0 | 0 | 0 | 0 | 0 | 0 | 0 | 0 | 0 | 0 | 0 | 0 | 0 | 0 | 0 | 0 | 0 | 0 | 0 | 0 | 0 | 0 | 0 | 0 | 0 | 0 | 0 | 0 | 0 | 0 | 0 | 0 | 0 | 0 | 0 | 0 | 0 | 0 | 0 | 0 | 0 | 0 | 0 | 0 | 0 | 0 | 0 | 0 | 0 | 0 | 0 | 0 | 0 | 0 | 0 | 0 | 0 | 0 | 0 | 0 | 0 | 0 | 0 | 0 | 0 | 0 | 0 | 0 | 0 | 0 | 0 | 0 | 0 | 0 | 0 | 0 | 0 | 0 | 0 | 0 | 0 | 0 | 0 | 0 | 0 | 0 | 0 | 0 | 0 | 0 | 0 | 0 | 0 | 0 | 0 | 0 | 0 | 0 | 0 | 0 | 0 | 0 | 0 | 0 | 0 | 0 | 0 | 0 | 0 | 0 | 0 | 0 | 0 | 0 | 0 | 0 | 0 | 0 | 0 | 0 | 0 | 0 | 0 | 0 | 0 | 0 | 0 | 0 | 0 | 0 | 0 | 0 | 0 | 0 | 0 | 0 | 0 | 0 | 0 | 0 | 0 | 0 | 0 | 0 | 0 | 0 | 0 | 0 | 0 | 0 | 0 | 0 | 0 | 0 | 0 | 0 | 0 | 0 | 0 | 0 | 0 | 0 | 0 | 0 | 0 | 0 | 0 | 0 | 0 | 0 | 0 | 0 | 0 | 0 | 0 | 0 | 0 | 0 | 0 | 0 | 0 | 0 | 0 | 0 | 0 | 0 | 0 | 0 | 0 | 0 | 0 | 0 | 0 | 0 | 0 | 0 | 0 | 0 | 0 | 0 | 0 | 0 | 0 | 0 | 0 | 0 | 0 | 0 | 0 | 0 | 0 | 0 | 0 | 0 | 0 | 0 | 0 | 0 | 0 | 0 | 0 | 0 | 0 | 0 | 0 | 0 | 0 | 0 | 0 | 0 | 0 | 0 | 0 | 0 | 0 | 0 | 0 | 0 | 0 | 0 | 0 | 0 | 0 | 0 | 0 | 0 | 0 | 0 | 0 | 0 | 0 | 0 | 0 | 0 | 0 | 0 | 0 | 0 | 0 | 0 | 0 | 0 | 0 | 0 | 0 | 0 | 0 | 0 | 0 | 0 | 0 | 0 | 0 | 0 | 0 | 0 | 0 | 0 | 0 | 0 | 0 | 0 | 0 | 0 | 0 | 0 | 0 | 0 | 0 | 0 | 0 | 0 | 0 | 0 | 0 | 0 | 0 | 0 | 0 | 0 | 0 | 0 | 0 | 0 | 0 | 0 | 0 | 0 | 0 | 0 | 0 | 0 | 0 | 0 | 0 | 0 | 0 | 0 | 0 | 0 | 0 | 0 | 0 | 0 | 0 | 0 | 0 | 0 | 0 | 0 | 0 | 0 | 0 | 0 | 0 | 0 | 0 | 0 | 0 | 0 | 0 | 0 | 0 | 0 | 0 | 0 | 0 | 0 | 0 | 0 | 0 | 0 | 0 | 0 | 0 | 0 | 0 | 0 | 0 | 0 | 0 | 0 | 0 | 0 | 0 | 0 | 0 | 0 | 0 | 0 | 0 | 0 | 0 | 0 | 0 | 0 | 0 | 0 | 0 | 0 | 0 | 0 | 0 | 0 | 0 | 0 | 0 | 0 | 0 | 0 | 0 | 0 | 0 | 0 | 0 | 0 | 0 | 0 | 0 | 0 | 0 | 0 | 0 | 0 | 0 | 0 | 0 | 0 | 0 | 0 | 0 | 0 | 0 | 0 | 0 | 0 | 0 | 0 | 0 | 0 | 0 | 0 | 0 | 0 | 0 | 0 | 0 | 0 | 0 | 0 | 0 | 0 | 0 | 0 | 0 | 0 | 0 | 0 | 0 | 0 | 0 | 0 | 0 | 0 | 0 | 0 | 0 | 0 | 0 | 0 | 0 | 0 | 0 | 0 | 0 | 0 | 0 | 0 | 0 | 0 | 0 | 0 | 0 | 0 | 0 | 0 | 0 | 0 | 0 | 0 | 0 | 0 | 0 | 0 | 0 | 0 | 0 | 0 | 0 | 0 | 0 | 0 | 0 | 0 | 0 | 0 | 0 | 0 | 0 | 0 | 0 | 0 | 0 | 0 | 0 | 0 | 0 | 0 | 0 | 0 | 0 | 0 | 0 | 0 | 0 | 0 | 0 | 0 | 0 | 0 | 0 | 0 | 0 | 0 | 0 | 0 | 0 | 0 | 0 | 0 | 0 | 0 | 0 | 0 | 0 | 0 | 0 | 0 | 0 | 0 | 0 | 0 | 0 | 0 | 0 | 0 | 0 | 0 | 0 | 0 | 0 | 0 | 0 | 0 | 0 | 0 | 0 | 0 | 0 | 0 | 0 | 0 | 0 | 0 | 0 | 0 | 0 | 0 | 0 | 0 | 0 | 0 | 0 | 0 | 0 | 0 | 0 | 0 | 0 | 0 | 0 | 0 | 0 | 0 | 0 | 0 | 0 | 0 | 0 | 0 | 0 | 0 | 0 | 0 | 0 | 0 | 0 | 0 | 0 | 0 | 0 | 0 | 0 | 0 | 0 | 0 | 0 | 0 | 0 | 0 | 0 | 0 | 0 | 0 | 0 | 0 | 0 | 0 | 0 | 0 | 0 | 0 | 0 | 0 | 0 | 0 | 0 | 0 | 0 | 0 | 0 | 0 | 0 | 0 | 0 | 0 | 0 | 0 | 0 | 0 | 0 | 0 | 0 | 0 | 0 | 0 | 0 | 0 | 0 | 0 | 0 | 0 | 0 | 0 | 0 | 0 | 0 | 0 | 0 | 0 | 0 | 0 | 0 | 0 | 0 | 0 | 0 | 0 | 0 | 0 | 0 | 0 | 0 | 0 | 0 | 0 | 0 | 0 | 0 | 0 | 0 | 0 | 0 | 0 | 0 | 0 | 0 | 0 | 0 | 0 | 0 | 0 | 0 | 0 | 0 | 0 | 0 | 0 | 0 | 0 | 0 | 0 | 0 | 0 | 0 | 0 | 0 | 0 | 0 | 0 | 0 | 0 | 0 | 0 | 0 | 0 | 0 | 0 | 0 | 0 | 0 | 0 | 0 | 0 | 0 | 0 | 0 | 0 | 0 | 0 | 0 | 0 | 0 | 0 | 0 | 0 | 0 | 0 | 0 | 0 | 0 | 0 | 0 | 0 | 0 | 0 | 0 | 0 | 0 | 0 | 0 | 0 | 0 | 0 | 0 | 0 | 0 | 0 | 0 | 0 | 0 | 0 | 0 | 0 | 0 | 0 | 0 | 0 | 0 | 0 | 0 | 0 | 0 | 0 | 0 | 0 | 0 | 0 | 0 | 0 | 0 | 0 | 0 | 0 | 0 | 0 | 0 | 0 | 0 | 0 | 0 | 0 | 0 | 0 | 0 | 0 | 0 | 0 | 0 | 0 | 0 | 0 | 0 | 0 | 0 | 0 | 0 | 0 | 0 | 0 | 0 | 0 | 0 | 0 | 0 | 0 | 0 | 0 | 0 | 0 | 0 | 0 | 0 | 0 | 0 | 0 | 0 | 0 | 0 | 0 | 0 | 0 | 0 | 0 | 0 | 0 | 0 | 0 | 0 | 0 | 0 | 0 | 0 | 0 | 0 | 0 | 0 | 0 | 0 | 0 | 0 | 0 | 0 | 0 | 0 | 0 | 0 | 0 | 0 | 0 | 0 | 0 | 0 | 0 | 0 | 0 | 0 | 0 | 0 | 0 | 0 | 0 | 0 | 0 | 0 | 0 | 0 | 0 | 0 | 0 | 0 | 0 | 0 | 0 | 0 | 0 | 0 | 0 | 0 | 0 | 0 | 0 | 0 | 0 | 0 | 0 | 0 | 0 | 0 | 0 | 0 | 0 | 0 | 0 | 0 | 0 | 0 | 0 | 0 | 0 | 0 | 0 | 0 | 0 | 0 | 0 | 0 | 0 | 0 | 0 | 0 | 0 | 0 | 0 | 0 | 0 | 0 | 0 | 0 | 0 | 0 | 0 | 0 | 0 | 0 | 0 | 0 | 0 | 0 | 0 | 0 | 0 | 0 | 0 | 0 | 0 | 0 | 0 | 0 | 0 | 0 | 0 | 0 | 0 | 0 | 0 | 0 | 0 | 0 | 0 | 0 | 0 | 0 | 0 | 0 | 0 | 0 | 0 | 0 | 0 | 0 | 0 | 0 | 0 | 0 | 0 | 0 | 0 | 0 | 0 | 0 | 0 | 0 | 0 | 0 | 0 | 0 | 0 | 0 | 0 | 0 | 0 | 0 | 0 | 0 | 0 | 0 | 0 | 0 | 0 | 0 | 0 | 0 | 0 | 0 | 0 | 0 | 0 | 0 | 0 | 0 | 0 | 0 | 0 | 0 | 0 | 0 | 0 | 0 | 0 | 0 | 0 | 0 | 0 | 0 | 0 | 0 | 0 | 0 | 0 | 0 | 0 | 0 | 0 | 0 | 0 | 0 | 0 | 0 | 0 | 0 | 0 | 0 | 0 | 0 | 0 | 0 | 0 | 0 | 0 | 0 | 0 | 0 | 0 | 0 | 0 | 0 | 0 | 0 | 0 | 0 | 0 | 0 | 0 | 0 | 0 | 0 | 0 | 0 | 0 | 0 | 0 | 0 | 0 | 0 | 0 | 0 | 0 | 0 | 0 | 0 | 0 | 0 | 0 | 0 | 0 | 0 | 0 | 0 | 0 | 0 | 0 | 0 | 0 | 0 | 0 | 0 | 0 | 0 | 0 | 0 | 0 | 0 | 0 | 0 | 0 | 0 | 0 | 0 | 0 | 0 | 0 | 0 | 0 | 0 | 0 | 0 | 0 | 0 | 0 | 0 | 0 | 0 | 0 | 0 | 0 | 0 | 0 | 0 | 0 | 0 | 0 | 0 | 0 | 0 | 0 | 0 | 0 | 0 | 0 | 0 | 0 | 0 | 0 | 0 | 0 | 0 | 0 | 0 | 0 | 0 | 0 | 0 | 0 | 0 | 0 | 0 | 0 | 0 | 0 | 0 | 0 | 0 | 0 | 0 | 0 | 0 | 0 | 0 | 0 | 0 | 0 | 0 | 0 | 0 | 0 | 0 | 0 | 0 | 0 | 0 | 0 | 0 | 0 | 0 | 0 | 0 | 0 | 0 | 0 | 0 | 0 | 0 | 0 | 0 | 0 | 0 | 0 | 0 | 0 | 0 | 0 | 0 | 0 | 0 | 0 | 0 | 0 | 0 | 0 | 0 | 0 | 0 | 0 | 0 | 0 | 0 | 0 | 0 | 0 | 0 | 0 | 0 | 0 | 0 | 0 | 0 | 0 | 0 | 0 | 0 | 0 | 0 | 0 | 0 | 0 | 0 | 0 | 0 | 0 | 0 | 0 | 0 | 0 | 0 | 0 | 0 | 0 | 0 | 0 | 0 | 0 | 0 | 0 | 0 | 0 | 0 | 0 | 0 | 0 | 0 | 0 | 0 | 0 | 0 | 0 | 0 | 0 | 0 | 0 | 0 | 0 | 0 | 0 | 0 | 0 | 0 | 0 | 0 | 0 | 0 | 0 | 0 | 0 | 0 | 0 | 0 | 0 | 0 | 0 | 0 | 0 | 0 | 0 | 0 | 0 | 0 | 0 | 0 | 0 | 0 | 0 | 0 | 0 | 0 | 0 | 0 | 0 | 0 | 0 | 0 | 0 | 0 | 0 | 0 | 0 | 0 | 0 | 0 | 0 | 0 | 0 | 0 | 0 | 0 | 0 | 0 | 0 | 0 | 0 | 0 | 0 | 0 | 0 | 0 | 0 | 0 | 0 | 0 | 0 | 0 | 0 | 0 | 0 | 0 | 0 | 0 | 0 | 0 | 0 | 0 | 0 | 0 | 0 | 0 | 0 | 0 | 0 | 0 | 0 | 0 | 0 | 0 | 0 | 0 | 0 | 0 | 0 | 0 | 0 | 0 | 0 | 0 | 0 | 0 | 0 | 0 | 0 | 0 | 0 | 0 | 0 | 0 | 0 | 0 | 0 | 0 | 0 | 0 | 0 | 0 | 0 | 0 | 0 | 0 | 0 | 0 | 0 | 0 | 0 | 0 | 0 | 0 | 0 | 0 | 0 | 0 | 0 | 0 | 0 | 0 | 0 | 0 | 0 | 0 | 0 | 0 | 0 | 0 | 0 | 0 | 0 | 0 | 0 | 0 | 0 | 0 | 0 | 0 | 0 | 0 | 0 | 0 | 0 | 0 | 0 | 0 | 0 | 0 | 0 | 0 | 0 | 0 | 0 | 0 | 0 | 0 | 0 | 0 | 0 | 0 | 0 | 0 | 0 | 0 | 0 | 0 | 0 | 0 | 0 | 0 | 0 | 0 | 0 | 0 | 0 | 0 | 0 | 0 | 0 | 0 | 0 | 0 | 0 | 0 | 0 | 0 | 0 | 0 | 0 | 0 | 0 | 0 | 0 | 0 | 0 | 0 | 0 | 0 | 0 | 0 | 0 | 0 | 0 | 0 | 0 | 0 | 0 | 0 | 0 | 0 | 0 | 0 | 0 | 0 | 0 | 0 | 0 | 0 | 0 | 0 | 0 | 0 | 0 | 0 | 0 | 0 | 0 | 0 | 0 | 0 | 0 | 0 | 0 | 0 | 0 | 0 | 0 | 0 | 0 | 0 | 0 | 0 | 0 | 0 | 0 | 0 | 0 | 0 | 0 | 0 | 0 | 0 | 0 | 0 | 0 | 0 | 0 | 0 | 0 | 0 | 0 | 0 | 0 | 0 | 0 | 0 | 0 | 0 | 0 | 0 | 0 | 0 | 0 | 0 | 0 | 0 | 0 | 0 | 0 | 0 | 0 | 0 | 0 | 0 | 0 | 0 | 0 | 0 | 0 | 0 | 0 | 0 | 0 | 0 | 0 | 0 | 0 | 0 | 0 | 0 | 0 | 0 | 0 | 0 | 0 | 0 | 0 | 0 | 0 | 0 | 0 | 0 | 0 | 0 | 0 | 0 | 0 | 0 | 0 | 0 | 0 | 0 | 0 | 0 | 0 | 0 | 0 | 0 | 0 | 0 | 0 | 0 | 0 | 0 | 0 | 0 | 0 | 0 | 0 | 0 | 0 | 0 | 0 | 0 | 0 | 0 | 0 | 0 | 0 | 0 | 0 | 0 | 0 | 0 | 0 | 0 | 0 | 0 | 0 | 0 | 0 | 0 | 0 | 0 | 0 | 0 | 0 | 0 | 0 | 0 | 0 | 0 | 0 | 0 | 0 | 0 | 0 | 0 | 0 | 0 | 0 | 0 | 0 | 0 | 0 | 0 | 0 | 0 | 0 | 0 | 0 | 0 | 0 | 0 | 0 | 0 | 0 | 0 | 0 | 0 | 0 | 0 | 0 | 0 | 0 | 0 | 0 | 0 | 0 | 0 | 0 | 0 | 0 | 0 | 0 | 0 | 0 | 0 | 0 | 0 | 0 | 0 | 0 | 0 | 0 | 0 | 0 | 0 | 0 | 0 | 0 | 0 | 0 | 0 | 0 | 0 | 0 | 0 | 0 | 0 | 0 | 0 | 0 | 0 | 0 | 0 | 0 | 0 | 0 | 0 | 0 | 0 | 0 | 0 | 0 | 0 | 0 | 0 | 0 | 0 | 0 | 0 | 0 | 0 | 0 | 0 | 0 | 0 | 0 | 0 | 0 | 0 | 0 | 0 | 0 | 0 | 0 | 0 | 0 | 0 | 0 | 0 | 0 | 0 | 0 | 0 | 0 | 0 | 0 | 0 | 0 | 0 | 0 | 0 | 0 | 0 | 0 | 0 | 0 | 0 | 0 | 0 | 0 | 0 | 0 | 0 | 0 | 0 | 0 | 0 | 0 | 0 | 0 | 0 | 0 | 0 | 0 | 0 | 0 | 0 | 0 | 0 | 0 | 0 | 0 | 0 | 0 | 0 | 0 | 0 | 0 | 0 | 0 | 0 | 0 | 0 | 0 | 0 | 0 | 0 | 0 | 0 | 0 | 0 | 0 | 0 | 0 | 0 | 0 | 0 | 0 | 0 | 0 | 0 | 0 | 0 | 0 | 0 | 0 | 0 | 0 | 0 | 0 | 0 | 0 | 0 | 0 | 0 | 0 | 0 | 0 | 0 | 0 | 0 | 0 | 0 | 0 | 0 | 0 | 0 | 0 | 0 | 0 | 0 | 0 | 0 | 0 | 0 | 0 | 0 | 0 | 0 | 0 | 0 | 0 | 0 | 0 | 0 | 0 | 0 | 0 | 0 | 0 | 0 | 0 | 0 | 0 | 0 | 0 | 0 | 0 | 0 | 0 | 0 | 0 | 0 | 0 | 0 | 0 | 0 | 0 | 0 | 0 | 0 | 0 | 0 | 0 | 0 | 0 | 0 | 0 | 0 | 0 | 0 | 0 | 0 | 0 | 0 | 0 | 0 | 0 | 0 | 0 | 0 | 0 | 0 | 0 | 0 | 0 | 0 | 0 | 0 | 0 | 0 | 0 | 0 | 0 | 0 | 0 | 0 | 0 | 0 | 0 | 0 | 0 | 0 | 0 | 0 | 0 | 0 | 0 | 0 | 0 | 0 | 0 | 0 | 0 | 0 | 0 | 0 | 0 | 0 | 0 | 0 | 0 | 0 | 0 | 0 | 0 | 0 | 0 | 0 | 0 | 0 | 0 | 0 | 0 | 0 | 0 | 0 | 0 | 0 | 0 | 0 | 0 | 0 | 0 | 0 | 0 | 0 | 0 | 0 | 0 | 0 | 0 | 0 | 0 | 0 | 0 | 0 | 0 | 0 | 0 | 0 | 0 | 0 | 0 | 0 | 0 | 0 | 0 | 0 | 0 | 0 | 0 | 0 | 0 | 0 | 0 | 0 | 0 | 0 | 0 | 0 | 0 | 0 | 0 | 0 | 0 | 0 | 0 | 0 | 0 | 0 | 0 | 0 | 0 | 0 | 0 | 0 | 0 | 0 | 0 | 0 | 0 | 0 | 0 | 0 | 0 | 0 | 0 | 0 | 0 | 0 | 0 | 0 | 0 | 0 | 0 | 0 | 0 | 0 | 0 | 0 | 0 | 0 | 0 | 0 | 0 | 0 | 0 | 0 | 0 | 0 | 0 | 0 | 0 | 0 | 0 | 0 | 0 | 0 | 0 | 0 | 0 | 0 | 0 | 0 | 0 | 0 | 0 | 0 | 0 | 0 | 0 | 0 | 0 | 0 | 0 | 0 | 0 | 0 | 0 | 0 | 0 | 0 | 0 | 0 | 0 | 0 | 0 | 0 | 0 | 0 | 0 | 0 | 0 | 0 | 0 | 0 | 0 | 0 | 0 | 0 | 0 | 0 | 0 | 0 | 0 | 0 | 0 | 0 | 0 | 0 | 0 | 0 | 0 | 0 | 0 | 0 | 0 | 0 | 0 | 0 | 0 | 0 | 0 | 0 | 0 | 0 | 0 | 0 | 0 | 0 | 0 | 0 | 0 | 0 | 0 | 0 | 0 | 0 | 0 | 0 | 0 | 0 | 0 | 0 | 0 | 0 | 0 | 0 | 0 | 0 | 0 | 0 | 0 | 0 | 0 | 0 | 0 | 0 | 0 | 0 | 0 | 0 | 0 | 0 | 0 | 0 | 0 | 0 | 0 | 0 | 0 | 0 | 0 | 0 | 0 | 0 | 0 | 0 | 0 | 0 | 0 | 0 | 0 | 0 | 0 | 0 | 0 | 0 | 0 | 0 | 0 | 0 | 0 | 0 | 0 | 0 | 0 | 0 | 0 | 0 | 0 | 0 | 0 | 0 | 0 | 0 | 0 | 0 | 0 | 0 | 0 | 0 | 0 | 0 | 0 | 0 | 0 | 0 | 0 | 0 | 0 | 0 | 0 | 0 | 0 | 0 | 0 | 0 | 0 | 0 | 0 | 0 | 0 | 0 | 0 | 0 | 0 | 0 | 0 | 0 | 0 | 0 | 0 | 0 | 0 | 0 | 0 | 0 | 0 | 0 | 0 | 0 | 0 | 0 | 0 | 0 | 0 | 0 | 0 | 0 | 0 | 0 | 0 | 0 | 0 | 0 | 0 | 0 | 0 | 0 | 0 | 0 | 0 | 0 | 0 | 0 | 0 | 0 | 0 | 0 | 0 | 0 | 0 | 0 | 0 | 0 | 0 | 0 | 0 | 0 | 0 | 0 | 0 | 0 | 0 | 0 | 0 | 0 | 0 | 0 | 0 | 0 | 0 | 0 | 0 | 0 | 0 | 0 | 0 | 0 | 0 | 0 | 0 | 0 | 0 | 0 | 0 | 0 | 0 | 0 | 0 | 0 | 0 | 0 | 0 | 0 | 0 | 0 | 0 | 0 | 0 | 0 | 0 | 0 | 0 | 0 | 0 | 0 | 0 | 0 | 0 | 0 | 0 | 0 | 0 | 0 | 0 | 0 | 0 | 0 | 0 | 0 | 0 | 0 | 0 | 0 | 0 | 0 | 0 | 0 | 0 | 0 | 0 | 0 | 0 | 0 | 0 | 0 | 0 | 0 | 0 | 0 | 0 | 0 | 0 | 0 | 0 | 0 | 0 | 0 | 0 | 0 | 0 | 0 | 0 | 0 | 0 | 0 | 0 | 0 | 0 | 0 | 0 | 0 | 0 | 0 | 0 | 0 | 0 | 0 | 0 | 0 | 0 | 0 | 0 | 0 | 0 | 0 | 0 | 0 | 0 | 0 | 0 | 0 | 0 | 0 | 0 | 0 | 0 | 0 | 0 | 0 | 0 | 0 | 0 | 0 | 0 | 0 | 0 | 0 | 0 | 0 | 0 | 0 | 0 | 0 | 0 | 0 | 0 | 0 | 0 | 0 | 0 | 0 | 0 | 0 | 0 | 0 | 0 | 0 | 0 | 0 | 0 | 0 | 0 | 0 | 0 | 0 | 0 | 0 | 0 | 0 | 0 | 0 | 0 | 0 | 0 | 0 | 0 | 0 | 0 | 0 | 0 | 0 | 0 | 0 | 0 | 0 | 0 | 0 | 0 | 0 | 0 | 0 | 0 | 0 | 0 | 0 | 0 | 0 | 0 | 0 | 0 | 0 | 0 | 0 | 0 | 0 | 0 | 0 | 0 | 0 | 0 | 0 | 0 | 0 | 0 | 0 | 0 | 0 | 0 | 0 | 0 | 0 | 0 | 0 | 0 | 0 | 0 | 0 | 0 | 0 | 0 | 0 | 0 | 0 | 0 | 0 | 0 | 0 | 0 | 0 | 0 | 0 | 0 | 0 | 0 | 0 | 0 | 0 | 0 | 0 | 0 | 0 | 0 | 0 | 0 | 0 | 0 | 0 | 0 | 0 | 0 | 0 | 0 | 0 | 0 | 0 | 0 | 0 | 0 | 0 | 0 | 0 | 0 | 0 | 0 | 0 | 0 | 0 | 0 | 0 | 0 | 0 | 0 | 0 | 0 | 0 | 0 | 0 | 0 | 0 | 0 | 0 | 0 | 0 | 0 | 0 | 0 | 0 | 0 | 0 | 0 | 0 | 0 | 0 | 0 | 0 | 0 | 0 | 0 | 0 | 0 | 0 | 0 | 0 | 0 | 0 | 0 | 0 | 0 | 0 | 0 | 0 | 0 | 0 | 0 | 0 | 0 | 0 | 0 | 0 | 0 | 0 | 0 | 0 | 0 | 0 | 0 | 0 | 0 | 0 | 0 | 0 | 0 | 0 | 0 | 0 | 0 | 0 | 0 | 0 | 0 | 0 | 0 | 0 | 0 | 0 | 0 | 0 | 0 | 0 | 0 | 0 | 0 | 0 | 0 | 0 | 0 | 0 | 0 | 0 | 0 | 0 | 0 | 0 | 0 | 0 | 0 | 0 | 0 | 0 | 0 | 0 | 0 | 0 | 0 | 0 | 0 | 0 | 0 | 0 | 0 | 0 | 0 | 0 | 0 | 0 | 0 | 0 | 0 | 0 | 0 | 0 | 0 | 0 | 0 | 0 | 0 | 0 | 0 | 0 | 0 | 0 | 0 | 0 | 0 | 0 | 0 | 0 | 0 | 0 | 0 | 0 | 0 | 0 | 0 | 0 | 0 | 0 | 0 | 0 | 0 | 0 | 0 | 0 | 0 | 0 | 0 | 0 | 0 | 0 | 0 | 0 | 0 | 0 | 0 | 0 | 0 | 0 | 0 | 0 | 0 | 0 | 0 | 0 | 0 | 0 | 0 | 0 | 0 | 0 | 0 | 0 | 0 | 0 | 0 | 0 | 0 | 0 | 0 | 0 | 0 | 0 | 0 | 0 | 0 | 0 | 0 | 0 | 0 | 0 | 0 | 0 | 0 | 0 | 0 | 0 | 0 | 0 | 0 | 0 | 0 | 0 | 0 | 0 | 0 | 0 | 0 | 0 | 0 | 0 | 0 | 0 | 0 | 0 | 0 | 0 | 0 | 0 | 0 | 0 | 0 | 0 | 0 | 0 | 0 | 0 | 0 | 0 | 0 | 0 | 0 | 0 | 0 | 0 | 0 | 0 | 0 | 0 | 0 | 0 | 0 | 0 | 0 | 0 | 0 | 0 | 0 | 0 | 0 | 0 | 0 | 0 | 0 | 0 | 0 | 0 | 0 | 0 | 0 | 0 | 0 | 0 | 0 | 0 | 0 | 0 | 0 | 0 | 0 | 0 | 0 | 0 | 0 | 0 | 0 | 0 | 0 | 0 | 0 | 0 | 0 | 0 | 0 | 0 | 0 | 0 | 0 | 0 | 0 | 0 | 0 | 0 | 0 | 0 | 0 | 0 | 0 | 0 | 0 | 0 | 0 | 0 | 0 | 0 | 0 | 0 | 0 | 0 | 0 | 0 | 0 | 0 | 0 | 0 | 0 | 0 | 0 | 0 | 0 | 0 | 0 | 0 | 0 | 0 | 0 | 0 | 0 | 0 | 0 | 0 | 0 | 0 | 0 | 0 | 0 | 0 | 0 | 0 | 0 | 0 | 0 | 0 | 0 | 0 | 0 | 0 | 0 | 0 | 0 | 0 | 0 | 0 | 0 | 0 | 0 | 0 | 0 | 0 | 0 | 0 | 0 | 0 | 0 | 0 | 0 | 0 | 0 | 0 | 0 | 0 | 0 | 0 | 0 | 0 | 0 | 0 | 0 | 0 | 0 | 0 | 0 | 0 | 0 | 0 | 0 | 0 | 0 | 0 | 0 | 0 | 0 | 0 | 0 | 0 | 0 | 0 | 0 | 0 | 0 | 0 | 0 | 0 | 0 | 0 | 0 | 0 | 0 | 0 | 0 | 0 | 0 | 0 | 0 | 0 | 0 | 0 | 0 | 0 | 0 | 0 | 0 | 0 | 0 | 0 | 0 | 0 | 0 | 0 | 0 | 0 | 0 | 0 | 0 | 0 | 0 | 0 | 0 | 0 | 0 | 0 | 0 | 0 | 0 | 0 | 0 | 0 | 0 | 0 | 0 | 0 | 0 | 0 | 0 | 0 | 0 | 0 | 0 | 0 | 0 | 0 | 0 | 0 | 0 | 0 | 0 | 0 | 0 | 0 | 0 | 0 | 0 | 0 | 0 | 0 | 0 | 0 | 0 | 0 | 0 | 0 | 0 | 0 | 0 | 0 | 0 | 0 | 0 | 0 | 0 | 0 | 0 | 0 | 0 | 0 | 0 | 0 | 0 | 0 | 0 | 0 | 0 | 0 | 0 | 0 | 0 | 0 | 0 | 0 | 0 | 0 | 0 | 0 | 0 | 0 | 0 | 0 | 0 | 0 | 0 | 0 | 0 | 0 | 0 | 0 | 0 | 0 | 0 | 0 | 0 | 0 | 0 | 0 | 0 | 0 | 0 | 0 | 0 | 0 | 0 | 0 | 0 | 0 | 0 | 0 | 0 | 0 | 0 | 0 | 0 | 0 | 0 | 0 | 0 | 0 | 0 | 0 | 0 | 0 | 0 | 0 | 0 | 0 | 0 | 0 | 0 | 0 | 0 | 0 | 0 | 0 | 0 | 0 | 0 | 0 | 0 | 0 | 0 | 0 | 0 | 0 | 0 | 0 | 0 | 0 | 0 | 0 | 0 | 0 | 0 | 0 | 0 | 0 | 0 | 0 | 0 | 0 | 0 | 0 | 0 | 0 | 0 | 0 | 0 | 0 | 0 | 0 | 0 | 0 | 0 | 0 | 0 | 0 | 0 | 0 | 0 | 0 | 0 | 0 | 0 | 0 | 0 | 0 | 0 | 0 | 0 | 0 | 0 | 0 | 0 | 0 | 0 | 0 | 0 | 0 | 0 | 0 | 0 | 0 | 0 | 0 | 0 | 0 | 0 | 0 | 0 | 0 | 0 | 0 | 0 | 0 | 0 | 0 | 0 | 0 | 0 | 0 | 0 | 0 | 0 | 0 | 0 | 0 | 0 | 0 | 0 | 0 | 0 | 0 | 0 | 0 | 0 | 0 | 0 | 0 | 0 | 0 | 0 | 0 | 0 | 0 | 0 | 0 | 0 | 0 | 0 | 0 | 0 | 0 | 0 | 0 | 0 | 0 | 0 | 0 | 0 | 0 | 0 | 0 | 0 | 0 | 0 | 0 | 0 | 0 | 0 | 0 | 0 | 0 | 0 | 0 | 0 | 0 | 0 | 0 | 0 | 0 | 0 | 0 | 0 | 0 | 0 | 0 | 0 | 0 | 0 | 0 | 0 | 0 | 0 | 0 | 0 | 0 | 0 | 0 | 0 | 0 | 0 | 0 | 0 | 0 | 0 | 0 | 0 | 0 | 0 | 0 | 0 | 0 | 0 | 0 | 0 | 0 | 0 | 0 | 0 | 0 | 0 | 0 | 0 | 0 | 0 | 0 | 0 | 0 | 0 | 0 | 0 | 0 | 0 | 0 | 0 | 0 | 0 | 0 | 0 | 0 | 0 | 0 | 0 | 0 | 0 | 0 | 0 | 0 | 0 | 0 | 0 | 0 | 0 | 0 | 0 | 0 | 0 | 0 | 0 | 0 | 0 | 0 | 0 | 0 | 0 | 0 | 0 | 0 | 0 | 0 | 0 | 0 | 0 | 0 | 0 | 0 | 0 | 0 | 0 | 0 | 0 | 0 | 0 | 0 | 0 | 0 | 0 | 0 | 0 | 0 | 0 | 0 | 0 | 0 | 0 | 0 | 0 | 0 | 0 | 0 | 0 | 0 | 0 | 0 | 0 | 0 | 0 | 0 | 0 | 0 | 0 | 0 | 0 | 0 | 0 | 0 | 0 | 0 | 0 | 0 | 0 | 0 | 0 | 0 | 0 | 0 | 0 | 0 | 0 | 0 | 0 | 0 | 0 | 0 | 0 | 0 | 0 | 0 | 0 | 0 | 0 | 0 | 0 | 0 | 0 | 0 | 0 | 0 | 0 | 0 | 0 | 0 | 0 | 0 | 0 | 0 | 0 | 0 | 0 | 0 | 0 | 0 | 0 | 0 | 0 | 0 | 0 | 0 | 0 | 0 | 0 | 0 | 0 | 0 | 0 | 0 | 0 | 0 | 0 | 0 | 0 | 0 | 0 | 0 | 0 | 0 | 0 | 0 | 0 | 0 | 0 | 0 | 0 | 0 | 0 | 0 | 0 | 0 | 0 | 0 | 0 | 0 | 0 | 0 | 0 | 0 | 0 | 0 | 0 | 0 | 0 | 0 | 0 | 0 | 0 | 0 | 0 | 0 | 0 | 0 | 0 | 0 | 0 | 0 | 0 | 0 | 0 | 0 | 0 | 0 | 0 | 0 | 0 | 0 | 0 | 0 | 0 | 0 | 0 | 0 | 0 | 0 | 0 | 0 | 0 | 0 | 0 | 0 | 0 | 0 | 0 | 0 | 0 | 0 | 0 | 0 | 0 | 0 | 0 | 0 | 0 | 0 | 0 | 0 | 0 | 0 | 0 | 0 | 0 | 0 | 0 | 0 | 0 | 0 | 0 | 0 | 0 | 0 | 0 | 0 | 0 | 0 | 0 | 0 | 0 | 0 | 0 | 0 | 0 | 0 | 0 | 0 | 0 | 0 | 0 | 0 | 0 | 0 | 0 | 0 | 0 | 0 | 0 | 0 | 0 | 0 | 0 | 0 | 0 | 0 | 0 | 0 | 0 | 0 | 0 | 0 | 0 | 0 | 0 | 0 | 0 | 0 | 0 | 0 | 0 | 0 | 0 | 0 | 0 | 0 | 0 | 0 | 0 | 0 | 0 | 0 | 0 | 0 | 0 | 0 | 0 | 0 | 0 | 0 | 0 | 0 | 0 | 0 | 0 | 0 | 0 | 0 | 0 | 0 | 0 | 0 | 0 | 0 | 0 | 0 | 0 | 0 | 0 | 0 | 0 | 0 | 0 | 0 | 0 | 0 | 0 | 0 | 0 | 0 | 0 | 0 | 0 | 0 | 0 | 0 | 0 | 0 | 0 | 0 | 0 | 0 | 0 | 0 | 0 | 0 | 0 | 0 | 0 | 0 | 0 | 0 | 0 | 0 | 0 | 0 | 0 | 0 | 0 | 0 | 0 | 0 | 0 | 0 | 0 | 0 | 0 | 0 | 0 | 0 | 0 | 0 | 0 | 0 | 0 | 0 | 0 | 0 | 0 | 0 | 0 | 0 | 0 | 0 | 0 | 0 | 0 | 0 | 0 | 0 | 0 | 0 | 0 | 0 | 0 | 0 | 0 | 0 | 0 | 0 | 0 | 0 | 0 | 0 | 0 | 0 | 0 | 0 | 0 | 0 | 0 | 0 | 0 | 0 | 0 | 0 | 0 | 0 | 0 | 0 | 0 | 0 | 0 | 0 | 0 | 0 | 0 | 0 | 0 | 0 | 0 | 0 | 0 | 0 | 0 | 0 | 0 | 0 | 0 | 0 | 0 | 0 | 0 | 0 | 0 | 0 | 0 | 0 | 0 | 0 | 0 | 0 | 0 | 0 | 0 | 0 | 0 | 0 | 0 | 0 | 0 | 0 | 0 | 0 | 0 | 0 | 0 | 0 | 0 | 0 | 0 | 0 | 0 | 0 | 0 | 0 | 0 | 0 | 0 | 0 | 0 | 0 | 0 | 0 | 0 | 0 | 0 | 0 | 0 | 0 | 0 | 0 | 0 | 0 | 0 | 0 | 0 | 0 | 0 | 0 | 0 | 0 | 0 | 0 | 0 | 0 | 0 | 0 | 0 | 0 | 0 | 0 | 0 | 0 | 0 | 0 | 0 | 0 | 0 | 0 | 0 | 0 | 0 | 0 | 0 | 0 | 0 | 0 | 0 | 0 | 0 | 0 | 0 | 0 | 0 | 0 | 0 | 0 | 0 | 0 | 0 | 0 | 0 | 0 | 0 | 0 | 0 | 0 | 0 | 0 | 0 | 0 | 0 | 0 | 0 | 0 | 0 | 0 | 0 | 0 | 0 | 0 | 0 | 0 | 0 | 0 | 0 | 0 | 0 | 0 | 0 | 0 | 0 | 0 | 0 | 0 | 0 | 0 | 0 | 0 | 0 | 0 | 0 | 0 | 0 | 0 | 0 | 0 | 0 | 0 | 0 | 0 | 0 | 0 | 0 | 0 | 0 | 0 | 0 | 0 | 0 | 0 | 0 | 0 | 0 | 0 | 0 | 0 | 0 | 0 | 0 | 0 | 0 | 0 | 0 | 0 | 0 | 0 | 0 | 0 | 0 | 0 | 0 | 0 | 0 | 0 | 0 | 0 | 0 | 0 | 0 | 0 | 0 | 0 | 0 | 0 | 0 | 0 | 0 | 0 | 0 | 0 | 0 | 0 | 0 | 0 | 0 | 0 | 0 | 0 | 0 | 0 | 0 | 0 | 0 | 0 | 0 | 0 | 0 | 0 | 0 | 0 | 0 | 0 | 0 | 0 | 0 | 0 | 0 | 0 | 0 | 0 | 0 | 0 | 0 | 0 | 0 | 0 | 0 | 0 | 0 | 0 | 0 | 0 | 0 | 0 | 0 | 0 | 0 | 0 | 0 | 0 | 0 | 0 | 0 | 0 | 0 | 0 | 0 | 0 | 0 | 0 | 0 | 0 | 0 | 0 | 0 | 0 | 0 | 0 | 0 | 0 | 0 | 0 | 0 | 0 | 0 | 0 | 0 | 0 | 0 | 0 | 0 | 0 | 0 | 0 | 0 | 0 | 0 | 0 | 0 | 0 | 0 | 0 | 0 | 0 | 0 | 0 | 0 | 0 | 0 | 0 | 0 | 0 | 0 | 0 | 0 | 0 | 0 | 0 | 0 | 0 | 0 | 0 | 0 | 0 | 0 | 0 | 0 | 0 | 0 | 0 | 0 | 0 | 0 | 0 | 0 | 0 | 0 | 0 | 0 | 0 | 0 | 0 | 0 | 0 | 0 | 0 | 0 | 0 | 0 | 0 | 0 | 0 | 0 | 0 | 0 | 0 | 0 | 0 | 0 | 0 | 0 | 0 | 0 | 0 | 0 | 0 | 0 | 0 | 0 | 0 | 0 | 0 | 0 | 0 | 0 | 0 | 0 | 0 | 0 | 0 | 0 | 0 | 0 | 0 | 0 | 0 | 0 | 0 | 0 | 0 | 0 | 0 | 0 | 0 | 0 | 0 | 0 | 0 | 0 | 0 | 0 | 0 | 0 | 0 | 0 | 0 | 0 | 0 | 0 | 0 | 0 | 0 | 0 | 0 | 0 | 0 | 0 | 0 | 0 | 0 | 0 | 0 | 0 | 0 | 0 | 0 | 0 | 0 | 0 | 0 | 0 | 0 | 0 | 0 | 0 | 0 | 0 | 0 | 0 | 0 | 0 | 0 | 0 | 0 | 0 | 0 | 0 | 0 | 0 | 0 | 0 | 0 | 0 | 0 | 0 | 0 | 0 | 0 | 0 | 0 | 0 | 0 | 0 | 0 | 0 | 0 | 0 | 0 | 0 | 0 | 0 | 0 | 0 | 0 | 0 | 0 | 0 | 0 | 0 | 0 | 0 | 0 | 0 | 0 | 0 | 0 | 0 | 0 | 0 | 0 | 0 | 0 | 0 | 0 | 0 | 0 | 0 | 0 | 0 | 0 | 0 | 0 | 0 | 0 | 0 | 0 | 0 | 0 | 0 | 0 | 0 | 0 | 0 | 0 | 0 | 0 | 0 | 0 | 0 | 0 | 0 | 0 | 0 | 0 | 0 | 0 | 0 | 0 | 0 | 0 | 0 | 0 | 0 | 0 | 0 | 0 | 0 | 0 | 0 | 0 | 0 | 0 | 0 | 0 | 0 | 0 | 0 | 0 | 0 | 0 | 0 | 0 | 0 | 0 | 0 | 0 | 0 | 0 | 0 | 0 | 0 | 0 | 0 | 0 | 0 | 0 | 0 | 0 | 0 | 0 | 0 | 0 | 0 | 0 | 0 | 0 | 0 | 0 | 0 | 0 | 0 | 0 | 0 | 0 | 0 | 0 | 0 | 0 | 0 | 0 | 0 | 0 | 0 | 0 | 0 | 0 | 0 | 0 | 0 | 0 | 0 | 0 | 0 | 0 | 0 | 0 | 0 | 0 | 0 | 0 | 0 | 0 | 0 | 0 | 0 | 0 | 0 | 0 | 0 | 0 | 0 | 0 | 0 | 0 | 0 | 0 | 0 | 0 | 0 | 0 | 0 | 0 | 0 | 0 | 0 | 0 | 0 | 0 | 0 | 0 | 0 | 0 | 0 | 0 | 0 | 0 | 0 | 0 | 0 | 0 | 0 | 0 | 0 | 0 | 0 | 0 | 0 | 0 | 0 | 0 | 0 | 0 | 0 | 0 | 0 | 0 | 0 | 0 | 0 | 0 | 0 | 0 | 0 | 0 | 0 | 0 | 0 | 0 | 0 | 0 | 0 | 0 | 0 | 0 | 0 | 0 | 0 | 0 | 0 | 0 | 0 | 0 | 0 | 0 | 0 | 0 | 0 | 0 | 0 | 0 | 0 | 0 | 0 | 0 | 0 | 0 | 0 | 0 | 0 | 0 | 0 | 0 | 0 | 0 | 0 | 0 | 0 | 0 | 0 | 0 | 0 | 0 | 0 | 0 | 0 | 0 | 0 | 0 | 0 | 0 | 0 | 0 | 0 | 0 | 0 | 0 | 0 | 0 | 0 | 0 | 0 | 0 | 0 | 0 | 0 | 0 | 0 | 0 | 0 | 0 | 0 | 0 | 0 | 0 | 0 | 0 | 0 | 0 | 0 | 0 | 0 | 0 | 0 | 0 | 0 | 0 | 0 | 0 | 0 | 0 | 0 | 0 | 0 | 0 | 0 | 0 | 0 | 0 | 0 | 0 | 0 | 0 | 0 | 0 | 0 | 0 | 0 | 0 | 0 | 0 | 0 | 0 | 0 | 0 | 0 | 0 | 0 | 0 | 0 | 0 | 0 | 0 | 0 | 0 | 0 | 0 | 0 | 0 | 0 | 0 | 0 | 0 | 0 | 0 | 0 | 0 | 0 | 0 | 0 | 0 | 0 | 0 | 0 | 0 | 0 | 0 | 0 | 0 | 0 | 0 | 0 | 0 | 0 | 0 | 0 | 0 | 0 | 0 | 0 | 0 | 0 | 0 | 0 | 0 | 0 | 0 | 0 | 0 | 0 | 0 | 0 | 0 | 0 | 0 | 0 | 0 | 0 | 0 | 0 | 0 | 0 | 0 | 0 | 0 | 0 | 0 | 0 | 0 | 0 | 0 | 0 | 0 | 0 | 0 | 0 | 0 | 0 | 0 | 0 | 0 | 0 | 0 | 0 | 0 | 0 | 0 | 0 | 0 | 0 | 0 | 0 | 0 | 0 | 0 | 0 | 0 | 0 | 0 | 0 | 0 | 0 | 0 | 0 | 0 | 0 | 0 | 0 | 0 | 0 | 0 | 0 | 0 | 0 | 0 | 0 | 0 | 0 | 0 | 0 | 0 | 0 | 0 | 0 | 0 | 0 | 0 | 0 | 0 | 0 | 0 | 0 | 0 | 0 | 0 | 0 | 0 | 0 | 0 | 0 | 0 | 0 | 0 | 0 | 0 | 0 | 0 | 0 | 0 | 0 | 0 | 0 | 0 | 0 | 0 | 0 | 0 | 0 | 0 | 0 | 0 | 0 | 0 | 0 | 0 | 0 | 0 | 0 | 0 | 0 | 0 | 0 | 0 | 0 | 0 | 0 | 0 | 0 | 0 | 0 | 0 | 0 | 0 | 0 | 0 | 0 | 0 | 0 | 0 | 0 | 0 | 0 | 0 | 0 | 0 | 0 | 0 | 0 | 0 | 0 | 0 | 0 | 0 | 0 | 0 | 0 | 0 | 0 | 0 | 0 | 0 | 0 | 0 | 0 | 0 | 0 | 0 | 0 | 0 | 0 | 0 | 0 | 0 | 0 | 0 | 0 | 0 | 0 | 0 | 0 | 0 | 0 | 0 | 0 | 0 | 0 | 0 | 0 | 0 | 0 | 0 | 0 | 0 | 0 | 0 | 0 | 0 | 0 | 0 | 0 | 0 | 0 | 0 | 0 | 0 | 0 | 0 | 0 | 0 | 0 | 0 | 0 | 0 | 0 | 0 | 0 | 0 | 0 | 0 | 0 | 0 | 0 | 0 | 0 | 0 | 0 | 0 | 0 | 0 | 0 | 0 | 0 | 0 | 0 | 0 | 0 | 0 | 0 | 0 | 0 | 0 | 0 | 0 | 0 | 0 | 0 | 0 | 0 | 0 | 0 | 0 | 0 | 0 | 0 | 0 | 0 | 0 | 0 | 0 | 0 | 0 | 0 | 0 | 0 | 0 | 0 | 0 | 0 | 0 | 0 | 0 | 0 | 0 | 0 | 0 | 0 | 0 | 0 | 0 | 0 | 0 | 0 | 0 | 0 | 0 | 0 | 0 | 0 | 0 | 0 | 0 | 0 | 0 | 0 | 0 | 0 | 0 | 0 | 0 | 0 | 0 | 0 | 0 | 0 | 0 | 0 | 0 | 0 | 0 | 0 | 0 | 0 | 0 | 0 | 0 | 0 | 0 | 0 | 0 | 0 | 0 | 0 | 0 | 0 | 0 | 0 | 0 | 0 | 0 | 0 | 0 | 0 | 0 | 0 | 0 | 0 | 0 | 0 | 0 | 0 | 0 | 0 | 0 | 0 | 0 | 0 | 0 | 0 | 0 | 0 | 0 | 0 | 0 | 0 | 0 | 0 | 0 | 0 | 0 | 0 | 0 | 0 | 0 | 0 | 0 | 0 | 0 | 0 | 0 | 0 | 0 | 0 | 0 | 0 | 0 | 0 | 0 | 0 | 0 | 0 | 0 | 0 | 0 | 0 | 0 | 0 | 0 | 0 | 0 | 0 | 0 | 0 | 0 | 0 | 0 | 0 | 0 | 0 | 0 | 0 | 0 | 0 | 0 | 0 | 0 | 0 | 0 | 0 | 0 | 0 | 0 | 0 | 0 | 0 | 0 | 0 | 0 | 0 | 0 | 0 | 0 | 0 | 0 | 0 | 0 | 0 | 0 | 0 | 0 | 0 | 0 | 0 | 0 | 0 | 0 | 0 | 0 | 0 | 0 | 0 | 0 | 0 | 0 | 0 | 0 | 0 | 0 | 0 | 0 | 0 | 0 | 0 | 0 | 0 | 0 | 0 | 0 | 0 | 0 | 0 | 0 | 0 | 0 | 0 | 0 | 0 | 0 | 0 | 0 | 0 | 0 | 0 | 0 | 0 | 0 | 0 | 0 | 0 | 0 | 0 | 0 | 0 | 0 | 0 | 0 | 0 | 0 | 0 | 0 | 0 | 0 | 0 | 0 | 0 | 0 | 0 | 0 | 0 | 0 | 0 | 0 | 0 | 0 | 0 | 0 | 0 | 0 | 0 | 0 | 0 | 0 | 0 | 0 | 0 | 0 | 0 | 0 | 0 | 0 | 0 | 0 | 0 | 0 | 0 | 0 | 0 | 0 | 0 | 0 | 0 | 0 | 0 | 0 | 0 | 0 | 0 | 0 | 0 | 0 | 0 | 0 | 0 | 0 | 0 | 0 | 0 | 0 | 0 | 0 | 0 | 0 | 0 | 0 | 0 | 0 | 0 | 0 | 0 | 0 | 0 | 0 | 0 | 0 | 0 | 0 | 0 | 0 | 0 | 0 | 0 | 0 | 0 | 0 | 0 | 0 | 0 | 0 | 0 | 0 | 0 | 0 | 0 | 0 | 0 | 0 | 0 | 0 | 0 | 0 | 0 | 0 | 0 | 0 | 0 | 0 | 0 | 0 | 0 | 0 | 0 | 0 | 0 | 0 | 0 | 0 | 0 | 0 | 0 | 0 | 0 | 0 | 0 | 0 | 0 | 0 | 0 | 0 | 0 | 0 | 0 | 0 | 0 | 0 | 0 | 0 | 0 | 0 | 0 | 0 | 0 | 0 | 0 | 0 | 0 | 0 | 0 | 0 | 0 | 0 | 0 | 0 | 0 | 0 | 0 | 0 | 0 | 0 | 0 | 0 | 0 | 0 | 0 | 0 | 0 | 0 | 0 | 0 | 0 | 0 | 0 | 0 | 0 | 0 | 0 | 0 | 0 | 0 | 0 | 0 | 0 | 0 | 0 | 0 | 0 | 0 | 0 | 0 | 0 | 0 | 0 | 0 | 0 | 0 | 0 | 0 | 0 | 0 | 0 | 0 | 0 | 0 | 0 | 0 | 0 | 0 | 0 | 0 | 0 | 0 | 0 | 0 | 0 | 0 | 0 | 0 | 0 | 0 | 0 | 0 | 0 | 0 | 0 | 0 | 0 | 0 | 0 | 0 | 0 | 0 | 0 | 0 | 0 | 0 | 0 | 0 | 0 | 0 | 0 | 0 | 0 | 0 | 0 | 0 | 0 | 0 | 0 | 0 | 0 | 0 | 0 | 0 | 0 | 0 | 0 | 0 | 0 | 0 | 0 | 0 | 0 | 0 | 0 | 0 | 0 | 0 | 0 | 0 | 0 | 0 | 0 | 0 | 0 | 0 | 0 | 0 | 0 | 0 | 0 | 0 | 0 | 0 | 0 | 0 | 0 | 0 | 0 | 0 | 0 | 0 | 0 | 0 | 0 | 0 | 0 | 0 | 0 | 0 | 0 | 0 | 0 | 0 | 0 | 0 | 0 | 0 | 0 | 0 | 0 | 0 | 0 | 0 | 0 | 0 | 0 | 0 | 0 | 0 | 0 | 0 | 0 | 0 | 0 | 0 | 0 | 0 | 0 | 0 | 0 | 0 | 0 | 0 | 0 | 0 | 0 | 0 | 0 | 0 | 0 | 0 | 0 | 0 | 0 | 0 | 0 | 0 | 0 | 0 | 0 | 0 | 0 | 0 | 0 | 0 | 0 | 0 | 0 | 0 | 0 | 0 | 0 | 0 | 0 | 0 | 0 | 0 | 0 | 0 | 0 | 0 | 0 | 0 | 0 | 0 | 0 | 0 | 0 | 0 | 0 | 0 | 0 | 0 | 0 | 0 | 0 | 0 | 0 | 0 | 0 | 0 | 0 | 0 | 0 | 0 | 0 | 0 | 0 | 0 | 0 | 0 | 0 | 0 | 0 | 0 | 0 | 0 | 0 | 0 | 0 | 0 | 0 | 0 | 0 | 0 | 0 | 0 | 0 | 0 | 0 | 0 | 0 | 0 | 0 | 0 | 0 | 0 | 0 | 0 | 0 | 0 | 0 | 0 | 0 | 0 | 0 | 0 | 0 | 0 | 0 | 0 | 0 | 0 | 0 | 0 | 0 | 0 | 0 | 0 | 0 | 0 | 0 | 0 | 0 | 0 | 0 | 0 | 0 | 0 | 0 | 0 | 0 | 0 | 0 | 0 | 0 | 0 | 0 | 0 | 0 | 0 | 0 | 0 | 0 | 0 | 0 | 0 | 0 | 0 | 0 | 0 | 0 | 0 | 0 | 0 | 0 | 0 | 0 | 0 | 0 | 0 | 0 | 0 | 0 | 0 | 0 | 0 | 0 | 0 | 0 | 0 | 0 | 0 | 0 | 0 | 0 | 0 | 0 | 0 | 0 | 0 | 0 | 0 | 0 | 0 | 0 | 0 | 0 | 0 | 0 | 0 | 0 | 0 | 0 | 0 | 0 | 0 | 0 | 0 | 0 | 0 | 0 | 0 | 0 | 0 | 0 | 0 | 0 | 0 | 0 | 0 | 0 | 0 | 0 | 0 | 0 | 0 | 0 | 0 | 0 | 0 | 0 | 0 | 0 | 0 | 0 | 0 | 0 | 0 | 0 | 0 | 0 | 0 | 0 | 0 | 0 | 0 | 0 | 0 | 0 | 0 | 0 | 0 | 0 | 0 | 0 | 0 | 0 | 0 | 0 | 0 | 0 | 0 | 0 | 0 | 0 | 0 | 0 | 0 | 0 | 0 | 0 | 0 | 0 | 0 | 0 | 0 | 0 | 0 | 0 | 0 | 0 | 0 | 0 | 0 | 0 | 0 | 0 | 0 | 0 | 0 | 0 | 0 | 0 | 0 | 0 | 0 | 0 | 0 | 0 | 0 | 0 | 0 | 0 | 0 | 0 | 0 | 0 | 0 | 0 | 0 | 0 | 0 | 0 | 0 | 0 | 0 | 0 | 0 | 0 | 0 | 0 | 0 | 0 | 0 | 0 | 0 | 0 | 0 | 0 | 0 | 0 | 0 | 0 | 0 | 0 | 0 | 0 | 0 | 0 | 0 | 0 | 0 | 0 | 0 | 0 | 0 | 0 | 0 | 0 | 0 | 0 | 0 | 0 | 0 | 0 | 0 | 0 | 0 | 0 | 0 | 0 | 0 | 0 | 0 | 0 | 0 | 0 | 0 | 0 | 0 | 0 | 0 | 0 | 0 | 0 | 0 | 0 | 0 | 0 | 0 | 0 | 0 | 0 | 0 | 0 | 0 | 0 | 0 | 0 | 0 | 0 | 0 | 0 | 0 | 0 | 0 | 0 | 0 | 0 | 0 | 0 | 0 | 0 | 0 | 0 | 0 | 0 | 0 | 0 | 0 | 0 | 0 | 0 | 0 | 0 | 0 | 0 | 0 | 0 | 0 | 0 | 0 | 0 | 0 | 0 | 0 | 0 | 0 | 0 | 0 | 0 | 0 | 0 | 0 | 0 | 0 | 0 | 0 | 0 | 0 | 0 | 0 | 0 | 0 | 0 | 0 | 0 | 0 | 0 | 0 | 0 | 0 | 0 | 0 | 0 | 0 | 0 | 0 | 0 | 0 | 0 | 0 | 0 | 0 | 0 | 0 | 0 | 0 | 0 | 0 | 0 | 0 | 0 | 0 | 0 | 0 | 0 | 0 | 0 | 0 | 0 | 0 | 0 | 0 | 0 | 0 | 0 | 0 | 0 | 0 | 0 | 0 | 0 | 0 | 0 | 0 | 0 | 0 | 0 | 0 | 0 | 0 | 0 | 0 | 0 | 0 | 0 | 0 | 0 | 0 | 0 | 0 | 0 | 0 | 0 | 0 | 0 | 0 | 0 | 0 | 0 | 0 | 0 | 0 | 0 | 0 | 0 | 0 | 0 | 0 | 0 | 0 | 0 | 0 | 0 | 0 | 0 | 0 | 0 | 0 | 0 | 0 | 0 | 0 | 0 | 0 | 0 | 0 | 0 | 0 | 0 | 0 | 0 | 0 | 0 | 0 | 0 | 0 | 0 | 0 | 0 | 0 | 0 | 0 | 0 | 0 | 0 | 0 | 0 | 0 | 0 | 0 | 0 | 0 | 0 | 0 | 0 | 0 | 0 | 0 | 0 | 0 | 0 | 0 | 0 | 0 | 0 | 0 | 0 | 0 | 0 | 0 | 0 | 0 | 0 | 0 | 0 | 0 | 0 | 0 | 0 | 0 | 0 | 0 | 0 | 0 | 0 | 0 | 0 | 0 | 0 | 0 | 0 | 0 | 0 | 0 | 0 | 0 | 0 | 0 | 0 | 0 | 0 | 0 | 0 | 0 | 0 | 0 | 0 | 0 | 0 | 0 | 0 | 0 | 0 | 0 | 0 | 0 | 0 | 0 | 0 | 0 | 0 | 0 | 0 | 0 | 0 | 0 | 0 | 0 | 0 | 0 | 0 | 0 | 0 | 0 | 0 | 0 | 0 | 0 | 0 | 0 | 0 | 0 | 0 | 0 | 0 | 0 | 0 | 0 | 0 | 0 | 0 | 0 | 0 | 0 | 0 | 0 | 0 | 0 | 0 | 0 | 0 | 0 | 0 | 0 | 0 | 0 | 0 | 0 | 0 | 0 | 0 | 0 | 0 | 0 | 0 | 0 | 0 | 0 | 0 | 0 | 0 | 0 | 0 | 0 | 0 | 0 | 0 | 0 | 0 | 0 | 0 | 0 | 0 | 0 | 0 | 0 | 0 | 0 | 0 | 0 | 0 | 0 | 0 | 0 | 0 | 0 | 0 | 0 | 0 | 0 | 0 | 0 | 0 | 0 | 0 | 0 | 0 | 0 | 0 | 0 | 0 | 0 | 0 | 0 | 0 | 0 | 0 | 0 | 0 | 0 | 0 | 0 | 0 | 0 | 0 | 0 | 0 | 0 | 0 | 0 | 0 | 0 | 0 | 0 | 0 | 0 | 0 | 0 | 0 | 0 | 0 | 0 | 0 | 0 | 0 | 0 | 0 | 0 | 0 | 0 | 0 | 0 | 0 | 0 | 0 | 0 | 0 | 0 | 0 | 0 | 0 | 0 | 0 | 0 | 0 | 0 | 0 | 0 | 0 | 0 | 0 | 0 | 0 | 0 | 0 | 0 | 0 | 0 | 0 | 0 | 0 | 0 | 0 | 0 | 0 | 0 | 0 | 0 | 0 | 0 | 0 | 0 | 0 | 0 | 0 | 0 | 0 | 0 | 0 | 0 | 0 | 0 | 0 | 0 | 0 | 0 | 0 | 0 | 0 | 0 | 0 | 0 | 0 | 0 | 0 | 0 | 0 | 0 | 0 | 0 | 0 | 0 | 0 | 0 | 0 | 0 | 0 | 0 | 0 | 0 | 0 | 0 | 0 | 0 | 0 | 0 | 0 | 0 | 0 | 0 | 0 | 0 | 0 | 0 | 0 | 0 | 0 | 0 | 0 | 0 | 0 | 0 | 0 | 0 | 0 | 0 | 0 | 0 | 0 | 0 | 0 | 0 | 0 | 0 | 0 | 0 | 0 | 0 | 0 | 0 | 0 | 0 | 0 | 0 | 0 | 0 | 0 | 0 | 0 | 0 | 0 | 0 | 0 | 0 | 0 | 0 | 0 | 0 | 0 | 0 | 0 | 0 | 0 | 0 | 0 | 0 | 0 | 0 | 0 | 0 | 0 | 0 | 0 | 0 | 0 | 0 | 0 | 0 | 0 | 0 | 0 | 0 | 0 | 0 | 0 | 0 | 0 | 0 | 0 | 0 | 0 | 0 | 0 | 0 | 0 | 0 | 0 | 0 | 0 | 0 | 0 | 0 | 0 | 0 | 0 | 0 | 0 | 0 | 0 | 0 | 0 | 0 | 0 | 0 | 0 | 0 | 0 | 0 | 0 | 0 | 0 | 0 | 0 | 0 | 0 | 0 | 0 | 0 | 0 | 0 | 0 | 0 | 0 | 0 | 0 | 0 | 0 | 0 | 0 | 0 | 0 | 0 | 0 | 0 | 0 | 0 | 0 | 0 | 0 | 0 | 0 | 0 | 0 | 0 | 0 | 0 | 0 | 0 | 0 | 0 | 0 | 0 | 0 | 0 | 0 | 0 | 0 | 0 | 0 | 0 | 0 | 0 | 0 | 0 | 0 | 0 | 0 | 0 | 0 | 0 | 0 | 0 | 0 | 0 | 0 | 0 | 0 | 0 | 0 | 0 | 0 | 0 | 0 | 0 | 0 | 0 | 0 | 0 | 0 | 0 | 0 | 0 | 0 | 0 | 0 | 0 | 0 | 0 | 0 | 0 | 0 | 0 | 0 | 0 | 0 | 0 | 0 | 0 | 0 | 0 | 0 | 0 | 0 | 0 | 0 | 0 | 0 | 0 | 0 | 0 | 0 | 0 | 0 | 0 | 0 | 0 | 0 | 0 | 0 | 0 | 0 | 0 | 0 | 0 | 0 | 0 | 0 | 0 | 0 | 0 | 0 | 0 | 0 | 0 | 0 | 0 | 0 | 0 | 0 | 0 | 0 | 0 | 0 | 0 | 0 | 0 | 0 | 0 | 0 | 0 | 0 | 0 | 0 | 0 | 0 | 0 | 0 | 0 | 0 | 0 | 0 | 0 | 0 | 0 | 0 | 0 | 0 | 0 | 0 | 0 | 0 | 0 | 0 | 0 | 0 | 0 | 0 | 0 | 0 | 0 | 0 | 0 | 0 | 0 | 0 | 0 | 0 | 0 | 0 | 0 | 0 | 0 | 0 | 0 | 0 | 0 | 0 | 0 | 0 | 0 | 0 | 0 | 0 | 0 | 0 | 0 | 0 | 0 | 0 | 0 | 0 | 0 | 0 | 0 | 0 | 0 | 0 | 0 | 0 | 0 | 0 | 0 | 0 | 0 | 0 | 0 | 0 | 0 | 0 | 0 | 0 | 0 | 0 | 0 | 0 | 0 | 0 | 0 | 0 | 0 | 0 | 0 | 0 | 0 | 0 | 0 | 0 | 0 | 0 | 0 | 0 | 0 | 0 | 0 | 0 | 0 | 0 | 0 | 0 | 0 | 0 | 0 | 0 | 0 | 0 | 0 | 0 | 0 | 0 | 0 | 0 | 0 | 0 | 0 | 0 | 0 | 0 | 0 | 0 | 0 | 0 | 0 | 0 | 0 | 0 | 0 | 0 | 0 | 0 | 0 | 0 | 0 | 0 | 0 | 0 | 0 | 0 | 0 | 0 | 0 | 0 | 0 | 0 | 0 | 0 | 0 | 0 | 0 | 0 | 0 | 0 | 0 | 0 | 0 | 0 | 0 | 0 | 0 | 0 | 0 | 0 | 0 | 0 | 0 | 0 | 0 | 0 | 0 | 0 | 0 | 0 | 0 | 0 | 0 | 0 | 0 | 0 | 0 | 0 | 0 | 0 | 0 | 0 | 0 | 0 | 0 | 0 | 0 | 0 | 0 | 0 | 0 | 0 | 0 | 0 | 0 | 0 | 0 | 0 | 0 | 0 | 0 | 0 | 0 | 0 | 0 | 0 | 0 | 0 | 0 | 0 | 0 | 0 | 0 | 0 | 0 | 0 | 0 | 0 | 0 | 0 | 0 | 0 | 0 | 0 | 0 | 0 | 0 | 0 | 0 | 0 | 0 | 0 | 0 | 0 | 0 | 0 | 0 | 0 | 0 | 0 | 0 | 0 | 0 | 0 | 0 | 0 | 0 | 0 | 0 | 0 | 0 | 0 | 0 | 0 | 0 | 0 | 0 | 0 | 0 | 0 | 0 | 0 | 0 | 0 | 0 | 0 | 0 | 0 | 0 | 0 | 0 | 0 | 0 | 0 | 0 | 0 | 0 | 0 | 0 | 0 | 0 | 0 | 0 | 0 | 0 | 0 | 0 | 0 | 0 | 0 | 0 | 0 | 0 | 0 | 0 | 0 | 0 | 0 | 0 | 0 | 0 | 0 | 0 | 0 | 0 | 0 | 0 | 0 | 0 | 0 | 0 | 0 | 0 | 0 | 0 | 0 | 0 | 0 | 0 | 0 | 0 | 0 | 0 | 0 | 0 | 0 | 0 | 0 | 0 | 0 | 0 | 0 | 0 | 0 | 0 | 0 | 0 | 0 | 0 | 0 | 0 | 0 | 0 | 0 | 0 | 0 | 0 | 0 | 0 | 0 | 0 | 0 | 0 | 0 | 0 | 0 | 0 | 0 | 0 | 0 | 0 | 0 | 0 | 0 | 0 | 0 | 0 | 0 | 0 | 0 | 0 | 0 | 0 | 0 | 0 | 0 | 0 | 0 | 0 | 0 | 0 | 0 | 0 | 0 | 0 | 0 | 0 | 0 | 0 | 0 | 0 | 0 | 0 | 0 | 0 | 0 | 0 | 0 | 0 | 0 | 0 | 0 | 0 | 0 | 0 | 0 | 0 | 0 | 0 | 0 | 0 | 0 | 0 | 0 | 0 | 0 | 0 | 0 | 0 | 0 | 0 | 0 | 0 | 0 | 0 | 0 | 0 | 0 | 0 | 0 | 0 | 0 | 0 | 0 | 0 | 0 | 0 | 0 | 0 | 0 | 0 | 0 | 0 | 0 | 0 | 0 | 0 | 0 | 0 | 0 | 0 | 0 | 0 | 0 | 0 | 0 | 0 | 0 | 0 | 0 | 0 | 0 | 0 | 0 | 0 | 0 | 0 | 0 | 0 | 0 | 0 | 0 | 0 | 0 | 0 | 0 | 0 | 0 | 0 | 0 | 0 | 0 | 0 | 0 | 0 | 0 | 0 | 0 | 0 | 0 | 0 | 0 | 0 | 0 | 0 | 0 | 0 | 0 | 0 | 0 | 0 | 0 | 0 | 0 | 0 | 0 | 0 | 0 | 0 | 0 | 0 | 0 | 0 | 0 | 0 | 0 | 0 | 0 | 0 | 0 | 0 | 0 | 0 | 0 | 0 | 0 | 0 | 0 | 0 | 0 | 0 | 0 | 0 | 0 | 0 | 0 | 0 | 0 | 0 | 0 | 0 | 0 | 0 | 0 | 0 | 0 | 0 | 0 | 0 | 0 | 0 | 0 | 0 | 0 | 0 | 0 | 0 | 0 | 0 | 0 | 0 | 0 | 0 | 0 | 0 | 0 | 0 | 0 | 0 | 0 | 0 | 0 | 0 | 0 | 0 | 0 | 0 | 0 | 0 | 0 | 0 | 0 | 0 | 0 | 0 | 0 | 0 | 0 | 0 | 0 | 0 | 0 | 0 | 0 | 0 | 0 | 0 | 0 | 0 | 0 | 0 | 0 | 0 | 0 | 0 | 0 | 0 | 0 | 0 | 0 | 0 | 0 | 0 | 0 | 0 | 0 | 0 | 0 | 0 | 0 | 0 | 0 | 0 | 0 | 0 | 0 | 0 | 0 | 0 | 0 | 0 | 0 | 0 | 0 | 0 | 0 | 0 | 0 | 0 | 0 | 0 | 0 | 0 | 0 | 0 | 0 | 0 | 0 | 0 | 0 | 0 | 0 | 0 | 0 | 0 | 0 | 0 | 0 | 0 | 0 | 0 | 0 | 0 | 0 | 0 | 0 | 0 | 0 | 0 | 0 | 0 | 0 | 0 | 0 | 0 | 0 | 0 | 0 | 0 | 0 | 0 | 0 | 0 | 0 | 0 | 0 | 0 | 0 | 0 | 0 | 0 | 0 | 0 | 0 | 0 | 0 | 0 | 0 | 0 | 0 | 0 | 0 | 0 | 0 | 0 | 0 | 0 | 0 | 0 | 0 | 0 | 0 | 0 | 0 | 0 | 0 | 0 | 0 | 0 | 0 | 0 | 0 | 0 | 0 | 0 | 0 | 0 | 0 | 0 | 0 | 0 | 0 | 0 | 0 | 0 | 0 | 0 | 0 | 0 | 0 | 0 | 0 | 0 | 0 | 0 | 0 | 0 | 0 | 0 | 0 | 0 | 0 | 0 | 0 | 0 | 0 | 0 | 0 | 0 | 0 | 0 | 0 | 0 | 0 | 0 | 0 | 0 | 0 | 0 | 0 | 0 | 0 | 0 | 0 | 0 | 0 | 0 | 0 | 0 | 0 | 0 | 0 | 0 | 0 | 0 | 0 | 0 | 0 | 0 | 0 | 0 | 0 | 0 | 0 | 0 | 0 | 0 | 0 | 0 | 0 | 0 | 0 | 0 | 0 | 0 | 0 | 0 | 0 | 0 | 0 | 0 | 0 | 0 | 0 | 0 | 0 | 0 | 0 | 0 | 0 | 0 | 0 | 0 | 0 | 0 | 0 | 0 | 0 | 0 | 0 | 0 | 0 | 0 | 0 | 0 | 0 | 0 | 0 | 0 | 0 | 0 | 0 | 0 | 0 | 0 | 0 | 0 | 0 | 0 | 0 | 0 | 0 | 0 | 0 | 0 | 0 | 0 | 0 | 0 | 0 | 0 | 0 | 0 | 0 | 0 | 0 | 0 | 0 | 0 | 0 | 0 | 0 | 0 | 0 | 0 | 0 | 0 | 0 | 0 | 0 | 0 | 0 | 0 | 0 | 0 | 0 | 0 | 0 | 0 | 0 | 0 | 0 | 0 | 0 | 0 | 0 | 0 | 0 | 0 | 0 | 0 | 0 | 0 | 0 | 0 | 0 | 0 | 0 | 0 | 0 | 0 | 0 | 0 | 0 | 0 | 0 | 0 | 0 | 0 | 0 | 0 | 0 | 0 | 0 | 0 | 0 | 0 | 0 | 0 | 0 | 0 | 0 | 0 | 0 | 0 | 0 | 0 | 0 | 0 | 0 | 0 | 0 | 0 | 0 | 0 | 0 | 0 | 0 | 0 | 0 | 0 | 0 | 0 | 0 | 0 | 0 | 0 | 0 | 0 | 0 | 0 | 0 | 0 | 0 | 0 | 0 | 0 | 0 | 0 | 0 | 0 | 0 | 0 | 0 | 0 | 0 | 0 | 0 | 0 | 0 | 0 | 0 | 0 | 0 | 0 | 0 | 0 | 0 | 0 | 0 | 0 | 0 | 0 | 0 | 0 | 0 | 0 | 0 | 0 | 0 | 0 | 0 | 0 | 0 | 0 | 0 | 0 | 0 | 0 | 0 | 0 | 0 | 0 | 0 | 0 | 0 | 0 | 0 | 0 | 0 | 0 | 0 | 0 | 0 | 0 | 0 | 0 | 0 | 0 | 0 | 0 | 0 | 0 | 0 | 0 | 0 | 0 | 0 | 0 | 0 | 0 | 0 | 0 | 0 | 0 | 0 | 0 | 0 | 0 | 0 | 0 | 0 | 0 | 0 | 0 | 0 | 0 | 0 | 0 | 0 | 0 | 0 | 0 | 0 | 0 | 0 | 0 | 0 | 0 | 0 | 0 | 0 | 0 | 0 | 0 | 0 | 0 | 0 | 0 | 0 | 0 | 0 | 0 | 0 | 0 | 0 | 0 | 0 | 0 | 0 | 0 | 0 | 0 | 0 | 0 | 0 | 0 | 0 | 0 | 0 | 0 | 0 | 0 | 0 | 0 | 0 | 0 | 0 | 0 | 0 | 0 | 0 | 0 | 0 | 0 | 0 | 0 | 0 | 0 | 0 | 0 | 0 | 0 | 0 | 0 | 0 | 0 | 0 | 0 | 0 | 0 | 0 | 0 | 0 | 0 | 0 | 0 | 0 | 0 | 0 | 0 | 0 | 0 | 0 | 0 | 0 | 0 | 0 | 0 | 0 | 0 | 0 | 0 | 0 | 0 | 0 | 0 | 0 | 0 | 0 | 0 | 0 | 0 | 0 | 0 | 0 | 0 | 0 | 0 | 0 | 0 | 0 | 0 | 0 | 0 | 0 | 0 | 0 | 0 | 0 | 0 | 0 | 0 | 0 | 0 | 0 | 0 | 0 | 0 | 0 | 0 | 0 | 0 | 0 | 0 | 0 | 0 | 0 | 0 | 0 | 0 | 0 | 0 | 0 | 0 | 0 | 0 | 0 | 0 | 0 | 0 | 0 | 0 | 0 | 0 | 0 | 0 | 0 | 0 | 0 | 0 | 0 | 0 | 0 | 0 | 0 | 0 | 0 | 0 | 0 | 0 | 0 | 0 | 0 | 0 | 0 | 0 | 0 | 0 | 0 | 0 | 0 | 0 | 0 | 0 | 0 | 0 | 0 | 0 | 0 | 0 | 0 | 0 | 0 | 0 | 0 | 0 | 0 | 0 | 0 | 0 | 0 | 0 | 0 | 0 | 0 | 0 | 0 | 0 | 0 | 0 | 0 | 0 | 0 | 0 | 0 | 0 | 0 | 0 | 0 | 0 | 0 | 0 | 0 | 0 | 0 | 0 | 0 | 0 | 0 | 0 | 0 | 0 | 0 | 0 | 0 | 0 | 0 | 0 | 0 | 0 | 0 | 0 | 0 | 0 | 0 | 0 | 0 | 0 | 0 | 0 | 0 | 0 | 0 | 0 | 0 | 0 | 0 | 0 | 0 | 0 | 0 | 0 | 0 | 0 | 0 | 0 | 0 | 0 | 0 | 0 | 0 | 0 | 0 | 0 | 0 | 0 | 0 | 0 | 0 | 0 | 0 | 0 | 0 | 0 | 0 | 0 | 0 | 0 | 0 | 0 | 0 | 0 | 0 | 0 | 0 | 0 | 0 | 0 | 0 | 0 | 0 | 0 | 0 | 0 | 0 | 0 | 0 | 0 | 0 | 0 | 0 | 0 | 0 | 0 | 0 | 0 | 0 | 0 | 0 | 0 | 0 | 0 | 0 | 0 | 0 | 0 | 0 | 0 | 0 | 0 | 0 | 0 | 0 | 0 | 0 | 0 | 0 | 0 | 0 | 0 | 0 | 0 | 0 | 0 | 0 | 0 | 0 | 0 | 0 | 0 | 0 | 0 | 0 | 0 | 0 | 0 | 0 | 0 | 0 | 0 | 0 | 0 | 0 | 0 | 0 | 0 | 0 | 0 | 0 | 0 | 0 | 0 | 0 | 0 | 0 | 0 | 0 | 0 | 0 | 0 | 0 | 0 | 0 | 0 | 0 | 0 | 0 | 0 | 0 | 0 | 0 | 0 | 0 | 0 | 0 | 0 | 0 | 0 | 0 | 0 | 0 | 0 | 0 | 0 | 0 | 0 | 0 | 0 | 0 | 0 | 0 | 0 | 0 | 0 | 0 | 0 | 0 | 0 | 0 | 0 | 0 | 0 | 0 | 0 | 0 | 0 | 0 | 0 | 0 | 0 | 0 | 0 | 0 | 0 | 0 | 0 | 0 | 0 | 0 | 0 | 0 | 0 | 0 | 0 | 0 | 0 | 0 | 0 | 0 | 0 | 0 | 0 | 0 | 0 | 0 | 0 | 0 | 0 | 0 | 0 | 0 | 0 | 0 | 0 | 0 | 0 | 0 | 0 | 0 | 0 | 0 | 0 | 0 | 0 | 0 | 0 | 0 | 0 | 0 | 0 | 0 | 0 | 0 | 0 | 0 | 0 | 0 | 0 | 0 | 0 | 0 | 0 | 0 | 0 | 0 | 0 | 0 | 0 | 0 | 0 | 0 | 0 | 0 | 0 | 0 | 0 | 0 | 0 | 0 | 0 | 0 | 0 | 0 | 0 | 0 | 0 | 0 | 0 | 0 | 0 | 0 | 0 | 0 | 0 | 0 | 0 | 0 | 0 | 0 | 0 | 0 | 0 | 0 | 0 | 0 | 0 | 0 | 0 | 0 | 0 | 0 | 0 | 0 | 0 | 0 | 0 | 0 | 0 | 0 | 0 | 0 | 0 | 0 | 0 | 0 | 0 | 0 | 0 | 0 | 0 | 0 | 0 | 0 | 0 | 0 | 0 | 0 | 0 | 0 | 0 | 0 | 0 | 0 | 0 | 0 | 0 | 0 | 0 | 0 | 0 | 0 | 0 | 0 | 0 | 0 | 0 | 0 | 0 | 0 | 0 | 0 | 0 | 0 | 0 | 0 | 0 | 0 | 0 | 0 | 0 | 0 | 0 | 0 | 0 | 0 | 0 | 0 | 0 | 0 | 0 | 0 | 0 | 0 | 0 | 0 | 0 | 0 | 0 | 0 | 0 | 0 | 0 | 0 | 0 | 0 | 0 | 0 | 0 | 0 | 0 | 0 | 0 | 0 | 0 | 0 | 0 | 0 | 0 | 0 | 0 | 0 | 0 | 0 | 0 | 0 | 0 | 0 | 0 | 0 | 0 | 0 | 0 | 0 | 0 | 0 | 0 | 0 | 0 | 0 | 0 | 0 | 0 | 0 | 0 | 0 | 0 | 0 | 0 | 0 | 0 | 0 | 0 | 0 | 0 | 0 | 0 | 0 | 0 | 0 | 0 | 0 | 0 | 0 | 0 | 0 | 0 | 0 | 0 | 0 | 0 | 0 | 0 | 0 | 0 | 0 | 0 | 0 | 0 | 0 | 0 | 0 | 0 | 0 | 0 | 0 | 0 | 0 | 0 | 0 | 0 | 0 | 0 | 0 | 0 | 0 | 0 | 0 | 0 | 0 | 0 | 0 | 0 | 0 | 0 | 0 | 0 | 0 | 0 | 0 | 0 | 0 | 0 | 0 | 0 | 0 | 0 | 0 | 0 | 0 | 0 | 0 | 0 | 0 | 0 | 0 | 0 | 0 | 0 | 0 | 0 | 0 | 0 | 0 | 0 | 0 | 0 | 0 | 0 | 0 | 0 | 0 | 0 | 0 | 0 | 0 | 0 | 0 | 0 | 0 | 0 | 0 | 0 | 0 | 0 | 0 | 0 | 0 | 0 | 0 | 0 | 0 | 0 | 0 | 0 | 0 | 0 | 0 | 0 | 0 | 0 | 0 | 0 | 0 | 0 | 0 | 0 | 0 | 0 | 0 | 0 | 0 | 0 | 0 | 0 | 0 | 0 | 0 | 0 | 0 | 0 | 0 | 0 | 0 | 0 | 0 | 0 | 0 | 0 | 0 | 0 | 0 | 0 | 0 | 0 | 0 | 0 | 0 | 0 | 0 | 0 | 0 | 0 | 0 | 0 | 0 | 0 | 0 | 0 | 0 | 0 | 0 | 0 | 0 | 0 | 0 | 0 | 0 | 0 | 0 | 0 | 0 | 0 | 0 | 0 | 0 | 0 | 0 | 0 | 0 | 0 | 0 | 0 | 0 | 0 | 0 | 0 | 0 | 0 | 0 | 0 | 0 | 0 | 0 | 0 | 0 | 0 | 0 | 0 | 0 | 0 | 0 | 0 | 0 | 0 | 0 | 0 | 0 | 0 | 0 | 0 | 0 | 0 | 0 | 0 | 0 | 0 | 0 | 0 | 0 | 0 | 0 | 0 | 0 | 0 | 0 | 0 | 0 | 0 | 0 | 0 | 0 | 0 | 0 | 0 | 0 | 0 | 0 | 0 | 0 | 0 | 0 | 0 | 0 | 0 | 0 | 0 | 0 | 0 | 0 | 0 | 0 | 0 | 0 | 0 | 0 | 0 | 0 | 0 | 0 | 0 | 0 | 0 | 0 | 0 | 0 | 0 | 0 | 0 | 0 | 0 | 0 | 0 | 0 | 0 | 0 | 0 | 0 | 0 | 0 | 0 | 0 | 0 | 0 | 0 | 0 | 0 | 0 | 0 | 0 | 0 | 0 | 0 | 0 | 0 | 0 | 0 | 0 | 0 | 0 | 0 | 0 | 0 | 0 | 0 | 0 | 0 | 0 | 0 | 0 | 0 | 0 | 0 | 0 | 0 | 0 | 0 | 0 | 0 | 0 | 0 | 0 | 0 | 0 | 0 | 0 | 0 | 0 | 0 | 0 | 0 | 0 | 0 | 0 | 0 | 0 | 0 | 0 | 0 | 0 | 0 | 0 | 0 | 0 | 0 | 0 | 0 | 0 | 0 | 0 | 0 | 0 | 0 | 0 | 0 | 0 | 0 | 0 | 0 | 0 | 0 | 0 | 0 | 0 | 0 | 0 | 0 | 0 | 0 | 0 | 0 | 0 | 0 | 0 | 0 | 0 | 0 | 0 | 0 | 0 | 0 | 0 | 0 | 0 | 0 | 0 | 0 | 0 | 0 | 0 | 0 | 0 | 0 | 0 | 0 | 0 | 0 | 0 | 0 | 0 | 0 | 0 | 0 | 0 | 0 | 0 | 0 | 0 | 0 | 0 | 0 | 0 | 0 | 0 | 0 | 0 | 0 | 0 | 0 | 0 | 0 | 0 | 0 | 0 | 0 | 0 | 0 | 0 | 0 | 0 | 0 | 0 | 0 | 0 | 0 | 0 | 0 | 0 | 0 | 0 | 0 | 0 | 0 | 0 | 0 | 0 | 0 | 0 | 0 | 0 | 0 | 0 | 0 | 0 | 0 | 0 | 0 | 0 | 0 | 0 | 0 | 0 | 0 | 0 | 0 | 0 | 0 | 0 | 0 | 0 | 0 | 0 | 0 | 0 | 0 | 0 | 0 | 0 | 0 | 0 | 0 | 0 | 0 | 0 | 0 | 0 | 0 | 0 | 0 | 0 | 0 | 0 | 0 | 0 | 0 | 0 | 0 | 0 | 0 | 0 | 0 | 0 | 0 | 0 | 0 | 0 | 0 | 0 | 0 | 0 | 0 | 0 | 0 | 0 | 0 | 0 | 0 | 0 | 0 | 0 | 0 | 0 | 0 | 0 | 0 | 0 | 0 | 0 | 0 | 0 | 0 | 0 | 0 | 0 | 0 | 0 | 0 | 0 | 0 | 0 | 0 | 0 | 0 | 0 | 0 | 0 | 0 | 0 | 0 | 0 | 0 | 0 | 0 | 0 | 0 | 0 | 0 | 0 | 0 | 0 | 0 | 0 | 0 | 0 | 0 | 0 | 0 | 0 | 0 | 0 | 0 | 0 | 0 | 0 | 0 | 0 | 0 | 0 | 0 | 0 | 0 | 0 | 0 | 0 | 0 | 0 | 0 | 0 | 0 | 0 | 0 | 0 | 0 | 0 | 0 | 0 | 0 | 0 | 0 | 0 | 0 | 0 | 0 | 0 | 0 | 0 | 0 | 0 | 0 | 0 | 0 | 0 | 0 | 0 | 0 | 0 | 0 | 0 | 0 | 0 | 0 | 0 | 0 | 0 | 0 | 0 | 0 | 0 | 0 | 0 | 0 | 0 | 0 | 0 | 0 | 0 | 0 | 0 | 0 | 0 | 0 | 0 | 0 | 0 | 0 | 0 | 0 | 0 | 0 | 0 | 0 | 0 | 0 | 0 | 0 | 0 | 0 | 0 | 0 | 0 | 0 | 0 | 0 | 0 | 0 | 0 | 0 | 0 | 0 | 0 | 0 | 0 | 0 | 0 | 0 | 0 | 0 | 0 | 0 | 0 | 0 | 0 | 0 | 0 | 0 | 0 | 0 | 0 | 0 | 0 | 0 | 0 | 0 | 0 | 0 | 0 | 0 | 0 | 0 | 0 | 0 | 0 | 0 | 0 | 0 | 0 | 0 | 0 | 0 | 0 | 0 | 0 | 0 | 0 | 0 | 0 | 0 | 0 | 0 | 0 | 0 | 0 | 0 | 0 | 0 | 0 | 0 | 0 | 0 | 0 | 0 | 0 | 0 | 0 | 0 | 0 | 0 | 0 | 0 | 0 | 0 | 0 | 0 | 0 | 0 | 0 | 0 | 0 | 0 | 0 | 0 | 0 | 0 | 0 | 0 | 0 | 0 | 0 | 0 | 0 | 0 | 0 | 0 | 0 | 0 | 0 | 0 | 0 | 0 | 0 | 0 | 0 | 0 | 0 | 0 | 0 | 0 | 0 | 0 | 0 | 0 | 0 | 0 | 0 | 0 | 0 | 0 | 0 | 0 | 0 | 0 | 0 | 0 | 0 | 0 | 0 | 0 | 0 | 0 | 0 | 0 | 0 | 0 | 0 | 0 | 0 | 0 | 0 | 0 | 0 | 0 | 0 | 0 | 0 | 0 | 0 | 0 | 0 | 0 | 0 | 0 | 0 | 0 | 0 | 0 | 0 | 0 | 0 | 0 | 0 | 0 | 0 | 0 | 0 | 0 | 0 | 0 | 0 | 0 | 0 | 0 | 0 | 0 | 0 | 0 | 0 | 0 | 0 | 0 | 0 | 0 | 0 | 0 | 0 | 0 | 0 | 0 | 0 | 0 | 0 | 0 | 0 | 0 | 0 | 0 | 0 | 0 | 0 | 0 | 0 | 0 | 0 | 0 | 0 | 0 | 0 | 0 | 0 | 0 | 0 | 0 | 0 | 0 | 0 | 0 | 0 | 0 | 0 | 0 | 0 | 0 | 0 | 0 | 0 | 0 | 0 | 0 | 0 | 0 | 0 | 0 | 0 | 0 | 0 | 0 | 0 | 0 | 0 | 0 | 0 | 0 | 0 | 0 | 0 | 0 | 0 | 0 | 0 | 0 | 0 | 0 | 0 | 0 | 0 | 0 | 0 | 0 | 0 | 0 | 0 | 0 | 0 | 0 | 0 | 0 | 0 | 0 | 0 | 0 | 0 | 0 | 0 | 0 | 0 | 0 | 0 | 0 | 0 | 0 | 0 | 0 | 0 | 0 | 0 | 0 | 0 | 0 | 0 | 0 | 0 | 0 | 0 | 0 | 0 | 0 | 0 | 0 | 0 | 0 | 0 | 0 | 0 | 0 | 0 | 0 | 0 | 0 | 0 | 0 | 0 | 0 | 0 | 0 | 0 | 0 | 0 | 0 | 0 | 0 | 0 | 0 | 0 | 0 | 0 | 0 | 0 | 0 | 0 | 0 | 0 | 0 | 0 | 0 | 0 | 0 | 0 | 0 | 0 | 0 | 0 | 0 | 0 | 0 | 0 | 0 | 0 | 0 | 0 | 0 | 0 | 0 | 0 | 0 | 0 | 0 | 0 | 0 | 0 | 0 | 0 | 0 | 0 | 0 | 0 | 0 | 0 | 0 | 0 | 0 | 0 | 0 | 0 | 0 | 0 | 0 | 0 | 0 | 0 | 0 | 0 | 0 | 0 | 0 | 0 | 0 | 0 | 0 | 0 | 0 | 0 | 0 | 0 | 0 | 0 | 0 | 0 | 0 | 0 | 0 | 0 | 0 | 0 | 0 | 0 | 0 | 0 | 0 | 0 | 0 | 0 | 0 | 0 | 0 | 0 | 0 | 0 | 0 | 0 | 0 | 0 | 0 | 0 | 0 | 0 | 0 | 0 | 0 | 0 | 0 | 0 | 0 | 0 | 0 | 0 | 0 | 0 | 0 | 0 | 0 | 0 | 0 | 0 | 0 | 0 | 0 | 0 | 0 | 0 | 0 | 0 | 0 | 0 | 0 | 0 | 0 | 0 | 0 | 0 | 0 | 0 | 0 | 0 | 0 | 0 | 0 | 0 | 0 | 0 | 0 | 0 | 0 | 0 | 0 | 0 | 0 | 0 | 0 | 0 | 0 | 0 | 0 | 0 | 0 | 0 | 0 | 0 | 0 | 0 | 0 | 0 | 0 | 0 | 0 | 0 | 0 | 0 | 0 | 0 | 0 | 0 | 0 | 0 | 0 | 0 | 0 | 0 | 0 | 0 | 0 | 0 | 0 | 0 | 0 | 0 | 0 | 0 | 0 | 0 | 0 | 0 | 0 | 0 | 0 | 0 | 0 | 0 | 0 | 0 | 0 | 0 | 0 | 0 | 0 | 0 | 0 | 0 | 0 | 0 | 0 | 0 | 0 | 0 | 0 | 0 | 0 | 0 | 0 | 0 | 0 | 0 | 0 | 0 | 0 | 0 | 0 | 0 | 0 | 0 | 0 | 0 | 0 | 0 | 0 | 0 | 0 | 0 | 0 | 0 | 0 | 0 | 0 | 0 | 0 | 0 | 0 | 0 | 0 | 0 | 0 | 0 | 0 | 0 | 0 | 0 | 0 | 0 | 0 | 0 | 0 | 0 | 0 | 0 | 0 | 0 | 0 | 0 | 0 | 0 | 0 | 0 | 0 | 0 | 0 | 0 | 0 | 0 | 0 | 0 | 0 | 0 | 0 | 0 | 0 | 0 | 0 | 0 | 0 | 0 | 0 | 0 | 0 | 0 | 0 | 0 | 0 | 0 | 0 | 0 | 0 | 0 | 0 | 0 | 0 | 0 | 0 | 0 | 0 | 0 | 0 | 0 | 0 | 0 | 0 | 0 | 0 | 0 | 0 | 0 | 0 | 0 | 0 | 0 | 0 | 0 | 0 | 0 | 0 | 0 | 0 | 0 | 0 | 0 | 0 | 0 | 0 | 0 | 0 | 0 | 0 | 0 | 0 | 0 | 0 | 0 | 0 | 0 | 0 | 0 | 0 | 0 | 0 | 0 | 0 | 0 | 0 | 0 | 0 | 0 | 0 | 0 | 0 | 0 | 0 | 0 | 0 | 0 | 0 | 0 | 0 | 0 | 0 | 0 | 0 | 0 | 0 | 0 | 0 | 0 | 0 | 0 | 0 | 0 | 0 | 0 | 0 | 0 | 0 | 0 | 0 | 0 | 0 | 0 | 0 | 0 | 0 | 0 | 0 | 0 | 0 | 0 | 0 | 0 | 0 | 0 | 0 | 0 | 0 | 0 | 0 | 0 | 0 | 0 | 0 | 0 | 0 | 0 | 0 | 0 | 0 | 0 | 0 | 0 | 0 | 0 | 0 | 0 | 0 | 0 | 0 | 0 | 0 | 0 | 0 | 0 | 0 | 0 | 0 | 0 | 0 | 0 | 0 | 0 | 0 | 0 | 0 | 0 | 0 | 0 | 0 | 0 | 0 | 0 | 0 | 0 | 0 | 0 | 0 | 0 | 0 | 0 | 0 | 0 | 0 | 0 | 0 | 0 | 0 | 0 | 0 | 0 | 0 | 0 | 0 | 0 | 0 | 0 | 0 | 0 | 0 | 0 | 0 | 0 | 0 | 0 | 0 | 0 | 0 | 0 | 0 | 0 | 0 | 0 | 0 | 0 | 0 | 0 | 0 | 0 | 0 | 0 | 0 | 0 | 0 | 0 | 0 | 0 | 0 | 0 | 0 | 0 | 0 | 0 | 0 | 0 | 0 | 0 | 0 | 0 | 0 | 0 | 0 | 0 | 0 | 0 | 0 | 0 | 0 | 0 | 0 | 0 | 0 | 0 | 0 | 0 | 0 | 0 | 0 | 0 | 0 | 0 | 0 | 0 | 0 | 0 | 0 | 0 | 0 | 0 | 0 | 0 | 0 | 0 | 0 | 0 | 0 | 0 | 0 | 0 | 0 | 0 | 0 | 0 | 0 | 0 | 0 | 0 | 0 | 0 | 0 | 0 | 0 | 0 | 0 | 0 | 0 | 0 | 0 | 0 | 0 | 0 | 0 | 0 | 0 | 0 | 0 | 0 | 0 | 0 | 0 | 0 | 0 | 0 | 0 | 0 | 0 | 0 | 0 | 0 | 0 | 0 | 0 | 0 | 0 | 0 | 0 | 0 | 0 | 0 | 0 | 0 | 0 | 0 | 0 | 0 | 0 | 0 | 0 | 0 | 0 | 0 | 0 | 0 | 0 | 0 | 0 | 0 | 0 | 0 | 0 | 0 | 0 | 0 | 0 | 0 | 0 | 0 | 0 | 0 | 0 | 0 | 0 | 0 | 0 | 0 | 0 | 0 | 0 | 0 | 0 | 0 | 0 | 0 | 0 | 0 | 0 | 0 | 0 | 0 | 0 | 0 | 0 | 0 | 0 | 0 | 0 | 0 | 0 | 0 | 0 | 0 | 0 | 0 | 0 | 0 | 0 | 0 | 0 | 0 | 0 | 0 | 0 | 0 | 0 | 0 | 0 | 0 | 0 | 0 | 0 | 0 | 0 | 0 | 0 | 0 | 0 | 0 | 0 | 0 | 0 | 0 | 0 | 0 | 0 | 0 | 0 | 0 | 0 | 0 | 0 | 0 | 0 | 0 | 0 | 0 | 0 | 0 | 0 | 0 | 0 | 0 | 0 | 0 | 0 | 0 | 0 | 0 | 0 | 0 | 0 | 0 | 0 | 0 | 0 | 0 | 0 | 0 | 0 | 0 | 0 | 0 | 0 | 0 | 0 | 0 | 0 | 0 | 0 | 0 | 0 | 0 | 0 | 0 | 0 | 0 | 0 | 0 | 0 | 0 | 0 | 0 | 0 | 0 | 0 | 0 | 0 | 0 | 0 | 0 | 0 | 0 | 0 | 0 | 0 | 0 | 0 | 0 | 0 | 0 | 0 | 0 | 0 | 0 | 0 | 0 | 0 | 0 | 0 | 0 | 0 | 0 | 0 | 0 | 0 | 0 | 0 | 0 | 0 | 0 | 0 | 0 | 0 | 0 | 0 | 0 | 0 | 0 | 0 | 0 | 0 | 0 | 0 | 0 | 0 | 0 | 0 | 0 | 0 | 0 | 0 | 0 | 0 | 0 | 0 | 0 | 0 | 0 | 0 | 0 | 0 | 0 | 0 | 0 | 0 | 0 | 0 | 0 | 0 | 0 | 0 | 0 | 0 | 0 | 0 | 0 | 0 | 0 | 0 | 0 | 0 | 0 | 0 | 0 | 0 | 0 | 0 | 0 | 0 | 0 | 0 | 0 | 0 | 0 | 0 | 0 | 0 | 0 | 0 | 0 | 0 | 0 | 0 | 0 | 0 | 0 | 0 | 0 | 0 | 0 | 0 | 0 | 0 | 0 | 0 | 0 | 0 | 0 | 0 | 0 | 0 | 0 | 0 | 0 | 0 | 0 | 0 | 0 | 0 | 0 | 0 | 0 | 0 | 0 | 0 | 0 | 0 | 0 | 0 | 0 | 0 | 0 | 0 | 0 | 0 | 0 | 0 | 0 | 0 | 0 | 0 | 0 | 0 | 0 | 0 | 0 | 0 | 0 | 0 | 0 | 0 | 0 | 0 | 0 | 0 | 0 | 0 | 0 | 0 | 0 | 0 | 0 | 0 | 0 | 0 | 0 | 0 | 0 | 0 | 0 | 0 | 0 | 0 | 0 | 0 | 0 | 0 | 0 | 0 | 0 | 0 | 0 | 0 | 0 | 0 | 0 | 0 | 0 | 0 | 0 | 0 | 0 | 0 | 0 | 0 | 0 | 0 | 0 | 0 | 0 | 0 | 0 | 0 | 0 | 0 | 0 | 0 | 0 | 0 | 0 | 0 | 0 | 0 | 0 | 0 | 0 | 0 | 0 | 0 | 0 | 0 | 0 | 0 | 0 | 0 | 0 | 0 | 0 | 0 | 0
| Cumulative Growth Small Industrial | 10^3M^3/Yr |  | 1646.004 | 0 | 7.516 | 15.032 | 22.548 | 30.064 | 37.58 | 45.096 | 45.096 | 45.096 | 45.096 | 45.096 | 45.096 | 45.096 | 45.096 | 45.096 | 45.096 | 45.096 | 45.096 | 45.096 | 45.096 | 45.096 | 45.096 | 45.096 | 45.096 | 45.096 | 45.096 | 45.096 | 45.096 | 45.096 | 45.096 | 45.096 | 45.096 | 45.096 | 45.096 | 45.096 | 45.096 | 45.096 | 45.096 | 45.096 | 45.096
| Total Cummulative Gen Serv Incremental Growth | 10^3M^3/Yr |  | 1646.004 | 0 | 7.516 | 15.032 | 22.548 | 30.064 | 37.58 | 45.096 | 45.096 | 45.096 | 45.096 | 45.096 | 45.096 | 45.096 | 45.096 | 45.096 | 45.096 | 45.096 | 45.096 | 45.096 | 45.096 | 45.096 | 45.096 | 45.096 | 45.096 | 45.096 | 45.096 | 45.096 | 45.096 | 45.096 | 45.096 | 45.096 | 45.096 | 45.096 | 45.096 | 45.096 | 45.096 | 45.096 | 45.096 | 45.096 | 45.096
| Assumed Fuel Mix | $/ M3
| Heating Oil | 1.8486 |  |  | 0% | 24% | 24% | 24% | 24% | 24% | 24% | 24% | 24% | 24% | 24% | 24% | 24% | 24% | 24% | 24% | 24% | 24% | 24% | 24% | 24% | 24% | 24% | 24% | 24% | 24% | 24% | 24% | 24% | 24% | 24% | 24% | 24% | 24% | 24% | 24% | 24% | 24% | 24% | 24%
electricity and propane rates were switched | Propane | 2.0047 |  |  | 0% | 10% | 10% | 10% | 10% | 10% | 10% | 10% | 10% | 10% | 10% | 10% | 10% | 10% | 10% | 10% | 10% | 10% | 10% | 10% | 10% | 10% | 10% | 10% | 10% | 10% | 10% | 10% | 10% | 10% | 10% | 10% | 10% | 10% | 10% | 10% | 10% | 10% | 10% | 10%
electricity and propane rates were switched | Electricity | 1.4193 |  |  | 100% | 66% | 66% | 66% | 66% | 66% | 66% | 66% | 66% | 66% | 66% | 66% | 66% | 66% | 66% | 66% | 66% | 66% | 66% | 66% | 66% | 66% | 66% | 66% | 66% | 66% | 66% | 66% | 66% | 66% | 66% | 66% | 66% | 66% | 66% | 66% | 66% | 66% | 66% | 66%
| Weighted Cost of Alt Fuels | $/ M^3 |  |  | 1.4193 | 1.669 | 1.6829 | 1.6968 | 1.7107 | 1.7247 | 1.7386 | 1.7386 | 1.7386 | 1.7386 | 1.7386 | 1.7386 | 1.7386 | 1.7386 | 1.7386 | 1.7386 | 1.7386 | 1.7386 | 1.7386 | 1.7386 | 1.7386 | 1.7386 | 1.7386 | 1.7386 | 1.7386 | 1.7386 | 1.7386 | 1.7386 | 1.7386 | 1.7386 | 1.7386 | 1.7386 | 1.7386 | 1.7386 | 1.7386 | 1.7386 | 1.7386 | 1.7386 | 1.7386 | 1.7386
| Cost of Gas | $/ M^3 |  |  | 0.48839 | 0.51776 | 0.54713 | 0.5765 | 0.60587 | 0.63524 | 0.66461 | 0.66461 | 0.66461 | 0.66461 | 0.66461 | 0.66461 | 0.66461 | 0.66461 | 0.66461 | 0.66461 | 0.66461 | 0.66461 | 0.66461 | 0.66461 | 0.66461 | 0.66461 | 0.66461 | 0.66461 | 0.66461 | 0.66461 | 0.66461 | 0.66461 | 0.66461 | 0.66461 | 0.66461 | 0.66461 | 0.66461 | 0.66461 | 0.66461 | 0.66461 | 0.66461 | 0.66461 | 0.66461 | 0.66461
| Difference | $/ M^3 |  |  | 0.9309 | 1.1512 | 1.1358 | 1.1203 | 1.1049 | 1.0894 | 1.074 | 1.074 | 1.074 | 1.074 | 1.074 | 1.074 | 1.074 | 1.074 | 1.074 | 1.074 | 1.074 | 1.074 | 1.074 | 1.074 | 1.074 | 1.074 | 1.074 | 1.074 | 1.074 | 1.074 | 1.074 | 1.074 | 1.074 | 1.074 | 1.074 | 1.074 | 1.074 | 1.074 | 1.074 | 1.074 | 1.074 | 1.074 | 1.074 | 1.074
| Cumulative Gen Serv & Contract | 10^3M^3/Yr |  |  | 0 | 7.516 | 15.032 | 22.548 | 30.064 | 37.58 | 45.096 | 45.096 | 45.096 | 45.096 | 45.096 | 45.096 | 45.096 | 45.096 | 45.096 | 45.096 | 45.096 | 45.096 | 45.096 | 45.096 | 45.096 | 45.096 | 45.096 | 45.096 | 45.096 | 45.096 | 45.096 | 45.096 | 45.096 | 45.096 | 45.096 | 45.096 | 45.096 | 45.096 | 45.096 | 45.096 | 45.096 | 45.096 | 45.096 | 45.096
| Alt Fuel Saving | $/ M^3 |  |  | 0.9309 | 1.1512 | 1.1358 | 1.1203 | 1.1049 | 1.0894 | 1.074 | 1.074 | 1.074 | 1.074 | 1.074 | 1.074 | 1.074 | 1.074 | 1.074 | 1.074 | 1.074 | 1.074 | 1.074 | 1.074 | 1.074 | 1.074 | 1.074 | 1.074 | 1.074 | 1.074 | 1.074 | 1.074 | 1.074 | 1.074 | 1.074 | 1.074 | 1.074 | 1.074 | 1.074 | 1.074 | 1.074 | 1.074 | 1.074 | 1.074
| Res & Comm Fuel Savings with Gas | $ 000's |  |  | 0 | 8.6527 | 17.0732 | 25.2613 | 33.2171 | 40.9405 | 48.4317 | 48.4317 | 48.4317 | 48.4317 | 48.4317 | 48.4317 | 48.4317 | 48.4317 | 48.4317 | 48.4317 | 48.4317 | 48.4317 | 48.4317 | 48.4317 | 48.4317 | 48.4317 | 48.4317 | 48.4317 | 48.4317 | 48.4317 | 48.4317 | 48.4317 | 48.4317 | 48.4317 | 48.4317 | 48.4317 | 48.4317 | 48.4317 | 48.4317 | 48.4317 | 48.4317 | 48.4317 | 48.4317 | 48.4317
| Discount Factor (Mid Period) |  |  |  | 0.98058 | 0.94287 | 0.9066 | 0.87173 | 0.8382 | 0.80597 | 0.77497 | 0.74516 | 0.7165 | 0.68894 | 0.66245 | 0.63697 | 0.61247 | 0.58891 | 0.56626 | 0.54448 | 0.52354 | 0.5034 | 0.48404 | 0.46543 | 0.44752 | 0.43031 | 0.41376 | 0.39785 | 0.38255 | 0.36783 | 0.35368 | 0.34008 | 0.327 | 0.31442 | 0.30233 | 0.2907 | 0.27952 | 0.26877 | 0.25843 | 0.24849 | 0.23894 | 0.22975 | 0.22091 | 0.21241
| Fuel Savings Discounted |  |  |  | 0 | 8.1584 | 15.4786 | 22.0211 | 27.8427 | 32.9967 | 37.5329 | 36.0894 | 34.7013 | 33.3667 | 32.0833 | 30.8493 | 29.6628 | 28.522 | 27.425 | 26.3702 | 25.3559 | 24.3807 | 23.443 | 22.5413 | 21.6743 | 20.8407 | 20.0391 | 19.2684 | 18.5273 | 17.8147 | 17.1295 | 16.4707 | 15.8372 | 15.2281 | 14.6424 | 14.0792 | 13.5377 | 13.017 | 12.5164 | 12.035 | 11.5721 | 11.127 | 10.6991 | 10.2876
| Cumulative Fuel Savings: Discounted | $ 000's |  |  | 0 | 8.1584 | 23.6369 | 45.658 | 73.5007 | 106.4973 | 144.0303 | 180.1197 | 214.821 | 248.1876 | 280.271 | 311.1203 | 340.7831 | 369.3051 | 396.7301 | 423.1002 | 448.4561 | 472.8368 | 496.2798 | 518.8211 | 540.4954 | 561.3362 | 581.3753 | 600.6437 | 619.171 | 636.9858 | 654.1153 | 670.586 | 686.4233 | 701.6514 | 716.2938 | 730.373 | 743.9108 | 756.9278 | 769.4442 | 781.4792 | 793.0513 | 804.1783 | 814.8774 | 825.1649
| NPV Term (yrs) |  |  |  | 2024 1: 20; 2025 2: 40
| NPV of Fuel Savings $millions |  |  |  | 2024 1: 0.51882; 2025 2: 0.82516
Sum of the NPV from ind, com, and res buildings | Total NPV of fuel savings $millions for all buildings |  |  |  | 2024 1: -47.8141; 2025 2: -77.9962

## additional information
Weighted average space and water heating efficiency for commercial buildings
source
% of total building energy used for space heating | 55 | NRCan 2016 data: https://oee.nrcan.gc.ca/publications/statistics/trends/2016/commercial.cfm
% of total building energy used for water heating | 8 | NRCan 2016 data: https://oee.nrcan.gc.ca/publications/statistics/trends/2016/commercial.cfm
efficiency of NG space heating | 0.95 | p54 of EB-2022-0157 Exhibit JT1.18 Undertaking responses
efficiency of NG water heater | 0.81 | assumed to be the same as residential, value taken from I.10h.STAFF77
efficiency of electric heat pump space heating | 2.3 | average of modeled large and small commmercial cold climate air source heat pumps in Toronto from https://www.hrai.ca/uploads/userfiles/files/Dunsky__HRAI_Benefits%20of%20GSHPs_(2020-10-30)_F.PDF
efficiency of electric resistance water heater | 0.91 | assumed to be the same as residential, value taken from https://www.rheem.com/product/marathon-50-gallon-electric-water-heater-with-limited-lifetime-warranty-msr50245c
weighted average space/water heating efficiency for NG and other fuels | 0.93222
weighted average space/water heating efficiency for electricity | 2.1235
Weighted average space and water heating efficiency for residential buildings
source
% of total building energy used for space heating | 61 | NRCan 2016 data: https://oee.nrcan.gc.ca/publications/statistics/trends/2016/commercial.cfm
% of total building energy used for water heating | 19 | NRCan 2016 data: https://oee.nrcan.gc.ca/publications/statistics/trends/2016/commercial.cfm
efficiency of NG space heating | 0.95 | p54 of EB-2022-0157 Exhibit JT1.18 Undertaking responses
efficiency of NG water heater | 0.81 | assumed to be the same as residential, value taken from I.10h.STAFF77
efficiency of electric heat pump space heating | 2.93 | I.10h.STAFF77 and Exhibit I.10.EGI.ED.33
efficiency of electric heat pump water heater | 3.75 | Home Depot 50 gal hybrid heat pump water heater https://www.homedepot.ca/product/rheem-proterra-50-gallon-189l-10-year-4-5kw-hybrid-high-efficiency-tank-electric-water-heater/1001586346
weighted average space/water heating efficiency for NG and other fuels | 0.91675
weighted average space/water heating efficiency for electricity | 3.1248
Modeling assumptions
The average efficiency of gas furnaces in existing homes is assumed to be 95%, this was used to determine the average heating load.
The carbon tax rate for after April 1 was used as the annual rate for that calendar year.
Gas rates included all variable rates charged per m3. For the gas delivery rates, the average monthly rate for the first 300m3 was used (tiered pricing is used for delivery charges).
The majority of installations are in new buildings where upgrades to electrical panels and ductwork are not required
HydroOne medium density electricity rates were used
Enbridge Gas Union South rates were used
All new residential customers will choose electric heat pumps for space and water heating over oil or propane due to their lower operational and lifetime costs
All new commercial customers will choose electric heat pumps and electric water heaters over oil or propane due to their lower operational and lifetime costs
All new industrial customers will choose the alternative fuel mix used in Enbridge's modeling
The carbon tax increases to $170/ton in 2030 then remains at that rate
Residential fuel prices were used for all building types