## Model Inputs
Data Required for Cost Benchmarking
Toronto Hydro-Electric System Limited
Select Distributor from Dropdown Box: |  |  |  | Toronto Hydro-Electric System Limited | History | Bridge Year | Test Year | Additonal Years for Custom IR Filings
Required Item |  |  |  |  | 2022 | 2023 | 2024 | 2025 | 2026 | 2027 | 2028 | 2029 | The values provided for 2023-2028 are placeholder values that must be replaced
Gross Capital Cost Additions Data
1 |  | Total Gross Capital Additions |  |  | 681954313.12 | 768296258.4521 | 760975058.2747 | 757172875.9937 | 847752882.9554 | 935650544.7699 | 925220827.5442 | 1046281351.7203 | Enter Values
2 |  | HV Gross Capital Additions |  |  | 0 | 38315420.1509 | 7145488.7484 | 120773.6213 | 139616.4479 | 205026.3265 | 132841.0989 | 132476.0171 | Enter Values
Output and Other Business Conditions
3 |  | Number of Customers |  |  | 790518 | 793231.1707 | 796523.895 | 799580.4598 | 802549.6347 | 805222.9623 | 807936.8786 | 810451.4945 | Enter Values
4 |  | Delivery Volume |  |  | 23480523117.11 | 23143884524.3153 | 23137120955.4428 | 22923991172.221 | 22881964613.9366 | 22854496769.6652 | 22958809958.9876 | 22918843605.1203 | Enter Values
5 |  | Annual Peak Demand |  |  | 4276455 | 4310106.3715 | 4297900.3789 | 4270092.858 | 4262402.3637 | 4257514.2826 | 4265705.2361 | 4270053.9658 | Enter Values
6 |  | Distribution Circuit-km |  |  | 29158 | 29268.8004 | 29380.0218 | 29491.6659 | 29603.7343 | 29716.2284 | 29829.1501 | 29942.5009 | Enter Values
7 |  | Ten Year Customer Growth Percentage |  |  | 9.999% | 7.985% | 7.023% | 5.442% | 5.333% | 4.854% | 4.571% | 4.184% | Enter Values
Inflation Measures
8 |  | Wage Growth |  |  | 2022: 3.045% |  | The applicability of the wage index used in the benchmarking analysis has been reviewed by the OEB. Please refer to EB-2021-0212 and subsequent proceedings for policy regarding inflation measures.
9 |  | Growth in Economy-wide Inflation |  |  | 5.859% | 3.61% | 2.57% | 2.6% | 2% | 2% | 2% | 2% | Enter values. The value provided is an arbitrary placeholder.
10 |  | Rate of Return (WACC) |  |  | 5.465% | 6.67% | 6.5% | 6.17% | 6.17% | 6.17% | 6.17% | 6.17% | Enter Values. The default value provided is for 2022.
OM&A Expenses Included in Cost Benchmarking
|  |  | Y | Use Method 1 [1A - 1B + 1C] | 264587694.45 | 301274908.69 | 325251912.14 | 341712773.04 | 356706885.55 | 369970753.92 | 385264425.66 | 399212599.14 | Formula
Choose a Method:
|  |  | N | Use Method 2 [2A - 2B + 2C] | 264587694.45 | 264587694.45 | 264587694.45 | 264587694.45 | 264587694.45 | 264587694.45 | 264587694.45 | 264587694.45 | Formula
11 |  |  | OM&A Values Transfered to Calculations Worksheet |  | 264587694.45 | 301274908.69 | 325251912.14 | 341712773.04 | 356706885.55 | 369970753.92 | 385264425.66 | 399212599.14 | Formula
|  | Method 1: Enter Values Calculated Elsewhere |  |  | 2023: Enter Values Supported by Separate Calculations
|  | 1A | Total OM&A Consistent with accounts included in [2B] |  | 266281658.25 | 301500000 | 325500000 | 343000000 | 358000000 | 370200000 | 385500000 | 399600000 | Enter Values
|  | 1B | HV Cost (Accounts 5014, 5015, and 5112) if included in total |  | 1693963.8 | 225091.31 | 248087.86 | 1287226.96 | 1293114.45 | 229246.08 | 235574.34 | 387400.86 | Enter Values
|  | 1C | LV Adjustment |  | 2022: 0 | Enter Values
Method 2: Enter Detailed Data
OM&A Data
|  |  | 5005 | Operation Supervision and Engineering | 20843674.34 | 20843674.34 | 20843674.34 | 20843674.34 | 20843674.34 | 20843674.34 | 20843674.34 | 20843674.34 | Enter Values
|  |  | 5010 | Load Dispatching | 6563799.73 | 6563799.73 | 6563799.73 | 6563799.73 | 6563799.73 | 6563799.73 | 6563799.73 | 6563799.73 | Enter Values
|  |  | 5012 | Station Buildings and Fixtures | 227653.96 | 227653.96 | 227653.96 | 227653.96 | 227653.96 | 227653.96 | 227653.96 | 227653.96 | Enter Values
|  |  | 5014 | Transformer Station Equipment - Operation Labor | 102538.85 | 102538.85 | 102538.85 | 102538.85 | 102538.85 | 102538.85 | 102538.85 | 102538.85 | Enter Values
|  |  | 5015 | Transformer Station Equipment - Operation Supplies and Expenses | 55576.16 | 55576.16 | 55576.16 | 55576.16 | 55576.16 | 55576.16 | 55576.16 | 55576.16 | Enter Values
|  |  | 5016 | Distribution Station Equipment - Operation Labor | 4796188.36 | 4796188.36 | 4796188.36 | 4796188.36 | 4796188.36 | 4796188.36 | 4796188.36 | 4796188.36 | Enter Values
|  |  | 5017 | Distribution Station Equipment - Operation Supplies and Expenses | 2150365.76 | 2150365.76 | 2150365.76 | 2150365.76 | 2150365.76 | 2150365.76 | 2150365.76 | 2150365.76 | Enter Values
|  |  | 5020 | Overhead Distribution Lines and Feeders - Operation Labor | 502350.74 | 502350.74 | 502350.74 | 502350.74 | 502350.74 | 502350.74 | 502350.74 | 502350.74 | Enter Values
|  |  | 5025 | Overhead Distribution Lines and Feeders - Operation Supplies and Expenses | 1524306.54 | 1524306.54 | 1524306.54 | 1524306.54 | 1524306.54 | 1524306.54 | 1524306.54 | 1524306.54 | Enter Values
|  |  | 5035 | Overhead Distribution Transformers - Operation | 0 | 0 | 0 | 0 | 0 | 0 | 0 | 0 | Enter Values
|  |  | 5040 | Underground Distribution Lines and Feeders - Operation Labor | 621245.91 | 621245.91 | 621245.91 | 621245.91 | 621245.91 | 621245.91 | 621245.91 | 621245.91 | Enter Values
|  |  | 5045 | Underground Distribution Lines and Feeders - Operation Supplies and Expenses | 5634732.66 | 5634732.66 | 5634732.66 | 5634732.66 | 5634732.66 | 5634732.66 | 5634732.66 | 5634732.66 | Enter Values
|  |  | 5055 | Overhead Distribution Lines and Feeders | 74725.18 | 74725.18 | 74725.18 | 74725.18 | 74725.18 | 74725.18 | 74725.18 | 74725.18 | Enter Values
|  |  | 5065 | Meter Expense | 335615.99 | 335615.99 | 335615.99 | 335615.99 | 335615.99 | 335615.99 | 335615.99 | 335615.99 | Enter Values
|  |  | 5070 | Customer Premises - Operation Labor | 1456776.51 | 1456776.51 | 1456776.51 | 1456776.51 | 1456776.51 | 1456776.51 | 1456776.51 | 1456776.51 | Enter Values
|  |  | 5075 | Customer Premises - Operation Materials and Supplies | 3270369.07 | 3270369.07 | 3270369.07 | 3270369.07 | 3270369.07 | 3270369.07 | 3270369.07 | 3270369.07 | Enter Values
|  |  | 5085 | Miscellaneous Distribution Expense | 3498741.86 | 3498741.86 | 3498741.86 | 3498741.86 | 3498741.86 | 3498741.86 | 3498741.86 | 3498741.86 | Enter Values
|  |  | 5090 | Underground Distribution Lines and Feeders - Rental Paid | 0 | 0 | 0 | 0 | 0 | 0 | 0 | 0 | Enter Values
|  |  | 5095 | Overhead Distribution Lines and Feeders - Rental Paid | 0 | 0 | 0 | 0 | 0 | 0 | 0 | 0 | Enter Values
|  |  | 5096 | Other Rent (Distribution) | 0 | 0 | 0 | 0 | 0 | 0 | 0 | 0 | Enter Values
|  |  |  | Subtotal: Operation | 51658661.62 | 51658661.62 | 51658661.62 | 51658661.62 | 51658661.62 | 51658661.62 | 51658661.62 | 51658661.62 | Formula
|  |  | 5105 | Maintenance Supervision and Engineering | 22686910.5 | 22686910.5 | 22686910.5 | 22686910.5 | 22686910.5 | 22686910.5 | 22686910.5 | 22686910.5 | Enter Values
|  |  | 5110 | Maintenance of Buildings and Fixtures | 15617200.86 | 15617200.86 | 15617200.86 | 15617200.86 | 15617200.86 | 15617200.86 | 15617200.86 | 15617200.86 | Enter Values
|  |  | 5112 | Maintenance of Transformer Station Equipment | 1535848.79 | 1535848.79 | 1535848.79 | 1535848.79 | 1535848.79 | 1535848.79 | 1535848.79 | 1535848.79 | Enter Values
|  |  | 5114 | Maintenance of Distribution Station Equipement | 1655160.87 | 1655160.87 | 1655160.87 | 1655160.87 | 1655160.87 | 1655160.87 | 1655160.87 | 1655160.87 | Enter Values
|  |  | 5120 | Maintenance of Poles, Towers and Fixtures | 1751461.01 | 1751461.01 | 1751461.01 | 1751461.01 | 1751461.01 | 1751461.01 | 1751461.01 | 1751461.01 | Enter Values
|  |  | 5125 | Maintenance of Overhead Conductors and Devices | 7291416.26 | 7291416.26 | 7291416.26 | 7291416.26 | 7291416.26 | 7291416.26 | 7291416.26 | 7291416.26 | Enter Values
|  |  | 5130 | Maintenance of Overhead Services | 619489.35 | 619489.35 | 619489.35 | 619489.35 | 619489.35 | 619489.35 | 619489.35 | 619489.35 | Enter Values
|  |  | 5135 | Overhead Distribution Lines and Feeders - Right of Way | 3431165.57 | 3431165.57 | 3431165.57 | 3431165.57 | 3431165.57 | 3431165.57 | 3431165.57 | 3431165.57 | Enter Values
|  |  | 5145 | Maintenance of Underground Conduit | 2092068.51 | 2092068.51 | 2092068.51 | 2092068.51 | 2092068.51 | 2092068.51 | 2092068.51 | 2092068.51 | Enter Values
|  |  | 5150 | Maintenance of Underground Conductors and Devices | 11161608.66 | 11161608.66 | 11161608.66 | 11161608.66 | 11161608.66 | 11161608.66 | 11161608.66 | 11161608.66 | Enter Values
|  |  | 5155 | Maintenance of Underground Services | 148791.72 | 148791.72 | 148791.72 | 148791.72 | 148791.72 | 148791.72 | 148791.72 | 148791.72 | Enter Values
|  |  | 5160 | Maintenance of Line Transformers | 676834.63 | 676834.63 | 676834.63 | 676834.63 | 676834.63 | 676834.63 | 676834.63 | 676834.63 | Enter Values
|  |  | 5175 | Maintenance of Meters | 0 | 0 | 0 | 0 | 0 | 0 | 0 | 0 | Enter Values
|  |  |  | Subtotal: Maintenance | 68667956.73 | 68667956.73 | 68667956.73 | 68667956.73 | 68667956.73 | 68667956.73 | 68667956.73 | 68667956.73 | Formula
|  |  | 5305 | Supervision (Billing and Collection) | 1214045.6 | 1214045.6 | 1214045.6 | 1214045.6 | 1214045.6 | 1214045.6 | 1214045.6 | 1214045.6 | Enter Values
|  |  | 5310 | Meter Reading Expense | 4517280.42 | 4517280.42 | 4517280.42 | 4517280.42 | 4517280.42 | 4517280.42 | 4517280.42 | 4517280.42 | Enter Values
|  |  | 5315 | Customer Billing | 24400610.21 | 24400610.21 | 24400610.21 | 24400610.21 | 24400610.21 | 24400610.21 | 24400610.21 | 24400610.21 | Enter Values
|  |  | 5320 | Collecting | 4071457.46 | 4071457.46 | 4071457.46 | 4071457.46 | 4071457.46 | 4071457.46 | 4071457.46 | 4071457.46 | Enter Values
|  |  | 5325 | Collecting - Cash Over and Short | 0 | 0 | 0 | 0 | 0 | 0 | 0 | 0 | Enter Values
|  |  | 5330 | Collection Charges | 0 | 0 | 0 | 0 | 0 | 0 | 0 | 0 | Enter Values
|  |  | 5340 | Miscellaneous Customer Account Expenses | 0 | 0 | 0 | 0 | 0 | 0 | 0 | 0 | Enter Values
|  |  |  | Subtotal : Billing and Collections | 34203393.69 | 34203393.69 | 34203393.69 | 34203393.69 | 34203393.69 | 34203393.69 | 34203393.69 | 34203393.69 | Formula
|  |  | 5405 | Supervision (Community Relations) | 0 | 0 | 0 | 0 | 0 | 0 | 0 | 0 | Enter Values
|  |  | 5410 | Community Relations - Sundry | 0 | 0 | 0 | 0 | 0 | 0 | 0 | 0 | Enter Values
|  |  | 5420 | Community Safety Program | 2171412.02 | 2171412.02 | 2171412.02 | 2171412.02 | 2171412.02 | 2171412.02 | 2171412.02 | 2171412.02 | Enter Values
|  |  | 5425 | Miscellaneous Customer Service and Informational Expenses | 0 | 0 | 0 | 0 | 0 | 0 | 0 | 0 | Enter Values
|  |  |  | Subtotal: Community Relations | 2171412.02 | 2171412.02 | 2171412.02 | 2171412.02 | 2171412.02 | 2171412.02 | 2171412.02 | 2171412.02 | Formula
|  |  | 5605 | Executive Salaries and Expenses | 4087733.66 | 4087733.66 | 4087733.66 | 4087733.66 | 4087733.66 | 4087733.66 | 4087733.66 | 4087733.66 | Enter Values
|  |  | 5610 | Management Salaries and Expenses | 14521856.1 | 14521856.1 | 14521856.1 | 14521856.1 | 14521856.1 | 14521856.1 | 14521856.1 | 14521856.1 | Enter Values
|  |  | 5615 | General Administrative Salaries and Expenses | 28900874.38 | 28900874.38 | 28900874.38 | 28900874.38 | 28900874.38 | 28900874.38 | 28900874.38 | 28900874.38 | Enter Values
|  |  | 5620 | Office Supplies | 482498.82 | 482498.82 | 482498.82 | 482498.82 | 482498.82 | 482498.82 | 482498.82 | 482498.82 | Enter Values
|  |  | 5625 | Administrative Expense Transferred - Credit | 0 | 0 | 0 | 0 | 0 | 0 | 0 | 0 | Enter Values
|  |  | 5630 | Outside Services Employed | 19217727.94 | 19217727.94 | 19217727.94 | 19217727.94 | 19217727.94 | 19217727.94 | 19217727.94 | 19217727.94 | Enter Values
|  |  | 5640 | Injuries and Damages | 4209632.83 | 4209632.83 | 4209632.83 | 4209632.83 | 4209632.83 | 4209632.83 | 4209632.83 | 4209632.83 | Enter Values
|  |  | 5645 | OMERS Pensions and Benefits | 0 | 0 | 0 | 0 | 0 | 0 | 0 | 0 | Enter Values
|  |  | 5646 | Employee Pensions and OPEB | 0 | 0 | 0 | 0 | 0 | 0 | 0 | 0 | Enter Values
|  |  | 5647 | Employee Sick Leave | 0 | 0 | 0 | 0 | 0 | 0 | 0 | 0 | Enter Values
|  |  | 5650 | Franchise Requirements | 0 | 0 | 0 | 0 | 0 | 0 | 0 | 0 | Enter Values
|  |  | 5655 | Regulatory Expenses | 4350817.96 | 4350817.96 | 4350817.96 | 4350817.96 | 4350817.96 | 4350817.96 | 4350817.96 | 4350817.96 | Enter Values
|  |  | 5665 | Miscellaneous General Expenses | 146671.64 | 146671.64 | 146671.64 | 146671.64 | 146671.64 | 146671.64 | 146671.64 | 146671.64 | Enter Values
|  |  | 5670 | Rent (Administrative and General) | 15702.71 | 15702.71 | 15702.71 | 15702.71 | 15702.71 | 15702.71 | 15702.71 | 15702.71 | Enter Values
|  |  | 5672 | Lease Payment Expense | 0 | 0 | 0 | 0 | 0 | 0 | 0 | 0 | Enter Values
|  |  | 5675 | Maintenance of General Plant | 31774932.61 | 31774932.61 | 31774932.61 | 31774932.61 | 31774932.61 | 31774932.61 | 31774932.61 | 31774932.61 | Enter Values
|  |  | 5680 | Electrical Safety Authority Fees | 481788 | 481788 | 481788 | 481788 | 481788 | 481788 | 481788 | 481788 | Enter Values
|  |  |  | Sutotal: A&G Expenses | 108190236.65 | 108190236.65 | 108190236.65 | 108190236.65 | 108190236.65 | 108190236.65 | 108190236.65 | 108190236.65 | Formula
|  |  | 5635 | Property Insurance | 1389997.54 | 1389997.54 | 1389997.54 | 1389997.54 | 1389997.54 | 1389997.54 | 1389997.54 | 1389997.54 | Enter Values
|  |  | 6210 | Life Insurance | 0 | 0 | 0 | 0 | 0 | 0 | 0 | 0 | Enter Values
|  |  |  | Subtotal: Insurance | 1389997.54 | 1389997.54 | 1389997.54 | 1389997.54 | 1389997.54 | 1389997.54 | 1389997.54 | 1389997.54 | Formula
|  |  | 5515 | Advertinsing | 0 | 0 | 0 | 0 | 0 | 0 | 0 | 0 | Enter Values
|  |  |  | Subtotal Advertising | 0 | 0 | 0 | 0 | 0 | 0 | 0 | 0 | Formula
|  |  | 2A | Total of Above Accounts Used for Benchmarking | 266281658.25 | 266281658.25 | 266281658.25 | 266281658.25 | 266281658.25 | 266281658.25 | 266281658.25 | 266281658.25 | Formula
Adjustments to OM&A for Benchmarking
|  |  |  | 5014 | 102538.85 | 102538.85 | 102538.85 | 102538.85 | 102538.85 | 102538.85 | 102538.85 | 102538.85 | Formula
|  |  |  | 5015 | 55576.16 | 55576.16 | 55576.16 | 55576.16 | 55576.16 | 55576.16 | 55576.16 | 55576.16 | Formula
|  |  |  | 5112 | 1535848.79 | 1535848.79 | 1535848.79 | 1535848.79 | 1535848.79 | 1535848.79 | 1535848.79 | 1535848.79 | Formula
|  |  | 2B | Subtotal: HV Adjustment (to subtract from cost) | 1693963.8 | 1693963.8 | 1693963.8 | 1693963.8 | 1693963.8 | 1693963.8 | 1693963.8 | 1693963.8 | Formula
|  |  | 2C | LV Adjustment | 0 | 0 | 0 | 0 | 0 | 0 | 0 | 0 | Enter Values

## Benchmarking Calculations
Benchmarking Calculations for LDC Forecasting | [15 empty] | Used to populate the drop down box
| Selected LDC from the Model Inputs Worksheet: |  |  | Toronto Hydro-Electric System Limited | [10 empty] | 1 | Click to Choose a Distributor | Alectra Utilities Corporation | Algoma Power Inc. | Atikokan Hydro Inc. | Bluewater Power Distribution Corporation | Burlington Hydro Inc. | Canadian Niagara Power Inc. | Centre Wellington Hydro Ltd. | Chapleau Public Utilities Corporation | Cooperative Hydro Embrun Inc. | E.L.K. Energy Inc. | Elexicon Energy Inc. | Entegrus Powerlines Inc. | ENWIN Utilities Ltd. | EPCOR Electricity Distribution Ontario Inc. | ERTH Power Corporation | Essex Powerlines Corporation | Festival Hydro Inc. | Fort Frances Power Corporation | Greater Sudbury Hydro Inc. | Grimsby Power Incorporated | Halton Hills Hydro Inc. | Hearst Power Distribution Company Limited | Hydro 2000 Inc. | Hydro Hawkesbury Inc. | Hydro One Networks Inc. | Hydro Ottawa Limited | Innpower Corporation | Kingston Hydro Corporation | Lakefront Utilities Inc. | Lakeland Power Distribution Ltd. | London Hydro Inc. | Milton Hydro Distribution Inc. | Newmarket-Tay Power Distribution Ltd. | Niagara Peninsula Energy Inc. | Niagara-on-the-Lake Hydro Inc. | North Bay Hydro Distribution Limited | Northern Ontario Wires Inc. | Oakville Hydro Electricity Distribution Inc. | Orangeville Hydro Limited | Oshawa PUC Networks Inc. | Ottawa River Power Corporation | PUC Distribution Inc. | Renfrew Hydro Inc. | Rideau St. Lawrence Distribution Inc. | Sioux Lookout Hydro Inc. | Synergy North Corporation | Tillsonburg Hydro Inc. | Toronto Hydro-Electric System Limited | Wasaga Distribution Inc. | Welland Hydro-Electric System Corp. | Wellington North Power Inc. | Westario Power Inc. | Enova Power Corp. | GrandBridge Energy Inc.
[7 empty] | Forecasted Values | [7 empty] | 2
| Line Reference Number |  | Row Number on 2.1.7 | Account |  | 2022 | 2023 | 2024 | 2025 | 2026 | 2027 | 2028 | 2029 | Data Item Number | 3 |  | 2022 | 2022 | 2022 | 2022 | 2022 | 2022 | 2022 | 2022 | 2022 | 2022 | 2022 | 2022 | 2022 | 2022 | 2022 | 2022 | 2022 | 2022 | 2022 | 2022 | 2022 | 2022 | 2022 | 2022 | 2022 | 2022 | 2022 | 2022 | 2022 | 2022 | 2022 | 2022 | 2022 | 2022 | 2022 | 2022 | 2022 | 2022 | 2022 | 2022 | 2022 | 2022 | 2022 | 2022 | 2022 | 2022 | 2022 | 2022 | 2022 | 2022 | 2022 | 2022 | 2022 | 2022
4
Section 1: Source Data and OM&A Calculations | [14 empty] | 5
6
| 1 | OM&A Data (Detail may be hidden or expanded using the +/- buttons to the left of the row numbers) | [12 empty] | 7
| 2 | 5005 | 2 | Operation Supervision and Engineering |  | 20843674.34 | [8 empty] | 8 |  | 10447220.07 | 130318.61 | 0 | 651590 | 0 | 77867.87 | 102980.8 | 0 | 0 | 107038.88 | 2270290.93 | 682060.75 | 2598062.44 | 376462.33 | 599475.44 | 124272.11 | 128632.72 | 160518.03 | 1545299.25 | 146883.7 | 494304.06 | 0 | 0 | 0 | 4229828.46 | 0 | 203862.88 | 303072.85 | 87321.1 | 0 | 2614565.4 | 0 | 391898.35 | 873470.91 | 41225.41 | 245375.7 | 256869.12 | 3331092.02 | 425875.15 | 179558.99 | 166008.11 | 517890.64 | 43149.46 | 139060.73 | 0 | 380830.65 | 67041.59 | 20843674.34 | 0 | 262633.42 | 107733.24 | 0 | 4688370.35 | 1518595.71
| 3 | 5010 | 3 | Load Dispatching |  | 6563799.73 | [8 empty] | 9 |  | 11708037.14 | 128953.35 | 0 | 481317 | 1809825.93 | 274583.03 | 22662.62 | 0 | 0 | 13886.88 | 1511634.5 | 124664.54 | 602740.95 | 82671.22 | 9387.21 | 23390.43 | 108535.67 | 0 | 681247.92 | 66418.07 | 0 | 0 | 9173 | 0 | 1013913.86 | 2656489.25 | 70889.57 | 767075.3 | 0 | 36908.66 | 2772556.35 | 315126 | 0 | 11361.46 | 37020.46 | 255603.65 | 1210.53 | 1686117.93 | 0 | 0 | 5427.55 | 342603.78 | 0 | 0 | 0 | 1009915.04 | 0 | 6563799.73 | 13292 | 323467.55 | 0 | 0 | 1647861.15 | 1301220.64
| 4 | 5012 | 4 | Station Buildings and Fixtures |  | 227653.96 | [8 empty] | 10 |  | 0 | 114581.23 | 0 | 27779 | 107696.85 | 123757.57 | 74342.82 | 0 | 0 | 0 | 492909.38 | 0 | 0 | 38652.17 | 0 | 0 | 32945.06 | 36216.93 | 151730.52 | 21299.35 | 21210.0603 | 0 | 0 | 0 | 1838041.07 | 2228623.54 | 86191.17 | 62439.3 | 0 | 0 | 400618.63 | 0 | 72184.41 | 50169.47 | 0 | 68725.43 | 4709.83 | 365507.27 | 0 | 69105.58 | 92163.89 | 540972.34 | 430.23 | 943.95 | 0 | 214570.03 | 0 | 227653.96 | 0 | 12850.77 | 21057.39 | 0 | 0 | 5331.4
| 5 | 5014 | 5 | Transformer Station Equipment - Operation Labor |  | 102538.85 | [8 empty] | 11 |  | 0 | 0 | 0 | 0 | 0 | 0 | 0 | 0 | 0 | 0 | 23276.5 | 0 | 232254.15 | 0 | 0 | 0 | 57108.69 | 6032.63 | 0 | 17177.23 | 13595.33 | 0 | 0 | 29181.88 | 446362.83 | 238188.55 | 0 | 0 | 0 | 0 | 0 | 0 | 0 | 4992.5 | 3010.08 | 0 | 0 | 170056.51 | 0 | 0 | 0 | 17758.47 | 0 | 0 | 0 | 0 | 0 | 102538.85 | 0 | 0 | 0 | 0 | 477602.53 | 356.96
| 6 | 5015 | 6 | Transformer Station Equipment - Operation Supplies and Expenses |  | 55576.16 | [8 empty] | 12 |  | 0 | 0 | 0 | 0 | 0 | 0 | 0 | 0 | 0 | 0 | 130851.93 | 0 | -915.26 | 0 | 0 | 0 | 92465.35 | 16933.86 | 0 | 50599.33 | 5748.8414 | 0 | 0 | 33958.81 | 120527.71 | 66720.46 | 0 | 0 | 0 | 0 | 0 | 0 | 0 | 182433.74 | 1625.66 | 0 | 0 | 73738.08 | 0 | 0 | 0 | 12550.96 | 0 | 0 | 0 | 7102.62 | 0 | 55576.16 | 0 | 0 | 0 | 0 | 511280.74 | 337588.53
| 7 | 5016 | 7 | Distribution Station Equipment - Operation Labor |  | 4796188.36 | [8 empty] | 13 |  | 2447953.49 | 61618.67 | 5618.25 | 0 | 254889.39 | 9639.35 | 0 | 3709.25 | 0 | 84.58 | 144525.24 | 64968.94 | 0 | 0 | 9346.61 | 0 | 0 | 0 | 650843 | 0 | 220637.58 | 0 | 0 | 3214.9 | 3992175.31 | 932467.41 | 11053.37 | 93270.96 | 57449.67 | 11736.98 | 161271.79 | 37179 | 75919 | 0 | 0 | 0 | 9699.02 | 34485.42 | 8847.63 | 0 | 15015.94 | 160477.23 | 15623.2 | 1200.58 | 0 | 0 | 0 | 4796188.36 | 16755.16 | 0 | 3878.13 | 0 | 30066.4 | 0
| 8 | 5017 | 8 | Distribution Station Equipment - Operation Supplies and Expenses |  | 2150365.76 | [8 empty] | 14 |  | 1322248.66 | 22762.84 | 1422.02 | 12325 | 360326.91 | 9911.04 | 23563 | 3010.32 | 1072.17 | 0 | 54653.13 | 100248.83 | 0 | 41094.8 | 928.65 | 0 | 0 | 0 | 195826.6 | 3272.7 | 16678.1702 | 0 | 0 | 2676.86 | 1143087.54 | 237017.06 | 8909.75 | 16127.96 | 0 | 0 | 144753.32 | 75260 | 21866.5 | 0 | 0 | 0 | 11000.04 | 1179.13 | 28242.05 | 0 | 427.73 | 18876.59 | 51830.3 | 0 | 0 | 100245.85 | 20826.99 | 2150365.76 | 4300.8 | 112837.1 | 26170.52 | 0 | 57540.32 | 0
| 9 | 5020 | 9 | Overhead Distribution Lines and Feeders - Operation Labor |  | 502350.74 | [8 empty] | 15 |  | 24147912.84 | 85409.72 | 300377.17 | 16731 | 365283.68 | 116483.17 | 889.93 | 113835.24 | 0 | 856.22 | 913976.21 | 193851.74 | 1918135.29 | 105196.22 | 9859.32 | 221100.32 | 19565.01 | 32062.49 | 189221.53 | 37896.29 | 473404.14 | 1894.36 | 0 | 3914.91 | 7566633.43 | 70504.95 | 14933.72 | 153627.09 | 120629.68 | 15532.31 | 126797.47 | 14173 | 47603.77 | 66748.35 | 113059.25 | 9046.5 | 67739.64 | 382920.19 | 20469.59 | 824315.17 | 20258.71 | 509766.32 | 25339.91 | 1799.19 | 423995.58 | 139953.69 | 1070.06 | 502350.74 | 0 | 221672.94 | 14108.86 | 3370.54 | 1240113.58 | 314297.55
| 10 | 5025 | 10 | Overhead Distribution Lines and Feeders - Operation Supplies and Expenses |  | 1524306.54 | [8 empty] | 16 |  | 11579288.77 | 103603.89 | 51798.3 | 106353 | 520931.13 | 37185.59 | 12992.27 | 47918.26 | 0 | 41 | 605760.25 | 7862.79 | 143732.29 | -19528.05 | 1021.55 | 140304.59 | 45188.99 | 8203.8 | 403176.21 | 13587.87 | 14454.7571 | 75224.68 | 0 | 1313 | 252332.88 | 60529.81 | 7512.61 | 53973.69 | 37422.9 | 0 | 272323.39 | 0 | 49647.22 | 91174.94 | 63036.76 | 2327.19 | 2587.96 | 132771.1 | 10791.28 | 215836.59 | 632.3 | 233215.18 | 28593.77 | 1170 | 83493.17 | 825628.01 | 1116.82 | 1524306.54 | 0 | 51488.02 | 16347.19 | 0 | 248321.37 | 179467.16
| 11 | 5035 | 11 | Overhead Distribution Transformers - Operation |  | 0 | [8 empty] | 17 |  | 0 | 0 | 0 | 765 | -15990.37 | 45313.19 | 0 | 0 | 2168.04 | 9949.41 | 0 | 175.97 | 56832.7 | 170231.9 | 0 | 16692.47 | 2480.9 | 6.64 | 65108.5 | 6443.25 | 19920.8318 | 0 | 0 | 8995.52 | 0 | 175513.8 | 0 | 12857.67 | 0 | 6974.12 | 52939.12 | 0 | 5710.67 | 0 | 70.98 | 26660.81 | 18701 | 10345.67 | 0 | 0 | 2978.94 | 10814.06 | 2297.42 | 1868.32 | 11196.82 | 228247.72 | 611.3 | 0 | 0 | 0 | 2579.58 | 0 | 0 | 21391.94
| 12 | 5040 | 12 | Underground Distribution Lines and Feeders - Operation Labor |  | 621245.91 | [8 empty] | 18 |  | 8402732.2 | 14105.13 | 0 | 873196 | 48648.93 | 106146.31 | 0 | 0 | 0 | 236349.38 | 451455.06 | 137157.93 | 900344.55 | 31517.84 | 3167.14 | 96410.3 | 2574.88 | 9002.01 | 18521.62 | 3910.72 | 66221.15 | 0 | 0 | 7557 | 897183.57 | 393950.68 | 10837.08 | 52973.07 | 13514.37 | 2286.63 | 38880.65 | 0 | 218688.45 | 48695.34 | 2898.51 | 42048.67 | 522.66 | 239156.99 | 8783.26 | 43220.16 | 5877 | 214423.58 | 0 | 0 | 0 | 49102.98 | 0 | 621245.91 | 0 | 270058.78 | 787.68 | 171306.52 | 426989.4 | 257032.44
| 13 | 5045 | 13 | Underground Distribution Lines and Feeders - Operation Supplies and Expenses |  | 5634732.66 | [8 empty] | 19 |  | 13497525.84 | 0 | 0 | 301492 | 444534.93 | 240622.45 | 0 | 0 | 0 | 3945.53 | 1316422.02 | 503685.35 | 280525.15 | 916.93 | 485.78 | 24365 | 457.25 | 889.79 | 3998.1 | 63642.76 | 7750.9977 | 0 | 0 | 0 | 84110.96 | 3924792.39 | 144871.21 | 34316.25 | 9766.59 | 0 | 269975.68 | 475649 | 188132.96 | 415154.57 | 22549.05 | 126257.93 | 227.93 | 21748.52 | 2430.96 | 130 | 249.99 | 28303.41 | 34 | 0 | 5097 | 55495.74 | 0 | 5634732.66 | 0 | 0 | 11285.28 | 0 | 891154.88 | 144400.51
| 14 | 5055 | 14 | Overhead Distribution Lines and Feeders |  | 74725.18 | [8 empty] | 20 |  | 0 | 0 | 27595.12 | 0 | 2027.69 | 3362.32 | 0 | 0 | 0 | 17556.56 | 68733.11 | 9434.13 | 287428.49 | 810.25 | 0 | 45784.39 | 13071.54 | 0 | 58248.83 | 0 | 0 | 65.55 | 0 | 2665.5 | 0 | 90381 | 0 | 0 | 0 | 17196.6 | 206710.51 | 0 | 49136.33 | 0 | 0 | 0 | 841.28 | 16208.47 | 12644.54 | 0 | 11397.4 | 2475.34 | 0 | 0 | 0 | 49087.24 | 132.07 | 74725.18 | 0 | 785.01 | 3277.42 | 2838.77 | 0 | 37655.75
| 15 | 5065 | 15 | Meter Expense |  | 335615.99 | [8 empty] | 21 |  | 3360119.09 | 202938.69 | 0 | 269799 | 307855.2 | 319761.14 | 75069.26 | 6617.18 | 2609.1 | 19736.53 | 365222.05 | 125815.11 | 734272.96 | 3967.3 | 1187.2 | 257890.82 | 263742.24 | 72144.02 | 624430.36 | 256549.56 | 61772.9815 | 0 | 0 | 20646.45 | 13745425.98 | 783339.56 | 437827.03 | 549835.13 | 0 | 97780.3 | 1731292.97 | 426796 | 455155.95 | 421697.96 | 3979.35 | 191569.18 | 47222.11 | 661139.4 | 68781.93 | 178422.03 | 61926.15 | 264440.1 | 13592.85 | 8852.04 | 57918.72 | 149502.18 | 4068.88 | 335615.99 | 0 | 284235.61 | 63394.36 | 43869.38 | 1144141.96 | 1343783.67
| 16 | 5070 | 16 | Customer Premises - Operation Labor |  | 1456776.51 | [8 empty] | 22 |  | 1372748.17 | 120124.7 | 12740.99 | 610480 | 270649.76 | 2320.31 | 0 | 6852.73 | 0 | 0 | 1236736.46 | 12047.76 | 68414.09 | 0 | 0 | 420766.52 | 199902.17 | 43834.45 | 641200.61 | 74514.66 | 0 | 19514.47 | 0 | 0 | 37702135.92 | 779498.54 | 122556.34 | 227795.32 | 65909.71 | 0 | 0 | 342144 | 575556.82 | 778173.61 | 70904.48 | 19622.21 | 227285.24 | 1352561.54 | 62782.39 | 0 | 101040.72 | 266748.37 | 35567.65 | 57948.66 | 0 | 17200.68 | 39315.72 | 1456776.51 | 8293.05 | 0 | 65528.78 | 189252.54 | 16148.3 | 12096.53
| 17 | 5075 | 17 | Customer Premises - Operation Materials and Supplies |  | 3270369.07 | [8 empty] | 23 |  | 4541867.89 | 57091.66 | 0 | 113477 | 163745.1 | 0 | 0 | 960.03 | 40284.54 | 0 | 418558.36 | 2906.86 | 4142.31 | 0 | 0 | 0 | 6928.02 | 5163.63 | 52455.42 | 40762.74 | 0 | 2234.9 | 0 | 0 | 6214813.35 | 56909 | 135277.31 | -44971.82 | 0 | 0 | 0 | 150352 | 0 | 0 | 119066.93 | 0 | 113268.23 | 185979.6 | 119448.77 | 0 | 10706.55 | 9676.66 | 9147.35 | 933.74 | 0 | 4314.62 | 34396.74 | 3270369.07 | 250 | 0 | 21188.14 | 15185.95 | 12342.55 | 8734.71
| 18 | 5085 | 18 | Miscellaneous Distribution Expense |  | 3498741.86 | [8 empty] | 24 |  | 440034.57 | 419847.86 | 13270.28 | 423055 | 0 | 571627.23 | 110924.99 | 10006.62 | 5981.58 | 3800 | 1723012.78 | 0 | 12430.17 | 306521.31 | 737288.48 | 139835.44 | 13719.66 | 75944.21 | 977235.09 | 127520.18 | 32131.71 | 29924.81 | 4966.08 | 0 | 80209459.45 | 11379373.82 | 106510.42 | 200823.7 | 10510.67 | 105891.47 | 3500272.17 | 1294191 | 718074.08 | 2108307.63 | 255469.67 | -83155.94 | 133115.16 | 184169.88 | 33.22 | -50433.63 | 229177.22 | 478981.36 | 63912.9 | 79751.45 | 26532.56 | 0 | 377311.81 | 3498741.86 | 0 | 79894.42 | 88865.18 | 150453.01 | 95191.7 | 190943.88
| 19 | 5090 | 19 | Underground Distribution Lines and Feeders - Rental Paid |  | 0 | [8 empty] | 25 |  | 0 | 0 | 0 | 0 | 0 | 121.08 | 0 | 0 | 0 | 0 | 0 | 0 | 0 | 0 | 0 | 0 | 0 | 0 | 0 | 0 | 0 | 0 | 0 | 0 | 0 | 0 | 0 | 0 | 0 | 0 | 0 | 0 | 0 | 0 | 0 | 0 | 0 | 0 | 0 | 0 | 0 | 41.72 | 0 | 0 | 0 | 0 | 0 | 0 | 0 | 0 | 0 | 0 | 7156.3 | 0
| 20 | 5095 | 20 | Overhead Distribution Lines and Feeders - Rental Paid |  | 0 | [8 empty] | 26 |  | 0 | 288353.92 | 0 | 34941 | 0 | 70756.6 | 11705.62 | 4784.42 | 0 | 38158.3 | 182385.29 | 0 | 0 | 0 | 0 | 0 | 8762.92 | 0 | 168148.28 | 49183.58 | 0 | 18997.56 | 8244.63 | 2766.44 | 0 | 0 | 8916.6 | 45648.48 | 0 | 81244.8 | 131051.77 | 0 | 81795.88 | 0 | 33170.27 | 84562.52 | 21321.24 | 58701.11 | 0 | 0 | 41620.4 | 476.76 | 15206 | -42139.19 | 1113.28 | 0 | 12456.73 | 0 | 0 | 39512.54 | 0 | 44378.52 | 48347.37 | 104021.02
| 21 | 5096 | 21 | Other Rent (Distribution) |  | 0 | [8 empty] | 27 |  | 0 | 4332.25 | 50 | 0 | 0 | 0 | 0 | 0 | 0 | 0 | 0 | 0 | 0 | 27146.35 | 979 | 153685.94 | 0 | 0 | 0 | 0 | 0 | 1035 | 0 | 0 | 0 | 126000 | 0 | 0 | 0 | 0 | 0 | 0 | 0 | 0 | 0 | 0 | 0 | 0 | 27982.02 | 0 | 6900 | 204307.14 | 2154.96 | 0 | 0 | 0 | 0 | 0 | 0 | 0 | 0 | 0 | 0 | 6910.68
| 22 |  |  | Subtotal: Operation |  | 51658661.62 | [8 empty] | 28 |  | 93267688.73 | 1754042.52 | 412872.13 | 3923300 | 4640425.13 | 2009458.25 | 435131.31 | 197694.05 | 52115.43 | 451403.27 | 11910403.2 | 1964880.7 | 7838400.28 | 1165660.57 | 1373126.38 | 1664498.33 | 996081.07 | 466952.49 | 6426691.84 | 979661.99 | 1447830.61 | 148891.33 | 22383.71 | 116891.27 | 159456032.32 | 24200299.82 | 1370149.06 | 2528864.95 | 402524.69 | 375551.87 | 12424009.22 | 3130870 | 2951370.39 | 5052380.48 | 767086.86 | 988643.85 | 916320.99 | 8907878.83 | 797112.79 | 1460154.89 | 771808.6 | 3834800.01 | 306880 | 251389.47 | 609347.13 | 3231197.05 | 558348.71 | 51658661.62 | 42891.01 | 1659436.16 | 446201.75 | 620655.23 | 11542628.9 | 5783829.08
| 23 | 5105 | 22 | Maintenance Supervision and Engineering |  | 22686910.5 | [8 empty] | 29 |  | 16918292.13 | 100017.52 | 0 | 0 | 0 | 23728.2 | 21706.14 | 0 | 0 | 0 | 503978.34 | 1100737.12 | 0 | 156026.58 | 0 | 9913.68 | 0 | 84436.53 | 0 | 256820.74 | 0 | 16659.65 | 0 | 1000 | 12566490.77 | 0 | 0 | 58049.56 | 0 | 505029.71 | 1971565.46 | 0 | 105574.18 | 402393.43 | 132.68 | 502326.21 | 0 | 574830.63 | 0 | 211261.32 | 48388.17 | 0 | 0 | 0 | 0 | 1905858.3 | 3963.01 | 22686910.5 | 61018.22 | 104046.06 | 87850.63 | 0 | 0 | 166702.01
| 24 | 5110 | 23 | Maintenance of Buildings and Fixtures |  | 15617200.86 | [8 empty] | 30 |  | 1443703.58 | 1231.98 | 0 | 0 | 569211.58 | 122092.65 | 0 | 0 | 8681.89 | 0 | 9544.78 | 0 | 0 | 31614.58 | 0 | 0 | 16934.39 | 8515.8 | 59459.79 | 0 | 0 | 0 | 0 | 0 | 2067573.9 | 0 | 0 | 83200.85 | 0 | 0 | 98823.8 | 0 | 0 | 0 | 0 | 47279.64 | 0 | 32451.49 | 0 | 33092.17 | 13871.77 | 109918.33 | 0 | 0 | 0 | 10413.91 | 0 | 15617200.86 | 0 | 15047.06 | 0 | 3413.4 | 207373.54 | 2918.53
| 25 | 5112 | 24 | Maintenance of Transformer Station Equipment |  | 1535848.79 | [8 empty] | 31 |  | 0 | 0 | 0 | 0 | 0 | 0 | 0 | 0 | 0 | 0 | 0 | 0 | 554860.42 | 0 | 0 | 0 | 26183.78 | 23323.73 | 0 | 26470.84 | 0 | 0 | 0 | 0 | 1032886.73 | 505347.16 | 0 | 0 | 0 | 0 | 0 | 0 | 0 | 6532.38 | 70306.33 | 0 | 3213.41 | 51693.7 | 0 | 0 | 0 | 65495.89 | 0 | 0 | 0 | 3590.17 | 0 | 1535848.79 | 0 | 0 | 0 | 0 | 791683.91 | 12071.14
| 26 | 5114 | 25 | Maintenance of Distribution Station Equipement |  | 1655160.87 | [8 empty] | 32 |  | 5890749.13 | 14027.13 | 8054.62 | 92852 | 529672.62 | 64217.73 | 31337.27 | 0 | 10543.83 | 0 | 438952.47 | 173346.96 | 4078.55 | 57548.6 | 56892.06 | 0 | 127.46 | 0 | 59236.29 | 0 | 82066.77 | 0 | 0 | 0 | 9726350.05 | 631317.74 | 77408.84 | 186815.37 | 0 | 68391.37 | 926994.39 | 0 | 90322.93 | 40476.74 | 6610.5 | 148899.65 | 13712.84 | 202799.41 | 1459.4 | 350071.02 | 120817.23 | 155872.22 | 353.66 | 123395.5 | 0 | 197295.98 | 30.96 | 1655160.87 | 0 | 64083.44 | 24845.67 | 280817.71 | 234334.68 | 0
| 27 | 5120 | 26 | Maintenance of Poles, Towers and Fixtures |  | 1751461.01 | [8 empty] | 33 |  | -1635.7 | 89308.15 | 5407.53 | 3265 | 113043.74 | 57661.3 | 44284.83 | 2839.14 | 7174.02 | 69640.3 | 69371.82 | 167467.35 | 1095880.5 | 11740.6 | 83678.75 | 97518.18 | 113834.78 | 5907.28 | 72412.92 | 60254.05 | 6902.56 | 97493.52 | 15085.75 | 22698.88 | 22684071.96 | 3104012.85 | 39382.18 | 102527.75 | 0 | 92014.93 | 478614.13 | 275249 | 32575.43 | 200614.2 | 32300 | 77078.51 | 46055.48 | 56344.82 | 1520.85 | 112283.56 | 76827.89 | 17064.75 | 1530.26 | 43471.05 | 40856.98 | 440804.53 | 6670.64 | 1751461.01 | 55184.39 | 116327.59 | 17152.36 | 169037.23 | 630331.02 | 223341.63
| 28 | 5125 | 27 | Maintenance of Overhead Conductors and Devices |  | 7291416.26 | [8 empty] | 34 |  | 1152652.34 | 625002.65 | 35067.36 | 47118 | 1893100.6 | 419010.81 | 16906.71 | 34629.83 | 7241.76 | 121347.94 | 624516.97 | 416108.76 | 0 | 47042.99 | 184264.23 | 269510.17 | 111440.44 | 7430.77 | 90065.32 | 65305.34 | 0 | 133095.74 | 9999.45 | 44705.15 | 37949003.56 | 1133500.95 | 65157.88 | 265350.96 | 0 | 170801.53 | 1807614.98 | 363206 | 246285 | 959888.89 | 56695.42 | 263872.22 | 316269.26 | -47809.43 | 36985.77 | 0 | 99398.33 | 753021.16 | 5391.99 | 202003.67 | 0 | 2030698.15 | 32178.16 | 7291416.26 | 103439.04 | 647867.63 | 15933.14 | 379356.26 | 1456811.74 | 1080977.36
| 29 | 5130 | 28 | Maintenance of Overhead Services |  | 619489.35 | [8 empty] | 35 |  | 0 | 299228.28 | 3308.41 | 238240 | 559444.09 | 326722.18 | 106332.72 | 0 | 0 | 82693.21 | 38661.01 | 304231.7 | 119851.78 | 244453.02 | 302145.26 | 180738.29 | 949266.45 | 11289.47 | 318031.19 | 44991.07 | 0 | 820.69 | 0 | 12505.2 | 10159873.44 | 2433132.12 | 245411.62 | 93930.11 | 210237.89 | 810237.65 | 240010.15 | 0 | 0 | 265949.92 | 68984.34 | 310748.67 | 112874.02 | 17106.33 | 22022.34 | 0 | 47796.15 | 20272.65 | 14364.31 | 75316.18 | 0 | 501884.57 | 22098.36 | 619489.35 | 59328.3 | 437270.94 | 19143.31 | 127980.39 | 1364895.97 | 1297051.85
| 30 | 5135 | 29 | Overhead Distribution Lines and Feeders - Right of Way |  | 3431165.57 | [8 empty] | 36 |  | 4834234.54 | 3821810.81 | 41721.16 | 365703 | 696259.95 | 588145.54 | 64445.1 | 4741.58 | 6950 | 260269.61 | 1174709.3 | 459319.9 | 1019122.62 | 182446.03 | 189438.14 | 466342.79 | 192002.92 | 71315.65 | 392869.94 | 75618.48 | 305350.87 | 8658.34 | 7033 | 84675.26 | 141519185.88 | 6666282.07 | 347892.2 | 379937.87 | 42533.93 | 160207.15 | 1237662.1 | 358739 | 239124.73 | 367302.81 | 66096.39 | 738758.19 | 162140.16 | 623105.86 | 217838.17 | 162645.67 | 146054.85 | 620668.04 | 91275.86 | 29363.76 | 53266.56 | 2368115.7 | 43324.54 | 3431165.57 | 173021.48 | 251192.84 | 66381.53 | 378858.98 | 1322071.01 | 1147154.2
| 31 | 5145 | 30 | Maintenance of Underground Conduit |  | 2092068.51 | [8 empty] | 37 |  | 0 | 0 | 0 | 34473 | 7238.99 | 31893.39 | 3060 | 0 | 0 | 575.8 | 10224.74 | 5359.86 | 0 | 538.58 | 0 | 0 | 35270.24 | 0 | 40482.54 | 634.3 | 0 | 98.13 | 0 | 0 | 44583.08 | 146227.71 | 0 | 29340.74 | 0 | 688.76 | 347317.1 | 0 | 9164.87 | 22909.04 | 0 | 25413.7 | 210.61 | 5322.33 | 218.01 | 104976.24 | 1886.55 | 33083.28 | 0 | 1848.19 | 0 | 12628.03 | 0 | 2092068.51 | 1731.17 | 0 | 869.05 | 0 | 376081.82 | 115251.81
| 32 | 5150 | 31 | Maintenance of Underground Conductors and Devices |  | 11161608.66 | [8 empty] | 38 |  | 2908887.49 | 0 | 0 | 22706 | 458013.01 | 31378.52 | 403.95 | 0 | 8667.01 | 52188.67 | 209894.18 | 91080.3 | 0 | 70214.83 | 23570.92 | 111485.46 | 86327.16 | 2156.92 | 35566.72 | 7703.86 | 159377.72 | 2889.26 | 0 | 14664.8 | 1693312.24 | 160452.18 | 10474.22 | 126464.32 | 0 | 53736.91 | 1396991.68 | 125896 | 215255.99 | 237770.66 | 4982.87 | 44008.34 | 14076.98 | 338879.88 | 12463.07 | 0 | 13239.31 | 155422.94 | 0 | 13547.98 | 0 | 175905.59 | 26360.96 | 11161608.66 | 181544.48 | 39341.16 | 0 | 31520.7 | 946805.1 | 717310.57
| 33 | 5155 | 32 | Maintenance of Underground Services |  | 148791.72 | [8 empty] | 39 |  | 0 | 0 | 0 | 43633 | 718344.45 | 56255.06 | 116558.56 | 0 | 1675.5 | 91302.23 | 226278.56 | 307812.7 | 729181.29 | 222658.4 | 231714.12 | 135181.93 | 165037.17 | 245.1 | 110441.93 | 30350.02 | 0 | 2850.05 | 232.5 | 7230.81 | 8635892.42 | 908.15 | 75565.62 | 70170.86 | 30697.01 | 121792.79 | 776240.45 | 0 | 164166.08 | 201295.45 | 83281.8 | 231288.43 | 1844.35 | 14261.63 | 63369.98 | 40346.92 | 53989.22 | 23320.73 | 1098.45 | 34453.86 | 0 | 376190.81 | 12303.27 | 148791.72 | 115313.74 | 186577.53 | 10181.35 | 229962.59 | 625641.95 | 846712.84
| 34 | 5160 | 33 | Maintenance of Line Transformers |  | 676834.63 | [8 empty] | 40 |  | 0 | 111 | 0 | 61543 | 23845.04 | 68698.8 | 48105.33 | 0 | 634 | 21605.29 | 62456.54 | 36603 | 24355.62 | 37880.46 | 53667.53 | 71074.73 | 30428.03 | 4248.61 | 161951.51 | 28768.01 | 0 | 55866.8 | 14177.5 | 37264.47 | 3674058.63 | 73710.95 | 15534.53 | 49810.7 | 15162.39 | 63536.08 | 63078.7 | 259504 | 72597.62 | 104462.69 | 34234.73 | 177752.86 | 30357.62 | 15836.49 | 11471.51 | 0 | 57183.59 | 40571.38 | 5846.68 | -16539.45 | 0 | 59634.57 | 30723.79 | 676834.63 | 35490.94 | 124619.98 | 0 | 62928.53 | 272582.99 | 145780.6
| 35 | 5175 | 34 | Maintenance of Meters |  | 0 | [8 empty] | 41 |  | 436576.92 | 545785.58 | 34814.24 | 275902 | 198644.95 | 449629.31 | 0 | 0 | 0 | 178683.46 | 699779.8 | 260341.24 | 0 | 281336.45 | 391669.66 | 3938.7 | 180608.99 | 39185.77 | 51313.12 | 0 | 0 | 23435.23 | 2545.61 | -2148.23 | 5991714.16 | 1126562.52 | 66624.99 | 0 | 65471.78 | 16228.57 | 23327.54 | 28322 | 4221.03 | 0 | 64254.43 | 19171.59 | 2226.7 | 0 | 0 | 0 | 594.06 | 106324.58 | 0 | 23950.32 | 2387.75 | 48301.03 | 537.9 | 0 | 51655.64 | 121390.47 | 17595.92 | 367434.8 | 0 | 0
| 36 |  |  | Subtotal: Maintenance |  | 68667956.73 | [8 empty] | 42 |  | 33583460.43 | 5496523.1 | 128373.32 | 1185435 | 5766819.02 | 2239433.49 | 453140.61 | 42210.55 | 51568.01 | 878306.51 | 4068368.51 | 3322408.89 | 3547330.78 | 1343501.12 | 1517040.67 | 1345703.93 | 1907461.81 | 258055.63 | 1391831.27 | 596916.71 | 553697.92 | 341867.41 | 49073.81 | 222596.34 | 257744996.82 | 15981454.4 | 943452.08 | 1445599.09 | 364103 | 2062665.45 | 9368240.48 | 1410916 | 1179287.86 | 2809596.21 | 487879.49 | 2586598.01 | 702981.43 | 1884823.14 | 367349.1 | 1014676.9 | 680047.12 | 2101035.95 | 119861.21 | 530811.06 | 96511.29 | 8131321.34 | 178191.59 | 68667956.73 | 837727.4 | 2107764.7 | 259952.96 | 2031310.59 | 8228613.73 | 5755272.54
| 37 | 5305 | 35 | Supervision (Billing and Collection) |  | 1214045.6 | [8 empty] | 43 |  | 1643077.62 | 100645.11 | 2954.88 | 212204 | 0 | 135321.08 | 77156.33 | 40244.19 | 0 | 111756.13 | 145263.71 | 414580.89 | 0 | 151850.19 | 216083.46 | 205157.69 | 67148.35 | 16392.63 | 136485.07 | 66466.99 | 140873.17 | 0 | 0 | 0 | 160338.48 | 0 | 109581.8 | 0 | 0 | 154779.72 | 320260.01 | 0 | 129855.92 | 1117711.36 | 43351.49 | 0 | 129644.27 | 502273.02 | 91130.18 | 247962.57 | 58582.63 | 94089.63 | 0 | 0 | 0 | 0 | 70470.69 | 1214045.6 | 0 | 0 | 56239.09 | 0 | 1546499.7 | 1148995.12
| 38 | 5310 | 36 | Meter Reading Expense |  | 4517280.42 | [8 empty] | 44 |  | 24344.82 | 158373.11 | 28818.36 | 298771 | 270800.51 | 72077.46 | 116587.56 | 0 | 0 | 64228.01 | 253236.1 | 586.43 | 735928.61 | 169917.94 | 156781.02 | 12910.82 | 229304.76 | 16622.25 | 63775.72 | 79632.98 | 11121.14 | 16593.21 | 626.64 | 32669 | 10769223.81 | 396088.63 | 11124.37 | 221834.03 | 210919.47 | 58140.43 | 1590479.67 | 273496 | 499574.6 | 771564.61 | 113993.08 | 366958.67 | 207153.68 | 804640.23 | 202710.02 | 557298.41 | 29457.21 | 362552.28 | 29281.09 | 34802.26 | 5898.32 | 231010.88 | 63583.76 | 4517280.42 | 148201.64 | 5890.9 | 65712.87 | 117516.94 | 1979470.46 | 860439.71
| 39 | 5315 | 37 | Customer Billing |  | 24400610.21 | [8 empty] | 45 |  | 32262719.51 | 190086.05 | 143650.2 | 1046116 | 1310685.88 | 359718.62 | 336890.4 | 64020.17 | 205191.29 | 284407.24 | 5499469.2 | 1420952.83 | 1600217.84 | 546496.43 | 1038927.46 | 947733.53 | 671769.89 | 175182.13 | 807260.27 | 428223.47 | 641892.72 | 217927.11 | 187607.41 | 270437.62 | 43174574.51 | 7525071.17 | 448469.75 | 373961.26 | 225140.6 | 508863.86 | 1801443.51 | 1109814 | 1291999.06 | 2964237.78 | 421609.92 | 719692.73 | 270080.06 | 1335552.31 | 424340.6 | 1264532.96 | 509819.07 | 429202.16 | 353833.98 | 378701.5 | 195198.68 | 1601709.6 | 423626.32 | 24400610.21 | 478053.9 | 983917.05 | 120640.25 | 409545.2 | 3889984.68 | 2771245.34
| 40 | 5320 | 38 | Collecting |  | 4071457.46 | [8 empty] | 46 |  | 5382167.41 | 168864.72 | 0 | 220061 | 168917.85 | 359721.1 | 100434.53 | 17687.8 | 0 | 133512.38 | 1243717.6 | 598256.31 | 42932.17 | 152820.03 | 173800.48 | 315145.04 | 129295.42 | 32611.82 | 195808.23 | 17886.07 | 473966.78 | 44051.91 | 1838.65 | 131808.61 | 8999887.53 | 884138.02 | 204247.67 | 155093.95 | 34966.35 | 100289.6 | 804982.81 | -246396 | 612069.33 | 454596.82 | 82469.64 | 309756.15 | 111919.65 | 223691.35 | 171121.08 | 165524.69 | 173516.15 | 147607.81 | 37647.61 | 32815.26 | 96113.14 | 439328.13 | 97268.04 | 4071457.46 | 294249.83 | 330544.93 | 96124.02 | 111703.21 | 1647599.18 | 682191.3
| 41 | 5325 | 39 | Collecting - Cash Over and Short |  | 0 | [8 empty] | 47 |  | 0 | 0 | 18.9 | 0 | 0 | 0 | 0 | 0 | 0 | 53.37 | 0 | 0 | 0 | 0 | 0 | 0 | 0 | 0 | 0 | 0 | 0 | 0 | 0 | 25 | 0 | 0 | 0 | 0 | -1478.82 | 0 | 0 | 0 | 0 | 0 | 0 | -7.92 | 0.19 | 0 | -92.19 | 0 | -2703.4 | 0 | -0.01 | 51.68 | 0 | 0 | 0 | 0 | 0 | -1.67 | 0 | 0 | -4.13 | 65.3
| 42 | 5330 | 40 | Collection Charges |  | 0 | [8 empty] | 48 |  | 0 | 0 | 0 | 0 | 181715.18 | 0 | 0 | 0 | 530 | 709.79 | 0 | 0 | 0 | 0 | 40505.22 | 0 | 0 | -753.27 | 0 | 228.12 | 1176.39 | 705.01 | 1672.5 | 0 | 0 | 16.24 | 0 | 0 | 0 | 0 | -47925 | 53212 | 0 | 0 | 0 | 0 | 1759.31 | 7571.87 | 0 | 0 | -7065 | 0 | 0 | 0 | 3980.5 | 0 | 0 | 0 | 617.69 | 0 | 0 | 16608.46 | 0 | 17493.71
| 43 | 5340 | 41 | Miscellaneous Customer Account Expenses |  | 0 | [8 empty] | 49 |  | 90981.89 | 267534.38 | 0 | 0 | 772452.34 | 533676.78 | 0 | 0 | 0 | 0 | 2004918.53 | 701752.66 | 0 | 0 | 0 | 16734.84 | 132097.53 | 0 | 79077.04 | 78.09 | 0 | 24583.2 | 0 | 0 | 8457368.27 | 0 | 290452.1 | 0 | 57774.41 | 122054.64 | 0 | 0 | 0 | 87493.18 | 3416.15 | 0 | 3773.56 | 38448.13 | 78062.84 | 0 | -192.74 | 0 | 0 | 11993.73 | 0 | 0 | 87740.38 | 0 | 0 | 20907.61 | 65898.4 | 0 | 1677621.36 | 640908.83
| 44 |  |  | Subtotal : Billing and Collections |  | 34203393.69 | [8 empty] | 50 |  | 39403291.25 | 885503.37 | 175442.34 | 1777152 | 2704571.76 | 1460515.04 | 631068.82 | 121952.16 | 205721.29 | 594666.92 | 9146605.14 | 3136129.12 | 2379078.62 | 1021084.59 | 1626097.64 | 1497681.92 | 1229615.95 | 240055.56 | 1282406.33 | 592515.72 | 1269030.2 | 303860.44 | 191745.2 | 434940.23 | 71561392.6 | 8805314.06 | 1063875.69 | 750889.24 | 527322.01 | 944128.25 | 4469241 | 1190126 | 2533498.91 | 5395603.75 | 664840.28 | 1396399.63 | 724330.72 | 2912176.91 | 967272.53 | 2235318.63 | 761413.92 | 1033451.88 | 420762.67 | 458364.43 | 301190.64 | 2272048.61 | 742689.19 | 34203393.69 | 921123.06 | 1341258.82 | 404614.63 | 655373.81 | 10741171.25 | 6121339.31
| 45 | 5405 | 42 | Supervision (Community Relations) |  | 0 | [8 empty] | 51 |  | 1045122.67 | 0 | 0 | 0 | 0 | 0 | 0 | 0 | 0 | 0 | 0 | 0 | 0 | 0 | 38427.74 | 0 | 1115 | 36660.04 | 135695.51 | 0 | 0 | 0 | 0 | 0 | 0 | 0 | 0 | 0 | 0 | 0 | 0 | 0 | 0 | 0 | 0 | 0 | 0 | 0 | 0 | 110581.46 | 414.92 | 68511.44 | 0 | 0 | 0 | 0 | 0 | 0 | 0 | 27088.29 | 0 | 0 | 0 | 12992.08
| 46 | 5410 | 43 | Community Relations - Sundry |  | 0 | [8 empty] | 52 |  | 1517430.41 | 8469.65 | 0 | 46965 | 0 | 0 | 35460.74 | 0 | 1922.52 | 43107.19 | 557740.64 | 18294.37 | 180233.66 | 1660.04 | 2301.81 | 8082.47 | 0 | 17791.16 | 908858.38 | 0 | 0 | 3400.78 | 0 | 0 | 857585.11 | 4914630.2 | 94820.82 | 0 | 29396.77 | 4639.46 | 115568.34 | 7706 | 124628.95 | 66610.15 | 0 | 0 | 0 | 68550.8 | 32446.37 | 253721.03 | 32076.51 | 595903.9 | 43 | 132.5 | 0 | 0 | 0 | 0 | 15635.55 | 17645.29 | 11272.68 | 0 | 256376.27 | 111229.07
| 47 | 5420 | 44 | Community Safety Program |  | 2171412.02 | [8 empty] | 53 |  | 0 | 0 | 0 | 6957 | 21050 | 5550 | 1015.32 | 0 | 0 | 0 | 14632.08 | 0 | 0 | 2972.5 | 4625 | 0 | 0 | 1449.69 | 0 | 0 | 699 | 0 | 0 | 0 | 539561.01 | 0 | 1973.07 | 599.19 | 0 | 0 | 12862.61 | 0 | 0 | 0 | 0 | 0 | 0 | 0 | 0 | 213003.81 | 3865.24 | 6611.74 | 10841 | 10115.74 | 0 | 8428.53 | 0 | 2171412.02 | 0 | 4149 | 0 | 0 | 132289.65 | 128789.5
| 48 | 5425 | 45 | Miscellaneous Customer Service and Informational Expenses |  | 0 | [8 empty] | 54 |  | 0 | 61950.45 | 0 | 3922 | 0 | 124441.72 | 8306.69 | 0 | 0 | 0 | 0 | 0 | 0 | 169446.33 | -16238.82 | 0 | 0 | 20948.85 | 0 | 0 | 0 | 0 | 0 | 0 | 351661.74 | 0 | 1410 | 203149.3 | 0 | 2000 | 0 | 0 | 0 | 0 | 0 | 0 | 0 | 0 | 0 | 438964.5 | 0 | 0 | 1535.98 | 21389.85 | 0 | 0 | 0 | 0 | 0 | 0 | 0 | 15930.26 | 0 | 0
| 49 |  |  | Subtotal: Community Relations |  | 2171412.02 | [8 empty] | 55 |  | 2562553.08 | 70420.1 | 0 | 57844 | 21050 | 129991.72 | 44782.75 | 0 | 1922.52 | 43107.19 | 572372.72 | 18294.37 | 180233.66 | 174078.87 | 29115.73 | 8082.47 | 1115 | 76849.74 | 1044553.89 | 0 | 699 | 3400.78 | 0 | 0 | 1748807.86 | 4914630.2 | 98203.89 | 203748.49 | 29396.77 | 6639.46 | 128430.95 | 7706 | 124628.95 | 66610.15 | 0 | 0 | 0 | 68550.8 | 32446.37 | 1016270.8 | 36356.67 | 671027.08 | 12419.98 | 31638.09 | 0 | 8428.53 | 0 | 2171412.02 | 15635.55 | 48882.58 | 11272.68 | 15930.26 | 388665.92 | 253010.65
| 50 | 5605 | 47 | Executive Salaries and Expenses |  | 4087733.66 | [8 empty] | 56 |  | 7046997.12 | 567594.28 | 8614.44 | 1178467 | 2624852.44 | 558742.64 | 0 | 21808.11 | 43389.76 | 498423.43 | 3026338.47 | 701101 | 0 | 1475714.63 | 54964.99 | 532421.54 | 1063300.31 | 200314.15 | 1132217.46 | 298067.91 | 478510.63 | 13871.21 | 29112 | 154748.67 | 5332442.04 | 2241269.83 | 198705.43 | 277658.75 | 49366.68 | 75425.98 | 1459087.59 | 339750 | 94810.73 | 566700.49 | 529753.06 | 0 | 26786.34 | 0 | 432315.8 | 1914305.2 | 42012.88 | 430160.32 | 163878.76 | 466639.16 | 160728.36 | 1302348.76 | 148022.04 | 4087733.66 | 292440.24 | 482796.26 | 95262.89 | 1160753.28 | 211583.51 | 2148034.44
| 51 | 5610 | 48 | Management Salaries and Expenses |  | 14521856.1 | [8 empty] | 57 |  | 37990561.02 | 450498.14 | 132222.59 | 0 | 175201.27 | 719155.03 | 397204.92 | 103587.92 | 110226.22 | 573671.71 | 1910104.25 | 3235446.51 | 868215.7 | 9107.48 | 643362.68 | 1397603.35 | 0 | 0 | 914671.91 | 392929.36 | 997089.69 | 0 | 82730.34 | 101958.76 | 31678653.53 | 11647810.87 | 747309.03 | 138501.98 | 132437.29 | 0 | 2233235.16 | 1617634 | 2204167.69 | 2902381.6 | 96567.05 | 1065395.1 | 174195.99 | 2178576.83 | 0 | 697102.28 | 448209.39 | 708396.33 | 148312.63 | 0 | 7231.47 | 0 | 175853.46 | 14521856.1 | 348134.57 | 431776.37 | 104125.97 | 824027.41 | 1713422.67 | 3559560.47
| 52 | 5615 | 49 | General Administrative Salaries and Expenses |  | 28900874.38 | [8 empty] | 58 |  | 8205977.15 | 2342910 | 88585.76 | 1754257 | 2605387.06 | 4083238.44 | 243273.72 | 32598.2 | 56725.93 | 52218.48 | 8157772.26 | 166118.73 | 3672492 | 603143.15 | 160241.72 | 251084.83 | 578681.34 | 216604.65 | 524942.01 | 305168.94 | 967934.49 | 115033.38 | 8735.64 | 0 | 58736388.33 | 5230795.28 | 882202.34 | 435207.6 | 401065.52 | 0 | 4720385.31 | 1544245 | 1863939.78 | 602059.32 | 94691.52 | 519338.44 | 146420.31 | 0 | 395044.44 | 1220843.88 | 114585.61 | 301510.94 | 95707.99 | 258988.74 | 99626.27 | 1697460.73 | 413437.89 | 28900874.38 | 275695.96 | 278170.62 | 89493.58 | 478279.11 | 2352005.03 | 2760594.57
| 53 | 5620 | 50 | Office Supplies |  | 482498.82 | [8 empty] | 59 |  | 19138453.29 | 178509.62 | 8318.03 | 2668 | 625582.5 | 448166.12 | 91404.41 | 25090.31 | 17227.87 | 87931.23 | 835490.97 | 444776.87 | 623389.79 | 0 | 53985.78 | 250347.68 | 209717.69 | 41121.73 | 89447.3 | 48885.86 | 84443.3 | 11902.76 | 38130.67 | 19146 | 0 | 6352667.37 | 246644.41 | 41464.23 | 108169.59 | 125570.16 | 2397577.62 | 377166 | 270959.51 | 69025.19 | 28962.96 | 12955.9 | 117734.49 | 195601.01 | 34581.3 | 493955.16 | 80245.19 | 655383.67 | 38992.91 | 7056.93 | 16029.03 | 276930.01 | 0 | 482498.82 | 62500.81 | 0 | 40365.69 | 688092.51 | 429165.25 | 650954.79
| 54 | 5625 | 51 | Administrative Expense Transferred - Credit |  | 0 | [8 empty] | 60 |  | -18112544.5 | -624297 | 0 | 0 | -342308.71 | -4746885.68 | 0 | 0 | 0 | 0 | -2474.36 | 0 | 0 | 0 | 0 | 0 | 0 | -11858.44 | 0 | 0 | 0 | 0 | 0 | 0 | -96064438.29 | -1168916.93 | 0 | 0 | 0 | 0 | 0 | -136260 | 0 | 0 | 0 | 0 | 0 | -675589.04 | 0 | -211028.54 | 0 | 0 | 0 | 45418.48 | 0 | 0 | 0 | 0 | 62169.07 | 0 | 0 | 0 | -378862.5 | -1200
| 55 | 5630 | 52 | Outside Services Employed |  | 19217727.94 | [8 empty] | 61 |  | 2192246.75 | 490569.34 | 77441.57 | 0 | 622318.75 | 767450.97 | 58860.81 | 57655.49 | 39123.7 | 392346.53 | 1242926.77 | 378804 | 2048996.55 | 122805.98 | 296216.24 | 223178.33 | 156165.33 | 68103.45 | 57075 | 291224.38 | 253222.6 | 127267.52 | 24770.73 | 33905.22 | 17583538.4 | 2927504.41 | 180633.26 | 507107.88 | 232484.66 | 57268.39 | 1652558.48 | 1203781 | 294952.29 | 68273.96 | 50530 | 334015.18 | 75073.25 | 148418.37 | 82631.34 | 512726.8 | 36143.74 | 422217.27 | 31369.1 | 159476.45 | 47972.13 | 255937.37 | 192547.98 | 19217727.94 | 135696.67 | 196895.59 | 164808.16 | 295770.29 | 703350.8 | 1580544.04
| 56 | 5640 | 53 | Injuries and Damages |  | 4209632.83 | [8 empty] | 62 |  | 0 | 0 | 0 | 0 | 142916.68 | 0 | 35038.92 | 1471.88 | 2740 | 86466.79 | 450271.05 | 0 | 265365.61 | 65254.82 | 0 | 26478.2 | 54707.8 | 0 | 0 | 0 | 70118.27 | 0 | 0 | 7412 | 818823.2 | 1902062.58 | 50567.31 | 33427.11 | 40148.96 | 0 | 571775.44 | 0 | 21211.2 | 0 | 23475.78 | 0 | 0 | 185490.29 | 28719.63 | 126336.28 | 0 | 0 | 7114.5 | 11993.56 | 9634 | 263718.6 | 0 | 4209632.83 | 0 | 0 | 0 | 6856.55 | 181356.36 | 217914.6
| 57 | 5645 | 54 | OMERS Pensions and Benefits |  | 0 | [8 empty] | 63 |  | 3902457.2 | 294621.48 | 64394.37 | 1010355 | 150052 | 861286.77 | 0 | 100873.15 | 0 | -44804 | 0 | 220734.18 | 0 | 0 | 676825 | 139643.12 | 130781.98 | 106464.63 | 0 | 13642.15 | 82798.08 | 2484.63 | 18456.72 | 25771.04 | 0 | 175698.36 | 24852.96 | -21117.82 | 0 | 8493.27 | 61966 | 35607 | 119032.47 | 0 | 57985.35 | 467598.26 | -8709 | 1913755.65 | 40333.49 | 865548.56 | 155319.17 | 0 | 0 | 0 | 4419 | 933052.48 | 0 | 0 | 0 | 103766 | 26895.96 | 255540.76 | 2928.97 | 436009.22
| 58 | 5646 | 55 | Employee Pensions and OPEB |  | 0 | [8 empty] | 64 |  | 0 | 0 | 0 | 346340 | 0 | 0 | 14865.93 | 0 | 0 | 0 | 0 | 127887.9 | 1985347.42 | 67360 | 0 | 0 | 0 | 0 | 381749 | 0 | 0 | 0 | 0 | 0 | 0 | 0 | 0 | 0 | 0 | -1706 | 0 | 0 | 0 | 0 | 0 | 0 | 0 | 370899.96 | 0 | 0 | 0 | 0 | 24622.98 | 4454.92 | -28187 | 0 | 0 | 0 | 0 | 0 | 0 | 0 | 0 | 0
| 59 | 5647 | 56 | Employee Sick Leave |  | 0 | [8 empty] | 65 |  | 0 | 0 | 0 | 0 | 0 | 0 | 0 | 0 | 0 | 0 | 0 | 0 | 0 | 0 | 0 | 0 | 0 | 0 | 0 | 0 | 0 | 0 | 0 | 0 | 0 | 0 | 0 | 0 | 0 | 0 | 0 | 0 | 0 | 0 | 0 | 0 | 0 | 0 | 0 | 0 | 138546.86 | 0 | 0 | 0 | 0 | 0 | 0 | 0 | 0 | 0 | 0 | 0 | 0 | 0
| 60 | 5650 | 57 | Franchise Requirements |  | 0 | [8 empty] | 66 |  | 0 | 0 | 0 | 0 | 0 | 0 | 0 | 0 | 0 | 0 | 0 | 0 | 0 | 0 | 0 | 0 | 0 | 0 | 0 | 0 | 0 | 0 | 0 | 0 | 0 | 0 | 0 | 0 | 0 | 0 | 0 | 0 | 0 | 0 | 0 | 0 | 0 | 0 | 0 | 0 | 0 | 0 | 0 | 0 | 0 | 0 | 0 | 0 | 0 | 0 | 0 | 0 | 0 | 64266.01
| 61 | 5655 | 58 | Regulatory Expenses |  | 4350817.96 | [8 empty] | 67 |  | 3279110.17 | 201605.31 | 13071.77 | 521902 | 442577.51 | 192678.53 | 141969.44 | 0 | 75675.72 | 422589.37 | 1111784.61 | 626888.59 | 424306.36 | -35180.42 | 122254.94 | 339698.98 | 172018.69 | 18802.01 | 826121.84 | 124939.66 | 109146.96 | 60432.88 | 73941.12 | 86403.89 | 4826762.84 | 1949969.3 | 106463.79 | 654539.11 | 122077.37 | 98752.06 | 757012.97 | 152538 | 228143.53 | 331991.25 | 61298.6 | 443417.66 | 36399.73 | 705734.69 | 84197.92 | 412104.26 | 148661.88 | 325404.07 | 21921.85 | 90260.84 | 14778.09 | 302327.25 | 39833.09 | 4350817.96 | 89078.16 | 121830.79 | 146797.07 | 189160.5 | 2836071.17 | 542409.49
| 62 | 5665 | 59 | Miscellaneous General Expenses |  | 146671.64 | [8 empty] | 68 |  | 7633174.92 | 81837.47 | 20700.08 | 1240659 | 893444.56 | 566486.36 | 97324.06 | 89968.24 | 0 | 35591.26 | 611693.84 | 25849.92 | 145016.13 | 52534.01 | 883271.29 | 179192.38 | 103293.05 | 72974.91 | 267712.99 | 96472.34 | 601027.19 | 21494.65 | 0 | 18100 | -1431868.82 | 2160425.51 | 165838.95 | 251851.14 | 43582.47 | 1037252.84 | 951973.68 | 103088 | 132521.64 | 47313.33 | 57803.32 | 202277.89 | 12277.28 | 411607.09 | 184232.26 | 379045.28 | 80189.98 | 73559.87 | 38518 | 172321.32 | 33682.9 | 215816.54 | 241535.14 | 146671.64 | 126407.5 | 131180.44 | 62222.4 | 220227.73 | 26542.22 | 34103.11
| 63 | 5670 | 60 | Rent (Administrative and General) |  | 15702.71 | [8 empty] | 69 |  | 1228082.58 | 290226.35 | 0 | 0 | 635.18 | 410315.04 | 0 | 0 | 18000 | 0 | 0 | 0 | 0 | 0 | 0 | 0 | 0 | 17748 | 0 | 0 | 0 | 15174 | 13591.05 | 0 | 12249945.98 | 0 | 997.23 | 260682.48 | 0 | 0 | 0 | 0 | 0 | 0 | 0 | 0 | 0 | 2400 | 0 | 348228.87 | 12323.04 | 0 | 0 | 8588.22 | 22545.36 | 347118.59 | 150000 | 15702.71 | 0 | 0 | 0 | 0 | 0 | 0
| 64 | 5672 | 61 | Lease Payment Expense |  | 0 | [8 empty] | 70 |  | 0 | 0 | 0 | 0 | 0 | 0 | 0 | 0 | 0 | 0 | 0 | 0 | 0 | 0 | 0 | 0 | 0 | 0 | 0 | 0 | 0 | 0 | 0 | 0 | 0 | 0 | 0 | 0 | 0 | 0 | 0 | 10625 | 0 | 0 | 0 | 0 | 0 | 0 | 0 | 0 | 0 | 0 | 0 | 0 | 0 | 0 | 0 | 0 | 0 | 0 | 0 | 0 | 0 | 194029.39
| 65 | 5675 | 62 | Maintenance of General Plant |  | 31774932.61 | [8 empty] | 71 |  | 26888184.42 | 1138907.89 | 33998.64 | 262573 | 311964.51 | -138129.27 | 22558.52 | 0 | 0 | 107385.95 | 1200778.8 | 623342.98 | 1397016.42 | 1843.34 | 171160.23 | 370717.15 | 143961.08 | 23633.57 | 694109.48 | 104886.68 | 227303.02 | 0 | 0 | 22422.8 | 97225608.23 | 6944203.83 | 406333.82 | 108812.28 | 71848.6 | 541000.51 | 831554.19 | 630741 | 615263.18 | 835099.19 | 325463.14 | 392566.6 | 0 | 900889.12 | 149611.23 | 1231100.76 | 173320.39 | 351302.67 | 15185.56 | 47863.76 | 13455 | 60046 | 0 | 31774932.61 | 37487.61 | 0 | 15821.05 | 125950.04 | 1052350.69 | 1828698.94
| 66 | 5680 | 63 | Electrical Safety Authority Fees |  | 481788 | [8 empty] | 72 |  | 0 | 17353 | 0 | 0 | 0 | 16054 | 10270 | 0 | 2139 | 0 | 72144 | 0 | 39541 | 8286 | 11946.96 | 13402 | 10862.56 | 5320 | 0 | 0 | 0 | 2158 | 1609 | 4824.15 | 0 | 0 | 11875.01 | 12542 | 0 | 13180.11 | 0 | 0 | 0 | 0 | 5786 | 15785.96 | 3818.04 | 38538.04 | 9121.54 | 0 | 7694 | 0 | 2908 | 3564 | 2723 | 0 | 0 | 481788 | 6577.28 | 11118 | 4995 | 0 | 73967.24 | 22556
| 67 |  |  | Sutotal: A&G Expenses |  | 108190236.65 | [8 empty] | 73 |  | 99392700.12 | 5430335.88 | 447347.25 | 6317221 | 8252623.75 | 3738558.95 | 1112770.73 | 433053.3 | 365248.2 | 2211820.75 | 18616830.66 | 6550950.68 | 11469686.98 | 2370868.99 | 3074229.83 | 3723767.56 | 2623489.83 | 759228.66 | 4888046.99 | 1676217.28 | 3871594.23 | 369819.03 | 291077.27 | 474692.53 | 130955855.44 | 40363490.41 | 3022423.54 | 2700676.74 | 1201181.14 | 1955237.32 | 15637126.44 | 5878915 | 5845002.02 | 5422844.33 | 1332316.78 | 3453350.99 | 583996.43 | 6376322.01 | 1440788.95 | 7990268.79 | 1437252.13 | 3267935.14 | 588532.28 | 1276626.38 | 404637.61 | 5654756.33 | 1361229.6 | 108190236.65 | 1436187.87 | 1757534.07 | 750787.77 | 4244658.18 | 9203881.41 | 14038475.07
| 68 | 5635 | 64 | Property Insurance |  | 1389997.54 | [8 empty] | 74 |  | 0 | 82096.19 | 10635.25 | 239481 | 25779.66 | 93439.19 | 3176.1 | 12079 | 6245 | 0 | 376321.7 | 183151.8 | 605625.37 | 35417.64 | 82527.72 | 16470.36 | 0 | 6949.05 | 166034.99 | 22889.95 | 113587.45 | 9242.64 | 7100.33 | 5718.63 | 5335584.17 | 1106069.79 | 96886.2 | 193179.17 | 32755.72 | 52820.04 | 622822.14 | 184487 | 218252.61 | 386707.19 | 42128.76 | 179281.96 | 45121.98 | 259491.78 | 12351.97 | 206339.76 | 35210.84 | 176790.23 | 0 | 23769.88 | 21508.75 | 58285.72 | 0 | 1389997.54 | 0 | 0 | 50599.8 | 119170.76 | 626019.3 | 207470.47
| 69 | 6210 | 65 | Life Insurance |  | 0 | [8 empty] | 75 |  | 0 | 0 | 0 | 0 | 0 | 0 | 0 | 0 | 0 | 0 | 0 | 0 | 0 | 0 | 0 | 0 | 0 | 0 | 0 | 0 | 0 | 0 | 0 | 0 | 0 | 0 | 0 | 0 | 0 | 0 | 0 | 0 | 0 | 0 | 0 | 0 | 0 | 0 | 0 | 0 | 0 | 0 | 0 | 0 | 0 | 0 | 0 | 0 | 0 | 0 | 0 | 0 | 0 | 0
| 70 |  |  | Subtotal: Insurance |  | 1389997.54 | [8 empty] | 76 |  | 0 | 82096.19 | 10635.25 | 239481 | 25779.66 | 93439.19 | 3176.1 | 12079 | 6245 | 0 | 376321.7 | 183151.8 | 605625.37 | 35417.64 | 82527.72 | 16470.36 | 0 | 6949.05 | 166034.99 | 22889.95 | 113587.45 | 9242.64 | 7100.33 | 5718.63 | 5335584.17 | 1106069.79 | 96886.2 | 193179.17 | 32755.72 | 52820.04 | 622822.14 | 184487 | 218252.61 | 386707.19 | 42128.76 | 179281.96 | 45121.98 | 259491.78 | 12351.97 | 206339.76 | 35210.84 | 176790.23 | 0 | 23769.88 | 21508.75 | 58285.72 | 0 | 1389997.54 | 0 | 0 | 50599.8 | 119170.76 | 626019.3 | 207470.47
| 71 | 5515 | 46 | Advertinsing |  | 0 | [8 empty] | 77 |  | 0 | 0 | 0 | 0 | 0 | 0 | 0 | 0 | 540 | 2210 | 0 | 0 | 0 | 0 | 13796.35 | 4596.92 | 0 | 0 | 0 | 0 | 0 | 6730.5 | 0 | 0 | 0 | 0 | 0 | 0 | 0 | 0 | 0 | 0 | 9022.67 | 0 | 0 | 0 | 0 | 750.95 | 0 | 0 | 0 | 0 | 0 | 0 | 0 | 165479.44 | 0 | 0 | 0 | 4407.69 | 0 | 0 | 0 | 0
| 72 |  |  | Subtotal Advertising |  | 0 | [8 empty] | 78 |  | 0 | 0 | 0 | 0 | 0 | 0 | 0 | 0 | 540 | 2210 | 0 | 0 | 0 | 0 | 13796.35 | 4596.92 | 0 | 0 | 0 | 0 | 0 | 6730.5 | 0 | 0 | 0 | 0 | 0 | 0 | 0 | 0 | 0 | 0 | 9022.67 | 0 | 0 | 0 | 0 | 750.95 | 0 | 0 | 0 | 0 | 0 | 0 | 0 | 165479.44 | 0 | 0 | 0 | 4407.69 | 0 | 0 | 0 | 0
| 73 |  |  | Total of Above Accounts Used for Benchmarking |  | 266281658.25 | [8 empty] | 79 |  | 268209693.61 | 13718921.16 | 1174670.29 | 13500433 | 21411269.32 | 9671396.64 | 2680070.32 | 806989.06 | 683360.45 | 4181514.64 | 44690901.93 | 15175815.56 | 26020355.69 | 6110611.78 | 7715934.32 | 8260801.49 | 6757763.66 | 1808091.13 | 15199565.31 | 3868201.65 | 7256439.41 | 1183812.13 | 561380.32 | 1254839 | 626802669.21 | 95371258.68 | 6594990.46 | 7822957.68 | 2557283.33 | 5397042.39 | 42649870.23 | 11803020 | 12861063.41 | 19133742.11 | 3294252.17 | 8604274.44 | 2972751.55 | 20409994.42 | 3617321.71 | 13923029.77 | 3722089.28 | 11085040.29 | 1448456.14 | 2572599.31 | 1433195.42 | 19521517.02 | 2840459.09 | 266281658.25 | 3253564.89 | 6919284.02 | 1923429.59 | 7687098.83 | 40730980.51 | 32159397.12
| 74 | [13 empty] | 80
| 75 | Adjustments to OM&A for Benchmarking | [12 empty] | 81
| 76 |  |  | 5014 |  | 102538.85 | [8 empty] | 82 |  | 0 | 0 | 0 | 0 | 0 | 0 | 0 | 0 | 0 | 0 | 23276.5 | 0 | 232254.15 | 0 | 0 | 0 | 57108.69 | 6032.63 | 0 | 17177.23 | 13595.33 | 0 | 0 | 29181.88 | 446362.83 | 238188.55 | 0 | 0 | 0 | 0 | 0 | 0 | 0 | 4992.5 | 3010.08 | 0 | 0 | 170056.51 | 0 | 0 | 0 | 17758.47 | 0 | 0 | 0 | 0 | 0 | 102538.85 | 0 | 0 | 0 | 0 | 477602.53 | 356.96
| 77 |  |  | 5015 |  | 55576.16 | [8 empty] | 83 |  | 0 | 0 | 0 | 0 | 0 | 0 | 0 | 0 | 0 | 0 | 130851.93 | 0 | -915.26 | 0 | 0 | 0 | 92465.35 | 16933.86 | 0 | 50599.33 | 5748.8414 | 0 | 0 | 33958.81 | 120527.71 | 66720.46 | 0 | 0 | 0 | 0 | 0 | 0 | 0 | 182433.74 | 1625.66 | 0 | 0 | 73738.08 | 0 | 0 | 0 | 12550.96 | 0 | 0 | 0 | 7102.62 | 0 | 55576.16 | 0 | 0 | 0 | 0 | 511280.74 | 337588.53
| 78 |  |  | 5112 |  | 1535848.79 | [8 empty] | 84 |  | 0 | 0 | 0 | 0 | 0 | 0 | 0 | 0 | 0 | 0 | 0 | 0 | 554860.42 | 0 | 0 | 0 | 26183.78 | 23323.73 | 0 | 26470.84 | 0 | 0 | 0 | 0 | 1032886.73 | 505347.16 | 0 | 0 | 0 | 0 | 0 | 0 | 0 | 6532.38 | 70306.33 | 0 | 3213.41 | 51693.7 | 0 | 0 | 0 | 65495.89 | 0 | 0 | 0 | 3590.17 | 0 | 1535848.79 | 0 | 0 | 0 | 0 | 791683.91 | 12071.14
| 79 |  |  | Subtotal: HV Adjustment (to subtract from cost) |  | 1693963.8 | [8 empty] | 85 |  | 268209693.61 | 13718921.16 | 1174670.29 | 13500433 | 21411269.32 | 9671396.64 | 2680070.32 | 806989.06 | 683360.45 | 4181514.64 | 44536773.5 | 15175815.56 | 25234156.38 | 6110611.78 | 7715934.32 | 8260801.49 | 6582005.84 | 1761800.91 | 15199565.31 | 3773954.25 | 7237095.2386 | 1183812.13 | 561380.32 | 1191698.31 | 625202891.94 | 94561002.51 | 6594990.46 | 7822957.68 | 2557283.33 | 5397042.39 | 42649870.23 | 11803020 | 12861063.41 | 18939783.49 | 3219310.1 | 8604274.44 | 2969538.14 | 20114506.13 | 3617321.71 | 13923029.77 | 3722089.28 | 10989234.97 | 1448456.14 | 2572599.31 | 1433195.42 | 19510824.23 | 2840459.09 | 264587694.45 | 3253564.89 | 6919284.02 | 1923429.59 | 7687098.83 | 38950413.33 | 31809380.49
| 80 |  |  | LV Adjustment |  | 0 | [8 empty] | 86 |  | 183162.65 | 0 | 0 | 91283.89 | 0 | 9240.72 | 57849.84 | 0 | 9240.72 | 27225.38 | 345449.89 | 184634.49 | 0 | 54106.45 | 34425.99 | 28023.36 | 36853.81 | 0 | 79876.68 | 0 | 0 | 18481.44 | 99895.15 | 9240.72 | 0 | 149461.9245 | 106231.13 | 0 | 0 | 316639.69 | 37708.13 | 0 | 79592.78 | 108528.4 | 0 | 117208.857 | 75875.157 | 0 | 46811.73 | 0 | 98649.36 | 0 | 27722.16 | 37900.73 | 18400.44 | 0 | 0 | 0 | 15963.48 | 0 | 6534.92 | 80286.69 | 18429.04 | 0
| 81 |  |  | Total Adjusted OM&A Expense |  | 264587694.45 | 301274908.69 | 325251912.14 | 341712773.04 | 356706885.55 | 369970753.92 | 385264425.66 | 399212599.14 | 11 | 87 |  | 268392856.26 | 13718921.16 | 1174670.29 | 13591716.89 | 21411269.32 | 9680637.36 | 2737920.16 | 806989.06 | 692601.17 | 4208740.02 | 44882223.39 | 15360450.05 | 25234156.38 | 6164718.23 | 7750360.31 | 8288824.85 | 6618859.65 | 1761800.91 | 15279441.99 | 3773954.25 | 7237095.2386 | 1202293.57 | 661275.47 | 1200939.03 | 625202891.94 | 94710464.4345 | 6701221.59 | 7822957.68 | 2557283.33 | 5713682.08 | 42687578.36 | 11803020 | 12940656.19 | 19048311.89 | 3219310.1 | 8721483.297 | 3045413.297 | 20114506.13 | 3664133.44 | 13923029.77 | 3820738.64 | 10989234.97 | 1476178.3 | 2610500.04 | 1451595.86 | 19510824.23 | 2840459.09 | 264587694.45 | 3269528.37 | 6919284.02 | 1929964.51 | 7767385.52 | 38968842.37 | 31809380.49
| 82 | [13 empty] | 88
| 83 | Gross Capital Cost Additions Data | [12 empty] | 89
| 84 |  |  | Total Gross Capital Additions |  | 681954313.12 | 768296258.4521 | 760975058.2747 | 757172875.9937 | 847752882.9554 | 935650544.7699 | 925220827.5442 | 1046281351.7203 | 1 | 90 |  | 301640237.71 | 10240000 | 227202.02 | 12588951 | 16547656.28 | 16354000 | 716807.84 | 92417.32 | 277370.15 | 2294479.92 | 51424800.29 | 20047551.89 | 17992519.52 | 5836212 | 5303371.42 | 7086564.94 | 4175358.02 | 723189.93 | 8171696.15 | 1984587.27 | 5383655 | 343036.39 | 187613 | 327573.44 | 913016248.61 | 170363357.02 | 13447747 | 3737891.1 | 2876101 | 4373253.8 | 50171632.2 | 12370107 | 4850997 | 16440063.9 | 1394163.81 | 6192951.1 | 661894 | 21289247 | 2983010.31 | 12601383 | 4609107.66 | 10131184.17 | 613411.85 | 1277912 | 312625.92 | 16038760 | 1814076.6 | 681954313.12 | 10609023.73 | 4134288.96 | 702113.84 | 7118537 | 47421212.21 | 30046457.69
| 85 |  |  | HV Gross Capital Additions |  | 0 | 38315420.1509 | 7145488.7484 | 120773.6213 | 139616.4479 | 205026.3265 | 132841.0989 | 132476.0171 | 2 | 91 |  | 1301061.25 | 0 | 0 | 0 | 0 | 0 | 0 | 0 | 0 | 0 | 0 | 0 | 145939.99 | 0 | 0 | 0 | 86263.4 | 129441.93 | 0 | 0 | 6351 | 0 | 0 | 0 | 1919149.62 | 17728071.34 | 0 | 0 | 0 | 0 | 0 | 0 | 0 | 349670.1 | 27617.95 | 0 | 0 | 0 | 0 | 0 | 0 | 69139.1 | 0 | 0 | 0 | 0 | 0 | 0 | 0 | 0 | 0 | 0 | 2241282.09 | 48491.75
| 86 | [13 empty] | 92
| 87 | Output and Other Business Conditions | [12 empty] | 93
| 88 |  |  | Number of Customers |  | 790518 | 793231.1707 | 796523.895 | 799580.4598 | 802549.6347 | 805222.9623 | 807936.8786 | 810451.4945 | 3 | 94 |  | 1076538 | 12332 | 1619 | 37321 | 68879 | 30434 | 7459 | 1224 | 2575 | 12429 | 174153 | 62443 | 91128 | 18701 | 24390 | 31139 | 22211 | 3744 | 47962 | 11871 | 22908 | 2720 | 1268 | 5627 | 1440430 | 358901 | 20513 | 27992 | 10835 | 14351 | 166044 | 42634 | 44795 | 58226 | 9816 | 27678 | 5941 | 75885 | 12846 | 60839 | 11638 | 33938 | 4384 | 5980 | 2915 | 57088 | 8189 | 790518 | 14863 | 25063 | 4053 | 24429 | 160489 | 111053
| 89 |  |  | Delivery Volume |  | 23480523117.11 | 23143884524.3153 | 23137120955.4428 | 22923991172.221 | 22881964613.9366 | 22854496769.6652 | 22958809958.9876 | 22918843605.1203 | 4 | 95 |  | 26838884009 | 255694605.13 | 29586414.65 | 958263631 | 1523001350 | 479765521.32 | 145762372.83 | 23149670 | 30386998 | 236201881.56 | 3557114201 | 1241635413.01 | 2111867772.07 | 312403334.15 | 634616160 | 551718279.2 | 611606380.99 | 72625000.82 | 845434936.58 | 257757138.5 | 498519342 | 75311912 | 19982076 | 140288222.84 | 37352917583.02 | 7195259722 | 282181078.8 | 682239160.97 | 244751251.56 | 301812636.48 | 3170302876.02 | 951413564 | 831369726 | 1234789719 | 210032240.95 | 547971952.99 | 114374592 | 1601362054.16 | 266766857.25 | 1077184584 | 181597096 | 611477975.41 | 85463936 | 101903178 | 83438445.93 | 963264477.02 | 181457123.08 | 23480523117.11 | 144890599 | 374393811 | 105030649.42 | 442566800 | 3283082795.74 | 2786312238.74
| 90 |  |  | Annual Peak Demand |  | 4276455 | 4310106.3715 | 4297900.3789 | 4270092.858 | 4262402.3637 | 4257514.2826 | 4265705.2361 | 4270053.9658 | 5 | 96 |  | 5406754 | 50393 | 6400 | 170238 | 318420 | 98750 | 28168 | 5772 | 7112 | 64385 | 700859 | 248595 | 464900 | 56623 | 110240 | 122714 | 107738 | 15248 | 163773 | 56065 | 106610 | 15372 | 5092 | 30865 | 6821370 | 1279664 | 63546 | 118722 | 43906 | 51997 | 659979 | 189339 | 173351 | 250247 | 45600 | 112810 | 23217 | 370408 | 49506 | 226815 | 37022 | 118975 | 14755 | 20489 | 20283 | 171697 | 37761 | 4276455 | 36740 | 76731 | 17965 | 77910 | 645698 | 518646
| 91 |  |  | Distribution Circuit km |  | 29158 | 29268.8004 | 29380.0218 | 29491.6659 | 29603.7343 | 29716.2284 | 29829.1501 | 29942.5009 | 6 | 97 |  | 50795 | 2108 | 92 | 1191 | 1521 | 1535 | 160 | 54 | 38 | 174 | 3953 | 3271 | 4714 | 387 | 458 | 1622 | 287 | 81 | 2547 | 694 | 1701 | 97 | 21 | 73 | 124741 | 6226 | 1464 | 691 | 225 | 385 | 3100 | 2844 | 1028 | 4578 | 328 | 671 | 370 | 2021 | 220 | 2399 | 510 | 740 | 81 | 113 | 714 | 1270 | 144 | 29158 | 300 | 497 | 221 | 589 | 3674 | 2128
| 92 | [13 empty] | 98
| 93 | [13 empty] | 99
Section 2: Actual Cost Calculations | [14 empty] | 100
101
102
| 94 | Actual Cost | [12 empty] | 103
| 95 | [13 empty] | 104
| 96 | OM&A |  |  |  | 264587694.45 | 301274908.69 | 325251912.14 | 341712773.04 | 356706885.55 | 369970753.92 |  |  |  | 105 |  | 268392856.26 | 13718921.16 | 1174670.29 | 13591716.89 | 21411269.32 | 9680637.36 | 2737920.16 | 806989.06 | 692601.17 | 4208740.02 | 44882223.39 | 15360450.05 | 25234156.38 | 6164718.23 | 7750360.31 | 8288824.85 | 6618859.65 | 1761800.91 | 15279441.99 | 3773954.25 | 7237095.2386 | 1202293.57 | 661275.47 | 1200939.03 | 625202891.94 | 94710464.4345 | 6701221.59 | 7822957.68 | 2557283.33 | 5713682.08 | 42687578.36 | 11803020 | 12940656.19 | 19048311.89 | 3219310.1 | 8721483.297 | 3045413.297 | 20114506.13 | 3664133.44 | 13923029.77 | 3820738.64 | 10989234.97 | 1476178.3 | 2610500.04 | 1451595.86 | 19510824.23 | 2840459.09 | 264587694.45 | 3269528.37 | 6919284.02 | 1929964.51 | 7767385.52 | 38968842.37 | 31809380.49
| 97 | [13 empty] | 106
| 98 | Capital | [12 empty] | 107
| 99 |  |  | Rate of Return |  | 5.465% | 6.67% | 6.5% | 6.17% | 6.17% | 6.17% | 6.17% | 6.17% | 10 | 108 |  | 5.465% | 5.465% | 5.465% | 5.465% | 5.465% | 5.465% | 5.465% | 5.465% | 5.465% | 5.465% | 5.465% | 5.465% | 5.465% | 5.465% | 5.465% | 5.465% | 5.465% | 5.465% | 5.465% | 5.465% | 5.465% | 5.465% | 5.465% | 5.465% | 5.465% | 5.465% | 5.465% | 5.465% | 5.465% | 5.465% | 5.465% | 5.465% | 5.465% | 5.465% | 5.465% | 5.465% | 5.465% | 5.465% | 5.465% | 5.465% | 5.465% | 5.465% | 5.465% | 5.465% | 5.465% | 5.465% | 5.465% | 5.465% | 5.465% | 5.465% | 5.465% | 5.465% | 5.465% | 5.465%
| 100 |  |  | Depreciation Rate |  | 4.59% | 4.59% | 4.59% | 4.59% | 4.59% | 4.59% | 4.59% | 4.59% |  | 109 |  | 4.59% | 4.59% | 4.59% | 4.59% | 4.59% | 4.59% | 4.59% | 4.59% | 4.59% | 4.59% | 4.59% | 4.59% | 4.59% | 4.59% | 4.59% | 4.59% | 4.59% | 4.59% | 4.59% | 4.59% | 4.59% | 4.59% | 4.59% | 4.59% | 4.59% | 4.59% | 4.59% | 4.59% | 4.59% | 4.59% | 4.59% | 4.59% | 4.59% | 4.59% | 4.59% | 4.59% | 4.59% | 4.59% | 4.59% | 4.59% | 4.59% | 4.59% | 4.59% | 4.59% | 4.59% | 4.59% | 4.59% | 4.59% | 4.59% | 4.59% | 4.59% | 4.59% | 4.59% | 4.59%
| 101 |  |  | Construction Cost Index |  | 194.6761 | 201.8323 | 207.0866 | 212.5415 | 216.8351 | 221.2155 | 225.6843 | 230.2434 | 9 | 110 |  | 194.6761 | 194.6761 | 194.6761 | 194.6761 | 194.6761 | 194.6761 | 194.6761 | 194.6761 | 194.6761 | 194.6761 | 194.6761 | 194.6761 | 194.6761 | 194.6761 | 194.6761 | 194.6761 | 194.6761 | 194.6761 | 194.6761 | 194.6761 | 194.6761 | 194.6761 | 194.6761 | 194.6761 | 194.6761 | 194.6761 | 194.6761 | 194.6761 | 194.6761 | 194.6761 | 194.6761 | 194.6761 | 194.6761 | 194.6761 | 194.6761 | 194.6761 | 194.6761 | 194.6761 | 194.6761 | 194.6761 | 194.6761 | 194.6761 | 194.6761 | 194.6761 | 194.6761 | 194.6761 | 194.6761 | 194.6761 | 194.6761 | 194.6761 | 194.6761 | 194.6761 | 194.6761 | 194.6761
| 102 |  |  | Capital Price |  | 18.9696 | 22.249 | 22.6244 | 22.5329 | 23.0665 | 23.5325 | 24.0079 | 24.4929 |  | 111 |  | 18.9696 | 18.9696 | 18.9696 | 18.9696 | 18.9696 | 18.9696 | 18.9696 | 18.9696 | 18.9696 | 18.9696 | 18.9696 | 18.9696 | 18.9696 | 18.9696 | 18.9696 | 18.9696 | 18.9696 | 18.9696 | 18.9696 | 18.9696 | 18.9696 | 18.9696 | 18.9696 | 18.9696 | 18.9696 | 18.9696 | 18.9696 | 18.9696 | 18.9696 | 18.9696 | 18.9696 | 18.9696 | 18.9696 | 18.9696 | 18.9696 | 18.9696 | 18.9696 | 18.9696 | 18.9696 | 18.9696 | 18.9696 | 18.9696 | 18.9696 | 18.9696 | 18.9696 | 18.9696 | 18.9696 | 18.9696 | 18.9696 | 18.9696 | 18.9696 | 18.9696 | 18.9696 | 18.9696
| 103 |  |  | Gross Plant Additions |  | 681954313.12 | 768296258.4521 | 760975058.2747 | 757172875.9937 | 847752882.9554 | 935650544.7699 | 925220827.5442 | 1046281351.7203 | 1 | 112 |  | 301640237.71 | 10240000 | 227202.02 | 12588951 | 16547656.28 | 16354000 | 716807.84 | 92417.32 | 277370.15 | 2294479.92 | 51424800.29 | 20047551.89 | 17992519.52 | 5836212 | 5303371.42 | 7086564.94 | 4175358.02 | 723189.93 | 8171696.15 | 1984587.27 | 5383655 | 343036.39 | 187613 | 327573.44 | 913016248.61 | 170363357.02 | 13447747 | 3737891.1 | 2876101 | 4373253.8 | 50171632.2 | 12370107 | 4850997 | 16440063.9 | 1394163.81 | 6192951.1 | 661894 | 21289247 | 2983010.31 | 12601383 | 4609107.66 | 10131184.17 | 613411.85 | 1277912 | 312625.92 | 16038760 | 1814076.6 | 681954313.12 | 10609023.73 | 4134288.96 | 702113.84 | 7118537 | 47421212.21 | 30046457.69
| 104 |  |  | HV Capital Additions |  | 0 | 38315420.1509 | 7145488.7484 | 120773.6213 | 139616.4479 | 205026.3265 | 132841.0989 | 132476.0171 | 2 | 113 |  | 1301061.25 | 0 | 0 | 0 | 0 | 0 | 0 | 0 | 0 | 0 | 0 | 0 | 145939.99 | 0 | 0 | 0 | 86263.4 | 129441.93 | 0 | 0 | 6351 | 0 | 0 | 0 | 1919149.62 | 17728071.34 | 0 | 0 | 0 | 0 | 0 | 0 | 0 | 349670.1 | 27617.95 | 0 | 0 | 0 | 0 | 0 | 0 | 69139.1 | 0 | 0 | 0 | 0 | 0 | 0 | 0 | 0 | 0 | 0 | 2241282.09 | 48491.75
| 105 |  |  | Quantity of Capital Additions |  | 3503020.1556 | 3616769.1122 | 3640165.4697 | 3561902.85 | 3909022.3724 | 4228662.453 | 4099035.4316 | 4543664.2728 |  | 114 |  | 1542763.4497 | 52600.1899 | 1167.0771 | 64666.1341 | 85000.9632 | 84006.2018 | 3682.0536 | 474.7235 | 1424.7776 | 11786.1406 | 264155.6897 | 102979.0075 | 91673.1907 | 29979.0879 | 27242.0258 | 36401.8224 | 21004.6048 | 3049.9275 | 41975.8564 | 10194.3035 | 27621.798 | 1762.0878 | 963.7187 | 1682.6587 | 4680066.4503 | 784047.3649 | 69077.5436 | 19200.5646 | 14773.7753 | 22464.2559 | 257718.4944 | 63541.99 | 24918.2972 | 82652.126 | 7019.5871 | 31811.5629 | 3399.9756 | 109357.2691 | 15322.9403 | 64729.9941 | 23675.7752 | 51686.0822 | 3150.9355 | 6564.2982 | 1605.8772 | 82386.8967 | 9318.4349 | 3503020.1556 | 54495.7679 | 21236.7563 | 3606.5743 | 36566.0545 | 232077.4322 | 154091.6705
| 106 |  |  | Quantity of Capital Removed |  | 1791237.3821 | 1869808.2114 | 1949993.7168 | 2027572.6002 | 2097998.3587 | 2181124.3609 | 2275106.3593 | 2358824.7038 |  | 115 |  | 1300027.4436 | 40200.8845 | 1473.7704 | 36124.9875 | 69298.7018 | 46106.3171 | 6395.4583 | 605.8482 | 1325.1634 | 6385.5103 | 184527.7668 | 55446.2103 | 97212.92 | 13265.25 | 23596.7543 | 26612.2112 | 20182.9342 | 2381.6529 | 46895.1608 | 9803.7953 | 31090.206 | 997.0766 | 410.761 | 1534.2688 | 2471889.6875 | 460201.4885 | 29697.6768 | 22824.4423 | 7773.4479 | 13371.2931 | 142976.49 | 46760.9614 | 46124.0893 | 67615.9064 | 11516.8401 | 30926.1067 | 3695.5993 | 92894.1084 | 9687.5127 | 60036.4142 | 6656.3098 | 32036.9177 | 3216.7344 | 3235.5502 | 2418.3854 | 55832.5377 | 6954.6061 | 1791237.3821 | 8475.9295 | 14382.8187 | 3798.7352 | 21383.0967 | 179591.8092 | 102434.3347
| 107 |  |  | Capital Quantity |  | 40736562.3402 | 42483523.241 | 44173694.9939 | 45708025.2437 | 47519049.2574 | 49566587.3494 | 51390516.4217 | 53575355.9907 |  | 116 |  | 28565773.9926 | 888235.5701 | 31801.594 | 815577.9118 | 1525477.9008 | 1042394.8101 | 136621.1988 | 13068.1834 | 28970.2759 | 144518.5013 | 4099840.7063 | 1255511.235 | 2112388.81 | 305717.1065 | 517735.7786 | 589576.3471 | 440537.0129 | 52556.1366 | 1016761.7585 | 213980.8203 | 673878.127 | 22487.8119 | 9501.9992 | 33574.7261 | 56061982.5909 | 10350022.0972 | 686388.0762 | 493640.6603 | 176356.4901 | 300406.5385 | 3229698.2143 | 1035538.3582 | 983676.3285 | 1488149.6489 | 246414.2961 | 674656.8439 | 80218.5224 | 2040299.9449 | 216692.3484 | 1312676.4602 | 162037.1073 | 717621.2276 | 70015.5613 | 73820.0378 | 51875.627 | 1242949.5152 | 153880.3006 | 40736562.3402 | 230680.6109 | 320205.1071 | 82568.9549 | 481045.6303 | 3965161.2048 | 2283342.1867
| 108 |  |  | Capital Cost |  | 772758080.1239 | 945215856.5103 | 999402267.7231 | 1029934292.4447 | 1096100074.2422 | 1166426486.4924 | 1233778578.4059 | 1312215606.6842 |  | 117 |  | 541882559.5407 | 16849512.4378 | 603264.9129 | 15471222.5366 | 28937772.5108 | 19773858.3211 | 2591655.4856 | 247898.7853 | 549555.8171 | 2741464.502 | 77772518.1265 | 23816601.0041 | 40071263.4434 | 5799344.6358 | 9821263.3386 | 11184053.3386 | 8356830.2466 | 996971.1945 | 19287608.4596 | 4059139.9572 | 12783228.0808 | 426585.7838 | 180249.5415 | 636900.5967 | 1063475844.4529 | 196336233.2406 | 13020537.3624 | 9364187.5263 | 3345419.8117 | 5698605.0521 | 61266224.9354 | 19643793.87 | 18659989.6369 | 28229668.8663 | 4674391.4423 | 12798000.064 | 1521716.801 | 38703763.3455 | 4110576.6785 | 24901004.967 | 3073786.2188 | 13613019.121 | 1328170.2629 | 1400339.8277 | 984062.1692 | 23578309.6538 | 2919054.5004 | 772758080.1239 | 4375929.0364 | 6074176.8477 | 1566303.6686 | 9125264.2928 | 75217695.9472 | 43314188.1182
| 109 | [13 empty] | 118
| 110 | Total Actual Cost |  |  |  | 1037345774.5739 | 1246490765.2003 | 1324654179.8631 | 1371647065.4846 | 1452806959.7922 | 1536397240.4124 | 1233778578.4059 | 1312215606.6842 |  | 119 |  | 810275415.8007 | 30568433.5978 | 1777935.2029 | 29062939.4266 | 50349041.8308 | 29454495.6811 | 5329575.6456 | 1054887.8453 | 1242156.9871 | 6950204.522 | 122654741.5165 | 39177051.0541 | 65305419.8234 | 11964062.8658 | 17571623.6486 | 19472878.1886 | 14975689.8966 | 2758772.1045 | 34567050.4496 | 7833094.2072 | 20020323.3194 | 1628879.3538 | 841525.0115 | 1837839.6267 | 1688678736.3929 | 291046697.6751 | 19721758.9524 | 17187145.2063 | 5902703.1417 | 11412287.1321 | 103953803.2954 | 31446813.87 | 31600645.8269 | 47277980.7563 | 7893701.5423 | 21519483.361 | 4567130.098 | 58818269.4755 | 7774710.1185 | 38824034.737 | 6894524.8588 | 24602254.091 | 2804348.5629 | 4010839.8677 | 2435658.0292 | 43089133.8838 | 5759513.5904 | 1037345774.5739 | 7645457.4064 | 12993460.8677 | 3496268.1786 | 16892649.8128 | 114186538.3172 | 75123568.6082
120
Section 3: Predicted Cost Calculations | [14 empty] | 121
122
| 111 | Predicted Cost | [12 empty] | 123
| 112 | [13 empty] | 124
| 113 |  |  | Output Quantity | [10 empty] | 125
| 114 |  |  | Number of Customers |  | 790518 | 793231.1707 | 796523.895 | 799580.4598 | 802549.6347 | 805222.9623 | 807936.8786 | 810451.4945 |  | 126 |  | 1076538 | 12332 | 1619 | 37321 | 68879 | 30434 | 7459 | 1224 | 2575 | 12429 | 174153 | 62443 | 91128 | 18701 | 24390 | 31139 | 22211 | 3744 | 47962 | 11871 | 22908 | 2720 | 1268 | 5627 | 1440430 | 358901 | 20513 | 27992 | 10835 | 14351 | 166044 | 42634 | 44795 | 58226 | 9816 | 27678 | 5941 | 75885 | 12846 | 60839 | 11638 | 33938 | 4384 | 5980 | 2915 | 57088 | 8189 | 790518 | 14863 | 25063 | 4053 | 24429 | 160489 | 111053
| 115 |  |  | Delivery Volume |  | 23480523117.11 | 23143884524.3153 | 23137120955.4428 | 22923991172.221 | 22881964613.9366 | 22854496769.6652 | 22958809958.9876 | 22918843605.1203 |  | 127 |  | 26838884009 | 255694605.13 | 29586414.65 | 958263631 | 1523001350 | 479765521.32 | 145762372.83 | 23149670 | 30386998 | 236201881.56 | 3557114201 | 1241635413.01 | 2111867772.07 | 312403334.15 | 634616160 | 551718279.2 | 611606380.99 | 72625000.82 | 845434936.58 | 257757138.5 | 498519342 | 75311912 | 19982076 | 140288222.84 | 37352917583.02 | 7195259722 | 282181078.8 | 682239160.97 | 244751251.56 | 301812636.48 | 3170302876.02 | 951413564 | 831369726 | 1234789719 | 210032240.95 | 547971952.99 | 114374592 | 1601362054.16 | 266766857.25 | 1077184584 | 181597096 | 611477975.41 | 85463936 | 101903178 | 83438445.93 | 963264477.02 | 181457123.08 | 23480523117.11 | 144890599 | 374393811 | 105030649.42 | 442566800 | 3283082795.74 | 2786312238.74
| 116 |  |  | Annual Peak Demand |  | 4276455 | 4310106.3715 | 4297900.3789 | 4270092.858 | 4262402.3637 | 4257514.2826 | 4265705.2361 | 4270053.9658 |  | 128 |  | 5406754 | 50393 | 6400 | 170238 | 318420 | 98750 | 28168 | 5772 | 7112 | 64385 | 700859 | 248595 | 464900 | 56623 | 110240 | 122714 | 107738 | 15248 | 163773 | 56065 | 106610 | 15372 | 5092 | 30865 | 6821370 | 1279664 | 63546 | 118722 | 43906 | 51997 | 659979 | 189339 | 173351 | 250247 | 45600 | 112810 | 23217 | 370408 | 49506 | 226815 | 37022 | 118975 | 14755 | 20489 | 20283 | 171697 | 37761 | 4276455 | 36740 | 76731 | 17965 | 77910 | 645698 | 518646
| 117 |  |  | Capacity Proxy |  | 5018278 | 5018278 | 5018278 | 5018278 | 5018278 | 5018278 | 5018278 | 5018278 |  | 129 |  | 6110911.26 | 50393 | 8722 | 219364 | 379690 | 116948 | 39945 | 8879 | 7251 | 65612 | 750598 | 314474 | 656700 | 70523 | 136289 | 143420 | 116734 | 18859 | 206940 | 61540 | 214152 | 22617 | 7653 | 40003 | 6821370 | 1518168 | 66861 | 147462 | 50701 | 69984 | 719375 | 194762 | 204588 | 269269 | 52067 | 138403 | 26895 | 380100 | 53650 | 244040 | 47940 | 156336 | 19991 | 39622 | 22753 | 221752 | 48436 | 5018278 | 37410 | 104372 | 18160 | 94390 | 681698 | 580026
| 118 | [13 empty] | 130
| 119 |  |  | Input Prices | [10 empty] | 131
| 120 |  |  | GDP IPI [30% Weight] | 0 | 0.058587 | 0.060741 | 0.062322 | 0.063964 | 0.065256 | 0.066574 | 0.067919 | 0.069291 | 9 | 132 |  | 0.058587 | 0.058587 | 0.058587 | 0.058587 | 0.058587 | 0.058587 | 0.058587 | 0.058587 | 0.058587 | 0.058587 | 0.058587 | 0.058587 | 0.058587 | 0.058587 | 0.058587 | 0.058587 | 0.058587 | 0.058587 | 0.058587 | 0.058587 | 0.058587 | 0.058587 | 0.058587 | 0.058587 | 0.058587 | 0.058587 | 0.058587 | 0.058587 | 0.058587 | 0.058587 | 0.058587 | 0.058587 | 0.058587 | 0.058587 | 0.058587 | 0.058587 | 0.058587 | 0.058587 | 0.058587 | 0.058587 | 0.058587 | 0.058587 | 0.058587 | 0.058587 | 0.058587 | 0.058587 | 0.058587 | 0.058587 | 0.058587 | 0.058587 | 0.058587 | 0.058587 | 0.058587 | 0.058587
| 121 |  |  | Average Hourly Earnings [70% Weight] | 0 | 0.030455 | 0.030455 | 0.030455 | 0.030455 | 0.030455 | 0.030455 | 0.030455 | 0.030455 | 8 | 133 |  | 0.030455 | 0.030455 | 0.030455 | 0.030455 | 0.030455 | 0.030455 | 0.030455 | 0.030455 | 0.030455 | 0.030455 | 0.030455 | 0.030455 | 0.030455 | 0.030455 | 0.030455 | 0.030455 | 0.030455 | 0.030455 | 0.030455 | 0.030455 | 0.030455 | 0.030455 | 0.030455 | 0.030455 | 0.030455 | 0.030455 | 0.030455 | 0.030455 | 0.030455 | 0.030455 | 0.030455 | 0.030455 | 0.030455 | 0.030455 | 0.030455 | 0.030455 | 0.030455 | 0.030455 | 0.030455 | 0.030455 | 0.030455 | 0.030455 | 0.030455 | 0.030455 | 0.030455 | 0.030455 | 0.030455 | 0.030455 | 0.030455 | 0.030455 | 0.030455 | 0.030455 | 0.030455 | 0.030455
| 122 |  |  | OM&A Price Index Growth [30% GDPIPI growth + 70% AWE Growth] | 0% | 3.889% | 1.083% | 0.771% | 0.78% | 0.6% | 0.6% | 0.6% | 0.6% |  | 134 |  | 3.889% | 3.889% | 3.889% | 3.889% | 3.889% | 3.889% | 3.889% | 3.889% | 3.889% | 3.889% | 3.889% | 3.889% | 3.889% | 3.889% | 3.889% | 3.889% | 3.889% | 3.889% | 3.889% | 3.889% | 3.889% | 3.889% | 3.889% | 3.889% | 3.889% | 3.889% | 3.889% | 3.889% | 3.889% | 3.889% | 3.889% | 3.889% | 3.889% | 3.889% | 3.889% | 3.889% | 3.889% | 3.889% | 3.889% | 3.889% | 3.889% | 3.889% | 3.889% | 3.889% | 3.889% | 3.889% | 3.889% | 3.889% | 3.889% | 3.889% | 3.889% | 3.889% | 3.889% | 3.889%
| 123 |  |  | OM&A Price Index Level |  | 172.8936 | 174.7762 | 176.1289 | 177.5081 | 178.5764 | 179.651 | 180.7322 | 181.8198 |  | 135 |  | 172.8936 | 137.1232 | 145.576 | 157.6141 | 166.091 | 145.7934 | 155.2654 | 147.4863 | 171.5651 | 176.9637 | 173.7173 | 150.5867 | 176.9637 | 140.6494 | 151.4959 | 176.9637 | 147.9976 | 145.576 | 147.4863 | 166.091 | 169.4923 | 147.4863 | 134.4616 | 134.4616 | 163.6315 | 171.5651 | 162.2118 | 140.5465 | 148.5219 | 149.8591 | 151.4959 | 166.091 | 167.5527 | 145.7934 | 145.7934 | 137.5065 | 152.9599 | 169.4923 | 167.5527 | 172.8936 | 126.5438 | 137.1232 | 126.5438 | 146.3177 | 145.576 | 145.576 | 156.0317 | 172.8936 | 162.2118 | 145.7934 | 147.2842 | 133.2229 | 140.5465 | 161.3455
| 124 | [13 empty] | 136
| 125 |  |  | Capital Price Index | 0 | 18.9696 | 22.249 | 22.6244 | 22.5329 | 23.0665 | 23.5325 | 24.0079 | 24.4929 |  | 137 |  | 18.9696 | 18.9696 | 18.9696 | 18.9696 | 18.9696 | 18.9696 | 18.9696 | 18.9696 | 18.9696 | 18.9696 | 18.9696 | 18.9696 | 18.9696 | 18.9696 | 18.9696 | 18.9696 | 18.9696 | 18.9696 | 18.9696 | 18.9696 | 18.9696 | 18.9696 | 18.9696 | 18.9696 | 18.9696 | 18.9696 | 18.9696 | 18.9696 | 18.9696 | 18.9696 | 18.9696 | 18.9696 | 18.9696 | 18.9696 | 18.9696 | 18.9696 | 18.9696 | 18.9696 | 18.9696 | 18.9696 | 18.9696 | 18.9696 | 18.9696 | 18.9696 | 18.9696 | 18.9696 | 18.9696 | 18.9696 | 18.9696 | 18.9696 | 18.9696 | 18.9696 | 18.9696 | 18.9696
| 126 | [13 empty] | 138
| 127 |  |  | Business Conditions | [10 empty] | 139
| 128 |  |  | Line km |  | 29158 | 29268.8004 | 29380.0218 | 29491.6659 | 29603.7343 | 29716.2284 | 29829.1501 | 29942.5009 |  | 140 |  | 50795 | 2108 | 92 | 1191 | 1521 | 1535 | 160 | 54 | 38 | 174 | 3953 | 3271 | 4714 | 387 | 458 | 1622 | 287 | 81 | 2547 | 694 | 1701 | 97 | 21 | 73 | 124741 | 6226 | 1464 | 691 | 225 | 385 | 3100 | 2844 | 1028 | 4578 | 328 | 671 | 370 | 2021 | 220 | 2399 | 510 | 740 | 81 | 113 | 714 | 1270 | 144 | 29158 | 300 | 497 | 221 | 589 | 3674 | 2128
| 129 |  |  | 2002-2013 Average Line km |  | 18409.9048 | 19133.8311 | 19774.2181 | 20345.8326 | 20860.1605 | 21352.1643 | 21823.1079 | 22274.1853 |  | 141 |  | 25747.9762 | 1903.419 | 92.0714 | 833.7524 | 1530.0429 | 1094.6571 | 149.9048 | 32.5 | 31.1 | 152.3095 | 3380.6667 | 1553.0762 | 2173.7619 | 342.7143 | 401.0429 | 677.2524 | 269.6524 | 80.5619 | 1023.9905 | 361.5714 | 1458.2 | 75.8667 | 21.1429 | 67.5476 | 123519.8429 | 5532.0952 | 865.8095 | 366.1333 | 153.2857 | 481.8095 | 2801.1905 | 1551.8333 | 1060.8571 | 2383.7143 | 336.7905 | 716.0286 | 370 | 1636.4286 | 194.681 | 1173.381 | 253.6286 | 731.8571 | 68.9524 | 98.019 | 373.781 | 1249.4048 | 147.8619 | 18409.9048 | 253.6429 | 449.8 | 116.3333 | 497.0571 | 3409.5571 | 2040.7476
| 130 |  |  | Customers Ten Years Ago |  | 718661 | [8 empty] | 142 |  | 968622 | 11609 | 1660 | 35820 | 65377 | 28429.0361 | 6647 | 1275 | 1956 | 11371 | 156195 | 56795 | 85620 | 15716 | 22204 | 28130 | 20057 | 3780 | 46879 | 10488 | 20893 | 2787 | 1216 | 5579 | 1325590 | 309534 | 15062 | 26775 | 9773 | 13165 | 149742 | 32324 | 40858 | 50986 | 8187 | 27274 | 6068 | 64106 | 11392 | 53361 | 10633 | 33058 | 4215 | 5862 | 2755 | 55566 | 6782 | 718661 | 12538 | 22053 | 3649 | 22593 | 142414 | 100031
| 131 |  |  | Ten Year Customer Growth Percentage |  | 9.999% | 7.985% | 7.023% | 5.442% | 5.333% | 4.854% | 4.571% | 4.184% |  | 143 |  | 11.14% | 6.228% | -2.47% | 4.19% | 5.357% | 7.053% | 12.22% | -4% | 31.65% | 9.304% | 11.5% | 9.945% | 6.433% | 18.99% | 9.845% | 10.7% | 10.74% | -0.9524% | 2.31% | 13.19% | 9.644% | -2.404% | 4.276% | 0.8604% | 8.663% | 15.95% | 36.19% | 4.545% | 10.87% | 9.009% | 10.89% | 31.9% | 9.636% | 14.2% | 19.9% | 1.481% | -2.093% | 18.37% | 12.76% | 14.01% | 9.452% | 2.662% | 4.009% | 2.013% | 5.808% | 2.739% | 20.75% | 9.999% | 18.54% | 13.65% | 11.07% | 8.126% | 12.69% | 11.02%
| 132 | [13 empty] | 144
| 133 | (Details of the predicted cost calculations may be hidden by using the +/- button to the left of row 248) | [12 empty] | 145
| 134 | [13 empty] | 146
| 135 | Company Values for Variables Used in the Prediction Equation | [12 empty] | 147
| 136 | [13 empty] | 148
| 137 |  |  | Constant |  | 1 | 1 | 1 | 1 | 1 | 1 | 1 | 1 |  | 149 |  | 1 | 1 | 1 | 1 | 1 | 1 | 1 | 1 | 1 | 1 | 1 | 1 | 1 | 1 | 1 | 1 | 1 | 1 | 1 | 1 | 1 | 1 | 1 | 1 | 1 | 1 | 1 | 1 | 1 | 1 | 1 | 1 | 1 | 1 | 1 | 1 | 1 | 1 | 1 | 1 | 1 | 1 | 1 | 1 | 1 | 1 | 1 | 1 | 1 | 1 | 1 | 1 | 1 | 1
| 138 |  |  | Capital Price / OM&A Price (WK) |  | 0.10972 | 0.1273 | 0.12845 | 0.12694 | 0.12917 | 0.13099 | 0.13284 | 0.13471 |  | 150 |  | 0.10972 | 0.13834 | 0.13031 | 0.12035 | 0.11421 | 0.13011 | 0.12218 | 0.12862 | 0.11057 | 0.1072 | 0.1092 | 0.12597 | 0.1072 | 0.13487 | 0.12522 | 0.1072 | 0.12818 | 0.13031 | 0.12862 | 0.11421 | 0.11192 | 0.12862 | 0.14108 | 0.14108 | 0.11593 | 0.11057 | 0.11694 | 0.13497 | 0.12772 | 0.12658 | 0.12522 | 0.11421 | 0.11322 | 0.13011 | 0.13011 | 0.13795 | 0.12402 | 0.11192 | 0.11322 | 0.10972 | 0.14991 | 0.13834 | 0.14991 | 0.12965 | 0.13031 | 0.13031 | 0.12158 | 0.10972 | 0.11694 | 0.13011 | 0.1288 | 0.14239 | 0.13497 | 0.11757
| 139 |  |  | Customers (Y1) |  | 790518 | 793231.1707 | 796523.895 | 799580.4598 | 802549.6347 | 805222.9623 | 807936.8786 | 810451.4945 |  | 151 |  | 1076538 | 12332 | 1619 | 37321 | 68879 | 30434 | 7459 | 1224 | 2575 | 12429 | 174153 | 62443 | 91128 | 18701 | 24390 | 31139 | 22211 | 3744 | 47962 | 11871 | 22908 | 2720 | 1268 | 5627 | 1440430 | 358901 | 20513 | 27992 | 10835 | 14351 | 166044 | 42634 | 44795 | 58226 | 9816 | 27678 | 5941 | 75885 | 12846 | 60839 | 11638 | 33938 | 4384 | 5980 | 2915 | 57088 | 8189 | 790518 | 14863 | 25063 | 4053 | 24429 | 160489 | 111053
| 140 |  |  | Capacity (Y2) |  | 5018278 | 5018278 | 5018278 | 5018278 | 5018278 | 5018278 | 5018278 | 5018278 |  | 152 |  | 6110911.26 | 50393 | 8722 | 219364 | 379690 | 116948 | 39945 | 8879 | 7251 | 65612 | 750598 | 314474 | 656700 | 70523 | 136289 | 143420 | 116734 | 18859 | 206940 | 61540 | 214152 | 22617 | 7653 | 40003 | 6821370 | 1518168 | 66861 | 147462 | 50701 | 69984 | 719375 | 194762 | 204588 | 269269 | 52067 | 138403 | 26895 | 380100 | 53650 | 244040 | 47940 | 156336 | 19991 | 39622 | 22753 | 221752 | 48436 | 5018278 | 37410 | 104372 | 18160 | 94390 | 681698 | 580026
| 141 |  |  | Deliveries (Y3) |  | 23480523117.11 | 23143884524.3153 | 23137120955.4428 | 22923991172.221 | 22881964613.9366 | 22854496769.6652 | 22958809958.9876 | 22918843605.1203 |  | 153 |  | 26838884009 | 255694605.13 | 29586414.65 | 958263631 | 1523001350 | 479765521.32 | 145762372.83 | 23149670 | 30386998 | 236201881.56 | 3557114201 | 1241635413.01 | 2111867772.07 | 312403334.15 | 634616160 | 551718279.2 | 611606380.99 | 72625000.82 | 845434936.58 | 257757138.5 | 498519342 | 75311912 | 19982076 | 140288222.84 | 37352917583.02 | 7195259722 | 282181078.8 | 682239160.97 | 244751251.56 | 301812636.48 | 3170302876.02 | 951413564 | 831369726 | 1234789719 | 210032240.95 | 547971952.99 | 114374592 | 1601362054.16 | 266766857.25 | 1077184584 | 181597096 | 611477975.41 | 85463936 | 101903178 | 83438445.93 | 963264477.02 | 181457123.08 | 23480523117.11 | 144890599 | 374393811 | 105030649.42 | 442566800 | 3283082795.74 | 2786312238.74
| 142 |  |  | Average Line Length |  | 18409.9048 | 19133.8311 | 19774.2181 | 20345.8326 | 20860.1605 | 21352.1643 | 21823.1079 | 22274.1853 |  | 154 |  | 25747.9762 | 1903.419 | 92.0714 | 833.7524 | 1530.0429 | 1094.6571 | 149.9048 | 32.5 | 31.1 | 152.3095 | 3380.6667 | 1553.0762 | 2173.7619 | 342.7143 | 401.0429 | 677.2524 | 269.6524 | 80.5619 | 1023.9905 | 361.5714 | 1458.2 | 75.8667 | 21.1429 | 67.5476 | 123519.8429 | 5532.0952 | 865.8095 | 366.1333 | 153.2857 | 481.8095 | 2801.1905 | 1551.8333 | 1060.8571 | 2383.7143 | 336.7905 | 716.0286 | 370 | 1636.4286 | 194.681 | 1173.381 | 253.6286 | 731.8571 | 68.9524 | 98.019 | 373.781 | 1249.4048 | 147.8619 | 18409.9048 | 253.6429 | 449.8 | 116.3333 | 497.0571 | 3409.5571 | 2040.7476
| 143 |  |  | Customers Added in last 10 years |  | 9.999% | 7.985% | 7.023% | 5.442% | 5.333% | 4.854% | 4.571% | 4.184% |  | 155 |  | 11.14% | 6.228% | -2.47% | 4.19% | 5.357% | 7.053% | 12.22% | -4% | 31.65% | 9.304% | 11.5% | 9.945% | 6.433% | 18.99% | 9.845% | 10.7% | 10.74% | -0.9524% | 2.31% | 13.19% | 9.644% | -2.404% | 4.276% | 0.8604% | 8.663% | 15.95% | 36.19% | 4.545% | 10.87% | 9.009% | 10.89% | 31.9% | 9.636% | 14.2% | 19.9% | 1.481% | -2.093% | 18.37% | 12.76% | 14.01% | 9.452% | 2.662% | 4.009% | 2.013% | 5.808% | 2.739% | 20.75% | 9.999% | 18.54% | 13.65% | 11.07% | 8.126% | 12.69% | 11.02%
| 144 |  |  | Trend |  | 16 | 17 | 18 | 19 | 20 | 21 | 22 | 23 |  | 156 |  | 16 | 16 | 16 | 16 | 16 | 16 | 16 | 16 | 16 | 16 | 16 | 16 | 16 | 16 | 16 | 16 | 16 | 16 | 16 | 16 | 16 | 16 | 16 | 16 | 16 | 16 | 16 | 16 | 16 | 16 | 16 | 16 | 16 | 16 | 16 | 16 | 16 | 16 | 16 | 16 | 16 | 16 | 16 | 16 | 16 | 16 | 16 | 16 | 16 | 16 | 16 | 16 | 16 | 16
| 145 | [13 empty] | 157
| 146 | [13 empty] | 158
| 147 | Company-Specific Parameter Estimates* | [12 empty] | 159
| 148 |  | 91 | Constant |  | 12.8023 | 12.8023 | 12.8023 | 12.8023 | 12.8023 | 12.8023 | 12.8023 | 12.8023 |  | 160 |  | 12.8172 | 12.8097 | 12.8157 | 12.8145 | 12.8168 | 12.8129 | 12.8133 | 12.8147 | 12.8109 | 12.8111 | 12.8149 | 12.8214 | 12.8191 | 12.8123 | 12.8121 | 12.8153 | 12.8157 | 12.8124 | 12.8161 | 12.8145 | 12.8115 | 12.8149 | 12.8177 | 12.8066 | 12.8151 | 12.8153 | 12.8159 | 12.8141 | 12.8129 | 12.8195 | 12.8131 | 12.8193 | 12.8143 | 12.7877 | 12.8109 | 12.8148 | 12.8311 | 12.8119 | 12.8147 | 12.8195 | 12.8144 | 12.8064 | 12.8221 | 12.8123 | 12.8146 | 12.8098 | 12.8142 | 12.8023 | 12.8153 | 12.8158 | 12.8153 | 12.8135 | 12.8202 | 12.8166
| 149 |  | 92 | Capital Price / OM&A Price (WK) |  | 0.63227 | 0.63227 | 0.63227 | 0.63227 | 0.63227 | 0.63227 | 0.63227 | 0.63227 |  | 161 |  | 0.62713 | 0.62643 | 0.62654 | 0.6328 | 0.62645 | 0.62778 | 0.62722 | 0.62666 | 0.63118 | 0.62749 | 0.62695 | 0.62822 | 0.62672 | 0.62937 | 0.62772 | 0.62608 | 0.6221 | 0.62704 | 0.62747 | 0.62877 | 0.62562 | 0.62749 | 0.62696 | 0.63025 | 0.63013 | 0.62764 | 0.6278 | 0.62904 | 0.62668 | 0.62707 | 0.63058 | 0.62545 | 0.6277 | 0.62881 | 0.62469 | 0.62569 | 0.62681 | 0.62461 | 0.62744 | 0.62689 | 0.62692 | 0.6309 | 0.62426 | 0.62764 | 0.62667 | 0.63219 | 0.62699 | 0.63227 | 0.62623 | 0.62845 | 0.62705 | 0.6269 | 0.62523 | 0.62626
| 150 |  | 93 | Customers (Y1) |  | 0.46436 | 0.46436 | 0.46436 | 0.46436 | 0.46436 | 0.46436 | 0.46436 | 0.46436 |  | 162 |  | 0.42382 | 0.45714 | 0.4439 | 0.44057 | 0.43873 | 0.4448 | 0.44755 | 0.44525 | 0.44745 | 0.44314 | 0.44038 | 0.42638 | 0.45245 | 0.44062 | 0.45272 | 0.44683 | 0.45202 | 0.4464 | 0.43863 | 0.43902 | 0.43648 | 0.43963 | 0.45389 | 0.44426 | 0.40373 | 0.44481 | 0.44246 | 0.4429 | 0.44869 | 0.43983 | 0.45002 | 0.45821 | 0.44786 | 0.49067 | 0.44851 | 0.4453 | 0.42477 | 0.45612 | 0.44338 | 0.45682 | 0.44495 | 0.44132 | 0.43709 | 0.45049 | 0.44556 | 0.42625 | 0.44494 | 0.46436 | 0.44449 | 0.44343 | 0.44683 | 0.44533 | 0.4801 | 0.43589
| 151 |  | 94 | Capacity (Y2) |  | 0.13104 | 0.13104 | 0.13104 | 0.13104 | 0.13104 | 0.13104 | 0.13104 | 0.13104 |  | 163 |  | 0.19096 | 0.15666 | 0.16174 | 0.16083 | 0.1631 | 0.16252 | 0.15481 | 0.15518 | 0.16256 | 0.16819 | 0.16531 | 0.16915 | 0.16697 | 0.16553 | 0.1551 | 0.16157 | 0.15456 | 0.1616 | 0.16457 | 0.15671 | 0.17462 | 0.15974 | 0.15558 | 0.16039 | 0.19341 | 0.16029 | 0.16089 | 0.16304 | 0.16589 | 0.15709 | 0.15933 | 0.16041 | 0.15921 | 0.13794 | 0.16229 | 0.15852 | 0.14777 | 0.153 | 0.16052 | 0.15097 | 0.16022 | 0.16788 | 0.15563 | 0.15673 | 0.15984 | 0.17552 | 0.15948 | 0.13104 | 0.16304 | 0.16239 | 0.15926 | 0.16259 | 0.13324 | 0.16832
| 152 |  | 95 | Deliveries (Y3) |  | 0.089453 | 0.089453 | 0.089453 | 0.089453 | 0.089453 | 0.089453 | 0.089453 | 0.089453 |  | 164 |  | 0.094678 | 0.11096 | 0.09948 | 0.11006 | 0.10907 | 0.10179 | 0.10977 | 0.10877 | 0.10661 | 0.10184 | 0.10395 | 0.11285 | 0.086398 | 0.10467 | 0.10572 | 0.10431 | 0.092676 | 0.10612 | 0.10433 | 0.11428 | 0.10574 | 0.10851 | 0.099503 | 0.1169 | 0.10604 | 0.10539 | 0.10314 | 0.10524 | 0.1002 | 0.10423 | 0.10629 | 0.10063 | 0.10381 | 0.10318 | 0.10832 | 0.10728 | 0.11598 | 0.10318 | 0.10658 | 0.10513 | 0.10578 | 0.10111 | 0.10924 | 0.10739 | 0.10708 | 0.10677 | 0.10513 | 0.089453 | 0.10219 | 0.10416 | 0.10426 | 0.10388 | 0.10889 | 0.10745
| 153 |  | 96 | WKWK |  | 0.12446 | 0.12446 | 0.12446 | 0.12446 | 0.12446 | 0.12446 | 0.12446 | 0.12446 |  | 165 |  | 0.1215 | 0.12359 | 0.12325 | 0.13217 | 0.12289 | 0.12919 | 0.12487 | 0.12097 | 0.13706 | 0.12871 | 0.12308 | 0.13727 | 0.12198 | 0.12794 | 0.12677 | 0.12172 | 0.11428 | 0.12322 | 0.13002 | 0.12618 | 0.13146 | 0.12181 | 0.12596 | 0.13567 | 0.12455 | 0.12369 | 0.1246 | 0.13312 | 0.125 | 0.12618 | 0.13061 | 0.13132 | 0.12894 | 0.12284 | 0.11202 | 0.12071 | 0.11117 | 0.12795 | 0.12694 | 0.1251 | 0.12358 | 0.14194 | 0.1114 | 0.12417 | 0.12343 | 0.1425 | 0.12528 | 0.12446 | 0.121 | 0.12332 | 0.12567 | 0.12658 | 0.12362 | 0.12189
| 154 |  | 97 | Y1Y1 |  | -0.35637 | -0.35637 | -0.35637 | -0.35637 | -0.35637 | -0.35637 | -0.35637 | -0.35637 |  | 166 |  | -0.37229 | -0.4003 | -0.3541 | -0.38079 | -0.37239 | -0.34794 | -0.39557 | -0.41444 | -0.33468 | -0.39218 | -0.37352 | -0.36637 | -0.45925 | -0.42902 | -0.37267 | -0.37735 | -0.35842 | -0.35454 | -0.39269 | -0.3894 | -0.31748 | -0.22895 | -0.43887 | -0.37338 | -0.40142 | -0.37925 | -0.37932 | -0.37139 | -0.37422 | -0.37768 | -0.38956 | -0.46205 | -0.37219 | -0.30444 | -0.37416 | -0.35103 | -0.5183 | -0.40931 | -0.37469 | -0.40599 | -0.37281 | -0.40964 | -0.25489 | -0.40561 | -0.33851 | -0.44696 | -0.39135 | -0.35637 | -0.24161 | -0.37606 | -0.39025 | -0.38196 | -0.34806 | -0.34926
| 155 |  | 98 | Y2Y2 |  | 0.2032 | 0.2032 | 0.2032 | 0.2032 | 0.2032 | 0.2032 | 0.2032 | 0.2032 |  | 167 |  | 0.25107 | 0.22273 | 0.21301 | 0.17336 | 0.18996 | 0.20382 | 0.25153 | 0.17812 | 0.20464 | 0.16959 | 0.18635 | 0.1825 | 0.15794 | 0.16845 | 0.11633 | 0.18856 | 0.21778 | 0.19562 | 0.18108 | 0.17302 | 0.27741 | 0.23572 | 0.17421 | 0.10588 | 0.18618 | 0.19081 | 0.18058 | 0.18885 | 0.18687 | 0.17513 | 0.16742 | 0.17122 | 0.18869 | 0.23286 | 0.19219 | 0.20632 | 0.1666 | 0.17928 | 0.19331 | 0.18599 | 0.22907 | 0.16814 | 0.23847 | 0.17994 | 0.17481 | 0.15427 | 0.17868 | 0.2032 | 0.30866 | 0.18277 | 0.19466 | 0.19408 | 0.20335 | 0.20491
| 156 |  | 99 | Y3Y3 |  | 0.14636 | 0.14636 | 0.14636 | 0.14636 | 0.14636 | 0.14636 | 0.14636 | 0.14636 |  | 168 |  | 0.14597 | 0.17178 | 0.15484 | 0.17795 | 0.17189 | 0.16002 | 0.17827 | 0.17433 | 0.16941 | 0.1553 | 0.16484 | 0.18665 | 0.15476 | 0.16438 | 0.14312 | 0.16397 | 0.13417 | 0.16891 | 0.16408 | 0.21578 | 0.15394 | 0.18141 | 0.14621 | 0.20679 | 0.15656 | 0.16404 | 0.16783 | 0.1666 | 0.15194 | 0.16973 | 0.16721 | 0.14752 | 0.16767 | 0.16213 | 0.17567 | 0.17125 | 0.17822 | 0.16292 | 0.17114 | 0.15717 | 0.16152 | 0.1557 | 0.17969 | 0.16936 | 0.17654 | 0.1668 | 0.16929 | 0.14636 | 0.15542 | 0.16374 | 0.16202 | 0.15976 | 0.169 | 0.16731
| 157 |  | 100 | WKY1 |  | 0.053566 | 0.053566 | 0.053566 | 0.053566 | 0.053566 | 0.053566 | 0.053566 | 0.053566 |  | 169 |  | 0.05504 | 0.04916 | 0.053285 | 0.046439 | 0.054124 | 0.053205 | 0.053513 | 0.05258 | 0.050297 | 0.054182 | 0.054045 | 0.051313 | 0.052884 | 0.054667 | 0.051479 | 0.054159 | 0.05842 | 0.053813 | 0.055239 | 0.04945 | 0.039288 | 0.05021 | 0.05259 | 0.04839 | 0.060342 | 0.054713 | 0.050898 | 0.053265 | 0.054883 | 0.052741 | 0.055237 | 0.056034 | 0.050555 | 0.05439 | 0.056171 | 0.05401 | 0.054393 | 0.05509 | 0.053717 | 0.053226 | 0.05427 | 0.053373 | 0.055167 | 0.046101 | 0.054132 | 0.059101 | 0.054763 | 0.053566 | 0.053359 | 0.05599 | 0.054453 | 0.053965 | 0.052299 | 0.055404
| 158 |  | 101 | WKY2 |  | 0.013023 | 0.013023 | 0.013023 | 0.013023 | 0.013023 | 0.013023 | 0.013023 | 0.013023 |  | 170 |  | 0.0081412 | 0.0083781 | 0.0097872 | 0.016353 | 0.0094218 | 0.01062 | 0.009259 | 0.010485 | 0.013606 | 0.0095944 | 0.0095187 | 0.010492 | 0.010885 | 0.0079388 | 0.011006 | 0.0094712 | 0.0080165 | 0.0096281 | 0.0087768 | 0.011465 | 0.02578 | 0.011841 | 0.011166 | 0.013064 | 0.0070053 | 0.0094876 | 0.010793 | 0.010125 | 0.0091359 | 0.011021 | 0.010119 | 0.0099902 | 0.010347 | 0.0092014 | 0.0079296 | 0.0095805 | 0.0064691 | 0.008662 | 0.010172 | 0.010146 | 0.0093677 | 0.011248 | 0.0089178 | 0.018023 | 0.0093353 | 0.0065931 | 0.0095373 | 0.013023 | 0.0098021 | 0.0087628 | 0.0099898 | 0.0097205 | 0.010698 | 0.0083372
| 159 |  | 102 | WKY3 |  | 0.00086317 | 0.00086317 | 0.00086317 | 0.00086317 | 0.00086317 | 0.00086317 | 0.00086317 | 0.00086317 |  | 171 |  | 0.00040339 | 0.0059947 | -0.00065026 | 0.001676 | -0.00026036 | -0.00022491 | 0.00085377 | -0.00094108 | 0.00068268 | 3.4374e-05 | 0.00010601 | 0.0022701 | -0.00032347 | 6.1302e-05 | 0.00114 | -0.00021441 | -0.0023827 | -1.5707e-05 | -0.00038826 | 0.0027193 | -0.0014134 | 0.00089397 | -0.0011295 | 0.0012109 | -0.0010943 | -9.2664e-05 | 0.0020224 | 0.00031725 | -0.00044749 | -0.00030348 | -0.00010414 | -0.002226 | 0.0025923 | 0.00032685 | 0.0014275 | -0.00024676 | -0.00014618 | -0.0012932 | -0.00018589 | 3.9914e-05 | -0.00037944 | -0.00016964 | -0.00032773 | -0.0057988 | -0.00042344 | -0.00037832 | -0.00057615 | 0.00086317 | 1.6871e-05 | -0.0013678 | -0.00072531 | -0.000163 | -0.00050436 | -0.00057366
| 160 |  | 103 | Y1Y2 |  | 0.1137 | 0.1137 | 0.1137 | 0.1137 | 0.1137 | 0.1137 | 0.1137 | 0.1137 |  | 172 |  | 0.10195 | 0.13797 | 0.11557 | 0.15689 | 0.14204 | 0.11784 | 0.12467 | 0.16991 | 0.11406 | 0.15457 | 0.14168 | 0.14857 | 0.20277 | 0.17822 | 0.16928 | 0.1417 | 0.10565 | 0.12594 | 0.15377 | 0.17713 | 0.06315 | 0.056931 | 0.17368 | 0.2066 | 0.1462 | 0.14122 | 0.14828 | 0.14016 | 0.13473 | 0.15127 | 0.1591 | 0.18397 | 0.14105 | 0.083836 | 0.14434 | 0.12438 | 0.23264 | 0.16334 | 0.14207 | 0.15315 | 0.1192 | 0.16442 | 0.060242 | 0.16296 | 0.13835 | 0.19561 | 0.15732 | 0.1137 | 0.010267 | 0.14373 | 0.14464 | 0.13962 | 0.12197 | 0.12037
| 161 |  | 104 | Y1Y3 |  | 0.083767 | 0.083767 | 0.083767 | 0.083767 | 0.083767 | 0.083767 | 0.083767 | 0.083767 |  | 173 |  | 0.09119 | 0.10144 | 0.070267 | 0.052321 | 0.060033 | 0.060515 | 0.10565 | 0.071028 | 0.050262 | 0.066071 | 0.062218 | 0.043348 | 0.087725 | 0.077926 | 0.036829 | 0.067324 | 0.088856 | 0.058279 | 0.068984 | 0.03833 | 0.084005 | 0.022877 | 0.09912 | 0.022508 | 0.065548 | 0.069628 | 0.060882 | 0.062872 | 0.072811 | 0.055763 | 0.064504 | 0.10485 | 0.062592 | 0.068599 | 0.058454 | 0.060822 | 0.10871 | 0.081234 | 0.063908 | 0.086219 | 0.084039 | 0.072918 | 0.033865 | 0.068817 | 0.035811 | 0.076884 | 0.064616 | 0.083767 | 0.06366 | 0.062914 | 0.076791 | 0.073164 | 0.071905 | 0.058429
| 162 |  | 105 | Y2Y3 |  | -0.20257 | -0.20257 | -0.20257 | -0.20257 | -0.20257 | -0.20257 | -0.20257 | -0.20257 |  | 174 |  | -0.20664 | -0.23964 | -0.19378 | -0.19667 | -0.19832 | -0.18759 | -0.24875 | -0.2125 | -0.18345 | -0.18795 | -0.19435 | -0.19652 | -0.21876 | -0.20942 | -0.15026 | -0.19832 | -0.19064 | -0.19299 | -0.19993 | -0.21718 | -0.20482 | -0.17421 | -0.21162 | -0.19951 | -0.18735 | -0.19997 | -0.19546 | -0.19653 | -0.19132 | -0.19213 | -0.19818 | -0.21814 | -0.1971 | -0.19706 | -0.20102 | -0.19939 | -0.25473 | -0.21196 | -0.20211 | -0.20895 | -0.21329 | -0.19593 | -0.18137 | -0.20478 | -0.1816 | -0.21056 | -0.20157 | -0.20257 | -0.18647 | -0.19414 | -0.20575 | -0.19969 | -0.20667 | -0.19208
| 163 |  | 106 | Average Line Length |  | 0.28632 | 0.28632 | 0.28632 | 0.28632 | 0.28632 | 0.28632 | 0.28632 | 0.28632 |  | 175 |  | 0.28773 | 0.27093 | 0.28998 | 0.28299 | 0.28515 | 0.28501 | 0.2837 | 0.28674 | 0.28176 | 0.28164 | 0.28537 | 0.28483 | 0.2905 | 0.28379 | 0.28274 | 0.28274 | 0.29844 | 0.28145 | 0.28829 | 0.28413 | 0.27953 | 0.28711 | 0.28962 | 0.27114 | 0.28104 | 0.28515 | 0.28738 | 0.28456 | 0.28086 | 0.29238 | 0.28031 | 0.27894 | 0.28512 | 0.26489 | 0.27782 | 0.2862 | 0.30806 | 0.28425 | 0.28618 | 0.28465 | 0.28472 | 0.28165 | 0.29288 | 0.28111 | 0.28413 | 0.28562 | 0.28567 | 0.28632 | 0.28547 | 0.28349 | 0.28615 | 0.28387 | 0.28038 | 0.2842
| 164 |  | 107 | Customers Added in last 10 years |  | 0.019029 | 0.019029 | 0.019029 | 0.019029 | 0.019029 | 0.019029 | 0.019029 | 0.019029 |  | 176 |  | 0.01707 | 0.016552 | 0.016885 | 0.016313 | 0.016394 | 0.016487 | 0.017042 | 0.016397 | 0.017149 | 0.016568 | 0.01624 | 0.014945 | 0.017399 | 0.017165 | 0.016514 | 0.0161 | 0.017492 | 0.017776 | 0.015676 | 0.01663 | 0.015547 | 0.015159 | 0.015823 | 0.016248 | 0.015625 | 0.016239 | 0.016694 | 0.016466 | 0.016825 | 0.01608 | 0.017766 | 0.0085355 | 0.0171 | 0.019258 | 0.016493 | 0.016517 | 0.013388 | 0.016813 | 0.016332 | 0.015967 | 0.016073 | 0.018272 | 0.016742 | 0.01656 | 0.015803 | 0.017401 | 0.016879 | 0.019029 | 0.016075 | 0.016232 | 0.016207 | 0.016324 | 0.018086 | 0.015919
| 165 |  | 108 | Trend |  | 0.016871 | 0.016871 | 0.016871 | 0.016871 | 0.016871 | 0.016871 | 0.016871 | 0.016871 |  | 177 |  | 0.016787 | 0.016748 | 0.01701 | 0.016956 | 0.017087 | 0.016907 | 0.017168 | 0.017428 | 0.017414 | 0.017206 | 0.016977 | 0.017313 | 0.016956 | 0.01695 | 0.017117 | 0.017069 | 0.016939 | 0.017193 | 0.017161 | 0.016861 | 0.017255 | 0.017003 | 0.016823 | 0.017382 | 0.016979 | 0.016909 | 0.016811 | 0.017125 | 0.016923 | 0.016879 | 0.016966 | 0.01725 | 0.017318 | 0.016424 | 0.016899 | 0.017066 | 0.017635 | 0.017155 | 0.01719 | 0.016953 | 0.017167 | 0.017071 | 0.017054 | 0.016892 | 0.016875 | 0.017277 | 0.016923 | 0.016871 | 0.016763 | 0.016943 | 0.016837 | 0.016955 | 0.01719 | 0.016996
| 166 | [13 empty] | 178
| 167 | Sample Mean Values | [12 empty] | 179
| 168 | [13 empty] | 180
| 169 |  |  | Constant |  | 1 | 1 | 1 | 1 | 1 | 1 | 1 | 1 |  | 181 |  | 1 | 1 | 1 | 1 | 1 | 1 | 1 | 1 | 1 | 1 | 1 | 1 | 1 | 1 | 1 | 1 | 1 | 1 | 1 | 1 | 1 | 1 | 1 | 1 | 1 | 1 | 1 | 1 | 1 | 1 | 1 | 1 | 1 | 1 | 1 | 1 | 1 | 1 | 1 | 1 | 1 | 1 | 1 | 1 | 1 | 1 | 1 | 1 | 1 | 1 | 1 | 1 | 1 | 1
| 170 |  |  | Capital Price / OM&A Price (WK) |  | 0.1644 | 0.1644 | 0.1644 | 0.1644 | 0.1644 | 0.1644 | 0.1644 | 0.1644 |  | 182 |  | 0.1644 | 0.1644 | 0.1644 | 0.1644 | 0.1644 | 0.1644 | 0.1644 | 0.1644 | 0.1644 | 0.1644 | 0.1644 | 0.1644 | 0.1644 | 0.1644 | 0.1644 | 0.1644 | 0.1644 | 0.1644 | 0.1644 | 0.1644 | 0.1644 | 0.1644 | 0.1644 | 0.1644 | 0.1644 | 0.1644 | 0.1644 | 0.1644 | 0.1644 | 0.1644 | 0.1644 | 0.1644 | 0.1644 | 0.1644 | 0.1644 | 0.1644 | 0.1644 | 0.1644 | 0.1644 | 0.1644 | 0.1644 | 0.1644 | 0.1644 | 0.1644 | 0.1644 | 0.1644 | 0.1644 | 0.1644 | 0.1644 | 0.1644 | 0.1644 | 0.1644 | 0.1644 | 0.1644
| 171 |  |  | Customers (Y1) |  | 63422.3118 | 63422.3118 | 63422.3118 | 63422.3118 | 63422.3118 | 63422.3118 | 63422.3118 | 63422.3118 |  | 183 |  | 63422.3118 | 63422.3118 | 63422.3118 | 63422.3118 | 63422.3118 | 63422.3118 | 63422.3118 | 63422.3118 | 63422.3118 | 63422.3118 | 63422.3118 | 63422.3118 | 63422.3118 | 63422.3118 | 63422.3118 | 63422.3118 | 63422.3118 | 63422.3118 | 63422.3118 | 63422.3118 | 63422.3118 | 63422.3118 | 63422.3118 | 63422.3118 | 63422.3118 | 63422.3118 | 63422.3118 | 63422.3118 | 63422.3118 | 63422.3118 | 63422.3118 | 63422.3118 | 63422.3118 | 63422.3118 | 63422.3118 | 63422.3118 | 63422.3118 | 63422.3118 | 63422.3118 | 63422.3118 | 63422.3118 | 63422.3118 | 63422.3118 | 63422.3118 | 63422.3118 | 63422.3118 | 63422.3118 | 63422.3118 | 63422.3118 | 63422.3118 | 63422.3118 | 63422.3118 | 63422.3118 | 63422.3118
| 172 |  |  | Capacity (Y2) |  | 345129.0146 | 345129.0146 | 345129.0146 | 345129.0146 | 345129.0146 | 345129.0146 | 345129.0146 | 345129.0146 |  | 184 |  | 345129.0146 | 345129.0146 | 345129.0146 | 345129.0146 | 345129.0146 | 345129.0146 | 345129.0146 | 345129.0146 | 345129.0146 | 345129.0146 | 345129.0146 | 345129.0146 | 345129.0146 | 345129.0146 | 345129.0146 | 345129.0146 | 345129.0146 | 345129.0146 | 345129.0146 | 345129.0146 | 345129.0146 | 345129.0146 | 345129.0146 | 345129.0146 | 345129.0146 | 345129.0146 | 345129.0146 | 345129.0146 | 345129.0146 | 345129.0146 | 345129.0146 | 345129.0146 | 345129.0146 | 345129.0146 | 345129.0146 | 345129.0146 | 345129.0146 | 345129.0146 | 345129.0146 | 345129.0146 | 345129.0146 | 345129.0146 | 345129.0146 | 345129.0146 | 345129.0146 | 345129.0146 | 345129.0146 | 345129.0146 | 345129.0146 | 345129.0146 | 345129.0146 | 345129.0146 | 345129.0146 | 345129.0146
| 173 |  |  | Deliveries (Y3 |  | 1630327994.0633 | 1630327994.0633 | 1630327994.0633 | 1630327994.0633 | 1630327994.0633 | 1630327994.0633 | 1630327994.0633 | 1630327994.0633 |  | 185 |  | 1630327994.0633 | 1630327994.0633 | 1630327994.0633 | 1630327994.0633 | 1630327994.0633 | 1630327994.0633 | 1630327994.0633 | 1630327994.0633 | 1630327994.0633 | 1630327994.0633 | 1630327994.0633 | 1630327994.0633 | 1630327994.0633 | 1630327994.0633 | 1630327994.0633 | 1630327994.0633 | 1630327994.0633 | 1630327994.0633 | 1630327994.0633 | 1630327994.0633 | 1630327994.0633 | 1630327994.0633 | 1630327994.0633 | 1630327994.0633 | 1630327994.0633 | 1630327994.0633 | 1630327994.0633 | 1630327994.0633 | 1630327994.0633 | 1630327994.0633 | 1630327994.0633 | 1630327994.0633 | 1630327994.0633 | 1630327994.0633 | 1630327994.0633 | 1630327994.0633 | 1630327994.0633 | 1630327994.0633 | 1630327994.0633 | 1630327994.0633 | 1630327994.0633 | 1630327994.0633 | 1630327994.0633 | 1630327994.0633 | 1630327994.0633 | 1630327994.0633 | 1630327994.0633 | 1630327994.0633 | 1630327994.0633 | 1630327994.0633 | 1630327994.0633 | 1630327994.0633 | 1630327994.0633 | 1630327994.0633
| 174 |  |  | WKWK |  | 1 | 1 | 1 | 1 | 1 | 1 | 1 | 1 |  | 186 |  | 1 | 1 | 1 | 1 | 1 | 1 | 1 | 1 | 1 | 1 | 1 | 1 | 1 | 1 | 1 | 1 | 1 | 1 | 1 | 1 | 1 | 1 | 1 | 1 | 1 | 1 | 1 | 1 | 1 | 1 | 1 | 1 | 1 | 1 | 1 | 1 | 1 | 1 | 1 | 1 | 1 | 1 | 1 | 1 | 1 | 1 | 1 | 1 | 1 | 1 | 1 | 1 | 1 | 1
| 175 |  |  | Y1Y1 |  | 1 | 1 | 1 | 1 | 1 | 1 | 1 | 1 |  | 187 |  | 1 | 1 | 1 | 1 | 1 | 1 | 1 | 1 | 1 | 1 | 1 | 1 | 1 | 1 | 1 | 1 | 1 | 1 | 1 | 1 | 1 | 1 | 1 | 1 | 1 | 1 | 1 | 1 | 1 | 1 | 1 | 1 | 1 | 1 | 1 | 1 | 1 | 1 | 1 | 1 | 1 | 1 | 1 | 1 | 1 | 1 | 1 | 1 | 1 | 1 | 1 | 1 | 1 | 1
| 176 |  |  | Y2Y2 |  | 1 | 1 | 1 | 1 | 1 | 1 | 1 | 1 |  | 188 |  | 1 | 1 | 1 | 1 | 1 | 1 | 1 | 1 | 1 | 1 | 1 | 1 | 1 | 1 | 1 | 1 | 1 | 1 | 1 | 1 | 1 | 1 | 1 | 1 | 1 | 1 | 1 | 1 | 1 | 1 | 1 | 1 | 1 | 1 | 1 | 1 | 1 | 1 | 1 | 1 | 1 | 1 | 1 | 1 | 1 | 1 | 1 | 1 | 1 | 1 | 1 | 1 | 1 | 1
| 177 |  |  | Y3Y3 |  | 1 | 1 | 1 | 1 | 1 | 1 | 1 | 1 |  | 189 |  | 1 | 1 | 1 | 1 | 1 | 1 | 1 | 1 | 1 | 1 | 1 | 1 | 1 | 1 | 1 | 1 | 1 | 1 | 1 | 1 | 1 | 1 | 1 | 1 | 1 | 1 | 1 | 1 | 1 | 1 | 1 | 1 | 1 | 1 | 1 | 1 | 1 | 1 | 1 | 1 | 1 | 1 | 1 | 1 | 1 | 1 | 1 | 1 | 1 | 1 | 1 | 1 | 1 | 1
| 178 |  |  | WKY1 |  | 1 | 1 | 1 | 1 | 1 | 1 | 1 | 1 |  | 190 |  | 1 | 1 | 1 | 1 | 1 | 1 | 1 | 1 | 1 | 1 | 1 | 1 | 1 | 1 | 1 | 1 | 1 | 1 | 1 | 1 | 1 | 1 | 1 | 1 | 1 | 1 | 1 | 1 | 1 | 1 | 1 | 1 | 1 | 1 | 1 | 1 | 1 | 1 | 1 | 1 | 1 | 1 | 1 | 1 | 1 | 1 | 1 | 1 | 1 | 1 | 1 | 1 | 1 | 1
| 179 |  |  | WKY2 |  | 1 | 1 | 1 | 1 | 1 | 1 | 1 | 1 |  | 191 |  | 1 | 1 | 1 | 1 | 1 | 1 | 1 | 1 | 1 | 1 | 1 | 1 | 1 | 1 | 1 | 1 | 1 | 1 | 1 | 1 | 1 | 1 | 1 | 1 | 1 | 1 | 1 | 1 | 1 | 1 | 1 | 1 | 1 | 1 | 1 | 1 | 1 | 1 | 1 | 1 | 1 | 1 | 1 | 1 | 1 | 1 | 1 | 1 | 1 | 1 | 1 | 1 | 1 | 1
| 180 |  |  | WKY3 |  | 1 | 1 | 1 | 1 | 1 | 1 | 1 | 1 |  | 192 |  | 1 | 1 | 1 | 1 | 1 | 1 | 1 | 1 | 1 | 1 | 1 | 1 | 1 | 1 | 1 | 1 | 1 | 1 | 1 | 1 | 1 | 1 | 1 | 1 | 1 | 1 | 1 | 1 | 1 | 1 | 1 | 1 | 1 | 1 | 1 | 1 | 1 | 1 | 1 | 1 | 1 | 1 | 1 | 1 | 1 | 1 | 1 | 1 | 1 | 1 | 1 | 1 | 1 | 1
| 181 |  |  | Y1Y2 |  | 1 | 1 | 1 | 1 | 1 | 1 | 1 | 1 |  | 193 |  | 1 | 1 | 1 | 1 | 1 | 1 | 1 | 1 | 1 | 1 | 1 | 1 | 1 | 1 | 1 | 1 | 1 | 1 | 1 | 1 | 1 | 1 | 1 | 1 | 1 | 1 | 1 | 1 | 1 | 1 | 1 | 1 | 1 | 1 | 1 | 1 | 1 | 1 | 1 | 1 | 1 | 1 | 1 | 1 | 1 | 1 | 1 | 1 | 1 | 1 | 1 | 1 | 1 | 1
| 182 |  |  | Y1Y3 |  | 1 | 1 | 1 | 1 | 1 | 1 | 1 | 1 |  | 194 |  | 1 | 1 | 1 | 1 | 1 | 1 | 1 | 1 | 1 | 1 | 1 | 1 | 1 | 1 | 1 | 1 | 1 | 1 | 1 | 1 | 1 | 1 | 1 | 1 | 1 | 1 | 1 | 1 | 1 | 1 | 1 | 1 | 1 | 1 | 1 | 1 | 1 | 1 | 1 | 1 | 1 | 1 | 1 | 1 | 1 | 1 | 1 | 1 | 1 | 1 | 1 | 1 | 1 | 1
| 183 |  |  | Y2Y3 |  | 1 | 1 | 1 | 1 | 1 | 1 | 1 | 1 |  | 195 |  | 1 | 1 | 1 | 1 | 1 | 1 | 1 | 1 | 1 | 1 | 1 | 1 | 1 | 1 | 1 | 1 | 1 | 1 | 1 | 1 | 1 | 1 | 1 | 1 | 1 | 1 | 1 | 1 | 1 | 1 | 1 | 1 | 1 | 1 | 1 | 1 | 1 | 1 | 1 | 1 | 1 | 1 | 1 | 1 | 1 | 1 | 1 | 1 | 1 | 1 | 1 | 1 | 1 | 1
| 184 |  |  | Average Line Length |  | 2722.798 | 2722.798 | 2722.798 | 2722.798 | 2722.798 | 2722.798 | 2722.798 | 2722.798 |  | 196 |  | 2722.798 | 2722.798 | 2722.798 | 2722.798 | 2722.798 | 2722.798 | 2722.798 | 2722.798 | 2722.798 | 2722.798 | 2722.798 | 2722.798 | 2722.798 | 2722.798 | 2722.798 | 2722.798 | 2722.798 | 2722.798 | 2722.798 | 2722.798 | 2722.798 | 2722.798 | 2722.798 | 2722.798 | 2722.798 | 2722.798 | 2722.798 | 2722.798 | 2722.798 | 2722.798 | 2722.798 | 2722.798 | 2722.798 | 2722.798 | 2722.798 | 2722.798 | 2722.798 | 2722.798 | 2722.798 | 2722.798 | 2722.798 | 2722.798 | 2722.798 | 2722.798 | 2722.798 | 2722.798 | 2722.798 | 2722.798 | 2722.798 | 2722.798 | 2722.798 | 2722.798 | 2722.798 | 2722.798
| 185 |  |  | Customers Added in last 10 years |  | 0.1286 | 0.1286 | 0.1286 | 0.1286 | 0.1286 | 0.1286 | 0.1286 | 0.1286 |  | 197 |  | 12.86% | 12.86% | 12.86% | 12.86% | 12.86% | 12.86% | 12.86% | 12.86% | 12.86% | 12.86% | 12.86% | 12.86% | 12.86% | 12.86% | 12.86% | 12.86% | 12.86% | 12.86% | 12.86% | 12.86% | 12.86% | 12.86% | 12.86% | 12.86% | 12.86% | 12.86% | 12.86% | 12.86% | 12.86% | 12.86% | 12.86% | 12.86% | 12.86% | 12.86% | 12.86% | 12.86% | 12.86% | 12.86% | 12.86% | 12.86% | 12.86% | 12.86% | 12.86% | 12.86% | 12.86% | 12.86% | 12.86% | 12.86% | 12.86% | 12.86% | 12.86% | 12.86% | 12.86% | 12.86%
| 186 | [13 empty] | 198
| 187 | [13 empty] | 199
| 188 | [13 empty] | 200
| 189 | Distributor Values Logged and Mean Scaled (where applicable) | [12 empty] | 201
| 190 | [13 empty] | 202
| 191 |  |  | Constant |  | 1 | 1 | 1 | 1 | 1 | 1 | 1 | 1 |  | 203 |  | 1 | 1 | 1 | 1 | 1 | 1 | 1 | 1 | 1 | 1 | 1 | 1 | 1 | 1 | 1 | 1 | 1 | 1 | 1 | 1 | 1 | 1 | 1 | 1 | 1 | 1 | 1 | 1 | 1 | 1 | 1 | 1 | 1 | 1 | 1 | 1 | 1 | 1 | 1 | 1 | 1 | 1 | 1 | 1 | 1 | 1 | 1 | 1 | 1 | 1 | 1 | 1 | 1 | 1
| 192 |  |  | Capital Price / OM&A Price (WK) |  | -0.40438 | -0.25576 | -0.24674 | -0.25859 | -0.24118 | -0.22718 | -0.21318 | -0.19918 |  | 204 |  | -0.40438 | -0.17259 | -0.23241 | -0.31186 | -0.36424 | -0.2339 | -0.29684 | -0.24544 | -0.39667 | -0.42765 | -0.40914 | -0.26625 | -0.42765 | -0.19798 | -0.27227 | -0.42765 | -0.2489 | -0.23241 | -0.24544 | -0.36424 | -0.38451 | -0.24544 | -0.15299 | -0.15299 | -0.34932 | -0.39667 | -0.34061 | -0.19725 | -0.25244 | -0.2614 | -0.27227 | -0.36424 | -0.373 | -0.2339 | -0.2339 | -0.17538 | -0.28188 | -0.38451 | -0.373 | -0.40438 | -0.092295 | -0.17259 | -0.092295 | -0.23749 | -0.23241 | -0.23241 | -0.30177 | -0.40438 | -0.34061 | -0.2339 | -0.24407 | -0.14373 | -0.19725 | -0.33526
| 193 |  |  | Customers (Y1) |  | 2.5229 | 2.5263 | 2.5304 | 2.5343 | 2.538 | 2.5413 | 2.5447 | 2.5478 |  | 205 |  | 2.8317 | -1.6376 | -3.668 | -0.53026 | 0.082536 | -0.73426 | -2.1404 | -3.9477 | -3.204 | -1.6298 | 1.0101 | -0.015562 | 0.36245 | -1.2212 | -0.95564 | -0.71135 | -1.0492 | -2.8297 | -0.27941 | -1.6757 | -1.0183 | -3.1492 | -3.9124 | -2.4222 | 3.1229 | 1.7332 | -1.1288 | -0.8179 | -1.767 | -1.486 | 0.96244 | -0.39716 | -0.34772 | -0.085484 | -1.8658 | -0.82918 | -2.3679 | 0.1794 | -1.5968 | -0.041585 | -1.6955 | -0.62528 | -2.6719 | -2.3614 | -3.0799 | -0.10522 | -2.047 | 2.5229 | -1.4509 | -0.92842 | -2.7504 | -0.95404 | 0.92841 | 0.56019
| 194 |  |  | Capacity (Y2) |  | 2.6769 | 2.6769 | 2.6769 | 2.6769 | 2.6769 | 2.6769 | 2.6769 | 2.6769 |  | 206 |  | 2.8739 | -1.9241 | -3.6781 | -0.45319 | 0.095437 | -1.0822 | -2.1564 | -3.6602 | -3.8628 | -1.6602 | 0.77695 | -0.093017 | 0.64331 | -1.588 | -0.92914 | -0.87814 | -1.084 | -2.9069 | -0.51149 | -1.7242 | -0.47723 | -2.7252 | -3.8088 | -2.155 | 2.9839 | 1.4813 | -1.6413 | -0.85035 | -1.918 | -1.5957 | 0.73446 | -0.57214 | -0.52292 | -0.24821 | -1.8914 | -0.91375 | -2.552 | 0.096516 | -1.8614 | -0.34659 | -1.974 | -0.79191 | -2.8486 | -2.1645 | -2.7192 | -0.44236 | -1.9637 | 2.6769 | -2.222 | -1.196 | -2.9447 | -1.2965 | 0.68067 | 0.51915
| 195 |  |  | Deliveries (Y3) |  | 2.6674 | 2.6529 | 2.6527 | 2.6434 | 2.6416 | 2.6404 | 2.6449 | 2.6432 |  | 207 |  | 2.8011 | -1.8526 | -4.0092 | -0.53141 | -0.068098 | -1.2232 | -2.4146 | -4.2546 | -3.9825 | -1.9318 | 0.78017 | -0.27235 | 0.25879 | -1.6522 | -0.94352 | -1.0835 | -0.98045 | -3.1112 | -0.65669 | -1.8445 | -1.1849 | -3.0749 | -4.4017 | -2.4528 | 3.1316 | 1.4846 | -1.754 | -0.87116 | -1.8963 | -1.6867 | 0.66505 | -0.53859 | -0.67346 | -0.27788 | -2.0493 | -1.0903 | -2.6571 | -0.017927 | -1.8102 | -0.41443 | -2.1947 | -0.98066 | -2.9484 | -2.7725 | -2.9724 | -0.52621 | -2.1955 | 2.6674 | -2.4206 | -1.4712 | -2.7423 | -1.3039 | 0.7 | 0.53594
| 196 |  |  | WKWK |  | 0.081763 | 0.032706 | 0.030439 | 0.033434 | 0.029084 | 0.025805 | 0.022723 | 0.019836 |  | 208 |  | 0.081763 | 0.014893 | 0.027006 | 0.048627 | 0.066337 | 0.027354 | 0.044058 | 0.030121 | 0.078674 | 0.091443 | 0.083696 | 0.035444 | 0.091443 | 0.019598 | 0.037064 | 0.091443 | 0.030976 | 0.027006 | 0.030121 | 0.066337 | 0.073926 | 0.030121 | 0.011702 | 0.011702 | 0.061014 | 0.078674 | 0.058008 | 0.019453 | 0.031863 | 0.034166 | 0.037064 | 0.066337 | 0.069566 | 0.027354 | 0.027354 | 0.015379 | 0.039729 | 0.073926 | 0.069566 | 0.081763 | 0.0042592 | 0.014893 | 0.0042592 | 0.0282 | 0.027006 | 0.027006 | 0.045532 | 0.081763 | 0.058008 | 0.027354 | 0.029785 | 0.010329 | 0.019453 | 0.056198
| 197 |  |  | Y1Y1 |  | 3.1824 | 3.1911 | 3.2016 | 3.2113 | 3.2207 | 3.2291 | 3.2377 | 3.2456 |  | 209 |  | 4.0092 | 1.3409 | 6.7271 | 0.14059 | 0.0034061 | 0.26957 | 2.2906 | 7.7921 | 5.1327 | 1.3281 | 0.51017 | 0.00012108 | 0.065685 | 0.74571 | 0.45663 | 0.25301 | 0.55044 | 4.0035 | 0.039034 | 1.404 | 0.5185 | 4.9587 | 7.6533 | 2.9336 | 4.8762 | 1.502 | 0.63705 | 0.33448 | 1.5612 | 1.1041 | 0.46314 | 0.078869 | 0.060454 | 0.0036537 | 1.7406 | 0.34377 | 2.8036 | 0.016093 | 1.2749 | 0.00086464 | 1.4374 | 0.19549 | 3.5694 | 2.7881 | 4.743 | 0.0055358 | 2.0952 | 3.1824 | 1.0526 | 0.43098 | 3.7822 | 0.4551 | 0.43097 | 0.15691
| 198 |  |  | Y2Y2 |  | 3.583 | 3.583 | 3.583 | 3.583 | 3.583 | 3.583 | 3.583 | 3.583 |  | 210 |  | 4.1297 | 1.851 | 6.7641 | 0.10269 | 0.0045541 | 0.58557 | 2.3251 | 6.6986 | 7.4605 | 1.3781 | 0.30183 | 0.0043261 | 0.20692 | 1.2608 | 0.43165 | 0.38557 | 0.58755 | 4.2251 | 0.13081 | 1.4865 | 0.11388 | 3.7134 | 7.2536 | 2.3219 | 4.4518 | 1.0972 | 1.3469 | 0.36155 | 1.8393 | 1.2731 | 0.26972 | 0.16367 | 0.13672 | 0.030803 | 1.7887 | 0.41747 | 3.2563 | 0.0046577 | 1.7325 | 0.060061 | 1.9483 | 0.31356 | 4.0574 | 2.3426 | 3.6971 | 0.097841 | 1.928 | 3.583 | 2.4686 | 0.71516 | 4.3356 | 0.84043 | 0.23165 | 0.13476
| 199 |  |  | Y3Y3 |  | 3.5575 | 3.5191 | 3.5183 | 3.4938 | 3.4889 | 3.4858 | 3.4978 | 3.4932 |  | 211 |  | 3.923 | 1.716 | 8.0369 | 0.1412 | 0.0023187 | 0.74816 | 2.915 | 9.0506 | 7.9302 | 1.866 | 0.30433 | 0.037088 | 0.033487 | 1.365 | 0.44511 | 0.58698 | 0.48064 | 4.8399 | 0.21562 | 1.7011 | 0.70199 | 4.7275 | 9.6875 | 3.0082 | 4.9036 | 1.1021 | 1.5382 | 0.37946 | 1.798 | 1.4225 | 0.22114 | 0.14504 | 0.22678 | 0.038609 | 2.0998 | 0.59439 | 3.53 | 0.00016068 | 1.6383 | 0.085876 | 2.4085 | 0.48084 | 4.3467 | 3.8434 | 4.4177 | 0.13845 | 2.4101 | 3.5575 | 2.9295 | 1.0823 | 3.7601 | 0.85014 | 0.245 | 0.14361
| 200 |  |  | WKY1 |  | -1.0202 | -0.64612 | -0.62435 | -0.65533 | -0.61211 | -0.57733 | -0.54247 | -0.50747 |  | 212 |  | -1.1451 | 0.28263 | 0.85247 | 0.16537 | -0.030063 | 0.17174 | 0.63536 | 0.96893 | 1.2709 | 0.69698 | -0.41328 | 0.0041432 | -0.155 | 0.24178 | 0.26019 | 0.30421 | 0.26116 | 0.65763 | 0.068578 | 0.61037 | 0.39156 | 0.77294 | 0.59854 | 0.37057 | -1.0909 | -0.68752 | 0.38447 | 0.16133 | 0.44607 | 0.38844 | -0.26204 | 0.14466 | 0.1297 | 0.019994 | 0.43641 | 0.14542 | 0.66748 | -0.068983 | 0.59561 | 0.016816 | 0.15649 | 0.10792 | 0.2466 | 0.5608 | 0.7158 | 0.024454 | 0.61772 | -1.0202 | 0.4942 | 0.21716 | 0.67128 | 0.13713 | -0.18312 | -0.18781
| 201 |  |  | WKY2 |  | -1.0825 | -0.68464 | -0.66049 | -0.69222 | -0.64562 | -0.60814 | -0.57067 | -0.53319 |  | 213 |  | -1.1622 | 0.33207 | 0.8548 | 0.14133 | -0.034762 | 0.25312 | 0.64012 | 0.89837 | 1.5322 | 0.70997 | -0.31788 | 0.024765 | -0.27511 | 0.31438 | 0.25297 | 0.37554 | 0.26982 | 0.67559 | 0.12554 | 0.62804 | 0.1835 | 0.66888 | 0.58269 | 0.32968 | -1.0423 | -0.5876 | 0.55904 | 0.16773 | 0.48417 | 0.41711 | -0.19997 | 0.2084 | 0.19505 | 0.058055 | 0.44239 | 0.16025 | 0.71936 | -0.037112 | 0.69433 | 0.14015 | 0.18219 | 0.13667 | 0.26292 | 0.51405 | 0.63196 | 0.10281 | 0.59257 | -1.0825 | 0.75683 | 0.27973 | 0.71872 | 0.18635 | -0.13426 | -0.17405
| 202 |  |  | WKY3 |  | -1.0786 | -0.67851 | -0.6545 | -0.68355 | -0.63709 | -0.59984 | -0.56385 | -0.52647 |  | 214 |  | -1.1327 | 0.31973 | 0.93177 | 0.16572 | 0.024804 | 0.28611 | 0.71675 | 1.0442 | 1.5797 | 0.82616 | -0.3192 | 0.072513 | -0.11067 | 0.32711 | 0.25689 | 0.46336 | 0.24404 | 0.72307 | 0.16118 | 0.67185 | 0.45561 | 0.75471 | 0.6734 | 0.37525 | -1.094 | -0.58891 | 0.59743 | 0.17183 | 0.4787 | 0.44092 | -0.18107 | 0.19618 | 0.2512 | 0.064996 | 0.47932 | 0.19122 | 0.74898 | 0.0068931 | 0.6752 | 0.16759 | 0.20256 | 0.16925 | 0.27213 | 0.65844 | 0.69081 | 0.12229 | 0.66253 | -1.0786 | 0.82447 | 0.34412 | 0.66931 | 0.18742 | -0.13807 | -0.17968
| 203 |  |  | Y1Y2 |  | 6.7535 | 6.7627 | 6.7738 | 6.7841 | 6.794 | 6.8029 | 6.8119 | 6.8202 |  | 215 |  | 8.138 | 3.1509 | 13.4912 | 0.24031 | 0.0078769 | 0.7946 | 4.6156 | 14.4495 | 12.3762 | 2.7057 | 0.78481 | 0.0014475 | 0.23317 | 1.9393 | 0.88793 | 0.62467 | 1.1374 | 8.2256 | 0.14291 | 2.8893 | 0.48598 | 8.5822 | 14.9015 | 5.2198 | 9.3184 | 2.5675 | 1.8526 | 0.6955 | 3.3891 | 2.3711 | 0.70688 | 0.22723 | 0.18183 | 0.021218 | 3.529 | 0.75766 | 6.0429 | 0.017315 | 2.9723 | 0.014413 | 3.3469 | 0.49517 | 7.6111 | 5.1113 | 8.3751 | 0.046546 | 4.0197 | 6.7535 | 3.224 | 1.1104 | 8.099 | 1.2369 | 0.63194 | 0.29083
| 204 |  |  | Y1Y3 |  | 6.7295 | 6.7021 | 6.7124 | 6.6991 | 6.7042 | 6.71 | 6.7304 | 6.7342 |  | 216 |  | 7.9318 | 3.0338 | 14.7059 | 0.28179 | -0.0056205 | 0.89817 | 5.1681 | 16.7957 | 12.7599 | 3.1485 | 0.78806 | 0.0042382 | 0.093799 | 2.0178 | 0.90166 | 0.77075 | 1.0287 | 8.8037 | 0.18348 | 3.0909 | 1.2066 | 9.6834 | 17.2211 | 5.9414 | 9.7797 | 2.5732 | 1.9798 | 0.71252 | 3.3508 | 2.5065 | 0.64006 | 0.21391 | 0.23418 | 0.023754 | 3.8235 | 0.90406 | 6.2917 | -0.0032161 | 2.8904 | 0.017234 | 3.7213 | 0.61319 | 7.8778 | 6.547 | 9.1549 | 0.055369 | 4.4943 | 6.7295 | 3.5121 | 1.3659 | 7.5423 | 1.244 | 0.64989 | 0.30023
| 205 |  |  | Y2Y3 |  | 7.1404 | 7.1017 | 7.101 | 7.0762 | 7.0713 | 7.0681 | 7.0803 | 7.0756 |  | 217 |  | 8.05 | 3.5644 | 14.7462 | 0.24083 | -0.0064991 | 1.3238 | 5.2068 | 15.5727 | 15.3836 | 3.2072 | 0.60615 | 0.025333 | 0.16648 | 2.6237 | 0.87666 | 0.95146 | 1.0628 | 9.0441 | 0.33589 | 3.1804 | 0.56547 | 8.3798 | 16.7653 | 5.2858 | 9.3445 | 2.1993 | 2.8788 | 0.74079 | 3.637 | 2.6914 | 0.48845 | 0.30815 | 0.35217 | 0.068972 | 3.876 | 0.99627 | 6.7808 | -0.0017302 | 3.3695 | 0.14364 | 4.3324 | 0.77659 | 8.399 | 6.0012 | 8.0827 | 0.23277 | 4.3113 | 7.1404 | 5.3784 | 1.7595 | 8.0752 | 1.6905 | 0.47647 | 0.27823
| 206 |  |  | Average Line Length |  | 1.9112 | 1.9498 | 1.9827 | 2.0112 | 2.0362 | 2.0595 | 2.0813 | 2.1018 |  | 218 |  | 2.2467 | -0.35801 | -3.3869 | -1.1835 | -0.57636 | -0.91122 | -2.8994 | -4.4282 | -4.4722 | -2.8835 | 0.21641 | -0.56142 | -0.2252 | -2.0725 | -1.9153 | -1.3914 | -2.3123 | -3.5204 | -0.97795 | -2.019 | -0.62446 | -3.5804 | -4.8581 | -3.6966 | 3.8147 | 0.70891 | -1.1458 | -2.0064 | -2.8771 | -1.7319 | 0.028384 | -0.56222 | -0.94258 | -0.133 | -2.09 | -1.3357 | -1.9959 | -0.50914 | -2.6381 | -0.84177 | -2.3735 | -1.3138 | -3.676 | -3.3243 | -1.9857 | -0.77899 | -2.9131 | 1.9112 | -2.3735 | -1.8006 | -3.153 | -1.7007 | 0.22492 | -0.28834
| 207 |  |  | Customers Added in last 10 years |  | 77.75% | 62.09% | 54.61% | 42.32% | 41.47% | 37.75% | 35.54% | 32.53% |  | 219 |  | 86.63% | 48.43% | -19.21% | 32.58% | 41.65% | 54.84% | 94.99% | -31.1% | 246.1% | 72.35% | 89.4% | 77.33% | 50.02% | 147.7% | 76.56% | 83.18% | 83.51% | -7.406% | 17.96% | 102.5% | 75% | -18.69% | 33.25% | 6.69% | 67.37% | 124% | 281.4% | 35.34% | 84.5% | 70.05% | 84.66% | 248% | 74.93% | 110.4% | 154.7% | 11.52% | -16.27% | 142.9% | 99.25% | 109% | 73.5% | 20.7% | 31.18% | 15.65% | 45.16% | 21.3% | 161.3% | 77.75% | 144.2% | 106.1% | 86.09% | 63.19% | 98.69% | 85.68%
| 208 |  |  | Trend |  | 16 | 17 | 18 | 19 | 20 | 21 | 22 | 23 |  | 220 |  | 16 | 16 | 16 | 16 | 16 | 16 | 16 | 16 | 16 | 16 | 16 | 16 | 16 | 16 | 16 | 16 | 16 | 16 | 16 | 16 | 16 | 16 | 16 | 16 | 16 | 16 | 16 | 16 | 16 | 16 | 16 | 16 | 16 | 16 | 16 | 16 | 16 | 16 | 16 | 16 | 16 | 16 | 16 | 16 | 16 | 16 | 16 | 16 | 16 | 16 | 16 | 16 | 16 | 16
| 209 | [13 empty] | 221
| 210 | Product of the Parameter and the Logged, Mean Scaled Values | [12 empty] | 222
| 211 | [13 empty] | 223
| 212 |  |  | Constant |  | 12.8023 | 12.8023 | 12.8023 | 12.8023 | 12.8023 | 12.8023 | 12.8023 | 12.8023 |  | 224 |  | 12.8172 | 12.8097 | 12.8157 | 12.8145 | 12.8168 | 12.8129 | 12.8133 | 12.8147 | 12.8109 | 12.8111 | 12.8149 | 12.8214 | 12.8191 | 12.8123 | 12.8121 | 12.8153 | 12.8157 | 12.8124 | 12.8161 | 12.8145 | 12.8115 | 12.8149 | 12.8177 | 12.8066 | 12.8151 | 12.8153 | 12.8159 | 12.8141 | 12.8129 | 12.8195 | 12.8131 | 12.8193 | 12.8143 | 12.7877 | 12.8109 | 12.8148 | 12.8311 | 12.8119 | 12.8147 | 12.8195 | 12.8144 | 12.8064 | 12.8221 | 12.8123 | 12.8146 | 12.8098 | 12.8142 | 12.8023 | 12.8153 | 12.8158 | 12.8153 | 12.8135 | 12.8202 | 12.8166
| 213 |  |  | Capital Price / OM&A Price (WK) |  | -0.25568 | -0.16171 | -0.156 | -0.1635 | -0.15249 | -0.14364 | -0.13479 | -0.12594 |  | 225 |  | -0.2536 | -0.10811 | -0.14561 | -0.19734 | -0.22818 | -0.14684 | -0.18619 | -0.15381 | -0.25037 | -0.26835 | -0.25651 | -0.16726 | -0.26802 | -0.1246 | -0.17091 | -0.26774 | -0.15484 | -0.14573 | -0.15401 | -0.22902 | -0.24056 | -0.15401 | -0.095917 | -0.096419 | -0.22012 | -0.24897 | -0.21383 | -0.12407 | -0.1582 | -0.16392 | -0.17168 | -0.22782 | -0.23413 | -0.14708 | -0.14611 | -0.10973 | -0.17669 | -0.24017 | -0.23404 | -0.25351 | -0.057862 | -0.10889 | -0.057616 | -0.14906 | -0.14564 | -0.14692 | -0.1892 | -0.25568 | -0.2133 | -0.14699 | -0.15305 | -0.090105 | -0.12332 | -0.20996
| 214 |  |  | Customers (Y1) |  | 1.1715 | 1.1731 | 1.175 | 1.1768 | 1.1785 | 1.1801 | 1.1816 | 1.1831 |  | 226 |  | 1.2001 | -0.74862 | -1.6282 | -0.23362 | 0.036211 | -0.32659 | -0.95794 | -1.7577 | -1.4336 | -0.72222 | 0.44483 | -0.0066352 | 0.16399 | -0.5381 | -0.43264 | -0.31785 | -0.47427 | -1.2632 | -0.12256 | -0.73568 | -0.44448 | -1.3845 | -1.7758 | -1.0761 | 1.2608 | 0.77096 | -0.49943 | -0.36225 | -0.79285 | -0.65359 | 0.43312 | -0.18198 | -0.15573 | -0.041944 | -0.83683 | -0.36924 | -1.0058 | 0.08183 | -0.70797 | -0.018997 | -0.75443 | -0.27595 | -1.1678 | -1.0638 | -1.3723 | -0.044851 | -0.9108 | 1.1715 | -0.64493 | -0.41169 | -1.2289 | -0.42486 | 0.44573 | 0.24418
| 215 |  |  | Capacity (Y2) |  | 0.35078 | 0.35078 | 0.35078 | 0.35078 | 0.35078 | 0.35078 | 0.35078 | 0.35078 |  | 227 |  | 0.54881 | -0.30142 | -0.59491 | -0.072884 | 0.015566 | -0.17588 | -0.33384 | -0.56798 | -0.62794 | -0.27923 | 0.12844 | -0.015734 | 0.10741 | -0.26286 | -0.14411 | -0.14188 | -0.16754 | -0.46977 | -0.084175 | -0.27021 | -0.083333 | -0.43532 | -0.59259 | -0.34564 | 0.57711 | 0.23744 | -0.26406 | -0.13864 | -0.31817 | -0.25066 | 0.11702 | -0.091775 | -0.083253 | -0.034238 | -0.30695 | -0.14485 | -0.3771 | 0.014767 | -0.29879 | -0.052326 | -0.31626 | -0.13294 | -0.44333 | -0.33926 | -0.43464 | -0.077644 | -0.31316 | 0.35078 | -0.36228 | -0.19421 | -0.46896 | -0.2108 | 0.090695 | 0.087384
| 216 |  |  | Deliveries (Y3) |  | 0.23861 | 0.23731 | 0.23729 | 0.23646 | 0.2363 | 0.23619 | 0.2366 | 0.23644 |  | 228 |  | 0.2652 | -0.20555 | -0.39884 | -0.058489 | -0.0074276 | -0.12452 | -0.26505 | -0.46276 | -0.42458 | -0.19673 | 0.0811 | -0.030735 | 0.022359 | -0.17293 | -0.099749 | -0.11302 | -0.090864 | -0.33018 | -0.068513 | -0.21079 | -0.12529 | -0.33366 | -0.43798 | -0.28673 | 0.33208 | 0.15647 | -0.18091 | -0.091683 | -0.19001 | -0.17581 | 0.070688 | -0.054197 | -0.069911 | -0.02867 | -0.22198 | -0.11697 | -0.30817 | -0.0018497 | -0.19292 | -0.043569 | -0.23216 | -0.099157 | -0.32208 | -0.29774 | -0.31829 | -0.056181 | -0.23082 | 0.23861 | -0.24736 | -0.15324 | -0.28592 | -0.13546 | 0.076223 | 0.057588
| 217 |  |  | WKWK |  | 0.010176 | 0.0040705 | 0.0037885 | 0.0041611 | 0.0036198 | 0.0032117 | 0.0028281 | 0.0024688 |  | 229 |  | 0.0099346 | 0.0018407 | 0.0033285 | 0.0064273 | 0.0081519 | 0.003534 | 0.0055017 | 0.0036438 | 0.010783 | 0.01177 | 0.010301 | 0.0048653 | 0.011154 | 0.0025073 | 0.0046986 | 0.01113 | 0.0035401 | 0.0033276 | 0.0039165 | 0.0083706 | 0.0097183 | 0.003669 | 0.001474 | 0.0015877 | 0.0075996 | 0.009731 | 0.007228 | 0.0025895 | 0.0039827 | 0.004311 | 0.0048409 | 0.008711 | 0.0089696 | 0.0033603 | 0.0030643 | 0.0018564 | 0.0044166 | 0.0094589 | 0.0088305 | 0.010229 | 0.00052634 | 0.0021139 | 0.00047447 | 0.0035016 | 0.0033333 | 0.0038483 | 0.005704 | 0.010176 | 0.0070189 | 0.0033733 | 0.0037432 | 0.0013074 | 0.0024048 | 0.0068501
| 218 |  |  | Y1Y1 |  | -1.1341 | -1.1372 | -1.1409 | -1.1444 | -1.1478 | -1.1508 | -1.1538 | -1.1566 |  | 230 |  | -1.4926 | -0.53676 | -2.3821 | -0.053535 | -0.0012684 | -0.093792 | -0.90611 | -3.2294 | -1.7178 | -0.52086 | -0.19056 | -4.436e-05 | -0.030166 | -0.31992 | -0.17017 | -0.095474 | -0.19729 | -1.4194 | -0.015328 | -0.54673 | -0.16461 | -1.1353 | -3.3588 | -1.0953 | -1.9574 | -0.56965 | -0.24165 | -0.12422 | -0.58423 | -0.417 | -0.18042 | -0.036442 | -0.0225 | -0.0011123 | -0.65126 | -0.12067 | -1.4531 | -0.006587 | -0.47768 | -0.00035103 | -0.53589 | -0.080081 | -0.9098 | -1.1309 | -1.6056 | -0.0024743 | -0.81994 | -1.1341 | -0.25432 | -0.16208 | -1.476 | -0.17383 | -0.15001 | -0.054801
| 219 |  |  | Y2Y2 |  | 0.72807 | 0.72807 | 0.72807 | 0.72807 | 0.72807 | 0.72807 | 0.72807 | 0.72807 |  | 231 |  | 1.0369 | 0.41227 | 1.4408 | 0.017802 | 0.00086511 | 0.11935 | 0.58482 | 1.1931 | 1.5267 | 0.2337 | 0.056246 | 0.0007895 | 0.032682 | 0.21238 | 0.050214 | 0.072701 | 0.12796 | 0.82651 | 0.023687 | 0.2572 | 0.03159 | 0.87532 | 1.2637 | 0.24585 | 0.82885 | 0.20936 | 0.24323 | 0.068278 | 0.3437 | 0.22295 | 0.045156 | 0.028023 | 0.025798 | 0.007173 | 0.34376 | 0.086133 | 0.5425 | 0.00083504 | 0.3349 | 0.011171 | 0.44629 | 0.052722 | 0.96756 | 0.42154 | 0.6463 | 0.015094 | 0.34449 | 0.72807 | 0.76197 | 0.13071 | 0.84398 | 0.16311 | 0.047107 | 0.027614
| 220 |  |  | Y3Y3 |  | 0.52069 | 0.51506 | 0.51495 | 0.51136 | 0.51065 | 0.51019 | 0.51195 | 0.51128 |  | 232 |  | 0.57263 | 0.29477 | 1.2444 | 0.025127 | 0.00039855 | 0.11972 | 0.51967 | 1.5778 | 1.3435 | 0.28979 | 0.050167 | 0.0069223 | 0.0051822 | 0.22437 | 0.063704 | 0.096246 | 0.064487 | 0.8175 | 0.035378 | 0.36706 | 0.10806 | 0.8576 | 1.4164 | 0.62206 | 0.76771 | 0.18079 | 0.25816 | 0.063218 | 0.27319 | 0.24145 | 0.036977 | 0.021396 | 0.038023 | 0.0062598 | 0.36887 | 0.10179 | 0.6291 | 2.6178e-05 | 0.28039 | 0.013497 | 0.38901 | 0.074866 | 0.78103 | 0.65093 | 0.77991 | 0.023093 | 0.40803 | 0.52069 | 0.45532 | 0.1772 | 0.60922 | 0.13582 | 0.041406 | 0.024028
| 221 |  |  | WKY1 |  | -0.054648 | -0.03461 | -0.033444 | -0.035103 | -0.032788 | -0.030925 | -0.029058 | -0.027183 |  | 233 |  | -0.063026 | 0.013894 | 0.045423 | 0.0076793 | -0.0016271 | 0.0091374 | 0.034 | 0.050946 | 0.063923 | 0.037764 | -0.022335 | 0.0002126 | -0.0081972 | 0.013217 | 0.013394 | 0.016476 | 0.015257 | 0.035389 | 0.0037882 | 0.030183 | 0.015384 | 0.03881 | 0.031477 | 0.017932 | -0.065827 | -0.037616 | 0.019569 | 0.0085931 | 0.024482 | 0.020487 | -0.014474 | 0.0081061 | 0.006557 | 0.0010875 | 0.024513 | 0.0078541 | 0.036306 | -0.0038003 | 0.031994 | 0.00089505 | 0.0084928 | 0.0057598 | 0.013604 | 0.025854 | 0.038747 | 0.0014453 | 0.033828 | -0.054648 | 0.02637 | 0.012159 | 0.036553 | 0.0074 | -0.0095772 | -0.010405
| 222 |  |  | WKY2 |  | -0.014097 | -0.0089157 | -0.0086013 | -0.0090144 | -0.0084076 | -0.0079196 | -0.0074315 | -0.0069435 |  | 234 |  | -0.0094614 | 0.0027821 | 0.0083661 | 0.0023111 | -0.00032752 | 0.002688 | 0.0059268 | 0.0094192 | 0.020848 | 0.0068118 | -0.0030258 | 0.00025984 | -0.0029946 | 0.0024958 | 0.0027842 | 0.0035568 | 0.002163 | 0.0065046 | 0.0011019 | 0.0072002 | 0.0047306 | 0.0079201 | 0.0065063 | 0.0043068 | -0.007302 | -0.0055749 | 0.0060339 | 0.0016982 | 0.0044233 | 0.0045969 | -0.0020234 | 0.0020819 | 0.0020181 | 0.00053419 | 0.003508 | 0.0015353 | 0.0046536 | -0.00032146 | 0.0070626 | 0.0014219 | 0.0017067 | 0.0015373 | 0.0023446 | 0.0092646 | 0.0058995 | 0.00067782 | 0.0056516 | -0.014097 | 0.0074185 | 0.0024512 | 0.0071798 | 0.0018114 | -0.0014363 | -0.0014511
| 223 |  |  | WKY3 |  | -0.00093106 | -0.00058567 | -0.00056495 | -0.00059002 | -0.00054992 | -0.00051776 | -0.00048669 | -0.00045443 |  | 235 |  | -0.00045692 | 0.0019167 | -0.00060589 | 0.00027775 | -6.458e-06 | -6.4349e-05 | 0.00061193 | -0.00098272 | 0.0010785 | 2.8398e-05 | -3.3837e-05 | 0.00016461 | 3.5799e-05 | 2.0052e-05 | 0.00029286 | -9.9351e-05 | -0.00058148 | -1.1357e-05 | -6.2579e-05 | 0.001827 | -0.00064398 | 0.00067469 | -0.00076057 | 0.0004544 | 0.0011972 | 5.4571e-05 | 0.0012082 | 5.4514e-05 | -0.00021421 | -0.00013381 | 1.8856e-05 | -0.00043668 | 0.00065121 | 2.1244e-05 | 0.00068423 | -4.7186e-05 | -0.00010949 | -8.9138e-06 | -0.00012552 | 6.6891e-06 | -7.686e-05 | -2.8711e-05 | -8.9185e-05 | -0.0038182 | -0.00029252 | -4.6266e-05 | -0.00038172 | -0.00093106 | 1.391e-05 | -0.00047068 | -0.00048546 | -3.055e-05 | 6.9638e-05 | 0.00010307
| 224 |  |  | Y1Y2 |  | 0.76785 | 0.76889 | 0.77015 | 0.77132 | 0.77245 | 0.77346 | 0.77448 | 0.77543 |  | 236 |  | 0.82966 | 0.43473 | 1.5592 | 0.037702 | 0.0011189 | 0.093639 | 0.57542 | 2.4552 | 1.4116 | 0.41823 | 0.11119 | 0.00021506 | 0.04728 | 0.34562 | 0.15031 | 0.088513 | 0.12016 | 1.0359 | 0.021975 | 0.51179 | 0.03069 | 0.48859 | 2.5881 | 1.0784 | 1.3623 | 0.36259 | 0.27472 | 0.097479 | 0.45662 | 0.35867 | 0.11246 | 0.041804 | 0.025647 | 0.0017788 | 0.50936 | 0.094236 | 1.4059 | 0.0028282 | 0.42229 | 0.0022072 | 0.39896 | 0.081417 | 0.45851 | 0.83293 | 1.1587 | 0.009105 | 0.6324 | 0.76785 | 0.033101 | 0.15959 | 1.1714 | 0.17269 | 0.077078 | 0.035008
| 225 |  |  | Y1Y3 |  | 0.56371 | 0.56142 | 0.56227 | 0.56116 | 0.56159 | 0.56207 | 0.56379 | 0.5641 |  | 237 |  | 0.7233 | 0.30773 | 1.0333 | 0.014743 | -0.00033742 | 0.054353 | 0.54602 | 1.193 | 0.64134 | 0.20802 | 0.049032 | 0.00018372 | 0.0082285 | 0.15724 | 0.033207 | 0.05189 | 0.091407 | 0.51307 | 0.012657 | 0.11847 | 0.10136 | 0.22153 | 1.707 | 0.13373 | 0.64104 | 0.17917 | 0.12054 | 0.044797 | 0.24397 | 0.13977 | 0.041287 | 0.022429 | 0.014658 | 0.0016295 | 0.2235 | 0.054987 | 0.68399 | -0.00026126 | 0.18472 | 0.0014859 | 0.31273 | 0.044712 | 0.26678 | 0.45054 | 0.32784 | 0.0042569 | 0.2904 | 0.56371 | 0.22358 | 0.085936 | 0.57917 | 0.091017 | 0.04673 | 0.017542
| 226 |  |  | Y2Y3 |  | -1.4464 | -1.4386 | -1.4384 | -1.4334 | -1.4324 | -1.4318 | -1.4342 | -1.4333 |  | 238 |  | -1.6634 | -0.85418 | -2.8575 | -0.047365 | 0.0012889 | -0.24833 | -1.2952 | -3.3092 | -2.8222 | -0.60279 | -0.1178 | -0.0049785 | -0.03642 | -0.54946 | -0.13172 | -0.18869 | -0.20262 | -1.7454 | -0.067153 | -0.69071 | -0.11582 | -1.4598 | -3.5479 | -1.0546 | -1.7507 | -0.43979 | -0.56271 | -0.14559 | -0.69582 | -0.51711 | -0.0968 | -0.067219 | -0.069411 | -0.013592 | -0.77915 | -0.19864 | -1.7273 | 0.00036673 | -0.681 | -0.030012 | -0.92406 | -0.15216 | -1.5233 | -1.2289 | -1.4678 | -0.049013 | -0.86902 | -1.4464 | -1.0029 | -0.34159 | -1.6615 | -0.33759 | -0.098474 | -0.053444
| 227 |  |  | Average Line Length |  | 0.54723 | 0.55827 | 0.5677 | 0.57586 | 0.583 | 0.58968 | 0.59593 | 0.60178 |  | 239 |  | 0.64644 | -0.096994 | -0.98213 | -0.33491 | -0.16435 | -0.25971 | -0.82257 | -1.2697 | -1.2601 | -0.81211 | 0.061757 | -0.15991 | -0.065421 | -0.58816 | -0.54154 | -0.39339 | -0.69007 | -0.99081 | -0.28194 | -0.57365 | -0.17455 | -1.028 | -1.407 | -1.0023 | 1.0721 | 0.20214 | -0.32927 | -0.57094 | -0.80806 | -0.50637 | 0.0079566 | -0.15682 | -0.26875 | -0.03523 | -0.58063 | -0.38227 | -0.61487 | -0.14473 | -0.75497 | -0.23961 | -0.6758 | -0.37004 | -1.0766 | -0.93448 | -0.56421 | -0.2225 | -0.8322 | 0.54723 | -0.67756 | -0.51046 | -0.90222 | -0.48279 | 0.063063 | -0.081948
| 228 |  |  | Customers Added in last 10 years |  | 0.014795 | 0.011815 | 0.010392 | 0.0080529 | 0.0078905 | 0.0071826 | 0.006763 | 0.006191 |  | 240 |  | 0.014788 | 0.008016 | -0.0032429 | 0.0053157 | 0.0068286 | 0.0090418 | 0.016189 | -0.0051002 | 0.0422 | 0.011987 | 0.014519 | 0.011557 | 0.0087035 | 0.025351 | 0.012642 | 0.013391 | 0.014608 | -0.0013165 | 0.002816 | 0.017052 | 0.01166 | -0.0028339 | 0.0052617 | 0.001087 | 0.010526 | 0.02014 | 0.046981 | 0.0058198 | 0.014217 | 0.011265 | 0.01504 | 0.02117 | 0.012813 | 0.021264 | 0.025519 | 0.0019025 | -0.0021788 | 0.024022 | 0.016209 | 0.0174 | 0.011813 | 0.0037822 | 0.0052198 | 0.0025922 | 0.0071366 | 0.0037063 | 0.027229 | 0.014795 | 0.02318 | 0.017228 | 0.013953 | 0.010316 | 0.01785 | 0.01364
| 229 |  |  | Trend |  | 0.26993 | 0.2868 | 0.30367 | 0.32054 | 0.33742 | 0.35429 | 0.37116 | 0.38803 |  | 241 |  | 0.26859 | 0.26796 | 0.27216 | 0.27129 | 0.27339 | 0.27052 | 0.2747 | 0.27885 | 0.27862 | 0.2753 | 0.27163 | 0.27701 | 0.2713 | 0.27121 | 0.27388 | 0.27311 | 0.27103 | 0.2751 | 0.27458 | 0.26977 | 0.27608 | 0.27204 | 0.26917 | 0.2781 | 0.27166 | 0.27054 | 0.26897 | 0.274 | 0.27077 | 0.27007 | 0.27146 | 0.27601 | 0.27709 | 0.26279 | 0.27038 | 0.27305 | 0.28217 | 0.27447 | 0.27505 | 0.27125 | 0.27467 | 0.27314 | 0.27287 | 0.27028 | 0.27 | 0.27643 | 0.27077 | 0.26993 | 0.2682 | 0.27109 | 0.26939 | 0.27127 | 0.27504 | 0.27194
| 230 | [13 empty] | 242
| 231 |  |  | Log of Predicted Total Cost / OM&A Price |  | 15.0797 | 15.2163 | 15.2484 | 15.2608 | 15.2982 | 15.332 | 15.3665 | 15.3995 |  | 243 |  | 15.451 | 11.704 | 9.4296 | 12.2051 | 12.7571 | 12.1191 | 10.6093 | 8.82 | 9.615 | 10.9023 | 13.5038 | 12.7383 | 13.0862 | 11.5107 | 11.7264 | 11.9242 | 11.5483 | 9.9599 | 12.4023 | 11.1467 | 12.0514 | 9.6477 | 8.8899 | 10.233 | 15.9467 | 14.1131 | 11.7707 | 11.8232 | 10.9007 | 11.4085 | 13.5037 | 12.4323 | 12.3228 | 12.7917 | 11.0612 | 11.9957 | 10.7548 | 12.8228 | 11.0287 | 12.5106 | 11.162 | 12.1272 | 10.0897 | 10.3318 | 10.1436 | 12.5479 | 10.6672 | 15.0797 | 11.2188 | 11.7548 | 10.1728 | 11.8128 | 13.6208 | 13.1904
| 232 |  |  | Real Predicted Total Cost / OM&A Price |  | 3540317.9727 | 4058282.7208 | 4190776.6107 | 4243278.1961 | 4404690.765 | 4555980.5976 | 4715922.5154 | 4874363.9741 |  | 244 |  | 5131791.8815 | 121056.4832 | 12451.9614 | 199801.9729 | 347007.3139 | 183348.5811 | 40508.8388 | 6768.0643 | 14987.2917 | 54299.974 | 732223.0255 | 340542.9768 | 482243.4049 | 99778.9386 | 123795.1751 | 150873.5394 | 103595.6006 | 21160.7917 | 243351.3622 | 69333.6913 | 171347.4108 | 15486.0359 | 7258.1629 | 27806.1395 | 8424832.759 | 1346568.7664 | 129402.3045 | 136384.8949 | 54212.5489 | 90080.1643 | 732121.7029 | 250770.6766 | 224771.8331 | 359236.8157 | 63651.1003 | 162057.5247 | 46852.8672 | 370574.9638 | 61616.6312 | 271209.0086 | 70406.7428 | 184840.0882 | 24094.1626 | 30693.3265 | 25428.5331 | 281492.4856 | 42925.201 | 3540317.9727 | 74517.3587 | 127360.0616 | 26181.2181 | 134963.6351 | 823035.4409 | 535227.2643
| 233 |  |  | OM&A Price |  | 172.8936 | 174.7762 | 176.1289 | 177.5081 | 178.5764 | 179.651 | 180.7322 | 181.8198 |  | 245 |  | 172.8936 | 137.1232 | 145.576 | 157.6141 | 166.091 | 145.7934 | 155.2654 | 147.4863 | 171.5651 | 176.9637 | 173.7173 | 150.5867 | 176.9637 | 140.6494 | 151.4959 | 176.9637 | 147.9976 | 145.576 | 147.4863 | 166.091 | 169.4923 | 147.4863 | 134.4616 | 134.4616 | 163.6315 | 171.5651 | 162.2118 | 140.5465 | 148.5219 | 149.8591 | 151.4959 | 166.091 | 167.5527 | 145.7934 | 145.7934 | 137.5065 | 152.9599 | 169.4923 | 167.5527 | 172.8936 | 126.5438 | 137.1232 | 126.5438 | 146.3177 | 145.576 | 145.576 | 156.0317 | 172.8936 | 162.2118 | 145.7934 | 147.2842 | 133.2229 | 140.5465 | 161.3455
| 234 |  |  | Predicted Total Cost |  | 612098245.3948 | 709291202.0136 | 738116979.4701 | 753216260.7069 | 786573611.1487 | 818486613.9902 | 852318947.0708 | 886256032.429 |  | 246 |  | 887253865.5192 | 16599653.084 | 1812707.0195 | 31491607.3548 | 57634799.7903 | 26731022.1729 | 6289621.5447 | 998196.4798 | 2571296.1092 | 9609123.9935 | 127199798.1823 | 51281257.4415 | 85339574.4996 | 14033849.6824 | 18754466.7255 | 26699138.9102 | 15331902.4317 | 3080503.9007 | 35890981.6977 | 11515703.7181 | 29042066.9398 | 2283977.4879 | 975943.9289 | 3738856.9888 | 1378567986.3339 | 231024197.0336 | 20990575.7154 | 19168414.3713 | 8051749.4824 | 13499333.1605 | 110913467.3711 | 41650758.2431 | 37661120.8054 | 52374374.695 | 9279913.4983 | 22283956.0137 | 7166609.9351 | 62809603.348 | 10324031.0787 | 46890296.1745 | 8909533.2707 | 25345865.4991 | 3048965.6865 | 4490976.5828 | 3701784.7332 | 40978556.6615 | 6697693.0767 | 612098245.3948 | 12087591.9992 | 18568262.7611 | 3856080.8217 | 17980252.8345 | 115674718.8821 | 86356530.4285
| 235 | [13 empty] | 247
| 236 | [13 empty] | 248
249
250
Section 4: Benchmarking Results | [14 empty] | 251
252
253
| 237 | Actual Cost |  |  |  | 1037345774.5739 | 1246490765.2003 | 1324654179.8631 | 1371647065.4846 | 1452806959.7922 | 1536397240.4124 | 1233778578.4059 | 1312215606.6842 |  | 254 |  | 810275415.8007 | 30568433.5978 | 1777935.2029 | 29062939.4266 | 50349041.8308 | 29454495.6811 | 5329575.6456 | 1054887.8453 | 1242156.9871 | 6950204.522 | 122654741.5165 | 39177051.0541 | 65305419.8234 | 11964062.8658 | 17571623.6486 | 19472878.1886 | 14975689.8966 | 2758772.1045 | 34567050.4496 | 7833094.2072 | 20020323.3194 | 1628879.3538 | 841525.0115 | 1837839.6267 | 1688678736.3929 | 291046697.6751 | 19721758.9524 | 17187145.2063 | 5902703.1417 | 11412287.1321 | 103953803.2954 | 31446813.87 | 31600645.8269 | 47277980.7563 | 7893701.5423 | 21519483.361 | 4567130.098 | 58818269.4755 | 7774710.1185 | 38824034.737 | 6894524.8588 | 24602254.091 | 2804348.5629 | 4010839.8677 | 2435658.0292 | 43089133.8838 | 5759513.5904 | 1037345774.5739 | 7645457.4064 | 12993460.8677 | 3496268.1786 | 16892649.8128 | 114186538.3172 | 75123568.6082
| 238 | Predicted Cost |  |  |  | 612098245.3948 | 709291202.0136 | 738116979.4701 | 753216260.7069 | 786573611.1487 | 818486613.9902 | 852318947.0708 | 886256032.429 |  | 255 |  | 887253865.5192 | 16599653.084 | 1812707.0195 | 31491607.3548 | 57634799.7903 | 26731022.1729 | 6289621.5447 | 998196.4798 | 2571296.1092 | 9609123.9935 | 127199798.1823 | 51281257.4415 | 85339574.4996 | 14033849.6824 | 18754466.7255 | 26699138.9102 | 15331902.4317 | 3080503.9007 | 35890981.6977 | 11515703.7181 | 29042066.9398 | 2283977.4879 | 975943.9289 | 3738856.9888 | 1378567986.3339 | 231024197.0336 | 20990575.7154 | 19168414.3713 | 8051749.4824 | 13499333.1605 | 110913467.3711 | 41650758.2431 | 37661120.8054 | 52374374.695 | 9279913.4983 | 22283956.0137 | 7166609.9351 | 62809603.348 | 10324031.0787 | 46890296.1745 | 8909533.2707 | 25345865.4991 | 3048965.6865 | 4490976.5828 | 3701784.7332 | 40978556.6615 | 6697693.0767 | 612098245.3948 | 12087591.9992 | 18568262.7611 | 3856080.8217 | 17980252.8345 | 115674718.8821 | 86356530.4285
| 239 | Actual less Predicted Cost |  |  |  | 425247529.1791 | 537199563.1867 | 586537200.393 | 618430804.7778 | 666233348.6435 | 717910626.4222 | 381459631.3351 | 425959574.2552 |  | 256 |  | -76978449.7185 | 13968780.5138 | -34771.8166 | -2428667.9282 | -7285757.9594 | 2723473.5082 | -960045.899 | 56691.3655 | -1329139.1221 | -2658919.4715 | -4545056.6658 | -12104206.3874 | -20034154.6762 | -2069786.8166 | -1182843.0769 | -7226260.7216 | -356212.5351 | -321731.7963 | -1323931.2481 | -3682609.5109 | -9021743.6204 | -655098.134 | -134418.9174 | -1901017.3621 | 310110750.059 | 60022500.6415 | -1268816.7631 | -1981269.165 | -2149046.3407 | -2087046.0284 | -6959664.0757 | -10203944.3731 | -6060474.9785 | -5096393.9388 | -1386211.9559 | -764472.6526 | -2599479.8371 | -3991333.8725 | -2549320.9602 | -8066261.4375 | -2015008.4119 | -743611.4081 | -244617.1236 | -480136.7151 | -1266126.704 | 2110577.2223 | -938179.4863 | 425247529.1791 | -4442134.5928 | -5574801.8933 | -359812.6432 | -1087603.0217 | -1488180.5649 | -11232961.8203
| 240 | Percentage Difference (Arithmetic for Comparison) |  |  |  | 69.47% | 75.74% | 79.46% | 82.11% | 84.7% | 87.71% | 44.76% | 48.06% |  | 257 |  | -8.676% | 84.15% | -1.918% | -7.712% | -12.64% | 10.19% | -15.26% | 5.679% | -51.69% | -27.67% | -3.573% | -23.6% | -23.48% | -14.75% | -6.307% | -27.07% | -2.323% | -10.44% | -3.689% | -31.98% | -31.06% | -28.68% | -13.77% | -50.84% | 22.5% | 25.98% | -6.045% | -10.34% | -26.69% | -15.46% | -6.275% | -24.5% | -16.09% | -9.731% | -14.94% | -3.431% | -36.27% | -6.355% | -24.69% | -17.2% | -22.62% | -2.934% | -8.023% | -10.69% | -34.2% | 5.15% | -14.01% | 69.47% | -36.75% | -30.02% | -9.331% | -6.049% | -1.287% | -13.01%
| 241 | [13 empty] | 258
| 242 | Percent Difference (Logarithmic) |  |  |  | 52.75% | 56.38% | 58.48% | 59.94% | 61.36% | 62.97% | 36.99% | 39.25% |  | 259 |  | -9.076% | 61.06% | -1.937% | -8.026% | -13.51% | 9.702% | -16.56% | 5.524% | -72.76% | -32.39% | -3.639% | -26.92% | -26.76% | -15.96% | -6.515% | -31.56% | -2.351% | -11.03% | -3.759% | -38.54% | -37.2% | -33.8% | -14.82% | -71.02% | 20.29% | 23.1% | -6.235% | -10.91% | -31.05% | -16.79% | -6.48% | -28.1% | -17.55% | -10.24% | -16.18% | -3.491% | -45.05% | -6.566% | -28.36% | -18.88% | -25.64% | -2.978% | -8.363% | -11.31% | -41.86% | 5.022% | -15.09% | 52.75% | -45.81% | -35.7% | -9.796% | -6.24% | -1.295% | -13.94%
| 243 |  | 186 | [11 empty] | 260 | 0
| 244 | [13 empty] | 261 | 0
| 245 | [13 empty] | 262 | 0
| 246 | Three Year Average | [12 empty] | 263
| 247 |  |  | Current Year | [10 empty] | 264 |  | -9.076% | 61.06% | -1.937% | -8.026% | -13.51% | 9.702% | -16.56% | 5.524% | -72.76% | -32.39% | -3.639% | -26.92% | -26.76% | -15.96% | -6.515% | -31.56% | -2.351% | -11.03% | -0.037585 | -0.38535 | -0.372 | -0.33803 | -0.14819 | -0.71019 | 0.2029 | 0.23096 | -0.062351 | -0.1091 | -0.31048 | -0.16795 | -0.064804 | -0.28102 | -0.17545 | -0.10237 | -0.16179 | -0.034908 | -0.45055 | -0.065655 | -0.2836 | -0.18877 | -0.25639 | -0.029778 | -0.083631 | -0.11307 | -0.4186 | 0.050222 | -0.15091 | 0.52753 | -0.45807 | -0.35701 | -0.097955 | -0.062395 | -0.012949 | -0.13935
| 248 |  | 193 | Previous Year | [10 empty] | 265 |  | -6.866% | 63.66% | -0.914% | -7.646% | -11.72% | 11.84% | -16.74% | 3.99% | -62.44% | -49.1% | -2.935% | -28.73% | -22.44% | -16.51% | -4.807% | -31.59% | -3.419% | -12.83% | 0.013796 | -0.38459 | -0.35691 | -0.30536 | -0.16794 | -0.65297 | 0.18094 | 0.19533 | -0.052173 | -0.12849 | -0.26972 | -0.1958 | -0.05682 | -0.2677 | -0.17638 | -0.077967 | -0.13082 | -0.035944 | -0.45727 | -0.064397 | -0.29605 | -0.16773 | -0.2877 | 0.017651 | -0.031266 | -0.15415 | -0.35078 | -0.0078364 | -0.098429 | 0.53185 | -0.56695 | -0.32591 | -0.040323 | -0.10254 | -0.083584 | -0.11557
| 249 |  | 192 | Two Years Ago | [10 empty] | 266 |  | -4.41% | 61.92% | 2.805% | -4.544% | -13.01% | 10.99% | -11.19% | 18.85% | -54.75% | -59.01% | -4.252% | -25.4% | -15.32% | -9.781% | -1.519% | -23.77% | 1.639% | -11.35% | 0.030242 | -0.34539 | -0.33802 | -0.31638 | -0.17954 | -0.66365 | 0.16987 | 0.19818 | -0.068201 | -0.068104 | -0.2718 | -0.16858 | -0.063072 | -0.23685 | -0.15871 | -0.028412 | -0.12686 | -0.022425 | -0.42083 | -0.038256 | -0.28762 | -0.16617 | -0.2428 | 0.011004 | -0.024824 | -0.15391 | -0.2585 | 0.0048018 | -0.055168 | 0.52863 | -0.46635 | -0.30331 | 0.028866 | -0.1106 | -0.10734 | -0.11153
| 250 |  |  | Three Year Average Performance | [10 empty] | 267 |  | -6.784% | 62.21% | -0.01537% | -6.739% | -12.75% | 10.84% | -14.83% | 9.456% | -63.32% | -46.84% | -3.609% | -27.02% | -21.5% | -14.08% | -4.28% | -28.97% | -1.377% | -11.74% | 0.2151% | -37.18% | -35.56% | -31.99% | -16.52% | -67.56% | 18.46% | 20.82% | -6.091% | -10.19% | -28.4% | -17.74% | -6.157% | -26.19% | -17.02% | -6.958% | -13.98% | -3.109% | -44.29% | -5.61% | -28.91% | -17.42% | -26.23% | -0.03741% | -4.657% | -14.04% | -34.26% | 1.573% | -10.15% | 52.93% | -49.71% | -32.87% | -3.647% | -9.185% | -6.796% | -12.22%
| 252 |  | 197
253

## Results
Summary of Cost Benchmarking Results
Toronto Hydro-Electric System Limited
|  |  | 2022 | 2023 | 2024 | 2025 | 2026 | 2027 | 2028 | 2029
|  |  | (History) | (Bridge) | (Test Year)
Cost Benchmarking Summary
| Actual Total Cost |  | 1037345774.5739 | 1246490765.2003 | 1324654179.8631 | 1371647065.4846 | 1452806959.7922 | 1536397240.4124 | 1233778578.4059 | 1312215606.6842
| Predicted Total Cost |  | 612098245.3948 | 709291202.0136 | 738116979.4701 | 753216260.7069 | 786573611.1487 | 818486613.9902 | 852318947.0708 | 886256032.429
| Difference |  | 425247529.1791 | 537199563.1867 | 586537200.393 | 618430804.7778 | 666233348.6435 | 717910626.4222 | 381459631.3351 | 425959574.2552
| Percentage Difference (Cost Performance) |  | 52.75% | 56.38% | 58.48% | 59.94% | 61.36% | 62.97% | 36.99% | 39.25%
| Three-Year Average Performance |  | 52.75% | 54.57% | 55.87% | 58.27% | 59.93% | 61.42% | 53.77% | 46.4%
Stretch Factor Cohort
|  | Annual Result | 5 | 5 | 5 | 5 | 5 | 5 | 5 | 5
|  | Three Year Average | 5 | 5 | 5 | 5 | 5 | 5 | 5 | 5