{"text_format":"1","workbook":"xlsx","n_sheets":4,"sheets":["Data summary","Hourly load shapes by class","2006 Input to CA model","Revised Inputs to CA model"],"not_rendered":{"charts":0,"images":0,"macros":1,"external_links":0,"defined_names":3,"comments":0,"pivot_tables":0},"unopened":[],"bounds":{"document_bytes":16777216,"sheet_cells":100000,"rows_first":2000,"rows_last":500,"rows_between":2000,"halvings":0,"cell_chars":16384,"cell_head_chars":4096},"cells_cut":0,"cells_raw":0,"read":"whole","date_system":"1900"}

{"sheet":"Data summary","index":0,"n_rows":38,"n_cols":15,"rows_kept":38,"cut":false,"hidden":false,"merged":[[34,0,34,1]]}
["RUN # 2","Rate classes","Weather station used for normalization",null,null,null,null,"Test Year"]
[1,"Residential","Windsor",null,null,null,null,2004]
[2,"GS>50kW"]
[3,"Street Lighting"]
[4,"Sentinel Lighting"]
[5,"USL"]
[6,"GS < 50 kW"]
[]
[]
["Monthly kWh by class (with actual weather)",null,"Jan","Feb","Mar","Apr","May","Jun","Jul","Aug","Sep","Oct","Nov","Dec","TOTAL"]
[1,"Residential",31053454.359999999,25345125.780000001,23836707.879999999,18973366.899999999,16112686.42,13989061.99,14542439.939999999,14816975.5,14140924.970000001,15981167.84,20100427.559999999,26823201.75,{"$f":"SUM(C11:N11)","v":235715540.88999999}]
[2,"GS>50kW",13034596.262370525,12068419.850471731,12565021.044281064,11096421.099499196,10758175.089680796,11014196.316113623,11364895.303555334,11567316.164901471,12142131.854073199,12662999.018036157,12767181.263103599,13872081.50466872,144913434.77075541]
[3,"Street Lighting",451924.19999999722,399948.72,442460.51999999676,428241.59999999928,442516.31999999925,428241.59999999928,441330.47000000271,442516.31999999925,428259.5999999966,442516.31999999925,448257.59999999678,556942.07999999996,5353155.3499999866]
[4,"Sentinel Lighting",598.92000000000394,534.23999999999683,591.47999999999797,579.60000000000377,598.92000000000394,579.60000000000377,638.11999999999887,639.84000000000594,619.20000000000562,639.84000000000594,619.20000000000562,660.47999999999524,7299.440000000026]
[5,"USL",44912.03,41077.96,43109.03,43278.2,47292.03,44414.2,43590.03,41233.03,39624.199999999997,58292.03,39032.199999999997,48246.03,534100.97]
[6,"GS < 50 kW",8114994.7599999998,7126092.71,6722067.6399999997,6361678.2699999996,5193246.7,5613903.1600000001,5953695.9199999999,5969889.5,5618992.0999999996,5442173.25,5953366.6200000001,7333311.3399999999,75403411.969999999]
[]
[]
["Monthly kWh by class (with normalized weather)",null,"Jan","Feb","Mar","Apr","May","Jun","Jul","Aug","Sep","Oct","Nov","Dec","TOTAL"]
[1,"Residential",29734588.427862093,25719070.307917964,25156025.506332491,19554428.118477762,16359235.858236812,14192988.717180761,14715282.603738856,15048879.432492197,14277205.274412457,16854868.864359271,21316452.744354501,26729132.683748811,{"$f":"SUM(C20:N20)","v":239658158.53911397}]
[2,"GS>50kW",12804647.065771723,12133618.474283226,12795048.995448183,11197731.291162947,10826717.524064381,11176057.515218401,11502084.387085503,11751383.496875215,12209996.503845258,12815332.051836861,12979199.79157749,13855680.211950365,146047497.30911955]
[3,"Street Lighting",451924.19999999722,399948.72,442460.51999999676,428241.59999999928,442516.31999999925,428241.59999999928,441330.47000000271,442516.31999999925,428259.5999999966,442516.31999999925,448257.59999999678,556942.07999999996,5353155.3499999866]
[4,"Sentinel Lighting",598.92000000000394,534.23999999999683,591.47999999999797,579.60000000000377,598.92000000000394,579.60000000000377,638.11999999999887,639.84000000000594,619.20000000000562,639.84000000000594,619.20000000000562,660.47999999999524,7299.440000000026]
[5,"USL",44912.03,41077.96,43109.03,43278.2,47292.03,44414.2,43590.03,41233.03,39624.199999999997,58292.03,39032.199999999997,48246.03,534100.97]
[6,"GS < 50 kW",7897692.27036619,7187705.5497988071,6939444.5462193321,6457416.6203592932,5270877.4596988047,5830411.6376008382,6137202.5211756434,6216101.3046325892,5705314.5817422932,5586128.2978038657,6153724.5840680096,7317812.0883008186,76699831.461766496]
[]
[]
["Residential class information",null,"Equipment saturation"]
[null,"Electric space heating",0.24]
[null,"Electric water heating",0.5]
[null,"Air conditioning",0.5]
[null,"Baseload",1]
[]
[]
["General service >50kW ",null,"2004 kWh (Actual)","2004 kWh (Weather Corrected)"]
[null,"Weather sensitive load",68956502.041829079,70090564.580193222]
[null,"Non-weather sensitive load",75956932.728926331,75956932.728926331]
[null,"TOTAL",{"$f":"SUM(C36:C37)","v":144913434.77075541},{"$f":"SUM(D36:D37)","v":146047497.30911955}]

{"sheet":"Hourly load shapes by class","index":1,"n_rows":8818,"n_cols":30,"rows_kept":4500,"cut":true,"hidden":false,"merged":[[0,14,0,20],[0,6,0,12]],"bounds":{"rows_first":2000,"rows_last":500,"rows_between":2000,"halvings":0}}
["ALL UNITS IN GWh",null,null,null,null,null,"2004 Load Shape",null,null,null,null,null,null,null,"2024 Load Shape"]
["Year","Month","Day","Hour (EST)",null,null,"Residential","GS>50kW","Street Lighting","Sentinel Lighting","USL","GS<50kW","TOTAL LDC sales",null,{"$f":"G2","v":"Residential"},"GS>50kW","Street Lighting","Sentinel Lighting","USL","GS<50kW","TOTAL LDC sales",null,null,"Residential","GS>50kW","Street Lighting","Sentinel Lighting","USL","GS<50kW","Total"]
[2004,1,1,1,null,null,2.6115016284870986E-2,1.0634492408954459E-2,1.21485E-3,1.6100000000000204E-6,6.0365631720430322E-5,9.6534748584122879E-3,4.7679809183958165E-2,null,{"$f":"G3*X$5","v":2.1087865128744478E-2},{"$f":"H3*Y$5","v":1.2938682352562715E-2},{"$f":"I3*Z$5","v":6.8676203079926206E-4},{"$f":"J3*AA$5","v":2.1244807820875342E-6},{"$f":"K3*AB$5","v":2.5555143446668611E-5},{"$f":"L3*AC$5","v":8.8456639781223419E-3},{"$f":"SUM(O3:T3)","v":4.3586653114457551E-2},null,2004,{"$f":"SUM(G3:G8786)*1000000","v":239658158.53911489},146047497.30911869,5353155.3500000956,7299.4399999996076,534100.96999995504,76699831.461766869,{"$f":"SUM(X3:AC3)","v":468300043.07000053}]
[2004,1,1,2,null,null,2.4700867908280511E-2,1.0446044090343977E-2,1.21485E-3,1.6100000000000204E-6,6.0365631720430322E-5,9.5122758444452591E-3,4.5936013474790184E-2,null,1.9945940884383617E-2,1.2709402680283999E-2,{"$f":"I4*Z$5","v":6.8676203079926206E-4},2.1244807820875342E-6,2.5555143446668611E-5,8.7162806161813159E-3,4.2086065835876943E-2,null,"2024 Forecast",193523866.46620405,177691807.31920129,3026171,9632,226105.92342619819,70281525.175173312,{"$f":"SUM(X4:AC4)","v":444759107.88400483}]
[2004,1,1,3,null,null,2.3285713942446475E-2,1.0456773462734581E-2,1.21485E-3,1.6100000000000204E-6,6.0365631720430322E-5,1.0118431437868895E-2,4.5137744474770383E-2,null,1.8803204627113716E-2,1.2722456800392965E-2,6.8676203079926206E-4,2.1244807820875342E-6,2.5555143446668611E-5,9.2717126006767615E-3,4.1511815683211453E-2,null,"Scaling Factor",{"$f":"X4/X3","v":0.80749959711727815},{"$f":"Y4/Y3","v":1.2166713609826907},{"$f":"Z4/Z3","v":0.56530603020888348},1.3195532807996939,0.42333928625184342,0.91631916049524909,{"$f":"AD4/AD3","v":0.94973108473005874}]
[2004,1,1,4,null,null,2.3436912459813102E-2,1.0238252277842169E-2,1.21485E-3,1.6100000000000204E-6,6.0365631720430322E-5,9.9834371452859165E-3,4.4935427514661619E-2,null,1.8925297368971996E-2,1.2456588332966366E-2,6.8676203079926206E-4,2.1244807820875342E-6,2.5555143446668611E-5,9.1480147438254764E-3,4.124434210079185E-2]
[2004,1,1,5,null,null,2.30465959459571E-2,1.0368355348660516E-2,1.21485E-3,1.6100000000000204E-6,6.0365631720430322E-5,1.0712978896125529E-2,4.5404755822463588E-2,null,1.8610116941285053E-2,1.2614881013206951E-2,6.8676203079926206E-4,2.1244807820875342E-6,2.5555143446668611E-5,9.816507828501065E-3,4.1755947438021079E-2]
[2004,1,1,6,null,null,2.4386622624346786E-2,1.0586599362316946E-2,1.21485E-3,1.6100000000000204E-6,6.0365631720430322E-5,1.0586082854863791E-2,4.6836130473247958E-2,null,1.9692187944211129E-2,1.2880412254328644E-2,6.8676203079926206E-4,2.1244807820875342E-6,2.5555143446668611E-5,9.7002305545019381E-3,4.2987272408069724E-2]
[2004,1,1,7,null,null,2.7787445583968128E-2,1.1279502803779661E-2,0,0,6.0365631720430322E-5,1.0965178997304339E-2,5.0092493016772557E-2,null,2.2438351113972552E-2,1.3723448027482675E-2,0,0,2.5555143446668611E-5,1.0047603613490049E-2,4.6234957898391951E-2]
[2004,1,1,8,null,null,3.1338789394790505E-2,1.2394212690465306E-2,0,0,6.0365631720430322E-5,1.1147902207474867E-2,5.4941269924451107E-2,null,2.530605981043656E-2,1.5079683622417361E-2,0,0,2.5555143446668611E-5,1.0215036392036504E-2,5.0626334968337093E-2]
[2004,1,1,9,null,null,3.549015628820703E-2,1.2756214368778688E-2,0,0,6.0365631720430322E-5,1.0412522412072371E-2,5.8719258700778522E-2,null,2.8658286904356411E-2,1.552012069704892E-2,0,0,2.5555143446668611E-5,9.5411937952681221E-3,5.3745156540120118E-2]
[2004,1,1,10,null,null,3.9375540684182649E-2,1.2855180592850447E-2,0,0,6.0365631720430322E-5,1.0645222550341173E-2,6.2936309459094703E-2,null,3.1795733238752483E-2,1.5640530067581624E-2,0,0,2.5555143446668611E-5,9.7544213906137177E-3,5.7216239840394492E-2]
[2004,1,1,11,null,null,3.8533755776615247E-2,1.3260565956025466E-2,0,0,6.0365631720430322E-5,1.2635479185610235E-2,6.4490166549971389E-2,null,3.1115992265032401E-2,1.6133750829118238E-2,0,0,2.5555143446668611E-5,1.1578131679813565E-2,5.8853429917410875E-2]
[2004,1,1,12,null,null,3.8732126615804705E-2,1.3368939389937152E-2,0,0,6.0365631720430322E-5,1.2883395766630055E-2,6.5044827404092342E-2,null,3.1276176637757704E-2,1.6265605682449936E-2,0,0,2.5555143446668611E-5,1.1805302393206499E-2,5.9372639856860809E-2]
[2004,1,1,13,null,null,3.826625773805508E-2,1.3189136312457857E-2,0,0,6.0365631720430322E-5,1.0922316059247228E-2,6.2438075741480595E-2,null,3.0899987706665404E-2,1.6046844427464329E-2,0,0,2.5555143446668611E-5,1.0008327482073198E-2,5.6980714759649595E-2]
[2004,1,1,14,null,null,3.6527506715181027E-2,1.3447898633492949E-2,0,0,6.0365631720430322E-5,1.1672852855266416E-2,6.1708623835660829E-2,null,2.9495946956207351E-2,1.6361673132769133E-2,0,0,2.5555143446668611E-5,1.0696058728922294E-2,5.657923396134544E-2]
[2004,1,1,15,null,null,3.5666439623539235E-2,1.3505040967123986E-2,0,0,6.0365631720430322E-5,1.2059750482921256E-2,6.1291596705304915E-2,null,2.8800635626615657E-2,1.6431196573597734E-2,0,0,2.5555143446668611E-5,1.105058043829258E-2,5.6307967781952635E-2]
[2004,1,1,16,null,null,3.7008405982018405E-2,1.313675063927304E-2,0,0,6.0365631720430322E-5,1.0571328999640197E-2,6.0776851252652073E-2,null,2.9884272920432529E-2,1.5983108279174561E-2,0,0,2.5555143446668611E-5,9.6867113142693854E-3,5.557964765732315E-2]
[2004,1,1,17,null,null,4.101232548750311E-2,1.2970220503844833E-2,0,0,6.0365631720430322E-5,1.0059132741724213E-2,6.4102044364792582E-2,null,3.3117436308001437E-2,1.5780495832658493E-2,0,0,2.5555143446668611E-5,9.2173760692070041E-3,5.8140863353313602E-2]
[2004,1,1,18,null,null,4.5445950748904555E-2,1.2970503643816121E-2,0,0,6.0365631720430322E-5,1.0146426118163505E-2,6.8623246142604608E-2,null,3.669758692035209E-2,1.578084032095271E-2,0,0,2.5555143446668611E-5,9.2973646626226519E-3,6.1801347047374125E-2]
[2004,1,1,19,null,null,4.6517506733591167E-2,1.2518825864955759E-2,1.21485E-3,1.6100000000000204E-6,6.0365631720430322E-5,7.4003501809613518E-3,6.7713508411228709E-2,null,3.7562867946275141E-2,1.5231296903021033E-2,6.8676203079926206E-4,2.1244807820875342E-6,2.5555143446668611E-5,6.7810826651893705E-3,6.0289689169513556E-2]
[2004,1,1,20,null,null,4.3314505339397409E-2,1.2428561735570645E-2,1.21485E-3,1.6100000000000204E-6,6.0365631720430322E-5,8.9071502374500153E-3,6.5927042944138509E-2,null,3.4976445610897598E-2,1.5121475121874129E-2,6.8676203079926206E-4,2.1244807820875342E-6,2.5555143446668611E-5,8.1617924279852559E-3,5.8974154815784996E-2]
[2004,1,1,21,null,null,4.0542701477159979E-2,1.2199560381557688E-2,1.21485E-3,1.6100000000000204E-6,6.0365631720430322E-5,9.4649913560219297E-3,6.3484078846460026E-2,null,3.2738215108852761E-2,1.4842855732820306E-2,6.8676203079926206E-4,2.1244807820875342E-6,2.5555143446668611E-5,8.6729529334448035E-3,5.6968465430145887E-2]
[2004,1,1,22,null,null,3.8984254533550297E-2,1.1494210061303474E-2,1.21485E-3,1.6100000000000204E-6,6.0365631720430322E-5,8.1599980484521641E-3,5.991528827502636E-2,null,3.1479769829759287E-2,1.3984676198707035E-2,6.8676203079926206E-4,2.1244807820875342E-6,2.5555143446668611E-5,7.4771625614005579E-3,5.3656050244894893E-2]
[2004,1,1,23,null,null,3.5838642791095124E-2,1.1341870004526843E-2,1.21485E-3,1.6100000000000204E-6,6.0365631720430322E-5,8.3240669564414761E-3,5.6781405383783873E-2,null,2.8939689615039357E-2,1.379932841449643E-2,6.8676203079926206E-4,2.1244807820875342E-6,2.5555143446668611E-5,7.6275020454326962E-3,5.1080961729996495E-2]
[2004,1,1,24,null,null,2.934173933598436E-2,1.1167216083388574E-2,1.21485E-3,1.6100000000000204E-6,6.0365631720430322E-5,9.6197227012715953E-3,5.1405503752364967E-2,null,2.3693442692527565E-2,1.3586831990564169E-2,6.8676203079926206E-4,2.1244807820875342E-6,2.5555143446668611E-5,8.8147362298262779E-3,4.6809452567946032E-2]
[2004,1,2,1,null,null,2.5498572708376247E-2,1.1364338150400581E-2,1.21485E-3,1.6100000000000204E-6,6.0365631720430322E-5,8.8483598386316642E-3,4.6988096329128926E-2,null,2.0590087189079443E-2,1.3826664764115388E-2,6.8676203079926206E-4,2.1244807820875342E-6,2.5555143446668611E-5,8.1079216590948435E-3,4.323911526731769E-2]
[2004,1,2,2,null,null,2.3440578865639716E-2,1.1009659412583432E-2,1.21485E-3,1.6100000000000204E-6,6.0365631720430322E-5,9.5425360873665939E-3,4.5269599997310173E-2,null,1.8928257990199857E-2,1.3395137301463775E-2,6.8676203079926206E-4,2.1244807820875342E-6,2.5555143446668611E-5,8.7440086565713764E-3,4.1781845603263021E-2]
[2004,1,2,3,null,null,2.2055725607872598E-2,1.0993682518324511E-2,1.21485E-3,1.6100000000000204E-6,6.0365631720430322E-5,1.015667873211492E-2,4.4482912490032465E-2,null,1.7809989542486356E-2,1.3375698671781497E-2,6.8676203079926206E-4,2.1244807820875342E-6,2.5555143446668611E-5,9.306759329231494E-3,4.1206889198527365E-2]
[2004,1,2,4,null,null,2.2476828432996306E-2,1.0641154806673899E-2,1.21485E-3,1.6100000000000204E-6,6.0365631720430322E-5,9.8887180409333569E-3,4.4283526912323998E-2,null,1.8150029904118698E-2,1.2946788301063434E-2,6.8676203079926206E-4,2.1244807820875342E-6,2.5555143446668611E-5,9.0612218136422781E-3,4.0872481673852427E-2]
[2004,1,2,5,null,null,2.1823099720858097E-2,1.0980997265853597E-2,1.21485E-3,1.6100000000000204E-6,6.0365631720430322E-5,1.0665122910703375E-2,4.4746045529135497E-2,null,1.7622144232443099E-2,1.3360264888393302E-2,6.8676203079926206E-4,2.1244807820875342E-6,2.5555143446668611E-5,9.7726564721143643E-3,4.1469507247978779E-2]
[2004,1,2,6,null,null,2.3133668960897576E-2,1.1561158523706929E-2,1.21485E-3,1.6100000000000204E-6,6.0365631720430322E-5,1.0185004847307519E-2,4.6156657963632462E-2,null,1.8680428365769275E-2,1.4066130475575145E-2,6.8676203079926206E-4,2.1244807820875342E-6,2.5555143446668611E-5,9.3327150913248679E-3,4.2793715587697304E-2]
[2004,1,2,7,null,null,2.717926248251611E-2,1.2559244210959605E-2,0,0,6.0365631720430322E-5,9.5669050214446175E-3,4.9365777346640764E-2,null,2.1947243504576511E-2,1.5280472747062202E-2,0,0,2.5555143446668611E-5,8.7663383777879141E-3,4.6019609772873296E-2]
[2004,1,2,8,null,null,2.9933114018261341E-2,1.4429497015844369E-2,0,0,6.0365631720430322E-5,9.7212332389516026E-3,5.4144209904777744E-2,null,2.4170977510211585E-2,1.7555955772563043E-2,0,0,2.5555143446668611E-5,8.9077522804946428E-3,5.0660240706715945E-2]
[2004,1,2,9,null,null,3.3170008476281064E-2,1.6315938724623488E-2,0,0,6.0365631720430322E-5,8.321078429685708E-3,5.7867391262310691E-2,null,2.6784768480973661E-2,1.9851135373797846E-2,0,0,2.5555143446668611E-5,7.6247636011047334E-3,5.4286222599322913E-2]
[2004,1,2,10,null,null,3.574160824403691E-2,1.7235155021320902E-2,0,0,6.0365631720430322E-5,8.9861318414212622E-3,6.2023260738499508E-2,null,2.8861334257383391E-2,2.0969519516538158E-2,0,0,2.5555143446668611E-5,8.2341647850307578E-3,5.8090573702398972E-2]
[2004,1,2,11,null,null,3.5404136379394519E-2,1.7841231219752465E-2,0,0,6.0365631720430322E-5,1.024883911297862E-2,6.3554572343846039E-2,null,2.8588825862646244E-2,2.1706915069743104E-2,0,0,2.5555143446668611E-5,9.391207652055443E-3,5.9712503727891462E-2]
[2004,1,2,12,null,null,3.6113768435221009E-2,1.7902718046540398E-2,0,0,6.0365631720430322E-5,1.002433453504651E-2,6.4101186648528347E-2,null,2.916185346182764E-2,2.1781724330973685E-2,0,0,2.5555143446668611E-5,9.185489805677351E-3,6.0154622741925345E-2]
[2004,1,2,13,null,null,3.5066949276454325E-2,1.7364536185915283E-2,0,0,6.0365631720430322E-5,9.0404075063924734E-3,6.1532258600482517E-2,null,2.8316547412868896E-2,2.1126933874150728E-2,0,0,2.5555143446668611E-5,8.2838986167924986E-3,5.7752935047258792E-2]
[2004,1,2,14,null,null,3.454444915985258E-2,1.7425520193142838E-2,0,0,6.0365631720430322E-5,8.7830565605509885E-3,6.081339154526684E-2,null,2.7894628779219256E-2,2.1201131369222456E-2,0,0,2.5555143446668611E-5,8.0480830141463709E-3,5.7169398306034749E-2]
[2004,1,2,15,null,null,3.2799782868374525E-2,1.7763804943189177E-2,0,0,6.0365631720430322E-5,9.7784586611690694E-3,6.0402412104453199E-2,null,2.6485811451746631E-2,2.1612712736461023E-2,0,0,2.5555143446668611E-5,8.9601890313399397E-3,5.708426836299426E-2]
[2004,1,2,16,null,null,3.3434854120341542E-2,1.7458160497527374E-2,0,0,6.0365631720430322E-5,8.9417586627533446E-3,5.9895138912342695E-2,null,2.6998631231850763E-2,2.1240843892780879E-2,0,0,2.5555143446668611E-5,8.1935047912052653E-3,5.6458535059283575E-2]
[2004,1,2,17,null,null,3.8032564714678863E-2,1.7303789158104117E-2,0,0,6.0365631720430322E-5,7.7753601721796892E-3,6.3172079676683091E-2,null,3.0711280684439991E-2,2.1053024705148062E-2,0,0,2.5555143446668611E-5,7.1247115055198878E-3,5.8914572038554609E-2]
[2004,1,2,18,null,null,4.1803644962105937E-2,1.7285599692548649E-2,0,0,6.0365631720430322E-5,8.478090721534666E-3,6.7627701007909685E-2,null,3.3756426464934278E-2,2.1030894103335144E-2,0,0,2.5555143446668611E-5,7.7686369725592057E-3,6.2581512684275295E-2]
[2004,1,2,19,null,null,4.3510631081341927E-2,1.6472030210379261E-2,1.21485E-3,1.6100000000000204E-6,6.0365631720430322E-5,5.47166315986072E-3,6.673115008330234E-2,null,3.5134817068502126E-2,2.0041047414210134E-2,6.8676203079926206E-4,2.1244807820875342E-6,2.5555143446668611E-5,5.0137897931563568E-3,6.0904095930896636E-2]
[2004,1,2,20,null,null,4.1582946720058092E-2,1.6323473692252222E-2,1.21485E-3,1.6100000000000204E-6,6.0365631720430322E-5,5.7873587019298522E-3,6.49706047459606E-2,null,3.3578212723396152E-2,1.9860302953117658E-2,6.8676203079926206E-4,2.1244807820875342E-6,2.5555143446668611E-5,5.3030676672372367E-3,5.9456024998779063E-2]
[2004,1,2,21,null,null,3.770961282441318E-2,1.6133453696259514E-2,1.21485E-3,1.6100000000000204E-6,6.0365631720430322E-5,7.443190391294343E-3,6.2563082543687476E-2,null,3.0450497163162189E-2,1.9629111065979286E-2,6.8676203079926206E-4,2.1244807820875342E-6,2.5555143446668611E-5,6.8203379707571371E-3,5.7614387854926626E-2]
[2004,1,2,22,null,null,3.6852326526243526E-2,1.4972456786563424E-2,1.21485E-3,1.6100000000000204E-6,6.0365631720430322E-5,5.9444559151440625E-3,5.904606485967144E-2,null,2.9758238822776031E-2,1.8216559375762643E-2,6.8676203079926206E-4,2.1244807820875342E-6,2.5555143446668611E-5,5.447018853765825E-3,5.4136258707332512E-2]
[2004,1,2,23,null,null,3.4694235658761001E-2,1.2886198028133488E-2,1.21485E-3,1.6100000000000204E-6,6.0365631720430322E-5,7.1003895106130479E-3,5.5957648829227977E-2,null,2.8015581316741412E-2,1.5678268092781635E-2,6.8676203079926206E-4,2.1244807820875342E-6,2.5555143446668611E-5,6.5062229555542207E-3,5.091451402010528E-2]
[2004,1,2,24,null,null,3.1681465156704197E-2,1.1511059171376873E-2,1.21485E-3,1.6100000000000204E-6,6.0365631720430322E-5,6.1903880862274668E-3,5.0659738046028975E-2,null,2.5582770350123723E-2,1.4005176028391384E-2,6.8676203079926206E-4,2.1244807820875342E-6,2.5555143446668611E-5,5.6723712143117444E-3,4.5974759247854866E-2]
[2004,1,3,1,null,null,2.442783223928869E-2,1.1016054311315467E-2,1.21485E-3,1.6100000000000204E-6,6.0365631720430322E-5,8.7369757919549158E-3,4.5457687974279501E-2,null,1.9725464691674074E-2,1.3402917791607427E-2,6.8676203079926206E-4,2.1244807820875342E-6,2.5555143446668611E-5,8.0058583229514427E-3,4.1848682461260958E-2]
[2004,1,3,2,null,null,2.3007046122799819E-2,1.0609565918877267E-2,1.21485E-3,1.6100000000000204E-6,6.0365631720430322E-5,9.1176119247477656E-3,4.401104959814528E-2,null,1.8578180475019489E-2,1.2908355005955977E-2,6.8676203079926206E-4,2.1244807820875342E-6,2.5555143446668611E-5,8.3546425046063452E-3,4.0555619640609823E-2]
[2004,1,3,3,null,null,2.2099383416155697E-2,1.0394750854083944E-2,1.21485E-3,1.6100000000000204E-6,6.0365631720430322E-5,9.6594339060760929E-3,4.343039380803617E-2,null,1.7845243205085983E-2,1.2646995668714299E-2,6.8676203079926206E-4,2.1244807820875342E-6,2.5555143446668611E-5,8.8511243676749896E-3,4.0057804896503291E-2]
[2004,1,3,4,null,null,2.1624922962516585E-2,1.0218746439194624E-2,1.21485E-3,1.6100000000000204E-6,6.0365631720430322E-5,1.0017080668110028E-2,4.3137575701541676E-2,null,1.746211657992432E-2,1.2432856137711947E-2,6.8676203079926206E-4,2.1244807820875342E-6,2.5555143446668611E-5,9.1788429484157708E-3,3.9788257321080059E-2]
[2004,1,3,5,null,null,2.1845438475347721E-2,1.0357385800004769E-2,1.21485E-3,1.6100000000000204E-6,6.0365631720430322E-5,1.0189981225140792E-2,4.3669631132213713E-2,null,1.7640182767693573E-2,1.2601534677514598E-2,6.8676203079926206E-4,2.1244807820875342E-6,2.5555143446668611E-5,9.3372750416833607E-3,4.0293434141919549E-2]
[2004,1,3,6,null,null,2.2779415183556903E-2,1.050288227735181E-2,1.21485E-3,1.6100000000000204E-6,6.0365631720430322E-5,1.0030082559167269E-2,4.4589205651796422E-2,null,1.8394368583289408E-2,1.2778556074626609E-2,6.8676203079926206E-4,2.1244807820875342E-6,2.5555143446668611E-5,9.190756830314192E-3,4.1078123143258226E-2]
[2004,1,3,7,null,null,2.4948808907929179E-2,1.1139546587310751E-2,0,0,6.0365631720430322E-5,1.033320087190253E-2,4.6481921998862891E-2,null,2.0146153141708773E-2,1.3553167307113458E-2,0,0,2.5555143446668611E-5,9.4685099481705021E-3,4.3193385540439402E-2]
[2004,1,3,8,null,null,2.9612980624005872E-2,1.2103028046195988E-2,0,0,6.0365631720430322E-5,9.3295690250370031E-3,5.1105943326959294E-2,null,2.3912469923326504E-2,1.4725407604976948E-2,0,0,2.5555143446668611E-5,8.5488628568043869E-3,4.7212295528554507E-2]
[2004,1,3,9,null,null,3.214577217482166E-2,1.2990544948362777E-2,0,0,6.0365631720430322E-5,9.6548308331126133E-3,5.4851513588017486E-2,null,2.5957698080192302E-2,1.5805224002231357E-2,0,0,2.5555143446668611E-5,8.8469064837213961E-3,5.0635383709591725E-2]
[2004,1,3,10,null,null,3.4138468934378607E-2,1.3430031716335807E-2,0,0,6.0365631720430322E-5,1.0176985464140835E-2,5.7805851746575682E-2,null,2.756679991071144E-2,1.6339934966354986E-2,0,0,2.5555143446668611E-5,9.3253667768738828E-3,5.3257656797386976E-2]
[2004,1,3,11,null,null,3.4762173288554701E-2,1.3490960612572598E-2,0,0,6.0365631720430322E-5,1.0114121234410909E-2,5.8427620767258645E-2,null,2.807044092542893E-2,1.6414065409462577E-2,0,0,2.5555143446668611E-5,9.2677630786625765E-3,5.3777824557000753E-2]
[2004,1,3,12,null,null,3.5041123209363409E-2,1.3228864419247156E-2,0,0,6.0365631720430322E-5,8.9970173329991694E-3,5.7327370593330165E-2,null,2.8295692874097857E-2,1.609518047722093E-2,0,0,2.5555143446668611E-5,8.2441393695350043E-3,5.2660567864300463E-2]
[2004,1,3,13,null,null,3.553552448127234E-2,1.2836168996791028E-2,0,0,6.0365631720430322E-5,7.9732479141113258E-3,5.6405307023895124E-2,null,2.8694921701978588E-2,1.5617399203129561E-2,0,0,2.5555143446668611E-5,7.3060398350789863E-3,5.1643915883633804E-2]
[2004,1,3,14,null,null,3.3560513038383005E-2,1.2664594616878241E-2,0,0,6.0365631720430322E-5,7.9903723679669685E-3,5.4275845654948654E-2,null,2.7100100757543436E-2,1.5408649568811307E-2,0,0,2.5555143446668611E-5,7.3217313002599278E-3,4.985603677006134E-2]
[2004,1,3,15,null,null,3.2595245720517231E-2,1.2787846314123143E-2,0,0,6.0365631720430322E-5,8.4249393093623788E-3,5.3868396975723182E-2,null,2.6320647787256349E-2,1.555860637904169E-2,0,0,2.5555143446668611E-5,7.7199333151783582E-3,4.9624742624923064E-2]
[2004,1,3,16,null,null,3.2295890676563084E-2,1.2716378228590503E-2,0,0,6.0365631720430322E-5,8.2998402805061766E-3,5.3372474817380194E-2,null,2.6078918709868351E-2,1.5471653206149865E-2,0,0,2.5555143446668611E-5,7.6053026780780724E-3,4.9181429737542956E-2]
[2004,1,3,17,null,null,3.6013099341549212E-2,1.2541404702800067E-2,0,0,6.0365631720430322E-5,6.7637114855795041E-3,5.5378581161649218E-2,null,{"$f":"G67*X$5","v":2.9080563209245503E-2},{"$f":"H67*Y$5","v":1.5258767928390475E-2},{"$f":"I67*Z$5","v":0},{"$f":"J67*AA$5","v":0},{"$f":"K67*AB$5","v":2.5555143446668611E-5},{"$f":"L67*AC$5","v":6.1977184302982853E-3},{"$f":"SUM(O67:T67)","v":5.0562604711380937E-2}]
[2004,1,3,18,null,null,4.0853952159799894E-2,1.2607366735338564E-2,0,0,6.0365631720430322E-5,6.5880762750753948E-3,6.0109760801934281E-2,null,3.2989549909686972E-2,1.5339022044292274E-2,0,0,2.5555143446668611E-5,6.0367805216557536E-3,5.4390907619081663E-2]
[2004,1,3,19,null,null,4.1717362613363979E-2,1.2148187638027174E-2,1.21485E-3,1.6100000000000204E-6,6.0365631720430322E-5,4.0864420141219536E-3,5.9228817897233547E-2,null,3.3686753503086815E-2,1.478035198703162E-2,6.8676203079926206E-4,2.1244807820875342E-6,2.5555143446668611E-5,3.7444851157927435E-3,5.2926032260939192E-2]
[2004,1,3,20,null,null,3.9789571582527286E-2,1.1692908394506082E-2,1.21485E-3,1.6100000000000204E-6,6.0365631720430322E-5,4.1656036977561674E-3,5.6924909306509973E-2,null,3.2130063022359885E-2,1.4226426770189643E-2,6.8676203079926206E-4,2.1244807820875342E-6,2.5555143446668611E-5,3.8170224832838368E-3,5.0887953930861381E-2]
[2004,1,3,21,null,null,3.7032880336077767E-2,1.16613424413353E-2,1.21485E-3,1.6100000000000204E-6,6.0365631720430322E-5,6.0268099355361782E-3,5.5997858344669672E-2,null,2.9904035951475168E-2,1.4188021378984632E-2,6.8676203079926206E-4,2.1244807820875342E-6,2.5555143446668611E-5,5.5224814205949374E-3,5.0328980406082753E-2]
[2004,1,3,22,null,null,3.3723780538464483E-2,1.1221703796386033E-2,1.21485E-3,1.6100000000000204E-6,6.0365631720430322E-5,6.3041109258288883E-3,5.2526420892399839E-2,null,2.7231939198081576E-2,1.3653125630493621E-2,6.8676203079926206E-4,2.1244807820875342E-6,2.5555143446668611E-5,5.7765776312244544E-3,4.737608411482766E-2]
[2004,1,3,23,null,null,3.18539451803996E-2,1.0961625693252545E-2,1.21485E-3,1.6100000000000204E-6,6.0365631720430322E-5,5.6777991708320836E-3,4.9770195676204665E-2,null,2.5722047899768542E-2,1.3336696050792404E-2,6.8676203079926206E-4,2.1244807820875342E-6,2.5555143446668611E-5,5.2026761696774759E-3,4.4975861775266433E-2]
[2004,1,3,24,null,null,2.8213372664338848E-2,1.0767613812432235E-2,1.21485E-3,1.6100000000000204E-6,6.0365631720430322E-5,7.6146793636063881E-3,4.7872491472097899E-2,null,2.2782287059773247E-2,1.3100647351707946E-2,6.8676203079926206E-4,2.1244807820875342E-6,2.5555143446668611E-5,6.9774766019003029E-3,4.3574852668409512E-2]
[2004,1,4,1,null,null,2.6005965280360831E-2,1.120667325892474E-2,1.21485E-3,1.6100000000000204E-6,6.0365631720430322E-5,8.5674027888200319E-3,4.7056866959826034E-2,null,2.0999806486537296E-2,1.3634838406024289E-2,6.8676203079926206E-4,2.1244807820875342E-6,2.5555143446668611E-5,7.8504753310762281E-3,4.3199561878665832E-2]
[2004,1,4,2,null,null,2.4108198426341734E-2,1.0947356834449501E-2,1.21485E-3,1.6100000000000204E-6,6.0365631720430322E-5,9.1520891094957618E-3,4.5484470002007435E-2,null,1.946736051649435E-2,1.3319335538932834E-2,6.8676203079926206E-4,2.1244807820875342E-6,2.5555143446668611E-5,8.3862346095908685E-3,4.1887372320046065E-2]
[2004,1,4,3,null,null,2.3251143550528139E-2,1.0745059354140008E-2,1.21485E-3,1.6100000000000204E-6,6.0365631720430322E-5,9.5461482231946615E-3,4.4819176759583246E-2,null,1.8775289049567472E-2,1.3073205988241316E-2,6.8676203079926206E-4,2.1244807820875342E-6,2.5555143446668611E-5,8.7473185258409459E-3,4.1310255218677747E-2]
[2004,1,4,4,null,null,2.3230872739276334E-2,1.0535675271798602E-2,1.21485E-3,1.6100000000000204E-6,6.0365631720430322E-5,9.5235383556568302E-3,4.4566911998452204E-2,null,1.8758920377648401E-2,1.2818454371810886E-2,6.8676203079926206E-4,2.1244807820875342E-6,2.5555143446668611E-5,8.7266006709997724E-3,4.1018417075487069E-2]
[2004,1,4,5,null,null,2.2841247595384827E-2,1.0723984985418962E-2,1.21485E-3,1.6100000000000204E-6,6.0365631720430322E-5,1.0228071178867112E-2,4.507012939139133E-2,null,1.8444298230929246E-2,1.304756540736763E-2,6.8676203079926206E-4,2.1244807820875342E-6,2.5555143446668611E-5,9.3721775961051641E-3,4.1578482889430057E-2]
[2004,1,4,6,null,null,2.4248296616578017E-2,1.0719673040635239E-2,1.21485E-3,1.6100000000000204E-6,6.0365631720430322E-5,9.6631677044983853E-3,4.5907962993432076E-2,null,1.9580489748667006E-2,1.3042319187639134E-2,6.8676203079926206E-4,2.1244807820875342E-6,2.5555143446668611E-5,8.8545457187107629E-3,4.2191796310044917E-2]
[2004,1,4,7,null,null,2.7340892323201207E-2,1.1323866490582229E-2,0,0,6.0365631720430322E-5,9.4166081577931691E-3,4.8141732603297037E-2,null,2.2077759535811859E-2,1.3777424054682966E-2,0,0,2.5555143446668611E-5,8.6286184818617512E-3,4.4509357215803243E-2]
[2004,1,4,8,null,null,3.0235347342553821E-2,1.2271481166090763E-2,0,0,6.0365631720430322E-5,9.2682930901498498E-3,5.1835487230514864E-2,null,2.4415030797813177E-2,1.4930359691621105E-2,0,0,2.5555143446668611E-5,8.4927145435900291E-3,4.7863660176470979E-2]
[2004,1,4,9,null,null,3.4852945122918817E-2,1.2452498448338765E-2,0,0,6.0365631720430322E-5,7.6732891622719899E-3,5.5039098365250005E-2,null,2.8143739145107548E-2,1.5150598234775169E-2,0,0,2.5555143446668611E-5,7.0311818834103632E-3,5.0351074406739749E-2]
[2004,1,4,10,null,null,3.7266512222898708E-2,1.3591893486067399E-2,0,0,6.0365631720430322E-5,6.9475066560937722E-3,5.7866277996780305E-2,null,3.009269360595683E-2,1.6536867546025392E-2,0,0,2.5555143446668611E-5,6.3661334666470009E-3,5.3021249762075888E-2]
[2004,1,4,11,null,null,3.6383475014183361E-2,1.4819064752697841E-2,0,0,6.0365631720430322E-5,9.1900422701859958E-3,6.0452947668787629E-2,null,2.9379641415679621E-2,1.8029931681155503E-2,0,0,2.5555143446668611E-5,8.4210118179326842E-3,5.5856140058214473E-2]
[2004,1,4,12,null,null,3.6176001065815248E-2,1.4804530336755922E-2,0,0,6.0365631720430322E-5,8.6670297381121388E-3,5.970792677240374E-2,null,2.9212106285960038E-2,1.801224807353036E-2,0,0,2.5555143446668611E-5,7.941765413614273E-3,5.5191674916551338E-2]
[2004,1,4,13,null,null,3.5295589153015838E-2,1.4703717085859271E-2,0,0,6.0365631720430322E-5,8.2000316555887916E-3,5.8259703526184328E-2,null,2.8501174021077262E-2,1.788959147835684E-2,0,0,2.5555143446668611E-5,7.5138461226835892E-3,5.3930166765564364E-2]
[2004,1,4,14,null,null,3.4050698145718455E-2,1.4869615336022502E-2,0,0,6.0365631720430322E-5,8.4503473732060134E-3,5.7431026486667404E-2,null,2.7495925034229703E-2,1.8091435128167587E-2,0,0,2.5555143446668611E-5,7.7432152109093676E-3,5.3356130516753322E-2]
[2004,1,4,15,null,null,3.4012050757105936E-2,1.4747518652064263E-2,0,0,6.0365631720430322E-5,7.1615565348694763E-3,5.5981491575760108E-2,null,2.7464717283495459E-2,1.7942883589524644E-2,0,0,2.5555143446668611E-5,6.5622714718708633E-3,5.1995427488337638E-2]
[2004,1,4,16,null,null,3.5772509708455059E-2,1.4640380599602628E-2,0,0,6.0365631720430322E-5,6.4519335416545684E-3,5.6925189481432686E-2,null,2.888628717745138E-2,1.781253178942311E-2,0,0,2.5555143446668611E-5,5.912030326460053E-3,5.2636404436781206E-2]
[2004,1,4,17,null,null,3.8487017908455143E-2,1.4484616535391532E-2,0,0,6.0365631720430322E-5,5.6917037885374083E-3,5.8723703864104512E-2,null,3.1078251455322996E-2,1.7623018113427202E-2,0,0,2.5555143446668611E-5,5.2154172373002263E-3,5.3942241949497094E-2]
[2004,1,4,18,null,null,4.4905401099661922E-2,1.411815672862515E-2,0,0,6.0365631720430322E-5,4.1190888291209012E-3,6.3203012289128405E-2,null,3.626109329636678E-2,1.7177156961583291E-2,0,0,2.5555143446668611E-5,3.7744000179054226E-3,5.7238205419302163E-2]
[2004,1,4,19,null,null,4.5417385089979452E-2,1.3814803602489037E-2,1.21485E-3,1.6100000000000204E-6,6.0365631720430322E-5,3.4233364998120653E-3,6.3932350824000991E-2,null,3.6674520162278686E-2,1.6808075900748915E-2,6.8676203079926206E-4,2.1244807820875342E-6,2.5555143446668611E-5,3.136868827600536E-3,5.7333906545656156E-2]
[2004,1,4,20,null,null,4.2176739414779861E-2,1.3761178524232113E-2,1.21485E-3,1.6100000000000204E-6,6.0365631720430322E-5,5.1229909837104759E-3,6.2337734554442879E-2,null,3.4057700085155164E-2,1.674283180380326E-2,6.8676203079926206E-4,2.1244807820875342E-6,2.5555143446668611E-5,4.6942947974183136E-3,5.6209268341404751E-2]
[2004,1,4,21,null,null,4.0727504171284255E-2,1.3664358418348514E-2,1.21485E-3,1.6100000000000204E-6,6.0365631720430322E-5,5.7776282316517862E-3,6.1446316453004995E-2,null,3.2887443209904305E-2,1.6625033553807372E-2,6.8676203079926206E-4,2.1244807820875342E-6,2.5555143446668611E-5,5.2941514508808149E-3,5.5521069869620507E-2]
[2004,1,4,22,null,null,3.9561578882966908E-2,1.3275458642216855E-2,1.21485E-3,1.6100000000000204E-6,6.0365631720430322E-5,4.9967330034563625E-3,5.911059616036056E-2,null,3.1945959009319194E-2,1.6151870333895403E-2,6.8676203079926206E-4,2.1244807820875342E-6,2.5555143446668611E-5,4.5786021909460387E-3,5.3390873189188649E-2]
[2004,1,4,23,null,null,3.5274752796540167E-2,1.3582177270881301E-2,1.21485E-3,1.6100000000000204E-6,6.0365631720430322E-5,3.4244425675431628E-3,5.3558198266685064E-2,null,2.8484348671617764E-2,1.6525046105271321E-2,6.8676203079926206E-4,2.1244807820875342E-6,2.5555143446668611E-5,3.1378823386553462E-3,4.8861718770572451E-2]
[2004,1,4,24,null,null,2.8112043690506058E-2,1.3834961435557533E-2,1.21485E-3,1.6100000000000204E-6,6.0365631720430322E-5,6.9817474556118165E-3,5.0205578213395836E-2,null,2.2700463954226962E-2,1.6832601358942823E-2,6.8676203079926206E-4,2.1244807820875342E-6,2.5555143446668611E-5,6.3975089673160611E-3,4.6645015935513866E-2]
[2004,1,5,1,null,null,3.1168091267953096E-2,1.4724650885656611E-2,1.21485E-3,1.6100000000000204E-6,6.0365631720430322E-5,1.0299622893379684E-2,5.7469190678709828E-2,null,2.5168221141786681E-2,1.7915061033046811E-2,6.8676203079926206E-4,2.1244807820875342E-6,2.5555143446668611E-5,9.4377418030793213E-3,5.3235465632940834E-2]
[2004,1,5,2,null,null,2.8834256709955378E-2,1.471370908354319E-2,1.21485E-3,1.6100000000000204E-6,6.0365631720430322E-5,1.127513840733777E-2,5.6099929832556773E-2,null,2.328365067646514E-2,1.7901748455777872E-2,6.8676203079926206E-4,2.1244807820875342E-6,2.5555143446668611E-5,1.0331625359879484E-2,5.2231466147150511E-2]
[2004,1,5,3,null,null,2.8682374041645375E-2,1.4754452821104755E-2,1.21485E-3,1.6100000000000204E-6,6.0365631720430322E-5,1.1837530413975596E-2,5.6551182908446164E-2,null,2.3161005482995718E-2,1.7951320194408423E-2,6.8676203079926206E-4,2.1244807820875342E-6,2.5555143446668611E-5,1.0846955931271097E-2,5.2673723263703245E-2]
[2004,1,5,4,null,null,2.9639478128219956E-2,1.4750418263420599E-2,1.21485E-3,1.6100000000000204E-6,6.0365631720430322E-5,1.1172085301221345E-2,5.6838807324582331E-2,null,2.3933866647303993E-2,1.7946411463619878E-2,6.8676203079926206E-4,2.1244807820875342E-6,2.5555143446668611E-5,1.0237195824196455E-2,5.283191559014834E-2]
[2004,1,5,5,null,null,3.0215871990955788E-2,1.4972370890014689E-2,1.21485E-3,1.6100000000000204E-6,6.0365631720430322E-5,1.165344218540343E-2,5.8118510698094344E-2,null,2.4399304459244049E-2,1.8216454867891793E-2,6.8676203079926206E-4,2.1244807820875342E-6,2.5555143446668611E-5,1.0678272360208792E-2,5.4008473342372645E-2]
[2004,1,5,6,null,null,3.2293175913272146E-2,1.5725083645398617E-2,1.21485E-3,1.6100000000000204E-6,6.0365631720430322E-5,1.1298424332116575E-2,6.0593509522507763E-2,null,2.6076726539604647E-2,1.9132258920413786E-2,6.8676203079926206E-4,2.1244807820875342E-6,2.5555143446668611E-5,1.0352962698924155E-2,5.6276389813970602E-2]
[2004,1,5,7,null,null,3.9484275802847968E-2,1.6866499352768901E-2,0,0,6.0365631720430322E-5,1.0306992545617245E-2,6.6718133332954552E-2,null,3.1883536803267228E-2,2.052098672254701E-2,0,0,2.5555143446668611E-5,9.4444947566307835E-3,6.1874573425891685E-2]
[2004,1,5,8,null,null,4.5766782632560045E-2,1.9012122011212256E-2,0,0,6.0365631720430322E-5,1.1880469389688541E-2,7.6719739665181266E-2,null,3.6956658537146282E-2,2.3131504362550587E-2,0,0,2.5555143446668611E-5,1.0886301737448908E-2,7.1000019780592449E-2]
[2004,1,5,9,null,null,4.7957013159257003E-2,2.0374753535682136E-2,0,0,6.0365631720430322E-5,1.2707502917296533E-2,8.1099635243956109E-2,null,3.8725268805048035E-2,2.4789379113945274E-2,0,0,2.5555143446668611E-5,1.1644128405168088E-2,7.5184331467608057E-2]
[2004,1,5,10,null,null,4.4828429376434581E-2,2.1242677043897869E-2,0,0,6.0365631720430322E-5,1.415867464982923E-2,8.0290146701882115E-2,null,3.6198938660871281E-2,2.5845356789914981E-2,0,0,2.5555143446668611E-5,1.2973864868856886E-2,7.5043715463089813E-2]
[2004,1,5,11,null,null,4.3154830803191387E-2,2.1902801231069729E-2,0,0,6.0365631720430322E-5,1.3889000393645802E-2,7.9006998059627354E-2,null,3.4847508487241351E-2,2.6648510983138959E-2,0,0,2.5555143446668611E-5,1.2726757180823705E-2,7.4248331794650679E-2]
[2004,1,5,12,null,null,4.2283183726268922E-2,2.1786919460635979E-2,0,0,6.0365631720430322E-5,1.3622675372713994E-2,7.775314419133933E-2,null,3.4143653823798005E-2,2.6507520951792245E-2,0,0,2.5555143446668611E-5,1.2482718461224592E-2,7.3159448380261505E-2]
[2004,1,5,13,null,null,4.2105424129243868E-2,2.1365620215653518E-2,0,0,6.0365631720430322E-5,1.2234153333708498E-2,7.5765563310326328E-2,null,3.4000113020816548E-2,2.5994938226018456E-2,0,0,2.5555143446668611E-5,1.1210389112113923E-2,7.1230995502395589E-2]
[2004,1,5,14,null,null,4.0429960082259665E-2,2.1507197876833008E-2,0,0,6.0365631720430322E-5,1.3096326614888213E-2,7.5093850205701321E-2,null,3.2647176477892316E-2,2.6167191711730452E-2,0,0,2.5555143446668611E-5,1.2000415009325955E-2,7.0840338342395393E-2]
[2004,1,5,15,null,null,3.9657866958394301E-2,2.0976703525530983E-2,0,0,6.0365631720430322E-5,1.2120270029054052E-2,7.2815206144699773E-2,null,3.2023711591434016E-2,2.5521754427338186E-2,0,0,2.5555143446668611E-5,1.1106035657998536E-2,6.8677056820217408E-2]
[2004,1,5,16,null,null,4.2219263556772767E-2,2.0346620259514673E-2,0,0,6.0365631720430322E-5,1.1346361160948185E-2,7.397261060895606E-2,null,3.4092038312682191E-2,2.4755150162541706E-2,0,0,2.5555143446668611E-5,1.039688813367594E-2,6.9269631752346503E-2]
[2004,1,5,17,null,null,4.6862646834116894E-2,2.0348187672702162E-2,0,0,6.0365631720430322E-5,1.1267327329550122E-2,7.8538527468089606E-2,null,3.7841568438398684E-2,2.4757057189277749E-2,0,0,2.5555143446668611E-5,1.0324467919638545E-2,7.2948648690761647E-2]
[2004,1,5,18,null,null,5.4482667829217242E-2,1.9957005235383976E-2,0,0,6.0365631720430322E-5,1.071081831458104E-2,8.5210857010902696E-2,null,4.3994732321967413E-2,2.4281116720873304E-2,0,0,2.5555143446668611E-5,9.8145280462340369E-3,7.8115932232521418E-2]
[2004,1,5,19,null,null,5.4131546103805502E-2,1.9616304295997922E-2,1.21485E-3,1.6100000000000204E-6,6.0365631720430322E-5,9.1217797211414105E-3,8.4146455752665258E-2,null,4.3711201670158309E-2,2.3866595645262393E-2,6.8676203079926206E-4,2.1244807820875342E-6,2.5555143446668611E-5,8.3584615362988848E-3,7.6650700506747604E-2]
[2004,1,5,20,null,null,5.3560945103000447E-2,1.8997828146209383E-2,1.21485E-3,1.6100000000000204E-6,6.0365631720430322E-5,8.507567434866331E-3,8.2343166315796593E-2,null,4.3250441591893514E-2,2.3114113426363839E-2,6.8676203079926206E-4,2.1244807820875342E-6,2.5555143446668611E-5,7.7956470497734364E-3,7.4874643723058812E-2]
[2004,1,5,21,null,null,4.9811992205096522E-2,1.9030591750729603E-2,1.21485E-3,1.6100000000000204E-6,6.0365631720430322E-5,9.387069734748758E-3,7.950647932229532E-2,null,4.0223163637224439E-2,2.3153975965666151E-2,6.8676203079926206E-4,2.1244807820875342E-6,2.5555143446668611E-5,8.6015518588553417E-3,7.2693133116773959E-2]
[2004,1,5,22,null,null,4.6514397473423827E-2,1.8067780631343067E-2,1.21485E-3,1.6100000000000204E-6,6.0365631720430322E-5,8.6888705730620436E-3,7.4547874309549372E-2,null,3.7560357219942678E-2,2.1982551250672867E-2,6.8676203079926206E-4,2.1244807820875342E-6,2.5555143446668611E-5,7.9617785891600863E-3,6.8219128714803651E-2]
[2004,1,5,23,null,null,4.3602381548106993E-2,1.7288073088862696E-2,1.21485E-3,1.6100000000000204E-6,6.0365631720430322E-5,7.4392102608418697E-3,6.9606490529531981E-2,null,3.5208905533450241E-2,2.1033903413794807E-2,6.8676203079926206E-4,2.1244807820875342E-6,2.5555143446668611E-5,6.8166909009622651E-3,6.3773941503235329E-2]
[2004,1,5,24,null,null,3.5105832398471537E-2,1.6867440679132876E-2,1.21485E-3,1.6100000000000204E-6,6.0365631720430322E-5,1.0278263107879394E-2,6.352836181720424E-2,null,2.8347945518232456E-2,2.0522132007375397E-2,6.8676203079926206E-4,2.1244807820875342E-6,2.5555143446668611E-5,9.4181694223613357E-3,5.9002688602997205E-2]
[2004,1,6,1,null,null,3.0047933700375409E-2,1.6591899872639038E-2,1.21485E-3,1.6100000000000204E-6,6.0365631720430322E-5,1.1020780025325163E-2,5.8937439230060049E-2,null,2.4263694357259828E-2,2.0186889399332272E-2,6.8676203079926206E-4,2.1244807820875342E-6,2.5555143446668611E-5,1.0098551900808763E-2,5.5263577312428876E-2]
[2004,1,6,2,null,null,2.9333522789035019E-2,1.5904077284362748E-2,1.21485E-3,1.6100000000000204E-6,6.0365631720430322E-5,1.1573528270269593E-2,5.8087953975387789E-2,null,2.3686807834176274E-2,1.9350035354739521E-2,6.8676203079926206E-4,2.1244807820875342E-6,2.5555143446668611E-5,1.0605045708581465E-2,5.435633055252527E-2]
[2004,1,6,3,null,null,2.9324192049494865E-2,1.5771566351349846E-2,1.21485E-3,1.6100000000000204E-6,6.0365631720430322E-5,1.1454788679300923E-2,5.7827372711866061E-2,null,2.3679273265756796E-2,1.9188813097525625E-2,6.8676203079926206E-4,2.1244807820875342E-6,2.5555143446668611E-5,1.0496242346267505E-2,5.4078770364577936E-2]
[2004,1,6,4,null,null,2.9806175661885863E-2,1.5472767601468613E-2,1.21485E-3,1.6100000000000204E-6,6.0365631720430322E-5,1.1813606154171933E-2,5.8369375049246844E-2,null,2.4068474838579657E-2,1.8825273215847701E-2,6.8676203079926206E-4,2.1244807820875342E-6,2.5555143446668611E-5,1.0825033673612334E-2,5.4433223383067705E-2]
[2004,1,6,5,null,null,3.1012003282829818E-2,1.5562842475894801E-2,1.21485E-3,1.6100000000000204E-6,6.0365631720430322E-5,1.1865755774404213E-2,5.9717427164849263E-2,null,2.5042180156684784E-2,1.8934864735906155E-2,6.8676203079926206E-4,2.1244807820875342E-6,2.5555143446668611E-5,1.0872819369843722E-2,5.5564305917462677E-2]
[2004,1,6,6,null,null,3.3236658716423784E-2,1.6125900010801962E-2,1.21485E-3,1.6100000000000204E-6,6.0365631720430322E-5,1.12269440398434E-2,6.1866328398789576E-2,null,2.6838588523036676E-2,1.961992071321321E-2,6.8676203079926206E-4,2.1244807820875342E-6,2.5555143446668611E-5,1.0287463937516445E-2,5.7460414828794347E-2]
[2004,1,6,7,null,null,4.0176715749928926E-2,1.7073078978412846E-2,0,0,6.0365631720430322E-5,1.0625888715563631E-2,6.7936049075625837E-2,null,3.244268178156301E-2,2.0772326236830525E-2,0,0,2.5555143446668611E-5,9.7367054273612072E-3,6.2977268589201413E-2]
[2004,1,6,8,null,null,4.584785374872935E-2,1.8937960119832748E-2,0,0,6.0365631720430322E-5,1.2283043945552815E-2,7.7129223445835338E-2,null,3.7022123430790838E-2,2.3041273713232828E-2,0,0,2.5555143446668611E-5,1.1255188516515208E-2,7.1344140803985545E-2]
[2004,1,6,9,null,null,4.6733385095965294E-2,2.0428589237333164E-2,0,0,6.0365631720430322E-5,1.3867667576493638E-2,8.1090007541512521E-2,null,{"$f":"G131*X$5","v":3.7737189636918585E-2},{"$f":"H131*Y$5","v":2.4854879470342487E-2},{"$f":"I131*Z$5","v":0},{"$f":"J131*AA$5","v":0},{"$f":"K131*AB$5","v":2.5555143446668611E-5},{"$f":"L131*AC$5","v":1.2707209511719835E-2},{"$f":"SUM(O131:T131)","v":7.5324833762427573E-2}]
[2004,1,6,10,null,null,4.2748838393602322E-2,2.1343494099279992E-2,0,0,6.0365631720430322E-5,1.6339720003155249E-2,8.0492418127758009E-2,null,3.4519669780065508E-2,2.5968018013897014E-2,0,0,2.5555143446668611E-5,1.4972398516018646E-2,7.5485641453427829E-2]
[2004,1,6,11,null,null,4.1833985230779303E-2,2.1834102391569202E-2,0,0,6.0365631720430322E-5,1.6180271299757912E-2,7.9908724553826846E-2,null,3.3780926219664449E-2,2.6564927072585922E-2,0,0,2.5555143446668611E-5,1.4826292613979544E-2,7.5197701049676574E-2]
[2004,1,6,12,null,null,4.2430414556654437E-2,2.1469925521723617E-2,0,0,6.0365631720430322E-5,1.4667705869057829E-2,7.8628411579156315E-2,null,3.4262542660017554E-2,2.6121843504712479E-2,0,0,2.5555143446668611E-5,1.3440299928326307E-2,7.3850241236503009E-2]
[2004,1,6,13,null,null,4.0385628797224911E-2,2.1526454275636726E-2,0,0,6.0365631720430322E-5,1.4401097440470767E-2,7.6373546145052845E-2,null,3.261137898308706E-2,2.6190620420670597E-2,0,0,2.5555143446668611E-5,1.3196001516862454E-2,7.2023556064066782E-2]
[2004,1,6,14,null,null,3.9094889432576663E-2,2.1532643929153723E-2,0,0,6.0365631720430322E-5,1.490391544154757E-2,7.5591814434998392E-2,null,3.1569107466150187E-2,2.6198151194839134E-2,0,0,2.5555143446668611E-5,1.3656743285491048E-2,7.1449557089927035E-2]
[2004,1,6,15,null,null,3.8354420507556108E-2,2.1091610797926374E-2,0,0,6.0365631720430322E-5,1.3811445342014249E-2,7.3317842279217171E-2,null,3.0971179107518228E-2,2.5661558814830298E-2,0,0,2.5555143446668611E-5,1.2655692001020515E-2,6.9313985066815714E-2]
[2004,1,6,16,null,null,3.8831177363491461E-2,2.0879570413241951E-2,0,0,6.0365631720430322E-5,1.476623273596501E-2,7.4537346144418856E-2,null,3.1356160076608929E-2,2.5403575351413007E-2,0,0,2.5555143446668611E-5,1.3530581984296923E-2,7.0315872555765532E-2]
[2004,1,6,17,null,null,4.3974143561093346E-2,2.0566644545859891E-2,0,0,6.0365631720430322E-5,1.3372340362899323E-2,7.797349410157299E-2,null,3.5509103209160224E-2,2.5022847410458585E-2,0,0,2.5555143446668611E-5,1.2253331695188642E-2,7.2810837458254118E-2]
[2004,1,6,18,null,null,5.0095179020537964E-2,2.0755641601475285E-2,0,0,6.0365631720430322E-5,1.2746373551502726E-2,8.3657559805236412E-2,null,4.045183687660233E-2,2.525279471533589E-2,0,0,2.5555143446668611E-5,1.1679746312071825E-2,7.7409933047456719E-2]
[2004,1,6,19,null,null,5.2132155231309853E-2,2.0319942063232635E-2,1.21485E-3,1.6100000000000204E-6,6.0365631720430322E-5,1.0899722231817276E-2,8.4628645158080204E-2,null,4.2096694346138108E-2,2.4722691565162675E-2,6.8676203079926206E-4,2.1244807820875342E-6,2.5555143446668611E-5,9.9876243250902087E-3,7.7521451891418999E-2]
[2004,1,6,20,null,null,5.260030955527803E-2,1.9592362635129059E-2,1.21485E-3,1.6100000000000204E-6,6.0365631720430322E-5,8.6888668802624931E-3,8.2158364702390019E-2,null,4.2474728774131124E-2,2.3837466512148887E-2,6.8676203079926206E-4,2.1244807820875342E-6,2.5555143446668611E-5,7.9617752053771015E-3,7.4988412146685141E-2]
[2004,1,6,21,null,null,5.0509256300612759E-2,1.9005830692322246E-2,1.21485E-3,1.6100000000000204E-6,6.0365631720430322E-5,8.3802418147016656E-3,7.9172154439357101E-2,null,4.0786204113438147E-2,2.3123849895034302E-2,6.8676203079926206E-4,2.1244807820875342E-6,2.5555143446668611E-5,7.6789761443946131E-3,7.2303471807895078E-2]
[2004,1,6,22,null,null,4.6891175774033102E-2,1.8206598235198879E-2,1.21485E-3,1.6100000000000204E-6,6.0365631720430322E-5,8.6821568918141641E-3,7.5056756532766569E-2,null,3.7864605545887206E-2,2.2151446653684473E-2,6.8676203079926206E-4,2.1244807820875342E-6,2.5555143446668611E-5,7.9556267143951961E-3,6.8686120568994896E-2]
[2004,1,6,23,null,null,4.4491994930002443E-2,1.7278711769700111E-2,1.21485E-3,1.6100000000000204E-6,6.0365631720430322E-5,7.4421731681033566E-3,7.0489705499526351E-2,null,3.5927267980920954E-2,2.1022513764868671E-2,6.8676203079926206E-4,2.1244807820875342E-6,2.5555143446668611E-5,6.8194058696567361E-3,6.448362927047438E-2]
[2004,1,6,24,null,null,3.6268942247332757E-2,1.6967543041436339E-2,1.21485E-3,1.6100000000000204E-6,6.0365631720430322E-5,9.7260126515406921E-3,6.4239323572030216E-2,null,2.928715625259103E-2,2.0643923684756732E-2,6.8676203079926206E-4,2.1244807820875342E-6,2.5555143446668611E-5,8.9121317478259385E-3,5.9557653340201709E-2]
[2004,1,7,1,null,null,3.0356665233006071E-2,1.6512953053984505E-2,1.21485E-3,1.6100000000000204E-6,6.0365631720430322E-5,1.115248461664432E-2,5.929892853535533E-2,null,2.4512994945476485E-2,2.0090837066034605E-2,6.8676203079926206E-4,2.1244807820875342E-6,2.5555143446668611E-5,1.0219235341359703E-2,5.5537509007898812E-2]
[2004,1,7,2,null,null,2.9657824941130805E-2,1.5800935171810835E-2,1.21485E-3,1.6100000000000204E-6,6.0365631720430322E-5,1.170864990661182E-2,5.84442356512739E-2,null,2.3948681691337889E-2,1.9224545300286354E-2,6.8676203079926206E-4,2.1244807820875342E-6,2.5555143446668611E-5,1.072886025295932E-2,5.4616528899611577E-2]
[2004,1,7,3,null,null,2.9691438226232846E-2,1.5566736586018294E-2,1.21485E-3,1.6100000000000204E-6,6.0365631720430322E-5,1.1647052346834349E-2,5.8182052790805926E-2,null,2.3975824405515576E-2,1.8939602588169922E-2,6.8676203079926206E-4,2.1244807820875342E-6,2.5555143446668611E-5,1.0672417228695472E-2,5.4302285877408984E-2]
[2004,1,7,4,null,null,3.0168912645274996E-2,1.5290380759803997E-2,1.21485E-3,1.6100000000000204E-6,6.0365631720430322E-5,1.1991264272102684E-2,5.8727383308902113E-2,null,2.4361384806525919E-2,1.8603368368974277E-2,6.8676203079926206E-4,2.1244807820875342E-6,2.5555143446668611E-5,1.0987825211089805E-2,5.4667020041618011E-2]
[2004,1,7,5,null,null,3.1367373540689497E-2,1.542679569772429E-2,1.21485E-3,1.6100000000000204E-6,6.0365631720430322E-5,1.2012703623732605E-2,6.0083698493866827E-2,null,2.5329141496733938E-2,1.8769340517152129E-2,6.8676203079926206E-4,2.1244807820875342E-6,2.5555143446668611E-5,1.1007470499776897E-2,5.582039416869098E-2]
[2004,1,7,6,null,null,3.3630619684733416E-2,1.5946592621531509E-2,1.21485E-3,1.6100000000000204E-6,6.0365631720430322E-5,1.1391749061225389E-2,6.2245786999210753E-2,null,2.7156711846226637E-2,1.9401762547875276E-2,6.8676203079926206E-4,2.1244807820875342E-6,2.5555143446668611E-5,1.0438477936354591E-2,5.771139398548452E-2]
[2004,1,7,7,null,null,4.061684733118924E-2,1.6914443160857176E-2,0,0,6.0365631720430322E-5,1.0761072535212936E-2,6.8352728658979789E-2,null,3.2798087856109305E-2,2.0579318580784465E-2,0,0,2.5555143446668611E-5,9.860576951494799E-3,6.3263538531835237E-2]
[2004,1,7,8,null,null,4.6425489101327558E-2,1.8503134285995409E-2,0,0,6.0365631720430322E-5,1.261330629902555E-2,7.7602295318068948E-2,null,3.7488563745294592E-2,2.251223357418752E-2,0,0,2.5555143446668611E-5,1.155781423899253E-2,7.1584166701921317E-2]
[2004,1,7,9,null,null,4.7291929743589332E-2,2.0018312280889499E-2,0,0,6.0365631720430322E-5,1.4216761018342225E-2,8.1587368674541486E-2,null,3.8188214214847006E-2,2.4355707247366336E-2,0,0,2.5555143446668611E-5,1.302709052128893E-2,7.5596567126948941E-2]
[2004,1,7,10,null,null,4.3296239499254811E-2,2.0907247375611001E-2,0,0,6.0365631720430322E-5,1.6722261248454003E-2,8.0986113755040251E-2,null,3.4961695952341443E-2,2.5437249118886424E-2,0,0,2.5555143446668611E-5,1.5322928388765608E-2,7.5747428603440137E-2]
[2004,1,7,11,null,null,4.2354136108427941E-2,2.1459305336957796E-2,0,0,6.0365631720430322E-5,1.6525033091101621E-2,8.0398840168207794E-2,null,3.4200947843805923E-2,2.6108922230059561E-2,0,0,2.5555143446668611E-5,1.5142204449194448E-2,7.5477629666506604E-2]
[2004,1,7,12,null,null,4.2919801414153302E-2,2.1160237128773834E-2,0,0,6.0365631720430322E-5,1.4970274868608606E-2,7.911067904325618E-2,null,3.4657722350282374E-2,2.5745054506181725E-2,0,0,2.5555143446668611E-5,1.3717549699986563E-2,7.4145881699897331E-2]
[2004,1,7,13,null,null,4.0892778437274416E-2,2.1131162905482323E-2,0,0,6.0365631720430322E-5,1.4757674449851186E-2,7.6841981424328354E-2,null,3.3020902113105211E-2,2.5709680731360127E-2,0,0,2.5555143446668611E-5,1.3522739862749825E-2,7.2278877850661824E-2]
[2004,1,7,14,null,null,3.9579392719065694E-2,2.1179943562203925E-2,0,0,6.0365631720430322E-5,1.5235747656795419E-2,7.6055449569785466E-2,null,3.1960343674792079E-2,2.5769030759363227E-2,0,0,2.5555143446668611E-5,1.3960807502392238E-2,7.1715737079994207E-2]
[2004,1,7,15,null,null,3.8860636419271025E-2,2.0661949314218629E-2,0,0,6.0365631720430322E-5,1.4184580493022628E-2,7.3767531858232718E-2,null,3.137994825228238E-2,2.5138801992685752E-2,0,0,2.5555143446668611E-5,1.2997602889343781E-2,6.954190827775858E-2]
[2004,1,7,16,null,null,3.9250268912338786E-2,2.066134524821794E-2,0,0,6.0365631720430322E-5,1.5022535625860077E-2,7.4994515418137231E-2,null,3.1694576333458395E-2,2.5138067042882569E-2,0,0,2.5555143446668611E-5,1.3765437233198077E-2,7.0623635752985706E-2]
[2004,1,7,17,null,null,4.4238620291392007E-2,2.0810701186603671E-2,0,0,6.0365631720430322E-5,1.3342054433682629E-2,7.8451741543398734E-2,null,3.5722668062323291E-2,2.5319784135709185E-2,0,0,2.5555143446668611E-5,1.2225580117953983E-2,7.3293587459433124E-2]
[2004,1,7,18,null,null,5.0363061402162485E-2,2.1064125656576928E-2,0,0,6.0365631720430322E-5,1.268311472895086E-2,8.4170667419410705E-2,null,4.0668151791838948E-2,2.5628118430497865E-2,0,0,2.5555143446668611E-5,1.1621781040897181E-2,7.794360640668066E-2]
[2004,1,7,19,null,null,5.2513381150053662E-2,2.0361055604206119E-2,1.21485E-3,1.6100000000000204E-6,6.0365631720430322E-5,1.0996446078080754E-2,8.5147708464060973E-2,null,4.2404534121934401E-2,2.47727132330137E-2,6.8676203079926206E-4,2.1244807820875342E-6,2.5555143446668611E-5,1.0076254238698231E-2,7.7967943248674343E-2]
[2004,1,7,20,null,null,5.3029596920191172E-2,1.9530315268245207E-2,1.21485E-3,1.6100000000000204E-6,6.0365631720430322E-5,8.8255463387017213E-3,8.266228415885854E-2,null,4.2821378148346023E-2,2.376197525783692E-2,6.8676203079926206E-4,2.1244807820875342E-6,2.5555143446668611E-5,8.0870172119910811E-3,7.538481227320204E-2]
[2004,1,7,21,null,null,5.0922597810719755E-2,1.8947024623290166E-2,1.21485E-3,1.6100000000000204E-6,6.0365631720430322E-5,8.5113057355222527E-3,7.9657753801252604E-2,null,4.1119977216321393E-2,2.3052302234990999E-2,6.8676203079926206E-4,2.1244807820875342E-6,2.5555143446668611E-5,7.7990725262921494E-3,7.2685793632632556E-2]
[2004,1,7,22,null,null,4.7264266123810801E-2,1.820138912145966E-2,1.21485E-3,1.6100000000000204E-6,6.0365631720430322E-5,8.7746355782407203E-3,7.5517116455231612E-2,null,3.8165875853021038E-2,2.2145108874181866E-2,6.8676203079926206E-4,2.1244807820875342E-6,2.5555143446668611E-5,8.0403667067052813E-3,6.9065793088936206E-2]
[2004,1,7,23,null,null,4.4881151762707079E-2,1.721897061433213E-2,1.21485E-3,1.6100000000000204E-6,6.0365631720430322E-5,7.5451054965810574E-3,7.0922053505340699E-2,null,3.6241511966545382E-2,2.0949828412060431E-2,6.8676203079926206E-4,2.1244807820875342E-6,2.5555143446668611E-5,6.9137247344752441E-3,6.4819506768109075E-2]
[2004,1,7,24,null,null,3.6637127783637383E-2,1.6846767175736979E-2,1.21485E-3,1.6100000000000204E-6,6.0365631720430322E-5,9.8726097687611911E-3,6.4633330359855995E-2,null,2.9584465924821425E-2,2.0496979147862429E-2,6.8676203079926206E-4,2.1244807820875342E-6,2.5555143446668611E-5,9.0464614952084493E-3,5.9842348222920318E-2]
[2004,1,8,1,null,null,2.8926646273610673E-2,1.6380422753456966E-2,1.21485E-3,1.6100000000000204E-6,6.0365631720430322E-5,1.07870884369389E-2,5.7370983095726968E-2,null,2.3358255211894632E-2,1.992959124492032E-2,6.8676203079926206E-4,2.1244807820875342E-6,2.5555143446668611E-5,9.884415820723861E-3,5.3886703932566823E-2]
[2004,1,8,2,null,null,2.8002067587998843E-2,1.6162229923315247E-2,1.21485E-3,1.6100000000000204E-6,6.0365631720430322E-5,1.1102952243367359E-2,5.6544075386401889E-2,null,2.2611658295759857E-2,1.9664122277315132E-2,6.8676203079926206E-4,2.1244807820875342E-6,2.5555143446668611E-5,1.017384787866122E-2,5.3164070106764223E-2]
[2004,1,8,3,null,null,2.8053513450721112E-2,1.5839268448427236E-2,1.21485E-3,1.6100000000000204E-6,6.0365631720430322E-5,1.1120810118584014E-2,5.6290417649452792E-2,null,2.2653200809181442E-2,1.9271184300118156E-2,6.8676203079926206E-4,2.1244807820875342E-6,2.5555143446668611E-5,1.0190211391887975E-2,5.2829038156215591E-2]
[2004,1,8,4,null,null,2.8593622086246578E-2,1.5344602994251146E-2,1.21485E-3,1.6100000000000204E-6,6.0365631720430322E-5,1.1602966053339969E-2,5.6818016765558123E-2,null,2.3089338314767817E-2,1.8669339008754612E-2,6.8676203079926206E-4,2.1244807820875342E-6,2.5555143446668611E-5,1.0632020113251353E-2,5.3105139091801791E-2]
[2004,1,8,5,null,null,2.9785828719992261E-2,1.5350268991807883E-2,1.21485E-3,1.6100000000000204E-6,6.0365631720430322E-5,1.1717313813445008E-2,5.8130237156965588E-2,null,2.4052044691198003E-2,1.8676232665713291E-2,6.8676203079926206E-4,2.1244807820875342E-6,2.5555143446668611E-5,1.0736799156795315E-2,5.4179518168734619E-2]
[2004,1,8,6,null,null,3.1949261080895783E-2,1.5829844170035724E-2,1.21485E-3,1.6100000000000204E-6,6.0365631720430322E-5,1.1166095964348852E-2,6.0222026847000787E-2,null,2.5799015451018079E-2,1.9259718050501275E-2,6.8676203079926206E-4,2.1244807820875342E-6,2.5555143446668611E-5,1.0231707680061529E-2,5.6004882836608899E-2]
[2004,1,8,7,null,null,3.8561216256106007E-2,1.7014697702143672E-2,0,0,6.0365631720430322E-5,1.0494140146779166E-2,6.6130419736749282E-2,null,3.1138166591157836E-2,2.07012954099762E-2,0,0,2.5555143446668611E-5,9.6159816894161761E-3,6.148099883399688E-2]
[2004,1,8,8,null,null,4.4034726024156499E-2,1.9058419280049227E-2,0,0,6.0365631720430322E-5,1.1925748800582874E-2,7.5079259736509044E-2,null,3.5558023523676097E-2,2.3187832923636246E-2,0,0,2.5555143446668611E-5,1.0927792129227324E-2,6.9699203719986336E-2]
[2004,1,8,9,null,null,4.483215667758627E-2,2.0879361074738305E-2,0,0,6.0365631720430322E-5,1.3162891341981993E-2,7.8934774726027002E-2,null,3.6201948455049607E-2,2.5403320655250868E-2,0,0,2.5555143446668611E-5,1.2061409544175122E-2,7.3692233797922266E-2]
[2004,1,8,10,null,null,4.084135204228477E-2,2.2046244933568E-2,0,0,6.0365631720430322E-5,1.5405096495842666E-2,7.8353059103415876E-2,null,3.2979375319869879E-2,2.6823034827881929E-2,0,0,2.5555143446668611E-5,1.4115985088418855E-2,7.3943950379617332E-2]
[2004,1,8,11,null,null,3.9903407590501219E-2,2.2631456960471953E-2,0,0,6.0365631720430322E-5,1.5189655086042118E-2,7.7784885268735726E-2,null,3.2221985552936275E-2,2.7535045541118599E-2,0,0,2.5555143446668611E-5,1.3918571996654503E-2,7.3701158234156045E-2]
[2004,1,8,12,null,null,4.0557041186062223E-2,2.2179722065307869E-2,0,0,6.0365631720430322E-5,1.374147420979582E-2,7.6538603092886348E-2,null,3.2749794418014101E-2,2.6985432631415941E-2,0,0,2.5555143446668611E-5,1.2591576111887222E-2,7.2352358304763942E-2]
[2004,1,8,13,null,null,3.8612812172314027E-2,2.2153362549576731E-2,0,0,6.0365631720430322E-5,1.3517127325164953E-2,7.4343667678776149E-2,null,3.1179830272708712E-2,2.6953361763536493E-2,0,0,2.5555143446668611E-5,1.2386002762902542E-2,7.0544749942594409E-2]
[2004,1,8,14,null,null,3.7359866701950024E-2,2.2129220215634599E-2,0,0,6.0365631720430322E-5,1.4033256322309747E-2,7.3582708871614805E-2,null,3.0168077310179859E-2,2.6923988477241818E-2,0,0,2.5555143446668611E-5,1.2858941652273515E-2,6.997656258314186E-2]
[2004,1,8,15,null,null,3.6710534506911481E-2,2.154819389715721E-2,0,0,6.0365631720430322E-5,1.3050082869299953E-2,7.136917690508908E-2,null,2.964374182429096E-2,2.6217070395573173E-2,0,0,2.5555143446668611E-5,1.1958040979190364E-2,6.7844408342501161E-2]
[2004,1,8,16,null,null,3.721600721335163E-2,2.1311656255103992E-2,0,0,6.0365631720430322E-5,1.3968244306086194E-2,7.2556273406262251E-2,null,3.0051910831095159E-2,2.5929281820692648E-2,0,0,2.5555143446668611E-5,1.2799369896145444E-2,6.8806117691379912E-2]
[2004,1,8,17,null,null,4.2276238642109581E-2,2.0919746811853469E-2,0,0,6.0365631720430322E-5,1.264474022245479E-2,7.5901091308138269E-2,null,3.4138045671137394E-2,2.5452456824991063E-2,0,0,2.5555143446668611E-5,1.1586617745320283E-2,7.1202675384895414E-2]
[2004,1,8,18,null,null,4.8370642085901014E-2,2.0859898693071331E-2,0,0,6.0365631720430322E-5,1.2143174521309173E-2,8.143408093200194E-2,null,3.9059273996669128E-2,2.5379641332860147E-2,0,0,2.5555143446668611E-5,1.112702348311332E-2,7.5591493956089273E-2]
[2004,1,8,19,null,null,5.0510440320372073E-2,2.0064399512233651E-2,1.21485E-3,1.6100000000000204E-6,6.0365631720430322E-5,1.052769406171827E-2,8.2379359526044429E-2,null,4.0787160208916769E-2,2.4411780261849751E-2,6.8676203079926206E-4,2.1244807820875342E-6,2.5555143446668611E-5,9.646727784584504E-3,7.5560109910379036E-2]
[2004,1,8,20,null,null,5.0940610016815595E-2,1.9348585192668535E-2,1.21485E-3,1.6100000000000204E-6,6.0365631720430322E-5,8.4087162697850312E-3,7.9974737110989597E-2,null,4.1134522065486977E-2,2.3540869479453563E-2,6.8676203079926206E-4,2.1244807820875342E-6,2.5555143446668611E-5,7.7050678331721618E-3,7.3094901033140716E-2]
[2004,1,8,21,null,null,4.8921829071555033E-2,1.873987248234283E-2,1.21485E-3,1.6100000000000204E-6,6.0365631720430322E-5,8.1293625778000433E-3,7.7067889763418343E-2,null,3.9504357265521033E-2,2.2800266157734124E-2,6.8676203079926206E-4,2.1244807820875342E-6,2.5555143446668611E-5,7.44909069265123E-3,7.0468155770934404E-2]
[2004,1,8,22,null,null,4.5337163761373145E-2,1.8068857375418062E-2,1.21485E-3,1.6100000000000204E-6,6.0365631720430322E-5,8.3790266791203393E-3,7.3061873447631986E-2,null,3.6609741471748877E-2,2.1983861294352022E-2,6.8676203079926206E-4,2.1244807820875342E-6,2.5555143446668611E-5,7.6778626923788441E-3,6.6985907113507756E-2]
[2004,1,8,23,null,null,4.2877722877099844E-2,1.7353344271018548E-2,1.21485E-3,1.6100000000000204E-6,6.0365631720430322E-5,7.1083132128007759E-3,6.8616205992639609E-2,null,3.4623743948564427E-2,2.1113316991821316E-2,6.8676203079926206E-4,2.1244807820875342E-6,2.5555143446668611E-5,6.5134835956908938E-3,6.296498619110466E-2]
[2004,1,8,24,null,null,3.4923685167951697E-2,1.6851266744850428E-2,1.21485E-3,1.6100000000000204E-6,6.0365631720430322E-5,9.4801739875620683E-3,6.2531951532084629E-2,null,2.8200861702971657E-2,2.0502453644739526E-2,6.8676203079926206E-4,2.1244807820875342E-6,2.5555143446668611E-5,8.6868650696317728E-3,5.8104622072370972E-2]
[2004,1,9,1,null,null,3.1900244499750062E-2,1.6711415066761506E-2,1.21485E-3,1.6100000000000204E-6,6.0365631720430322E-5,1.0896561751703141E-2,6.078504694993514E-2,null,{"$f":"G195*X$5","v":2.5759434581490843E-2},{"$f":"H195*Y$5","v":2.0332300113223366E-2},{"$f":"I195*Z$5","v":6.8676203079926206E-4},{"$f":"J195*AA$5","v":2.1244807820875342E-6},{"$f":"K195*AB$5","v":2.5555143446668611E-5},{"$f":"L195*AC$5","v":9.9847283166052628E-3},{"$f":"SUM(O195:T195)","v":5.6790904666347487E-2}]
[2004,1,9,2,null,null,3.0846711482190349E-2,1.6261272466262841E-2,1.21485E-3,1.6100000000000204E-6,6.0365631720430322E-5,1.1646112879247165E-2,6.003092245942078E-2,null,2.4908707094261625E-2,1.9784624502838365E-2,6.8676203079926206E-4,2.1244807820875342E-6,2.5555143446668611E-5,1.0671556376544671E-2,5.6079329628672674E-2]
[2004,1,9,3,null,null,3.0444001475581923E-2,1.6201449441051955E-2,1.21485E-3,1.6100000000000204E-6,6.0365631720430322E-5,1.1549138913589186E-2,5.947141546194349E-2,null,2.4583518926170222E-2,1.9711839541336935E-2,6.8676203079926206E-4,2.1244807820875342E-6,2.5555143446668611E-5,1.0582697273743056E-2,5.559249739627823E-2]
[2004,1,9,4,null,null,3.1915778970418501E-2,1.558324647592056E-2,1.21485E-3,1.6100000000000204E-6,6.0365631720430322E-5,1.1566106433452286E-2,6.0341957511511786E-2,null,2.5771978660297037E-2,1.8959689698386985E-2,6.8676203079926206E-4,2.1244807820875342E-6,2.5555143446668611E-5,1.0598244937299698E-2,5.6044354951011732E-2]
[2004,1,9,5,null,null,3.2845280114840586E-2,1.5551008281455616E-2,1.21485E-3,1.6100000000000204E-6,6.0365631720430322E-5,1.1800029986949174E-2,6.1473144014965807E-2,null,2.652255045993792E-2,1.8920466410451697E-2,6.8676203079926206E-4,2.1244807820875342E-6,2.5555143446668611E-5,1.0812593571460031E-2,5.6970052096877666E-2]
[2004,1,9,6,null,null,3.4429914477899795E-2,1.619425185971874E-2,1.21485E-3,1.6100000000000204E-6,6.0365631720430322E-5,1.123503621078027E-2,6.3136028180119236E-2,null,2.7802142069686425E-2,1.9703082450260468E-2,6.8676203079926206E-4,2.1244807820875342E-6,2.5555143446668611E-5,1.0294878948795902E-2,5.8514545123770807E-2]
[2004,1,9,7,null,null,4.3008600191532881E-2,1.7140424003486754E-2,0,0,6.0365631720430322E-5,9.9309533417575608E-3,7.0140343168497626E-2,null,3.4729427327240894E-2,2.085426300014261E-2,0,0,2.5555143446668611E-5,9.0999228290367766E-3,6.4709168299866948E-2]
[2004,1,9,8,null,null,4.8518448365263853E-2,1.9195597393321516E-2,0,0,6.0365631720430322E-5,1.1938415600978049E-2,7.9712826991283847E-2,null,3.9178627507706024E-2,2.3354733605408278E-2,0,0,2.5555143446668611E-5,1.093939896113159E-2,7.3498315217692567E-2]
[2004,1,9,9,null,null,4.8902199695441045E-2,2.0838142713632882E-2,0,0,6.0365631720430322E-5,1.280176643854351E-2,8.260247447933787E-2,null,3.9488506552217327E-2,2.5353171455747257E-2,0,0,2.5555143446668611E-5,1.1730503875822444E-2,7.65977370272337E-2]
[2004,1,9,10,null,null,4.6617586001962801E-2,2.2004273871143742E-2,0,0,6.0365631720430322E-5,1.4735189544019523E-2,8.3417415048846491E-2,null,3.7643681915165025E-2,2.6771969838240317E-2,0,0,2.5555143446668611E-5,1.3502136512714341E-2,7.7943343409566351E-2]
[2004,1,9,11,null,null,4.397095784158913E-2,2.2561364085862953E-2,0,0,6.0365631720430322E-5,1.5286942589098271E-2,8.1879630148270779E-2,null,3.5506530741944042E-2,2.7449765547972876E-2,0,0,2.5555143446668611E-5,1.4007718399781597E-2,7.6989569833145186E-2]
[2004,1,9,12,null,null,4.2934965893957032E-2,2.2402158634513409E-2,0,0,6.0365631720430322E-5,1.5015593394842271E-2,8.0413083555033155E-2,null,3.4669967661614384E-2,2.7256064834803567E-2,0,0,2.5555143446668611E-5,1.3759075933899877E-2,7.5710663573764492E-2]
[2004,1,9,13,null,null,4.2657963488629665E-2,2.2115470194789648E-2,0,0,6.0365631720430322E-5,1.2279564278603093E-2,7.7113363593742837E-2,null,3.4446288330912019E-2,2.6907259220666852E-2,0,0,2.5555143446668611E-5,1.1252000031017036E-2,7.2631102726042576E-2]
[2004,1,9,14,null,null,3.9793592330985082E-2,2.190176652709689E-2,0,0,6.0365631720430322E-5,1.4070066206935987E-2,7.5825790696738393E-2,null,3.2133309775119662E-2,2.6647252088448113E-2,0,0,2.5555143446668611E-5,1.2892671254852156E-2,7.1698788261866597E-2]
[2004,1,9,15,null,null,3.9313276774774433E-2,2.1677072666169462E-2,0,0,6.0365631720430322E-5,1.3537904011880576E-2,7.4588619084544894E-2,null,3.1745455156990406E-2,2.6373873502869082E-2,0,0,2.5555143446668611E-5,1.2405040839031675E-2,7.0549924642337822E-2]
[2004,1,9,16,null,null,4.1667686626920886E-2,2.0709051354498346E-2,0,0,6.0365631720430322E-5,1.0763161842625291E-2,7.3200265455764954E-2,null,3.3646640164047614E-2,2.5196109696137937E-2,0,0,2.5555143446668611E-5,9.8624914239089055E-3,6.8730796427541124E-2]
[2004,1,9,17,null,null,4.5012671042094186E-2,2.0426364436122828E-2,0,0,6.0365631720430322E-5,8.4184977950402147E-3,7.3917898904977658E-2,null,3.6347713731663629E-2,2.4852172618425993E-2,0,0,2.5555143446668611E-5,7.7140308321823553E-3,6.8939472325718648E-2]
[2004,1,9,18,null,null,5.0967798424513502E-2,2.0246735939623558E-2,0,0,6.0365631720430322E-5,7.8158638607698262E-3,7.9090763856627319E-2,null,4.1156476693749298E-2,2.463362377111895E-2,0,0,2.5555143446668611E-5,7.1618258114457631E-3,7.2977481419760681E-2]
[2004,1,9,19,null,null,5.2525354567164124E-2,1.9974405194783544E-2,1.21485E-3,1.6100000000000204E-6,6.0365631720430322E-5,7.3975773089990067E-3,8.1174162702667113E-2,null,4.2414202651427216E-2,2.4302286753157022E-2,6.8676203079926206E-4,2.1244807820875342E-6,2.5555143446668611E-5,6.7785418294806733E-3,7.4209472889092937E-2]
[2004,1,9,20,null,null,5.076455628590245E-2,1.9423543025621073E-2,1.21485E-3,1.6100000000000204E-6,6.0365631720430322E-5,6.7188095395936511E-3,7.8183734482837608E-2,null,4.099235874870362E-2,2.3632068528088239E-2,6.8676203079926206E-4,2.1244807820875342E-6,2.5555143446668611E-5,6.1565739168479251E-3,7.1495442848667795E-2]
[2004,1,9,21,null,null,4.8653944144044198E-2,1.9032371532223213E-2,1.21485E-3,1.6100000000000204E-6,6.0365631720430322E-5,6.5568326526743975E-3,7.5519973960662248E-2,null,3.9288040294482247E-2,2.3156141374838235E-2,6.8676203079926206E-4,2.1244807820875342E-6,2.5555143446668611E-5,6.0081513918064412E-3,6.9166774716154941E-2]
[2004,1,9,22,null,null,4.6373645053287109E-2,1.8146970278002241E-2,1.21485E-3,1.6100000000000204E-6,6.0365631720430322E-5,6.110040713896361E-3,7.1907481676906138E-2,null,3.7446699697389001E-2,2.2078899025849422E-2,6.8676203079926206E-4,2.1244807820875342E-6,2.5555143446668611E-5,5.5987473775493063E-3,6.5838787755815753E-2]
[2004,1,9,23,null,null,4.4198905773090463E-2,1.7270833374212403E-2,1.21485E-3,1.6100000000000204E-6,6.0365631720430322E-5,5.6613792483067157E-3,6.8407944027330012E-2,null,3.5690598604795086E-2,2.101292834670828E-2,6.8676203079926206E-4,2.1244807820875342E-6,2.5555143446668611E-5,5.1876302800536343E-3,6.2605598886585012E-2]
[2004,1,9,24,null,null,3.9958004679302911E-2,1.6484105630755114E-2,1.21485E-3,1.6100000000000204E-6,6.0365631720430322E-5,7.5595703576350846E-3,6.527850629941355E-2,null,3.2266072680147417E-2,2.0055739232353258E-2,6.8676203079926206E-4,2.1244807820875342E-6,2.5555143446668611E-5,6.9269791638129508E-3,5.9963232731341638E-2]
[2004,1,10,1,null,null,3.6168751116286285E-2,1.6705650453582695E-2,1.21485E-3,1.6100000000000204E-6,6.0365631720430322E-5,7.9606766078133412E-3,6.2111903809402749E-2,null,2.9206251954636279E-2,2.032528647346156E-2,6.8676203079926206E-4,2.1244807820875342E-6,2.5555143446668611E-5,7.2945205062456882E-3,5.7540500589371539E-2]
[2004,1,10,2,null,null,3.404355075046054E-2,1.5923744043235634E-2,1.21485E-3,1.6100000000000204E-6,6.0365631720430322E-5,8.8911418701046342E-3,6.0135262295521241E-2,null,2.7490153515438497E-2,1.9373963337023511E-2,6.8676203079926206E-4,2.1244807820875342E-6,2.5555143446668611E-5,8.1471236542584365E-3,5.572568216174846E-2]
[2004,1,10,3,null,null,3.3368976177637309E-2,1.5341392232541674E-2,1.21485E-3,1.6100000000000204E-6,6.0365631720430322E-5,9.3546844263008421E-3,5.9341878468200257E-2,null,2.6945434819658179E-2,1.8665432566935758E-2,6.8676203079926206E-4,2.1244807820875342E-6,2.5555143446668611E-5,8.5718765802059692E-3,5.4897185621827924E-2]
[2004,1,10,4,null,null,3.3189588958592205E-2,1.4839813123520148E-2,1.21485E-3,1.6100000000000204E-6,6.0365631720430322E-5,9.6355502781315088E-3,5.8941777991964289E-2,null,2.6800579712551269E-2,1.8055175629722052E-2,6.8676203079926206E-4,2.1244807820875342E-6,2.5555143446668611E-5,8.8292393417672282E-3,5.439943633906856E-2]
[2004,1,10,5,null,null,3.363197197032098E-2,1.4940481129419255E-2,1.21485E-3,1.6100000000000204E-6,6.0365631720430322E-5,9.8194839543174432E-3,5.9668762685778108E-2,null,2.7157803816293784E-2,1.8177655509466734E-2,6.8676203079926206E-4,2.1244807820875342E-6,2.5555143446668611E-5,8.9977812935167281E-3,5.504768227430526E-2]
[2004,1,10,6,null,null,3.4940214465046679E-2,1.5030581015877197E-2,1.21485E-3,1.6100000000000204E-6,6.0365631720430322E-5,9.6776187707976451E-3,6.0925239883441951E-2,null,2.8214209103716487E-2,1.8287277460947902E-2,6.8676203079926206E-4,2.1244807820875342E-6,2.5555143446668611E-5,8.867787507650363E-3,5.6083715727342769E-2]
[2004,1,10,7,null,null,3.8355871697849118E-2,1.595788804068737E-2,0,0,6.0365631720430322E-5,9.1372563597989769E-3,6.3511381730055896E-2,null,3.0972350943095174E-2,1.9415505360872505E-2,0,0,2.5555143446668611E-5,8.3726430768408747E-3,5.878605452425522E-2]
[2004,1,10,8,null,null,4.4972973538651977E-2,1.7273797755040336E-2,0,0,6.0365631720430322E-5,7.5223551864654972E-3,6.982949211187825E-2,null,3.6315658013627482E-2,2.1016535023964673E-2,0,0,2.5555143446668611E-5,6.8928781894091471E-3,6.4250626370447969E-2]
[2004,1,10,9,null,null,4.7427413334085775E-2,1.8293224534352191E-2,0,0,6.0365631720430322E-5,9.1663156856004822E-3,7.4947319185758879E-2,null,3.829761715958889E-2,2.2256842390972229E-2,0,0,2.5555143446668611E-5,8.3992706938638678E-3,6.8979285387871653E-2]
[2004,1,10,10,null,null,4.9126192254352261E-2,1.9055512181744335E-2,0,0,6.0365631720430322E-5,1.0741964334753728E-2,7.8984034402570763E-2,null,3.9669380453295398E-2,2.3184295940385121E-2,0,0,2.5555143446668611E-5,9.8430677412914419E-3,7.2722299278418626E-2]
[2004,1,10,11,null,null,5.0246235919014066E-2,1.8924249672265508E-2,0,0,6.0365631720430322E-5,1.0602750210008191E-2,7.9833601433008189E-2,null,4.0573815261263566E-2,2.3024592604331512E-2,0,0,2.5555143446668611E-5,9.7155031713755304E-3,7.333946618041727E-2]
[2004,1,10,12,null,null,5.0221920706228058E-2,1.8534774364722596E-2,0,0,6.0365631720430322E-5,9.513190861058075E-3,7.8330251563729164E-2,null,4.0554180736735043E-2,2.2550729151834127E-2,0,0,2.5555143446668611E-5,8.717119063435811E-3,7.1847584095451653E-2]
[2004,1,10,13,null,null,5.0482676144709748E-2,1.778988299444156E-2,0,0,6.0365631720430322E-5,8.7374535777639418E-3,7.7070378348635685E-2,null,4.0764740648255152E-2,2.1644441154570038E-2,0,0,2.5555143446668611E-5,8.0062961272428651E-3,7.0441033073514722E-2]
[2004,1,10,14,null,null,4.8678341361077113E-2,1.7341329841423846E-2,0,0,6.0365631720430322E-5,8.0807077505719183E-3,7.4160744584793312E-2,null,3.9307741037407105E-2,2.1098699379414897E-2,0,0,2.5555143446668611E-5,7.4045073422115129E-3,6.7836502902480181E-2]
[2004,1,10,15,null,null,4.7952595902628715E-2,1.7206284975384626E-2,0,0,6.0365631720430322E-5,8.3847742414081758E-3,7.3604020751141946E-2,null,3.8721701872100334E-2,2.0934394158457235E-2,0,0,2.5555143446668611E-5,7.6831292938293284E-3,6.7364780467833563E-2]
[2004,1,10,16,null,null,4.6597790514517984E-2,1.7189526820675535E-2,0,0,6.0365631720430322E-5,9.0787261379051253E-3,7.2926409104819082E-2,null,3.76276970670286E-2,2.0914004991559768E-2,0,0,2.5555143446668611E-5,8.3190107130514997E-3,6.6886267915086534E-2]
[2004,1,10,17,null,null,5.2162393838587784E-2,1.6855249824293733E-2,0,0,6.0365631720430322E-5,6.5894811769000574E-3,7.5667490471502008E-2,null,4.2121112009332426E-2,2.0507299743426716E-2,0,0,2.5555143446668611E-5,6.0380678601163066E-3,6.8692034756322115E-2]
[2004,1,10,18,null,null,5.8335308958463297E-2,1.6917488540765465E-2,0,0,6.0365631720430322E-5,6.8188558360054571E-3,8.2132018966954656E-2,null,4.7105738481671058E-2,2.0583023807302193E-2,0,0,2.5555143446668611E-5,6.2482482551866501E-3,7.3962565687606563E-2]
[2004,1,10,19,null,null,5.8751708859780469E-2,1.6494545844888603E-2,1.21485E-3,1.6100000000000204E-6,6.0365631720430322E-5,4.4052449015078267E-3,8.0928325237897336E-2,null,4.7441981234224349E-2,2.0068441541892003E-2,6.8676203079926206E-4,2.1244807820875342E-6,2.5555143446668611E-5,4.0366103099256281E-3,7.2261474741069989E-2]
[2004,1,10,20,null,null,5.6565810600740743E-2,1.5985207371950753E-2,1.21485E-3,1.6100000000000204E-6,6.0365631720430322E-5,3.9524970691015293E-3,7.7780340673513457E-2,null,4.5676869270710414E-2,1.9448744008821864E-2,6.8676203079926206E-4,2.1244807820875342E-6,2.5555143446668611E-5,3.6217487962190457E-3,6.9461803730779342E-2]
[2004,1,10,21,null,null,5.2991221164091828E-2,1.6020602659536164E-2,1.21485E-3,1.6100000000000204E-6,6.0365631720430322E-5,6.2250050596358679E-3,7.6513654514984306E-2,null,4.2790389740756732E-2,1.9491808441540779E-2,6.8676203079926206E-4,2.1244807820875342E-6,2.5555143446668611E-5,5.7040914103242161E-3,6.8700731247649735E-2]
[2004,1,10,22,null,null,4.782642213359467E-2,1.5470916232613726E-2,1.21485E-3,1.6100000000000204E-6,6.0365631720430322E-5,7.1962229318463409E-3,7.1770386929775165E-2,null,3.861981660443857E-2,1.8823020708383344E-2,6.8676203079926206E-4,2.1244807820875342E-6,2.5555143446668611E-5,6.5940369556460989E-3,6.4751315923496033E-2]
[2004,1,10,23,null,null,4.5493383006155616E-2,1.4844850988258166E-2,1.21485E-3,1.6100000000000204E-6,6.0365631720430322E-5,6.389313565925492E-3,6.8004373192059708E-2,null,3.6735888448972687E-2,1.8061305055469302E-2,6.8676203079926206E-4,2.1244807820875342E-6,2.5555143446668611E-5,5.8546504428697533E-3,6.1366285602339754E-2]
[2004,1,10,24,null,null,4.1422569156375058E-2,1.4603117354742583E-2,1.21485E-3,1.6100000000000204E-6,6.0365631720430322E-5,8.1089057945370035E-3,6.541141793737508E-2,null,3.3448707905335454E-2,1.7767194666584607E-2,6.8676203079926206E-4,2.1244807820875342E-6,2.5555143446668611E-5,7.4303457501852079E-3,5.9360689977133285E-2]
[2004,1,11,1,null,null,3.5935386754409417E-2,1.4583673289136633E-2,1.21485E-3,1.6100000000000204E-6,6.0365631720430322E-5,1.2373440629589076E-2,6.4169326304855556E-2,null,2.9017810326439176E-2,1.774353762882078E-2,6.8676203079926206E-4,2.1244807820875342E-6,2.5555143446668611E-5,1.1338020730142869E-2,5.8813810340430837E-2]
[2004,1,11,2,null,null,3.3707652910620722E-2,1.4381209157055444E-2,1.21485E-3,1.6100000000000204E-6,6.0365631720430322E-5,1.3776458794789379E-2,6.314214649418598E-2,null,2.7218916145095282E-2,1.7497205317691382E-2,6.8676203079926206E-4,2.1244807820875342E-6,2.5555143446668611E-5,1.2623633157438795E-2,5.8054196275253475E-2]
[2004,1,11,3,null,null,3.2986296388144848E-2,1.418342518014919E-2,1.21485E-3,1.6100000000000204E-6,6.0365631720430322E-5,1.3929854746207631E-2,6.2376401946222099E-2,null,2.6636421043818092E-2,1.7256567217328281E-2,6.8676203079926206E-4,2.1244807820875342E-6,2.5555143446668611E-5,1.2764192806865736E-2,5.7371622723040125E-2]
[2004,1,11,4,null,null,3.3357917976411959E-2,1.3915572500540542E-2,1.21485E-3,1.6100000000000204E-6,6.0365631720430322E-5,1.3905363724800441E-2,6.2455679833473367E-2,null,2.6936505326623866E-2,1.6930678533085965E-2,6.8676203079926206E-4,2.1244807820875342E-6,2.5555143446668611E-5,1.274175121469023E-2,5.7323376729428083E-2]
[2004,1,11,5,null,null,3.2696206745452781E-2,1.4167361581604388E-2,1.21485E-3,1.6100000000000204E-6,6.0365631720430322E-5,1.4591892865015528E-2,6.2732286823793129E-2,null,2.6402173774216352E-2,1.7237023097024497E-2,6.8676203079926206E-4,2.1244807820875342E-6,2.5555143446668611E-5,1.3370831020107644E-2,5.7724469546376507E-2]
[2004,1,11,6,null,null,3.4645859100837575E-2,1.4136101797750806E-2,1.21485E-3,1.6100000000000204E-6,6.0365631720430322E-5,1.3950310849303448E-2,6.4009097379612273E-2,null,2.7976517265708326E-2,1.7198990213259335E-2,6.8676203079926206E-4,2.1244807820875342E-6,2.5555143446668611E-5,1.2782937126081501E-2,5.8672886260077176E-2]
[2004,1,11,7,null,null,3.873587671295467E-2,1.4631355766508272E-2,0,0,6.0365631720430322E-5,1.2888857309610494E-2,6.6316455420793868E-2,null,3.127920483969545E-2,1.780155153345956E-2,0,0,2.5555143446668611E-5,1.1810306909685342E-2,6.0916618426287018E-2]
[2004,1,11,8,null,null,4.1799816748641867E-2,1.5585977313204142E-2,0,0,6.0365631720430322E-5,1.2747945000274536E-2,7.0194104693840978E-2,null,3.3753335184104366E-2,1.8963012229901426E-2,0,0,2.5555143446668611E-5,1.168118626069117E-2,6.4423088818143626E-2]
[2004,1,11,9,null,null,4.7380891940137157E-2,1.576960906177588E-2,0,0,6.0365631720430322E-5,1.0641636284865412E-2,7.3852502918498875E-2,null,3.8260051152718043E-2,1.9186431719355832E-2,0,0,2.5555143446668611E-5,9.751135226843656E-3,6.7223173242364209E-2]
[2004,1,11,10,null,null,4.9493576016505482E-2,1.6184315062888095E-2,0,0,6.0365631720430322E-5,1.0129803228151286E-2,7.5868059939265292E-2,null,3.9966042693221557E-2,1.969099263413672E-2,0,0,2.5555143446668611E-5,9.2821327900016511E-3,6.896472326080659E-2]
[2004,1,11,11,null,null,4.6907508596561349E-2,1.6580336489249517E-2,0,0,6.0365631720430322E-5,1.1601336683045716E-2,7.5149547400577027E-2,null,3.7877794293498551E-2,2.0172820561926177E-2,0,0,2.5555143446668611E-5,1.0630527090031188E-2,6.8706697088902591E-2]
[2004,1,11,12,null,null,4.6114956411541168E-2,1.6500563728583311E-2,0,0,6.0365631720430322E-5,1.0711088624122197E-2,7.33869743959671E-2,null,3.7237808723400337E-2,2.0075763328637079E-2,0,0,2.5555143446668611E-5,9.8147757360458644E-3,6.7153902931529952E-2]
[2004,1,11,13,null,null,4.4889988043794002E-2,1.6531759374444548E-2,0,0,6.0365631720430322E-5,1.027554055683629E-2,7.1757653606795271E-2,null,3.6248647259963088E-2,2.0113718177543805E-2,0,0,2.5555143446668611E-5,9.415674696675114E-3,6.5803595277628676E-2]
[2004,1,11,14,null,null,4.3261270100123247E-2,1.6767584374681274E-2,0,0,6.0365631720430322E-5,1.0131875236172139E-2,7.022109534269709E-2,null,3.4933458176631273E-2,2.0400639701535564E-2,0,0,2.5555143446668611E-5,9.2840314106518579E-3,6.4643684432265369E-2]
[2004,1,11,15,null,null,4.3457226512161669E-2,1.6649111378424321E-2,0,0,6.0365631720430322E-5,8.6628902892867364E-3,6.8829593811593162E-2,null,3.5091692900404849E-2,2.0256496999939921E-2,0,0,2.5555143446668611E-5,7.9379723573416681E-3,6.3311717401133102E-2]
[2004,1,11,16,null,null,4.5336914820220904E-2,1.6209712666976166E-2,0,0,6.0365631720430322E-5,7.5599387337793138E-3,6.9166931852696817E-2,null,3.660954045186874E-2,1.9721893171668253E-2,0,0,2.5555143446668611E-5,6.9273167139321775E-3,6.3284305480915834E-2]
[2004,1,11,17,null,null,4.9350687725091727E-2,1.6073156332996007E-2,0,0,6.0365631720430322E-5,7.3174904438578665E-3,7.2801700133666034E-2,null,{"$f":"G259*X$5","v":3.9850660455472177E-2},{"$f":"H259*Y$5","v":1.9555748990953806E-2},{"$f":"I259*Z$5","v":0},{"$f":"J259*AA$5","v":0},{"$f":"K259*AB$5","v":2.5555143446668611E-5},{"$f":"L259*AC$5","v":6.7051567004478476E-3},{"$f":"SUM(O259:T259)","v":6.6137121290320497E-2}]
[2004,1,11,18,null,null,5.6425088143578946E-2,1.5515784130723954E-2,0,0,6.0365631720430322E-5,5.0525576184141047E-3,7.7053795524437446E-2,null,4.5563235943246905E-2,1.8877610195041548E-2,0,0,2.5555143446668611E-5,4.6297553552590871E-3,6.9096156636994213E-2]
[2004,1,11,19,null,null,5.6895672358776204E-2,1.5483068314549075E-2,1.21485E-3,1.6100000000000204E-6,6.0365631720430322E-5,5.1911535780251976E-3,7.8846719883070918E-2,null,4.594323250742844E-2,1.8837805798450399E-2,6.8676203079926206E-4,2.1244807820875342E-6,2.5555143446668611E-5,4.7567534886179576E-3,7.0252233449524804E-2]
[2004,1,11,20,null,null,5.3447783128400497E-2,1.5539369806348083E-2,1.21485E-3,1.6100000000000204E-6,6.0365631720430322E-5,7.7309765624755666E-3,7.7994955128944582E-2,null,4.315906334299506E-2,1.8906306211102852E-2,6.8676203079926206E-4,2.1244807820875342E-6,2.5555143446668611E-5,7.0840419535360575E-3,6.9863853162661985E-2]
[2004,1,11,21,null,null,5.1922955881110781E-2,1.5089544279982953E-2,1.21485E-3,1.6100000000000204E-6,6.0365631720430322E-5,8.0408880247645684E-3,7.6330213817578735E-2,null,4.1927765955135164E-2,1.8359016375735435E-2,6.8676203079926206E-4,2.1244807820875342E-6,2.5555143446668611E-5,7.3680197644885714E-3,6.8369243750387179E-2]
[2004,1,11,22,null,null,5.1151489324772814E-2,1.4699506879929509E-2,1.21485E-3,1.6100000000000204E-6,6.0365631720430322E-5,7.4668096254021888E-3,7.4594631461824948E-2,null,4.1304807021702798E-2,1.7884469041378262E-2,6.8676203079926206E-4,2.1244807820875342E-6,2.5555143446668611E-5,6.8419807275263787E-3,6.6745698445635451E-2]
[2004,1,11,23,null,null,4.7066439957926746E-2,1.4661073952756553E-2,1.21485E-3,1.6100000000000204E-6,6.0365631720430322E-5,6.9941157039999447E-3,6.9998455246403676E-2,null,3.800613130377041E-2,1.783770879956819E-2,6.8676203079926206E-4,2.1244807820875342E-6,2.5555143446668611E-5,6.4088422302958671E-3,6.2967123988662485E-2]
[2004,1,11,24,null,null,3.8298725618175739E-2,1.5274427615687347E-2,1.21485E-3,1.6100000000000204E-6,6.0365631720430322E-5,1.0567486761333834E-2,6.5417465626917345E-2,null,3.0926205506782087E-2,1.858395863540992E-2,6.8676203079926206E-4,2.1244807820875342E-6,2.5555143446668611E-5,9.6831905976900775E-3,5.9907796394910097E-2]
[2004,1,12,1,null,null,3.3929502363061644E-2,1.4904540813316599E-2,1.21485E-3,1.6100000000000204E-6,6.0365631720430322E-5,1.0885963434573728E-2,6.0996832242672404E-2,null,2.7398059488562013E-2,1.8133927956159965E-2,6.8676203079926206E-4,2.1244807820875342E-6,2.5555143446668611E-5,9.9750168755505762E-3,5.6221445975300571E-2]
[2004,1,12,2,null,null,3.1420148034839578E-2,1.4965116485407815E-2,1.21485E-3,1.6100000000000204E-6,6.0365631720430322E-5,1.1881432020183651E-2,5.9543522172151482E-2,null,2.5371756879498199E-2,1.8207628641565627E-2,6.8676203079926206E-4,2.1244807820875342E-6,2.5555143446668611E-5,1.0887183814216054E-2,5.5181010990307894E-2]
[2004,1,12,3,null,null,3.1391978106727794E-2,1.4898473338765043E-2,1.21485E-3,1.6100000000000204E-6,6.0365631720430322E-5,1.2455194135658286E-2,6.0022471212871555E-2,null,2.534900967389711E-2,1.8126545833639596E-2,6.8676203079926206E-4,2.1244807820875342E-6,2.5555143446668611E-5,1.141293303419175E-2,5.5602930196756467E-2]
[2004,1,12,4,null,null,3.2462829414481767E-2,1.4811829671905676E-2,1.21485E-3,1.6100000000000204E-6,6.0365631720430322E-5,1.1776272153001281E-2,6.0327756871109153E-2,null,2.6213721673480954E-2,1.8021128965561278E-2,6.8676203079926206E-4,2.1244807820875342E-6,2.5555143446668611E-5,1.0790823813001713E-2,5.5740116107071955E-2]
[2004,1,12,5,null,null,3.3324143417556559E-2,1.4496374264154416E-2,1.21485E-3,1.6100000000000204E-6,6.0365631720430322E-5,1.2588671381700275E-2,6.1686014695131686E-2,null,2.6909232383955317E-2,1.7637323405283206E-2,6.8676203079926206E-4,2.1244807820875342E-6,2.5555143446668611E-5,1.1535240792230164E-2,5.6796238236496703E-2]
[2004,1,12,6,null,null,3.5830059908761168E-2,1.4596685528709111E-2,1.21485E-3,1.6100000000000204E-6,6.0365631720430322E-5,1.260935859028727E-2,6.4312929659477977E-2,null,2.8932758941012583E-2,1.7759369248050862E-2,6.8676203079926206E-4,2.1244807820875342E-6,2.5555143446668611E-5,1.1554196877835588E-2,5.8960766721927044E-2]
[2004,1,12,7,null,null,4.3521588125935512E-2,1.5798958938462816E-2,0,0,6.0365631720430322E-5,1.1432589521215279E-2,7.081350221733404E-2,null,3.5143664877597042E-2,1.9222140873769201E-2,0,0,2.5555143446668611E-5,1.0475900832366766E-2,6.4867261727179673E-2]
[2004,1,12,8,null,null,5.0097421454075197E-2,1.8051254156988897E-2,0,0,6.0365631720430322E-5,1.3219998863783774E-2,8.1429040106568304E-2,null,4.0453647640780209E-2,2.1962443962628135E-2,0,0,2.5555143446668611E-5,1.2113738260610494E-2,7.4555385007465502E-2]
[2004,1,12,9,null,null,5.2144677783209602E-2,1.9756214116427216E-2,0,0,6.0365631720430322E-5,1.4116536425920839E-2,8.607779395727809E-2,null,4.2106806301752037E-2,2.4036819916898947E-2,0,0,2.5555143446668611E-5,1.2935252806900388E-2,7.9104434168998039E-2]
[2004,1,12,10,null,null,4.880182985297473E-2,2.1026046497370891E-2,0,0,6.0365631720430322E-5,1.5330371181381903E-2,8.5218613163447962E-2,null,3.9407457944863049E-2,2.5581788608041577E-2,0,0,2.5555143446668611E-5,1.4047512851004425E-2,7.9062314547355711E-2]
[2004,1,12,11,null,null,4.6963100537319988E-2,2.1706755152867001E-2,0,0,6.0365631720430322E-5,1.512648291545721E-2,8.3856704237364632E-2,null,3.7922684763264117E-2,2.6409987334356729E-2,0,0,2.5555143446668611E-5,1.3860686126337479E-2,7.8218913367404996E-2]
[2004,1,12,12,null,null,4.6018451203716886E-2,2.1621745219624976E-2,0,0,6.0365631720430322E-5,1.4825314551873709E-2,8.2525876606935999E-2,null,3.715988080696251E-2,2.6306558183182106E-2,0,0,2.5555143446668611E-5,1.3584719784250916E-2,7.707671391784221E-2]
[2004,1,12,13,null,null,4.5679099989793547E-2,2.140484531618508E-2,0,0,6.0365631720430322E-5,1.32719841746571E-2,8.0416295112356151E-2,null,3.6885854838438155E-2,2.6042662282466874E-2,0,0,2.5555143446668611E-5,1.2161373397028025E-2,7.5115445661379718E-2]
[2004,1,12,14,null,null,4.3982217153431875E-2,2.1416026962357164E-2,0,0,6.0365631720430322E-5,1.4244745194065643E-2,7.9703354941575114E-2,null,3.5515622631720881E-2,2.6056266671133088E-2,0,0,2.5555143446668611E-5,1.3052732957694964E-2,7.4650177403995599E-2]
[2004,1,12,15,null,null,4.3095704675929575E-2,2.0920704879058925E-2,0,0,6.0365631720430322E-5,1.3208061499987992E-2,7.7284836686696917E-2,null,3.479976416329833E-2,2.545362247792184E-2,0,0,2.5555143446668611E-5,1.2102799825438618E-2,7.2381741610105452E-2]
[2004,1,12,16,null,null,4.548020832464196E-2,2.1028327494372438E-2,0,0,6.0365631720430322E-5,1.1944386577924331E-2,7.8513288028659159E-2,null,3.6725249898958263E-2,2.5584563831767847E-2,0,0,2.5555143446668611E-5,1.0944870281714343E-2,7.328023915588712E-2]
[2004,1,12,17,null,null,5.0177486713909002E-2,2.1437827031653225E-2,0,0,6.0365631720430322E-5,1.1683798006576521E-2,8.3359477383859182E-2,null,4.0518300305839097E-2,2.6082790191113044E-2,0,0,2.5555143446668611E-5,1.0706087980782262E-2,7.733273362118108E-2]
[2004,1,12,18,null,null,5.7985265251742947E-2,2.1466459366427035E-2,0,0,6.0365631720430322E-5,1.0929285485646324E-2,9.0441375735536747E-2,null,4.6823078329520935E-2,2.6117626332830407E-2,0,0,2.5555143446668611E-5,1.0014713701020351E-2,8.2980973506818351E-2]
[2004,1,12,19,null,null,5.7803686245130201E-2,2.1094157722286316E-2,1.21485E-3,1.6100000000000204E-6,6.0365631720430322E-5,9.136966041792198E-3,8.9311635640929143E-2,null,4.6676453354836188E-2,2.5664657584757628E-2,6.8676203079926206E-4,2.1244807820875342E-6,2.5555143446668611E-5,8.3723770528886261E-3,8.1427929647510458E-2]
[2004,1,12,20,null,null,5.7076190047260326E-2,2.0392634160520579E-2,1.21485E-3,1.6100000000000204E-6,6.0365631720430322E-5,8.6520035737020703E-3,8.7397653413203408E-2,null,4.6089000468151911E-2,2.4811133958102683E-2,6.8676203079926206E-4,2.1244807820875342E-6,2.5555143446668611E-5,7.9279966512565761E-3,7.9542572732539174E-2]
[2004,1,12,21,null,null,5.3216044551778703E-2,2.0065627560145276E-2,1.21485E-3,1.6100000000000204E-6,6.0365631720430322E-5,9.8283439109910255E-3,8.4386841654635433E-2,null,4.2971934535736431E-2,2.441327439257374E-2,6.8676203079926206E-4,2.1244807820875342E-6,2.5555143446668611E-5,9.0058998415778902E-3,7.7105550424916069E-2]
[2004,1,12,22,null,null,4.9780957909359345E-2,1.9096187062304978E-2,1.21485E-3,1.6100000000000204E-6,6.0365631720430322E-5,8.9698882771145332E-3,7.912385888049929E-2,null,4.0198103455919849E-2,2.3233783902674648E-2,6.8676203079926206E-4,2.1244807820875342E-6,2.5555143446668611E-5,8.2192804958217645E-3,7.2365609509444276E-2]
[2004,1,12,23,null,null,4.6860839802068989E-2,1.8154841105356458E-2,1.21485E-3,1.6100000000000204E-6,6.0365631720430322E-5,7.5866538848930604E-3,7.3879160424038942E-2,null,3.7840109260748024E-2,2.2088475236078538E-2,6.8676203079926206E-4,2.1244807820875342E-6,2.5555143446668611E-5,6.9517963187732288E-3,6.7594822470627799E-2]
[2004,1,12,24,null,null,3.7830370294291704E-2,1.7844551908616061E-2,1.21485E-3,1.6100000000000204E-6,6.0365631720430322E-5,1.0476191705834267E-2,6.7427939540462459E-2,null,3.0548008771437998E-2,2.1710955256782172E-2,6.8676203079926206E-4,2.1244807820875342E-6,2.5555143446668611E-5,9.5995351890773468E-3,6.2572940872325525E-2]
[2004,1,13,1,null,null,3.1368005153249022E-2,1.711691001473371E-2,1.21485E-3,1.6100000000000204E-6,6.0365631720430322E-5,1.1160351181414802E-2,6.0922091981117962E-2,null,2.532965152362129E-2,2.0825654203444312E-2,6.8676203079926206E-4,2.1244807820875342E-6,2.5555143446668611E-5,1.0226443625386173E-2,5.7096191007479792E-2]
[2004,1,13,2,null,null,3.0903223078680517E-2,1.5876632067631673E-2,1.21485E-3,1.6100000000000204E-6,6.0365631720430322E-5,1.1987315117209562E-2,6.0043995895242189E-2,null,2.4954340185659889E-2,1.9316643545546859E-2,6.8676203079926206E-4,2.1244807820875342E-6,2.5555143446668611E-5,1.0984206524793474E-2,5.5969631911028238E-2]
[2004,1,13,3,null,null,3.098128761546182E-2,1.5565155234969536E-2,1.21485E-3,1.6100000000000204E-6,6.0365631720430322E-5,1.1951372910944086E-2,5.9774641393095879E-2,null,2.501737726765994E-2,1.8937678603637237E-2,6.8676203079926206E-4,2.1244807820875342E-6,2.5555143446668611E-5,1.0951271992521947E-2,5.5620769518847139E-2]
[2004,1,13,4,null,null,3.1545423982896968E-2,1.5116254464706521E-2,1.21485E-3,1.6100000000000204E-6,6.0365631720430322E-5,1.2396391909011498E-2,6.0334895988335413E-2,null,2.5472917157083025E-2,1.8391513892535159E-2,6.8676203079926206E-4,2.1244807820875342E-6,2.5555143446668611E-5,1.1359051427235515E-2,5.5937924131881707E-2]
[2004,1,13,5,null,null,3.2841398511719397E-2,1.5126934354319501E-2,1.21485E-3,1.6100000000000204E-6,6.0365631720430322E-5,1.2483182125372841E-2,6.172834062313217E-2,null,2.651941606698139E-2,1.8404507808365726E-2,6.8676203079926206E-4,2.1244807820875342E-6,2.5555143446668611E-5,1.1438578965430941E-2,5.7076944495806074E-2]
[2004,1,13,6,null,null,3.5130468308888774E-2,1.582939483325263E-2,1.21485E-3,1.6100000000000204E-6,6.0365631720430322E-5,1.1712918595129978E-2,6.3949607368991815E-2,null,2.8367839005968992E-2,1.9259171355305849E-2,6.8676203079926206E-4,2.1244807820875342E-6,2.5555143446668611E-5,1.0732771734038693E-2,5.9074223750341548E-2]
[2004,1,13,7,null,null,4.2297842064962669E-2,1.6956992474944255E-2,0,0,6.0365631720430322E-5,1.0908511530920116E-2,7.0223711702547473E-2,null,3.4155490426387616E-2,2.0631087112663669E-2,0,0,2.5555143446668611E-5,9.9956781282654651E-3,6.4807810810763422E-2]
[2004,1,13,8,null,null,4.7987557582062218E-2,1.9187877030258538E-2,0,0,6.0365631720430322E-5,1.2490660532909479E-2,7.9726460776950669E-2,null,3.8749933414157424E-2,2.3345340460773165E-2,0,0,2.5555143446668611E-5,1.1445431573546754E-2,7.3566260591924018E-2]
[2004,1,13,9,null,null,4.8781730883588878E-2,2.0778902971421695E-2,0,0,6.0365631720430322E-5,1.4199617941807532E-2,8.3820617428538538E-2,null,3.9391228035181504E-2,2.528109615796691E-2,0,0,2.5555143446668611E-5,1.3011381991790355E-2,7.7709261328385446E-2]
[2004,1,13,10,null,null,4.4459433678792869E-2,2.2258221133614597E-2,0,0,6.0365631720430322E-5,1.6424879581183782E-2,8.320290002531168E-2,null,3.5900974783687589E-2,2.7080940199688559E-2,0,0,2.5555143446668611E-5,1.5050431869065881E-2,7.805790199588869E-2]
[2004,1,13,11,null,null,4.3363307493069304E-2,2.3167159359022957E-2,0,0,6.0365631720430322E-5,1.600872129973056E-2,8.2599553783543264E-2,null,3.5015853330326113E-2,2.8186819307445342E-2,0,0,2.5555143446668611E-5,1.466909806197152E-2,7.7897325843189646E-2]
[2004,1,13,12,null,null,4.3956912414737974E-2,2.273587158781433E-2,0,0,6.0365631720430322E-5,1.4522985589020199E-2,8.1276135223292925E-2,null,3.5495189065420395E-2,2.7662083827873749E-2,0,0,2.5555143446668611E-5,1.330768996281559E-2,7.6490517999556404E-2]
[2004,1,13,13,null,null,4.1918135641071538E-2,2.2556370640618623E-2,0,0,6.0365631720430322E-5,1.4410466290009144E-2,7.8945338203419729E-2,null,3.3848877642072686E-2,2.7443690166151467E-2,0,0,2.5555143446668611E-5,1.3204586373206265E-2,7.452270932487709E-2]
[2004,1,13,14,null,null,4.0509092821257232E-2,2.2780997463686253E-2,0,0,6.0365631720430322E-5,1.4786819244951916E-2,7.8137275161615824E-2,null,3.2711076132751642E-2,2.7716987188686378E-2,0,0,2.5555143446668611E-5,1.3549445796929332E-2,7.4003064261814022E-2]
[2004,1,13,15,null,null,3.9782136283458377E-2,2.2187617753486984E-2,0,0,6.0365631720430322E-5,1.3756613807503735E-2,7.5786733476169529E-2,null,3.2124059021357294E-2,2.699503908909872E-2,0,0,2.5555143446668611E-5,1.2605448815349174E-2,7.175010206925185E-2]
[2004,1,13,16,null,null,3.9970897504715844E-2,2.2649841139929825E-2,0,0,6.0365631720430322E-5,1.4366204013791276E-2,7.7047308290157379E-2,null,3.2276483631474062E-2,2.7557413045760159E-2,0,0,2.5555143446668611E-5,1.31640280014207E-2,7.3023479822101597E-2]
[2004,1,13,17,null,null,4.5297539839507975E-2,2.2235397673496367E-2,0,0,6.0365631720430322E-5,1.300585837614064E-2,8.0599161520865423E-2,null,3.6577745170806544E-2,2.7053171549404179E-2,0,0,2.5555143446668611E-5,1.1917517228745294E-2,7.5573989092402677E-2]
[2004,1,13,18,null,null,5.163523989582107E-2,2.2272053020667596E-2,0,0,6.0365631720430322E-5,1.2506970894953558E-2,8.6474629443162657E-2,null,4.169543541292952E-2,2.709776906053429E-2,0,0,2.5555143446668611E-5,1.146037707080236E-2,8.0279136687712832E-2]
[2004,1,13,19,null,null,5.3810895503547722E-2,2.1604678538586705E-2,1.21485E-3,1.6100000000000204E-6,6.0365631720430322E-5,1.0786013347708484E-2,8.7478413021563339E-2,null,4.3452276439634736E-2,2.6285793641135816E-2,6.8676203079926206E-4,2.1244807820875342E-6,2.5555143446668611E-5,9.8834306958627896E-3,8.0335942431661367E-2]
[2004,1,13,20,null,null,5.4337684713988019E-2,2.0835337069508152E-2,1.21485E-3,1.6100000000000204E-6,6.0365631720430322E-5,8.475107581603792E-3,8.4924954996820387E-2,null,4.3877658514831011E-2,2.5349757908891588E-2,6.8676203079926206E-4,2.1244807820875342E-6,2.5555143446668611E-5,7.7659034642821078E-3,7.7707761543032716E-2]
[2004,1,13,21,null,null,5.223288416656819E-2,2.0077966161454512E-2,1.21485E-3,1.6100000000000204E-6,6.0365631720430322E-5,8.2505073500027237E-3,8.1838183309745863E-2,null,4.2178032920777271E-2,2.4428286415421271E-2,6.8676203079926206E-4,2.1244807820875342E-6,2.5555143446668611E-5,7.5600979686143779E-3,7.4880858959840924E-2]
[2004,1,13,22,null,null,4.8479877734995659E-2,1.9352980511300064E-2,1.21485E-3,1.6100000000000204E-6,6.0365631720430322E-5,8.4745255215345622E-3,7.7584209399550727E-2,null,3.9147481739303901E-2,2.3546217137754937E-2,6.8676203079926206E-4,2.1244807820875342E-6,2.5555143446668611E-5,7.7653701114881128E-3,7.1173510643574966E-2]
[2004,1,13,23,null,null,4.5962844464342331E-2,1.8652457733872262E-2,1.21485E-3,1.6100000000000204E-6,6.0365631720430322E-5,6.9712316953035756E-3,7.2863359525238605E-2,null,3.711497838732055E-2,2.2693911136742479E-2,6.8676203079926206E-4,2.1244807820875342E-6,2.5555143446668611E-5,6.3878731746584445E-3,6.691120435374949E-2]
[2004,1,13,24,null,null,3.7542451291166193E-2,1.8216353324074026E-2,1.21485E-3,1.6100000000000204E-6,6.0365631720430322E-5,9.3668737227324654E-3,6.6402503969693119E-2,null,3.0315514292411739E-2,2.2163315390942705E-2,6.8676203079926206E-4,2.1244807820875342E-6,2.5555143446668611E-5,8.5830458660792214E-3,6.1776317204461681E-2]
[2004,1,14,1,null,null,2.9255399895895713E-2,1.7573360405876644E-2,1.21485E-3,1.6100000000000204E-6,6.0365631720430322E-5,1.0300251814318914E-2,5.8405837747811704E-2,null,2.3623723629440648E-2,2.1381004322057268E-2,6.8676203079926206E-4,2.1244807820875342E-6,2.5555143446668611E-5,9.4383180953863735E-3,5.5157487701912304E-2]
[2004,1,14,2,null,null,2.8555084132881808E-2,1.6826552822196753E-2,1.21485E-3,1.6100000000000204E-6,6.0365631720430322E-5,1.0905550344069707E-2,5.7564012930868699E-2,null,2.305821893295204E-2,2.0472384922829257E-2,6.8676203079926206E-4,2.1244807820875342E-6,2.5555143446668611E-5,9.9929647360166279E-3,5.4238010246825938E-2]
[2004,1,14,3,null,null,2.8530179466165675E-2,1.6721947494240892E-2,1.21485E-3,1.6100000000000204E-6,6.0365631720430322E-5,1.0776829663833537E-2,5.7305782255960537E-2,null,2.3038108424612423E-2,2.0345114616099162E-2,6.8676203079926206E-4,2.1244807820875342E-6,2.5555143446668611E-5,9.8750155103642431E-3,5.3972680206103844E-2]
[2004,1,14,4,null,null,2.899957638778743E-2,1.6439279554954774E-2,1.21485E-3,1.6100000000000204E-6,6.0365631720430322E-5,1.1127214129099658E-2,5.7842895703562297E-2,null,2.3417146249710082E-2,2.0001200629701746E-2,6.8676203079926206E-4,2.1244807820875342E-6,2.5555143446668611E-5,1.0196079509427473E-2,5.4328868043867315E-2]
[2004,1,14,5,null,null,3.0206857484654251E-2,1.648517715166789E-2,1.21485E-3,1.6100000000000204E-6,6.0365631720430322E-5,1.1209928517038541E-2,5.9178788785081121E-2,null,2.4392025249037344E-2,2.0057042921160527E-2,6.8676203079926206E-4,2.1244807820875342E-6,2.5555143446668611E-5,1.0271872287944508E-2,5.5435382113170395E-2]
[2004,1,14,6,null,null,3.2359817874803097E-2,1.715006618744716E-2,1.21485E-3,1.6100000000000204E-6,6.0365631720430322E-5,1.052159761016553E-2,6.1308307304136216E-2,null,2.6130539896691996E-2,2.0865994369224563E-2,6.8676203079926206E-4,2.1244807820875342E-6,2.5555143446668611E-5,9.6411414892156981E-3,5.7352117410160275E-2]
[2004,1,14,7,null,null,3.9186965216472913E-2,1.8181902817678147E-2,0,0,6.0365631720430322E-5,9.8940468342253052E-3,6.7323280500096797E-2,null,3.1643458624550667E-2,2.2121400446439489E-2,0,0,2.5555143446668611E-5,9.0661046890380091E-3,6.2856518903474837E-2]
[2004,1,14,8,null,null,4.4966848158129395E-2,1.9658039516715409E-2,0,0,6.0365631720430322E-5,1.1748286513479892E-2,7.6433539820045138E-2,null,3.6310711771323306E-2,2.3917373693053651E-2,0,0,2.5555143446668611E-5,1.0765180035289552E-2,7.101882064311317E-2]
[2004,1,14,9,null,null,4.5801281890355934E-2,2.1314949745307066E-2,0,0,6.0365631720430322E-5,1.3181994356040195E-2,8.0358591623423625E-2,null,{"$f":"G323*X$5","v":3.6984516673917306E-2},{"$f":"H323*Y$5","v":2.5933288915900403E-2},{"$f":"I323*Z$5","v":0},{"$f":"J323*AA$5","v":0},{"$f":"K323*AB$5","v":2.5555143446668611E-5},{"$f":"L323*AC$5","v":1.2078914001979862E-2},{"$f":"SUM(O323:T323)","v":7.502227473524424E-2}]
[2004,1,14,10,null,null,4.1822866302507943E-2,2.2294267743356515E-2,0,0,6.0365631720430322E-5,1.5588890439884763E-2,7.9766390117469652E-2,null,3.377194768956495E-2,2.7124797077422071E-2,0,0,2.5555143446668611E-5,1.4284399000927621E-2,7.5206698911361308E-2]
[2004,1,14,11,null,null,4.092116061603409E-2,2.2763339211549029E-2,0,0,6.0365631720430322E-5,1.5443099116197959E-2,7.9187964575501507E-2,null,3.3043820711018961E-2,2.7695502899026007E-2,0,0,2.5555143446668611E-5,1.4150807617599436E-2,7.491568637109107E-2]
[2004,1,14,12,null,null,4.1508780271078807E-2,2.2441595681032069E-2,0,0,6.0365631720430322E-5,1.3908459449924736E-2,7.7919201033756047E-2,null,3.3518323345725763E-2,2.7304046759864562E-2,0,0,2.5555143446668611E-5,1.2744587886937248E-2,7.3592513135974244E-2]
[2004,1,14,13,null,null,3.9536633761671082E-2,2.2371543629278654E-2,0,0,6.0365631720430322E-5,1.3716132904663152E-2,7.5684675927333328E-2,null,3.1925815833922774E-2,2.7218816434718105E-2,0,0,2.5555143446668611E-5,1.2568355388442202E-2,7.1738542800529742E-2]
[2004,1,14,14,null,null,3.8209643442882413E-2,2.2492895554417434E-2,0,0,6.0365631720430322E-5,1.4147086707749047E-2,7.490999133676933E-2,null,3.0854271686122398E-2,2.7366461846634573E-2,0,0,2.5555143446668611E-5,1.2963246615498103E-2,7.120953529170175E-2]
[2004,1,14,15,null,null,3.7497865009305437E-2,2.2010073503892068E-2,0,0,6.0365631720430322E-5,1.3088225884806683E-2,7.2656530029724622E-2,null,3.0279510887772223E-2,2.6779026085309424E-2,0,0,2.5555143446668611E-5,1.1992992155138249E-2,6.9077084271666561E-2]
[2004,1,14,16,null,null,3.785531339196159E-2,2.2119626662062131E-2,0,0,6.0365631720430322E-5,1.3829731691942047E-2,7.3865037377686196E-2,null,3.0568150312757288E-2,2.6912316275360143E-2,0,0,2.5555143446668611E-5,1.2672448133834877E-2,7.0178469865398968E-2]
[2004,1,14,17,null,null,4.2932736564288851E-2,2.1875670020176086E-2,0,0,6.0365631720430322E-5,1.2401417315845669E-2,7.7270189532031033E-2,null,3.4668167478805481E-2,2.6615501215855885E-2,0,0,2.5555143446668611E-5,1.1363656303806948E-2,7.2672880141914989E-2]
[2004,1,14,18,null,null,4.9033565178208324E-2,2.2008771518799645E-2,0,0,6.0365631720430322E-5,1.1800286471730441E-2,8.2902988800458835E-2,null,3.9594584126627023E-2,2.6777441997335043E-2,0,0,2.5555143446668611E-5,1.0812828593379483E-2,7.7210409860788212E-2]
[2004,1,14,19,null,null,5.1129083078136649E-2,2.139051495439525E-2,1.21485E-3,1.6100000000000204E-6,6.0365631720430322E-5,1.0068887472396343E-2,8.3865311136648676E-2,null,4.1286713986571189E-2,2.6025226941684666E-2,6.8676203079926206E-4,2.1244807820875342E-6,2.5555143446668611E-5,9.2263145158273472E-3,7.7252697099111214E-2]
[2004,1,14,20,null,null,5.1565004092837811E-2,2.0716373867741552E-2,1.21485E-3,1.6100000000000204E-6,6.0365631720430322E-5,7.8591100553972639E-3,8.1417313647697054E-2,null,4.1638720030317329E-2,2.5205018788291362E-2,6.8676203079926206E-4,2.1244807820875342E-6,2.5555143446668611E-5,7.2014531282013914E-3,7.4759633601838099E-2]
[2004,1,14,21,null,null,4.9540053059615098E-2,2.0016033511660012E-2,1.21485E-3,1.6100000000000204E-6,6.0365631720430322E-5,7.6251251450511594E-3,7.8458037348046711E-2,null,4.0003572886807774E-2,2.4352934734106532E-2,6.8676203079926206E-4,2.1244807820875342E-6,2.5555143446668611E-5,6.9870482715844928E-3,7.20579975475268E-2]
[2004,1,14,22,null,null,4.5928920154747692E-2,1.9271544906122602E-2,1.21485E-3,1.6100000000000204E-6,6.0365631720430322E-5,7.9024712291719985E-3,7.4379761921762724E-2,null,3.7087584520990396E-2,2.3447136769171227E-2,6.8676203079926206E-4,2.1244807820875342E-6,2.5555143446668611E-5,7.2411858025527446E-3,6.8490348747742388E-2]
[2004,1,14,23,null,null,4.353590493370188E-2,1.8347689081682786E-2,1.21485E-3,1.6100000000000204E-6,6.0365631720430322E-5,6.6934825306761573E-3,6.9853902177781257E-2,null,3.5155225694100387E-2,2.2323107845898249E-2,6.8676203079926206E-4,2.1244807820875342E-6,2.5555143446668611E-5,6.1333662932987918E-3,6.4326141488325439E-2]
[2004,1,14,24,null,null,3.5453879426805196E-2,1.7844599667866865E-2,1.21485E-3,1.6100000000000204E-6,6.0365631720430322E-5,9.0845934090863587E-3,6.3659898135478857E-2,null,2.8628993353389753E-2,2.1711013364094849E-2,6.8676203079926206E-4,2.1244807820875342E-6,2.5555143446668611E-5,8.3243870060546853E-3,5.9378835378567307E-2]
[2004,1,15,1,null,null,3.0232787760245267E-2,1.760954173042998E-2,1.21485E-3,1.6100000000000204E-6,6.0365631720430322E-5,1.0576704613660292E-2,5.969585973605597E-2,null,2.4412963936130232E-2,2.142502510344373E-2,6.8676203079926206E-4,2.1244807820875342E-6,2.5555143446668611E-5,9.6916370923954259E-3,5.6244067786997406E-2]
[2004,1,15,2,null,null,2.9605474139664554E-2,1.6731815479529934E-2,1.21485E-3,1.6100000000000204E-6,6.0365631720430322E-5,1.1221330549942973E-2,5.8835445800857901E-2,null,2.3906408440245126E-2,2.0357120711190935E-2,6.8676203079926206E-4,2.1244807820875342E-6,2.5555143446668611E-5,1.0282320189163436E-2,5.5260290995627515E-2]
[2004,1,15,3,null,null,2.9513515450836643E-2,1.6827510040281952E-2,1.21485E-3,1.6100000000000204E-6,6.0365631720430322E-5,1.0953656891044957E-2,5.8571508013883992E-2,null,2.3832151836065154E-2,2.0473549542659734E-2,6.8676203079926206E-4,2.1244807820875342E-6,2.5555143446668611E-5,1.0037045686755315E-2,5.5057188720508216E-2]
[2004,1,15,4,null,null,2.9915429806921131E-2,1.6756291784930395E-2,1.21485E-3,1.6100000000000204E-6,6.0365631720430322E-5,1.1171939158023782E-2,5.9120486381595741E-2,null,2.4156697516679027E-2,2.0386900330994343E-2,6.8676203079926206E-4,2.1244807820875342E-6,2.5555143446668611E-5,1.0237061910384352E-2,5.549510141308573E-2]
[2004,1,15,5,null,null,3.1174175287186294E-2,1.6768815791134949E-2,1.21485E-3,1.6100000000000204E-6,6.0365631720430322E-5,1.1266070329883115E-2,6.0485887039924795E-2,null,2.5173133984866342E-2,2.0402137930668193E-2,6.8676203079926206E-4,2.1244807820875342E-6,2.5555143446668611E-5,1.0323316106758931E-2,5.6613029677321486E-2]
[2004,1,15,6,null,null,3.349449259350077E-2,1.7203523076606154E-2,1.21485E-3,1.6100000000000204E-6,6.0365631720430322E-5,1.068759740263555E-2,6.2662438704462919E-2,null,2.7046789274899528E-2,2.0931033835311537E-2,6.8676203079926206E-4,2.1244807820875342E-6,2.5555143446668611E-5,9.7932502796942121E-3,5.8485515044933295E-2]
[2004,1,15,7,null,null,4.0458516589021429E-2,1.8380447595106653E-2,0,0,6.0365631720430322E-5,9.9109370370629602E-3,6.8810266852911472E-2,null,3.2670235845597521E-2,2.2362964191009436E-2,0,0,2.5555143446668611E-5,9.0815815055228025E-3,6.4140336685576421E-2]
[2004,1,15,8,null,null,4.6172471438203785E-2,2.0293883894904146E-2,0,0,6.0365631720430322E-5,1.1595020518485566E-2,7.8121741483313939E-2,null,3.728425208425859E-2,2.4690987338037734E-2,0,0,2.5555143446668611E-5,1.0624739467423882E-2,7.2625534033166878E-2]
[2004,1,15,9,null,null,4.6909505843480394E-2,2.2113243230012784E-2,0,0,6.0365631720430322E-5,1.305037901332428E-2,8.2133493718537898E-2,null,3.7879407069581025E-2,2.6904549736400926E-2,0,0,2.5555143446668611E-5,1.1958312341634121E-2,7.6767824291062742E-2]
[2004,1,15,10,null,null,4.2875747015217076E-2,2.3039693795043781E-2,0,0,6.0365631720430322E-5,1.5552405365255798E-2,8.1528211807237086E-2,null,3.4622148440890128E-2,2.8031735606240369E-2,0,0,2.5555143446668611E-5,1.4250967027973E-2,7.6930406218550171E-2]
[2004,1,15,11,null,null,4.1899389051496823E-2,2.3670301588543649E-2,0,0,6.0365631720430322E-5,1.5306946954580007E-2,8.0937003226340926E-2,null,3.383373977854378E-2,2.8798978048604148E-2,0,0,2.5555143446668611E-5,1.4026048783166063E-2,7.6684321753760651E-2]
[2004,1,15,12,null,null,4.2517316525222365E-2,2.3222766431861438E-2,0,0,6.0365631720430322E-5,1.3839772209615075E-2,7.9640220798419314E-2,null,3.4332715964624852E-2,2.8254474840436E-2,0,0,2.5555143446668611E-5,1.2681648452559964E-2,7.5294394401067485E-2]
[2004,1,15,13,null,null,4.040862859107211E-2,2.3358321386543628E-2,0,0,6.0365631720430322E-5,1.3529021438855369E-2,7.7356337048191545E-2,null,3.2629951307352453E-2,2.8419400671637125E-2,0,0,2.5555143446668611E-5,1.2396901567174179E-2,7.3471808689610424E-2]
[2004,1,15,14,null,null,3.9066567772793499E-2,2.346361502357714E-2,0,0,6.0365631720430322E-5,1.3973996167755074E-2,7.6564544595846148E-2,null,3.1546237737285591E-2,2.8547508424309507E-2,0,0,2.5555143446668611E-5,1.2804640437201158E-2,7.2923941742242926E-2]
[2004,1,15,15,null,null,3.8296754955115843E-2,2.3052577090941696E-2,0,0,6.0365631720430322E-5,1.2851615300582405E-2,7.4261312978360375E-2,null,3.092461419715517E-2,2.8047410343394429E-2,0,0,2.5555143446668611E-5,1.1776181343237567E-2,7.0773761027233845E-2]
[2004,1,15,16,null,null,3.8734813410748435E-2,2.2915790070457947E-2,0,0,6.0365631720430322E-5,1.3785544495832483E-2,7.5496513608759294E-2,null,3.1278346223592303E-2,2.78809854930177E-2,0,0,2.5555143446668611E-5,1.2631958559391122E-2,7.18168454194478E-2]
[2004,1,15,17,null,null,4.3981003786056148E-2,2.247962782459529E-2,0,0,6.0365631720430322E-5,1.2455883639286717E-2,7.8976880881658593E-2,null,3.5514642838053827E-2,2.7350319379734714E-2,0,0,2.5555143446668611E-5,1.1413564839577712E-2,7.4304082200812915E-2]
[2004,1,15,18,null,null,5.0296037057524015E-2,2.2326133578633865E-2,0,0,6.0365631720430322E-5,1.2051548052781844E-2,8.4734084320660152E-2,null,4.0614029660546336E-2,2.7163567326597814E-2,0,0,2.5555143446668611E-5,1.1043064394393213E-2,7.8846216524984039E-2]
[2004,1,15,19,null,null,5.2681337881497786E-2,2.1046945269938385E-2,1.21485E-3,1.6100000000000204E-6,6.0365631720430322E-5,1.0712560037272412E-2,8.5717668820429027E-2,null,4.2540159114908667E-2,2.560721554610414E-2,6.8676203079926206E-4,2.1244807820875342E-6,2.5555143446668611E-5,9.8161240201084105E-3,7.8677940336149235E-2]
[2004,1,15,20,null,null,5.3184992731127652E-2,2.0269929271150552E-2,1.21485E-3,1.6100000000000204E-6,6.0365631720430322E-5,8.4838499373956835E-3,8.3215597571394323E-2,null,4.2946860203070945E-2,2.4661842433353624E-2,6.8676203079926206E-4,2.1244807820875342E-6,2.5555143446668611E-5,7.7739142524020843E-3,7.6097058543854665E-2]
[2004,1,15,21,null,null,5.106659671338061E-2,1.96745808275639E-2,1.21485E-3,1.6100000000000204E-6,6.0365631720430322E-5,8.1729578894975084E-3,8.0190961062162461E-2,null,4.1236256272205361E-2,2.3937499032236124E-2,6.8676203079926206E-4,2.1244807820875342E-6,2.5555143446668611E-5,7.4890379120673796E-3,7.3377234871536884E-2]
[2004,1,15,22,null,null,4.7211198441080515E-2,1.9378583277452299E-2,1.21485E-3,1.6100000000000204E-6,6.0365631720430322E-5,8.1560027449264147E-3,7.602261009517966E-2,null,3.8123023720596387E-2,2.3577367290094298E-2,6.8676203079926206E-4,2.1244807820875342E-6,2.5555143446668611E-5,7.4735015882279191E-3,6.9888334253946624E-2]
[2004,1,15,23,null,null,4.4914188521903597E-2,1.8161267597533757E-2,1.21485E-3,1.6100000000000204E-6,6.0365631720430322E-5,7.0445028381064092E-3,7.1396784589264198E-2,null,3.6268189136286634E-2,2.2096294165062237E-2,6.8676203079926206E-4,2.1244807820875342E-6,2.5555143446668611E-5,6.4550129267200648E-3,6.5533937883096943E-2]
[2004,1,15,24,null,null,3.6696726626649488E-2,1.7595282702021459E-2,1.21485E-3,1.6100000000000204E-6,6.0365631720430322E-5,9.4971342668073583E-3,6.5065969227198733E-2,null,2.9632591966542356E-2,2.1407676551943644E-2,6.8676203079926206E-4,2.1244807820875342E-6,2.5555143446668611E-5,8.7024060984715809E-3,6.0457116271985599E-2]
[2004,1,16,1,null,null,3.5991932895512543E-2,1.7565060633224619E-2,1.21485E-3,1.6100000000000204E-6,6.0365631720430322E-5,1.1472859410048287E-2,6.6306678570505886E-2,null,2.9063471312598489E-2,2.1370906226368881E-2,6.8676203079926206E-4,2.1244807820875342E-6,2.5555143446668611E-5,1.0512800903095466E-2,6.166162009709085E-2]
[2004,1,16,2,null,null,3.4828826565602829E-2,1.7555855511110764E-2,1.21485E-3,1.6100000000000204E-6,6.0365631720430322E-5,1.1822545229177427E-2,6.5484052937611462E-2,null,2.8124263419791837E-2,2.1359706617918604E-2,6.8676203079926206E-4,2.1244807820875342E-6,2.5555143446668611E-5,1.0833224719316973E-2,6.1031636412055432E-2]
[2004,1,16,3,null,null,3.462496212490123E-2,1.7038912544853145E-2,1.21485E-3,1.6100000000000204E-6,6.0365631720430322E-5,1.1933015495716296E-2,6.4873715797191103E-2,null,2.7959642966058757E-2,2.0730756915611517E-2,6.8676203079926206E-4,2.1244807820875342E-6,2.5555143446668611E-5,1.0934450741211556E-2,6.0339292277909844E-2]
[2004,1,16,4,null,null,3.6119806442687682E-2,1.6699281644864068E-2,1.21485E-3,1.6100000000000204E-6,6.0365631720430322E-5,1.1727426868026138E-2,6.5823340587298315E-2,null,2.916672915042437E-2,2.0317537726290032E-2,6.8676203079926206E-4,2.1244807820875342E-6,2.5555143446668611E-5,1.0746065942479139E-2,6.0944774474221558E-2]
[2004,1,16,5,null,null,3.7028173995173566E-2,1.7000411871564022E-2,1.21485E-3,1.6100000000000204E-6,6.0365631720430322E-5,1.1751875204659911E-2,6.7057286703117933E-2,null,2.9900235583091132E-2,2.068391424904209E-2,6.8676203079926206E-4,2.1244807820875342E-6,2.5555143446668611E-5,1.0768468421778903E-2,6.2067059908940139E-2]
[2004,1,16,6,null,null,3.8971617273229203E-2,1.7383028451639183E-2,1.21485E-3,1.6100000000000204E-6,6.0365631720430322E-5,1.1239753289000889E-2,6.8871224645589701E-2,null,3.146956524714134E-2,2.1149432884256678E-2,6.8676203079926206E-4,2.1244807820875342E-6,2.5555143446668611E-5,1.029920129795101E-2,6.3632641084377037E-2]
[2004,1,16,7,null,null,4.7494502513047987E-2,1.8445901422545343E-2,0,0,6.0365631720430322E-5,1.0511027336823131E-2,7.6511796904136897E-2,null,3.8351791644571802E-2,2.2442599988320794E-2,0,0,2.5555143446668611E-5,9.631455745220386E-3,7.0451402521559653E-2]
[2004,1,16,8,null,null,5.2699406108919856E-2,2.0829970058624924E-2,0,0,6.0365631720430322E-5,1.3364092233883695E-2,8.6953834033148908E-2,null,4.2554749201272613E-2,2.5343228020455882E-2,0,0,2.5555143446668611E-5,1.2245773776533386E-2,8.0169306141708543E-2]
[2004,1,16,9,null,null,5.4160442377217975E-2,2.229403637617958E-2,0,0,6.0365631720430322E-5,1.3591121544686982E-2,9.0105965929804979E-2,null,4.3734535399297073E-2,2.7124515579604023E-2,0,0,2.5555143446668611E-5,1.2453805084016469E-2,8.3338411206364232E-2]
[2004,1,16,10,null,null,5.2245532129167868E-2,2.3590971985126611E-2,0,0,6.0365631720430322E-5,1.509806798179829E-2,9.0994937727813197E-2,null,4.2188246145480862E-2,2.8702459992048523E-2,0,0,2.5555143446668611E-5,1.3834648978181608E-2,8.4750910259157666E-2]
[2004,1,16,11,null,null,4.9246230770270287E-2,2.4096631966098968E-2,0,0,6.0365631720430322E-5,1.5914234725377834E-2,8.9317463093467525E-2,null,3.9766311506537762E-2,2.9317682009292641E-2,0,0,2.5555143446668611E-5,1.4582518203482558E-2,8.3692066862759623E-2]
[2004,1,16,12,null,null,4.8081815234467883E-2,2.3847673493118261E-2,0,0,6.0365631720430322E-5,1.5727845237747444E-2,8.7717699597054027E-2,null,3.8826046430500222E-2,2.9014781365143034E-2,0,0,2.5555143446668611E-5,1.4411725944651938E-2,8.227810888374186E-2]
[2004,1,16,13,null,null,4.7901857744719514E-2,2.3471463142495687E-2,0,0,6.0365631720430322E-5,1.2684551948395991E-2,8.411823846733163E-2,null,3.868073083003018E-2,2.8557057005835291E-2,0,0,2.5555143446668611E-5,1.162309799261259E-2,7.8886440971924723E-2]
[2004,1,16,14,null,null,4.4681945122066462E-2,2.3469024387954972E-2,0,0,6.0365631720430322E-5,1.4502370640452114E-2,8.2713705782193975E-2,null,3.6080652684485001E-2,2.8554089843029134E-2,0,0,2.5555143446668611E-5,1.3288800090450029E-2,7.7949097761410832E-2]
[2004,1,16,15,null,null,4.4112942232368987E-2,2.2927650010435289E-2,0,0,6.0365631720430322E-5,1.4263189445301626E-2,8.136414731982633E-2,null,3.5621183080295722E-2,2.7895415142331105E-2,0,0,2.5555143446668611E-5,1.3069633778503483E-2,7.6611787144576976E-2]
[2004,1,16,16,null,null,4.6709793732291192E-2,2.1409742540864512E-2,0,0,6.0365631720430322E-5,1.1669771718433022E-2,7.984967362330915E-2,null,3.7718139620256302E-2,2.6048620595482637E-2,0,0,2.5555143446668611E-5,1.0693235424205748E-2,7.4485550783391349E-2]
[2004,1,16,17,null,null,5.0648629210942334E-2,2.0610913746832677E-2,0,0,6.0365631720430322E-5,9.3125960703476542E-3,8.0632504659843091E-2,null,4.0898747682378341E-2,2.5076708479455763E-2,0,0,2.5555143446668611E-5,8.5333102132123181E-3,7.4534321518493096E-2]
[2004,1,16,18,null,null,5.7084539815939514E-2,2.0381932933783046E-2,0,0,6.0365631720430322E-5,8.7484268572225587E-3,8.6275265238665549E-2,null,4.6095742902996381E-2,2.4798114082003744E-2,0,0,2.5555143446668611E-5,8.0163511534642653E-3,7.8935763281911056E-2]
[2004,1,16,19,null,null,5.8715143506579102E-2,2.0037746230832647E-2,1.21485E-3,1.6100000000000204E-6,6.0365631720430322E-5,8.5181959569407655E-3,8.8547911326072953E-2,null,4.7412454726245792E-2,2.4379351977692938E-2,6.8676203079926206E-4,2.1244807820875342E-6,2.5555143446668611E-5,7.8053861681979869E-3,8.0311634527164721E-2]
[2004,1,16,20,null,null,5.6698955664120664E-2,1.9676014721952025E-2,1.21485E-3,1.6100000000000204E-6,6.0365631720430322E-5,7.6340424002442628E-3,8.5285838418037385E-2,null,4.5784383855747852E-2,2.3939243610472827E-2,6.8676203079926206E-4,2.1244807820875342E-6,2.5555143446668611E-5,6.9952193233769593E-3,7.7433288444625659E-2]
[2004,1,16,21,null,null,5.4491439099589437E-2,1.9202606194639173E-2,1.21485E-3,1.6100000000000204E-6,6.0365631720430322E-5,7.4092329454124358E-3,8.2380103871361479E-2,null,4.4001815119259165E-2,2.3363261013246289E-2,6.8676203079926206E-4,2.1244807820875342E-6,2.5555143446668611E-5,6.7892221124540653E-3,7.4868739899987533E-2]
[2004,1,16,22,null,null,5.207596333931995E-2,1.8242106281548445E-2,1.21485E-3,1.6100000000000204E-6,6.0365631720430322E-5,6.8445599467282583E-3,7.8439455199317082E-2,null,4.2051319415995006E-2,2.2194648276762437E-2,6.8676203079926206E-4,2.1244807820875342E-6,2.5555143446668611E-5,6.2718014243454447E-3,7.1232210772130905E-2]
[2004,1,16,23,null,null,4.983101372524644E-2,1.7122052699965983E-2,1.21485E-3,1.6100000000000204E-6,6.0365631720430322E-5,6.392134286223765E-3,7.4622026343156622E-2,null,4.0238523507082055E-2,2.0831911161284966E-2,6.8676203079926206E-4,2.1244807820875342E-6,2.5555143446668611E-5,5.8572351229254586E-3,6.7642111446320499E-2]
[2004,1,16,24,null,null,4.5280466342803499E-2,1.6263966022826322E-2,1.21485E-3,1.6100000000000204E-6,6.0365631720430322E-5,8.3870590081256136E-3,7.1208317005475863E-2,null,3.6563958329096299E-2,1.978790167596834E-2,6.8676203079926206E-4,2.1244807820875342E-6,2.5555143446668611E-5,7.685222869349779E-3,6.4751524529442439E-2]
[2004,1,17,1,null,null,3.7615200245956999E-2,1.6271245862693493E-2,1.21485E-3,1.6100000000000204E-6,6.0365631720430322E-5,8.47079129356983E-3,6.3634063033940758E-2,null,{"$f":"G387*X$5","v":3.0374259044096019E-2},{"$f":"H387*Y$5","v":1.9796758848647268E-2},{"$f":"I387*Z$5","v":6.8676203079926206E-4},{"$f":"J387*AA$5","v":2.1244807820875342E-6},{"$f":"K387*AB$5","v":2.5555143446668611E-5},{"$f":"L387*AC$5","v":7.7619483668543718E-3},{"$f":"SUM(O387:T387)","v":5.8647407914625672E-2}]
[2004,1,17,2,null,null,3.5579369832937295E-2,1.5061986795319711E-2,1.21485E-3,1.6100000000000204E-6,6.0365631720430322E-5,9.6908019875400157E-3,6.160898424751745E-2,null,2.8730326805783506E-2,1.8325487973364949E-2,6.8676203079926206E-4,2.1244807820875342E-6,2.5555143446668611E-5,8.8798675417483576E-3,5.6650123975924824E-2]
[2004,1,17,3,null,null,3.4908329378895181E-2,1.4491461611951795E-2,1.21485E-3,1.6100000000000204E-6,6.0365631720430322E-5,1.0119532781394536E-2,6.0796149403961941E-2,null,2.8188461909495102E-2,1.7631346322041809E-2,6.8676203079926206E-4,2.1244807820875342E-6,2.5555143446668611E-5,9.2727217828515954E-3,5.5806971669416519E-2]
[2004,1,17,4,null,null,3.4698240198122496E-2,1.4107554351747074E-2,1.21485E-3,1.6100000000000204E-6,6.0365631720430322E-5,1.0303627270191405E-2,6.0386247451781408E-2,null,2.801881498066246E-2,1.7164257353277392E-2,6.8676203079926206E-4,2.1244807820875342E-6,2.5555143446668611E-5,9.4414110902777439E-3,5.5338925079245607E-2]
[2004,1,17,5,null,null,3.5202467537833577E-2,1.4098496520194518E-2,1.21485E-3,1.6100000000000204E-6,6.0365631720430322E-5,1.0553258886047885E-2,6.1131048575796418E-2,null,2.8425978354334677E-2,1.7153236949034794E-2,6.8676203079926206E-4,2.1244807820875342E-6,2.5555143446668611E-5,9.670153322952426E-3,5.5963810281349918E-2]
[2004,1,17,6,null,null,3.6728654843150903E-2,1.3713836495877223E-2,1.21485E-3,1.6100000000000204E-6,6.0365631720430322E-5,1.069899970147304E-2,6.2418316672221592E-2,null,2.9658373988503919E-2,1.6685232113733035E-2,6.8676203079926206E-4,2.1244807820875342E-6,2.5555143446668611E-5,9.8036984245926974E-3,5.6861746181857659E-2]
[2004,1,17,7,null,null,4.0640651436417159E-2,1.369008120532678E-2,0,0,6.0365631720430322E-5,1.0676742503632666E-2,6.5067840777097041E-2,null,3.2817309661490587E-2,1.6656329732048489E-2,0,0,2.5555143446668611E-5,9.7833037277526291E-3,5.9282498264738373E-2]
[2004,1,17,8,null,null,4.7455122404323161E-2,1.4861640338505717E-2,0,0,6.0365631720430322E-5,9.1636563676523401E-3,7.1540784742201657E-2,null,3.8319992222642069E-2,1.8081732177085006E-2,0,0,2.5555143446668611E-5,8.3968339098741355E-3,6.482411345304788E-2]
[2004,1,17,9,null,null,4.9910718124336256E-2,1.600017105664249E-2,0,0,6.0365631720430322E-5,1.0812781977116413E-2,7.6784036789815588E-2,null,4.0302884777235558E-2,1.9466949895441073E-2,0,0,2.5555143446668611E-5,9.90795930388947E-3,6.9703349120012775E-2]
[2004,1,17,10,null,null,5.1565886696875292E-2,1.6834761954847826E-2,0,0,6.0365631720430322E-5,1.2458654339221609E-2,8.0919668622665156E-2,null,4.1639432732722012E-2,2.0482372739424326E-2,0,0,2.5555143446668611E-5,1.1416103685016037E-2,7.3563464300609047E-2]
[2004,1,17,11,null,null,5.2725718006537227E-2,1.670019407331819E-2,0,0,6.0365631720430322E-5,1.2303780560367954E-2,8.17900582719438E-2,null,4.2575996047998027E-2,2.0318647851859106E-2,0,0,2.5555143446668611E-5,1.1274189873994129E-2,7.4194388917297932E-2]
[2004,1,17,12,null,null,5.2648906358162433E-2,1.6362422795533755E-2,0,0,6.0365631720430322E-5,1.1178175028944533E-2,8.0249869814361163E-2,null,4.2513970672881471E-2,1.9907691211616257E-2,0,0,2.5555143446668611E-5,1.024277595839141E-2,7.26899929863358E-2]
[2004,1,17,13,null,null,5.2803257350615529E-2,1.5802755865716386E-2,0,0,6.0365631720430322E-5,1.0292742288878626E-2,7.8959121136930974E-2,null,4.2638609037101996E-2,1.9226760486418353E-2,0,0,2.5555143446668611E-5,9.431436973339211E-3,7.1322361640306225E-2]
[2004,1,17,14,null,null,5.0948572663896019E-2,1.5497479217221725E-2,0,0,6.0365631720430322E-5,9.4717678979133121E-3,7.5978185410751492E-2,null,4.1140951899796406E-2,1.8855339131018119E-2,0,0,2.5555143446668611E-5,8.679162408621776E-3,6.8701008582882972E-2]
[2004,1,17,15,null,null,5.0142944876450955E-2,1.5598996521853365E-2,0,0,6.0365631720430322E-5,9.6055068223576939E-3,7.5407813852382446E-2,null,4.0490407786008036E-2,1.897885232820759E-2,0,0,2.5555143446668611E-5,8.8017099475941902E-3,6.8296525205256489E-2]
[2004,1,17,16,null,null,4.8623249178250089E-2,1.5762155418228712E-2,0,0,6.0365631720430322E-5,1.0267827315815747E-2,7.4713597544014979E-2,null,3.9263254121969973E-2,1.9177363084717017E-2,0,0,2.5555143446668611E-5,9.4086069061384715E-3,6.7874779256272125E-2]
[2004,1,17,17,null,null,5.4325046130170189E-2,1.549423647791656E-2,0,0,6.0365631720430322E-5,7.6422066741670082E-3,7.7521854913974189E-2,null,4.3867452863489975E-2,1.8851393782974395E-2,0,0,2.5555143446668611E-5,7.0027004040039021E-3,6.9747102193914945E-2]
[2004,1,17,18,null,null,5.9635466142789799E-2,1.5648337370221622E-2,0,0,6.0365631720430322E-5,8.8006417999294453E-3,8.4144810944661294E-2,null,4.8155614884203841E-2,1.9038883925343839E-2,0,0,2.5555143446668611E-5,8.0641967059307471E-3,7.5284250658925106E-2]
[2004,1,17,19,null,null,6.0081866217598583E-2,1.5077498712327763E-2,1.21485E-3,1.6100000000000204E-6,6.0365631720430322E-5,6.475426511307455E-3,8.2911617072954247E-2,null,4.8516082764765059E-2,1.8344360878542586E-2,6.8676203079926206E-4,2.1244807820875342E-6,2.5555143446668611E-5,5.9335573846899265E-3,7.3508442683025588E-2]
[2004,1,17,20,null,null,5.8380160647299374E-2,1.4422477053188729E-2,1.21485E-3,1.6100000000000204E-6,6.0365631720430322E-5,5.6070179236399759E-3,7.9686481255848512E-2,null,4.7141956202336223E-2,1.7547414785044756E-2,6.8676203079926206E-4,2.1244807820875342E-6,2.5555143446668611E-5,5.1378179566715972E-3,7.0541630599080585E-2]
[2004,1,17,21,null,null,5.5243661980007533E-2,1.4389586541890927E-2,1.21485E-3,1.6100000000000204E-6,6.0365631720430322E-5,7.4786749603079905E-3,7.8388749113926889E-2,null,4.4609234792139178E-2,1.7507397841900644E-2,6.8676203079926206E-4,2.1244807820875342E-6,2.5555143446668611E-5,6.8528531612462584E-3,6.9683927450314098E-2]
[2004,1,17,22,null,null,4.984969875010687E-2,1.3982097195282477E-2,1.21485E-3,1.6100000000000204E-6,6.0365631720430322E-5,8.4206231355804465E-3,7.3529244712690234E-2,null,4.0253611657128985E-2,1.7011617223976594E-2,6.8676203079926206E-4,2.1244807820875342E-6,2.5555143446668611E-5,7.7159783224419465E-3,6.5695648858575539E-2]
[2004,1,17,23,null,null,4.7440003209547423E-2,1.3410316131908184E-2,1.21485E-3,1.6100000000000204E-6,6.0365631720430322E-5,7.543791364199662E-3,6.96709363373757E-2,null,3.8307783478951925E-2,1.6315947579416862E-2,6.8676203079926206E-4,2.1244807820875342E-6,2.5555143446668611E-5,6.9125205697947445E-3,6.2250693283191549E-2]
[2004,1,17,24,null,null,4.3329833471209937E-2,1.3164303453978685E-2,1.21485E-3,1.6100000000000204E-6,6.0365631720430322E-5,9.2434731806252009E-3,6.7014435737534253E-2,null,3.4988823071160781E-2,1.6016630999741384E-2,6.8676203079926206E-4,2.1244807820875342E-6,2.5555143446668611E-5,8.4699715849308344E-3,6.0189867310861012E-2]
[2004,1,18,1,null,null,3.4678750831953188E-2,1.2349608292256092E-2,1.21485E-3,1.6100000000000204E-6,6.0365631720430322E-5,1.1338118718049071E-2,5.9643303473978782E-2,null,2.8003077325332675E-2,1.5025414728542342E-2,6.8676203079926206E-4,2.1244807820875342E-6,2.5555143446668611E-5,1.0389335425318195E-2,5.4132269134221228E-2]
[2004,1,18,2,null,null,3.2150351857963375E-2,1.2055206167622007E-2,1.21485E-3,1.6100000000000204E-6,6.0365631720430322E-5,1.2167946846144133E-2,5.7650330503449941E-2,null,2.596139617248416E-2,1.4667224094887594E-2,6.8676203079926206E-4,2.1244807820875342E-6,2.5555143446668611E-5,1.1149722839009606E-2,5.2492784761409374E-2]
[2004,1,18,3,null,null,3.1378143388221272E-2,1.1874215434013097E-2,1.21485E-3,1.6100000000000204E-6,6.0365631720430322E-5,1.2277906883522713E-2,5.6807091337477515E-2,null,2.5337838144276863E-2,1.4447017852702386E-2,6.8676203079926206E-4,2.1244807820875342E-6,2.5555143446668611E-5,1.1250481328148373E-2,5.1749778980155633E-2]
[2004,1,18,4,null,null,3.1596442568702039E-2,1.1550944165557174E-2,1.21485E-3,1.6100000000000204E-6,6.0365631720430322E-5,1.2063141305306781E-2,5.6487353671286419E-2,null,2.5514114644566113E-2,1.4053702958543518E-2,6.8676203079926206E-4,2.1244807820875342E-6,2.5555143446668611E-5,1.1053687513814274E-2,5.1335946771951919E-2]
[2004,1,18,5,null,null,3.1109655465936734E-2,1.1748815636878197E-2,1.21485E-3,1.6100000000000204E-6,6.0365631720430322E-5,1.2989870269633214E-2,5.712516700416858E-2,null,2.5121034255201243E-2,1.4294447510855313E-2,6.8676203079926206E-4,2.1244807820875342E-6,2.5555143446668611E-5,1.1902867020412501E-2,5.203279044149707E-2]
[2004,1,18,6,null,null,3.2936715612549052E-2,1.1743267959223888E-2,1.21485E-3,1.6100000000000204E-6,6.0365631720430322E-5,1.22302876651914E-2,5.8187096868684778E-2,null,2.6596384587499723E-2,1.4287697810333353E-2,6.8676203079926206E-4,2.1244807820875342E-6,2.5555143446668611E-5,1.1206846925983583E-2,5.2805370978844669E-2]
[2004,1,18,7,null,null,3.7124465117522945E-2,1.2325507569431448E-2,0,0,6.0365631720430322E-5,1.1508004202682281E-2,6.1018342521357107E-2,null,2.9977990625594225E-2,1.4996092069302615E-2,0,0,2.5555143446668611E-5,1.0545004749977625E-2,5.5544642588321133E-2]
[2004,1,18,8,null,null,4.0466790470817339E-2,1.3352304967820387E-2,0,0,6.0365631720430322E-5,1.1820616954633571E-2,6.5700078024991726E-2,null,3.2676917001814312E-2,1.6245367057453972E-2,0,0,2.5555143446668611E-5,1.0831457804405741E-2,5.9779297007120688E-2]
[2004,1,18,9,null,null,4.611904216659643E-2,1.359717367078947E-2,0,0,6.0365631720430322E-5,9.9839838947049613E-3,6.9760565363811297E-2,null,3.7241107968961379E-2,1.6543291795557431E-2,0,0,2.5555143446668611E-5,9.1485157407941373E-3,6.2958470648759618E-2]
[2004,1,18,10,null,null,4.8818307888859311E-2,1.4134104100341235E-2,0,0,6.0365631720430322E-5,1.0331161813990833E-2,7.3343939434911812E-2,null,3.9420763952201135E-2,1.71965596720332E-2,0,0,2.5555143446668611E-5,9.4666415203366553E-3,6.6109520288017656E-2]
[2004,1,18,11,null,null,4.7698933262353423E-2,1.4926330638578894E-2,0,0,6.0365631720430322E-5,1.3936845758655284E-2,7.6622475291308029E-2,null,3.8516869392274326E-2,1.8160439012517418E-2,0,0,2.5555143446668611E-5,1.2770598805522783E-2,6.9473462353761201E-2]
[2004,1,18,12,null,null,4.7212782707238221E-2,1.4924500872094413E-2,0,0,6.0365631720430322E-5,1.3480525542949295E-2,7.5678174754002361E-2,null,3.8124303014880463E-2,1.8158212788038464E-2,0,0,2.5555143446668611E-5,1.2352463848550059E-2,6.8660534794915656E-2]
[2004,1,18,13,null,null,4.5932909140917237E-2,1.4934658596557291E-2,0,0,6.0365631720430322E-5,1.2914664924382837E-2,7.3842598293577796E-2,null,3.7090805625715213E-2,1.8170571400485201E-2,0,0,2.5555143446668611E-5,1.1833954921587921E-2,6.712088709123501E-2]
[2004,1,18,14,null,null,4.4494170617954708E-2,1.5187133307787839E-2,0,0,6.0365631720430322E-5,1.3050601272917005E-2,7.2792270830379979E-2,null,3.5929024848065864E-2,1.8477750151011784E-2,0,0,2.5555143446668611E-5,1.195851600235754E-2,6.639084614488186E-2]
[2004,1,18,15,null,null,4.4550635443108846E-2,1.4936415166515624E-2,0,0,6.0365631720430322E-5,1.1407611947395193E-2,7.0955028188740096E-2,null,3.5974620171629126E-2,1.8172708568847066E-2,0,0,2.5555143446668611E-5,1.0453013402892737E-2,6.4625897286815587E-2]
[2004,1,18,16,null,null,4.6688914187667269E-2,1.4648992364832315E-2,0,0,6.0365631720430322E-5,1.0752863637452868E-2,7.2151135821672888E-2,null,3.7701279396384492E-2,1.7823009477545577E-2,0,0,2.5555143446668611E-5,9.8530549811907016E-3,6.5402898998567438E-2]
[2004,1,18,17,null,null,5.0178611886334143E-2,1.4378074399450934E-2,0,0,6.0365631720430322E-5,9.8136498010671924E-3,7.4430701718572703E-2,null,4.0519208882119087E-2,1.7493391347890349E-2,0,0,2.5555143446668611E-5,8.9924353471082588E-3,6.7030590720564359E-2]
[2004,1,18,18,null,null,5.7684206829738786E-2,1.4008333900948409E-2,0,0,6.0365631720430322E-5,8.3551963349671986E-3,8.0108102697374825E-2,null,4.6579973775043818E-2,1.7043538672366864E-2,0,0,2.5555143446668611E-5,7.6560264914301256E-3,7.1305094082287482E-2]
[2004,1,18,19,null,null,5.7875789346204014E-2,1.3891355563595753E-2,1.21485E-3,1.6100000000000204E-6,6.0365631720430322E-5,7.9885458492682231E-3,8.1032516390788428E-2,null,4.6734676579904197E-2,1.6901214479454515E-2,6.8676203079926206E-4,2.1244807820875342E-6,2.5555143446668611E-5,7.3200576261792652E-3,7.1670390340565993E-2]
[2004,1,18,20,null,null,5.4045031555297364E-2,1.384892382695058E-2,1.21485E-3,1.6100000000000204E-6,6.0365631720430322E-5,9.8406129576718362E-3,7.9011393971640226E-2,null,4.3641341207093204E-2,1.6849589000681574E-2,6.8676203079926206E-4,2.1244807820875342E-6,2.5555143446668611E-5,9.0171422041325274E-3,7.0222514066935318E-2]
[2004,1,18,21,null,null,5.2584662784956791E-2,1.3751273103674173E-2,1.21485E-3,1.6100000000000204E-6,6.0365631720430322E-5,1.0268785490624457E-2,7.7881547010975855E-2,null,4.2462094013400536E-2,1.6730780162291924E-2,6.8676203079926206E-4,2.1244807820875342E-6,2.5555143446668611E-5,9.4094849000747969E-3,6.9316800730795269E-2]
[2004,1,18,22,null,null,5.1222649265394812E-2,1.3613819419067768E-2,1.21485E-3,1.6100000000000204E-6,6.0365631720430322E-5,8.8077855355622268E-3,7.4921079851745245E-2,null,4.1362268645085958E-2,1.6563544200769765E-2,6.8676203079926206E-4,2.1244807820875342E-6,2.5555143446668611E-5,8.0707426477685772E-3,6.6710997148652321E-2]
[2004,1,18,23,null,null,4.603657309492034E-2,1.4010728715101568E-2,1.21485E-3,1.6100000000000204E-6,6.0365631720430322E-5,6.5594359963308015E-3,6.7883563438073141E-2,null,3.71745142268083E-2,1.7046452374161889E-2,6.8676203079926206E-4,2.1244807820875342E-6,2.5555143446668611E-5,6.0105368854801574E-3,6.0945945141478358E-2]
[2004,1,18,24,null,null,3.7357347242073187E-2,1.4928178473779268E-2,1.21485E-3,1.6100000000000204E-6,6.0365631720430322E-5,1.0071860369577284E-2,6.3634211717150169E-2,null,3.0166042847344362E-2,1.8162687220685529E-2,6.8676203079926206E-4,2.1244807820875342E-6,2.5555143446668611E-5,9.2290386384764264E-3,5.8272210361534328E-2]
[2004,1,19,1,null,null,2.9653494137191261E-2,1.4253082984809274E-2,1.21485E-3,1.6100000000000204E-6,6.0365631720430322E-5,1.0169205309786454E-2,5.5352608063507426E-2,null,2.3945184568901514E-2,1.7341317873327131E-2,6.8676203079926206E-4,2.1244807820875342E-6,2.5555143446668611E-5,9.3182376723673528E-3,5.1319181769624009E-2]
[2004,1,19,2,null,null,2.7422145669265173E-2,1.4206457443719012E-2,1.21485E-3,1.6100000000000204E-6,6.0365631720430322E-5,1.1128350888007661E-2,5.4033779632712275E-2,null,2.2143371580022941E-2,1.7284589912792286E-2,6.8676203079926206E-4,2.1244807820875342E-6,2.5555143446668611E-5,1.019712114339574E-2,5.0339524291238988E-2]
[2004,1,19,3,null,null,2.7153340921865662E-2,1.4420772442353321E-2,1.21485E-3,1.6100000000000204E-6,6.0365631720430322E-5,1.1617471859121558E-2,5.4468410855060975E-2,null,2.1926311854794624E-2,1.7545340833859696E-2,6.8676203079926206E-4,2.1244807820875342E-6,2.5555143446668611E-5,1.0645312061027446E-2,5.0831406404709782E-2]
[2004,1,19,4,null,null,2.8147978722835729E-2,1.419588940711288E-2,1.21485E-3,1.6100000000000204E-6,6.0365631720430322E-5,1.1124746436953385E-2,5.4745440198622417E-2,null,2.272948147835557E-2,1.727173208531179E-2,6.8676203079926206E-4,2.1244807820875342E-6,2.5555143446668611E-5,1.0193818315831639E-2,5.090947353452701E-2]
[2004,1,19,5,null,null,2.8632356668267155E-2,1.4538500302290489E-2,1.21485E-3,1.6100000000000204E-6,6.0365631720430322E-5,1.15303311802872E-2,5.5978013782565277E-2,null,2.3120616474143939E-2,1.7688576949435028E-2,6.8676203079926206E-4,2.1244807820875342E-6,2.5555143446668611E-5,1.0565463387352961E-2,5.2089098465959945E-2]
[2004,1,19,6,null,null,3.0633583437222778E-2,1.5219718106718232E-2,1.21485E-3,1.6100000000000204E-6,6.0365631720430322E-5,1.1231729149540137E-2,5.8361856325201578E-2,null,2.4736606283815916E-2,1.8517395142673771E-2,6.8676203079926206E-4,2.1244807820875342E-6,2.5555143446668611E-5,1.0291848625216636E-2,5.426029170673434E-2]
[2004,1,19,7,null,null,3.7477594997493265E-2,1.6444335098261174E-2,0,0,6.0365631720430322E-5,1.0278616181924972E-2,6.4260911909399837E-2,null,3.0263142861400329E-2,2.0007351564456852E-2,0,0,2.5555143446668611E-5,9.4184929508743728E-3,5.9714542520178222E-2]
[2004,1,19,8,null,null,4.3553513272218326E-2,1.8604166659896674E-2,0,0,6.0365631720430322E-5,1.1676116996031818E-2,7.3894162559867249E-2,null,3.5169444420358326E-2,2.2635156770045285E-2,0,0,2.5555143446668611E-5,1.0699049723648185E-2,6.852920605749846E-2]
[2004,1,19,9,null,null,4.5806951068936737E-2,1.9819125535882245E-2,0,0,6.0365631720430322E-5,1.2426309488226263E-2,7.8112751724765672E-2,null,3.6989094533337291E-2,2.4113362439228649E-2,0,0,2.5555143446668611E-5,1.1386465478305638E-2,7.2514477594318255E-2]
[2004,1,19,10,null,null,4.2661008849157238E-2,2.0818905965706902E-2,0,0,6.0365631720430322E-5,1.3792788143971146E-2,7.733306859055572E-2,null,3.4448747458311106E-2,2.5329766655467274E-2,0,0,2.5555143446668611E-5,1.2638596052972465E-2,7.244266531019751E-2]
[2004,1,19,11,null,null,4.1103042917538642E-2,2.1424371118287926E-2,0,0,6.0365631720430322E-5,1.3509407602291783E-2,7.6097187269838787E-2,null,3.3190690596206648E-2,2.6066418766685622E-2,0,0,2.5555143446668611E-5,1.2378929032920143E-2,7.1661593539259077E-2]
[2004,1,19,12,null,null,4.0254624334572116E-2,2.1342541174245246E-2,0,0,6.0365631720430322E-5,1.3231970720706353E-2,7.4889501861244143E-2,null,3.2505592932274362E-2,2.5966858617298076E-2,0,0,2.5555143446668611E-5,1.2124708302495362E-2,7.0622714995514466E-2]
[2004,1,19,13,null,null,4.0132090553877654E-2,2.0905284827149782E-2,0,0,6.0365631720430322E-5,1.1877388791980911E-2,7.2975129804728783E-2,null,3.2406646953730328E-2,2.5434861342379118E-2,0,0,2.5555143446668611E-5,1.0883478926743628E-2,6.8750542366299738E-2]
[2004,1,19,14,null,null,3.8486408678055688E-2,2.1081828585871227E-2,0,0,6.0365631720430322E-5,1.2699557478310518E-2,7.2328160373957867E-2,null,3.1077759502020887E-2,2.564965707757574E-2,0,0,2.5555143446668611E-5,1.1636847847186656E-2,6.8389819570229951E-2]
[2004,1,19,15,null,null,3.7717867263727875E-2,2.0696634004604364E-2,0,0,6.0365631720430322E-5,1.1658563428477974E-2,7.0133430328530644E-2,null,3.0457162619583235E-2,2.5181001862142626E-2,0,0,2.5555143446668611E-5,1.0682965053363551E-2,6.6346684678536078E-2]
[2004,1,19,16,null,null,4.0250435577508764E-2,1.9968949794748201E-2,0,0,6.0365631720430322E-5,1.0968460494390266E-2,7.1248211498367658E-2,null,3.2502210512633287E-2,2.4295649324171314E-2,0,0,2.5555143446668611E-5,1.0050610512144993E-2,6.6874025492396266E-2]
[2004,1,19,17,null,null,4.4709449695218589E-2,2.0114403802353291E-2,0,0,6.0365631720430322E-5,1.076174665983908E-2,7.5645965789131395E-2,null,{"$f":"G451*X$5","v":3.6102862616224224E-2},{"$f":"H451*Y$5","v":2.4472619049564586E-2},{"$f":"I451*Z$5","v":0},{"$f":"J451*AA$5","v":0},{"$f":"K451*AB$5","v":2.5555143446668611E-5},{"$f":"L451*AC$5","v":9.861194664806297E-3},{"$f":"SUM(O451:T451)","v":7.0462231474041778E-2}]
[2004,1,19,18,null,null,5.2109316063696655E-2,1.9746144104312774E-2,0,0,6.0365631720430322E-5,1.0156731034706094E-2,8.2072556834435956E-2,null,4.207825172749196E-2,2.4024568021554556E-2,0,0,2.5555143446668611E-5,9.3068072550979309E-3,7.5435182147591109E-2]
[2004,1,19,19,null,null,5.1654189881451047E-2,1.9430222894025358E-2,1.21485E-3,1.6100000000000204E-6,6.0365631720430322E-5,8.686117032524622E-3,8.1047355439721469E-2,null,4.1710737518691109E-2,2.3640195732670868E-2,6.8676203079926206E-4,2.1244807820875342E-6,2.5555143446668611E-5,7.9592554672064456E-3,7.4024630373596439E-2]
[2004,1,19,20,null,null,5.1265196527164436E-2,1.8637966967451517E-2,1.21485E-3,1.6100000000000204E-6,6.0365631720430322E-5,8.1304866966292518E-3,7.9310475822965631E-2,null,4.139662554182337E-2,2.2676280636239669E-2,6.8676203079926206E-4,2.1244807820875342E-6,2.5555143446668611E-5,7.4501207442731069E-3,7.2237468577364156E-2]
[2004,1,19,21,null,null,4.7686672874842628E-2,1.8621471082160303E-2,1.21485E-3,1.6100000000000204E-6,6.0365631720430322E-5,8.9933007905254377E-3,7.6578270379248803E-2,null,3.8506969134298859E-2,2.2656210565031795E-2,6.8676203079926206E-4,2.1244807820875342E-6,2.5555143446668611E-5,8.2407338304555291E-3,7.0118355184814199E-2]
[2004,1,19,22,null,null,4.4441000703270714E-2,1.7740781518362652E-2,1.21485E-3,1.6100000000000204E-6,6.0365631720430322E-5,8.3436758065526286E-3,7.180228365990643E-2,null,3.5886090163379777E-2,2.1584700794842853E-2,6.8676203079926206E-4,2.1244807820875342E-6,2.5555143446668611E-5,7.645470010504825E-3,6.5830702623755469E-2]
[2004,1,19,23,null,null,4.1598442241361867E-2,1.68929353347297E-2,1.21485E-3,1.6100000000000204E-6,6.0365631720430322E-5,7.2746909606361664E-3,6.7042894168448164E-2,null,3.3590725350606074E-2,2.0553150624698171E-2,6.8676203079926206E-4,2.1244807820875342E-6,2.5555143446668611E-5,6.6659387139125087E-3,6.1524256344244771E-2]
[2004,1,19,24,null,null,3.3481641427706925E-2,1.625426556438463E-2,1.21485E-3,1.6100000000000204E-6,6.0365631720430322E-5,1.0175892130918908E-2,6.11886247547309E-2,null,2.703641196369851E-2,1.9776099405993931E-2,6.8676203079926206E-4,2.1244807820875342E-6,2.5555143446668611E-5,9.3243649346938257E-3,5.6851317959414283E-2]
[2004,1,20,1,null,null,2.8775212234343799E-2,1.607118058774552E-2,1.21485E-3,1.6100000000000204E-6,6.0365631720430322E-5,1.089335451592942E-2,5.7016572969739165E-2,null,2.3235972286196793E-2,1.9553345158290939E-2,6.8676203079926206E-4,2.1244807820875342E-6,2.5555143446668611E-5,9.9817894650135758E-3,5.348554856452932E-2]
[2004,1,20,2,null,null,2.7972947167228712E-2,1.5525010951223319E-2,1.21485E-3,1.6100000000000204E-6,6.0365631720430322E-5,1.1419989243119487E-2,5.6194772993291953E-2,null,2.2588143567720091E-2,1.8888836203296053E-2,6.8676203079926206E-4,2.1244807820875342E-6,2.5555143446668611E-5,1.0464354956120022E-2,5.2655776382164177E-2]
[2004,1,20,3,null,null,2.7866623152134902E-2,1.5597430593763912E-2,1.21485E-3,1.6100000000000204E-6,6.0365631720430322E-5,1.1201806345122882E-2,5.5942685722742136E-2,null,2.2502286968367948E-2,1.8976947108347797E-2,6.8676203079926206E-4,2.1244807820875342E-6,2.5555143446668611E-5,1.0264429786193354E-2,5.2458105517937115E-2]
[2004,1,20,4,null,null,2.8380377774738393E-2,1.5159437988509781E-2,1.21485E-3,1.6100000000000204E-6,6.0365631720430322E-5,1.1650382170607723E-2,5.6467023565576327E-2,null,2.2917143619137409E-2,1.8444054049212899E-2,6.8676203079926206E-4,2.1244807820875342E-6,2.5555143446668611E-5,1.0675468410020086E-2,5.275110773339841E-2]
[2004,1,20,5,null,null,2.9503803449244068E-2,1.531395875470002E-2,1.21485E-3,1.6100000000000204E-6,6.0365631720430322E-5,1.1676552421772003E-2,5.7771140257436515E-2,null,2.3824309398691946E-2,1.8632055040113664E-2,6.8676203079926206E-4,2.1244807820875342E-6,2.5555143446668611E-5,1.069944871259689E-2,5.3870254806430519E-2]
[2004,1,20,6,null,null,3.1661306157970623E-2,1.5754393529860859E-2,1.21485E-3,1.6100000000000204E-6,6.0365631720430322E-5,1.115748033994284E-2,5.9850005659494755E-2,null,2.5566491966768076E-2,1.9167919417432708E-2,6.8676203079926206E-4,2.1244807820875342E-6,2.5555143446668611E-5,1.0223813018338669E-2,5.5672666057567467E-2]
[2004,1,20,7,null,null,3.8286092397440033E-2,1.6770458033464612E-2,0,0,6.0365631720430322E-5,1.0604984475791066E-2,6.5721900538416145E-2,null,3.0916004186127711E-2,2.0404135999878486E-2,0,0,2.5555143446668611E-5,9.717550471922019E-3,6.1063245801374885E-2]
[2004,1,20,8,null,null,4.3630014980204537E-2,1.9071615852629932E-2,0,0,6.0365631720430322E-5,1.1853464585636722E-2,7.4615461050191637E-2,null,3.5231219518735972E-2,2.3203888815558318E-2,0,0,2.5555143446668611E-5,1.0861556718070807E-2,6.932222019581176E-2]
[2004,1,20,9,null,null,4.4528389655583013E-2,2.0658277364291433E-2,0,0,6.0365631720430322E-5,1.320012201479389E-2,7.8447154666388769E-2,null,3.5956656707164455E-2,2.5134334436370372E-2,0,0,2.5555143446668611E-5,1.2095524723030793E-2,7.3212071010012286E-2]
[2004,1,20,10,null,null,4.0607877550420078E-2,2.1698862138267359E-2,0,0,6.0365631720430322E-5,1.5501928139957004E-2,7.7869033460364875E-2,null,3.2790844761751974E-2,2.6400384129541526E-2,0,0,2.5555143446668611E-5,1.420471377926308E-2,7.3421497814003242E-2]
[2004,1,20,11,null,null,3.9780211552848756E-2,2.2010211098585277E-2,0,0,6.0365631720430322E-5,1.5453580730907105E-2,7.7304369014061569E-2,null,3.2122504802165462E-2,2.6779193492832074E-2,0,0,2.5555143446668611E-5,1.4160412121990356E-2,7.3087665560434556E-2]
[2004,1,20,12,null,null,4.0354207319333861E-2,2.1775335716745545E-2,0,0,6.0365631720430322E-5,1.3875878102119071E-2,7.6065786769918903E-2,null,3.258600615234921E-2,2.6493427342347796E-2,0,0,2.5555143446668611E-5,1.2714732973668158E-2,7.1819721611811826E-2]
[2004,1,20,13,null,null,3.8393586664076974E-2,2.1830279037442252E-2,0,0,6.0365631720430322E-5,1.3600175284915899E-2,7.3884406618155554E-2,null,3.100280576312946E-2,2.6560275307116767E-2,0,0,2.5555143446668611E-5,1.2462101199662371E-2,7.0050737413355268E-2]
[2004,1,20,14,null,null,3.711192942220725E-2,2.1894537586775318E-2,0,0,6.0365631720430322E-5,1.4061322852408782E-2,7.3128155493111788E-2,null,2.9967868056677217E-2,2.6638456843788603E-2,0,0,2.5555143446668611E-5,1.2884659551571876E-2,6.9516539595484358E-2]
[2004,1,20,15,null,null,3.643844982833469E-2,2.1396273028078099E-2,0,0,6.0365631720430322E-5,1.3033204136381881E-2,7.092829262451511E-2,null,2.9424033555958417E-2,2.6032232625029017E-2,0,0,2.5555143446668611E-5,1.1942574672812654E-2,6.7424395997246755E-2]
[2004,1,20,16,null,null,3.684566775451141E-2,2.1421967328852702E-2,0,0,6.0365631720430322E-5,1.3780050429584877E-2,7.2108051144669422E-2,null,2.9752861867285051E-2,2.6063494144921952E-2,0,0,2.5555143446668611E-5,1.262692424121941E-2,6.8468835396873082E-2]
[2004,1,20,17,null,null,4.1866287473288202E-2,2.1065603098240258E-2,0,0,6.0365631720430322E-5,1.2439953311350626E-2,7.5432209514599516E-2,null,3.3807010267476373E-2,2.5629915991457159E-2,0,0,2.5555143446668611E-5,1.1398967574856899E-2,7.086144897723709E-2]
[2004,1,20,18,null,null,4.7980870269418815E-2,2.0882475678235514E-2,0,0,6.0365631720430322E-5,1.2007315046583351E-2,8.0931026625958122E-2,null,3.8744533411892081E-2,2.5407110104126739E-2,0,0,2.5555143446668611E-5,1.1002532843287229E-2,7.5179731502752714E-2]
[2004,1,20,19,null,null,5.0076048588468348E-2,2.0179102760137849E-2,1.21485E-3,1.6100000000000204E-6,6.0365631720430322E-5,1.0338486383449709E-2,8.1870463363776347E-2,null,4.0436389060413434E-2,2.4551336418586488E-2,6.8676203079926206E-4,2.1244807820875342E-6,2.5555143446668611E-5,9.4733531636742013E-3,7.5175520297702136E-2]
[2004,1,20,20,null,null,5.0474501257174585E-2,1.9525058249227654E-2,1.21485E-3,1.6100000000000204E-6,6.0365631720430322E-5,8.2043087985827004E-3,7.9480693936705371E-2,null,4.0758139429864025E-2,2.375557919335412E-2,6.8676203079926206E-4,2.1244807820875342E-6,2.5555143446668611E-5,7.517765350761086E-3,7.2745925629007238E-2]
[2004,1,20,21,null,null,4.8509915352864759E-2,1.881458603576424E-2,1.21485E-3,1.6100000000000204E-6,6.0365631720430322E-5,7.9904777126698773E-3,7.6591804733019311E-2,null,3.917173710363156E-2,2.2891167998459205E-2,6.8676203079926206E-4,2.1244807820875342E-6,2.5555143446668611E-5,7.3218278296296605E-3,7.0099174586748442E-2]
[2004,1,20,22,null,null,4.4980660644658714E-2,1.8050262184698608E-2,1.21485E-3,1.6100000000000204E-6,6.0365631720430322E-5,8.3027901348996479E-3,7.2610538595977409E-2,null,3.6321865348630918E-2,2.1961237058351651E-2,6.8676203079926206E-4,2.1244807820875342E-6,2.5555143446668611E-5,7.6080056861794814E-3,6.6605549748190065E-2]
[2004,1,20,23,null,null,4.2575843137299819E-2,1.7208304892914833E-2,1.21485E-3,1.6100000000000204E-6,6.0365631720430322E-5,7.1313564800156689E-3,6.8192330141950752E-2,null,3.4379976180298033E-2,2.0936851734267785E-2,6.8676203079926206E-4,2.1244807820875342E-6,2.5555143446668611E-5,6.5345985829603119E-3,6.2565868152554147E-2]
[2004,1,20,24,null,null,3.4540681058244663E-2,1.7025998530664079E-2,1.21485E-3,1.6100000000000204E-6,6.0365631720430322E-5,9.3021529297522623E-3,6.2145658150381443E-2,null,2.7891586038688965E-2,2.0715044804392357E-2,6.8676203079926206E-4,2.1244807820875342E-6,2.5555143446668611E-5,8.5237409633890145E-3,5.7844813461498355E-2]
[2004,1,21,1,null,null,2.384900555565226E-2,1.5706330953020008E-2,1.21485E-3,1.6100000000000204E-6,6.0365631720430322E-5,9.3120470783239276E-3,5.014420921871663E-2,null,1.9258062377836928E-2,1.9109443056655413E-2,6.8676203079926206E-4,2.1244807820875342E-6,2.5555143446668611E-5,8.5328071613020185E-3,4.7614754250822372E-2]
[2004,1,21,2,null,null,2.1978500025105412E-2,1.5332701499860917E-2,1.21485E-3,1.6100000000000204E-6,6.0365631720430322E-5,1.0168353006198083E-2,4.875638016288484E-2,null,1.7747629915514707E-2,1.8654858801377124E-2,6.8676203079926206E-4,2.1244807820875342E-6,2.5555143446668611E-5,9.3174566902587703E-3,4.6434387062178617E-2]
[2004,1,21,3,null,null,2.1284209790696916E-2,1.5233534323452686E-2,1.21485E-3,1.6100000000000204E-6,6.0365631720430322E-5,1.0475476931772929E-2,4.827004667764296E-2,null,1.7186990830947386E-2,1.8534204937891711E-2,6.8676203079926206E-4,2.1244807820875342E-6,2.5555143446668611E-5,9.5988802279095183E-3,4.603451765177663E-2]
[2004,1,21,4,null,null,2.2474820636869272E-2,1.4750186908397604E-2,1.21485E-3,1.6100000000000204E-6,6.0365631720430322E-5,1.051550692696821E-2,4.9017340103955524E-2,null,1.8148408609555026E-2,1.7946129980589181E-2,6.8676203079926206E-4,2.1244807820875342E-6,2.5555143446668611E-5,9.6355604795014867E-3,4.6444540724673709E-2]
[2004,1,21,5,null,null,2.2911650691676892E-2,1.473842578048699E-2,1.21485E-3,1.6100000000000204E-6,6.0365631720430322E-5,1.0556008804390634E-2,4.9482910908274953E-2,null,1.8501148702820897E-2,1.7931820553087483E-2,6.8676203079926206E-4,2.1244807820875342E-6,2.5555143446668611E-5,9.6726731258196842E-3,4.6820084036756082E-2]
[2004,1,21,6,null,null,2.4752412233872707E-2,1.5562508376007778E-2,1.21485E-3,1.6100000000000204E-6,6.0365631720430322E-5,1.0432559372149449E-2,5.202430561375037E-2,null,1.9987562906532998E-2,1.8934458246141907E-2,6.8676203079926206E-4,2.1244807820875342E-6,2.5555143446668611E-5,9.5595540457048267E-3,4.9196016853407742E-2]
[2004,1,21,7,null,null,3.0304502508167835E-2,1.6852874642826206E-2,0,0,6.0365631720430322E-5,1.036232142987885E-2,5.7580064212593318E-2,null,2.4470873566185072E-2,2.0504409928158038E-2,0,0,2.5555143446668611E-5,9.4951936734085172E-3,5.4496032311198296E-2]
[2004,1,21,8,null,null,3.5687595353245602E-2,1.9028046749299535E-2,0,0,6.0365631720430322E-5,1.1280785006459638E-2,6.6056792740725206E-2,null,2.8817718869830273E-2,2.315087953531253E-2,0,0,2.5555143446668611E-5,1.0336799446846489E-2,6.2330952995435958E-2]
[2004,1,21,9,null,null,3.8088161611431866E-2,2.0479490711752018E-2,0,0,6.0365631720430322E-5,1.2309902836689392E-2,7.0937920791593709E-2,null,3.0756175156169012E-2,2.4916809836499701E-2,0,0,2.5555143446668611E-5,1.127979983309331E-2,6.6978339969208683E-2]
[2004,1,21,10,null,null,3.4921503539341134E-2,2.1223247376948251E-2,0,0,6.0365631720430322E-5,1.3739378773892962E-2,6.9944495321902778E-2,null,2.8199100038747569E-2,2.5821717270583949E-2,0,0,2.5555143446668611E-5,1.2589656023819843E-2,6.6636028476598025E-2]
[2004,1,21,11,null,null,3.3160978738367472E-2,2.1725233715675453E-2,0,0,6.0365631720430322E-5,1.3439571770879049E-2,6.8386149856642403E-2,null,2.6777476971246359E-2,2.6432469672517892E-2,0,0,2.5555143446668611E-5,1.2314937122507539E-2,6.5550438909718456E-2]
[2004,1,21,12,null,null,3.3535183120156097E-2,2.1538827221235502E-2,0,0,6.0365631720430322E-5,1.2824750130517541E-2,6.7959126103629572E-2,null,2.7079646858780195E-2,2.6205674229231625E-2,0,0,2.5555143446668611E-5,1.175156427315717E-2,6.5062440504615654E-2]
[2004,1,21,13,null,null,3.2805316205631249E-2,2.1221612198919378E-2,0,0,6.0365631720430322E-5,1.1340820560884422E-2,6.5428114597155487E-2,null,2.6490279619352148E-2,2.5819727796306112E-2,0,0,2.5555143446668611E-5,1.0391811175676873E-2,6.2727373734781808E-2]
[2004,1,21,14,null,null,3.0287464057416277E-2,2.1718605124135291E-2,0,0,6.0365631720430322E-5,1.2912415345919791E-2,6.4978850159191789E-2,null,2.4457115024067687E-2,2.6424404855027325E-2,0,0,2.5555143446668611E-5,1.1831893589739195E-2,6.2738968612280871E-2]
[2004,1,21,15,null,null,3.0137094882340593E-2,2.1310219263379664E-2,0,0,6.0365631720430322E-5,1.1441327227736661E-2,6.2949007005177346E-2,null,2.4335691975775214E-2,2.5927533474015687E-2,0,0,2.5555143446668611E-5,1.0483907360271093E-2,6.077268795350866E-2]
[2004,1,21,16,null,null,3.1567521325218666E-2,2.0919112967038116E-2,0,0,6.0365631720430322E-5,1.1263470626929544E-2,6.3810470550906759E-2,null,2.5490760752105157E-2,2.5451685644156917E-2,0,0,2.5555143446668611E-5,1.0320933949130976E-2,6.1288935488839721E-2]
[2004,1,21,17,null,null,3.5847705818097715E-2,2.0494042812451877E-2,0,0,6.0365631720430322E-5,1.0399004745470168E-2,6.680111900774019E-2,null,2.8947008005692613E-2,2.4934514960663356E-2,0,0,2.5555143446668611E-5,9.5288072983553355E-3,6.3435885408157977E-2]
[2004,1,21,18,null,null,4.2188048658632481E-2,2.0408572413895633E-2,0,0,6.0365631720430322E-5,9.6331725645622084E-3,7.2290159268810758E-2,null,3.4066832295009855E-2,2.4830525574528195E-2,0,0,2.5555143446668611E-5,8.827060597265509E-3,6.774997361025023E-2]
[2004,1,21,19,null,null,4.4587186966831845E-2,1.938097672428165E-2,1.21485E-3,1.6100000000000204E-6,6.0365631720430322E-5,7.7983939738042584E-3,7.304338329663819E-2,null,3.6004135512309472E-2,2.3580279328305604E-2,6.8676203079926206E-4,2.1244807820875342E-6,2.5555143446668611E-5,7.1458178192875272E-3,6.7444674314930619E-2]
[2004,1,21,20,null,null,4.4051875121052318E-2,1.8239490611628797E-2,1.21485E-3,1.6100000000000204E-6,6.0365631720430322E-5,5.3324632639484646E-3,6.8900654628350017E-2,null,3.5571871412510399E-2,2.2191465866081419E-2,6.8676203079926206E-4,2.1244807820875342E-6,2.5555143446668611E-5,4.8862382613930134E-3,6.3364017195012848E-2]
[2004,1,21,21,null,null,4.0818531592741715E-2,1.8081690227730547E-2,1.21485E-3,1.6100000000000204E-6,6.0365631720430322E-5,7.1993705684030148E-3,6.7376418020595713E-2,null,3.2960947816057823E-2,2.1999474658240342E-2,6.8676203079926206E-4,2.1244807820875342E-6,2.5555143446668611E-5,6.5969211953332552E-3,6.2271785324659434E-2]
[2004,1,21,22,null,null,3.8568119369091589E-2,1.7408502972206714E-2,1.21485E-3,1.6100000000000204E-6,6.0365631720430322E-5,7.1189716970796822E-3,6.4372419670098421E-2,null,3.114374085211255E-2,2.1180427003865958E-2,6.8676203079926206E-4,2.1244807820875342E-6,2.5555143446668611E-5,6.5232501690574932E-3,5.9561859680064014E-2]
[2004,1,21,23,null,null,3.5566582898237775E-2,1.6531365603680306E-2,1.21485E-3,1.6100000000000204E-6,6.0365631720430322E-5,6.3863756521095293E-3,5.9761149785748049E-2,null,2.8720001361165277E-2,2.011323908793216E-2,6.8676203079926206E-4,2.1244807820875342E-6,2.5555143446668611E-5,5.8519583761483026E-3,5.5399640480273758E-2]
[2004,1,21,24,null,null,2.9407891058489774E-2,1.574864249380949E-2,1.21485E-3,1.6100000000000204E-6,6.0365631720430322E-5,8.0166753556296846E-3,5.4450034539649382E-2,null,2.3746860181799299E-2,1.9160922296573027E-2,6.8676203079926206E-4,2.1244807820875342E-6,2.5555143446668611E-5,7.3458332318335449E-3,5.0968057365233882E-2]
[2004,1,22,1,null,null,2.9161868969685707E-2,1.6043722943108667E-2,1.21485E-3,1.6100000000000204E-6,6.0365631720430322E-5,1.1023235832759886E-2,5.7505653377274694E-2,null,2.3548197444208063E-2,1.9519938228421241E-2,6.8676203079926206E-4,2.1244807820875342E-6,2.5555143446668611E-5,1.0100802204215687E-2,5.3883379531873006E-2]
[2004,1,22,2,null,null,2.8289476662229914E-2,1.5697938401797899E-2,1.21485E-3,1.6100000000000204E-6,6.0365631720430322E-5,1.1412565585588768E-2,5.6676806281337019E-2,null,2.28437410074093E-2,1.9099232079937894E-2,6.8676203079926206E-4,2.1244807820875342E-6,2.5555143446668611E-5,1.045755251648367E-2,5.3114967258858878E-2]
[2004,1,22,3,null,null,2.8300518162752662E-2,1.5481280621942045E-2,1.21485E-3,1.6100000000000204E-6,6.0365631720430322E-5,1.1363928465865121E-2,5.6422552882280264E-2,null,2.2852657014632988E-2,1.8835630764053184E-2,6.8676203079926206E-4,2.1244807820875342E-6,2.5555143446668611E-5,1.0412985391769592E-2,5.2815714825483778E-2]
[2004,1,22,4,null,null,2.8814153505519986E-2,1.5058356162562868E-2,1.21485E-3,1.6100000000000204E-6,6.0365631720430322E-5,1.1802054021665533E-2,5.6951389321468829E-2,null,2.3267417346982795E-2,1.8321070686467451E-2,6.8676203079926206E-4,2.1244807820875342E-6,2.5555143446668611E-5,1.0814448233252139E-2,5.3117377921730401E-2]
[2004,1,22,5,null,null,3.0035372383773153E-2,1.5000109586624259E-2,1.21485E-3,1.6100000000000204E-6,6.0365631720430322E-5,1.1954386358083373E-2,5.8266693960201212E-2,null,2.4253551099164244E-2,1.8250203745647644E-2,6.8676203079926206E-4,2.1244807820875342E-6,2.5555143446668611E-5,1.0954033271874815E-2,5.4172229771714722E-2]
[2004,1,22,6,null,null,3.2150541596438029E-2,1.5623690427689404E-2,1.21485E-3,1.6100000000000204E-6,6.0365631720430322E-5,1.1312332075663669E-2,6.0363389731511542E-2,null,2.5961549386226E-2,1.9008896696229103E-2,6.8676203079926206E-4,2.1244807820875342E-6,2.5555143446668611E-5,1.0365706630815612E-2,5.6050594368298727E-2]
[2004,1,22,7,null,null,3.8897883898552484E-2,1.6514128739480865E-2,0,0,6.0365631720430322E-5,1.0813279282753316E-2,6.6285657552507093E-2,null,3.1410025576795793E-2,2.009226748890755E-2,0,0,2.5555143446668611E-5,9.9084149945731868E-3,6.1436263203723196E-2]
[2004,1,22,8,null,null,4.4485490209511022E-2,1.8294242203905488E-2,0,0,6.0365631720430322E-5,1.2415406121442775E-2,7.5255504166579723E-2,null,3.5922015421744773E-2,2.2258080560372668E-2,0,0,2.5555143446668611E-5,1.1376474514408019E-2,6.9582125639972126E-2]
[2004,1,22,9,null,null,4.539960432157357E-2,1.9807858891799108E-2,0,0,6.0365631720430322E-5,1.3852236755026403E-2,7.9120065600119513E-2,null,{"$f":"G515*X$5","v":3.6660162198954495E-2},{"$f":"H515*Y$5","v":2.409965463603831E-2},{"$f":"I515*Z$5","v":0},{"$f":"J515*AA$5","v":0},{"$f":"K515*AB$5","v":2.5555143446668611E-5},{"$f":"L515*AC$5","v":1.2693069954347228E-2},{"$f":"SUM(O515:T515)","v":7.3478441932786701E-2}]
[2004,1,22,10,null,null,4.1459036667153379E-2,2.082603430905991E-2,0,0,6.0365631720430322E-5,1.6191552453573635E-2,7.8536989061507356E-2,null,3.3478155405596816E-2,2.5338439506676132E-2,0,0,2.5555143446668611E-5,1.4836629751373384E-2,7.3678779807093003E-2]
[2004,1,22,11,null,null,4.0550435841528371E-2,2.1333171118269035E-2,0,0,6.0365631720430322E-5,1.602350262788468E-2,7.7967475219402518E-2,null,3.2744460604964193E-2,2.5955458338541015E-2,0,0,2.5555143446668611E-5,1.4682642476176708E-2,7.3408116563128581E-2]
[2004,1,22,12,null,null,4.1140555464632751E-2,2.1038760970327565E-2,0,0,6.0365631720430322E-5,1.4478590281077772E-2,7.671827234775852E-2,null,3.322098196287198E-2,2.5597257943157953E-2,0,0,2.5555143446668611E-5,1.3267009691511856E-2,7.2110804740988452E-2]
[2004,1,22,13,null,null,3.9285471725875376E-2,2.0769539490351624E-2,0,0,6.0365631720430322E-5,1.4402805424685044E-2,7.4518182272632474E-2,null,3.1723002591206591E-2,2.5269703878709849E-2,0,0,2.5555143446668611E-5,1.3197566575523819E-2,7.0215828188886928E-2]
[2004,1,22,14,null,null,3.8000941966358406E-2,2.0820437851363484E-2,0,0,6.0365631720430322E-5,1.4873691494340854E-2,7.375543694378317E-2,null,3.068574532791148E-2,2.5331630456873939E-2,0,0,2.5555143446668611E-5,1.3629048503559739E-2,6.967197943179182E-2]
[2004,1,22,15,null,null,3.727026947998166E-2,2.0439350885878522E-2,0,0,6.0365631720430322E-5,1.3766722036873352E-2,7.1536708034453958E-2,null,3.0095727589537578E-2,2.4867972859924585E-2,0,0,2.5555143446668611E-5,1.2614711179599235E-2,6.7603966772508073E-2]
[2004,1,22,16,null,null,3.7623003366382433E-2,2.0589059850915987E-2,0,0,6.0365631720430322E-5,1.4454162102879415E-2,7.2726590951898276E-2,null,3.0380560060695814E-2,2.5050119470168029E-2,0,0,2.5555143446668611E-5,1.324462568377271E-2,6.8700860358083218E-2]
[2004,1,22,17,null,null,4.2699703131113133E-2,2.0180029566408762E-2,0,0,6.0365631720430322E-5,1.3139166108973524E-2,7.6079264438215846E-2,null,3.4479993075401234E-2,2.4552464037233487E-2,0,0,2.5555143446668611E-5,1.2039669658582247E-2,7.1097681914663632E-2]
[2004,1,22,18,null,null,4.8826528084007011E-2,2.0064549160720747E-2,0,0,6.0365631720430322E-5,1.2673799593242364E-2,8.1625242469690551E-2,null,3.942740175647113E-2,2.4411962334878214E-2,0,0,2.5555143446668611E-5,1.1613245403564872E-2,7.5478164638360878E-2]
[2004,1,22,19,null,null,5.0872558641423087E-2,1.9517079966541617E-2,1.21485E-3,1.6100000000000204E-6,6.0365631720430322E-5,1.0906268951422748E-2,8.2572733191107889E-2,null,4.1079570607274248E-2,2.3745872245300198E-2,6.8676203079926206E-4,2.1244807820875342E-6,2.5555143446668611E-5,9.9936232097030935E-3,7.5533507717305548E-2]
[2004,1,22,20,null,null,5.1120639815295237E-2,1.9274085600255331E-2,1.21485E-3,1.6100000000000204E-6,6.0365631720430322E-5,8.4909162717153042E-3,8.0162467318986311E-2,null,4.1279896055228395E-2,2.3450227958959534E-2,6.8676203079926206E-4,2.1244807820875342E-6,2.5555143446668611E-5,7.7803892699336175E-3,7.3224954939149559E-2]
[2004,1,22,21,null,null,4.9145435608095575E-2,1.8539998968822222E-2,1.21485E-3,1.6100000000000204E-6,6.0365631720430322E-5,8.2865393851807214E-3,7.7248799593818945E-2,null,3.9684919453690314E-2,2.2557085778014616E-2,6.8676203079926206E-4,2.1244807820875342E-6,2.5555143446668611E-5,7.5931148128396166E-3,7.0549561699572563E-2]
[2004,1,22,22,null,null,4.5590291161188227E-2,1.7775156069475769E-2,1.21485E-3,1.6100000000000204E-6,6.0365631720430322E-5,8.5911089904638725E-3,7.3233381852848306E-2,null,3.6814141745118899E-2,2.1626523326728819E-2,6.8676203079926206E-4,2.1244807820875342E-6,2.5555143446668611E-5,7.8721977778650424E-3,6.7027304504740773E-2]
[2004,1,22,23,null,null,4.320758006696615E-2,1.6858480558631091E-2,1.21485E-3,1.6100000000000204E-6,6.0365631720430322E-5,7.4343919731435512E-3,6.8777278230461231E-2,null,3.4890103496487704E-2,2.0511230485369923E-2,6.8676203079926206E-4,2.1244807820875342E-6,2.5555143446668611E-5,6.8122758116235171E-3,6.2928051448509159E-2]
[2004,1,22,24,null,null,3.5253444633136503E-2,1.6313936770405321E-2,1.21485E-3,1.6100000000000204E-6,6.0365631720430322E-5,9.8345310660309469E-3,6.2678738101293208E-2,null,2.8467142338253999E-2,1.9848699653434602E-2,6.8676203079926206E-4,2.1244807820875342E-6,2.5555143446668611E-5,9.0115692502899247E-3,5.8041852897006543E-2]
[2004,1,23,1,null,null,2.9562171782954311E-2,1.5802617349378691E-2,1.21485E-3,1.6100000000000204E-6,6.0365631720430322E-5,1.0782786491730192E-2,5.7424401255783623E-2,null,2.3871441804647373E-2,1.922659195755725E-2,6.8676203079926206E-4,2.1244807820875342E-6,2.5555143446668611E-5,9.8804738659017208E-3,5.369294928313436E-2]
[2004,1,23,2,null,null,2.8521011203783506E-2,1.5222960892386861E-2,1.21485E-3,1.6100000000000204E-6,6.0365631720430322E-5,1.1691173991009062E-2,5.671197171889987E-2,null,2.3030705056432559E-2,1.8521340547126598E-2,6.8676203079926206E-4,2.1244807820875342E-6,2.5555143446668611E-5,1.0712846736645314E-2,5.2979333995232483E-2]
[2004,1,23,3,null,null,2.8164635577337831E-2,1.5013527165385796E-2,1.21485E-3,1.6100000000000204E-6,6.0365631720430322E-5,1.1728408959423817E-2,5.6183397333867874E-2,null,2.2742931881655257E-2,1.8266528529460535E-2,6.8676203079926206E-4,2.1244807820875342E-6,2.5555143446668611E-5,1.074696585164419E-2,5.2470867917787996E-2]
[2004,1,23,4,null,null,2.9511697705669412E-2,1.4508703195854396E-2,1.21485E-3,1.6100000000000204E-6,6.0365631720430322E-5,1.1708584095309621E-2,5.7005810628553859E-2,null,2.3830684007574952E-2,1.7652323663394084E-2,6.8676203079926206E-4,2.1244807820875342E-6,2.5555143446668611E-5,1.0728799948802136E-2,5.2926249274799185E-2]
[2004,1,23,5,null,null,3.0371661681132596E-2,1.4484216101686376E-2,1.21485E-3,1.6100000000000204E-6,6.0365631720430322E-5,1.1941754771785298E-2,5.8074458186324701E-2,null,2.4525104571296846E-2,1.7622530917206166E-2,6.8676203079926206E-4,2.1244807820875342E-6,2.5555143446668611E-5,1.0942458707322439E-2,5.3804535850853465E-2]
[2004,1,23,6,null,null,3.1856945160439396E-2,1.4981791891844039E-2,1.21485E-3,1.6100000000000204E-6,6.0365631720430322E-5,1.1529839546402599E-2,5.9645402230406465E-2,null,2.5724470382442036E-2,1.8227917131009328E-2,6.8676203079926206E-4,2.1244807820875342E-6,2.5555143446668611E-5,1.0565012893804553E-2,5.5231842062283931E-2]
[2004,1,23,7,null,null,3.9686615057921711E-2,1.6145609827881845E-2,0,0,6.0365631720430322E-5,1.0369876171397154E-2,6.6262466688921134E-2,null,3.2046925670220286E-2,1.964390108318451E-2,0,0,2.5555143446668611E-5,9.5021162278143279E-3,6.1218498124665788E-2]
[2004,1,23,8,null,null,4.4811330684585572E-2,1.8471792599939536E-2,0,0,6.0365631720430322E-5,1.1962225105513011E-2,7.5305714021758549E-2,null,3.6185131474091976E-2,2.2474101042358429E-2,0,0,2.5555143446668611E-5,1.0961216066338875E-2,6.9646003726235944E-2]
[2004,1,23,9,null,null,4.5404497960095651E-2,1.974209879515532E-2,0,0,6.0365631720430322E-5,1.2828638085072421E-2,7.8035600472043831E-2,null,3.6664113810089514E-2,2.401964620975636E-2,0,0,2.5555143446668611E-5,1.1755126880410941E-2,7.2464442043703489E-2]
[2004,1,23,10,null,null,4.3260829327839333E-2,2.086318559904117E-2,0,0,6.0365631720430322E-5,1.4621097854628043E-2,7.8805478413228977E-2,null,3.4933102253189595E-2,2.5383640417219893E-2,0,0,2.5555143446668611E-5,1.3397592111671656E-2,7.373988992552781E-2]
[2004,1,23,11,null,null,4.0854143729029811E-2,2.1386918000115739E-2,0,0,6.0365631720430322E-5,1.5051286928001556E-2,7.7352714288867544E-2,null,3.2989704601762947E-2,2.6020850630426022E-2,0,0,2.5555143446668611E-5,1.3791782602239502E-2,7.2827892977875133E-2]
[2004,1,23,12,null,null,3.9897081872010409E-2,2.1280388126440064E-2,0,0,6.0365631720430322E-5,1.472941738297453E-2,7.5967253013145442E-2,null,3.2216877537803466E-2,2.5891238784035722E-2,0,0,2.5555143446668611E-5,1.3496847370951351E-2,7.1630518836237209E-2]
[2004,1,23,13,null,null,3.9664140711733013E-2,2.0784558645332629E-2,0,0,6.0365631720430322E-5,1.2340902361001009E-2,7.284996734978709E-2,null,3.2028777644727439E-2,2.5287977254441398E-2,0,0,2.5555143446668611E-5,1.1308205291186282E-2,6.8650515333801787E-2]
[2004,1,23,14,null,null,3.6833122474078779E-2,2.0910190901839883E-2,0,0,6.0365631720430322E-5,1.3829903571898448E-2,7.1633582579537544E-2,null,2.9742731558389978E-2,2.5440830422949406E-2,0,0,2.5555143446668611E-5,1.2672605630732232E-2,6.7881722755518278E-2]
[2004,1,23,15,null,null,3.6516117738577894E-2,2.0598739400807833E-2,0,0,6.0365631720430322E-5,1.3289583401831256E-2,7.0464806172937419E-2,null,2.9486750362188743E-2,2.5061896301308641E-2,0,0,2.5555143446668611E-5,1.2177499906097613E-2,6.6751701713041664E-2]
[2004,1,23,16,null,null,3.8807699376702726E-2,1.9748799739629733E-2,0,0,6.0365631720430322E-5,1.0536348755401758E-2,6.9153213503454644E-2,null,3.13372016117359E-2,2.4027799056989915E-2,0,0,2.5555143446668611E-5,9.6546582462349005E-3,6.504521405840738E-2]
[2004,1,23,17,null,null,4.1894973480242251E-2,1.9515097649000859E-2,0,0,6.0365631720430322E-5,8.3607354711809113E-3,6.9831172232144453E-2,null,3.3830174206534669E-2,2.3743460416319983E-2,0,0,2.5555143446668611E-5,7.6611021080753433E-3,6.5260291874376666E-2]
[2004,1,23,18,null,null,4.7525884327386483E-2,1.9446277458750424E-2,0,0,6.0365631720430322E-5,7.6855157541186464E-3,7.4718043171975987E-2,null,3.8377132447006947E-2,2.3659728861784898E-2,0,0,2.5555143446668611E-5,7.0423853437870092E-3,6.9104801796025517E-2]
[2004,1,23,19,null,null,4.9102350585619785E-2,1.905568217111404E-2,1.21485E-3,1.6100000000000204E-6,6.0365631720430322E-5,7.2513964240653941E-3,7.6686254812519644E-2,null,3.9650128315399324E-2,2.3184502761582914E-2,6.8676203079926206E-4,2.1244807820875342E-6,2.5555143446668611E-5,6.644593483717853E-3,7.0193666215728104E-2]
[2004,1,23,20,null,null,4.7242090744427222E-2,1.8764426201132212E-2,1.21485E-3,1.6100000000000204E-6,6.0365631720430322E-5,6.5778169564512075E-3,7.3861159533731083E-2,null,3.8147969243102875E-2,2.2830139964190789E-2,6.8676203079926206E-4,2.1244807820875342E-6,2.5555143446668611E-5,6.0273797114267849E-3,6.7719930573748463E-2]
[2004,1,23,21,null,null,4.5370030487942165E-2,1.8241153625751069E-2,1.21485E-3,1.6100000000000204E-6,6.0365631720430322E-5,6.4566650960365965E-3,7.1344674841450267E-2,null,3.6636281340211921E-2,2.2193489207736894E-2,6.8676203079926206E-4,2.1244807820875342E-6,2.5555143446668611E-5,5.9163659403992305E-3,6.5460578143376053E-2]
[2004,1,23,22,null,null,4.3235223810647046E-2,1.7239844800199911E-2,1.21485E-3,1.6100000000000204E-6,6.0365631720430322E-5,6.1800075007862982E-3,6.7931901743353687E-2,null,3.4912425808372838E-2,2.0975225436189588E-2,6.8676203079926206E-4,2.1244807820875342E-6,2.5555143446668611E-5,5.6628592849748433E-3,6.2264952184565278E-2]
[2004,1,23,23,null,null,4.121133769544251E-2,1.6235771868527277E-2,1.21485E-3,1.6100000000000204E-6,6.0365631720430322E-5,5.9019084999375375E-3,6.4625843695627752E-2,null,3.3278138585733925E-2,1.9753598655885565E-2,6.8676203079926206E-4,2.1244807820875342E-6,2.5555143446668611E-5,5.408031841982539E-3,5.9154210738630045E-2]
[2004,1,23,24,null,null,3.7197638953702296E-2,1.5393445140551883E-2,1.21485E-3,1.6100000000000204E-6,6.0365631720430322E-5,7.8015216803238099E-3,6.1669431406298415E-2,null,3.0037078468828575E-2,1.8728763849367645E-2,6.8676203079926206E-4,2.1244807820875342E-6,2.5555143446668611E-5,7.1486837966997984E-3,5.6628967769924037E-2]
[2004,1,24,1,null,null,3.1329018022180917E-2,1.478583220998945E-2,1.21485E-3,1.6100000000000204E-6,6.0365631720430322E-5,8.0536589477930298E-3,5.544533481168383E-2,null,2.5298169430991037E-2,1.798949859818957E-2,6.8676203079926206E-4,2.1244807820875342E-6,2.5555143446668611E-5,7.3797220059567603E-3,5.1381831690165379E-2]
[2004,1,24,2,null,null,2.9622737274812749E-2,1.3804119464776785E-2,1.21485E-3,1.6100000000000204E-6,6.0365631720430322E-5,8.9771688565231707E-3,5.3680851227833136E-2,null,2.3920348414922271E-2,1.6795076816377624E-2,6.8676203079926206E-4,2.1244807820875342E-6,2.5555143446668611E-5,8.2259518302334068E-3,4.9655818716561315E-2]
[2004,1,24,3,null,null,2.8837143326377889E-2,1.3414174710797816E-2,1.21485E-3,1.6100000000000204E-6,6.0365631720430322E-5,9.4444750702735621E-3,5.2972618739169697E-2,null,2.3285981618063351E-2,1.632064220184597E-2,6.8676203079926206E-4,2.1244807820875342E-6,2.5555143446668611E-5,8.6541534677113795E-3,4.8975218942648717E-2]
[2004,1,24,4,null,null,2.8486836130499165E-2,1.3177908498476679E-2,1.21485E-3,1.6100000000000204E-6,6.0365631720430322E-5,9.6738942180021395E-3,5.2615464478698422E-2,null,2.3003108698523997E-2,1.6033183867746985E-2,6.8676203079926206E-4,2.1244807820875342E-6,2.5555143446668611E-5,8.864374628559565E-3,4.8615108849858563E-2]
[2004,1,24,5,null,null,2.8896919758672628E-2,1.31493067311698E-2,1.21485E-3,1.6100000000000204E-6,6.0365631720430322E-5,9.9413639209417828E-3,5.3264416042504641E-2,null,2.3334251063058462E-2,1.5998384916591217E-2,6.8676203079926206E-4,2.1244807820875342E-6,2.5555143446668611E-5,9.1094622422151321E-3,4.9156539876892821E-2]
[2004,1,24,6,null,null,3.0057972698283725E-2,1.3254868767424609E-2,1.21485E-3,1.6100000000000204E-6,6.0365631720430322E-5,9.7963676840050803E-3,5.4386034781433855E-2,null,2.4271800844026255E-2,1.6126819222909459E-2,6.8676203079926206E-4,2.1244807820875342E-6,2.5555143446668611E-5,8.9765994121103233E-3,5.0089661134074051E-2]
[2004,1,24,7,null,null,3.2960550138556859E-2,1.410216143880948E-2,0,0,6.0365631720430322E-5,9.5715315634005531E-3,5.6694608772487332E-2,null,2.661563095764851E-2,1.7157695950553949E-2,0,0,2.5555143446668611E-5,8.7705777668289735E-3,5.2569459818478104E-2]
[2004,1,24,8,null,null,3.8812649237643423E-2,1.5234197356139477E-2,0,0,6.0365631720430322E-5,8.2273744266155684E-3,6.2334586652118898E-2,null,3.13411986224513E-2,1.8535011630773125E-2,0,0,2.5555143446668611E-5,7.5389008276764589E-3,5.7440666224347549E-2]
[2004,1,24,9,null,null,4.1281930684533473E-2,1.6243054022043013E-2,0,0,6.0365631720430322E-5,9.3177551291199756E-3,6.6903105467416901E-2,null,3.3335142395984181E-2,1.976245864351444E-2,0,0,2.5555143446668611E-5,8.5380375576155181E-3,6.166119374056081E-2]
[2004,1,24,10,null,null,4.3093996668302076E-2,1.6887288441536322E-2,0,0,6.0365631720430322E-5,1.0464900100957327E-2,7.0506550842516155E-2,null,3.4798384947827256E-2,2.0546280211471257E-2,0,0,2.5555143446668611E-5,9.5891884751758659E-3,6.4959408777921043E-2]
[2004,1,24,11,null,null,4.403412382096672E-2,1.6784984837444162E-2,0,0,6.0365631720430322E-5,1.0385454776593086E-2,7.1264929066724395E-2,null,3.5557537244842966E-2,2.0421810346247016E-2,0,0,2.5555143446668611E-5,9.5163912022491505E-3,6.5521293936785796E-2]
[2004,1,24,12,null,null,4.4106879599822742E-2,1.6508684932336641E-2,0,0,6.0365631720430322E-5,9.2470121329155698E-3,6.9922942296795382E-2,null,3.561628750695716E-2,2.0085644164660459E-2,0,0,2.5555143446668611E-5,8.4732143947225773E-3,6.4200701209786867E-2]
[2004,1,24,13,null,null,4.4411188049146351E-2,1.6032524767858228E-2,0,0,6.0365631720430322E-5,8.2942138302095278E-3,6.8798292278934539E-2,null,3.5862016457185356E-2,1.9506313729298768E-2,0,0,2.5555143446668611E-5,7.6001470538656791E-3,6.2994032383796472E-2]
[2004,1,24,14,null,null,4.2488806017979823E-2,1.5821962462648879E-2,0,0,6.0365631720430322E-5,7.8298218682088441E-3,6.6200955980557974E-2,null,3.4309693741512888E-2,1.9250128602848058E-2,0,0,2.5555143446668611E-5,7.1746158011044706E-3,6.0759993288912087E-2]
[2004,1,24,15,null,null,4.1700852340927873E-2,1.5704237697974546E-2,0,0,6.0365631720430322E-5,8.2385290056958202E-3,6.5703984676318661E-2,null,3.3673421464746361E-2,1.9106896253190366E-2,0,0,2.5555143446668611E-5,7.5491219822149533E-3,6.0354994843598353E-2]
[2004,1,24,16,null,null,4.0811860918041995E-2,1.555483163952689E-2,0,0,6.0365631720430322E-5,8.6720483435690568E-3,6.5099106532858372E-2,null,3.2955561248925298E-2,1.8925118180719798E-2,0,0,2.5555143446668611E-5,7.9463640579534138E-3,5.9852598631045181E-2]
[2004,1,24,17,null,null,4.5638399050190515E-2,1.5280649678618224E-2,0,0,6.0365631720430322E-5,6.5665629213346472E-3,6.7545977281863817E-2,null,3.685298884610641E-2,1.859152884118415E-2,0,0,2.5555143446668611E-5,6.0170674234165944E-3,6.1487140254153819E-2]
[2004,1,24,18,null,null,5.1252575518262629E-2,1.5409635501370086E-2,0,0,6.0365631720430322E-5,6.5940887073346012E-3,7.3316665358687749E-2,null,4.1386434082219946E-2,1.8748462197699128E-2,0,0,2.5555143446668611E-5,6.0422898285360438E-3,6.6202741251901787E-2]
[2004,1,24,19,null,null,5.2327900515726528E-2,1.4897651088470973E-2,1.21485E-3,1.6100000000000204E-6,6.0365631720430322E-5,3.7397843050888079E-3,7.2242161541006752E-2,null,4.2254758584442186E-2,1.8125545425255241E-2,6.8676203079926206E-4,2.1244807820875342E-6,2.5555143446668611E-5,3.4268360148722848E-3,6.452158167959772E-2]
[2004,1,24,20,null,null,4.9776095326251261E-2,1.4456964083326815E-2,1.21485E-3,1.6100000000000204E-6,6.0365631720430322E-5,3.922168953062073E-3,6.9432053994360587E-2,null,4.0194176922019126E-2,1.7589374166939113E-2,6.8676203079926206E-4,2.1244807820875342E-6,2.5555143446668611E-5,3.5939585623903686E-3,6.2091951306376625E-2]
[2004,1,24,21,null,null,4.6515113804878445E-2,1.4500808995598496E-2,1.21485E-3,1.6100000000000204E-6,6.0365631720430322E-5,6.0085725424978732E-3,6.830132097469524E-2,null,3.7560935657303687E-2,1.7642719016024867E-2,6.8676203079926206E-4,2.1244807820875342E-6,2.5555143446668611E-5,5.5057701479164552E-3,6.1423866476273022E-2]
[2004,1,24,22,null,null,4.2126769623025404E-2,1.39092071015117E-2,1.21485E-3,1.6100000000000204E-6,6.0365631720430322E-5,6.7543604629751374E-3,6.4067162819232665E-2,null,3.4017349498445405E-2,1.6922933934386347E-2,6.8676203079926206E-4,2.1244807820875342E-6,2.5555143446668611E-5,6.18914990911568E-3,5.784387499697545E-2]
[2004,1,24,23,null,null,4.0013589318123009E-2,1.3341597706797147E-2,1.21485E-3,1.6100000000000204E-6,6.0365631720430322E-5,6.073345204042277E-3,6.070535786068286E-2,null,3.2310957253600552E-2,1.623233983961243E-2,6.8676203079926206E-4,2.1244807820875342E-6,2.5555143446668611E-5,5.5651225787658664E-3,5.482286132700686E-2]
[2004,1,24,24,null,null,3.6109244677626162E-2,1.3133672131496101E-2,1.21485E-3,1.6100000000000204E-6,6.0365631720430322E-5,7.8709621440624204E-3,5.8390704584905126E-2,null,2.9158200529392345E-2,1.5979362746927798E-2,6.8676203079926206E-4,2.1244807820875342E-6,2.5555143446668611E-5,7.2123134241371626E-3,5.3064318355485314E-2]
[2004,1,25,1,null,null,3.3170673495292763E-2,1.3424798534431816E-2,1.21485E-3,1.6100000000000204E-6,6.0365631720430322E-5,1.0270165901683413E-2,5.8142463563128431E-2,null,{"$f":"G579*X$5","v":2.6785305483557682E-2},{"$f":"H579*Y$5","v":1.633356790380559E-2},{"$f":"I579*Z$5","v":6.8676203079926206E-4},{"$f":"J579*AA$5","v":2.1244807820875342E-6},{"$f":"K579*AB$5","v":2.5555143446668611E-5},{"$f":"L579*AC$5","v":9.410749797177478E-3},{"$f":"SUM(O579:T579)","v":5.3244064839568762E-2}]
[2004,1,25,2,null,null,3.0687667377109932E-2,1.3210770865566202E-2,1.21485E-3,1.6100000000000204E-6,6.0365631720430322E-5,1.1024376170828042E-2,5.6199640045224604E-2,null,2.4780279043485311E-2,1.607316656863891E-2,6.8676203079926206E-4,2.1244807820875342E-6,2.5555143446668611E-5,1.010184711783698E-2,5.1669734384989216E-2]
[2004,1,25,3,null,null,2.9887507958638742E-2,1.3072829965939734E-2,1.21485E-3,1.6100000000000204E-6,6.0365631720430322E-5,1.1140457204744615E-2,5.5377620761043522E-2,null,2.4134150635440228E-2,1.5905337826555198E-2,6.8676203079926206E-4,2.1244807820875342E-6,2.5555143446668611E-5,1.0208214393384835E-2,5.0962144510408272E-2]
[2004,1,25,4,null,null,3.0064184138948638E-2,1.2796819785083463E-2,1.21485E-3,1.6100000000000204E-6,6.0365631720430322E-5,1.0928100088538522E-2,5.5065929644291051E-2,null,2.427681657986069E-2,1.5569524144167721E-2,6.8676203079926206E-4,2.1244807820875342E-6,2.5555143446668611E-5,1.0013627498937675E-2,5.0574409877994102E-2]
[2004,1,25,5,null,null,2.9578631035137061E-2,1.3020011883554755E-2,1.21485E-3,1.6100000000000204E-6,6.0365631720430322E-5,1.181222314503632E-2,5.5687691695448564E-2,null,2.3884732644153795E-2,1.5841075578375372E-2,6.8676203079926206E-4,2.1244807820875342E-6,2.5555143446668611E-5,1.0823766395842231E-2,5.126401627339941E-2]
[2004,1,25,6,null,null,3.1372322963426139E-2,1.2971883175518929E-2,1.21485E-3,1.6100000000000204E-6,6.0365631720430322E-5,1.1101868628760199E-2,5.6722900399425694E-2,null,2.5333138153599742E-2,1.5782518757667084E-2,6.8676203079926206E-4,2.1244807820875342E-6,2.5555143446668611E-5,1.0172854941834088E-2,5.2002953508128932E-2]
[2004,1,25,7,null,null,3.5450919268280805E-2,1.3501938155231531E-2,0,0,6.0365631720430322E-5,1.0469674467556525E-2,5.9482897522789298E-2,null,2.8626603026573903E-2,1.6427421471229667E-2,0,0,2.5555143446668611E-5,9.5935633187699387E-3,5.4673142960020182E-2]
[2004,1,25,8,null,null,3.8681670864908056E-2,1.4667989745812382E-2,0,0,6.0365631720430322E-5,1.0636795784476018E-2,6.4046822026916889E-2,null,3.123543363923641E-2,1.7846123046917701E-2,0,0,2.5555143446668611E-5,9.7466997835904696E-3,5.8853811613191247E-2]
[2004,1,25,9,null,null,4.4168618632248538E-2,1.5012433263175974E-2,0,0,6.0365631720430322E-5,8.7637213834431855E-3,6.8005138910588125E-2,null,3.5666141750767398E-2,1.826519760997013E-2,0,0,2.5555143446668611E-5,8.0303658208909223E-3,6.1987260325075122E-2]
[2004,1,25,10,null,null,4.6831412676147072E-2,1.562735772366005E-2,0,0,6.0365631720430322E-5,8.9792094117264569E-3,7.1498345443254008E-2,null,3.7816346868421752E-2,1.9013358590208838E-2,0,0,2.5555143446668611E-5,8.2278216300642262E-3,6.5083082232141487E-2]
[2004,1,25,11,null,null,4.5790460499981513E-2,1.6343008254250807E-2,0,0,6.0365631720430322E-5,1.2500543065437278E-2,7.4694377451390029E-2,null,3.6975778405549713E-2,1.9884070095250676E-2,0,0,2.5555143446668611E-5,1.1454487127456194E-2,6.8339890771703257E-2]
[2004,1,25,12,null,null,4.5292988512424831E-2,1.6453555195439128E-2,0,0,6.0365631720430322E-5,1.1966932726982215E-2,7.3773842066566606E-2,null,3.6574069976020557E-2,2.0018569392638744E-2,0,0,2.5555143446668611E-5,1.0965529750091465E-2,6.7583724262197428E-2]
[2004,1,25,13,null,null,4.4068762437954136E-2,1.6429993305400771E-2,0,0,6.0365631720430322E-5,1.1425334063971422E-2,7.198445543904676E-2,null,3.5585507914105002E-2,1.9989902315818452E-2,0,0,2.5555143446668611E-5,1.0469252517876067E-2,6.6070217891246188E-2]
[2004,1,25,14,null,null,4.2658719090312359E-2,1.6657880319169344E-2,0,0,6.0365631720430322E-5,1.1583593233657527E-2,7.096055827485967E-2,null,3.444689847896637E-2,2.0267165919010545E-2,0,0,2.5555143446668611E-5,1.0614268427383514E-2,6.535388796880709E-2]
[2004,1,25,15,null,null,4.270427396720014E-2,1.6421390303807598E-2,0,0,6.0365631720430322E-5,9.9835113402936063E-3,6.916954124302177E-2,null,3.448368402369998E-2,1.9979435290161551E-2,0,0,2.5555143446668611E-5,9.1480827301326367E-3,6.3636757187440829E-2]
[2004,1,25,16,null,null,4.4803211258027741E-2,1.6140867814290586E-2,0,0,6.0365631720430322E-5,9.331107902523339E-3,7.0335552606562102E-2,null,3.6178575040417701E-2,1.9638131611054634E-2,0,0,2.5555143446668611E-5,8.5502729597307699E-3,6.4392534754649774E-2]
[2004,1,25,17,null,null,4.8214072913836344E-2,1.5848922094377584E-2,0,0,6.0365631720430322E-5,8.4344019215970047E-3,7.2557762561531361E-2,null,3.8932844453305922E-2,1.928292961467501E-2,0,0,2.5555143446668611E-5,7.7286040880772833E-3,6.5969933299504888E-2]
[2004,1,25,18,null,null,5.5579051874167396E-2,1.5507621014637941E-2,0,0,6.0365631720430322E-5,6.9452590409769541E-3,7.8092297561502724E-2,null,4.4880061996550473E-2,1.886767836548332E-2,0,0,2.5555143446668611E-5,6.3640739338500412E-3,7.0137369439330494E-2]
[2004,1,25,19,null,null,5.5796784873682913E-2,1.539924142454362E-2,1.21485E-3,1.6100000000000204E-6,6.0365631720430322E-5,6.520597836858961E-3,7.8993449766805932E-2,null,4.5055881305938392E-2,1.8735816022100515E-2,6.8676203079926206E-4,2.1244807820875342E-6,2.5555143446668611E-5,5.9749487357977403E-3,7.048108771886466E-2]
[2004,1,25,20,null,null,5.2031352890891898E-2,1.536835353763967E-2,1.21485E-3,1.6100000000000204E-6,6.0365631720430322E-5,8.3466495913702959E-3,7.7023181651622308E-2,null,4.2015296496862135E-2,1.8698235614703206E-2,6.8676203079926206E-4,2.1244807820875342E-6,2.5555143446668611E-5,7.6481949465124436E-3,6.9076168713105804E-2]
[2004,1,25,21,null,null,5.0619096016275171E-2,1.5151201506353794E-2,1.21485E-3,1.6100000000000204E-6,6.0365631720430322E-5,8.8746420894206934E-3,7.592176524377009E-2,null,4.0874899639583018E-2,1.8434032957258463E-2,6.8676203079926206E-4,2.1244807820875342E-6,2.5555143446668611E-5,8.1320045890737724E-3,6.8155378840943262E-2]
[2004,1,25,22,null,null,4.9405650924695954E-2,1.4663752986416475E-2,1.21485E-3,1.6100000000000204E-6,6.0365631720430322E-5,7.6895676576808191E-3,7.3035797200513689E-2,null,3.989504321700886E-2,1.7840968303097327E-2,6.8676203079926206E-4,2.1244807820875342E-6,2.5555143446668611E-5,7.046098180657507E-3,6.5496551355791702E-2]
[2004,1,25,23,null,null,4.4420996460858272E-2,1.4809114259010046E-2,1.21485E-3,1.6100000000000204E-6,6.0365631720430322E-5,5.6684326425368312E-3,6.6175368994125586E-2,null,3.586993674569109E-2,1.8017825200457922E-2,6.8676203079926206E-4,2.1244807820875342E-6,2.5555143446668611E-5,5.1940934403332155E-3,5.9796297041510245E-2]
[2004,1,25,24,null,null,3.6101863604952988E-2,1.518905954895701E-2,1.21485E-3,1.6100000000000204E-6,6.0365631720430322E-5,9.4651963407862347E-3,6.2032945126416668E-2,null,2.9152240316182465E-2,1.8480093753476659E-2,6.8676203079926206E-4,2.1244807820875342E-6,2.5555143446668611E-5,8.6731407649119456E-3,5.7019916489599087E-2]
[2004,1,26,1,null,null,3.0534188806919393E-2,1.4819489412764814E-2,1.21485E-3,1.6100000000000204E-6,6.0365631720430322E-5,1.009523268024032E-2,5.6725736531644963E-2,null,2.4656345159890312E-2,1.803044835289714E-2,6.8676203079926206E-4,2.1244807820875342E-6,2.5555143446668611E-5,9.2504551345620138E-3,5.2651690302377478E-2]
[2004,1,26,2,null,null,2.8242756721780955E-2,1.4779641776147255E-2,1.21485E-3,1.6100000000000204E-6,6.0365631720430322E-5,1.1074964837067935E-2,5.5374188966716573E-2,null,2.2806014674319419E-2,1.7981966874621714E-2,6.8676203079926206E-4,2.1244807820875342E-6,2.5555143446668611E-5,1.0148202482016493E-2,5.1650625685985635E-2]
[2004,1,26,3,null,null,2.8047620127307847E-2,1.488693372075358E-2,1.21485E-3,1.6100000000000204E-6,6.0365631720430322E-5,1.1608220706599847E-2,5.5819600186381713E-2,null,2.2648441952899549E-2,1.8112505910888369E-2,6.8676203079926206E-4,2.1244807820875342E-6,2.5555143446668611E-5,1.0636835052715139E-2,5.2112224571531071E-2]
[2004,1,26,4,null,null,2.9035179086119346E-2,1.4761177679940911E-2,1.21485E-3,1.6100000000000204E-6,6.0365631720430322E-5,1.1030324195232172E-2,5.6103506593012858E-2,null,2.3445895414269391E-2,1.7959502137561024E-2,6.8676203079926206E-4,2.1244807820875342E-6,2.5555143446668611E-5,1.0107297406565578E-2,5.2227136613423999E-2]
[2004,1,26,5,null,null,2.9569563284696156E-2,1.5050280557899001E-2,1.21485E-3,1.6100000000000204E-6,6.0365631720430322E-5,1.1469985546112813E-2,5.7366655020428398E-2,null,2.3877410439326004E-2,1.8311245329550307E-2,6.8676203079926206E-4,2.1244807820875342E-6,2.5555143446668611E-5,1.0510167526506735E-2,5.3413264950411064E-2]
[2004,1,26,6,null,null,3.1606439195948514E-2,1.5812916217138699E-2,1.21485E-3,1.6100000000000204E-6,6.0365631720430322E-5,1.1113455264795284E-2,5.9809636309602933E-2,null,2.5522186917040175E-2,1.9239122295011402E-2,6.8676203079926206E-4,2.1244807820875342E-6,2.5555143446668611E-5,1.018347199843872E-2,5.5659222865518311E-2]
[2004,1,26,7,null,null,3.8708104985076076E-2,1.6900518441223377E-2,0,0,6.0365631720430322E-5,1.0186035921201257E-2,6.5855024979221133E-2,null,3.1256779180622238E-2,2.0562376773196309E-2,0,0,2.5555143446668611E-5,9.3336598840895874E-3,6.1178370981354799E-2]
[2004,1,26,8,null,null,4.5089855559348697E-2,1.8611928153772495E-2,0,0,6.0365631720430322E-5,1.1965093656072425E-2,7.5727243000914046E-2,null,3.6410040198250337E-2,2.2644599957362437E-2,0,0,2.5555143446668611E-5,1.0963844574179316E-2,7.0044039873238761E-2]
[2004,1,26,9,null,null,4.7472855252750787E-2,1.9486666131858663E-2,0,0,6.0365631720430322E-5,1.3030597220322808E-2,8.0050484236652689E-2,null,3.8334311490603123E-2,2.3708868603663783E-2,0,0,2.5555143446668611E-5,1.1940185905677922E-2,7.4008921143391498E-2]
[2004,1,26,10,null,null,4.4327405280883359E-2,2.042842930717588E-2,0,0,6.0365631720430322E-5,1.4435259984930504E-2,7.9251460204710175E-2,null,3.5794361905567618E-2,2.4854684887900363E-2,0,0,2.5555143446668611E-5,1.3227305310922182E-2,7.3901907247836837E-2]
[2004,1,26,11,null,null,4.2705365496913707E-2,2.1041382380266597E-2,0,0,6.0365631720430322E-5,1.417780225096423E-2,7.7984915759864964E-2,null,3.4484565433503929E-2,2.5600447337556169E-2,0,0,2.5555143446668611E-5,1.2991391856271196E-2,7.3101959770777963E-2]
[2004,1,26,12,null,null,4.1859271373864797E-2,2.0893002104355761E-2,0,0,6.0365631720430322E-5,1.3934644584416386E-2,7.6747283694357377E-2,null,3.3801344770018636E-2,2.5419917305320745E-2,0,0,2.5555143446668611E-5,1.2768581827392092E-2,7.2015399046178138E-2]
[2004,1,26,13,null,null,4.1673382684858797E-2,2.0536467121030872E-2,0,0,6.0365631720430322E-5,1.2515201672164687E-2,7.4785417109774793E-2,null,3.3651239728537632E-2,2.4986131401920911E-2,0,0,2.5555143446668611E-5,1.1467919089666684E-2,7.0130845363571892E-2]
[2004,1,26,14,null,null,4.0121258175361378E-2,2.0401770325261078E-2,0,0,6.0365631720430322E-5,1.3539002264936355E-2,7.4122396397279244E-2,null,3.2397899812442614E-2,2.4822249668091666E-2,0,0,2.5555143446668611E-5,1.2406047189349758E-2,6.9651751813330706E-2]
[2004,1,26,15,null,null,3.9389327246836449E-2,1.9822830461025509E-2,0,0,6.0365631720430322E-5,1.2600700796608282E-2,7.1873224136190669E-2,null,3.1806865882541058E-2,2.4117870115545045E-2,0,0,2.5555143446668611E-5,1.1546263575599918E-2,6.7496554717132687E-2]
[2004,1,26,16,null,null,4.1804684618636109E-2,1.9505903830270888E-2,0,0,6.0365631720430322E-5,1.1644700726728005E-2,7.3015654807355432E-2,null,3.3757265987163533E-2,2.3732274560373162E-2,0,0,2.5555143446668611E-5,1.0670262394133823E-2,6.8185358085117193E-2]
[2004,1,26,17,null,null,4.6186353057865746E-2,2.0061497273367764E-2,0,0,6.0365631720430322E-5,1.1214291298601489E-2,7.7522507261555434E-2,null,3.7295461486542961E-2,2.4408249190938897E-2,0,0,2.5555143446668611E-5,1.0275869988283693E-2,7.2005135809212223E-2]
[2004,1,26,18,null,null,5.3549193805116795E-2,2.0138123246369041E-2,0,0,6.0365631720430322E-5,1.0360836083945942E-2,8.410851876715221E-2,null,4.3240952423586859E-2,2.450147781779698E-2,0,0,2.5555143446668611E-5,9.4938326224702305E-3,7.7261818007300739E-2]
[2004,1,26,19,null,null,5.3220765513569232E-2,1.9654724279805299E-2,1.21485E-3,1.6100000000000204E-6,6.0365631720430322E-5,8.9055706136451449E-3,8.305788603874012E-2,null,4.2975746710480288E-2,2.3913340139250248E-2,6.8676203079926206E-4,2.1244807820875342E-6,2.5555143446668611E-5,8.1603449884264795E-3,7.576387349318503E-2]
[2004,1,26,20,null,null,5.270176550832472E-2,1.9006376029137531E-2,1.21485E-3,1.6100000000000204E-6,6.0365631720430322E-5,8.2929615453236228E-3,8.1277928714506301E-2,null,4.2556654415341476E-2,2.312451339071955E-2,6.8676203079926206E-4,2.1244807820875342E-6,2.5555143446668611E-5,7.5989995612303256E-3,7.3994609022319358E-2]
[2004,1,26,21,null,null,4.904047201691232E-2,1.8950778753717645E-2,1.21485E-3,1.6100000000000204E-6,6.0365631720430322E-5,9.2098617286392598E-3,7.8477938130989661E-2,null,3.9600161396097851E-2,2.3056869777967507E-2,6.8676203079926206E-4,2.1244807820875342E-6,2.5555143446668611E-5,8.4391727674640506E-3,7.1810645596557421E-2]
[2004,1,26,22,null,null,4.5770509696327295E-2,1.7992793817982692E-2,1.21485E-3,1.6100000000000204E-6,6.0365631720430322E-5,8.5433454441127751E-3,7.3583474590143194E-2,null,3.6959668139636762E-2,2.1891316942405946E-2,6.8676203079926206E-4,2.1244807820875342E-6,2.5555143446668611E-5,7.8284311251703292E-3,6.7393857862241058E-2]
[2004,1,26,23,null,null,4.2885881962395185E-2,1.7181507619438895E-2,1.21485E-3,1.6100000000000204E-6,6.0365631720430322E-5,7.3618038009922917E-3,6.8706019014546801E-2,null,3.4630332406653259E-2,2.0904248259077191E-2,6.8676203079926206E-4,2.1244807820875342E-6,2.5555143446668611E-5,6.7457618786559903E-3,6.2994784199414455E-2]
[2004,1,26,24,null,null,3.4531884444269016E-2,1.6660866186177601E-2,1.21485E-3,1.6100000000000204E-6,6.0365631720430322E-5,1.0236946549247504E-2,6.2706522811414561E-2,null,2.7884482776447634E-2,2.0270798737887192E-2,6.8676203079926206E-4,2.1244807820875342E-6,2.5555143446668611E-5,9.3803102680412101E-3,5.825003343740405E-2]
[2004,1,27,1,null,null,3.051939564012451E-2,1.6459061779955191E-2,1.21485E-3,1.6100000000000204E-6,6.0365631720430322E-5,1.1227933675254339E-2,5.9483216727054471E-2,null,2.4644399683663356E-2,2.0025269096316269E-2,6.8676203079926206E-4,2.1244807820875342E-6,2.5555143446668611E-5,1.0288370759405393E-2,5.567248119441303E-2]
[2004,1,27,2,null,null,2.9813816807053577E-2,1.5772221811906625E-2,1.21485E-3,1.6100000000000204E-6,6.0365631720430322E-5,1.176299723357411E-2,5.8625861484254742E-2,null,2.4074645060224099E-2,1.9189610577613314E-2,6.8676203079926206E-4,2.1244807820875342E-6,2.5555143446668611E-5,1.0778659749976566E-2,5.4757357042841986E-2]
[2004,1,27,3,null,null,2.9848558437111084E-2,1.5539266110384822E-2,1.21485E-3,1.6100000000000204E-6,6.0365631720430322E-5,1.1698216262539089E-2,5.8362866441755423E-2,null,2.4102698912498735E-2,1.8906180047194104E-2,6.8676203079926206E-4,2.1244807820875342E-6,2.5555143446668611E-5,1.0719299704981687E-2,5.4442620319702539E-2]
[2004,1,27,4,null,null,3.0185831027392057E-2,1.562687537781032E-2,1.21485E-3,1.6100000000000204E-6,6.0365631720430322E-5,1.1820356194435706E-2,5.8909888231358523E-2,null,2.4375046393269321E-2,1.9012771733827379E-2,6.8676203079926206E-4,2.1244807820875342E-6,2.5555143446668611E-5,1.0831218864840144E-2,5.4933478646964864E-2]
[2004,1,27,5,null,null,3.1563515896795027E-2,1.5319162294450909E-2,1.21485E-3,1.6100000000000204E-6,6.0365631720430322E-5,1.2110918014788528E-2,6.0270421837754898E-2,null,2.5487526370266789E-2,1.8638386037904305E-2,6.8676203079926206E-4,2.1244807820875342E-6,2.5555143446668611E-5,1.1097466228137813E-2,5.5937820291336926E-2]
[2004,1,27,6,null,null,3.3817352834809911E-2,1.5891241462489127E-2,1.21485E-3,1.6100000000000204E-6,6.0365631720430322E-5,1.1453804390253723E-2,6.24392243192732E-2,null,2.7307498789681847E-2,1.9334418377871209E-2,6.8676203079926206E-4,2.1244807820875342E-6,2.5555143446668611E-5,1.049534042335409E-2,5.7851699245935168E-2]
[2004,1,27,7,null,null,4.0797777619528679E-2,1.6944645419733669E-2,0,0,6.0365631720430322E-5,1.0762363689264644E-2,6.8565152360247419E-2,null,3.2944188991049714E-2,2.061606480419648E-2,0,0,2.5555143446668611E-5,9.8617600606915306E-3,6.3447568999384391E-2]
[2004,1,27,8,null,null,4.6430179558888118E-2,1.902226064769905E-2,0,0,6.0365631720430322E-5,1.2330655039310768E-2,7.784346087761837E-2,null,3.7492351287885035E-2,2.3143839751203481E-2,0,0,2.5555143446668611E-5,1.1298815473977755E-2,7.1960561656512934E-2]
[2004,1,27,9,null,null,4.742458275510008E-2,2.0197959666688314E-2,0,0,6.0365631720430322E-5,1.4158011956560041E-2,8.184092001006886E-2,null,3.8295331468198329E-2,2.4574279076743165E-2,0,0,2.5555143446668611E-5,1.2973257630316795E-2,7.5868423318704969E-2]
[2004,1,27,10,null,null,4.3298120503704844E-2,2.1393423398906035E-2,0,0,6.0365631720430322E-5,1.6485884006338009E-2,8.1237793540669317E-2,null,3.496321486267702E-2,2.6028765562825944E-2,0,0,2.5555143446668611E-5,1.5106331392709699E-2,7.6123866961659334E-2]
[2004,1,27,11,null,null,4.2393427024015301E-2,2.1845660615984534E-2,0,0,6.0365631720430322E-5,1.6349237414005943E-2,8.0648690685726207E-2,null,3.423267524231309E-2,2.6578989633215866E-2,0,0,2.5555143446668611E-5,1.4981119501939442E-2,7.5818339520915073E-2]
[2004,1,27,12,null,null,4.2924668606707059E-2,2.1627693973404621E-2,0,0,6.0365631720430322E-5,1.4743802699879717E-2,7.9356530911711826E-2,null,3.4661652606308629E-2,2.6313795861539337E-2,0,0,2.5555143446668611E-5,1.3510028912461369E-2,7.4511032523756002E-2]
[2004,1,27,13,null,null,4.0824561879164924E-2,2.1764952416039023E-2,0,0,6.0365631720430322E-5,1.443089927684375E-2,7.7080779203768129E-2,null,3.2965817269915071E-2,2.64807942777457E-2,0,0,2.5555143446668611E-5,1.3223309510548962E-2,7.2695476201656409E-2]
[2004,1,27,14,null,null,3.9404943603516082E-2,2.2077506917636949E-2,0,0,6.0365631720430322E-5,1.4748992327082627E-2,7.6291808479956091E-2,null,3.18194760842683E-2,2.6861070388586115E-2,0,0,2.5555143446668611E-5,1.3514784267303223E-2,7.2220885883604313E-2]
[2004,1,27,15,null,null,3.8523203063317128E-2,2.1965216369111723E-2,0,0,6.0365631720430322E-5,1.3447994465129521E-2,7.39967795292788E-2,null,3.1107470953295677E-2,2.6724449694086435E-2,0,0,2.5555143446668611E-5,1.232265499863224E-2,7.0180130789461018E-2]
[2004,1,27,16,null,null,3.9020489696207805E-2,2.1683657615075961E-2,0,0,6.0365631720430322E-5,1.4463064799770246E-2,7.5227577742774443E-2,null,3.1509029709006708E-2,2.6381885221617156E-2,0,0,2.5555143446668611E-5,1.325278339551386E-2,7.1169253469584387E-2]
[2004,1,27,17,null,null,4.4354840666595917E-2,2.0982693707552187E-2,0,0,6.0365631720430322E-5,1.3297644830141375E-2,7.8695544836009906E-2,null,{"$f":"G643*X$5","v":3.5816515968477271E-2},{"$f":"H643*Y$5","v":2.5529042510250458E-2},{"$f":"I643*Z$5","v":0},{"$f":"J643*AA$5","v":0},{"$f":"K643*AB$5","v":2.5555143446668611E-5},{"$f":"L643*AC$5","v":1.2184886747319134E-2},{"$f":"SUM(O643:T643)","v":7.3556000369493529E-2}]
[2004,1,27,18,null,null,5.0580068377054463E-2,2.101576392218581E-2,0,0,6.0365631720430322E-5,1.277605343436514E-2,8.4432251365325839E-2,null,4.0843384836635861E-2,2.5569278093296739E-2,0,0,2.5555143446668611E-5,1.1706942557419909E-2,7.8145160630799182E-2]
[2004,1,27,19,null,null,5.2741546436619595E-2,2.02955747094224E-2,1.21485E-3,1.6100000000000204E-6,6.0365631720430322E-5,1.1098380163590479E-2,8.5412326941352909E-2,null,4.2588777498912538E-2,2.4693044503638829E-2,6.8676203079926206E-4,2.1244807820875342E-6,2.5555143446668611E-5,1.0169658394358353E-2,7.8165922051937731E-2]
[2004,1,27,20,null,null,5.3208551371928224E-2,1.9600671522961237E-2,1.21485E-3,1.6100000000000204E-6,6.0365631720430322E-5,8.8331258350970391E-3,8.291917436170694E-2,null,4.296588379602604E-2,2.3847575698015915E-2,6.8676203079926206E-4,2.1244807820875342E-6,2.5555143446668611E-5,8.0939624497650148E-3,7.5621863598834979E-2]
[2004,1,27,21,null,null,5.1134293515549309E-2,1.8914549079491659E-2,1.21485E-3,1.6100000000000204E-6,6.0365631720430322E-5,8.5796319668989714E-3,7.9905300193660364E-2,null,4.1290921412682716E-2,2.3012790170919017E-2,6.8676203079926206E-4,2.1244807820875342E-6,2.5555143446668611E-5,7.861681161267068E-3,7.2879834399896815E-2]
[2004,1,27,22,null,null,4.7489239752641778E-2,1.8109843051456062E-2,1.21485E-3,1.6100000000000204E-6,6.0365631720430322E-5,8.8758937788432114E-3,7.575180221466149E-2,null,3.8347541967664066E-2,2.2033727392597971E-2,6.8676203079926206E-4,2.1244807820875342E-6,2.5555143446668611E-5,8.1331515360746152E-3,6.9228862551364664E-2]
[2004,1,27,23,null,null,4.5072719180600899E-2,1.7205955203331614E-2,1.21485E-3,1.6100000000000204E-6,6.0365631720430322E-5,7.5869531158695566E-3,7.1142453131522509E-2,null,3.6396202579315438E-2,2.0933992934244684E-2,6.8676203079926206E-4,2.1244807820875342E-6,2.5555143446668611E-5,6.9520705098504061E-3,6.4996707678438542E-2]
[2004,1,27,24,null,null,3.6862770865774434E-2,1.6688201147034138E-2,1.21485E-3,1.6100000000000204E-6,6.0365631720430322E-5,1.000639304461866E-2,6.4834190689147669E-2,null,2.9766672622739396E-2,2.0304056401914926E-2,6.8676203079926206E-4,2.1244807820875342E-6,2.5555143446668611E-5,9.1690496742304704E-3,5.9954220353912804E-2]
[2004,1,28,1,null,null,3.2082942603116157E-2,1.6459152178387528E-2,1.21485E-3,1.6100000000000204E-6,6.0365631720430322E-5,1.1698563257959461E-2,6.1517483671183586E-2,null,2.5906963226353056E-2,2.0025379081499973E-2,6.8676203079926206E-4,2.1244807820875342E-6,2.5555143446668611E-5,1.071961766353398E-2,5.7366401626415021E-2]
[2004,1,28,2,null,null,3.1296429639546021E-2,1.6067045293429928E-2,1.21485E-3,1.6100000000000204E-6,6.0365631720430322E-5,1.1990515433589576E-2,6.0630815998285958E-2,null,2.5271854325142656E-2,1.9548313864127927E-2,6.8676203079926206E-4,2.1244807820875342E-6,2.5555143446668611E-5,1.0987139036012127E-2,5.6521748880310724E-2]
[2004,1,28,3,null,null,3.1295483986473104E-2,1.597087411364562E-2,1.21485E-3,1.6100000000000204E-6,6.0365631720430322E-5,1.1815640495873787E-2,6.0358824227712951E-2,null,2.5271090710667261E-2,1.9431305143932442E-2,6.8676203079926206E-4,2.1244807820875342E-6,2.5555143446668611E-5,1.0826897779892737E-2,5.6243735289520452E-2]
[2004,1,28,4,null,null,3.1812503728742683E-2,1.5660386581718682E-2,1.21485E-3,1.6100000000000204E-6,6.0365631720430322E-5,1.2174836281416666E-2,6.0924552223598466E-2,null,2.5688583944251626E-2,1.9053543855894736E-2,6.8676203079926206E-4,2.1244807820875342E-6,2.5555143446668611E-5,1.1156035760554819E-2,5.6612605215729195E-2]
[2004,1,28,5,null,null,3.3072865248219688E-2,1.5807424459581328E-2,1.21485E-3,1.6100000000000204E-6,6.0365631720430322E-5,1.2174500436219664E-2,6.2331615775741117E-2,null,2.6706325363451428E-2,1.9232440630869888E-2,6.8676203079926206E-4,2.1244807820875342E-6,2.5555143446668611E-5,1.1155728019165846E-2,5.7808935668515173E-2]
[2004,1,28,6,null,null,3.5509475154156804E-2,1.6223939251099415E-2,1.21485E-3,1.6100000000000204E-6,6.0365631720430322E-5,1.1564351627101351E-2,6.4574591664078002E-2,null,2.8673886880827618E-2,1.9739202249135623E-2,6.8676203079926206E-4,2.1244807820875342E-6,2.5555143446668611E-5,1.0596636974617378E-2,5.9724167759608635E-2]
[2004,1,28,7,null,null,4.2863581022382476E-2,1.7102646009362295E-2,0,0,6.0365631720430322E-5,1.0883422612899559E-2,7.0910015276364757E-2,null,3.461232440657766E-2,2.0808299596616005E-2,0,0,2.5555143446668611E-5,9.9726886719671351E-3,6.5418867818607479E-2]
[2004,1,28,8,null,null,4.867014921067199E-2,1.9158863605895204E-2,0,0,6.0365631720430322E-5,1.2616254828975727E-2,8.0505633277263358E-2,null,3.9301125879255445E-2,2.3310040658266258E-2,0,0,2.5555143446668611E-5,1.1560516033481171E-2,7.419723771444954E-2]
[2004,1,28,9,null,null,4.9500155324669316E-2,2.0618344721018991E-2,0,0,6.0365631720430322E-5,1.4460939084806874E-2,8.4639804762215623E-2,null,3.9971355481913162E-2,2.5085749532932453E-2,0,0,2.5555143446668611E-5,1.3250835562163171E-2,7.8333495720455448E-2]
[2004,1,28,10,null,null,4.5314559427048595E-2,2.1658513968134219E-2,0,0,6.0365631720430322E-5,1.6982614581594106E-2,8.4016053608497343E-2,null,3.6591488480888702E-2,2.6351293666472476E-2,0,0,2.5555143446668611E-5,1.5561495136420687E-2,7.8529832427228538E-2]
[2004,1,28,11,null,null,4.4327806812476944E-2,2.2274333388017972E-2,0,0,6.0365631720430322E-5,1.6744302992815711E-2,8.3406808825031056E-2,null,3.5794686142167673E-2,2.7100543518182012E-2,0,0,2.5555143446668611E-5,1.5343125661454978E-2,7.826391046525133E-2]
[2004,1,28,12,null,null,4.4817363392659293E-2,2.2086724265835342E-2,0,0,6.0365631720430322E-5,1.5105998282902818E-2,8.2070451573117889E-2,null,3.6190002883431029E-2,2.6872284872163307E-2,0,0,2.5555143446668611E-5,1.3841915665032185E-2,7.6929758564073192E-2]
[2004,1,28,13,null,null,4.265801359343574E-2,2.2149247552968689E-2,0,0,6.0365631720430322E-5,1.4849248578169898E-2,7.971687535629475E-2,null,3.4446328790522736E-2,2.6948355165012945E-2,0,0,2.5555143446668611E-5,1.3606650991133912E-2,7.5026890090116261E-2]
[2004,1,28,14,null,null,4.1292122262898863E-2,2.2238377148426788E-2,0,0,6.0365631720430322E-5,1.5310055910105961E-2,7.8900920953152057E-2,null,3.3343372091408224E-2,2.7056796591222787E-2,0,0,2.5555143446668611E-5,1.402889757868362E-2,7.4454621404761306E-2]
[2004,1,28,15,null,null,4.0509183491748479E-2,2.1752758638999049E-2,0,0,6.0365631720430322E-5,1.4205093444495298E-2,7.6527401206963261E-2,null,3.2711149349136791E-2,2.6465958458438955E-2,0,0,2.5555143446668611E-5,1.3016399299816498E-2,7.221906225083892E-2]
[2004,1,28,16,null,null,4.0853749378674795E-2,2.1798106650320465E-2,0,0,6.0365631720430322E-5,1.5088076481214321E-2,7.7800298141930013E-2,null,3.2989386164010148E-2,2.6521132085091242E-2,0,0,2.5555143446668611E-5,1.3825493574754419E-2,7.3361566967302477E-2]
[2004,1,28,17,null,null,4.6142650947791852E-2,2.1590549183472616E-2,0,0,6.0365631720430322E-5,1.3593297098792312E-2,8.1386862861777209E-2,null,3.7260172050265113E-2,2.626860285941935E-2,0,0,2.5555143446668611E-5,1.2455798585927876E-2,7.601012863905901E-2]
[2004,1,28,18,null,null,5.257902294585947E-2,2.1495421533552123E-2,0,0,6.0365631720430322E-5,1.3184940734507048E-2,8.7319750845639074E-2,null,4.2457539845601647E-2,2.6152863772123499E-2,0,0,2.5555143446668611E-5,1.208161382502311E-2,8.0717572586194927E-2]
[2004,1,28,19,null,null,5.4835766630214965E-2,2.0657612605708357E-2,1.21485E-3,1.6100000000000204E-6,6.0365631720430322E-5,1.1563141718946245E-2,8.8333346586590006E-2,null,4.4279859461515671E-2,2.5133525643640374E-2,6.8676203079926206E-4,2.1244807820875342E-6,2.5555143446668611E-5,1.0595528312592415E-2,8.0723355072776476E-2]
[2004,1,28,20,null,null,5.5349269902093726E-2,1.9954669787383472E-2,1.21485E-3,1.6100000000000204E-6,6.0365631720430322E-5,9.1741676932219386E-3,8.5754933014419568E-2,null,4.4694513146676169E-2,2.4278275248176027E-2,6.8676203079926206E-4,2.1244807820875342E-6,2.5555143446668611E-5,8.4064656388957628E-3,7.8093695688775971E-2]
[2004,1,28,21,null,null,5.3150667947495796E-2,1.9375292768613727E-2,1.21485E-3,1.6100000000000204E-6,6.0365631720430322E-5,8.835208085598182E-3,8.2637994433428133E-2,null,4.2919142954117084E-2,2.3573363822227349E-2,6.8676203079926206E-4,2.1244807820875342E-6,2.5555143446668611E-5,8.0958704557961628E-3,7.530281888716861E-2]
[2004,1,28,22,null,null,4.9421483296086394E-2,1.8508210867684775E-2,1.21485E-3,1.6100000000000204E-6,6.0365631720430322E-5,9.1359261145833731E-3,7.8342445910074984E-2,null,3.9907827850528058E-2,2.2518410105740662E-2,6.8676203079926206E-4,2.1244807820875342E-6,2.5555143446668611E-5,8.3714241476616595E-3,7.1512103758958404E-2]
[2004,1,28,23,null,null,4.6941991114166096E-2,1.7689554674539379E-2,1.21485E-3,1.6100000000000204E-6,6.0365631720430322E-5,7.6670914679058382E-3,7.357546288833175E-2,null,3.7905638912571975E-2,2.1522374561049544E-2,6.8676203079926206E-4,2.1244807820875342E-6,2.5555143446668611E-5,7.0255028173117646E-3,6.7167957945961296E-2]
[2004,1,28,24,null,null,3.842513469406536E-2,1.731122198477969E-2,1.21485E-3,1.6100000000000204E-6,6.0365631720430322E-5,1.0038283444904504E-2,6.7051465755469997E-2,null,3.1028280784634925E-2,2.1062068012495383E-2,6.8676203079926206E-4,2.1244807820875342E-6,2.5555143446668611E-5,9.1982714590482517E-3,6.2003061911206574E-2]
[2004,1,29,1,null,null,2.9846730255666316E-2,1.6577014966990194E-2,1.21485E-3,1.6100000000000204E-6,6.0365631720430322E-5,1.096752084306224E-2,5.8668091697439181E-2,null,2.4101222656718626E-2,2.0168779360918394E-2,6.8676203079926206E-4,2.1244807820875342E-6,2.5555143446668611E-5,1.0049749491628937E-2,5.5034193164293969E-2]
[2004,1,29,2,null,null,2.9100806147436053E-2,1.5958122325052899E-2,1.21485E-3,1.6100000000000204E-6,6.0365631720430322E-5,1.148673389959291E-2,5.7822488003802297E-2,null,2.3498889239842623E-2,1.941579040795037E-2,6.8676203079926206E-4,2.1244807820875342E-6,2.5555143446668611E-5,1.0525514363707293E-2,5.4154635666528304E-2]
[2004,1,29,3,null,null,2.918667863298811E-2,1.5576206715294656E-2,1.21485E-3,1.6100000000000204E-6,6.0365631720430322E-5,1.1523387084492659E-2,5.756309806449586E-2,null,2.356823123732937E-2,1.8951124623245275E-2,6.8676203079926206E-4,2.1244807820875342E-6,2.5555143446668611E-5,1.0559100379324109E-2,5.3792897894926771E-2]
[2004,1,29,4,null,null,2.9684366179945819E-2,1.522913262319584E-2,1.21485E-3,1.6100000000000204E-6,6.0365631720430322E-5,1.1912298068402927E-2,5.810262250326502E-2,null,2.3970113730988004E-2,1.8528849515249576E-2,6.8676203079926206E-4,2.1244807820875342E-6,2.5555143446668611E-5,1.0915466965608148E-2,5.4128871866873741E-2]
[2004,1,29,5,null,null,3.0973763880995705E-2,1.5085073211521768E-2,1.21485E-3,1.6100000000000204E-6,6.0365631720430322E-5,1.2108850834140067E-2,5.9444513558377973E-2,null,2.5011301855109733E-2,1.8353576554785717E-2,6.8676203079926206E-4,2.1244807820875342E-6,2.5555143446668611E-5,1.1095572030901424E-2,5.5174892095824886E-2]
[2004,1,29,6,null,null,3.32548560735417E-2,1.5462595233350989E-2,1.21485E-3,1.6100000000000204E-6,6.0365631720430322E-5,1.1589318721629481E-2,6.1583595660242602E-2,null,2.6853282881577994E-2,1.8812896786885615E-2,6.8676203079926206E-4,2.1244807820875342E-6,2.5555143446668611E-5,1.0619514801715399E-2,5.7000136125207018E-2]
[2004,1,29,7,null,null,4.0025614894545258E-2,1.6739201941846672E-2,0,0,6.0365631720430322E-5,1.0800391440632866E-2,6.7625573908745226E-2,null,3.2320667901716622E-2,2.0366107608350691E-2,0,0,2.5555143446668611E-5,9.8966056179007819E-3,6.2608936271414756E-2]
[2004,1,29,8,null,null,4.5615027421177741E-2,1.8756889194595561E-2,0,0,6.0365631720430322E-5,1.2344459307725701E-2,7.6776741555219435E-2,null,3.683411626509462E-2,2.2820969904190105E-2,0,0,2.5555143446668611E-5,1.1311464589622977E-2,7.0992105902354372E-2]
[2004,1,29,9,null,null,4.6473269102341334E-2,2.0335344701336775E-2,0,0,6.0365631720430322E-5,1.385043845913346E-2,8.0719417894532006E-2,null,3.7527146076863478E-2,2.4741431513827562E-2,0,0,2.5555143446668611E-5,1.2691422141364284E-2,7.4985554875502E-2]
[2004,1,29,10,null,null,4.2486600711751317E-2,2.129625216099848E-2,0,0,6.0365631720430322E-5,1.6281339707104783E-2,8.0124558211575006E-2,null,3.4307912957621853E-2,2.591054010055259E-2,0,0,2.5555143446668611E-5,1.4918903532152219E-2,7.5162911733773333E-2]
[2004,1,29,11,null,null,4.1581457182428602E-2,2.1768150558123069E-2,0,0,6.0365631720430322E-5,1.6133556876535268E-2,7.9543530248807379E-2,null,3.357700992236045E-2,2.6484685365627713E-2,0,0,2.5555143446668611E-5,1.478348729290915E-2,7.487073772434398E-2]
[2004,1,29,12,null,null,4.2195953743906625E-2,2.1367882726439337E-2,0,0,6.0365631720430322E-5,1.4644871896615641E-2,7.8269073998682048E-2,null,3.4073215648183906E-2,2.5997690958095475E-2,0,0,2.5555143446668611E-5,1.3419376721867311E-2,7.3515838471593362E-2]
[2004,1,29,13,null,null,4.0212038926285096E-2,2.1298755581198748E-2,0,0,6.0365631720430322E-5,1.4453356818135891E-2,7.6024516957340166E-2,null,3.2471205232239522E-2,2.591358594021476E-2,0,0,2.5555143446668611E-5,1.3243887785932565E-2,7.1654234101833511E-2]
[2004,1,29,14,null,null,3.8862147977627187E-2,2.1467549371437609E-2,0,0,6.0365631720430322E-5,1.4856288340350915E-2,7.5246351321136135E-2,null,3.1381168835045999E-2,2.61189525107101E-2,0,0,2.5555143446668611E-5,1.3613101660105707E-2,7.1138778149308468E-2]
[2004,1,29,15,null,null,3.818792226046535E-2,2.0873164115131279E-2,0,0,6.0365631720430322E-5,1.3861320579009821E-2,7.2982772586326877E-2,null,3.0836731840071709E-2,2.5395780991971834E-2,0,0,2.5555143446668611E-5,1.2701393636313799E-2,6.895946161180401E-2]
[2004,1,29,16,null,null,3.8589812115880709E-2,2.0860919803818052E-2,0,0,6.0365631720430322E-5,1.4685606532202168E-2,7.4196704083621362E-2,null,3.1161257736405133E-2,2.5380883689062075E-2,0,0,2.5555143446668611E-5,1.3456702648951036E-2,7.0024399217864908E-2]
[2004,1,29,17,null,null,4.3823852111925028E-2,2.0265232233601695E-2,0,0,6.0365631720430322E-5,1.3467698328805686E-2,7.7617148306052847E-2,null,3.5387742924506638E-2,2.4656127682286467E-2,0,0,2.5555143446668611E-5,1.2340710026454496E-2,7.2410135776694265E-2]
[2004,1,29,18,null,null,4.995834544453813E-2,2.0365329590313012E-2,0,0,6.0365631720430322E-5,1.2891196063287619E-2,8.3275236729859189E-2,null,4.0341343819110351E-2,2.4777913269507193E-2,0,0,2.5555143446668611E-5,1.1812449954491371E-2,7.6957262186555575E-2]
[2004,1,29,19,null,null,5.2043021326101363E-2,1.9791024628896391E-2,1.21485E-3,1.6100000000000204E-6,6.0365631720430322E-5,1.113101276681927E-2,8.4241884353537466E-2,null,4.2024718753592767E-2,2.4079172870481322E-2,6.8676203079926206E-4,2.1244807820875342E-6,2.5555143446668611E-5,1.0199560273953733E-2,7.7017893553055841E-2]
[2004,1,29,20,null,null,5.2375166260782473E-2,1.939646229468359E-2,1.21485E-3,1.6100000000000204E-6,6.0365631720430322E-5,8.7344431296846603E-3,8.1782897316871161E-2,null,4.2292925654532305E-2,2.3599120178322126E-2,6.8676203079926206E-4,2.1244807820875342E-6,2.5555143446668611E-5,8.0035375959861439E-3,7.4610025083868589E-2]
[2004,1,29,21,null,null,5.0244092559389143E-2,1.894018509072256E-2,1.21485E-3,1.6100000000000204E-6,6.0365631720430322E-5,8.3492245271983654E-3,7.8810327809030509E-2,null,4.0572084499229964E-2,2.3043980771593482E-2,6.8676203079926206E-4,2.1244807820875342E-6,2.5555143446668611E-5,7.6505544095487495E-3,7.1981061335400207E-2]
[2004,1,29,22,null,null,4.6696639431272724E-2,1.7997146189472176E-2,1.21485E-3,1.6100000000000204E-6,6.0365631720430322E-5,8.7431354393940827E-3,7.4713746691859428E-2,null,3.7707517527483532E-2,2.1896612348149557E-2,6.8676203079926206E-4,2.1244807820875342E-6,2.5555143446668611E-5,8.0115025259218462E-3,6.8330074056582951E-2]
[2004,1,29,23,null,null,4.4236969302467379E-2,1.7233915471582359E-2,1.21485E-3,1.6100000000000204E-6,6.0365631720430322E-5,7.4198501534779131E-3,7.0167560559248082E-2,null,3.5721334889431806E-2,2.096801139187076E-2,6.8676203079926206E-4,2.1244807820875342E-6,2.5555143446668611E-5,6.798950863635426E-3,6.4202738799966005E-2]
[2004,1,29,24,null,null,3.6098013791563605E-2,1.6793186253888287E-2,1.21485E-3,1.6100000000000204E-6,6.0365631720430322E-5,9.7777177869152292E-3,6.3945743464087559E-2,null,2.914913159342156E-2,2.0431788774754076E-2,6.8676203079926206E-4,2.1244807820875342E-6,2.5555143446668611E-5,8.959510154065627E-3,5.9254872177269276E-2]
[2004,1,30,1,null,null,2.5514555866704335E-2,1.6118526303618399E-2,1.21485E-3,1.6100000000000204E-6,6.0365631720430322E-5,9.0250596468000044E-3,5.193496744884317E-2,null,2.0602993582990035E-2,1.9610949334858695E-2,6.8676203079926206E-4,2.1244807820875342E-6,2.5555143446668611E-5,8.2698350789753294E-3,4.9198219651852074E-2]
[2004,1,30,2,null,null,2.4320234149261644E-2,1.5391450665614554E-2,1.21485E-3,1.6100000000000204E-6,6.0365631720430322E-5,9.8749129097026184E-3,5.0863423356299245E-2,null,1.9638579277326648E-2,1.87263372288312E-2,6.8676203079926206E-4,2.1244807820875342E-6,2.5555143446668611E-5,9.0485719073824002E-3,4.8127930068568262E-2]
[2004,1,30,3,null,null,2.3961545019954029E-2,1.4956543939065764E-2,1.21485E-3,1.6100000000000204E-6,6.0365631720430322E-5,9.9885539647830441E-3,5.0183468555523261E-2,null,1.9348937949920399E-2,1.8197198669940556E-2,6.8676203079926206E-4,2.1244807820875342E-6,2.5555143446668611E-5,9.1527033835714904E-3,4.7413281658460461E-2]
[2004,1,30,4,null,null,2.5111816671398716E-2,1.4363768060058277E-2,1.21485E-3,1.6100000000000204E-6,6.0365631720430322E-5,9.8651327819293585E-3,5.0617543145106782E-2,null,2.0277781845037413E-2,1.7475985234470807E-2,6.8676203079926206E-4,2.1244807820875342E-6,2.5555143446668611E-5,9.039610188911671E-3,4.7507818923447909E-2]
[2004,1,30,5,null,null,2.5694512428765155E-2,1.4461729481840747E-2,1.21485E-3,1.6100000000000204E-6,6.0365631720430322E-5,9.8052489105954765E-3,5.1238316452921817E-2,null,2.0748308434352759E-2,1.7595172090834683E-2,6.8676203079926206E-4,2.1244807820875342E-6,2.5555143446668611E-5,8.9847374502038026E-3,4.804265963041926E-2]
[2004,1,30,6,null,null,2.7885320070623412E-2,1.5345518586960784E-2,1.21485E-3,1.6100000000000204E-6,6.0365631720430322E-5,1.0887815183727768E-2,5.5395479473032389E-2,null,2.2517384722514754E-2,1.8670452984182753E-2,6.8676203079926206E-4,2.1244807820875342E-6,2.5555143446668611E-5,9.9767136687808535E-3,5.187899303050638E-2]
[2004,1,30,7,null,null,3.3782470261220061E-2,1.6077156967268715E-2,0,0,6.0365631720430322E-5,8.4078150100401206E-3,5.8327807870249326E-2,null,2.7279331125561631E-2,1.9560616448099175E-2,0,0,2.5555143446668611E-5,7.7042419915993171E-3,5.4569744708706791E-2]
[2004,1,30,8,null,null,3.9190411824522084E-2,1.8227698212993658E-2,0,0,6.0365631720430322E-5,1.0678398173623349E-2,6.8156873842859525E-2,null,3.1646241759161794E-2,2.2177118392384752E-2,0,0,2.5555143446668611E-5,9.7848208498885481E-3,6.363373614488177E-2]
[2004,1,30,9,null,null,4.0536577549574473E-2,1.9718377727382427E-2,0,0,6.0365631720430322E-5,1.2300754742945104E-2,7.2616075651622439E-2,null,{"$f":"G707*X$5","v":3.273327003979469E-2},{"$f":"H707*Y$5","v":2.3990785465945155E-2},{"$f":"I707*Z$5","v":0},{"$f":"J707*AA$5","v":0},{"$f":"K707*AB$5","v":2.5555143446668611E-5},{"$f":"L707*AC$5","v":1.1271417259513411E-2},{"$f":"SUM(O707:T707)","v":6.8021027908699933E-2}]
[2004,1,30,10,null,null,3.7867788049763908E-2,2.0384249199957807E-2,0,0,6.0365631720430322E-5,1.2811702277405565E-2,7.1124105158847706E-2,null,3.0578223593906835E-2,2.4800932216722988E-2,0,0,2.5555143446668611E-5,1.1739608275347337E-2,6.7144319229423835E-2]
[2004,1,30,11,null,null,3.5717102779446244E-2,2.1016035499104684E-2,0,0,6.0365631720430322E-5,1.300255260025839E-2,6.9796056510529753E-2,null,2.8841546104599259E-2,2.5569608513156237E-2,0,0,2.5555143446668611E-5,1.1914488082964086E-2,6.6351197844166251E-2]
[2004,1,30,12,null,null,3.5033808825219989E-2,2.1064153051658305E-2,0,0,6.0365631720430322E-5,1.2883399142733681E-2,6.9041726651332402E-2,null,2.8289786511848884E-2,2.5628151761308806E-2,0,0,2.5555143446668611E-5,1.1805305486794938E-2,6.5748798903399297E-2]
[2004,1,30,13,null,null,3.4968210055483104E-2,2.0696163817031744E-2,0,0,6.0365631720430322E-5,1.1114713751968076E-2,6.6839453256203357E-2,null,2.8236815531714962E-2,2.5180429798388731E-2,0,0,2.5555143446668611E-5,1.0184625174348387E-2,6.362742564789875E-2]
[2004,1,30,14,null,null,3.2497056198236819E-2,2.0867817312475233E-2,0,0,6.0365631720430322E-5,1.2708449301748396E-2,6.6133688444180883E-2,null,2.6241359787573779E-2,2.5389275690307397E-2,0,0,2.5555143446668611E-5,1.1644995595374524E-2,6.330118621670236E-2]
[2004,1,30,15,null,null,3.2641258968914837E-2,2.0626097835360863E-2,0,0,6.0365631720430322E-5,1.2547940701959579E-2,6.5875663137955717E-2,null,2.6357803466799473E-2,2.5095182525110633E-2,0,0,2.5555143446668611E-5,1.1497918489963769E-2,6.2976459625320544E-2]
[2004,1,30,16,null,null,3.5263114224804236E-2,1.961774018352249E-2,0,0,6.0365631720430322E-5,1.0462420836206309E-2,6.5403640876253472E-2,null,2.8474950529629981E-2,2.386834264849113E-2,0,0,2.5555143446668611E-5,9.5869166773805675E-3,6.1955764998948351E-2]
[2004,1,30,17,null,null,3.8527143941333511E-2,1.9518557781213614E-2,0,0,6.0365631720430322E-5,9.2964766293945969E-3,6.7402543983662161E-2,null,3.1110653210706194E-2,2.3747670260088456E-2,0,0,2.5555143446668611E-5,8.5185396606105596E-3,6.3402418274851879E-2]
[2004,1,30,18,null,null,4.470852207954687E-2,1.9322780481889533E-2,0,0,6.0365631720430322E-5,1.0034577705340756E-2,7.4126245898497603E-2,null,3.6102113566943032E-2,2.3509473626870309E-2,0,0,2.5555143446668611E-5,9.1948758188821842E-3,6.8832018156142191E-2]
[2004,1,30,19,null,null,4.5875276253105148E-2,1.8918089237345552E-2,1.21485E-3,1.6100000000000204E-6,6.0365631720430322E-5,8.9044871680221543E-3,7.4974678290193289E-2,null,3.7044267092026247E-2,2.3017097379593204E-2,6.8676203079926206E-4,2.1244807820875342E-6,2.5555143446668611E-5,8.1593522064427777E-3,6.8935158333090246E-2]
[2004,1,30,20,null,null,4.3339859429817058E-2,1.8477627046617713E-2,1.21485E-3,1.6100000000000204E-6,6.0365631720430322E-5,7.386254484978462E-3,7.0480566593133676E-2,null,3.4996919028696741E-2,2.2481199646538948E-2,6.8676203079926206E-4,2.1244807820875342E-6,2.5555143446668611E-5,6.7681665088797326E-3,6.4960726839143432E-2]
[2004,1,30,21,null,null,4.1908257020576913E-2,1.7921991202220561E-2,1.21485E-3,1.6100000000000204E-6,6.0365631720430322E-5,7.5248572460556926E-3,6.8631931100573612E-2,null,3.3840900660003198E-2,2.1805173427525498E-2,6.8676203079926206E-4,2.1244807820875342E-6,2.5555143446668611E-5,6.8951708745523446E-3,6.325568661710905E-2]
[2004,1,30,22,null,null,3.9294752687238435E-2,1.6789544673249997E-2,1.21485E-3,1.6100000000000204E-6,6.0365631720430322E-5,6.43064460486064E-3,6.3791767597069504E-2,null,3.1730496963768118E-2,2.0427358167882759E-2,6.8676203079926206E-4,2.1244807820875342E-6,2.5555143446668611E-5,5.8925228657692045E-3,5.8764819652448091E-2]
[2004,1,30,23,null,null,3.8033236649197846E-2,1.4868301783242586E-2,1.21485E-3,1.6100000000000204E-6,6.0365631720430322E-5,7.2563183923437125E-3,6.1434682456504575E-2,null,3.0711823271293359E-2,1.8089836966119124E-2,6.8676203079926206E-4,2.1244807820875342E-6,2.5555143446668611E-5,6.6491035775586259E-3,5.6165205469999119E-2]
[2004,1,30,24,null,null,3.2501975027958936E-2,1.3259246238879618E-2,1.21485E-3,1.6100000000000204E-6,6.0365631720430322E-5,6.3403227434388346E-3,5.3378369641997825E-2,null,2.6245331740592678E-2,1.6132145167062288E-2,6.8676203079926206E-4,2.1244807820875342E-6,2.5555143446668611E-5,5.8097592135368074E-3,4.8901677776219787E-2]
[2004,1,31,1,null,null,2.8985107816529142E-2,1.259346266249756E-2,1.21485E-3,1.6100000000000204E-6,6.0365631720430322E-5,8.7723328188300167E-3,5.1627728929577156E-2,null,2.3405462884248152E-2,1.5322105357065605E-2,6.8676203079926206E-4,2.1244807820875342E-6,2.5555143446668611E-5,8.0382566441352422E-3,4.7480266540477017E-2]
[2004,1,31,2,null,null,2.7389986587707672E-2,1.1826419110141852E-2,1.21485E-3,1.6100000000000204E-6,6.0365631720430322E-5,9.4915039958260831E-3,4.9984735325396046E-2,null,2.2117403134621596E-2,1.4388865434287988E-2,6.8676203079926206E-4,2.1244807820875342E-6,2.5555143446668611E-5,8.6972469732926588E-3,4.5917957197230255E-2]
[2004,1,31,3,null,null,2.6597239252915166E-2,1.1402426669452105E-2,1.21485E-3,1.6100000000000204E-6,6.0365631720430322E-5,1.00487747289773E-2,4.9325266283065002E-2,null,2.1477259981160852E-2,1.3873005974427621E-2,6.8676203079926206E-4,2.1244807820875342E-6,2.5555143446668611E-5,9.2078848236623531E-3,4.5272592434278842E-2]
[2004,1,31,4,null,null,2.6216358236063116E-2,1.1146038293274889E-2,1.21485E-3,1.6100000000000204E-6,6.0365631720430322E-5,1.0353481135099754E-2,4.8992703296158187E-2,null,2.1169698713503202E-2,1.3561065579843946E-2,6.8676203079926206E-4,2.1244807820875342E-6,2.5555143446668611E-5,9.4870931419180054E-3,4.4932299090293171E-2]
[2004,1,31,5,null,null,2.6515110582751886E-2,1.1280733545914193E-2,1.21485E-3,1.6100000000000204E-6,6.0365631720430322E-5,1.0524304865883584E-2,4.9596974626270093E-2,null,2.1410941113092226E-2,1.3724945436190517E-2,6.8676203079926206E-4,2.1244807820875342E-6,2.5555143446668611E-5,9.643622199502511E-3,4.5493950403813266E-2]
[2004,1,31,6,null,null,2.7596479096807722E-2,1.1383377440031582E-2,1.21485E-3,1.6100000000000204E-6,6.0365631720430322E-5,1.0384682814502855E-2,5.0641364983062591E-2,null,2.2284145752527622E-2,1.3849829322542882E-2,6.8676203079926206E-4,2.1244807820875342E-6,2.5555143446668611E-5,9.5156838385946959E-3,4.6364100568693216E-2]
[2004,1,31,7,null,null,3.0177746466993852E-2,1.2255131819166858E-2,0,0,6.0365631720430322E-5,1.029773876633705E-2,5.2790982684218196E-2,null,2.4368518114004898E-2,1.4910467909448019E-2,0,0,2.5555143446668611E-5,9.4360153413693484E-3,4.8740556508268931E-2]
[2004,1,31,8,null,null,3.5511227475975508E-2,1.3487761608141543E-2,0,0,6.0365631720430322E-5,8.9832741124352359E-3,5.804262882827272E-2,null,2.8675301879990241E-2,1.6410173272387658E-2,0,0,2.5555143446668611E-5,8.231546193205359E-3,5.334257648902993E-2]
[2004,1,31,9,null,null,3.7957687760165205E-2,1.4570636106531714E-2,0,0,6.0365631720430322E-5,9.70790301807988E-3,6.2296592516497232E-2,null,3.0650817573836843E-2,1.7727675662117474E-2,0,0,2.5555143446668611E-5,8.8955375436962497E-3,5.7299585923097238E-2]
[2004,1,31,10,null,null,3.9722313199045074E-2,1.5434377972166142E-2,0,0,6.0365631720430322E-5,1.0434867376886195E-2,6.5651924179817842E-2,null,3.2075751904795238E-2,1.8778565653316641E-2,0,0,2.5555143446668611E-5,9.56166891466762E-3,6.0441541616226169E-2]
[2004,1,31,11,null,null,4.0595368156964115E-2,1.5256743822223686E-2,0,0,6.0365631720430322E-5,1.0445608643882182E-2,6.6358086254790422E-2,null,3.2780743431576102E-2,1.8562443270349151E-2,0,0,2.5555143446668611E-5,9.5715113434240388E-3,6.0940253188795958E-2]
[2004,1,31,12,null,null,4.080772477201744E-2,1.4830484067640695E-2,0,0,6.0365631720430322E-5,9.4099260525036411E-3,6.5108500523882215E-2,null,3.2952221312676853E-2,1.8043825234608516E-2,0,0,2.5555143446668611E-5,8.6224955407525096E-3,5.9644097231484547E-2]
[2004,1,31,13,null,null,4.1088429339672064E-2,1.4632307784697885E-2,0,0,6.0365631720430322E-5,8.28018243002074E-3,6.4061285186111122E-2,null,3.3178890137966946E-2,1.7802709826725997E-2,0,0,2.5555143446668611E-5,7.5872898130241164E-3,5.8594444921163724E-2]
[2004,1,31,14,null,null,3.9073405908810879E-2,1.4622049406560691E-2,0,0,6.0365631720430322E-5,7.8869673573522571E-3,6.1642788304444265E-2,null,3.1551759529364662E-2,1.7790228751836341E-2,0,0,2.5555143446668611E-5,7.2269793077424536E-3,5.6594522732390122E-2]
[2004,1,31,15,null,null,3.8175223652934652E-2,1.4704954599258874E-2,0,0,6.0365631720430322E-5,8.23948791058377E-3,6.1180031794497734E-2,null,3.0826477719606719E-2,1.789109712546897E-2,0,0,2.5555143446668611E-5,7.5500006451368739E-3,5.6293130633659233E-2]
[2004,1,31,16,null,null,3.7508493890710121E-2,1.4593305645243655E-2,0,0,6.0365631720430322E-5,8.4546341856807424E-3,6.0616799353354948E-2,null,3.0288093705224312E-2,1.7755257040634981E-2,0,0,2.5555143446668611E-5,7.7471432993174117E-3,5.5816049188623366E-2]
[2004,1,31,17,null,null,4.1913943825379635E-2,1.4349552495848747E-2,0,0,6.0365631720430322E-5,6.5713407804624709E-3,6.2895202733411287E-2,null,3.384549275259028E-2,1.745868956461686E-2,0,0,2.5555143446668611E-5,6.0214454672815661E-3,5.7351182927935375E-2]
[2004,1,31,18,null,null,4.7265924495536821E-2,1.436907555124527E-2,0,0,6.0365631720430322E-5,6.5731864461113483E-3,6.8268552124613871E-2,null,3.8167214987521673E-2,1.7482442706996688E-2,0,0,2.5555143446668611E-5,6.0231366860795006E-3,6.169834952404453E-2]
[2004,1,31,19,null,null,4.8360687349181572E-2,1.3620514972967079E-2,1.21485E-3,1.6100000000000204E-6,6.0365631720430322E-5,4.0100018656152418E-3,6.7268029819484335E-2,null,3.9051235550778766E-2,1.6571690489444971E-2,6.8676203079926206E-4,2.1244807820875342E-6,2.5555143446668611E-5,3.6744415430849412E-3,6.001180923833669E-2]
[2004,1,31,20,null,null,4.6059852959938308E-2,1.3142422166294706E-2,1.21485E-3,1.6100000000000204E-6,6.0365631720430322E-5,4.172308550895322E-3,6.4651409308848773E-2,null,3.7193312708431257E-2,1.5990008663674862E-2,6.8676203079926206E-4,2.1244807820875342E-6,2.5555143446668611E-5,3.8231662686835505E-3,5.772092929581768E-2]
[2004,1,31,21,null,null,4.3034097184321919E-2,1.304888216363361E-2,1.21485E-3,1.6100000000000204E-6,6.0365631720430322E-5,6.2387311306491174E-3,6.359853611032508E-2,null,3.4750016138645742E-2,1.5876201221330863E-2,6.8676203079926206E-4,2.1244807820875342E-6,2.5555143446668611E-5,5.7166688721919752E-3,5.7057327887196592E-2]
[2004,1,31,22,null,null,3.9160736154161067E-2,1.2253434002822469E-2,1.21485E-3,1.6100000000000204E-6,6.0365631720430322E-5,6.9649132336216486E-3,5.9655909022325614E-2,null,3.1622278667301093E-2,1.4908402224925591E-2,6.8676203079926206E-4,2.1244807820875342E-6,2.5555143446668611E-5,6.3820834471544395E-3,5.3627205994409143E-2]
[2004,1,31,23,null,null,3.7201620603168853E-2,1.16473098651485E-2,1.21485E-3,1.6100000000000204E-6,6.0365631720430322E-5,6.3998221658448677E-3,5.6525578265882656E-2,null,3.0040293649168683E-2,1.4170948345417345E-2,6.8676203079926206E-4,2.1244807820875342E-6,2.5555143446668611E-5,5.8642796743258556E-3,5.0789963323939896E-2]
[2004,1,31,24,null,null,3.3402363522878419E-2,1.1433804376762531E-2,1.21485E-3,1.6100000000000204E-6,6.0365631720430322E-5,8.2573059201678251E-3,5.43702994515292E-2,null,2.6972395087489189E-2,1.3911182332285514E-2,6.8676203079926206E-4,2.1244807820875342E-6,2.5555143446668611E-5,7.5663276287206314E-3,4.9164346703523348E-2]
[2004,2,1,1,null,null,2.9084501205130592E-2,1.1825982008963119E-2,1.1514966817880363E-3,1.538136157251452E-6,5.9020057471264436E-5,9.6410778865348278E-3,5.1763615976045098E-2,null,2.3485723005499944E-2,1.4388333625801972E-2,6.5094801798029677E-4,2.0296526126177876E-6,2.4985509004427866E-5,8.8343043952589032E-3,4.738632420615816E-2]
[2004,2,1,2,null,null,2.6708328891667431E-2,1.1756585198348929E-2,1.1514966817880363E-3,1.538136157251452E-6,5.9020057471264436E-5,1.0180996840299465E-2,4.9857965805732381E-2,null,2.156696481969721E-2,1.4303900513784149E-2,6.5094801798029677E-4,2.0296526126177876E-6,2.4985509004427866E-5,9.3290424777079887E-3,4.5877870990786683E-2]
[2004,2,1,3,null,null,2.5744901443764165E-2,1.162037086274195E-2,1.1514966817880363E-3,1.538136157251452E-6,5.9020057471264436E-5,1.0392143514143764E-2,4.8969470696066435E-2,null,2.0788997543663597E-2,1.4138172432695852E-2,6.5094801798029677E-4,2.0296526126177876E-6,2.4985509004427866E-5,9.5225202206263605E-3,4.5127653376583143E-2]
[2004,2,1,4,null,null,2.5849342896922631E-2,1.1412273290742035E-2,1.1514966817880363E-3,1.538136157251452E-6,5.9020057471264436E-5,1.0294057275882423E-2,4.8767728338963645E-2,null,2.0873333975011399E-2,1.3884986076553522E-2,6.5094801798029677E-4,2.0296526126177876E-6,2.4985509004427866E-5,9.4326419211265937E-3,4.4868925152288852E-2]
[2004,2,1,5,null,null,2.4984804925959413E-2,1.1405828752093195E-2,1.1514966817880363E-3,1.538136157251452E-6,5.9020057471264436E-5,1.1072566103306484E-2,4.8675254656775649E-2,null,2.0175219911766011E-2,1.3877145190944733E-2,6.5094801798029677E-4,2.0296526126177876E-6,2.4985509004427866E-5,1.0146004476309948E-2,4.4876332758618034E-2]
[2004,2,1,6,null,null,2.6816845401039374E-2,1.1508041765880467E-2,1.1514966817880363E-3,1.538136157251452E-6,5.9020057471264436E-5,1.0464770677229776E-2,5.0001712719566174E-2,null,2.1654591857295628E-2,1.4001504837539435E-2,6.5094801798029677E-4,2.0296526126177876E-6,2.4985509004427866E-5,9.5890698817344879E-3,4.5923129756166893E-2]
[2004,2,1,7,null,null,3.0304161349563132E-2,1.2038093517852884E-2,0,0,5.9020057471264436E-5,1.0127668216351271E-2,5.252894314123855E-2,null,2.4470598080749219E-2,1.4646403624002975E-2,0,0,2.4985509004427866E-5,9.2801764377814129E-3,4.8422163651538036E-2]
[2004,2,1,8,null,null,3.3171754171528851E-2,1.3100429874355297E-2,0,0,5.9020057471264436E-5,1.0278622445976399E-2,5.6609826549331818E-2,null,2.6786178129182939E-2,1.5938917844690158E-2,0,0,2.4985509004427866E-5,9.4184986907447175E-3,5.2168580173622241E-2]
[2004,2,1,9,null,null,3.8833494359010207E-2,1.3625845885928129E-2,0,0,5.9020057471264436E-5,8.666607147069301E-3,6.1184967449478898E-2,null,3.1358031049556832E-2,1.6578176458572572E-2,0,0,2.4985509004427866E-5,7.9413781853446674E-3,5.5902571202478504E-2]
[2004,2,1,10,null,null,4.1394109604266774E-2,1.4730583285825124E-2,0,0,5.9020057471264436E-5,8.5813243987710626E-3,6.4765037346334223E-2,null,3.3425726828473876E-2,1.7922278814433729E-2,0,0,2.4985509004427866E-5,7.8632319690192989E-3,5.9236223120931332E-2]
[2004,2,1,11,null,null,3.8861234757851769E-2,1.5509766498396698E-2,0,0,5.9020057471264436E-5,1.1305016745335898E-2,6.5735038059055631E-2,null,3.1380431410445268E-2,1.8870288714128051E-2,0,0,2.4985509004427866E-5,1.0359003453470923E-2,6.0634709087048669E-2]
[2004,2,1,12,null,null,3.8869840409372025E-2,1.5770734172195898E-2,0,0,5.9020057471264436E-5,1.0696987493681061E-2,6.5396582132720246E-2,null,3.138738047058081E-2,1.9187800608981811E-2,0,0,2.4985509004427866E-5,9.8018546000380093E-3,6.0402021188605055E-2]
[2004,2,1,13,null,null,3.8211455641249684E-2,1.5861053277502691E-2,0,0,5.9020057471264436E-5,1.0090816711500606E-2,6.4222345687724239E-2,null,3.0855735035573865E-2,1.9297689277758167E-2,0,0,2.4985509004427866E-5,9.2464086977936642E-3,5.9424818520130124E-2]
[2004,2,1,14,null,null,3.6858733373247868E-2,1.6091481711673419E-2,0,0,5.9020057471264436E-5,1.0203862287351706E-2,6.3213097429744264E-2,null,2.9763412349150829E-2,1.9578044954369777E-2,0,0,2.4985509004427866E-5,9.349994524955248E-3,5.8716437337480276E-2]
[2004,2,1,15,null,null,3.7702775511384123E-2,1.6081633208931707E-2,0,0,5.9020057471264436E-5,8.8145532968954381E-3,6.2657982074682525E-2,null,3.044497603564586E-2,1.9566062563135374E-2,0,0,2.4985509004427866E-5,8.0769440771518587E-3,5.8112968184937518E-2]
[2004,2,1,16,null,null,3.9881738474174033E-2,1.5931041212935097E-2,0,0,5.9020057471264436E-5,8.2198496921617979E-3,6.4091649436742185E-2,null,3.2204487750232186E-2,1.9382841594413079E-2,0,0,2.4985509004427866E-5,7.5320057693188305E-3,5.9144320622968524E-2]
[2004,2,1,17,null,null,4.3177826244934353E-2,1.5379411633619194E-2,0,0,5.9020057471264436E-5,7.5479837592022682E-3,6.6164241695227083E-2,null,3.4866077297184328E-2,1.8711689683388492E-2,0,0,2.4985509004427866E-5,6.9163621416639971E-3,6.0519114631241239E-2]
[2004,2,1,18,null,null,5.0426944244408967E-2,1.5232153420987387E-2,0,0,5.9020057471264436E-5,6.3078812314434282E-3,7.2025998954311055E-2,null,4.0719737161215686E-2,1.8532524833409874E-2,0,0,2.4985509004427866E-5,5.7800324344999803E-3,6.5057279938129972E-2]
[2004,2,1,19,null,null,5.1122661802087771E-2,1.5179249167342482E-2,1.1514966817880363E-3,1.538136157251452E-6,5.9020057471264436E-5,5.8348550130021349E-3,7.334882085784894E-2,null,4.1281528808748739E-2,1.8468157743125952E-2,6.5094801798029677E-4,2.0296526126177876E-6,2.4985509004427866E-5,5.3465894471256123E-3,6.5774239178597649E-2]
[2004,2,1,20,null,null,4.6856952745062859E-2,1.4687645551012802E-2,1.1514966817880363E-3,1.538136157251452E-6,5.9020057471264436E-5,7.4371919851399767E-3,7.0193845156632198E-2,null,3.7836970463781601E-2,1.7870037702182109E-2,6.5094801798029677E-4,2.0296526126177876E-6,2.4985509004427866E-5,6.8148415162654586E-3,6.3199812861826507E-2]
[2004,2,1,21,null,null,4.5161435490301813E-2,1.4316180145537044E-2,1.1514966817880363E-3,1.538136157251452E-6,5.9020057471264436E-5,7.9466869536544988E-3,6.8636357464909911E-2,null,3.6467840963656663E-2,1.7418086381743931E-2,6.5094801798029677E-4,2.0296526126177876E-6,2.4985509004427866E-5,7.281701518091239E-3,6.1845592043089176E-2]
[2004,2,1,22,null,null,4.4587215268978062E-2,1.3917913516455445E-2,1.1514966817880363E-3,1.538136157251452E-6,5.9020057471264436E-5,6.9679476063375665E-3,6.6685131267187628E-2,null,3.6004158366281139E-2,1.6933526780105231E-2,6.5094801798029677E-4,2.0296526126177876E-6,2.4985509004427866E-5,6.3848639010141194E-3,6.0000512226997836E-2]
[2004,2,1,23,null,null,4.1385212271186335E-2,1.4117900604962035E-2,1.1514966817880363E-3,1.538136157251452E-6,5.9020057471264436E-5,5.0906440805093779E-3,6.1805811832074301E-2,null,3.3418542235596004E-2,1.7176845343257512E-2,6.5094801798029677E-4,2.0296526126177876E-6,2.4985509004427866E-5,4.6646547102324621E-3,5.5938005468683313E-2]
[2004,2,1,24,null,null,3.2119360603361499E-2,1.4218420345834783E-2,1.1514966817880363E-3,1.538136157251452E-6,5.9020057471264436E-5,8.3984750086445493E-3,5.5948310833257395E-2,null,2.5936370746878986E-2,1.7299144833190786E-2,6.5094801798029677E-4,2.0296526126177876E-6,2.4985509004427866E-5,7.6956835693615033E-3,5.1609162329028617E-2]
[2004,2,2,1,null,null,2.8185724099654461E-2,1.4159371160044763E-2,1.1514966817880363E-3,1.538136157251452E-6,5.9020057471264436E-5,1.0190515455355386E-2,5.3747665590471158E-2,null,{"$f":"G771*X$5","v":2.2759960854929734E-2},{"$f":"H771*Y$5","v":1.7227301379950721E-2},{"$f":"I771*Z$5","v":6.5094801798029677E-4},{"$f":"J771*AA$5","v":2.0296526126177876E-6},{"$f":"K771*AB$5","v":2.4985509004427866E-5},{"$f":"L771*AC$5","v":9.3377645670651085E-3},{"$f":"SUM(O771:T771)","v":5.0002989981542907E-2}]
[2004,2,2,2,null,null,2.5610333594390168E-2,1.3727449424031144E-2,1.1514966817880363E-3,1.538136157251452E-6,5.9020057471264436E-5,1.1180361478742972E-2,5.1730199372580846E-2,null,2.0680334059509156E-2,1.6701794573557027E-2,6.5094801798029677E-4,2.0296526126177876E-6,2.4985509004427866E-5,1.0244779444235182E-2,4.830487125689871E-2]
[2004,2,2,3,null,null,2.5003912203256033E-2,1.3689224563130631E-2,1.1514966817880363E-3,1.538136157251452E-6,5.9020057471264436E-5,1.1507402022461907E-2,5.1412593664265129E-2,null,2.0190649030485043E-2,1.6655287480021822E-2,6.5094801798029677E-4,2.0296526126177876E-6,2.4985509004427866E-5,1.0544452960703627E-2,4.8068352650807833E-2]
[2004,2,2,4,null,null,2.6169748716301369E-2,1.3513777620561433E-2,1.1514966817880363E-3,1.538136157251452E-6,5.9020057471264436E-5,1.1195114418596355E-2,5.2090695630875705E-2,null,2.1132061545073761E-2,1.6441826209625907E-2,6.5094801798029677E-4,2.0296526126177876E-6,2.4985509004427866E-5,1.0258297845696471E-2,4.8510148779993476E-2]
[2004,2,2,5,null,null,2.635010779362831E-2,1.3802083924677291E-2,1.1514966817880363E-3,1.538136157251452E-6,5.9020057471264436E-5,1.1579355306434586E-2,5.2943601900156741E-2,null,2.1277701427351713E-2,1.6792600233034437E-2,6.5094801798029677E-4,2.0296526126177876E-6,2.4985509004427866E-5,1.0610385133468347E-2,4.9358649973451837E-2]
[2004,2,2,6,null,null,2.8316218066496847E-2,1.4506931477797075E-2,1.1514966817880363E-3,1.538136157251452E-6,5.9020057471264436E-5,1.1012050867720155E-2,5.5047255287430631E-2,null,2.2865334680581197E-2,1.7650168064774003E-2,6.5094801798029677E-4,2.0296526126177876E-6,2.4985509004427866E-5,1.0090553206440311E-2,5.1284019131392855E-2]
[2004,2,2,7,null,null,3.5016985212546391E-2,1.600121300328668E-2,0,0,5.9020057471264436E-5,9.9859182679624004E-3,6.1063136541266737E-2,null,2.8276201451392896E-2,1.9468217602082734E-2,0,0,2.4985509004427866E-5,9.1502882440734779E-3,5.6919692806553533E-2]
[2004,2,2,8,null,null,3.9777912991408593E-2,1.8148975125794827E-2,0,0,5.9020057471264436E-5,1.2052376910719684E-2,7.0038285085394364E-2,null,3.2120648714728584E-2,2.2081338266741791E-2,0,0,2.4985509004427866E-5,1.1043823892802984E-2,6.5270796383277777E-2]
[2004,2,2,9,null,null,4.1545137409055924E-2,1.9649349812567524E-2,0,0,5.9020057471264436E-5,1.2998351553436774E-2,7.4251858832531492E-2,null,3.3547681719994622E-2,2.3906801178881509E-2,0,0,2.4985509004427866E-5,1.1910638583267302E-2,6.9390106991147851E-2]
[2004,2,2,10,null,null,3.7827262014400058E-2,2.0466865456257314E-2,0,0,5.9020057471264436E-5,1.4335573976635825E-2,7.2688721504764464E-2,null,3.0545498836677766E-2,2.4901449049714204E-2,0,0,2.4985509004427866E-5,1.3135961111488478E-2,6.860789450688487E-2]
[2004,2,2,11,null,null,3.6640307603687756E-2,2.112984997373164E-2,0,0,5.9020057471264436E-5,1.3894182784773118E-2,7.1723360419663776E-2,null,2.9587033628231008E-2,2.5708083324900145E-2,0,0,2.4985509004427866E-5,1.2731505905110845E-2,6.8051608367246413E-2]
[2004,2,2,12,null,null,3.5992214038703077E-2,2.0919645268689797E-2,0,0,5.9020057471264436E-5,1.3694085395288359E-2,7.0664964760152493E-2,null,2.9063698335611576E-2,2.5452333280331921E-2,0,0,2.4985509004427866E-5,1.254815283316088E-2,6.7089169958108805E-2]
[2004,2,2,13,null,null,3.672481576103323E-2,2.1019840016258218E-2,0,0,5.9020057471264436E-5,1.2425562848111088E-2,7.0229238682873799E-2,null,2.9655273931240601E-2,2.5574237360219309E-2,0,0,2.4985509004427866E-5,1.1385781317662108E-2,6.6640278118126436E-2]
[2004,2,2,14,null,null,3.4711862101581836E-2,2.0966872395666681E-2,0,0,5.9020057471264436E-5,1.3215179354447574E-2,6.8952933909167347E-2,null,2.802981466221785E-2,2.550979317318619E-2,0,0,2.4985509004427866E-5,1.2109322051861549E-2,6.5673915396270016E-2]
[2004,2,2,15,null,null,3.4637524086643515E-2,2.0823411351216597E-2,0,0,5.9020057471264436E-5,1.2007508174926631E-2,6.7527463670258012E-2,null,2.7969786745104655E-2,2.5335248228987108E-2,0,0,2.4985509004427866E-5,1.1002709810488611E-2,6.43327302935848E-2]
[2004,2,2,16,null,null,3.7359378137153336E-2,2.0405585635667006E-2,0,0,5.9020057471264436E-5,1.0989938788301961E-2,6.8813922618593565E-2,null,3.0167682794303367E-2,2.4826891646995818E-2,0,0,2.4985509004427866E-5,1.0070291484391028E-2,6.5089851434694632E-2]
[2004,2,2,17,null,null,4.1580441398921295E-2,2.0578796518010391E-2,0,0,5.9020057471264436E-5,1.1041355733859712E-2,7.3259613708262672E-2,null,3.3576189677587541E-2,2.5037632366953558E-2,0,0,2.4985509004427866E-5,1.0117405816779735E-2,6.8756213370325267E-2]
[2004,2,2,18,null,null,4.868674287484627E-2,2.0695863128032899E-2,0,0,5.9020057471264436E-5,9.9779571469353016E-3,7.9419583207285746E-2,null,3.9314525256390877E-2,2.5180063958695272E-2,0,0,2.4985509004427866E-5,9.1429933163373264E-3,7.3662568040427895E-2]
[2004,2,2,19,null,null,4.8992966635167619E-2,2.0238370066607315E-2,1.1514966817880363E-3,1.538136157251452E-6,5.9020057471264436E-5,8.8485134377421556E-3,7.9291905014933634E-2,null,3.9561800819478105E-2,2.4623445253010471E-2,6.5094801798029677E-4,2.0296526126177876E-6,2.4985509004427866E-5,8.1080624049028223E-3,7.2971271656988732E-2]
[2004,2,2,20,null,null,4.9084238971104838E-2,1.9962754973229732E-2,1.1514966817880363E-3,1.538136157251452E-6,5.9020057471264436E-5,8.1703682457718776E-3,7.8429417065522991E-2,null,3.9635503193975359E-2,2.4288112262243394E-2,6.5094801798029677E-4,2.0296526126177876E-6,2.4985509004427866E-5,7.4866649719027281E-3,7.2088243607718816E-2]
[2004,2,2,21,null,null,4.5339464553901303E-2,1.9918192708671897E-2,1.1514966817880363E-3,1.538136157251452E-6,5.9020057471264436E-5,8.6058170575832732E-3,7.5075529195573018E-2,null,3.6611599360788415E-2,2.4233894631175344E-2,6.5094801798029677E-4,2.0296526126177876E-6,2.4985509004427866E-5,7.8856750615803987E-3,6.9409132233141504E-2]
[2004,2,2,22,null,null,4.2725406887310122E-2,1.8923732880760019E-2,1.1514966817880363E-3,1.538136157251452E-6,5.9020057471264436E-5,8.2417364653807248E-3,7.1102931108867409E-2,null,3.4500748848174702E-2,2.3023963838907185E-2,6.5094801798029677E-4,2.0296526126177876E-6,2.4985509004427866E-5,7.5520610389807471E-3,6.5754736905659972E-2]
[2004,2,2,23,null,null,4.0682543700035802E-2,1.8410183459929588E-2,1.1514966817880363E-3,1.538136157251452E-6,5.9020057471264436E-5,7.7143565768966575E-3,6.8019138612278596E-2,null,3.2851137647484971E-2,2.2399142966133552E-2,6.5094801798029677E-4,2.0296526126177876E-6,2.4985509004427866E-5,7.068812742302949E-3,6.2997056535518819E-2]
[2004,2,2,24,null,null,3.165334582051587E-2,1.7678359033620788E-2,1.1514966817880363E-3,1.538136157251452E-6,5.9020057471264436E-5,9.8946212718264859E-3,6.0438381001379694E-2,null,2.5560063997480446E-2,2.150875314537605E-2,6.5094801798029677E-4,2.0296526126177876E-6,2.4985509004427866E-5,9.0666310572184786E-3,5.6813411379672316E-2]
[2004,2,3,1,null,null,2.6574620719656137E-2,1.673742838220452E-2,1.1514966817880363E-3,1.538136157251452E-6,5.9020057471264436E-5,9.3413602506755532E-3,5.386546422795277E-2,null,2.1458995524666801E-2,2.0363949769127088E-2,6.5094801798029677E-4,2.0296526126177876E-6,2.4985509004427866E-5,8.5596673827827117E-3,5.1060575856173948E-2]
[2004,2,3,2,null,null,2.4244067427331421E-2,1.5647251350673685E-2,1.1514966817880363E-3,1.538136157251452E-6,5.9020057471264436E-5,9.7922804925885017E-3,5.0895654146010161E-2,null,1.9577074680054249E-2,1.9037562596462398E-2,6.5094801798029677E-4,2.0296526126177876E-6,2.4985509004427866E-5,8.9728542403027002E-3,4.8265454696416688E-2]
[2004,2,3,3,null,null,2.3321283186203232E-2,1.5272453180484662E-2,1.1514966817880363E-3,1.538136157251452E-6,5.9020057471264436E-5,1.0026439330651964E-2,4.983223057275641E-2,null,1.8831926777117064E-2,1.8581556396644695E-2,6.5094801798029677E-4,2.0296526126177876E-6,2.4985509004427866E-5,9.1874184702195553E-3,4.7278864823578653E-2]
[2004,2,3,4,null,null,2.4630810346880187E-2,1.4860917734186303E-2,1.1514966817880363E-3,1.538136157251452E-6,5.9020057471264436E-5,9.953677292722108E-3,5.0657460249205158E-2,null,1.9889369431777836E-2,1.8080853005104255E-2,6.5094801798029677E-4,2.0296526126177876E-6,2.4985509004427866E-5,9.120745220707745E-3,4.7768930837187175E-2]
[2004,2,3,5,null,null,2.5050273606108855E-2,1.4764943212114388E-2,1.1514966817880363E-3,1.538136157251452E-6,5.9020057471264436E-5,1.0048923424984065E-2,5.1076195118623859E-2,null,2.0228085844610486E-2,1.7964083552715351E-2,6.5094801798029677E-4,2.0296526126177876E-6,2.4985509004427866E-5,9.2080210766624423E-3,4.8078153653585622E-2]
[2004,2,3,6,null,null,2.7099132486000509E-2,1.5943379403348192E-2,1.1514966817880363E-3,1.538136157251452E-6,5.9020057471264436E-5,9.8624194646921223E-3,5.4116986229457376E-2,null,2.1882538564673155E-2,1.9397853117335044E-2,6.5094801798029677E-4,2.0296526126177876E-6,2.4985509004427866E-5,9.03712392433869E-3,5.099547878594423E-2]
[2004,2,3,7,null,null,3.2933746744716136E-2,1.6779895971805119E-2,0,0,5.9020057471264436E-5,9.8038877745396796E-3,5.9576550548532198E-2,null,2.6593987227920751E-2,2.0415618869164102E-2,0,0,2.4985509004427866E-5,8.9834902151558343E-3,5.6018081821245111E-2]
[2004,2,3,8,null,null,3.7614424010050412E-2,1.9059137245920385E-2,0,0,5.9020057471264436E-5,1.1452931478640285E-2,6.8185512792082348E-2,null,3.0373632233914181E-2,2.3188706452149845E-2,0,0,2.4985509004427866E-5,1.0494540557717277E-2,6.4081864752785725E-2]
[2004,2,3,9,null,null,3.9182947588957878E-2,2.0219791997657381E-2,0,0,5.9020057471264436E-5,1.351085910030202E-2,7.297261874438854E-2,null,3.1640214391950909E-2,2.4600841848576725E-2,0,0,2.4985509004427866E-5,1.2380259068358344E-2,6.8646300817890415E-2]
[2004,2,3,10,null,null,3.517868700029695E-2,2.0723598337030139E-2,0,0,5.9020057471264436E-5,1.5251798563231864E-2,7.1213103958030224E-2,null,2.8406775579854618E-2,2.5213808593173084E-2,0,0,2.4985509004427866E-5,1.3975515255503269E-2,6.7621084937535395E-2]
[2004,2,3,11,null,null,3.3507831447508574E-2,2.1128663509891434E-2,0,0,5.9020057471264436E-5,1.5139916217214713E-2,6.9835431232085979E-2,null,2.7057560394136836E-2,2.5706639788324926E-2,0,0,2.4985509004427866E-5,1.3872995318126594E-2,6.6662181009592786E-2]
[2004,2,3,12,null,null,3.4024381493065074E-2,2.1012004459498707E-2,0,0,5.9020057471264436E-5,1.43616353809652E-2,6.9457041391000243E-2,null,2.7474674347814622E-2,2.5564704062712659E-2,0,0,2.4985509004427866E-5,1.3159841675624898E-2,6.6224205595156599E-2]
[2004,2,3,13,null,null,3.4371156439893143E-2,2.0879458901941591E-2,0,0,5.9020057471264436E-5,1.3189323273191791E-2,6.8498958672497778E-2,null,2.7754694977668654E-2,2.540343967880743E-2,0,0,2.4985509004427866E-5,1.2085629629191554E-2,6.5268749794672065E-2]
[2004,2,3,14,null,null,3.0627765112980071E-2,2.1078548609825748E-2,0,0,5.9020057471264436E-5,1.461675358858806E-2,6.6382087368865139E-2,null,2.4731907989334036E-2,2.5645666424656495E-2,0,0,2.4985509004427866E-5,1.339361137746093E-2,6.3796171300455895E-2]
[2004,2,3,15,null,null,3.1439839243607604E-2,2.0825432038389043E-2,0,0,5.9020057471264436E-5,1.344041093487657E-2,6.5764702274344486E-2,null,2.538765752264513E-2,2.5337706741199329E-2,0,0,2.4985509004427866E-5,1.2315706064557265E-2,6.3066055837406154E-2]
[2004,2,3,16,null,null,3.3038031915884766E-2,2.0827171219632248E-2,0,0,5.9020057471264436E-5,1.3473417075310884E-2,6.7397640268299169E-2,null,2.6678197461624725E-2,2.5339822753209493E-2,0,0,2.4985509004427866E-5,1.2345950223451224E-2,6.4388955947289869E-2]
[2004,2,3,17,null,null,3.7743859726453111E-2,2.084163707616217E-2,0,0,5.9020057471264436E-5,1.2627542663080865E-2,7.1272059523167411E-2,null,3.0478151522761947E-2,2.5357422946561535E-2,0,0,2.4985509004427866E-5,1.1570859292152199E-2,6.7431419270480103E-2]
[2004,2,3,18,null,null,4.4525464776569851E-2,2.0788470749437807E-2,0,0,5.9020057471264436E-5,1.208237817417112E-2,7.7455333757650041E-2,null,3.595429486853971E-2,2.5292736999467352E-2,0,0,2.4985509004427866E-5,1.1071314625342601E-2,7.2343332002354085E-2]
[2004,2,3,19,null,null,4.8071016900890433E-2,2.0476985518656756E-2,1.1514966817880363E-3,1.538136157251452E-6,5.9020057471264436E-5,1.0093597226451921E-2,7.9853654521415657E-2,null,3.8817326780486897E-2,2.4913761839806963E-2,6.5094801798029677E-4,2.0296526126177876E-6,2.4985509004427866E-5,9.2489565369195982E-3,7.3658008336810799E-2]
[2004,2,3,20,null,null,4.9219435662185243E-2,2.0085397077168686E-2,1.1514966817880363E-3,1.538136157251452E-6,5.9020057471264436E-5,7.6133597775573884E-3,7.8130247392327865E-2,null,3.9744674467554378E-2,2.4437327397756583E-2,6.5094801798029677E-4,2.0296526126177876E-6,2.4985509004427866E-5,6.9762674399196827E-3,7.1836232484827983E-2]
[2004,2,3,21,null,null,4.4410032802447957E-2,1.9442640793905872E-2,1.1514966817880363E-3,1.538136157251452E-6,5.9020057471264436E-5,8.9849955326091416E-3,7.4049724004379522E-2,null,3.5861083595941833E-2,2.365530423581904E-2,6.5094801798029677E-4,2.0296526126177876E-6,2.4985509004427866E-5,8.2331235634939721E-3,6.8427474574852182E-2]
[2004,2,3,22,null,null,4.2449371634615284E-2,1.9184936710223158E-2,1.1514966817880363E-3,1.538136157251452E-6,5.9020057471264436E-5,8.7503022302693034E-3,7.1596665450524302E-2,null,3.4277850492833453E-2,2.3341763057593994E-2,6.5094801798029677E-4,2.0296526126177876E-6,2.4985509004427866E-5,8.018069593720074E-3,6.6315646323744856E-2]
[2004,2,3,23,null,null,4.0051843116490779E-2,1.8391648698478969E-2,1.1514966817880363E-3,1.538136157251452E-6,5.9020057471264436E-5,7.6923839358507655E-3,6.7347930626237063E-2,null,3.2341847180370732E-2,2.2376592252693939E-2,6.5094801798029677E-4,2.0296526126177876E-6,2.4985509004427866E-5,7.0486787903059137E-3,6.2445081402967929E-2]
[2004,2,3,24,null,null,3.3117619973058232E-2,1.7472866815551161E-2,1.1514966817880363E-3,1.538136157251452E-6,5.9020057471264436E-5,9.0222140768565252E-3,6.0824755740882475E-2,null,2.6742464785727647E-2,2.1258736648745925E-2,6.5094801798029677E-4,2.0296526126177876E-6,2.4985509004427866E-5,8.2672276287135901E-3,5.6946392242784506E-2]
[2004,2,4,1,null,null,2.6844103003274163E-2,1.6582147044365086E-2,1.1514966817880363E-3,1.538136157251452E-6,5.9020057471264436E-5,9.3413602506755532E-3,5.3979665173731359E-2,null,2.1676602360118605E-2,2.017502341248277E-2,6.5094801798029677E-4,2.0296526126177876E-6,2.4985509004427866E-5,8.5596673827827117E-3,5.1089256334981431E-2]
[2004,2,4,2,null,null,2.4505798391336386E-2,1.6370768376122363E-2,1.1514966817880363E-3,1.538136157251452E-6,5.9020057471264436E-5,9.7922804925885017E-3,5.1880902135463813E-2,null,1.9788422328041375E-2,1.991784504050919E-2,6.5094801798029677E-4,2.0296526126177876E-6,2.4985509004427866E-5,8.9728542403027002E-3,4.9357084788450606E-2]
[2004,2,4,3,null,null,2.3571902198188215E-2,1.6403825767290197E-2,1.1514966817880363E-3,1.538136157251452E-6,5.9020057471264436E-5,1.0026439330651964E-2,5.1214222171546926E-2,null,1.9034301528324866E-2,1.9958065021611893E-2,6.5094801798029677E-4,2.0296526126177876E-6,2.4985509004427866E-5,9.1874184702195553E-3,4.8857748199753658E-2]
[2004,2,4,4,null,null,2.4910620135434977E-2,1.5961277932999691E-2,1.1514966817880363E-3,1.538136157251452E-6,5.9020057471264436E-5,9.953677292722108E-3,5.2037630236573332E-2,null,2.0115315723305299E-2,1.9419629745765721E-2,6.5094801798029677E-4,2.0296526126177876E-6,2.4985509004427866E-5,9.120745220707745E-3,4.9333653869376104E-2]
[2004,2,4,5,null,null,2.533401990727624E-2,1.603933298670461E-2,1.1514966817880363E-3,1.538136157251452E-6,5.9020057471264436E-5,1.0048923424984065E-2,5.2634331194381469E-2,null,2.0457210868486668E-2,1.9514597094188464E-2,6.5094801798029677E-4,2.0296526126177876E-6,2.4985509004427866E-5,9.2080210766624423E-3,4.9857792218934917E-2]
[2004,2,4,6,null,null,2.741325786578485E-2,1.6914709010125539E-2,1.1514966817880363E-3,1.538136157251452E-6,5.9020057471264436E-5,9.8624194646921223E-3,5.5402441216019067E-2,null,2.2136194682293324E-2,2.0579642031975622E-2,6.5094801798029677E-4,2.0296526126177876E-6,2.4985509004427866E-5,9.03712392433869E-3,5.2430923818204973E-2]
[2004,2,4,7,null,null,3.3320700403368438E-2,1.7884013242069337E-2,0,0,5.9020057471264436E-5,9.8038877745396796E-3,6.1067621477448715E-2,null,2.690645215138554E-2,2.1758966731060963E-2,0,0,2.4985509004427866E-5,8.9834902151558343E-3,5.7673894606606768E-2]
[2004,2,4,8,null,null,3.8026555654491215E-2,1.8991979902266868E-2,0,0,5.9020057471264436E-5,1.1452931478640285E-2,6.853048709286963E-2,null,3.070642837075941E-2,2.3106998035446941E-2,0,0,2.4985509004427866E-5,1.0494540557717277E-2,6.4332952472928057E-2]
[2004,2,4,9,null,null,3.9584034274377677E-2,2.0479561195949257E-2,0,0,5.9020057471264436E-5,1.351085910030202E-2,7.3633474628100215E-2,null,3.1964091728836505E-2,2.4916895592603884E-2,0,0,2.4985509004427866E-5,1.2380259068358344E-2,6.9286231898803161E-2]
[2004,2,4,10,null,null,3.5557491774325961E-2,2.1064630415383916E-2,0,0,5.9020057471264436E-5,1.5251798563231864E-2,7.1932940810413001E-2,null,2.8712660282269147E-2,2.5628732556082529E-2,0,0,2.4985509004427866E-5,1.3975515255503269E-2,6.8341893602859374E-2]
[2004,2,4,11,null,null,3.3864314673454424E-2,2.1312403657432706E-2,0,0,5.9020057471264436E-5,1.5139916217214713E-2,7.0375654605573101E-2,null,2.7345420455467177E-2,2.5930191163701124E-2,0,0,2.4985509004427866E-5,1.3872995318126594E-2,6.7173592446299321E-2]
[2004,2,4,12,null,null,3.4356381423664706E-2,2.0965512661963209E-2,0,0,5.9020057471264436E-5,1.43616353809652E-2,6.9742549524064376E-2,null,2.774276415801679E-2,2.5508138824130611E-2,0,0,2.4985509004427866E-5,1.3159841675624898E-2,6.643573016677673E-2]
[2004,2,4,13,null,null,3.4721762253226686E-2,2.1028682803864791E-2,0,0,5.9020057471264436E-5,1.3189323273191791E-2,6.8998788387754528E-2,null,2.8037809030682464E-2,2.558499612665148E-2,0,0,2.4985509004427866E-5,1.2085629629191554E-2,6.5733420295529921E-2]
[2004,2,4,14,null,null,3.0923176382890605E-2,2.1181785479663661E-2,0,0,5.9020057471264436E-5,1.461675358858806E-2,6.678073550861359E-2,null,2.4970452470770694E-2,2.5771271767585782E-2,0,0,2.4985509004427866E-5,1.339361137746093E-2,6.416032112482184E-2]
[2004,2,4,15,null,null,3.1745925363676042E-2,2.0645437855037991E-2,0,0,5.9020057471264436E-5,1.344041093487657E-2,6.5890794211061865E-2,null,2.5634821941283584E-2,2.5118712973172634E-2,0,0,2.4985509004427866E-5,1.2315706064557265E-2,6.3094226488017907E-2]
[2004,2,4,16,null,null,3.3361659019541183E-2,2.0524672978330789E-2,0,0,5.9020057471264436E-5,1.3473417075310884E-2,6.7418769130654116E-2,null,2.6939526217443513E-2,2.4971781806270375E-2,0,0,2.4985509004427866E-5,1.2345950223451224E-2,6.4282243756169533E-2]
[2004,2,4,17,null,null,3.8090908221525853E-2,2.099311592207297E-2,0,0,5.9020057471264436E-5,1.2627542663080865E-2,7.1770586864150956E-2,null,{"$f":"G835*X$5","v":3.0758393042713345E-2},{"$f":"H835*Y$5","v":2.5541722920175914E-2},{"$f":"I835*Z$5","v":0},{"$f":"J835*AA$5","v":0},{"$f":"K835*AB$5","v":2.4985509004427866E-5},{"$f":"L835*AC$5","v":1.1570859292152199E-2},{"$f":"SUM(O835:T835)","v":6.7895960764045887E-2}]
[2004,2,4,18,null,null,4.4921869839464598E-2,2.1223484741205861E-2,0,0,5.9020057471264436E-5,1.208237817417112E-2,7.8286752812312843E-2,null,3.6274391797122468E-2,2.5822006064878306E-2,0,0,2.4985509004427866E-5,1.1071314625342601E-2,7.3192697996347797E-2]
[2004,2,4,19,null,null,4.8493649672958307E-2,2.0725648945711564E-2,1.1514966817880363E-3,1.538136157251452E-6,5.9020057471264436E-5,1.0093597226451921E-2,8.0524950720538349E-2,null,3.9158602573660259E-2,2.5216303510028355E-2,6.5094801798029677E-4,2.0296526126177876E-6,2.4985509004427866E-5,9.2489565369195982E-3,7.4301825800205556E-2]
[2004,2,4,20,null,null,4.9661477134728668E-2,2.065809655933994E-2,1.1514966817880363E-3,1.538136157251452E-6,5.9020057471264436E-5,7.6133597775573884E-3,7.9144988347042547E-2,null,4.0101622778542317E-2,2.5134114456163963E-2,6.5094801798029677E-4,2.0296526126177876E-6,2.4985509004427866E-5,6.9762674399196827E-3,7.2889967854223303E-2]
[2004,2,4,21,null,null,4.4772995279750885E-2,1.9940652154158103E-2,1.1514966817880363E-3,1.538136157251452E-6,5.9020057471264436E-5,8.9849955326091416E-3,7.4910697841934687E-2,null,3.6154175650132639E-2,2.426122039528196E-2,6.5094801798029677E-4,2.0296526126177876E-6,2.4985509004427866E-5,8.2331235634939721E-3,6.9326482788505908E-2]
[2004,2,4,22,null,null,4.2822472618722282E-2,1.9169401882518665E-2,1.1514966817880363E-3,1.538136157251452E-6,5.9020057471264436E-5,8.7503022302693034E-3,7.1954231606926808E-2,null,3.4579129387183917E-2,2.3322862277628136E-2,6.5094801798029677E-4,2.0296526126177876E-6,2.4985509004427866E-5,8.018069593720074E-3,6.6598024438129469E-2]
[2004,2,4,23,null,null,4.041989236920962E-2,1.8301853796799258E-2,1.1514966817880363E-3,1.538136157251452E-6,5.9020057471264436E-5,7.6923839358507655E-3,6.7626184977276196E-2,null,3.2639046803660511E-2,2.226734136745798E-2,6.5094801798029677E-4,2.0296526126177876E-6,2.4985509004427866E-5,7.0486787903059137E-3,6.2633030141021756E-2]
[2004,2,4,24,null,null,3.3457873920364471E-2,1.7467919896624846E-2,1.1514966817880363E-3,1.538136157251452E-6,5.9020057471264436E-5,9.0222140768565252E-3,6.1160062769262405E-2,null,2.7017219711094997E-2,2.1252717874163173E-2,6.5094801798029677E-4,2.0296526126177876E-6,2.4985509004427866E-5,8.2672276287135901E-3,5.7215128393569105E-2]
[2004,2,5,1,null,null,2.8032474439597426E-2,1.6492009763982754E-2,1.1514966817880363E-3,1.538136157251452E-6,5.9020057471264436E-5,9.3413602506755532E-3,5.5077899329672289E-2,null,2.2636211816175318E-2,2.0065355964884721E-2,6.5094801798029677E-4,2.0296526126177876E-6,2.4985509004427866E-5,8.5596673827827117E-3,5.1939198343440088E-2]
[2004,2,5,2,null,null,2.5659986724819991E-2,1.5899256171671306E-2,1.1514966817880363E-3,1.538136157251452E-6,5.9020057471264436E-5,9.7922804925885017E-3,5.2563578264496355E-2,null,2.0720428942326848E-2,1.9344169644999774E-2,6.5094801798029677E-4,2.0296526126177876E-6,2.4985509004427866E-5,8.9728542403027002E-3,4.9715416007226662E-2]
[2004,2,5,3,null,null,2.4677090494400172E-2,1.5642644460393134E-2,1.1514966817880363E-3,1.538136157251452E-6,5.9020057471264436E-5,1.0026439330651964E-2,5.1558229160861828E-2,null,1.9926740632254754E-2,1.9031957524994862E-2,6.5094801798029677E-4,2.0296526126177876E-6,2.4985509004427866E-5,9.1874184702195553E-3,4.882407980706651E-2]
[2004,2,5,4,null,null,2.6144533332579774E-2,1.5502081950947773E-2,1.1514966817880363E-3,1.538136157251452E-6,5.9020057471264436E-5,9.953677292722108E-3,5.2812347451666214E-2,null,2.1111700132877418E-2,1.8860939145324832E-2,6.5094801798029677E-4,2.0296526126177876E-6,2.4985509004427866E-5,9.120745220707745E-3,4.9771347678507334E-2]
[2004,2,5,5,null,null,2.6585298967710679E-2,1.5691904937225731E-2,1.1514966817880363E-3,1.538136157251452E-6,5.9020057471264436E-5,1.0048923424984065E-2,5.3538182205337029E-2,null,2.1467618205668764E-2,1.9091891336385433E-2,6.5094801798029677E-4,2.0296526126177876E-6,2.4985509004427866E-5,9.2080210766624423E-3,5.0445493798313985E-2]
[2004,2,5,6,null,null,2.8798502656513496E-2,1.633402063837357E-2,1.1514966817880363E-3,1.538136157251452E-6,5.9020057471264436E-5,9.8624194646921223E-3,5.6206997634995745E-2,null,2.3254779292715511E-2,1.9873135120409328E-2,6.5094801798029677E-4,2.0296526126177876E-6,2.4985509004427866E-5,9.03712392433869E-3,5.2843001517060874E-2]
[2004,2,5,7,null,null,3.5027101244513123E-2,1.7426417803607524E-2,0,0,5.9020057471264436E-5,9.8038877745396796E-3,6.2316426880131594E-2,null,2.8284370143130459E-2,2.1202223466168159E-2,0,0,2.4985509004427866E-5,8.9834902151558343E-3,5.8495069333458882E-2]
[2004,2,5,8,null,null,3.9843988256005478E-2,1.8949315358486686E-2,0,0,5.9020057471264436E-5,1.1452931478640285E-2,7.0305255150603707E-2,null,3.2174004464269983E-2,2.3055089306900201E-2,0,0,2.4985509004427866E-5,1.0494540557717277E-2,6.5748619837891889E-2]
[2004,2,5,9,null,null,4.135275927154719E-2,2.0116378764326152E-2,0,0,5.9020057471264436E-5,1.351085910030202E-2,7.5039017193646626E-2,null,3.3392336451462147E-2,2.4475021929235997E-2,0,0,2.4985509004427866E-5,1.2380259068358344E-2,7.0272602958060926E-2]
[2004,2,5,10,null,null,3.722796210358803E-2,2.0506112612700921E-2,0,0,5.9020057471264436E-5,1.5251798563231864E-2,7.3044893336992087E-2,null,3.0061564400144632E-2,2.4949199940959149E-2,0,0,2.4985509004427866E-5,1.3975515255503269E-2,6.901126510561148E-2]
[2004,2,5,11,null,null,3.5436349124238084E-2,2.1180687372118038E-2,0,0,5.9020057471264436E-5,1.5139916217214713E-2,7.1815972771042097E-2,null,2.8614837641129466E-2,2.5769935731583742E-2,0,0,2.4985509004427866E-5,1.3872995318126594E-2,6.8282754199844226E-2]
[2004,2,5,12,null,null,3.5820440133013526E-2,2.1174285608766732E-2,0,0,5.9020057471264436E-5,1.43616353809652E-2,7.1415381180216717E-2,null,2.8924990975972002E-2,2.5762146889454423E-2,0,0,2.4985509004427866E-5,1.3159841675624898E-2,6.7871965050055744E-2]
[2004,2,5,13,null,null,3.626787680320652E-2,2.1241572092738761E-2,0,0,5.9020057471264436E-5,1.3189323273191791E-2,7.0757792226608329E-2,null,2.9286295906888343E-2,2.5844012427484409E-2,0,0,2.4985509004427866E-5,1.2085629629191554E-2,6.7240923472568742E-2]
[2004,2,5,14,null,null,3.2225893087257859E-2,2.1239896029306999E-2,0,0,5.9020057471264436E-5,1.461675358858806E-2,6.8141562762624175E-2,null,2.6022395684705199E-2,2.5841973209107794E-2,0,0,2.4985509004427866E-5,1.339361137746093E-2,6.528296578027834E-2]
[2004,2,5,15,null,null,3.3095711888252465E-2,2.1098781104223939E-2,0,0,5.9020057471264436E-5,1.344041093487657E-2,6.7693923984824239E-2,null,2.6724774016073378E-2,2.5670282721152016E-2,0,0,2.4985509004427866E-5,1.2315706064557265E-2,6.4735748310787086E-2]
[2004,2,5,16,null,null,3.4788804686302799E-2,2.0959721385019957E-2,0,0,5.9020057471264436E-5,1.3473417075310884E-2,6.9280963204104901E-2,null,2.8091945768381189E-2,2.5501092743330237E-2,0,0,2.4985509004427866E-5,1.2345950223451224E-2,6.5963974244167084E-2]
[2004,2,5,17,null,null,3.9621331233987395E-2,2.1056567823410172E-2,0,0,5.9020057471264436E-5,1.2627542663080865E-2,7.3364461777949697E-2,null,3.1994209008695047E-2,2.5618923031332785E-2,0,0,2.4985509004427866E-5,1.1570859292152199E-2,6.9208976841184461E-2]
[2004,2,5,18,null,null,4.6669952206986928E-2,2.1046888448978038E-2,0,0,5.9020057471264436E-5,1.208237817417112E-2,7.9858238887607347E-2,null,3.7685967604624573E-2,2.5607146413668982E-2,0,0,2.4985509004427866E-5,1.1071314625342601E-2,7.4389414152640582E-2]
[2004,2,5,19,null,null,5.0357387416024441E-2,2.0869248361429171E-2,1.1514966817880363E-3,1.538136157251452E-6,5.9020057471264436E-5,1.0093597226451921E-2,8.2532287879322083E-2,null,4.0663570050318426E-2,2.5391016806585818E-2,6.5094801798029677E-4,2.0296526126177876E-6,2.4985509004427866E-5,9.2489565369195982E-3,7.5981506573421176E-2]
[2004,2,5,20,null,null,5.1610800480698965E-2,2.0528275686869723E-2,1.1514966817880363E-3,1.538136157251452E-6,5.9020057471264436E-5,7.6133597775573884E-3,8.0964490820542634E-2,null,4.1675700595064639E-2,2.4976165118571664E-2,6.5094801798029677E-4,2.0296526126177876E-6,2.4985509004427866E-5,6.9762674399196827E-3,7.4306096333153326E-2]
[2004,2,5,21,null,null,4.6373606487814314E-2,1.9985956220528855E-2,1.1514966817880363E-3,1.538136157251452E-6,5.9020057471264436E-5,8.9849955326091416E-3,7.6556613116368868E-2,null,3.7446668555785254E-2,2.4316340555371314E-2,6.5094801798029677E-4,2.0296526126177876E-6,2.4985509004427866E-5,8.2331235634939721E-3,7.0674095854247873E-2]
[2004,2,5,22,null,null,4.4467787825678368E-2,1.9224770393660787E-2,1.1514966817880363E-3,1.538136157251452E-6,5.9020057471264436E-5,8.7503022302693034E-3,7.3654915325025008E-2,null,3.5907720753931886E-2,2.3390227559435008E-2,6.5094801798029677E-4,2.0296526126177876E-6,2.4985509004427866E-5,8.018069593720074E-3,6.7993981086684308E-2]
[2004,2,5,23,null,null,4.204292726222348E-2,1.8445773943689837E-2,1.1514966817880363E-3,1.538136157251452E-6,5.9020057471264436E-5,7.6923839358507655E-3,6.9393140017180638E-2,null,3.3949646825876492E-2,2.2442444888448168E-2,6.5094801798029677E-4,2.0296526126177876E-6,2.4985509004427866E-5,7.0486787903059137E-3,6.4118733684227908E-2]
[2004,2,5,24,null,null,3.4958336884934306E-2,1.7640751283805125E-2,1.1514966817880363E-3,1.538136157251452E-6,5.9020057471264436E-5,9.0222140768565252E-3,6.2833357121012512E-2,null,2.8228842950474536E-2,2.1462996873224328E-2,6.5094801798029677E-4,2.0296526126177876E-6,2.4985509004427866E-5,8.2672276287135901E-3,5.8637030632009791E-2]
[2004,2,6,1,null,null,2.901629679423642E-2,1.701386832708441E-2,1.1514966817880363E-3,1.538136157251452E-6,5.9020057471264436E-5,9.3108335434677631E-3,5.6553053540205143E-2,null,2.343064797118128E-2,2.0700286333094082E-2,6.5094801798029677E-4,2.0296526126177876E-6,2.4985509004427866E-5,8.5316951760613866E-3,5.3340592659934093E-2]
[2004,2,6,2,null,null,2.7486741251457315E-2,1.6662359694097885E-2,1.1514966817880363E-3,1.538136157251452E-6,5.9020057471264436E-5,9.9974199077980889E-3,5.5358575728769843E-2,null,2.2195532486618652E-2,2.0272615846201204E-2,6.5094801798029677E-4,2.0296526126177876E-6,2.4985509004427866E-5,9.1608274170320355E-3,5.230693892944923E-2]
[2004,2,6,3,null,null,2.712985306118363E-2,1.6302353535867009E-2,1.1514966817880363E-3,1.538136157251452E-6,5.9020057471264436E-5,9.8291903467423204E-3,5.4473451819209512E-2,null,2.1907345416756735E-2,1.9834606663704294E-2,6.5094801798029677E-4,2.0296526126177876E-6,2.4985509004427866E-5,9.0066754468749299E-3,5.1426590706933298E-2]
[2004,2,6,4,null,null,2.8416617755157737E-2,1.5811344393629488E-2,1.1514966817880363E-3,1.538136157251452E-6,5.9020057471264436E-5,9.8609687325966217E-3,5.5300985756800404E-2,null,2.2946407388725564E-2,1.9237209902363224E-2,6.5094801798029677E-4,2.0296526126177876E-6,2.4985509004427866E-5,9.0357945907228367E-3,5.1897375061408964E-2]
[2004,2,6,5,null,null,2.9087682325621762E-2,1.5976681846714278E-2,1.1514966817880363E-3,1.538136157251452E-6,5.9020057471264436E-5,9.8671349078725216E-3,5.614355395562512E-2,null,2.3488291759014946E-2,1.943837124642931E-2,6.5094801798029677E-4,2.0296526126177876E-6,2.4985509004427866E-5,9.0414447752751158E-3,5.2646070960316718E-2]
[2004,2,6,6,null,null,3.0738501026853826E-2,1.6554555998485626E-2,1.1514966817880363E-3,1.538136157251452E-6,5.9020057471264436E-5,1.0641415242315615E-2,5.9146527143071621E-2,null,2.4821327195173506E-2,2.0141454177141672E-2,6.5094801798029677E-4,2.0296526126177876E-6,2.4985509004427866E-5,9.7509326813199921E-3,5.539167723323251E-2]
[2004,2,6,7,null,null,3.8807442445782658E-2,1.7720055188254501E-2,0,0,5.9020057471264436E-5,8.5172879229758296E-3,6.5103805614484256E-2,null,3.1336994140121456E-2,2.1559483662581994E-2,0,0,2.4985509004427866E-5,7.8045541192775358E-3,6.0726017430985414E-2]
[2004,2,6,8,null,null,4.2668502867779026E-2,1.9471230285472145E-2,0,0,5.9020057471264436E-5,1.1325391743534403E-2,7.352414495425684E-2,null,3.4454798875328992E-2,2.3690088251432779E-2,0,0,2.4985509004427866E-5,1.0377673454715269E-2,6.854754609048147E-2]
[2004,2,6,9,null,null,4.2725497818833495E-2,2.0568119596305803E-2,0,0,5.9020057471264436E-5,1.3020600047994121E-2,7.6373237520604681E-2,null,3.4500822275343193E-2,2.502464206209213E-2,0,0,2.4985509004427866E-5,1.1931025305122373E-2,7.1481475151562127E-2]
[2004,2,6,10,null,null,3.9614587715057242E-2,2.1331752030476683E-2,0,0,5.9020057471264436E-5,1.3315066099456433E-2,7.4320425902461629E-2,null,3.19887636198758E-2,2.5953731775065342E-2,0,0,2.4985509004427866E-5,1.220085019019267E-2,7.0168331094138239E-2]
[2004,2,6,11,null,null,3.7055874243242221E-2,2.2031139561370001E-2,0,0,5.9020057471264436E-5,1.3240445456416042E-2,7.2386479318499522E-2,null,2.9922603522246616E-2,2.680465655413164E-2,0,0,2.4985509004427866E-5,1.2132473865206283E-2,6.8884719450588966E-2]
[2004,2,6,12,null,null,3.6349026236631526E-2,2.1709175370624275E-2,0,0,5.9020057471264436E-5,1.3060857014137112E-2,7.1178078678864179E-2,null,2.9351824041685331E-2,2.6412931943989346E-2,0,0,2.4985509004427866E-5,1.1967913534542605E-2,6.7757655029221708E-2]
[2004,2,6,13,null,null,3.7574140589016966E-2,2.2146901333009009E-2,0,0,5.9020057471264436E-5,1.1815047384824527E-2,7.1595109364321757E-2,null,3.034110338765917E-2,2.6945500586381437E-2,0,0,2.4985509004427866E-5,1.0826354300873999E-2,6.8137943783919033E-2]
[2004,2,6,14,null,null,3.4006974626163422E-2,2.1726757745129392E-2,0,0,5.9020057471264436E-5,1.3126283401587059E-2,6.8919035830351139E-2,null,2.7460618309804462E-2,2.6434323915507794E-2,0,0,2.4985509004427866E-5,1.2027864986964978E-2,6.5947792721281664E-2]
[2004,2,6,15,null,null,3.4006690182336714E-2,2.063331367551988E-2,0,0,5.9020057471264436E-5,1.264931487370044E-2,6.7348338789028295E-2,null,2.7460388621528994E-2,2.5103961831177538E-2,0,0,2.4985509004427866E-5,1.1590809585909256E-2,6.4180145547620221E-2]
[2004,2,6,16,null,null,3.7803999729768514E-2,1.9949484114806813E-2,0,0,5.9020057471264436E-5,1.0640710215826635E-2,6.8453214117873223E-2,null,3.0526714551209769E-2,2.4271965988864573E-2,0,0,2.4985509004427866E-5,9.7502866520394835E-3,6.4573952701118251E-2]
[2004,2,6,17,null,null,4.204422317027745E-2,1.9904464556763941E-2,0,0,5.9020057471264436E-5,9.6412205413012285E-3,7.1648928325813876E-2,null,3.3950693271107973E-2,2.4217191981909712E-2,0,0,2.4985509004427866E-5,8.8344351125546929E-3,6.7027305874576809E-2]
[2004,2,6,18,null,null,4.7715819306594076E-2,1.9888124478427652E-2,0,0,5.9020057471264436E-5,9.9648724791867593E-3,7.7627836321679758E-2,null,3.853050486619556E-2,2.4197311476561737E-2,0,0,2.4985509004427866E-5,9.1310035845706232E-3,7.1883805436332354E-2]
[2004,2,6,19,null,null,4.9427837830833113E-2,1.9760332680920829E-2,1.1514966817880363E-3,1.538136157251452E-6,5.9020057471264436E-5,8.8030017757736601E-3,7.9203227162944145E-2,null,3.9912959134775897E-2,2.4041830856366686E-2,6.5094801798029677E-4,2.0296526126177876E-6,2.4985509004427866E-5,8.0663591970151077E-3,7.2699112367755031E-2]
[2004,2,6,20,null,null,4.8132674232294267E-2,1.9480397406380794E-2,1.1514966817880363E-3,1.538136157251452E-6,5.9020057471264436E-5,7.6981443122483154E-3,7.6523270826339918E-2,null,3.8867115050754818E-2,2.3701241624904997E-2,6.5094801798029677E-4,2.0296526126177876E-6,2.4985509004427866E-5,7.0539571335706533E-3,7.0300276988827806E-2]
[2004,2,6,21,null,null,4.6408131122699529E-2,1.8876528189778329E-2,1.1514966817880363E-3,1.538136157251452E-6,5.9020057471264436E-5,7.4391661360080274E-3,7.3935880323902428E-2,null,3.7474547184545688E-2,2.2966531243285727E-2,6.5094801798029677E-4,2.0296526126177876E-6,2.4985509004427866E-5,6.8166504685315613E-3,6.7935692075960313E-2]
[2004,2,6,22,null,null,4.4591152160474552E-2,1.8110928429624848E-2,1.1514966817880363E-3,1.538136157251452E-6,5.9020057471264436E-5,6.5367571178754722E-3,7.0450892583391433E-2,null,3.6007337404578448E-2,2.2035047941131768E-2,6.5094801798029677E-4,2.0296526126177876E-6,2.4985509004427866E-5,5.9897557946129963E-3,6.4710104319920553E-2]
[2004,2,6,23,null,null,4.2865938745870746E-2,1.7116774697642036E-2,1.1514966817880363E-3,1.538136157251452E-6,5.9020057471264436E-5,6.4798956353676693E-3,6.7674663954297012E-2,null,3.4614228267344553E-2,2.0825489567014219E-2,6.5094801798029677E-4,2.0296526126177876E-6,2.4985509004427866E-5,5.9376525286969316E-3,6.2055333542653052E-2]
[2004,2,6,24,null,null,3.7971603525866766E-2,1.5899452652169594E-2,1.1514966817880363E-3,1.538136157251452E-6,5.9020057471264436E-5,6.2501736960317907E-3,6.1333284749484712E-2,null,3.0662054549034434E-2,1.9344408697195031E-2,6.5094801798029677E-4,2.0296526126177876E-6,2.4985509004427866E-5,5.7271539140973382E-3,5.6411580339924147E-2]
[2004,2,7,1,null,null,3.4457996620961717E-2,1.5316892624241999E-2,1.1514966817880363E-3,1.538136157251452E-6,5.9020057471264436E-5,8.8278661094881739E-3,5.9814810230108442E-2,null,2.7824818388895119E-2,1.8635624595162249E-2,6.5094801798029677E-4,2.0296526126177876E-6,2.4985509004427866E-5,8.0891428624106643E-3,5.5227549026065373E-2]
[2004,2,7,2,null,null,3.2107852000061152E-2,1.4283265065909056E-2,1.1514966817880363E-3,1.538136157251452E-6,5.9020057471264436E-5,9.5929531461200531E-3,5.7196125087506822E-2,null,2.5927077554350572E-2,1.7378039547016094E-2,6.5094801798029677E-4,2.0296526126177876E-6,2.4985509004427866E-5,8.7902067735229853E-3,5.2773287054486993E-2]
[2004,2,7,3,null,null,3.1138311577781321E-2,1.3845849590852107E-2,1.1514966817880363E-3,1.538136157251452E-6,5.9020057471264436E-5,9.9076552450770537E-3,5.6103871289127041E-2,null,2.5144174053970694E-2,1.6845848665663663E-2,6.5094801798029677E-4,2.0296526126177876E-6,2.4985509004427866E-5,9.0785743366453564E-3,5.1746560235877051E-2]
[2004,2,7,4,null,null,3.0732135782118086E-2,1.3396061913168705E-2,1.1514966817880363E-3,1.538136157251452E-6,5.9020057471264436E-5,1.008504408598755E-2,5.5425296656690902E-2,null,2.4816187262613844E-2,1.6298604879703357E-2,6.5094801798029677E-4,2.0296526126177876E-6,2.4985509004427866E-5,9.2411191304296886E-3,5.1033874452344224E-2]
[2004,2,7,5,null,null,3.0992677200603412E-2,1.3488210249304073E-2,1.1514966817880363E-3,1.538136157251452E-6,5.9020057471264436E-5,1.0364713260509896E-2,5.6057655585833935E-2,null,2.5026574353073108E-2,1.6410719121241462E-2,6.5094801798029677E-4,2.0296526126177876E-6,2.4985509004427866E-5,9.4973853536444042E-3,5.1612642007556317E-2]
[2004,2,7,6,null,null,3.2237440173422283E-2,1.3570459354154907E-2,1.1514966817880363E-3,1.538136157251452E-6,5.9020057471264436E-5,1.0295968120041146E-2,5.7315922523034891E-2,null,2.6031719952130852E-2,1.6510789251579935E-2,6.5094801798029677E-4,2.0296526126177876E-6,2.4985509004427866E-5,9.4343928642419504E-3,5.265486524755008E-2]
[2004,2,7,7,null,null,3.54214534728714E-2,1.3721408385641015E-2,0,0,5.9020057471264436E-5,1.0132752218470858E-2,5.9334634134454542E-2,null,2.8602809408652067E-2,1.6694444615157157E-2,0,0,2.4985509004427866E-5,9.28483500633559E-3,5.4607074539149245E-2]
[2004,2,7,8,null,null,4.2153755624462858E-2,1.4709749764467981E-2,0,0,5.9020057471264436E-5,9.3773985157383864E-3,6.6299923962140489E-2,null,3.4039140683733954E-2,1.7896931265650073E-2,0,0,2.4985509004427866E-5,8.5926899355707933E-3,6.0553747393959252E-2]
[2004,2,7,9,null,null,4.366600674442124E-2,1.5583442227695343E-2,0,0,5.9020057471264436E-5,1.0658665738487824E-2,6.9967134768075673E-2,null,{"$f":"G899*X$5","v":3.5260282853840502E-2},{"$f":"H899*Y$5","v":1.8959927863965227E-2},{"$f":"I899*Z$5","v":0},{"$f":"J899*AA$5","v":0},{"$f":"K899*AB$5","v":2.4985509004427866E-5},{"$f":"L899*AC$5","v":9.7667396414906366E-3},{"$f":"SUM(O899:T899)","v":6.4011935868300798E-2}]
[2004,2,7,10,null,null,4.4496140690519735E-2,1.6043841356951739E-2,0,0,5.9020057471264436E-5,1.1157319173585881E-2,7.1756321278528629E-2,null,3.5930615680868409E-2,1.9520082299152849E-2,0,0,2.4985509004427866E-5,1.0223665338517761E-2,6.5699348827543441E-2]
[2004,2,7,11,null,null,4.5503603366549572E-2,1.6125912107261005E-2,0,0,5.9020057471264436E-5,1.0055125888005667E-2,7.1743661419287508E-2,null,3.6744141385873202E-2,1.9619935430628496E-2,0,0,2.4985509004427866E-5,9.2137045123713984E-3,6.5602766837877524E-2]
[2004,2,7,12,null,null,4.616808516351676E-2,1.5865205281772068E-2,0,0,5.9020057471264436E-5,9.4576352250448723E-3,7.1549945727804959E-2,null,3.7280710169215969E-2,1.9302740902443393E-2,0,0,2.4985509004427866E-5,8.6662123696834136E-3,6.5274648950347208E-2]
[2004,2,7,13,null,null,4.6948230460960472E-2,1.546293110211059E-2,0,0,5.9020057471264436E-5,8.5615692985884333E-3,7.1031750919130762E-2,null,3.7910677182594707E-2,1.8813305428786471E-2,0,0,2.4985509004427866E-5,7.8451299922044516E-3,6.4594098112590051E-2]
[2004,2,7,14,null,null,4.5558863334824416E-2,1.539235872326229E-2,0,0,5.9020057471264436E-5,8.5574194002966258E-3,6.9567661515854598E-2,null,3.6788763787991854E-2,1.8727442036565321E-2,0,0,2.4985509004427866E-5,7.8413273608855614E-3,6.3382518694447165E-2]
[2004,2,7,15,null,null,4.4635987493094498E-2,1.5374535290629982E-2,0,0,5.9020057471264436E-5,8.8319218532570114E-3,6.8901464694452755E-2,null,3.604354191760567E-2,1.8705756776527187E-2,0,0,2.4985509004427866E-5,8.092859218136109E-3,6.2867143421273392E-2]
[2004,2,7,16,null,null,4.3227674356521445E-2,1.5181773593444026E-2,0,0,5.9020057471264436E-5,8.6520180586631985E-3,6.7120486066099938E-2,null,3.4906329627207966E-2,1.8471229140066617E-2,0,0,2.4985509004427866E-5,7.9280099241039962E-3,6.1330554200383004E-2]
[2004,2,7,17,null,null,4.9454453342869055E-2,1.534093639210321E-2,0,0,5.9020057471264436E-5,7.4041489231060961E-3,7.225855871554962E-2,null,3.9934451150021991E-2,1.8664877958929103E-2,0,0,2.4985509004427866E-5,6.7845635254023809E-3,6.5408878143357899E-2]
[2004,2,7,18,null,null,5.48781257731875E-2,1.5403672222122551E-2,0,0,5.9020057471264436E-5,7.103057809383858E-3,7.7443875862165182E-2,null,4.4314064452400222E-2,1.8741206846621113E-2,0,0,2.4985509004427866E-5,6.5086679688438395E-3,6.9588924776869593E-2]
[2004,2,7,19,null,null,5.7738138935845083E-2,1.524208929799308E-2,1.1514966817880363E-3,1.538136157251452E-6,5.9020057471264436E-5,5.1485705431175352E-3,7.9340853652372256E-2,null,4.6623523928996338E-2,1.8544613530408944E-2,6.5094801798029677E-4,2.0296526126177876E-6,2.4985509004427866E-5,4.7177338378200286E-3,7.0563834476822643E-2]
[2004,2,7,20,null,null,5.5013215393160772E-2,1.466202966645541E-2,1.1514966817880363E-3,1.538136157251452E-6,5.9020057471264436E-5,5.3441590308424495E-3,7.6231458965875187E-2,null,4.4423149266103371E-2,1.7838871589054891E-2,6.5094801798029677E-4,2.0296526126177876E-6,2.4985509004427866E-5,4.8969553166946572E-3,6.7836939351450257E-2]
[2004,2,7,21,null,null,5.0506252627252307E-2,1.4242854785132909E-2,1.1514966817880363E-3,1.538136157251452E-6,5.9020057471264436E-5,6.961921653681695E-3,7.2923083941483446E-2,null,4.0783778648409708E-2,1.7328873515706486E-2,6.5094801798029677E-4,2.0296526126177876E-6,2.4985509004427866E-5,6.3793422051353068E-3,6.5169957548848842E-2]
[2004,2,7,22,null,null,4.5517440301181072E-2,1.362233487362083E-2,1.1514966817880363E-3,1.538136157251452E-6,5.9020057471264436E-5,7.6876807493182027E-3,6.8039510799536657E-2,null,3.6755314705013475E-2,1.6573904710450223E-2,6.5094801798029677E-4,2.0296526126177876E-6,2.4985509004427866E-5,7.0443691703707427E-3,6.1051551765431783E-2]
[2004,2,7,23,null,null,4.390824518886581E-2,1.3065164974963579E-2,1.1514966817880363E-3,1.538136157251452E-6,5.9020057471264436E-5,7.4601342411510455E-3,6.5645599280396996E-2,null,3.5455890300135809E-2,1.5896012051552319E-2,6.5094801798029677E-4,2.0296526126177876E-6,2.4985509004427866E-5,6.8358639450333885E-3,5.8865729476318858E-2]
[2004,2,7,24,null,null,3.9133091445048951E-2,1.253424094673763E-2,1.1514966817880363E-3,1.538136157251452E-6,5.9020057471264436E-5,8.9096323436888107E-3,6.1789019610891949E-2,null,3.1599955575830632E-2,1.5250051991552242E-2,6.5094801798029677E-4,2.0296526126177876E-6,2.4985509004427866E-5,8.1640668294902501E-3,5.5692037576470468E-2]
[2004,2,8,1,null,null,3.1870142885695757E-2,1.2109000299851253E-2,1.1514966817880363E-3,1.538136157251452E-6,5.9020057471264436E-5,9.6410778865348278E-3,5.4832275947498392E-2,null,2.5735127540269413E-2,1.4732673874959834E-2,6.5094801798029677E-4,2.0296526126177876E-6,2.4985509004427866E-5,8.8343043952589032E-3,4.9980068990085488E-2]
[2004,2,8,2,null,null,2.9175439429321319E-2,1.1767246544367022E-2,1.1514966817880363E-3,1.538136157251452E-6,5.9020057471264436E-5,1.0180996840299465E-2,5.2335737689404367E-2,null,2.3559155584896515E-2,1.4316871868153889E-2,6.5094801798029677E-4,2.0296526126177876E-6,2.4985509004427866E-5,9.3290424777079887E-3,4.788303311035573E-2]
[2004,2,8,3,null,null,2.8320077679174896E-2,1.1545313145817769E-2,1.1514966817880363E-3,1.538136157251452E-6,5.9020057471264436E-5,1.0392143514143764E-2,5.1469589214552983E-2,null,2.2868451316263749E-2,1.4046851858093455E-2,6.5094801798029677E-4,2.0296526126177876E-6,2.4985509004427866E-5,9.5225202206263605E-3,4.7115786574580903E-2]
[2004,2,8,4,null,null,2.8570838431540381E-2,1.1247074218432395E-2,1.1514966817880363E-3,1.538136157251452E-6,5.9020057471264436E-5,1.0294057275882423E-2,5.1324024801271753E-2,null,2.3070940522771706E-2,1.3683993096413475E-2,6.5094801798029677E-4,2.0296526126177876E-6,2.4985509004427866E-5,9.4326419211265937E-3,4.6865538719909117E-2]
[2004,2,8,5,null,null,2.760933153907898E-2,1.1332646675852832E-2,1.1514966817880363E-3,1.538136157251452E-6,5.9020057471264436E-5,1.1072566103306484E-2,5.1226599193654854E-2,null,2.2294524094483636E-2,1.378810665464583E-2,6.5094801798029677E-4,2.0296526126177876E-6,2.4985509004427866E-5,1.0146004476309948E-2,4.6906598405036755E-2]
[2004,2,8,6,null,null,2.9661676045150416E-2,1.1494846658483637E-2,1.1514966817880363E-3,1.538136157251452E-6,5.9020057471264436E-5,1.0464770677229776E-2,5.2833348256280388E-2,null,2.3951791456282182E-2,1.398545072826462E-2,6.5094801798029677E-4,2.0296526126177876E-6,2.4985509004427866E-5,9.5890698817344879E-3,4.8204275245878635E-2]
[2004,2,8,7,null,null,3.371513944448136E-2,1.2103856450646436E-2,0,0,5.9020057471264436E-5,1.0127668216351271E-2,5.6005684168950326E-2,null,2.722496151817155E-2,1.472641550094712E-2,0,0,2.4985509004427866E-5,9.2801764377814129E-3,5.1256538965904513E-2]
[2004,2,8,8,null,null,3.6644046435620213E-2,1.323066043804177E-2,0,0,5.9020057471264436E-5,1.0278622445976399E-2,6.0212349377109647E-2,null,2.9590052733510154E-2,1.6097365641852122E-2,0,0,2.4985509004427866E-5,9.4184986907447175E-3,5.5130902575111419E-2]
[2004,2,8,9,null,null,4.2786692721169153E-2,1.3846491330282094E-2,0,0,5.9020057471264436E-5,8.666607147069301E-3,6.5358811255991814E-2,null,3.4550237134324868E-2,1.6846629451649341E-2,0,0,2.4985509004427866E-5,7.9413781853446674E-3,5.9363230280323309E-2]
[2004,2,8,10,null,null,4.5184146866897104E-2,1.4625758602904689E-2,0,0,5.9020057471264436E-5,8.5813243987710626E-3,6.8450249926044121E-2,null,3.6486180391107334E-2,1.7794741624800343E-2,0,0,2.4985509004427866E-5,7.8632319690192989E-3,6.2169139493931401E-2]
[2004,2,8,11,null,null,4.2201770263485018E-2,1.5569915165289487E-2,0,0,5.9020057471264436E-5,1.1305016745335898E-2,6.9135722231581667E-2,null,3.4077912485400083E-2,1.8943469874537797E-2,0,0,2.4985509004427866E-5,1.0359003453470923E-2,6.3405371322413223E-2]
[2004,2,8,12,null,null,4.2080428965924468E-2,1.6156066942926157E-2,0,0,5.9020057471264436E-5,1.0696987493681061E-2,6.8992503460002949E-2,null,3.3979929436506247E-2,1.9656623955577428E-2,0,0,2.4985509004427866E-5,9.8018546000380093E-3,6.3463393501126106E-2]
[2004,2,8,13,null,null,4.1286271753187199E-2,1.6250186855236347E-2,0,0,5.9020057471264436E-5,1.0090816711500606E-2,6.7686295377395414E-2,null,3.3338647807173126E-2,1.9771136957383438E-2,0,0,2.4985509004427866E-5,9.2464086977936642E-3,6.2381178971354659E-2]
[2004,2,8,14,null,null,3.9884907376231585E-2,1.6418163116096639E-2,0,0,5.9020057471264436E-5,1.0203862287351706E-2,6.6565952837151193E-2,null,3.2207046637366961E-2,1.997550886329711E-2,0,0,2.4985509004427866E-5,9.349994524955248E-3,6.1557535534623745E-2]
[2004,2,8,15,null,null,4.085937010694652E-2,1.650221801448383E-2,0,0,5.9020057471264436E-5,8.8145532968954381E-3,6.6235161475797055E-2,null,3.2993924899825076E-2,2.0077776050915118E-2,0,0,2.4985509004427866E-5,8.0769440771518587E-3,6.1173630536896478E-2]
[2004,2,8,16,null,null,4.3176779343718261E-2,1.6553067809790767E-2,0,0,5.9020057471264436E-5,8.2198496921617979E-3,6.8008716903142086E-2,null,3.4865231924874111E-2,2.0139643540576898E-2,0,0,2.4985509004427866E-5,7.5320057693188305E-3,6.2561866743774258E-2]
[2004,2,8,17,null,null,4.6832642482224365E-2,1.6291573204887722E-2,0,0,5.9020057471264436E-5,7.5479837592022682E-3,7.0731219503785622E-2,null,3.7817339936333703E-2,1.982149054373988E-2,0,0,2.4985509004427866E-5,6.9163621416639971E-3,6.4580178130742003E-2]
[2004,2,8,18,null,null,5.4491517019653497E-2,1.6043972914686087E-2,0,0,5.9020057471264436E-5,6.3078812314434282E-3,7.6902391223254291E-2,null,4.4001878039679504E-2,1.952024236168055E-2,0,0,2.4985509004427866E-5,5.7800324344999803E-3,6.9327138344864467E-2]
[2004,2,8,19,null,null,5.49722810006096E-2,1.5925760868154389E-2,1.1514966817880363E-3,1.538136157251452E-6,5.9020057471264436E-5,5.8348550130021349E-3,7.7944951757182676E-2,null,4.4390094760610059E-2,1.9376417150142277E-2,6.5094801798029677E-4,2.0296526126177876E-6,2.4985509004427866E-5,5.3465894471256123E-3,6.9791064537475286E-2]
[2004,2,8,20,null,null,5.042849738352758E-2,1.5793180031084611E-2,1.1514966817880363E-3,1.538136157251452E-6,5.9020057471264436E-5,7.4371919851399767E-3,7.4870924275168713E-2,null,4.0720991320428238E-2,1.9215109842664366E-2,6.5094801798029677E-4,2.0296526126177876E-6,2.4985509004427866E-5,6.8148415162654586E-3,6.7428905858955404E-2]
[2004,2,8,21,null,null,4.8787289486006552E-2,1.5547780593958373E-2,1.1514966817880363E-3,1.538136157251452E-6,5.9020057471264436E-5,7.9466869536544988E-3,7.3493811909035964E-2,null,3.939571660439431E-2,1.8916539375511601E-2,6.5094801798029677E-4,2.0296526126177876E-6,2.4985509004427866E-5,7.281701518091239E-3,6.6271920677594492E-2]
[2004,2,8,22,null,null,4.8310429660918558E-2,1.5270720276996937E-2,1.1514966817880363E-3,1.538136157251452E-6,5.9020057471264436E-5,6.9679476063375665E-3,7.1761152419669613E-2,null,3.9010652487754337E-2,1.8579448022599834E-2,6.5094801798029677E-4,2.0296526126177876E-6,2.4985509004427866E-5,6.3848639010141194E-3,6.4652927590965623E-2]
[2004,2,8,23,null,null,4.4920550738051408E-2,1.5962212392919409E-2,1.1514966817880363E-3,1.538136157251452E-6,5.9020057471264436E-5,5.0906440805093779E-3,6.7185462086896755E-2,null,3.6273326623262762E-2,1.9420766676388028E-2,6.5094801798029677E-4,2.0296526126177876E-6,2.4985509004427866E-5,4.6646547102324621E-3,6.1036711189480591E-2]
[2004,2,8,24,null,null,3.5053445390993448E-2,1.550694163946166E-2,1.1514966817880363E-3,1.538136157251452E-6,5.9020057471264436E-5,8.3984750086445493E-3,6.0170916914516218E-2,null,2.8305643030799719E-2,1.8866851789162975E-2,6.5094801798029677E-4,2.0296526126177876E-6,2.4985509004427866E-5,7.6956835693615033E-3,5.5546141568921535E-2]
[2004,2,9,1,null,null,2.9997335598618131E-2,1.5080471040609719E-2,1.1514966817880363E-3,1.538136157251452E-6,5.9020057471264436E-5,1.0190515455355386E-2,5.6480376969999788E-2,null,2.4222836410475925E-2,1.834797722523868E-2,6.5094801798029677E-4,2.0296526126177876E-6,2.4985509004427866E-5,9.3377645670651085E-3,5.2586541382377054E-2]
[2004,2,9,2,null,null,2.7278866118709104E-2,1.4964975588957645E-2,1.1514966817880363E-3,1.538136157251452E-6,5.9020057471264436E-5,1.1180361478742972E-2,5.4636258061826273E-2,null,2.202767340067377E-2,1.8207457216889843E-2,6.5094801798029677E-4,2.0296526126177876E-6,2.4985509004427866E-5,1.0244779444235182E-2,5.1157873241396132E-2]
[2004,2,9,3,null,null,2.6760876185087771E-2,1.5057812147920652E-2,1.1514966817880363E-3,1.538136157251452E-6,5.9020057471264436E-5,1.1507402022461907E-2,5.4538145230886882E-2,null,2.1609396737963738E-2,1.8320408799432312E-2,6.5094801798029677E-4,2.0296526126177876E-6,2.4985509004427866E-5,1.0544452960703627E-2,5.1152221677697021E-2]
[2004,2,9,4,null,null,2.8019703773037211E-2,1.4816753182489662E-2,1.1514966817880363E-3,1.538136157251452E-6,5.9020057471264436E-5,1.1195114418596355E-2,5.5243626249539782E-2,null,2.2625899508073026E-2,1.802711925988431E-2,6.5094801798029677E-4,2.0296526126177876E-6,2.4985509004427866E-5,1.0258297845696471E-2,5.1589279793251147E-2]
[2004,2,9,5,null,null,2.8254925224327331E-2,1.5082980595898396E-2,1.1514966817880363E-3,1.538136157251452E-6,5.9020057471264436E-5,1.1579355306434586E-2,5.6129316002076872E-2,null,2.281584073522314E-2,1.8351030529287216E-2,6.5094801798029677E-4,2.0296526126177876E-6,2.4985509004427866E-5,1.0610385133468347E-2,5.245521957757604E-2]
[2004,2,9,6,null,null,3.0363256741804713E-2,1.6337393669960138E-2,1.1514966817880363E-3,1.538136157251452E-6,5.9020057471264436E-5,1.1012050867720155E-2,5.8924756154901566E-2,null,2.4518317586175786E-2,1.9877238991340397E-2,6.5094801798029677E-4,2.0296526126177876E-6,2.4985509004427866E-5,1.0090553206440311E-2,5.5164072963553835E-2]
[2004,2,9,7,null,null,3.7534663483551944E-2,1.7759040496400542E-2,0,0,5.9020057471264436E-5,9.9859182679624004E-3,6.5338642305386149E-2,null,3.0309225640900807E-2,2.1606915970502367E-2,0,0,2.4985509004427866E-5,9.1502882440734779E-3,6.109141536448108E-2]
[2004,2,9,8,null,null,4.2414002636085107E-2,1.9852745894562911E-2,0,0,5.9020057471264436E-5,1.2052376910719684E-2,7.4378145498838977E-2,null,3.4249290040769896E-2,2.4154267366781383E-2,0,0,2.4985509004427866E-5,1.1043823892802984E-2,6.9472366809358685E-2]
[2004,2,9,9,null,null,4.403868432260101E-2,2.096297350845943E-2,0,0,5.9020057471264436E-5,1.2998351553436774E-2,7.8059029441968478E-2,null,3.5561219848075309E-2,2.5505049508781425E-2,0,0,2.4985509004427866E-5,1.1910638583267302E-2,7.3001893449128455E-2]
[2004,2,9,10,null,null,4.027388377667114E-2,2.2020825176348471E-2,0,0,5.9020057471264436E-5,1.4335573976635825E-2,7.6689302987126701E-2,null,3.252114492401003E-2,2.6792107337269794E-2,0,0,2.4985509004427866E-5,1.3135961111488478E-2,7.2474198881772728E-2]
[2004,2,9,11,null,null,3.8929370019325484E-2,2.2961063499381987E-2,0,0,5.9020057471264436E-5,1.3894182784773118E-2,7.5843636360951858E-2,null,3.1435450606634774E-2,2.7936068377403065E-2,0,0,2.4985509004427866E-5,1.2731505905110845E-2,7.2128010398153114E-2]
[2004,2,9,12,null,null,3.8242824669428716E-2,2.2964627277184988E-2,0,0,5.9020057471264436E-5,1.3694085395288359E-2,7.4960557399373323E-2,null,3.0881065513190392E-2,2.7940404323792883E-2,0,0,2.4985509004427866E-5,1.254815283316088E-2,7.1394608179148583E-2]
[2004,2,9,13,null,null,3.8933114172721855E-2,2.2835743840710635E-2,0,0,5.9020057471264436E-5,1.2425562848111088E-2,7.425344091901484E-2,null,3.143847400899389E-2,2.7783595537729504E-2,0,0,2.4985509004427866E-5,1.1385781317662108E-2,7.0632836373389921E-2]
[2004,2,9,14,null,null,3.6849908419726199E-2,2.2497198528435174E-2,0,0,5.9020057471264436E-5,1.3215179354447574E-2,7.2621306360080212E-2,null,2.97562862027375E-2,2.7371697151889009E-2,0,0,2.4985509004427866E-5,1.2109322051861549E-2,6.9262290915492492E-2]
[2004,2,9,15,null,null,3.6718241670089469E-2,2.2105413362058797E-2,0,0,5.9020057471264436E-5,1.2007508174926631E-2,7.0890183264546158E-2,null,2.9649965355452099E-2,2.6895023360301033E-2,0,0,2.4985509004427866E-5,1.1002709810488611E-2,6.7572684035246161E-2]
[2004,2,9,16,null,null,3.954477772278564E-2,2.153691364948955E-2,0,0,5.9020057471264436E-5,1.0989938788301961E-2,7.2130650218048417E-2,null,3.1932392079241721E-2,2.620334604129114E-2,0,0,2.4985509004427866E-5,1.0070291484391028E-2,6.8231015113928317E-2]
[2004,2,9,17,null,null,4.3895405444544955E-2,2.1595862501409869E-2,0,0,5.9020057471264436E-5,1.1041355733859712E-2,7.6591643737285803E-2,null,3.544552221176963E-2,2.6275067421185402E-2,0,0,2.4985509004427866E-5,1.0117405816779735E-2,7.1862980958739192E-2]
[2004,2,9,18,null,null,5.1240996128387631E-2,2.153341339467878E-2,0,0,5.9020057471264436E-5,9.9779571469353016E-3,8.2811386727472985E-2,null,4.1377083729561018E-2,2.6199087381506732E-2,0,0,2.4985509004427866E-5,9.1429933163373264E-3,7.6744149936409517E-2]
[2004,2,9,19,null,null,5.1775246085877302E-2,2.1357478324555632E-2,1.1514966817880363E-3,1.538136157251452E-6,5.9020057471264436E-5,8.8485134377421556E-3,8.3193292723591633E-2,null,4.1808490354993851E-2,2.5985032220295416E-2,6.5094801798029677E-4,2.0296526126177876E-6,2.4985509004427866E-5,8.1080624049028223E-3,7.6579548159789429E-2]
[2004,2,9,20,null,null,5.1684236661753709E-2,2.097020508908615E-2,1.1514966817880363E-3,1.538136157251452E-6,5.9020057471264436E-5,8.1703682457718776E-3,8.2036864872028284E-2,null,4.1735000281680174E-2,2.5513847965824593E-2,6.5094801798029677E-4,2.0296526126177876E-6,2.4985509004427866E-5,7.4866649719027281E-3,7.5413476399004836E-2]
[2004,2,9,21,null,null,4.7710095288837809E-2,2.0614259197173853E-2,1.1514966817880363E-3,1.538136157251452E-6,5.9020057471264436E-5,8.6058170575832732E-3,7.8142226419011487E-2,null,3.8525882724163484E-2,2.5080778793075461E-2,6.5094801798029677E-4,2.0296526126177876E-6,2.4985509004427866E-5,7.8856750615803987E-3,7.2170299758416684E-2]
[2004,2,9,22,null,null,4.5069813107970626E-2,1.9587678596899086E-2,1.1514966817880363E-3,1.538136157251452E-6,5.9020057471264436E-5,8.2417364653807248E-3,7.4111283045666984E-2,null,3.6393855926837304E-2,2.3831767576980734E-2,6.5094801798029677E-4,2.0296526126177876E-6,2.4985509004427866E-5,7.5520610389807471E-3,6.8455647722396124E-2]
[2004,2,9,23,null,null,4.308599561307451E-2,1.8842765414999286E-2,1.1514966817880363E-3,1.538136157251452E-6,5.9020057471264436E-5,7.7143565768966575E-3,7.0855172480387002E-2,null,3.4791924098954478E-2,2.2925453042144755E-2,6.5094801798029677E-4,2.0296526126177876E-6,2.4985509004427866E-5,7.068812742302949E-3,6.5464153062999519E-2]
[2004,2,9,24,null,null,3.3626538542382886E-2,1.8004609701553216E-2,1.1514966817880363E-3,1.538136157251452E-6,5.9020057471264436E-5,9.8946212718264859E-3,6.2737824391179142E-2,null,2.7153416325422806E-2,2.1905692989550907E-2,6.5094801798029677E-4,2.0296526126177876E-6,2.4985509004427866E-5,9.0666310572184786E-3,5.8803703551789537E-2]
[2004,2,10,1,null,null,2.8120831216390068E-2,1.7595027328305812E-2,1.1482717688530194E-3,1.5338284112824102E-6,5.9020057471264436E-5,9.3413602506755532E-3,5.6266044450107008E-2,null,{"$f":"G963*X$5","v":2.2707559877837957E-2},{"$f":"H963*Y$5","v":2.1407365846057468E-2},{"$f":"I963*Z$5","v":6.491249552512331E-4},{"$f":"J963*AA$5","v":2.0239683122914868E-6},{"$f":"K963*AB$5","v":2.4985509004427866E-5},{"$f":"L963*AC$5","v":8.5596673827827117E-3},{"$f":"SUM(O963:T963)","v":5.3350727539246093E-2}]
[2004,2,10,2,null,null,2.574580096254922E-2,1.6938873960120004E-2,1.1482717688530194E-3,1.5338284112824102E-6,5.9020057471264436E-5,9.7922804925885017E-3,5.3685781069993291E-2,null,2.0789723904720128E-2,2.0609042834573467E-2,6.491249552512331E-4,2.0239683122914868E-6,2.4985509004427866E-5,8.9728542403027002E-3,5.1047755412164247E-2]
[2004,2,10,3,null,null,2.4759262050211207E-2,1.6824190190995035E-2,1.1482717688530194E-3,1.5338284112824102E-6,5.9020057471264436E-5,1.0026439330651964E-2,5.2818717226593773E-2,null,1.9993094130466665E-2,2.0469510377109566E-2,6.491249552512331E-4,2.0239683122914868E-6,2.4985509004427866E-5,9.1874184702195553E-3,5.0326157410363732E-2]
[2004,2,10,4,null,null,2.6236275302550932E-2,1.637214454325632E-2,1.1482717688530194E-3,1.5338284112824102E-6,5.9020057471264436E-5,9.953677292722108E-3,5.3770922793264925E-2,null,2.1185781736667873E-2,1.9919519383648998E-2,6.491249552512331E-4,2.0239683122914868E-6,2.4985509004427866E-5,9.120745220707745E-3,5.0902180773592563E-2]
[2004,2,10,5,null,null,2.6678331276755726E-2,1.6452274798927843E-2,1.1482717688530194E-3,1.5338284112824102E-6,5.9020057471264436E-5,1.0048923424984065E-2,5.4388355155403204E-2,null,2.154274175774153E-2,2.0017011570872763E-2,6.491249552512331E-4,2.0239683122914868E-6,2.4985509004427866E-5,9.2080210766624423E-3,5.1443908837844686E-2]
[2004,2,10,6,null,null,2.890149675461573E-2,1.7161811912715444E-2,1.1482717688530194E-3,1.5338284112824102E-6,5.9020057471264436E-5,9.8624194646921223E-3,5.7134553786758864E-2,null,2.3337946985438524E-2,2.0880285056772453E-2,6.491249552512331E-4,2.0239683122914868E-6,2.4985509004427866E-5,9.03712392433869E-3,5.3931490399117619E-2]
[2004,2,10,7,null,null,3.5153973804000753E-2,1.8298510634061457E-2,0,0,5.9020057471264436E-5,9.8038877745396796E-3,6.3315392270073156E-2,null,2.8386819683801957E-2,2.2263273837099792E-2,0,0,2.4985509004427866E-5,8.9834902151558343E-3,5.9658569245062007E-2]
[2004,2,10,8,null,null,3.9979114832199722E-2,2.0281094200115427E-2,0,0,5.9020057471264436E-5,1.1452931478640285E-2,7.1772160568426696E-2,null,3.2283119120106674E-2,2.467542648267259E-2,0,0,2.4985509004427866E-5,1.0494540557717277E-2,6.7478071669500969E-2]
[2004,2,10,9,null,null,4.1484264631538266E-2,2.1441729813893636E-2,0,0,5.9020057471264436E-5,1.351085910030202E-2,7.6495873603205186E-2,null,3.3498526976673701E-2,2.6087538594493104E-2,0,0,2.4985509004427866E-5,1.2380259068358344E-2,7.199131014852958E-2]
[2004,2,10,10,null,null,3.7352162530997865E-2,2.2191203726332768E-2,0,0,5.9020057471264436E-5,1.5251798563231864E-2,7.4854184878033761E-2,null,3.0161856195239867E-2,2.6999402039561447E-2,0,0,2.4985509004427866E-5,1.3975515255503269E-2,7.1161758999309002E-2]
[2004,2,10,11,null,null,3.5553230940913387E-2,2.2879948908528468E-2,0,0,5.9020057471264436E-5,1.5139916217214713E-2,7.363211612412783E-2,null,2.8709219661005109E-2,2.7837378577753761E-2,0,0,2.4985509004427866E-5,1.3872995318126594E-2,7.0444579065889884E-2]
[2004,2,10,12,null,null,3.5929293372910162E-2,2.2694261602225787E-2,0,0,5.9020057471264436E-5,1.43616353809652E-2,7.3044210413572411E-2,null,2.9012889923333448E-2,2.7611458150077265E-2,0,0,2.4985509004427866E-5,1.3159841675624898E-2,6.9809175258040035E-2]
[2004,2,10,13,null,null,3.6382829900427363E-2,2.2859584869318248E-2,0,0,5.9020057471264436E-5,1.3189323273191791E-2,7.249075810040867E-2,null,2.9379120486581558E-2,2.7812602234452755E-2,0,0,2.4985509004427866E-5,1.2085629629191554E-2,6.930233785923029E-2]
[2004,2,10,14,null,null,3.232275068655955E-2,2.2735403766921312E-2,0,0,5.9020057471264436E-5,1.461675358858806E-2,6.9733928099540182E-2,null,2.6100608157119062E-2,2.7661514643591147E-2,0,0,2.4985509004427866E-5,1.339361137746093E-2,6.7180719687175566E-2]
[2004,2,10,15,null,null,3.31960703959127E-2,2.229772791974876E-2,0,0,5.9020057471264436E-5,1.344041093487657E-2,6.8993229308009288E-2,null,2.6805813470576308E-2,2.7129006974942464E-2,0,0,2.4985509004427866E-5,1.2315706064557265E-2,6.6275512019080468E-2]
[2004,2,10,16,null,null,3.4894914208458076E-2,2.1974231468940345E-2,0,0,5.9020057471264436E-5,1.3473417075310884E-2,7.040158281018058E-2,null,2.8177629164771883E-2,2.6735418107864319E-2,0,0,2.4985509004427866E-5,1.2345950223451224E-2,6.7283983005091849E-2]
[2004,2,10,17,null,null,3.973511899248415E-2,2.1770583468953521E-2,0,0,5.9020057471264436E-5,1.2627542663080865E-2,7.4192265181989805E-2,null,3.2086092577838059E-2,2.6487645418558949E-2,0,0,2.4985509004427866E-5,1.1570859292152199E-2,7.0169582797553628E-2]
[2004,2,10,18,null,null,4.6799923417317743E-2,2.1717102055553248E-2,0,0,5.9020057471264436E-5,1.208237817417112E-2,8.0658423704513371E-2,null,3.779091930460355E-2,2.6422576114529958E-2,0,0,2.4985509004427866E-5,1.1071314625342601E-2,7.5309795553480538E-2]
[2004,2,10,19,null,null,5.0495958490674966E-2,2.1322668201057594E-2,1.1482717688530194E-3,1.5338284112824102E-6,5.9020057471264436E-5,1.0093597226451921E-2,8.3121049572920047E-2,null,4.0775466137270837E-2,2.5942679739963084E-2,6.491249552512331E-4,2.0239683122914868E-6,2.4985509004427866E-5,9.2489565369195982E-3,7.664323684672146E-2]
[2004,2,10,20,null,null,5.1755733494077999E-2,2.1062395409111305E-2,1.1482717688530194E-3,1.5338284112824102E-6,5.9020057471264436E-5,7.6133597775573884E-3,8.1640314335482272E-2,null,4.1792733944977199E-2,2.5626013287959028E-2,6.491249552512331E-4,2.0239683122914868E-6,2.4985509004427866E-5,6.9762674399196827E-3,7.5071149105423854E-2]
[2004,2,10,21,null,null,4.6492613510116881E-2,2.0544545425017619E-2,1.1482717688530194E-3,1.5338284112824102E-6,5.9020057471264436E-5,8.9849955326091416E-3,7.7230980122479212E-2,null,3.7542766678348702E-2,2.4995960043026899E-2,6.491249552512331E-4,2.0239683122914868E-6,2.4985509004427866E-5,8.2331235634939721E-3,7.1447984717437518E-2]
[2004,2,10,22,null,null,4.4590117441144023E-2,1.9506563410319554E-2,1.1482717688530194E-3,1.5338284112824102E-6,5.9020057471264436E-5,8.7503022302693034E-3,7.4055808736468456E-2,null,3.6006501869135912E-2,2.3733077052528646E-2,6.491249552512331E-4,2.0239683122914868E-6,2.4985509004427866E-5,8.018069593720074E-3,6.8433782947952576E-2]
[2004,2,10,23,null,null,4.2163600922576219E-2,1.8745944084946609E-2,1.1482717688530194E-3,1.5338284112824102E-6,5.9020057471264436E-5,7.6923839358507655E-3,6.9810754598109162E-2,null,3.4047090757993996E-2,2.2807653302737412E-2,6.491249552512331E-4,2.0239683122914868E-6,2.4985509004427866E-5,7.0486787903059137E-3,6.457955728360526E-2]
[2004,2,10,24,null,null,3.5069897300936528E-2,1.7937893093496384E-2,1.1482717688530194E-3,1.5338284112824102E-6,5.9020057471264436E-5,9.0222140768565252E-3,6.3238830126025006E-2,null,2.8318927941450567E-2,2.1824520803226253E-2,6.491249552512331E-4,2.0239683122914868E-6,2.4985509004427866E-5,8.2672276287135901E-3,5.9086810805958359E-2]
[2004,2,11,1,null,null,2.9258602870549939E-2,1.7557861474495208E-2,1.1482717688530194E-3,1.5338284112824102E-6,5.9020057471264436E-5,9.3413602506755532E-3,5.7366650250456272E-2,null,2.3626310030183513E-2,2.1362147216119638E-2,6.491249552512331E-4,2.0239683122914868E-6,2.4985509004427866E-5,8.5596673827827117E-3,5.4224259061653818E-2]
[2004,2,11,2,null,null,2.826432318559683E-2,1.7124455422334813E-2,1.1482717688530194E-3,1.5338284112824102E-6,5.9020057471264436E-5,9.7922804925885017E-3,5.6389884755255706E-2,null,2.2823429585161984E-2,2.0834834484779515E-2,6.491249552512331E-4,2.0239683122914868E-6,2.4985509004427866E-5,8.9728542403027002E-3,5.3307252742812145E-2]
[2004,2,11,3,null,null,2.8333931298058189E-2,1.6935062475016662E-2,1.1482717688530194E-3,1.5338284112824102E-6,5.9020057471264436E-5,1.0026439330651964E-2,5.6504258758462378E-2,null,2.2879638107930627E-2,2.0604405509805416E-2,6.491249552512331E-4,2.0239683122914868E-6,2.4985509004427866E-5,9.1874184702195553E-3,5.3347596520523545E-2]
[2004,2,11,4,null,null,2.8550783775813542E-2,1.6546071255817606E-2,1.1482717688530194E-3,1.5338284112824102E-6,5.9020057471264436E-5,9.953677292722108E-3,5.625935797908882E-2,null,2.3054746396351956E-2,2.0131131033732184E-2,6.491249552512331E-4,2.0239683122914868E-6,2.4985509004427866E-5,9.120745220707745E-3,5.2982757083359831E-2]
[2004,2,11,5,null,null,2.965773697794586E-2,1.664302905605777E-2,1.1482717688530194E-3,1.5338284112824102E-6,5.9020057471264436E-5,1.0048923424984065E-2,5.7558515113723258E-2,null,2.3948610661101485E-2,2.0249096812508274E-2,6.491249552512331E-4,2.0239683122914868E-6,2.4985509004427866E-5,9.2080210766624423E-3,5.4081862982840151E-2]
[2004,2,11,6,null,null,3.2141265404800744E-2,1.6868836922645212E-2,1.1482717688530194E-3,1.5338284112824102E-6,5.9020057471264436E-5,9.8624194646921223E-3,6.0081347446873649E-2,null,2.5954058865216109E-2,2.0523830776869815E-2,6.491249552512331E-4,2.0239683122914868E-6,2.4985509004427866E-5,9.03712392433869E-3,5.6191147998992559E-2]
[2004,2,11,7,null,null,3.9031967183356907E-2,1.7575860112244501E-2,0,0,5.9020057471264436E-5,9.8038877745396796E-3,6.647073512761234E-2,null,3.1518297775255527E-2,2.1384045643205903E-2,0,0,2.4985509004427866E-5,8.9834902151558343E-3,6.1910819142621691E-2]
[2004,2,11,8,null,null,4.3337590483879737E-2,1.9269589206094222E-2,0,0,5.9020057471264436E-5,1.1452931478640285E-2,7.4119131226085502E-2,null,3.4995086855766473E-2,2.3444757324956024E-2,0,0,2.4985509004427866E-5,1.0494540557717277E-2,6.8959370247444196E-2]
[2004,2,11,9,null,null,4.3226908185918386E-2,2.0567345187463358E-2,0,0,5.9020057471264436E-5,1.351085910030202E-2,7.7364132531155025E-2,null,3.490571094475467E-2,2.5023699861031836E-2,0,0,2.4985509004427866E-5,1.2380259068358344E-2,7.2334655383149288E-2]
[2004,2,11,10,null,null,3.7994770159813424E-2,2.1203360741357501E-2,0,0,5.9020057471264436E-5,1.5251798563231864E-2,7.4508949521874049E-2,null,3.068076159661292E-2,2.5797521770594384E-2,0,0,2.4985509004427866E-5,1.3975515255503269E-2,7.0478784131715003E-2]
[2004,2,11,11,null,null,3.7213241276848788E-2,2.1793575201104348E-2,0,0,5.9020057471264436E-5,1.5139916217214713E-2,7.4205752752639118E-2,null,3.004967733848346E-2,2.6515618800606242E-2,0,0,2.4985509004427866E-5,1.3872995318126594E-2,7.046327696622072E-2]
[2004,2,11,12,null,null,3.8677322727781238E-2,2.1826683364421777E-2,0,0,5.9020057471264436E-5,1.43616353809652E-2,7.492466153063948E-2,null,3.1231922520258294E-2,2.6555900554729298E-2,0,0,2.4985509004427866E-5,1.3159841675624898E-2,7.097265025961691E-2]
[2004,2,11,13,null,null,3.6898114089899403E-2,2.1916050308139246E-2,0,0,5.9020057471264436E-5,1.3189323273191791E-2,7.2062507728701708E-2,null,2.9795212261981133E-2,2.6664630755768894E-2,0,0,2.4985509004427866E-5,1.2085629629191554E-2,6.8570458155946007E-2]
[2004,2,11,14,null,null,3.5396914739963203E-2,2.1681331887950513E-2,0,0,5.9020057471264436E-5,1.461675358858806E-2,7.175402027397304E-2,null,2.8582994391714932E-2,2.6379055576030163E-2,0,0,2.4985509004427866E-5,1.339361137746093E-2,6.8380646854210442E-2]
[2004,2,11,15,null,null,3.5338214768655223E-2,2.139295859472275E-2,0,0,5.9020057471264436E-5,1.344041093487657E-2,7.0230604355725812E-2,null,2.853559418853294E-2,2.602820004888768E-2,0,0,2.4985509004427866E-5,1.2315706064557265E-2,6.6904485810982323E-2]
[2004,2,11,16,null,null,3.5211079430212289E-2,2.110578835113152E-2,0,0,5.9020057471264436E-5,1.3473417075310884E-2,6.9849304914125956E-2,null,2.8432932453960901E-2,2.5678808237783804E-2,0,0,2.4985509004427866E-5,1.2345950223451224E-2,6.648267642420036E-2]
[2004,2,11,17,null,null,4.0867007043918546E-2,2.0766915342964081E-2,0,0,5.9020057471264436E-5,1.2627542663080865E-2,7.4320485107434761E-2,null,3.3000091723353192E-2,2.5266511153736428E-2,0,0,2.4985509004427866E-5,1.1570859292152199E-2,6.9862447678246245E-2]
[2004,2,11,18,null,null,4.6966795589531006E-2,2.0625058196647131E-2,0,0,5.9020057471264436E-5,1.208237817417112E-2,7.9733252017820527E-2,null,3.7925668516435841E-2,2.5093917626461865E-2,0,0,2.4985509004427866E-5,1.1071314625342601E-2,7.4115886277244733E-2]
[2004,2,11,19,null,null,4.9970529704126236E-2,2.0319238326287913E-2,1.1482717688530194E-3,1.5338284112824102E-6,5.9020057471264436E-5,1.0093597226451921E-2,8.1592190911601636E-2,null,4.0351182603818918E-2,2.4721835348576367E-2,6.491249552512331E-4,2.0239683122914868E-6,2.4985509004427866E-5,9.2489565369195982E-3,7.4998108921882828E-2]
[2004,2,11,20,null,null,5.1757843523943942E-2,1.9800903996009877E-2,1.1482717688530194E-3,1.5338284112824102E-6,5.9020057471264436E-5,7.6133597775573884E-3,8.0380932952246784E-2,null,4.1794437793243856E-2,2.4091192813512935E-2,6.491249552512331E-4,2.0239683122914868E-6,2.4985509004427866E-5,6.9762674399196827E-3,7.3538032479244411E-2]
[2004,2,11,21,null,null,4.9970381029145722E-2,1.9067629086000012E-2,1.1482717688530194E-3,1.5338284112824102E-6,5.9020057471264436E-5,8.9849955326091416E-3,7.9231831302490452E-2,null,4.0351062548832049E-2,2.3199038230776774E-2,6.491249552512331E-4,2.0239683122914868E-6,2.4985509004427866E-5,8.2331235634939721E-3,7.2459358775670737E-2]
[2004,2,11,22,null,null,4.6407185924227268E-2,1.8213815348121089E-2,1.1482717688530194E-3,1.5338284112824102E-6,5.9020057471264436E-5,8.7503022302693034E-3,7.4580129157353223E-2,null,3.7473783937160138E-2,2.2160227508285904E-2,6.491249552512331E-4,2.0239683122914868E-6,2.4985509004427866E-5,8.018069593720074E-3,6.8328215471734066E-2]
[2004,2,11,23,null,null,4.4925647489194212E-2,1.7475243724603337E-2,1.1482717688530194E-3,1.5338284112824102E-6,5.9020057471264436E-5,7.6923839358507655E-3,7.1302100804383886E-2,null,3.6277442247757183E-2,2.1261628565917366E-2,6.491249552512331E-4,2.0239683122914868E-6,2.4985509004427866E-5,7.0486787903059137E-3,6.5263884036548411E-2]
[2004,2,11,24,null,null,3.5866765944472342E-2,1.6647932146445641E-2,1.1482717688530194E-3,1.5338284112824102E-6,5.9020057471264436E-5,9.0222140768565252E-3,6.274573782251007E-2,null,2.8962399050061129E-2,2.0255062262163503E-2,6.491249552512331E-4,2.0239683122914868E-6,2.4985509004427866E-5,8.2672276287135901E-3,5.8160823373506171E-2]
[2004,2,12,1,null,null,3.0771989193965621E-2,1.6092725112533388E-2,1.1482717688530194E-3,1.5338284112824102E-6,5.9020057471264436E-5,9.3413602506755532E-3,5.7414900211910133E-2,null,2.4848368876624477E-2,1.9579557764586322E-2,6.491249552512331E-4,2.0239683122914868E-6,2.4985509004427866E-5,8.5596673827827117E-3,5.3663728456561463E-2]
[2004,2,12,2,null,null,2.9868036139560013E-2,1.556281103117186E-2,1.1482717688530194E-3,1.5338284112824102E-6,5.9020057471264436E-5,9.7922804925885017E-3,5.6431953318055936E-2,null,2.4118427149379014E-2,1.8934826478012298E-2,6.491249552512331E-4,2.0239683122914868E-6,2.4985509004427866E-5,8.9728542403027002E-3,5.2702242300261964E-2]
[2004,2,12,3,null,null,2.9979705072591359E-2,1.5452588130174739E-2,1.1482717688530194E-3,1.5338284112824102E-6,5.9020057471264436E-5,1.0026439330651964E-2,5.6667558188153624E-2,null,2.4208599767812342E-2,1.8800721431044672E-2,6.491249552512331E-4,2.0239683122914868E-6,2.4985509004427866E-5,9.1874184702195553E-3,5.2872874101644519E-2]
[2004,2,12,4,null,null,3.02294777702596E-2,1.511760324985289E-2,1.1482717688530194E-3,1.5338284112824102E-6,5.9020057471264436E-5,9.953677292722108E-3,5.6509583967570165E-2,null,2.4410291120550341E-2,1.8393154920794862E-2,6.491249552512331E-4,2.0239683122914868E-6,2.4985509004427866E-5,9.120745220707745E-3,5.2600325694620892E-2]
[2004,2,12,5,null,null,3.1419937096633828E-2,1.5156311083201335E-2,1.1482717688530194E-3,1.5338284112824102E-6,5.9020057471264436E-5,1.0048923424984065E-2,5.7833997259554792E-2,null,2.5371586546982038E-2,1.8440249633075608E-2,6.491249552512331E-4,2.0239683122914868E-6,2.4985509004427866E-5,9.2080210766624423E-3,5.3695991689288035E-2]
[2004,2,12,6,null,null,3.4086582150102906E-2,1.5912449208433498E-2,1.1482717688530194E-3,1.5338284112824102E-6,5.9020057471264436E-5,9.8624194646921223E-3,6.1070276477964099E-2,null,2.7524901353313102E-2,1.9360221234992724E-2,6.491249552512331E-4,2.0239683122914868E-6,2.4985509004427866E-5,9.03712392433869E-3,5.6598380945212461E-2]
[2004,2,12,7,null,null,4.1417594765369409E-2,1.6826378870397563E-2,0,0,5.9020057471264436E-5,9.8038877745396796E-3,6.8106881467777908E-2,null,3.3444691086602488E-2,2.047217328065699E-2,0,0,2.4985509004427866E-5,8.9834902151558343E-3,6.2925340091419743E-2]
[2004,2,12,8,null,null,4.5805349985010894E-2,1.8537827593621891E-2,0,0,5.9020057471264436E-5,1.1452931478640285E-2,7.5855129114744332E-2,null,3.6987801658712217E-2,2.2554443927994425E-2,0,0,2.4985509004427866E-5,1.0494540557717277E-2,7.0061771653428348E-2]
[2004,2,12,9,null,null,4.5484034709477442E-2,1.9848917668277916E-2,0,0,5.9020057471264436E-5,1.351085910030202E-2,7.8902831535528642E-2,null,3.6728339703171332E-2,2.4149609673497066E-2,0,0,2.4985509004427866E-5,1.2380259068358344E-2,7.328319395403117E-2]
[2004,2,12,10,null,null,4.0031501298291527E-2,2.0505880330954091E-2,0,0,5.9020057471264436E-5,1.5251798563231864E-2,7.5848200249948747E-2,null,3.2325421170370204E-2,2.4948917330410103E-2,0,0,2.4985509004427866E-5,1.3975515255503269E-2,7.1274839265288006E-2]
[2004,2,12,11,null,null,3.9229890290442992E-2,2.0777909457047217E-2,0,0,5.9020057471264436E-5,1.5139916217214713E-2,7.5206736022176188E-2,null,3.1678120604487735E-2,2.5279887377480756E-2,0,0,2.4985509004427866E-5,1.3872995318126594E-2,7.0855988809099518E-2]
[2004,2,12,12,null,null,4.0669293457464437E-2,2.0516425751398174E-2,0,0,5.9020057471264436E-5,1.43616353809652E-2,7.5606374647299066E-2,null,3.2840438081946886E-2,2.4961747641453938E-2,0,0,2.4985509004427866E-5,1.3159841675624898E-2,7.0987012908030153E-2]
[2004,2,12,13,null,null,3.8775696819789637E-2,2.0790903075679688E-2,0,0,5.9020057471264436E-5,1.3189323273191791E-2,7.2814943226132384E-2,null,3.1311359559921856E-2,2.5295696341146416E-2,0,0,2.4985509004427866E-5,1.2085629629191554E-2,6.8717671039264253E-2]
[2004,2,12,14,null,null,3.7228931347941377E-2,2.0861732993787654E-2,0,0,5.9020057471264436E-5,1.461675358858806E-2,7.2766437987788354E-2,null,3.0062347064569468E-2,2.5381873074009128E-2,0,0,2.4985509004427866E-5,1.339361137746093E-2,6.886281702504396E-2]
[2004,2,12,15,null,null,3.7137643326180345E-2,2.049039412971522E-2,0,0,5.9020057471264436E-5,1.344041093487657E-2,7.11274684482434E-2,null,2.9988632023775802E-2,2.4930075712872351E-2,0,0,2.4985509004427866E-5,1.2315706064557265E-2,6.7259399310209855E-2]
[2004,2,12,16,null,null,3.6929087332589837E-2,2.0401422246201135E-2,0,0,5.9020057471264436E-5,1.3473417075310884E-2,7.0862946711573116E-2,null,2.9820223142975073E-2,2.4821826170268076E-2,0,0,2.4985509004427866E-5,1.2345950223451224E-2,6.7012985045698803E-2]
[2004,2,12,17,null,null,4.2784423451565301E-2,2.0429625157300652E-2,0,0,5.9020057471264436E-5,1.2627542663080865E-2,7.5900611329418083E-2,null,{"$f":"G1027*X$5","v":3.4548404700034008E-2},{"$f":"H1027*Y$5","v":2.4856139844499199E-2},{"$f":"I1027*Z$5","v":0},{"$f":"J1027*AA$5","v":0},{"$f":"K1027*AB$5","v":2.4985509004427866E-5},{"$f":"L1027*AC$5","v":1.1570859292152199E-2},{"$f":"SUM(O1027:T1027)","v":7.1000389345689835E-2}]
[2004,2,12,18,null,null,4.9050278156752281E-2,2.0340051950299438E-2,0,0,5.9020057471264436E-5,1.208237817417112E-2,8.1531728338694098E-2,null,3.9608079850067895E-2,2.474715868882945E-2,0,0,2.4985509004427866E-5,1.1071314625342601E-2,7.5451538673244375E-2]
[2004,2,12,19,null,null,5.2125250090493472E-2,2.0151177837912412E-2,1.1482717688530194E-3,1.5338284112824102E-6,5.9020057471264436E-5,1.0093597226451921E-2,8.3578850809593375E-2,null,4.2091118447710844E-2,2.4517360965457129E-2,6.491249552512331E-4,2.0239683122914868E-6,2.4985509004427866E-5,9.2489565369195982E-3,7.6533570382655514E-2]
[2004,2,12,20,null,null,5.4063753730335382E-2,1.9759068670731277E-2,1.1482717688530194E-3,1.5338284112824102E-6,5.9020057471264436E-5,7.6133597775573884E-3,8.2645007833359624E-2,null,4.3656459355893566E-2,2.4040292971369066E-2,6.491249552512331E-4,2.0239683122914868E-6,2.4985509004427866E-5,6.9762674399196827E-3,7.534915419975026E-2]
[2004,2,12,21,null,null,5.219297550719542E-2,1.8951020074770852E-2,1.1482717688530194E-3,1.5338284112824102E-6,5.9020057471264436E-5,8.9849955326091416E-3,8.1337816769310983E-2,null,4.2145806694412265E-2,2.3057163386381745E-2,6.491249552512331E-4,2.0239683122914868E-6,2.4985509004427866E-5,8.2331235634939721E-3,7.4112228076855927E-2]
[2004,2,12,22,null,null,4.8525387837801484E-2,1.8281104152506628E-2,1.1482717688530194E-3,1.5338284112824102E-6,5.9020057471264436E-5,8.7503022302693034E-3,7.6765619875312982E-2,null,3.9184231128984365E-2,2.2242095869496558E-2,6.491249552512331E-4,2.0239683122914868E-6,2.4985509004427866E-5,8.018069593720074E-3,7.0120531024768951E-2]
[2004,2,12,23,null,null,4.7106987059472166E-2,1.7645404847993623E-2,1.1482717688530194E-3,1.5338284112824102E-6,5.9020057471264436E-5,7.6923839358507655E-3,7.3653601498052126E-2,null,3.8038873071932607E-2,2.1468658731498971E-2,6.491249552512331E-4,2.0239683122914868E-6,2.4985509004427866E-5,7.0486787903059137E-3,6.7232345026305429E-2]
[2004,2,12,24,null,null,3.7717019724088807E-2,1.6860418734051811E-2,1.1482717688530194E-3,1.5338284112824102E-6,5.9020057471264436E-5,9.0222140768565252E-3,6.4808478189732704E-2,null,3.0456478231666147E-2,2.0513588607896871E-2,6.491249552512331E-4,2.0239683122914868E-6,2.4985509004427866E-5,8.2672276287135901E-3,5.9913428900844556E-2]
[2004,2,13,1,null,null,2.8789736056440307E-2,1.6063911216633107E-2,1.1482717688530194E-3,1.5338284112824102E-6,5.9020057471264436E-5,9.3108335434677631E-3,5.5373306471276744E-2,null,2.3247700266688324E-2,1.9544500722646112E-2,6.491249552512331E-4,2.0239683122914868E-6,2.4985509004427866E-5,8.5316951760613866E-3,5.2000030597963771E-2]
[2004,2,13,2,null,null,2.7251208943029799E-2,1.5409992617163639E-2,1.1482717688530194E-3,1.5338284112824102E-6,5.9020057471264436E-5,9.9974199077980889E-3,5.3867447122727091E-2,null,2.2005340242455328E-2,1.8748896690257699E-2,6.491249552512331E-4,2.0239683122914868E-6,2.4985509004427866E-5,9.1608274170320355E-3,5.0591198782313017E-2]
[2004,2,13,3,null,null,2.6890330925297849E-2,1.5318527889828279E-2,1.1482717688530194E-3,1.5338284112824102E-6,5.9020057471264436E-5,9.8291903467423204E-3,5.324687481660402E-2,null,2.1713931388528299E-2,1.8637614175968677E-2,6.491249552512331E-4,2.0239683122914868E-6,2.4985509004427866E-5,9.0066754468749299E-3,5.003435544393986E-2]
[2004,2,13,4,null,null,2.8166985966382486E-2,1.481814325342368E-2,1.1482717688530194E-3,1.5338284112824102E-6,5.9020057471264436E-5,9.8609687325966217E-3,5.4054923607138358E-2,null,2.2744829819861884E-2,1.8028810519379466E-2,6.491249552512331E-4,2.0239683122914868E-6,2.4985509004427866E-5,9.0357945907228367E-3,5.0485569362532137E-2]
[2004,2,13,5,null,null,2.8831143269116039E-2,1.4991844740829924E-2,1.1482717688530194E-3,1.5338284112824102E-6,5.9020057471264436E-5,9.8671349078725216E-3,5.4898948572554049E-2,null,2.3281136574241728E-2,1.8240148144466738E-2,6.491249552512331E-4,2.0239683122914868E-6,2.4985509004427866E-5,9.0414447752751158E-3,5.1238863926551532E-2]
[2004,2,13,6,null,null,3.0462184558776917E-2,1.5517044133215852E-2,1.1482717688530194E-3,1.5338284112824102E-6,5.9020057471264436E-5,1.0641415242315615E-2,5.7829469589043947E-2,null,2.4598201758524531E-2,1.8879143203988206E-2,6.491249552512331E-4,2.0239683122914868E-6,2.4985509004427866E-5,9.7509326813199921E-3,5.3904412076400676E-2]
[2004,2,13,7,null,null,3.8446940338782876E-2,1.6658817129890906E-2,0,0,5.9020057471264436E-5,8.5172879229758296E-3,6.3682065449120875E-2,null,3.1045888833959201E-2,2.026830570978613E-2,0,0,2.4985509004427866E-5,7.8045541192775358E-3,5.9143734172027299E-2]
[2004,2,13,8,null,null,4.2296155979232621E-2,1.8513211274258461E-2,0,0,5.9020057471264436E-5,1.1325391743534403E-2,7.219377905449674E-2,null,3.4154128912839893E-2,2.2524493957212136E-2,0,0,2.4985509004427866E-5,1.0377673454715269E-2,6.7081281833771725E-2]
[2004,2,13,9,null,null,4.2373901787074175E-2,1.9836906130199797E-2,0,0,5.9020057471264436E-5,1.3020600047994121E-2,7.5290428022739359E-2,null,3.4216908621349511E-2,2.4134995579116067E-2,0,0,2.4985509004427866E-5,1.1931025305122373E-2,7.0307915014592381E-2]
[2004,2,13,10,null,null,3.9286151093150506E-2,2.0619979957066631E-2,0,0,5.9020057471264436E-5,1.3315066099456433E-2,7.3280217207144838E-2,null,3.1723551180007553E-2,2.5087739077800063E-2,0,0,2.4985509004427866E-5,1.220085019019267E-2,6.9037125957004716E-2]
[2004,2,13,11,null,null,3.6759250310194003E-2,2.1120721377210654E-2,0,0,5.9020057471264436E-5,1.3240445456416042E-2,7.1179437201291967E-2,null,2.968307981581484E-2,2.5696976822947096E-2,0,0,2.4985509004427866E-5,1.2132473865206283E-2,6.7537516012972643E-2]
[2004,2,13,12,null,null,3.6063546304415023E-2,2.1300146458223205E-2,0,0,5.9020057471264436E-5,1.3060857014137112E-2,7.0483569834246598E-2,null,2.9121299111435437E-2,2.5915278180457066E-2,0,0,2.4985509004427866E-5,1.1967913534542605E-2,6.7029476335439528E-2]
[2004,2,13,13,null,null,3.7270732691298963E-2,2.1189832898556259E-2,0,0,5.9020057471264436E-5,1.1815047384824527E-2,7.0334633032151012E-2,null,3.0096101632489682E-2,2.5781062831682237E-2,0,0,2.4985509004427866E-5,1.0826354300873999E-2,6.6728504274050346E-2]
[2004,2,13,14,null,null,3.3726279751266172E-2,2.0939862217616591E-2,0,0,5.9020057471264436E-5,1.3126283401587059E-2,6.7851445427941096E-2,null,2.7233957311412049E-2,2.5476930663097603E-2,0,0,2.4985509004427866E-5,1.2027864986964978E-2,6.476373847047906E-2]
[2004,2,13,15,null,null,3.3742855278738437E-2,2.0611367573391798E-2,0,0,5.9020057471264436E-5,1.264931487370044E-2,6.7062557783301946E-2,null,2.7247342043167911E-2,2.5077260637233097E-2,0,0,2.4985509004427866E-5,1.1590809585909256E-2,6.3940397775314697E-2]
[2004,2,13,16,null,null,3.7532497272766009E-2,1.9975721214379405E-2,0,0,5.9020057471264436E-5,1.0640710215826635E-2,6.820794876044331E-2,null,3.0307476426563892E-2,2.4303887916509798E-2,0,0,2.4985509004427866E-5,9.7502866520394835E-3,6.4386636504117606E-2]
[2004,2,13,17,null,null,4.1736078937421248E-2,1.9894723427168217E-2,0,0,5.9020057471264436E-5,9.6412205413012285E-3,7.1331042963361957E-2,null,3.3701866927222573E-2,2.4205340228506976E-2,0,0,2.4985509004427866E-5,8.8344351125546929E-3,6.6766627777288673E-2]
[2004,2,13,18,null,null,4.7379908722080408E-2,1.9916970928096547E-2,0,0,5.9020057471264436E-5,9.9648724791867593E-3,7.7320772186834988E-2,null,3.825925720453334E-2,2.4232408125739908E-2,0,0,2.4985509004427866E-5,9.1310035845706232E-3,7.1647654423848309E-2]
[2004,2,13,19,null,null,4.9094836998870461E-2,1.9650682938951773E-2,1.1482717688530194E-3,1.5338284112824102E-6,5.9020057471264436E-5,8.8030017757736601E-3,7.8757347368331468E-2,null,3.9644061097126336E-2,2.3908423155573795E-2,6.491249552512331E-4,2.0239683122914868E-6,2.4985509004427866E-5,8.0663591970151077E-3,7.2294977882283187E-2]
[2004,2,13,20,null,null,4.7789390124751835E-2,1.9177452413129174E-2,1.1482717688530194E-3,1.5338284112824102E-6,5.9020057471264436E-5,7.6981443122483154E-3,7.5873812504864899E-2,null,3.8589913272217537E-2,2.3332657127662658E-2,6.491249552512331E-4,2.0239683122914868E-6,2.4985509004427866E-5,7.0539571335706533E-3,6.9652661966018797E-2]
[2004,2,13,21,null,null,4.6086085393276424E-2,1.8691142415159418E-2,1.1482717688530194E-3,1.5338284112824102E-6,5.9020057471264436E-5,7.4391661360080274E-3,7.3425219599179428E-2,null,3.7214495387783188E-2,2.2740977680573305E-2,6.491249552512331E-4,2.0239683122914868E-6,2.4985509004427866E-5,6.8166504685315613E-3,6.7448257969455999E-2]
[2004,2,13,22,null,null,4.4272724552198037E-2,1.7849046888392922E-2,1.1482717688530194E-3,1.5338284112824102E-6,5.9020057471264436E-5,6.5367571178754722E-3,6.9867354213202004E-2,null,3.5750207239184144E-2,2.1716424169944876E-2,6.491249552512331E-4,2.0239683122914868E-6,2.4985509004427866E-5,5.9897557946129963E-3,6.4132521636309961E-2]
[2004,2,13,23,null,null,4.2551638145947542E-2,1.6968025177219272E-2,1.1482717688530194E-3,1.5338284112824102E-6,5.9020057471264436E-5,6.4798956353676693E-3,6.7208384613270056E-2,null,3.4360430659532842E-2,2.0644510285555931E-2,6.491249552512331E-4,2.0239683122914868E-6,2.4985509004427866E-5,5.9376525286969316E-3,6.1618727906353657E-2]
[2004,2,13,24,null,null,3.7679938372668642E-2,1.5805092084801523E-2,1.1482717688530194E-3,1.5338284112824102E-6,5.9020057471264436E-5,6.2501736960317907E-3,6.0944029808237522E-2,null,3.0426535055333798E-2,1.922960289727222E-2,6.491249552512331E-4,2.0239683122914868E-6,2.4985509004427866E-5,5.7271539140973382E-3,5.6059426299271305E-2]
[2004,2,14,1,null,null,3.3109977174013643E-2,1.526208811332831E-2,1.1482717688530194E-3,1.5338284112824102E-6,5.9020057471264436E-5,8.8278661094881739E-3,5.8408757051565695E-2,null,2.6736293228578293E-2,1.85689455162809E-2,6.491249552512331E-4,2.0239683122914868E-6,2.4985509004427866E-5,8.0891428624106643E-3,5.4070516039837806E-2]
[2004,2,14,2,null,null,3.0876319799994195E-2,1.4186089826550563E-2,1.1482717688530194E-3,1.5338284112824102E-6,5.9020057471264436E-5,9.5929531461200531E-3,5.5864188427400381E-2,null,2.493261579895955E-2,1.7259809216291975E-2,6.491249552512331E-4,2.0239683122914868E-6,2.4985509004427866E-5,8.7902067735229853E-3,5.165876622134246E-2]
[2004,2,14,3,null,null,2.9875570125049173E-2,1.3686842644025613E-2,1.1482717688530194E-3,1.5338284112824102E-6,5.9020057471264436E-5,9.9076552450770537E-3,5.467889366888741E-2,null,2.4124510839626197E-2,1.6652389467262572E-2,6.491249552512331E-4,2.0239683122914868E-6,2.4985509004427866E-5,9.0785743366453564E-3,5.0531609076102074E-2]
[2004,2,14,4,null,null,2.9431462014777289E-2,1.3362088844743669E-2,1.1482717688530194E-3,1.5338284112824102E-6,5.9020057471264436E-5,1.008504408598755E-2,5.4087420600244074E-2,null,2.3765893719505136E-2,1.6257270820305907E-2,6.491249552512331E-4,2.0239683122914868E-6,2.4985509004427866E-5,9.2411191304296886E-3,4.9940418102808679E-2]
[2004,2,14,5,null,null,2.9668350411805159E-2,1.2952073527429933E-2,1.1482717688530194E-3,1.5338284112824102E-6,5.9020057471264436E-5,1.0364713260509896E-2,5.4193962854480554E-2,null,2.39571810046669E-2,1.5758416926166054E-2,6.491249552512331E-4,2.0239683122914868E-6,2.4985509004427866E-5,9.4973853536444042E-3,4.9889117717045309E-2]
[2004,2,14,6,null,null,3.0873168684192626E-2,1.2378177329141225E-2,1.1482717688530194E-3,1.5338284112824102E-6,5.9020057471264436E-5,1.0295968120041146E-2,5.4756139788110565E-2,null,2.4930071274219312E-2,1.5060173857531342E-2,6.491249552512331E-4,2.0239683122914868E-6,2.4985509004427866E-5,9.4343928642419504E-3,5.010077242856055E-2]
[2004,2,14,7,null,null,3.3860235545964762E-2,1.2940940591862066E-2,0,0,5.9020057471264436E-5,1.0132752218470858E-2,5.6992948413768951E-2,null,2.7342126561662686E-2,1.5744871802296966E-2,0,0,2.4985509004427866E-5,9.28483500633559E-3,5.2396818879299673E-2]
[2004,2,14,8,null,null,4.0334197817321338E-2,1.4511221900514432E-2,0,0,5.9020057471264436E-5,9.3773985157383864E-3,6.4281838291045418E-2,null,3.256984848753558E-2,1.7655388099220719E-2,0,0,2.4985509004427866E-5,8.5926899355707933E-3,5.8842912031331525E-2]
[2004,2,14,9,null,null,4.1948394909445894E-2,1.5329579651594389E-2,0,0,5.9020057471264436E-5,1.0658665738487824E-2,6.799566035699936E-2,null,3.3873311989094039E-2,1.8651060537997907E-2,0,0,2.4985509004427866E-5,9.7667396414906366E-3,6.2316097677587008E-2]
[2004,2,14,10,null,null,4.2885450380770532E-2,1.6025726476081505E-2,0,0,5.9020057471264436E-5,1.1157319173585881E-2,7.0127516087909181E-2,null,3.4629983904665228E-2,1.9498042442390423E-2,0,0,2.4985509004427866E-5,1.0223665338517761E-2,6.4376677194577833E-2]
[2004,2,14,11,null,null,4.3832845097184658E-2,1.6058991400743954E-2,0,0,5.9020057471264436E-5,1.0055125888005667E-2,7.0005982443405543E-2,null,3.5395004756480671E-2,1.9538514923552474E-2,0,0,2.4985509004427866E-5,9.2137045123713984E-3,6.4172209701408967E-2]
[2004,2,14,12,null,null,4.4532676933164178E-2,1.6003839853243947E-2,0,0,5.9020057471264436E-5,9.4576352250448723E-3,7.0053172068924266E-2,null,3.5960118682083979E-2,1.9471413615195336E-2,0,0,2.4985509004427866E-5,8.6662123696834136E-3,6.412273017596716E-2]
[2004,2,14,13,null,null,4.5356106397252793E-2,1.5442447484111282E-2,0,0,5.9020057471264436E-5,8.5615692985884333E-3,6.9419143237423778E-2,null,3.6625037642590036E-2,1.8788383597397401E-2,0,0,2.4985509004427866E-5,7.8451299922044516E-3,6.3283536741196314E-2]
[2004,2,14,14,null,null,4.3900254460478308E-2,1.5134189717859566E-2,0,0,5.9020057471264436E-5,8.5574194002966258E-3,6.7650883636105774E-2,null,3.5449437790182226E-2,1.8413335201398442E-2,0,0,2.4985509004427866E-5,7.8413273608855614E-3,6.1729085861470655E-2]
[2004,2,14,15,null,null,4.2941763503115737E-2,1.510077470130301E-2,0,0,5.9020057471264436E-5,8.8319218532570114E-3,6.693348011514702E-2,null,3.4675456728271395E-2,1.8372680107727316E-2,0,0,2.4985509004427866E-5,8.092859218136109E-3,6.1165981563139245E-2]
[2004,2,14,16,null,null,4.1707653429876271E-2,1.499518368044791E-2,0,0,5.9020057471264436E-5,8.6520180586631985E-3,6.541387522645864E-2,null,3.3678913341332155E-2,1.8244210536675992E-2,0,0,2.4985509004427866E-5,7.9280099241039962E-3,5.9876119311116568E-2]
[2004,2,14,17,null,null,4.7663522612636934E-2,1.5064178055635494E-2,0,0,5.9020057471264436E-5,7.4041489231060961E-3,7.0190869648849796E-2,null,3.8488275306894602E-2,1.8328154017035619E-2,0,0,2.4985509004427866E-5,6.7845635254023809E-3,6.3625978358337026E-2]
[2004,2,14,18,null,null,5.2969149385163991E-2,1.5141482254870055E-2,0,0,5.9020057471264436E-5,7.103057809383858E-3,7.5272709506889177E-2,null,4.2772566788164844E-2,1.8422207822328011E-2,0,0,2.4985509004427866E-5,6.5086679688438395E-3,6.7728428088341119E-2]
[2004,2,14,19,null,null,5.5748628576465023E-2,1.511530842430223E-2,1.1482717688530194E-3,1.5338284112824102E-6,5.9020057471264436E-5,5.1485705431175352E-3,7.7221333198620346E-2,null,4.5016995115336286E-2,1.8390362872268924E-2,6.491249552512331E-4,2.0239683122914868E-6,2.4985509004427866E-5,4.7177338378200286E-3,6.8801226257993189E-2]
[2004,2,14,20,null,null,5.3150486139338315E-2,1.4662039761450158E-2,1.1482717688530194E-3,1.5338284112824102E-6,5.9020057471264436E-5,5.3441590308424495E-3,7.4365510586366493E-2,null,4.2918996144103168E-2,1.7838883871345888E-2,6.491249552512331E-4,2.0239683122914868E-6,2.4985509004427866E-5,4.8969553166946572E-3,6.6330969764711659E-2]
[2004,2,14,21,null,null,4.8762707113479305E-2,1.4292611475731068E-2,1.1482717688530194E-3,1.5338284112824102E-6,5.9020057471264436E-5,6.961921653681695E-3,7.1226065897627644E-2,null,3.937586634848237E-2,1.7389411056174541E-2,6.491249552512331E-4,2.0239683122914868E-6,2.4985509004427866E-5,6.3793422051353068E-3,6.3820754042360164E-2]
[2004,2,14,22,null,null,4.4027377924819602E-2,1.3672996875361184E-2,1.1482717688530194E-3,1.5338284112824102E-6,5.9020057471264436E-5,7.6876807493182027E-3,6.6596881204234556E-2,null,3.5552089936421977E-2,1.663554371705777E-2,6.491249552512331E-4,2.0239683122914868E-6,2.4985509004427866E-5,7.0443691703707427E-3,5.9908137256418435E-2]
[2004,2,14,23,null,null,4.2456418242977141E-2,1.315743341877138E-2,1.1482717688530194E-3,1.5338284112824102E-6,5.9020057471264436E-5,7.4601342411510455E-3,6.4282811557635142E-2,null,3.4283540626246702E-2,1.600827242465571E-2,6.491249552512331E-4,2.0239683122914868E-6,2.4985509004427866E-5,6.8358639450333885E-3,5.780381142850375E-2]
[2004,2,14,24,null,null,3.7713272076743048E-2,1.2645794461548341E-2,1.1482717688530194E-3,1.5338284112824102E-6,5.9020057471264436E-5,8.9096323436888107E-3,6.0477524536715774E-2,null,3.0453452007944307E-2,1.5385775958239393E-2,6.491249552512331E-4,2.0239683122914868E-6,2.4985509004427866E-5,8.1640668294902501E-3,5.4679429228241899E-2]
[2004,2,15,1,null,null,3.2131162485889098E-2,1.2446733060497027E-2,1.1482717688530194E-3,1.5338284112824102E-6,5.9020057471264436E-5,9.6410778865348278E-3,5.5427799087656521E-2,null,2.5945900762265248E-2,1.514358365250317E-2,6.491249552512331E-4,2.0239683122914868E-6,2.4985509004427866E-5,8.8343043952589032E-3,5.0599923242595268E-2]
[2004,2,15,2,null,null,2.9406611701586923E-2,1.2082057680446992E-2,1.1482717688530194E-3,1.5338284112824102E-6,5.9020057471264436E-5,1.0180996840299465E-2,5.2878491877068952E-2,null,2.3745827101615678E-2,1.4699893561540812E-2,6.491249552512331E-4,2.0239683122914868E-6,2.4985509004427866E-5,9.3290424777079887E-3,4.8450897573432426E-2]
[2004,2,15,3,null,null,2.8561376177858776E-2,1.1824078976980448E-2,1.1482717688530194E-3,1.5338284112824102E-6,5.9020057471264436E-5,1.0392143514143764E-2,5.1986424323718555E-2,null,2.3063299756735985E-2,1.4386018261289622E-2,6.491249552512331E-4,2.0239683122914868E-6,2.4985509004427866E-5,9.5225202206263605E-3,4.764797267121991E-2]
[2004,2,15,4,null,null,2.8825846433442416E-2,1.1574779218609894E-2,1.1482717688530194E-3,1.5338284112824102E-6,5.9020057471264436E-5,1.0294057275882423E-2,5.1903508582670302E-2,null,2.327685938156928E-2,1.4082702384980265E-2,6.491249552512331E-4,2.0239683122914868E-6,2.4985509004427866E-5,9.4326419211265937E-3,4.7468338120244091E-2]
[2004,2,15,5,null,null,2.7855253752777611E-2,1.1648592023805715E-2,1.1482717688530194E-3,1.5338284112824102E-6,5.9020057471264436E-5,1.1072566103306484E-2,5.1785237534625383E-2,null,2.249310618296747E-2,1.4172508311135815E-2,6.491249552512331E-4,2.0239683122914868E-6,2.4985509004427866E-5,1.0146004476309948E-2,4.7487753402981184E-2]
[2004,2,15,6,null,null,2.9928240888496237E-2,1.1774920937165664E-2,1.1482717688530194E-3,1.5338284112824102E-6,5.9020057471264436E-5,1.0464770677229776E-2,5.3376758157627248E-2,null,2.416704245988956E-2,1.4326209082084929E-2,6.491249552512331E-4,2.0239683122914868E-6,2.4985509004427866E-5,9.5890698817344879E-3,4.8758455856276924E-2]
[2004,2,15,7,null,null,3.4034753757356463E-2,1.2462274690974424E-2,0,0,5.9020057471264436E-5,1.0127668216351271E-2,5.6683716722153422E-2,null,2.7483049947051114E-2,1.5162492709207994E-2,0,0,2.4985509004427866E-5,9.2801764377814129E-3,5.1950704603044948E-2]
[2004,2,15,8,null,null,3.6969407170325749E-2,1.3384993139574071E-2,0,0,5.9020057471264436E-5,1.0278622445976399E-2,6.0692042813347488E-2,null,2.9852781395702657E-2,1.6285137819869563E-2,0,0,2.4985509004427866E-5,9.4184986907447175E-3,5.5581403415321362E-2]
[2004,2,15,9,null,null,4.3157115482925723E-2,1.3993963973908381E-2,0,0,5.9020057471264436E-5,8.666607147069301E-3,6.587670666137467E-2,null,{"$f":"G1091*X$5","v":3.4849353365206372E-2},{"$f":"H1091*Y$5","v":1.7026055193677853E-2},{"$f":"I1091*Z$5","v":0},{"$f":"J1091*AA$5","v":0},{"$f":"K1091*AB$5","v":2.4985509004427866E-5},{"$f":"L1091*AC$5","v":7.9413781853446674E-3},{"$f":"SUM(O1091:T1091)","v":5.9841772253233325E-2}]
[2004,2,15,10,null,null,4.5539280348650762E-2,1.4773318158880196E-2,0,0,5.9020057471264436E-5,8.5813243987710626E-3,6.8952942963773287E-2,null,3.6772950534546274E-2,1.7974273110595067E-2,0,0,2.4985509004427866E-5,7.8632319690192989E-3,6.2635441123165062E-2]
[2004,2,15,11,null,null,4.2514785017158413E-2,1.5208811789835861E-2,0,0,5.9020057471264436E-5,1.1305016745335898E-2,6.9087633609801441E-2,null,3.4330671772883112E-2,1.8504125739269187E-2,0,0,2.4985509004427866E-5,1.0359003453470923E-2,6.3218786474627642E-2]
[2004,2,15,12,null,null,4.2381266868431952E-2,1.5688588411825417E-2,0,0,5.9020057471264436E-5,1.0696987493681061E-2,6.8825862831409693E-2,null,3.422285592157865E-2,1.90878562149129E-2,0,0,2.4985509004427866E-5,9.8018546000380093E-3,6.3137552245533982E-2]
[2004,2,15,13,null,null,4.1574387275845719E-2,1.6110214815379918E-2,0,0,5.9020057471264436E-5,1.0090816711500606E-2,6.7834438860197507E-2,null,3.3571300975643113E-2,1.960083698515179E-2,0,0,2.4985509004427866E-5,9.2464086977936642E-3,6.2443532167592991E-2]
[2004,2,15,14,null,null,4.0168466276714845E-2,1.6322849216119418E-2,0,0,5.9020057471264436E-5,1.0203862287351706E-2,6.6754197837657236E-2,null,3.2436020335266214E-2,1.9859543170891256E-2,0,0,2.4985509004427866E-5,9.349994524955248E-3,6.167054354011714E-2]
[2004,2,15,15,null,null,4.1155148590344651E-2,1.6298557689309701E-2,0,0,5.9020057471264436E-5,8.8145532968954381E-3,6.6327279634021047E-2,null,3.3232765906005025E-2,1.9829988365907332E-2,0,0,2.4985509004427866E-5,8.0769440771518587E-3,6.1164683858068641E-2]
[2004,2,15,16,null,null,4.3485531505591861E-2,1.6155777405247835E-2,0,0,5.9020057471264436E-5,8.2198496921617979E-3,6.7920178660472758E-2,null,3.5114549171196136E-2,1.9656271683376286E-2,0,0,2.4985509004427866E-5,7.5320057693188305E-3,6.2327812132895684E-2]
[2004,2,15,17,null,null,4.7175105501207237E-2,1.623074020798829E-2,0,0,5.9020057471264436E-5,7.5479837592022682E-3,7.101284952586906E-2,null,3.8093878686189936E-2,1.9747476778609593E-2,0,0,2.4985509004427866E-5,6.9163621416639971E-3,6.4782703115467952E-2]
[2004,2,15,18,null,null,5.4872375413646202E-2,1.6082120163744575E-2,0,0,5.9020057471264436E-5,6.3078812314434282E-3,7.7321396866305486E-2,null,4.4309421039387349E-2,1.9566655027110285E-2,0,0,2.4985509004427866E-5,5.7800324344999803E-3,6.968109401000204E-2]
[2004,2,15,19,null,null,5.5332997864600095E-2,1.5984826053924695E-2,1.1482717688530194E-3,1.5338284112824102E-6,5.9020057471264436E-5,5.8348550130021349E-3,7.8361504586262495E-2,null,4.468137348295579E-2,1.9448280070100132E-2,6.491249552512331E-4,2.0239683122914868E-6,2.4985509004427866E-5,5.3465894471256123E-3,7.0152377432749477E-2]
[2004,2,15,20,null,null,5.0763157265659747E-2,1.5701163121146923E-2,1.1482717688530194E-3,1.5338284112824102E-6,5.9020057471264436E-5,7.4371919851399767E-3,7.5110338026682211E-2,null,4.0991229040421275E-2,1.9103155503617058E-2,6.491249552512331E-4,2.0239683122914868E-6,2.4985509004427866E-5,6.8148415162654586E-3,6.7585360492871741E-2]
[2004,2,15,21,null,null,4.9127037641162663E-2,1.5451597115763008E-2,1.1482717688530194E-3,1.5338284112824102E-6,5.9020057471264436E-5,7.9466869536544988E-3,7.3734147365315736E-2,null,3.9670063102804208E-2,1.8799515692191595E-2,6.491249552512331E-4,2.0239683122914868E-6,2.4985509004427866E-5,7.281701518091239E-3,6.6427414745654986E-2]
[2004,2,15,22,null,null,4.8659301743362436E-2,1.5188293926134208E-2,1.1482717688530194E-3,1.5338284112824102E-6,5.9020057471264436E-5,6.9679476063375665E-3,7.2024368930569779E-2,null,3.9292366553773238E-2,1.8479162242114842E-2,6.491249552512331E-4,2.0239683122914868E-6,2.4985509004427866E-5,6.3848639010141194E-3,6.4832527129470144E-2]
[2004,2,15,23,null,null,4.5251817938964933E-2,1.5513791606392135E-2,1.1482717688530194E-3,1.5338284112824102E-6,5.9020057471264436E-5,5.0906440805093779E-3,6.7065079280602014E-2,null,3.6540824754538605E-2,1.8875185947750964E-2,6.491249552512331E-4,2.0239683122914868E-6,2.4985509004427866E-5,4.6646547102324621E-3,6.0756799845089977E-2]
[2004,2,15,24,null,null,3.5328375473401834E-2,1.5343915720616597E-2,1.1482717688530194E-3,1.5338284112824102E-6,5.9020057471264436E-5,8.3984750086445493E-3,6.0279591857398548E-2,null,2.8527648961579912E-2,1.8668502822606299E-2,6.491249552512331E-4,2.0239683122914868E-6,2.4985509004427866E-5,7.6956835693615033E-3,5.556796978611566E-2]
[2004,2,16,1,null,null,3.2313574707713816E-2,1.5171455991022048E-2,1.1482717688530194E-3,1.5338284112824102E-6,5.9020057471264436E-5,1.0190515455355386E-2,5.8884371808826816E-2,null,2.6093198557897976E-2,1.8458676008685792E-2,6.491249552512331E-4,2.0239683122914868E-6,2.4985509004427866E-5,9.3377645670651085E-3,5.4565773566216828E-2]
[2004,2,16,2,null,null,2.9412169911602101E-2,1.4702282694230819E-2,1.1482717688530194E-3,1.5338284112824102E-6,5.9020057471264436E-5,1.1180361478742972E-2,5.6503639739311468E-2,null,2.3750315353963627E-2,1.7887846295142073E-2,6.491249552512331E-4,2.0239683122914868E-6,2.4985509004427866E-5,1.0244779444235182E-2,5.2559075525908827E-2]
[2004,2,16,3,null,null,2.9007247087496139E-2,1.4540326396638522E-2,1.1482717688530194E-3,1.5338284112824102E-6,5.9020057471264436E-5,1.1507402022461907E-2,5.6263801161332137E-2,null,2.3423340336634471E-2,1.7690798706130734E-2,6.491249552512331E-4,2.0239683122914868E-6,2.4985509004427866E-5,1.0544452960703627E-2,5.2334726436036774E-2]
[2004,2,16,4,null,null,3.0384967480176148E-2,1.4382143317949932E-2,1.1482717688530194E-3,1.5338284112824102E-6,5.9020057471264436E-5,1.1195114418596355E-2,5.7171050871458004E-2,null,2.4535848998663838E-2,1.7498341884498253E-2,6.491249552512331E-4,2.0239683122914868E-6,2.4985509004427866E-5,1.0258297845696471E-2,5.296862316142651E-2]
[2004,2,16,5,null,null,3.0690332897711156E-2,1.4274624638788709E-2,1.1482717688530194E-3,1.5338284112824102E-6,5.9020057471264436E-5,1.1579355306434586E-2,5.7753138497670019E-2,null,2.4782431450296905E-2,1.7367526986792108E-2,6.491249552512331E-4,2.0239683122914868E-6,2.4985509004427866E-5,1.0610385133468347E-2,5.3436478003125308E-2]
[2004,2,16,6,null,null,3.2980502883274115E-2,1.4884676925641556E-2,1.1482717688530194E-3,1.5338284112824102E-6,5.9020057471264436E-5,1.1012050867720155E-2,6.0086056331371394E-2,null,2.6631742790969078E-2,1.8109760132907965E-2,6.491249552512331E-4,2.0239683122914868E-6,2.4985509004427866E-5,1.0090553206440311E-2,5.5508190562885307E-2]
[2004,2,16,7,null,null,4.0753647830370651E-2,1.6090094731459788E-2,0,0,5.9020057471264436E-5,9.9859182679624004E-3,6.6888680887264101E-2,null,3.2908554204083736E-2,1.9576357455265602E-2,0,0,2.4985509004427866E-5,9.1502882440734779E-3,6.1660185412427237E-2]
[2004,2,16,8,null,null,4.5784380876981501E-2,1.7682639435089083E-2,0,0,5.9020057471264436E-5,1.2052376910719684E-2,7.5578417280261531E-2,null,3.6970869112426578E-2,2.1513960987256033E-2,0,0,2.4985509004427866E-5,1.1043823892802984E-2,6.9553639501490017E-2]
[2004,2,16,9,null,null,4.7226814349856323E-2,1.9144207817479192E-2,0,0,5.9020057471264436E-5,1.2998351553436774E-2,7.9428393778243553E-2,null,3.8135633560641473E-2,2.3292209380227875E-2,0,0,2.4985509004427866E-5,1.1910638583267302E-2,7.3363467033141075E-2]
[2004,2,16,10,null,null,4.3402017330133782E-2,1.985942084206584E-2,0,0,5.9020057471264436E-5,1.4335573976635825E-2,7.7656032206306708E-2,null,3.5047111508160152E-2,2.4162388584244257E-2,0,0,2.4985509004427866E-5,1.3135961111488478E-2,7.2370446712897316E-2]
[2004,2,16,11,null,null,4.185605532538958E-2,2.0380842256504973E-2,0,0,5.9020057471264436E-5,1.3894182784773118E-2,7.6190100424138929E-2,null,3.3798747812170592E-2,2.4796787086195437E-2,0,0,2.4985509004427866E-5,1.2731505905110845E-2,7.1352026312481304E-2]
[2004,2,16,12,null,null,4.112034849607614E-2,2.038155314956102E-2,0,0,5.9020057471264436E-5,1.3694085395288359E-2,7.5255007098396776E-2,null,3.320466484390356E-2,2.4797652009417453E-2,0,0,2.4985509004427866E-5,1.254815283316088E-2,7.0575455195486317E-2]
[2004,2,16,13,null,null,4.1756538906295895E-2,2.0309882162591969E-2,0,0,5.9020057471264436E-5,1.2425562848111088E-2,7.4551003974470217E-2,null,3.3718388343845884E-2,2.4710451972158844E-2,0,0,2.4985509004427866E-5,1.1385781317662108E-2,6.9839607142671262E-2]
[2004,2,16,14,null,null,3.9583512314902869E-2,2.0341371877874104E-2,0,0,5.9020057471264436E-5,1.3215179354447574E-2,7.3199083604695805E-2,null,3.1963670246770888E-2,2.4748764606908117E-2,0,0,2.4985509004427866E-5,1.2109322051861549E-2,6.8846742414544984E-2]
[2004,2,16,15,null,null,3.9378546438435288E-2,2.0128534919215253E-2,0,0,5.9020057471264436E-5,1.2007508174926631E-2,7.1573609590048437E-2,null,3.1798160384100521E-2,2.4489811974749236E-2,0,0,2.4985509004427866E-5,1.1002709810488611E-2,6.7315667678342794E-2]
[2004,2,16,16,null,null,4.233892481852445E-2,1.9775699732330874E-2,0,0,5.9020057471264436E-5,1.0989938788301961E-2,7.3163583396628554E-2,null,3.4188664733337225E-2,2.4060527507720034E-2,0,0,2.4985509004427866E-5,1.0070291484391028E-2,6.8344469234452712E-2]
[2004,2,16,17,null,null,4.6855208954302764E-2,1.9909424431181211E-2,0,0,5.9020057471264436E-5,1.1041355733859712E-2,7.786500917681495E-2,null,3.7835562353445366E-2,2.4223226519067276E-2,0,0,2.4985509004427866E-5,1.0117405816779735E-2,7.2201180198296799E-2]
[2004,2,16,18,null,null,5.4506742586886744E-2,1.9840569964258592E-2,0,0,5.9020057471264436E-5,9.9779571469353016E-3,8.4384289755551914E-2,null,4.4014172679086236E-2,2.4139453261086796E-2,0,0,2.4985509004427866E-5,9.1429933163373264E-3,7.7321604765514779E-2]
[2004,2,16,19,null,null,5.5332537389729909E-2,1.9774342172008578E-2,1.1482717688530194E-3,1.5338284112824102E-6,5.9020057471264436E-5,8.8485134377421556E-3,8.5164218654216209E-2,null,4.4681001649683631E-2,2.4058875802955092E-2,6.491249552512331E-4,2.0239683122914868E-6,2.4985509004427866E-5,8.1080624049028223E-3,7.752407429010949E-2]
[2004,2,16,20,null,null,5.500847130308379E-2,1.9456292942053213E-2,1.1482717688530194E-3,1.5338284112824102E-6,5.9020057471264436E-5,8.1703682457718776E-3,8.3843958145644451E-2,null,4.441931841527752E-2,2.3671914413485803E-2,6.491249552512331E-4,2.0239683122914868E-6,2.4985509004427866E-5,7.4866649719027281E-3,7.6254032233234001E-2]
[2004,2,16,21,null,null,5.0741069724583171E-2,1.9002451211636181E-2,1.1482717688530194E-3,1.5338284112824102E-6,5.9020057471264436E-5,8.6058170575832732E-3,7.9558163648538197E-2,null,4.0973393359900627E-2,2.3119738177668572E-2,6.491249552512331E-4,2.0239683122914868E-6,2.4985509004427866E-5,7.8856750615803987E-3,7.2654941031717546E-2]
[2004,2,16,22,null,null,4.806725949462623E-2,1.799168139409589E-2,1.1482717688530194E-3,1.5338284112824102E-6,5.9020057471264436E-5,8.2417364653807248E-3,7.5509503008838408E-2,null,3.8814292676442347E-2,2.1889963488121601E-2,6.491249552512331E-4,2.0239683122914868E-6,2.4985509004427866E-5,7.5520610389807471E-3,6.893245163611264E-2]
[2004,2,16,23,null,null,4.6158933225346657E-2,1.7386677990885387E-2,1.1482717688530194E-3,1.5338284112824102E-6,5.9020057471264436E-5,7.7143565768966575E-3,7.2468793447864277E-2,null,3.7273319982830767E-2,2.1153873174138318E-2,6.491249552512331E-4,2.0239683122914868E-6,2.4985509004427866E-5,7.068812742302949E-3,6.617214033183999E-2]
[2004,2,16,24,null,null,3.6149369084195297E-2,1.6638706591432972E-2,1.1482717688530194E-3,1.5338284112824102E-6,5.9020057471264436E-5,9.8946212718264859E-3,6.3891522602190318E-2,null,2.9190600971531491E-2,2.024383779359042E-2,6.491249552512331E-4,2.0239683122914868E-6,2.4985509004427866E-5,9.0666310572184786E-3,5.9177204254908335E-2]
[2004,2,17,1,null,null,2.463964895138436E-2,1.571804606355675E-2,1.1482717688530194E-3,1.5338284112824102E-6,5.9020057471264436E-5,9.3413602506755532E-3,5.0907880920352228E-2,null,1.9896506601354037E-2,1.9123696496136215E-2,6.491249552512331E-4,2.0239683122914868E-6,2.4985509004427866E-5,8.5596673827827117E-3,4.8256004912840919E-2]
[2004,2,17,2,null,null,2.2364754760491844E-2,1.5331911432066091E-2,1.1482717688530194E-3,1.5338284112824102E-6,5.9020057471264436E-5,9.7922804925885017E-3,4.8697772339881998E-2,null,1.8059530458723893E-2,1.8653897548517925E-2,6.491249552512331E-4,2.0239683122914868E-6,2.4985509004427866E-5,8.9728542403027002E-3,4.636241668011247E-2]
[2004,2,17,3,null,null,2.1521754987824215E-2,1.5026591632107598E-2,1.1482717688530194E-3,1.5338284112824102E-6,5.9020057471264436E-5,1.0026439330651964E-2,4.778361160531934E-2,null,1.7378808481924825E-2,1.8282423691967462E-2,6.491249552512331E-4,2.0239683122914868E-6,2.4985509004427866E-5,9.1874184702195553E-3,4.5524785076679793E-2]
[2004,2,17,4,null,null,2.2621685615522538E-2,1.4574654807428313E-2,1.1482717688530194E-3,1.5338284112824102E-6,5.9020057471264436E-5,9.953677292722108E-3,4.8358843370408522E-2,null,1.8267002020648175E-2,1.773256510040672E-2,6.491249552512331E-4,2.0239683122914868E-6,2.4985509004427866E-5,9.120745220707745E-3,4.579644677433059E-2]
[2004,2,17,5,null,null,2.3012874534451846E-2,1.4467244067952877E-2,1.1482717688530194E-3,1.5338284112824102E-6,5.9020057471264436E-5,1.0048923424984065E-2,4.8737867682124354E-2,null,1.8582886915080334E-2,1.7601881529824986E-2,6.491249552512331E-4,2.0239683122914868E-6,2.4985509004427866E-5,9.2080210766624423E-3,4.6068923954135713E-2]
[2004,2,17,6,null,null,2.484360111466858E-2,1.5294857320622381E-2,1.1482717688530194E-3,1.5338284112824102E-6,5.9020057471264436E-5,9.8624194646921223E-3,5.1209703554718648E-2,null,2.006119789103724E-2,1.8608814872317702E-2,6.491249552512331E-4,2.0239683122914868E-6,2.4985509004427866E-5,9.03712392433869E-3,4.8383271120261577E-2]
[2004,2,17,7,null,null,3.0155292684103628E-2,1.6453316906250088E-2,0,0,5.9020057471264436E-5,9.8038877745396796E-3,5.6471517422364663E-2,null,2.4350386693367285E-2,2.0018279473006807E-2,0,0,2.4985509004427866E-5,8.9834902151558343E-3,5.3377141890534358E-2]
[2004,2,17,8,null,null,3.4655181104896425E-2,1.7909520251406422E-2,0,0,5.9020057471264436E-5,1.1452931478640285E-2,6.407665289241439E-2,null,2.7984044780230172E-2,2.1790000378825711E-2,0,0,2.4985509004427866E-5,1.0494540557717277E-2,6.0293571225777588E-2]
[2004,2,17,9,null,null,3.6303015309085515E-2,1.9341573707387209E-2,0,0,5.9020057471264436E-5,1.351085910030202E-2,6.9214468174246008E-2,null,2.9314670236228933E-2,2.3532338806113821E-2,0,0,2.4985509004427866E-5,1.2380259068358344E-2,6.5252253619705519E-2]
[2004,2,17,10,null,null,3.2458736198436179E-2,1.9835133589276435E-2,0,0,5.9020057471264436E-5,1.5251798563231864E-2,6.7604688408415742E-2,null,2.6210416403173228E-2,2.413283897933844E-2,0,0,2.4985509004427866E-5,1.3975515255503269E-2,6.4343756147019357E-2]
[2004,2,17,11,null,null,3.0948160846540021E-2,2.0284129009341099E-2,0,0,5.9020057471264436E-5,1.5139916217214713E-2,6.6431226130567095E-2,null,2.4990627415101788E-2,2.4679118848143514E-2,0,0,2.4985509004427866E-5,1.3872995318126594E-2,6.3567727090376322E-2]
[2004,2,17,12,null,null,3.1640521088521445E-2,2.0306628951383777E-2,0,0,5.9020057471264436E-5,1.43616353809652E-2,6.6367805478341688E-2,null,2.554970803156181E-2,2.4706493883250611E-2,0,0,2.4985509004427866E-5,1.3159841675624898E-2,6.3441029099441743E-2]
[2004,2,17,13,null,null,3.1853689930662253E-2,2.0338682862294538E-2,0,0,5.9020057471264436E-5,1.3189323273191791E-2,6.5440716123619846E-2,null,2.5721841785708469E-2,2.4745492958663223E-2,0,0,2.4985509004427866E-5,1.2085629629191554E-2,6.2577949882567679E-2]
[2004,2,17,14,null,null,2.8506610715105875E-2,2.038373540153952E-2,0,0,5.9020057471264436E-5,1.461675358858806E-2,6.3566119762704723E-2,null,2.3019076667627078E-2,2.4800307092902141E-2,0,0,2.4985509004427866E-5,1.339361137746093E-2,6.1237980646994573E-2]
[2004,2,17,15,null,null,2.9242043357313535E-2,2.0231410065305298E-2,0,0,5.9020057471264436E-5,1.344041093487657E-2,6.2972884414966665E-2,null,2.3612938229916659E-2,2.4614977218753904E-2,0,0,2.4985509004427866E-5,1.2315706064557265E-2,6.0568607022232254E-2]
[2004,2,17,16,null,null,3.0714274614825156E-2,2.0172712095493782E-2,0,0,5.9020057471264436E-5,1.3473417075310884E-2,6.4419423843101092E-2,null,2.4801764377220755E-2,2.4543561079936407E-2,0,0,2.4985509004427866E-5,1.2345950223451224E-2,6.1716261189612813E-2]
[2004,2,17,17,null,null,3.5251939814265804E-2,2.0171054255890955E-2,0,0,5.9020057471264436E-5,1.2627542663080865E-2,6.8109556790708889E-2,null,2.8465927197622174E-2,2.4541544033970544E-2,0,0,2.4985509004427866E-5,1.1570859292152199E-2,6.4603316032749339E-2]
[2004,2,17,18,null,null,4.1679139619490921E-2,1.9894863535054944E-2,0,0,5.9020057471264436E-5,1.208237817417112E-2,7.3715401386188248E-2,null,3.3655888450933702E-2,2.4205510693760202E-2,0,0,2.4985509004427866E-5,1.1071314625342601E-2,6.8957699279040927E-2]
[2004,2,17,19,null,null,4.5036377119425444E-2,1.9439728140196861E-2,1.1482717688530194E-3,1.5338284112824102E-6,5.9020057471264436E-5,1.0093597226451921E-2,7.5778528140809792E-2,null,3.6366856379557846E-2,2.3651760493466824E-2,6.491249552512331E-4,2.0239683122914868E-6,2.4985509004427866E-5,9.2489565369195982E-3,6.9943707842512221E-2]
[2004,2,17,20,null,null,4.6045440259145969E-2,1.8982849623892361E-2,1.1482717688530194E-3,1.5338284112824102E-6,5.9020057471264436E-5,7.6133597775573884E-3,7.3850475315331288E-2,null,3.7181674458348066E-2,2.3095889487230875E-2,6.491249552512331E-4,2.0239683122914868E-6,2.4985509004427866E-5,6.9762674399196827E-3,6.7929965818066568E-2]
[2004,2,17,21,null,null,4.1803830122391548E-2,1.8442951563030233E-2,1.1482717688530194E-3,1.5338284112824102E-6,5.9020057471264436E-5,8.9849955326091416E-3,7.0440602872766489E-2,null,3.3756575981790313E-2,2.2439010978729836E-2,6.491249552512331E-4,2.0239683122914868E-6,2.4985509004427866E-5,8.2331235634939721E-3,6.5104844956582072E-2]
[2004,2,17,22,null,null,3.9770380212542769E-2,1.7799634201424934E-2,1.1482717688530194E-3,1.5338284112824102E-6,5.9020057471264436E-5,8.7503022302693034E-3,6.7529142298972569E-2,null,3.211456599882926E-2,2.1656305168841723E-2,6.491249552512331E-4,2.0239683122914868E-6,2.4985509004427866E-5,8.018069593720074E-3,6.246507519395901E-2]
[2004,2,17,23,null,null,3.7409128053913984E-2,1.6917167145194579E-2,1.1482717688530194E-3,1.5338284112824102E-6,5.9020057471264436E-5,7.6923839358507655E-3,6.3227504789694897E-2,null,3.020785583204421E-2,2.0582632774515549E-2,6.491249552512331E-4,2.0239683122914868E-6,2.4985509004427866E-5,7.0486787903059137E-3,5.8515301829433618E-2]
[2004,2,17,24,null,null,3.0674483843543841E-2,1.6103051043146188E-2,1.1482717688530194E-3,1.5338284112824102E-6,5.9020057471264436E-5,9.0222140768565252E-3,5.7008574618282126E-2,null,2.4769633345442108E-2,1.9592121028638408E-2,6.491249552512331E-4,2.0239683122914868E-6,2.4985509004427866E-5,8.2672276287135901E-3,5.3305116435362059E-2]
[2004,2,18,1,null,null,2.4078595863873755E-2,1.5528464484505252E-2,1.1482717688530194E-3,1.5338284112824102E-6,5.9020057471264436E-5,9.3413602506755532E-3,5.015724625379013E-2,null,{"$f":"G1155*X$5","v":1.9443456459227817E-2},{"$f":"H1155*Y$5","v":1.8893038018334384E-2},{"$f":"I1155*Z$5","v":6.491249552512331E-4},{"$f":"J1155*AA$5","v":2.0239683122914868E-6},{"$f":"K1155*AB$5","v":2.4985509004427866E-5},{"$f":"L1155*AC$5","v":8.5596673827827117E-3},{"$f":"SUM(O1155:T1155)","v":4.7572296292912861E-2}]
[2004,2,18,2,null,null,2.1819840296415094E-2,1.5239451431611527E-2,1.1482717688530194E-3,1.5338284112824102E-6,5.9020057471264436E-5,9.7922804925885017E-3,4.8060397875350686E-2,null,1.7619512248518539E-2,1.8541404113928409E-2,6.491249552512331E-4,2.0239683122914868E-6,2.4985509004427866E-5,8.9728542403027002E-3,4.5809905035317594E-2]
[2004,2,18,3,null,null,2.0999974074901492E-2,1.5025208020936411E-2,1.1482717688530194E-3,1.5338284112824102E-6,5.9020057471264436E-5,1.0026439330651964E-2,4.7260447081225433E-2,null,1.695747060495624E-2,1.8280740291880742E-2,6.491249552512331E-4,2.0239683122914868E-6,2.4985509004427866E-5,9.1874184702195553E-3,4.5101763799624488E-2]
[2004,2,18,4,null,null,2.2039131469445115E-2,1.4436670874673704E-2,1.1482717688530194E-3,1.5338284112824102E-6,5.9020057471264436E-5,9.953677292722108E-3,4.7638305291576491E-2,null,1.7796589782391656E-2,1.7564684001148426E-2,6.491249552512331E-4,2.0239683122914868E-6,2.4985509004427866E-5,9.120745220707745E-3,4.5158153436815771E-2]
[2004,2,18,5,null,null,2.242212268172953E-2,1.4405784900745977E-2,1.1482717688530194E-3,1.5338284112824102E-6,5.9020057471264436E-5,1.0048923424984065E-2,4.8085656662195136E-2,null,1.810585503201078E-2,1.7527105921214505E-2,6.491249552512331E-4,2.0239683122914868E-6,2.4985509004427866E-5,9.2080210766624423E-3,4.5517116462455674E-2]
[2004,2,18,6,null,null,2.4189601181610853E-2,1.5283240973967063E-2,1.1482717688530194E-3,1.5338284112824102E-6,5.9020057471264436E-5,9.8624194646921223E-3,5.054408727500561E-2,null,1.9533093208578399E-2,1.8594681596022931E-2,6.491249552512331E-4,2.0239683122914868E-6,2.4985509004427866E-5,9.03712392433869E-3,4.7841033161507972E-2]
[2004,2,18,7,null,null,2.9349668724535136E-2,1.6585297363538979E-2,0,0,5.9020057471264436E-5,9.8038877745396796E-3,5.5797873920085055E-2,null,2.3699845670587701E-2,2.01788563155996E-2,0,0,2.4985509004427866E-5,8.9834902151558343E-3,5.2887177710347566E-2]
[2004,2,18,8,null,null,3.3797135373241971E-2,1.8373075094676488E-2,0,0,5.9020057471264436E-5,1.1452931478640285E-2,6.3682162004030013E-2,null,2.7291173197611002E-2,2.2353994280877223E-2,0,0,2.4985509004427866E-5,1.0494540557717277E-2,6.0164693545209931E-2]
[2004,2,18,9,null,null,3.5467967445298065E-2,1.9727862638492834E-2,0,0,5.9020057471264436E-5,1.351085910030202E-2,6.876570924156418E-2,null,2.8640369422646923E-2,2.400232548565465E-2,0,0,2.4985509004427866E-5,1.2380259068358344E-2,6.5047939485664341E-2]
[2004,2,18,10,null,null,3.1670075844641959E-2,2.0328454673362056E-2,0,0,5.9020057471264436E-5,1.5251798563231864E-2,6.7309349138707147E-2,null,2.5573573485222025E-2,2.4733048614114354E-2,0,0,2.4985509004427866E-5,1.3975515255503269E-2,6.4307122863844074E-2]
[2004,2,18,11,null,null,3.0205974664323371E-2,2.0724751855276113E-2,0,0,5.9020057471264436E-5,1.5139916217214713E-2,6.6129662794285463E-2,null,2.4391312371975834E-2,2.5215212045787333E-2,0,0,2.4985509004427866E-5,1.3872995318126594E-2,6.3504505244894191E-2]
[2004,2,18,12,null,null,3.0949310987444471E-2,2.0734323038845131E-2,0,0,5.9020057471264436E-5,1.43616353809652E-2,6.610428946472606E-2,null,2.4991556153418758E-2,2.5226857030726465E-2,0,0,2.4985509004427866E-5,1.3159841675624898E-2,6.3403240368774552E-2]
[2004,2,18,13,null,null,3.1123740104570356E-2,2.0614538267779009E-2,0,0,5.9020057471264436E-5,1.3189323273191791E-2,6.498662170301242E-2,null,2.5132407595223435E-2,2.5081118330288445E-2,0,0,2.4985509004427866E-5,1.2085629629191554E-2,6.2324141063707865E-2]
[2004,2,18,14,null,null,2.7891572851934429E-2,2.0536057687617359E-2,0,0,5.9020057471264436E-5,1.461675358858806E-2,6.3103404185611112E-2,null,2.2522433840904264E-2,2.4985633256012461E-2,0,0,2.4985509004427866E-5,1.339361137746093E-2,6.0926663983382083E-2]
[2004,2,18,15,null,null,2.860478218914534E-2,2.0023184775848985E-2,0,0,5.9020057471264436E-5,1.344041093487657E-2,6.2127397957342165E-2,null,2.3098350093362356E-2,2.4361635472440076E-2,0,0,2.4985509004427866E-5,1.2315706064557265E-2,5.9800677139364121E-2]
[2004,2,18,16,null,null,3.004049267753164E-2,1.965984926145143E-2,0,0,5.9020057471264436E-5,1.3473417075310884E-2,6.3232779071765222E-2,null,2.4257685734311345E-2,2.3919575557644658E-2,0,0,2.4985509004427866E-5,1.2345950223451224E-2,6.0548197024411651E-2]
[2004,2,18,17,null,null,3.4529398455389909E-2,1.956767723922705E-2,0,0,5.9020057471264436E-5,1.2627542663080865E-2,6.6783638415169086E-2,null,2.7882475341429319E-2,2.3807432497920396E-2,0,0,2.4985509004427866E-5,1.1570859292152199E-2,6.3285752640506343E-2]
[2004,2,18,18,null,null,4.085383729016194E-2,1.9583844032292866E-2,0,0,5.9020057471264436E-5,1.208237817417112E-2,7.2579079554097189E-2,null,3.2989457152500602E-2,2.3827102172042505E-2,0,0,2.4985509004427866E-5,1.1071314625342601E-2,6.7912859458890126E-2]
[2004,2,18,19,null,null,4.415647000471349E-2,1.9184457652441068E-2,1.1482717688530194E-3,1.5338284112824102E-6,5.9020057471264436E-5,1.0093597226451921E-2,7.4643350538342049E-2,null,3.5656331738927322E-2,2.334118020171027E-2,6.491249552512331E-4,2.0239683122914868E-6,2.4985509004427866E-5,9.2489565369195982E-3,6.8922602910125141E-2]
[2004,2,18,20,null,null,4.5125126681528398E-2,1.8697200374534241E-2,1.1482717688530194E-3,1.5338284112824102E-6,5.9020057471264436E-5,7.6133597775573884E-3,7.26445124883556E-2,null,3.6438521615200323E-2,2.2748348226250648E-2,6.491249552512331E-4,2.0239683122914868E-6,2.4985509004427866E-5,6.9762674399196827E-3,6.6839271713938594E-2]
[2004,2,18,21,null,null,4.1048152388844572E-2,1.8232305597117249E-2,1.1482717688530194E-3,1.5338284112824102E-6,5.9020057471264436E-5,8.9849955326091416E-3,6.9474279173306536E-2,null,3.3146366516400627E-2,2.2182724064696971E-2,6.491249552512331E-4,2.0239683122914868E-6,2.4985509004427866E-5,8.2331235634939721E-3,6.4238348577159515E-2]
[2004,2,18,22,null,null,3.8993596589266363E-2,1.770540961076816E-2,1.1482717688530194E-3,1.5338284112824102E-6,5.9020057471264436E-5,8.7503022302693034E-3,6.66581340850394E-2,null,3.1487313535986258E-2,2.154166480788931E-2,6.491249552512331E-4,2.0239683122914868E-6,2.4985509004427866E-5,8.018069593720074E-3,6.1723182370163596E-2]
[2004,2,18,23,null,null,3.664286233147452E-2,1.6823606996039738E-2,1.1482717688530194E-3,1.5338284112824102E-6,5.9020057471264436E-5,7.6923839358507655E-3,6.2367678918100591E-2,null,2.9589096569889561E-2,2.0468800820509586E-2,6.491249552512331E-4,2.0239683122914868E-6,2.4985509004427866E-5,7.0486787903059137E-3,5.778271061327301E-2]
[2004,2,18,24,null,null,2.996608769198069E-2,1.5941707516452276E-2,1.1482717688530194E-3,1.5338284112824102E-6,5.9020057471264436E-5,9.0222140768565252E-3,5.6138834940025056E-2,null,2.4197603738455434E-2,1.9395818980429982E-2,6.491249552512331E-4,2.0239683122914868E-6,2.4985509004427866E-5,8.2672276287135901E-3,5.2536784780166955E-2]
[2004,2,19,1,null,null,2.6013566933261782E-2,1.5624854407702258E-2,1.1482717688530194E-3,1.5338284112824102E-6,5.9020057471264436E-5,9.3413602506755532E-3,5.2188607246375168E-2,null,2.1005944818192238E-2,1.90103128773755E-2,6.491249552512331E-4,2.0239683122914868E-6,2.4985509004427866E-5,8.5596673827827117E-3,4.9252059510918406E-2]
[2004,2,19,2,null,null,2.369915216453039E-2,1.5255264727727121E-2,1.1482717688530194E-3,1.5338284112824102E-6,5.9020057471264436E-5,9.7922804925885017E-3,4.9955523039581576E-2,null,1.9137055824879359E-2,1.8560643698434992E-2,6.491249552512331E-4,2.0239683122914868E-6,2.4985509004427866E-5,8.9728542403027002E-3,4.7346688196184997E-2]
[2004,2,19,3,null,null,2.2799501574396759E-2,1.4987899974414376E-2,1.1482717688530194E-3,1.5338284112824102E-6,5.9020057471264436E-5,1.0026439330651964E-2,4.9022666534198664E-2,null,1.8410588335800133E-2,1.8235348660143175E-2,6.491249552512331E-4,2.0239683122914868E-6,2.4985509004427866E-5,9.1874184702195553E-3,4.6509489898730806E-2]
[2004,2,19,4,null,null,2.4048255402078479E-2,1.4560187788512305E-2,1.1482717688530194E-3,1.5338284112824102E-6,5.9020057471264436E-5,9.953677292722108E-3,4.9770946138048458E-2,null,1.9418956548551778E-2,1.7714963492812819E-2,6.491249552512331E-4,2.0239683122914868E-6,2.4985509004427866E-5,9.120745220707745E-3,4.6930799694640285E-2]
[2004,2,19,5,null,null,2.4459520954662257E-2,1.4353225890091094E-2,1.1482717688530194E-3,1.5338284112824102E-6,5.9020057471264436E-5,1.0048923424984065E-2,5.0070495924472984E-2,null,1.9751053316571395E-2,1.7463158878189122E-2,6.491249552512331E-4,2.0239683122914868E-6,2.4985509004427866E-5,9.2080210766624423E-3,4.7098367703990909E-2]
[2004,2,19,6,null,null,2.6445131055334754E-2,1.5427916283409433E-2,1.1482717688530194E-3,1.5338284112824102E-6,5.9020057471264436E-5,9.8624194646921223E-3,5.2944292458171879E-2,null,2.1354432672896436E-2,1.8770703901662768E-2,6.491249552512331E-4,2.0239683122914868E-6,2.4985509004427866E-5,9.03712392433869E-3,4.9838394931465843E-2]
[2004,2,19,7,null,null,3.212812128753962E-2,1.670909480118284E-2,0,0,5.9020057471264436E-5,9.8038877745396796E-3,5.8700123920733406E-2,null,2.5943444995823291E-2,2.0329477112543928E-2,0,0,2.4985509004427866E-5,8.9834902151558343E-3,5.528139783252748E-2]
[2004,2,19,8,null,null,3.6756378278395965E-2,1.8510064932005275E-2,0,0,5.9020057471264436E-5,1.1452931478640285E-2,6.6778394746512787E-2,null,2.9680760651295015E-2,2.2520665892700832E-2,0,0,2.4985509004427866E-5,1.0494540557717277E-2,6.2720952610717542E-2]
[2004,2,19,9,null,null,3.8347898327402957E-2,1.9914400691297924E-2,0,0,5.9020057471264436E-5,1.351085910030202E-2,7.1832178176474165E-2,null,3.0965912449672232E-2,2.422928099223608E-2,0,0,2.4985509004427866E-5,1.2380259068358344E-2,6.7600438019271084E-2]
[2004,2,19,10,null,null,3.4390025049054168E-2,2.0592336463464513E-2,0,0,5.9020057471264436E-5,1.5251798563231864E-2,7.0293180133221805E-2,null,2.7769931371964346E-2,2.5054106030816856E-2,0,0,2.4985509004427866E-5,1.3975515255503269E-2,6.6824538167288894E-2]
[2004,2,19,11,null,null,3.27656437676839E-2,2.1023240656348363E-2,0,0,5.9020057471264436E-5,1.5139916217214713E-2,6.8987820698718241E-2,null,2.6458244141693003E-2,2.5578374821625997E-2,0,0,2.4985509004427866E-5,1.3872995318126594E-2,6.5934599790450021E-2]
[2004,2,19,12,null,null,3.3333171292147565E-2,2.1000072415594807E-2,0,0,5.9020057471264436E-5,1.43616353809652E-2,6.8753899146178826E-2,null,2.691652238905038E-2,2.5550186686616794E-2,0,0,2.4985509004427866E-5,1.3159841675624898E-2,6.5651536260296503E-2]
[2004,2,19,13,null,null,3.3641205116193222E-2,2.0780646731244645E-2,0,0,5.9020057471264436E-5,1.3189323273191791E-2,6.7670195178100911E-2,null,2.7165259577865742E-2,2.5283217740603926E-2,0,0,2.4985509004427866E-5,1.2085629629191554E-2,6.4559092456665648E-2]
[2004,2,19,14,null,null,3.0012727249808628E-2,2.0931941446044641E-2,0,0,5.9020057471264436E-5,1.461675358858806E-2,6.5620442341912597E-2,null,2.4235265162611222E-2,2.5467293687169126E-2,0,0,2.4985509004427866E-5,1.339361137746093E-2,6.3121155736245715E-2]
[2004,2,19,15,null,null,3.080257887416369E-2,2.0429838799100729E-2,0,0,5.9020057471264436E-5,1.344041093487657E-2,6.4731848665612254E-2,null,2.4873070031060363E-2,2.4856399776358864E-2,0,0,2.4985509004427866E-5,1.2315706064557265E-2,6.2070161380980919E-2]
[2004,2,19,16,null,null,3.23642469833752E-2,1.999020023564738E-2,0,0,5.9020057471264436E-5,1.3473417075310884E-2,6.5886884351804731E-2,null,2.6134116400079559E-2,2.4321504127021602E-2,0,0,2.4985509004427866E-5,1.2345950223451224E-2,6.2826556259556812E-2]
[2004,2,19,17,null,null,3.7021316869969186E-2,1.9825635218894775E-2,0,0,5.9020057471264436E-5,1.2627542663080865E-2,6.9533514809416094E-2,null,2.989469845725121E-2,2.412128258411907E-2,0,0,2.4985509004427866E-5,1.1570859292152199E-2,6.5611825842526908E-2]
[2004,2,19,18,null,null,4.3700159352184277E-2,1.9989265127235343E-2,0,0,5.9020057471264436E-5,1.208237817417112E-2,7.5830822711062007E-2,null,3.5287861070849656E-2,2.4320366407397261E-2,0,0,2.4985509004427866E-5,1.1071314625342601E-2,7.0704527612593937E-2]
[2004,2,19,19,null,null,4.719110968633794E-2,1.9626019212314962E-2,1.1482717688530194E-3,1.5338284112824102E-6,5.9020057471264436E-5,1.0093597226451921E-2,7.8119551779840396E-2,null,3.8106802059235168E-2,2.3878415505719681E-2,6.491249552512331E-4,2.0239683122914868E-6,2.4985509004427866E-5,9.2489565369195982E-3,7.1910308534442399E-2]
[2004,2,19,20,null,null,4.8299122184408211E-2,1.9113373867201328E-2,1.1482717688530194E-3,1.5338284112824102E-6,5.9020057471264436E-5,7.6133597775573884E-3,7.62346814839025E-2,null,3.9001521705027818E-2,2.3254694595978832E-2,6.491249552512331E-4,2.0239683122914868E-6,2.4985509004427866E-5,6.9762674399196827E-3,6.990861817349428E-2]
[2004,2,19,21,null,null,4.3654351973844388E-2,1.8555296615306797E-2,1.1482717688530194E-3,1.5338284112824102E-6,5.9020057471264436E-5,8.9849955326091416E-3,7.2403469776495907E-2,null,3.52508716312952E-2,2.2575697986382835E-2,6.491249552512331E-4,2.0239683122914868E-6,2.4985509004427866E-5,8.2331235634939721E-3,6.6735827613739959E-2]
[2004,2,19,22,null,null,4.1672586513730854E-2,1.7860491415160367E-2,1.1482717688530194E-3,1.5338284112824102E-6,5.9020057471264436E-5,8.7503022302693034E-3,6.9492205813896091E-2,null,3.3650596820672583E-2,2.1730348397902825E-2,6.491249552512331E-4,2.0239683122914868E-6,2.4985509004427866E-5,8.018069593720074E-3,6.4075149244863433E-2]
[2004,2,19,23,null,null,3.9285575896443284E-2,1.71598873287322E-2,1.1482717688530194E-3,1.5338284112824102E-6,5.9020057471264436E-5,7.6923839358507655E-3,6.5346672815761814E-2,null,3.1723086708898202E-2,2.0877943470558234E-2,6.491249552512331E-4,2.0239683122914868E-6,2.4985509004427866E-5,7.0486787903059137E-3,6.0325843402330298E-2]
[2004,2,19,24,null,null,3.2409222224046519E-2,1.6335069572875355E-2,1.1482717688530194E-3,1.5338284112824102E-6,5.9020057471264436E-5,9.0222140768565252E-3,5.8975331528513961E-2,null,2.61704338888019E-2,1.9874411328977198E-2,6.491249552512331E-4,2.0239683122914868E-6,2.4985509004427866E-5,8.2672276287135901E-3,5.498820727906064E-2]
[2004,2,20,1,null,null,2.2008701906032033E-2,1.5618935033793146E-2,1.1482717688530194E-3,1.5338284112824102E-6,5.9020057471264436E-5,9.3108335434677631E-3,4.8147296138028511E-2,null,1.7772017922195137E-2,1.9003110944665336E-2,6.491249552512331E-4,2.0239683122914868E-6,2.4985509004427866E-5,8.5316951760613866E-3,4.5982958475489812E-2]
[2004,2,20,2,null,null,2.0201670546884008E-2,1.4849701938447106E-2,1.1482717688530194E-3,1.5338284112824102E-6,5.9020057471264436E-5,9.9974199077980889E-3,4.6257618047864768E-2,null,1.631284082770482E-2,1.8067207067637741E-2,6.491249552512331E-4,2.0239683122914868E-6,2.4985509004427866E-5,9.1608274170320355E-3,4.4217009744942547E-2]
[2004,2,20,3,null,null,1.9721337622209636E-2,1.4653043248662215E-2,1.1482717688530194E-3,1.5338284112824102E-6,5.9020057471264436E-5,9.8291903467423204E-3,4.5412396872349742E-2,null,1.5924972184548102E-2,1.7827938071888084E-2,6.491249552512331E-4,2.0239683122914868E-6,2.4985509004427866E-5,9.0066754468749299E-3,4.3435720135879069E-2]
[2004,2,20,4,null,null,2.0695388382042199E-2,1.4032731217393041E-2,1.1482717688530194E-3,1.5338284112824102E-6,5.9020057471264436E-5,9.8609687325966217E-3,4.5797913986767427E-2,null,1.6711517780684675E-2,1.7073222188569881E-2,6.491249552512331E-4,2.0239683122914868E-6,2.4985509004427866E-5,9.0357945907228367E-3,4.3496668992545347E-2]
[2004,2,20,5,null,null,2.1152804890618718E-2,1.4208051739452174E-2,1.1482717688530194E-3,1.5338284112824102E-6,5.9020057471264436E-5,9.8671349078725216E-3,4.6436817192678982E-2,null,1.7080881427075006E-2,1.7286529646751762E-2,6.491249552512331E-4,2.0239683122914868E-6,2.4985509004427866E-5,9.0414447752751158E-3,4.4084990281669831E-2]
[2004,2,20,6,null,null,2.2191935777989551E-2,1.4590315862435012E-2,1.1482717688530194E-3,1.5338284112824102E-6,5.9020057471264436E-5,1.0641415242315615E-2,4.8632492537475744E-2,null,1.7919979199979074E-2,1.7751619457516146E-2,6.491249552512331E-4,2.0239683122914868E-6,2.4985509004427866E-5,9.7509326813199921E-3,4.6098665771383163E-2]
[2004,2,20,7,null,null,2.7656992414721724E-2,1.5734587365757672E-2,0,0,5.9020057471264436E-5,8.5172879229758296E-3,5.1967887760926493E-2,null,2.233301023236341E-2,1.9143821824797437E-2,0,0,2.4985509004427866E-5,7.8045541192775358E-3,4.9306371685442815E-2]
[2004,2,20,8,null,null,3.1151705266077183E-2,1.7299966994725094E-2,0,0,5.9020057471264436E-5,1.1325391743534403E-2,5.9836084061807945E-2,null,2.5154989451873517E-2,2.1048374388427809E-2,0,0,2.4985509004427866E-5,1.0377673454715269E-2,5.6606022804021022E-2]
[2004,2,20,9,null,null,3.1850528690412348E-2,1.8613103153763855E-2,0,0,5.9020057471264436E-5,1.3020600047994121E-2,6.3543251949641583E-2,null,2.5719289085480278E-2,2.2646029546201082E-2,0,0,2.4985509004427866E-5,1.1931025305122373E-2,6.0321329445808161E-2]
[2004,2,20,10,null,null,2.9455914620528337E-2,1.9357876309880277E-2,0,0,5.9020057471264436E-5,1.3315066099456433E-2,6.2187877087336307E-2,null,2.3785639188797576E-2,2.3552173715676625E-2,0,0,2.4985509004427866E-5,1.220085019019267E-2,5.956364860367129E-2]
[2004,2,20,11,null,null,2.788121987663536E-2,1.9888640418079404E-2,0,0,5.9020057471264436E-5,1.3240445456416042E-2,6.1069325808602068E-2,null,2.25140738175213E-2,2.4197939205560019E-2,0,0,2.4985509004427866E-5,1.2132473865206283E-2,5.8869472397292025E-2]
[2004,2,20,12,null,null,2.7519001927818969E-2,1.9911702316384974E-2,0,0,5.9020057471264436E-5,1.3060857014137112E-2,6.0550581315812313E-2,null,2.2221582969783417E-2,2.42259979567583E-2,0,0,2.4985509004427866E-5,1.1967913534542605E-2,5.8440479970088749E-2]
[2004,2,20,13,null,null,2.8189607140717533E-2,1.9598648827089303E-2,0,0,5.9020057471264436E-5,1.1815047384824527E-2,5.9662323410102629E-2,null,2.2763096409023756E-2,2.3845114741876557E-2,0,0,2.4985509004427866E-5,1.0826354300873999E-2,5.7459550960778746E-2]
[2004,2,20,14,null,null,2.5324994162118322E-2,1.954803032270569E-2,0,0,5.9020057471264436E-5,1.3126283401587059E-2,5.8058327943882333E-2,null,2.0449922582907967E-2,2.3783528657257236E-2,0,0,2.4985509004427866E-5,1.2027864986964978E-2,5.6286301736134609E-2]
[2004,2,20,15,null,null,2.5846196600838867E-2,1.9346082069488485E-2,0,0,5.9020057471264436E-5,1.264931487370044E-2,5.7900613601499056E-2,null,2.087079334219135E-2,2.3537824001167384E-2,0,0,2.4985509004427866E-5,1.1590809585909256E-2,5.6024412438272414E-2]
[2004,2,20,16,null,null,2.9406365808187007E-2,1.9064774877645976E-2,0,0,5.9020057471264436E-5,1.0640710215826635E-2,5.9170870959130886E-2,null,2.3745628542794311E-2,2.3195565597214141E-2,0,0,2.4985509004427866E-5,9.7502866520394835E-3,5.6716466301052364E-2]
[2004,2,20,17,null,null,3.2513194503748392E-2,1.9023192757958881E-2,0,0,5.9020057471264436E-5,9.6412205413012285E-3,6.1236627860479759E-2,null,{"$f":"G1219*X$5","v":2.6254391462772531E-2},{"$f":"H1219*Y$5","v":2.3144973823061896E-2},{"$f":"I1219*Z$5","v":0},{"$f":"J1219*AA$5","v":0},{"$f":"K1219*AB$5","v":2.4985509004427866E-5},{"$f":"L1219*AC$5","v":8.8344351125546929E-3},{"$f":"SUM(O1219:T1219)","v":5.8258785907393543E-2}]
[2004,2,20,18,null,null,3.7325989215401416E-2,1.9130307312241142E-2,0,0,5.9020057471264436E-5,9.9648724791867593E-3,6.6480189064300588E-2,null,3.0140721253440514E-2,2.3275297033601549E-2,0,0,2.4985509004427866E-5,9.1310035845706232E-3,6.257200738061712E-2]
[2004,2,20,19,null,null,3.9127989321299121E-2,1.8883565707749378E-2,1.1482717688530194E-3,1.5338284112824102E-6,5.9020057471264436E-5,8.8030017757736601E-3,6.8023382459557732E-2,null,3.1595835612958201E-2,2.2975093589853501E-2,6.491249552512331E-4,2.0239683122914868E-6,2.4985509004427866E-5,8.0663591970151077E-3,6.3313422832394758E-2]
[2004,2,20,20,null,null,3.7514790387945633E-2,1.8422006304544623E-2,1.1482717688530194E-3,1.5338284112824102E-6,5.9020057471264436E-5,7.6981443122483154E-3,6.4843766659474139E-2,null,3.0293178124205237E-2,2.2413527482582015E-2,6.491249552512331E-4,2.0239683122914868E-6,2.4985509004427866E-5,7.0539571335706533E-3,6.0436797172925855E-2]
[2004,2,20,21,null,null,3.6447147179587205E-2,1.7876636742473428E-2,1.1482717688530194E-3,1.5338284112824102E-6,5.9020057471264436E-5,7.4391661360080274E-3,6.2971775712804226E-2,null,2.9431056663590808E-2,2.174999195525832E-2,6.491249552512331E-4,2.0239683122914868E-6,2.4985509004427866E-5,6.8166504685315613E-3,5.8673833519948641E-2]
[2004,2,20,22,null,null,3.4742088858014594E-2,1.7010387977720542E-2,1.1482717688530194E-3,1.5338284112824102E-6,5.9020057471264436E-5,6.5367571178754722E-3,5.9498059608346178E-2,null,2.8054222755859462E-2,2.0696051891696852E-2,6.491249552512331E-4,2.0239683122914868E-6,2.4985509004427866E-5,5.9897557946129963E-3,5.5416164874737259E-2]
[2004,2,20,23,null,null,3.3144533348546466E-2,1.6107080158997065E-2,1.1482717688530194E-3,1.5338284112824102E-6,5.9020057471264436E-5,6.4798956353676693E-3,5.694033479764677E-2,null,2.676419732559146E-2,1.9597023138504251E-2,6.491249552512331E-4,2.0239683122914868E-6,2.4985509004427866E-5,5.9376525286969316E-3,5.2975007425360598E-2]
[2004,2,20,24,null,null,2.8950314404700458E-2,1.5070733565703716E-2,1.1482717688530194E-3,1.5338284112824102E-6,5.9020057471264436E-5,6.2501736960317907E-3,5.1480047321171535E-2,null,2.3377367218214155E-2,1.8336129918392258E-2,6.491249552512331E-4,2.0239683122914868E-6,2.4985509004427866E-5,5.7271539140973382E-3,4.8116785483271696E-2]
[2004,2,21,1,null,null,3.3527920835516353E-2,1.5025122812700232E-2,1.1482717688530194E-3,1.5338284112824102E-6,5.9020057471264436E-5,8.8278661094881739E-3,5.8589735412440322E-2,null,2.7073782566859449E-2,1.8280636621460063E-2,6.491249552512331E-4,2.0239683122914868E-6,2.4985509004427866E-5,8.0891428624106643E-3,5.4119696483298126E-2]
[2004,2,21,2,null,null,3.1258147146378729E-2,1.4011889110685377E-2,1.1482717688530194E-3,1.5338284112824102E-6,5.9020057471264436E-5,9.5929531461200531E-3,5.6071815057919729E-2,null,2.5240941227333422E-2,1.704786419423612E-2,6.491249552512331E-4,2.0239683122914868E-6,2.4985509004427866E-5,8.7902067735229853E-3,5.1755146627660474E-2]
[2004,2,21,3,null,null,3.0267074315604103E-2,1.3649691306818304E-2,1.1482717688530194E-3,1.5338284112824102E-6,5.9020057471264436E-5,9.9076552450770537E-3,5.5033246522235027E-2,null,2.444065031576903E-2,1.6607188499260229E-2,6.491249552512331E-4,2.0239683122914868E-6,2.4985509004427866E-5,9.0785743366453564E-3,5.0802547584242561E-2]
[2004,2,21,4,null,null,2.9834725723061981E-2,1.3399999631583335E-2,1.1482717688530194E-3,1.5338284112824102E-6,5.9020057471264436E-5,1.008504408598755E-2,5.4528595095368435E-2,null,2.4091529001477045E-2,1.6303395788926051E-2,6.491249552512331E-4,2.0239683122914868E-6,2.4985509004427866E-5,9.2411191304296886E-3,5.0312178353400731E-2]
[2004,2,21,5,null,null,3.0078948006426229E-2,1.3461105643948906E-2,1.1482717688530194E-3,1.5338284112824102E-6,5.9020057471264436E-5,1.0364713260509896E-2,5.5113592565620602E-2,null,2.4288738396900735E-2,1.6377741724155095E-2,6.491249552512331E-4,2.0239683122914868E-6,2.4985509004427866E-5,9.4973853536444042E-3,5.0839999907268181E-2]
[2004,2,21,6,null,null,3.1296151796697688E-2,1.337685432270397E-2,1.1482717688530194E-3,1.5338284112824102E-6,5.9020057471264436E-5,1.0295968120041146E-2,5.6177799894178371E-2,null,2.5271629967154565E-2,1.627523555447143E-2,6.491249552512331E-4,2.0239683122914868E-6,2.4985509004427866E-5,9.4343928642419504E-3,5.1657392818435892E-2]
[2004,2,21,7,null,null,3.4344279931567898E-2,1.3099678751161484E-2,0,0,5.9020057471264436E-5,1.0132752218470858E-2,5.7635730958671499E-2,null,2.7732992208024099E-2,1.5938003974611675E-2,0,0,2.4985509004427866E-5,9.28483500633559E-3,5.2980816697975788E-2]
[2004,2,21,8,null,null,4.0898338872737874E-2,1.4061834727805318E-2,0,0,5.9020057471264436E-5,9.3773985157383864E-3,6.4396592173752848E-2,null,3.3025392162501749E-2,1.710863159619256E-2,0,0,2.4985509004427866E-5,8.5926899355707933E-3,5.8751699203269531E-2]
[2004,2,21,9,null,null,4.2480927549738451E-2,1.4792732043916179E-2,0,0,5.9020057471264436E-5,1.0658665738487824E-2,6.7991345389613711E-2,null,3.4303331881582078E-2,1.7997893428523759E-2,0,0,2.4985509004427866E-5,9.7667396414906366E-3,6.2092950460600899E-2]
[2004,2,21,10,null,null,4.3384832768557646E-2,1.5411875132445083E-2,0,0,5.9020057471264436E-5,1.1157319173585881E-2,7.0013047132059872E-2,null,3.5033234981610789E-2,1.8751187092687246E-2,0,0,2.4985509004427866E-5,1.0223665338517761E-2,6.4033072921820228E-2]
[2004,2,21,11,null,null,4.4350851638523571E-2,1.5575296102924656E-2,0,0,5.9020057471264436E-5,1.0055125888005667E-2,7.0040293686925159E-2,null,3.5813294829915958E-2,1.8950016707253738E-2,0,0,2.4985509004427866E-5,9.2137045123713984E-3,6.4002001558545518E-2]
[2004,2,21,12,null,null,4.5039722281690911E-2,1.5494709253042279E-2,0,0,5.9020057471264436E-5,9.4576352250448723E-3,7.0051086817249322E-2,null,3.6369557596739509E-2,1.8851968994930041E-2,0,0,2.4985509004427866E-5,8.6662123696834136E-3,6.3912724470357396E-2]
[2004,2,21,13,null,null,4.5849733177880249E-2,1.5408145509694738E-2,0,0,5.9020057471264436E-5,8.5615692985884333E-3,6.9878468043634678E-2,null,3.7023641069073E-2,1.8746649367499632E-2,0,0,2.4985509004427866E-5,7.8451299922044516E-3,6.3640405937781516E-2]
[2004,2,21,14,null,null,4.4414493619070856E-2,1.5345113828184945E-2,0,0,5.9020057471264436E-5,8.5574194002966258E-3,6.8376046905023691E-2,null,3.5864685703567635E-2,1.8669960525772085E-2,0,0,2.4985509004427866E-5,7.8413273608855614E-3,6.2400959099229707E-2]
[2004,2,21,15,null,null,4.3467044525672724E-2,1.5405050777864455E-2,0,0,5.9020057471264436E-5,8.8319218532570114E-3,6.7763037214265451E-2,null,3.5099620942359515E-2,1.8742884095911804E-2,0,0,2.4985509004427866E-5,8.092859218136109E-3,6.196034976541185E-2]
[2004,2,21,16,null,null,4.2178923718233341E-2,1.5211637536615951E-2,0,0,5.9020057471264436E-5,8.6520180586631985E-3,6.6101599370983755E-2,null,3.4059463909313831E-2,1.8507563744449913E-2,0,0,2.4985509004427866E-5,7.9280099241039962E-3,6.0520023086872161E-2]
[2004,2,21,17,null,null,4.82187881440167E-2,1.5258866512975762E-2,0,0,5.9020057471264436E-5,7.4041489231060961E-3,7.0940823637569816E-2,null,3.8936651999776875E-2,1.8565025887395423E-2,0,0,2.4985509004427866E-5,6.7845635254023809E-3,6.4311226921579104E-2]
[2004,2,21,18,null,null,5.3561012562881011E-2,1.5380351425485776E-2,0,0,5.9020057471264436E-5,7.103057809383858E-3,7.6103441855221915E-2,null,4.3250496065719887E-2,1.8712833101237846E-2,0,0,2.4985509004427866E-5,6.5086679688438395E-3,6.8496982644805998E-2]
[2004,2,21,19,null,null,5.6365462670701014E-2,1.5305564433263363E-2,1.1482717688530194E-3,1.5338284112824102E-6,5.9020057471264436E-5,5.1485705431175352E-3,7.8028423301817473E-2,null,4.5515088397920046E-2,1.8621841909626801E-2,6.491249552512331E-4,2.0239683122914868E-6,2.4985509004427866E-5,4.7177338378200286E-3,6.9530798577934816E-2]
[2004,2,21,20,null,null,5.3728012216234383E-2,1.4679088032901201E-2,1.1482717688530194E-3,1.5338284112824102E-6,5.9020057471264436E-5,5.3441590308424495E-3,7.4960084934713608E-2,null,4.3385348218521462E-2,1.7859626014974633E-2,6.491249552512331E-4,2.0239683122914868E-6,2.4985509004427866E-5,4.8969553166946572E-3,6.6818063982758691E-2]
[2004,2,21,21,null,null,4.9303280511095782E-2,1.4290320337151137E-2,1.1482717688530194E-3,1.5338284112824102E-6,5.9020057471264436E-5,6.961921653681695E-3,7.1764348156664187E-2,null,3.9812379149269994E-2,1.7386623493480299E-2,6.491249552512331E-4,2.0239683122914868E-6,2.4985509004427866E-5,6.3793422051353068E-3,6.4254479280453553E-2]
[2004,2,21,22,null,null,4.4489359748687271E-2,1.3720064475988751E-2,1.1482717688530194E-3,1.5338284112824102E-6,5.9020057471264436E-5,7.6876807493182027E-3,6.7105930628729799E-2,null,3.592514007307062E-2,1.6692809518771501E-2,6.491249552512331E-4,2.0239683122914868E-6,2.4985509004427866E-5,7.0443691703707427E-3,6.033845319478081E-2]
[2004,2,21,23,null,null,4.290654619980952E-2,1.3145818993520145E-2,1.1482717688530194E-3,1.5338284112824102E-6,5.9020057471264436E-5,7.4601342411510455E-3,6.4721325089216283E-2,null,3.4647018770040068E-2,1.5994141486078261E-2,6.491249552512331E-4,2.0239683122914868E-6,2.4985509004427866E-5,6.8358639450333885E-3,5.8153158633719663E-2]
[2004,2,21,24,null,null,3.8153476283762061E-2,1.2610353391120545E-2,1.1482717688530194E-3,1.5338284112824102E-6,5.9020057471264436E-5,8.9096323436888107E-3,6.0882287673306987E-2,null,3.0808916727761492E-2,1.5342655822847322E-2,6.491249552512331E-4,2.0239683122914868E-6,2.4985509004427866E-5,8.1640668294902501E-3,5.4991773812667011E-2]
[2004,2,22,1,null,null,3.0025887026217311E-2,1.2056059580113207E-2,1.1482717688530194E-3,1.5338284112824102E-6,5.9020057471264436E-5,9.6410778865348278E-3,5.2931850147600913E-2,null,2.4245891676759387E-2,1.4668262417424742E-2,6.491249552512331E-4,2.0239683122914868E-6,2.4985509004427866E-5,8.8343043952589032E-3,4.8424592922010977E-2]
[2004,2,22,2,null,null,2.7542069543330577E-2,1.1758841522575907E-2,1.1482717688530194E-3,1.5338284112824102E-6,5.9020057471264436E-5,1.0180996840299465E-2,5.0690733560941517E-2,null,2.2240210060015499E-2,1.4306645718852203E-2,6.491249552512331E-4,2.0239683122914868E-6,2.4985509004427866E-5,9.3290424777079887E-3,4.6552032689143638E-2]
[2004,2,22,3,null,null,2.6615162165668893E-2,1.152909072562831E-2,1.1482717688530194E-3,1.5338284112824102E-6,5.9020057471264436E-5,1.0392143514143764E-2,4.9745222060176536E-2,null,2.1491732725988654E-2,1.4027114504043113E-2,6.491249552512331E-4,2.0239683122914868E-6,2.4985509004427866E-5,9.5225202206263605E-3,4.5717501883226069E-2]
[2004,2,22,4,null,null,2.6769050142971366E-2,1.1241333002219018E-2,1.1482717688530194E-3,1.5338284112824102E-6,5.9020057471264436E-5,1.0294057275882423E-2,4.9513266075808374E-2,null,2.1615997205661597E-2,1.3677007923069449E-2,6.491249552512331E-4,2.0239683122914868E-6,2.4985509004427866E-5,9.4326419211265937E-3,4.5401781482425588E-2]
[2004,2,22,5,null,null,2.5871742811143593E-2,1.1283626232751677E-2,1.1482717688530194E-3,1.5338284112824102E-6,5.9020057471264436E-5,1.1072566103306484E-2,4.9436760801937318E-2,null,2.0891421896720289E-2,1.3728464885421975E-2,6.491249552512331E-4,2.0239683122914868E-6,2.4985509004427866E-5,1.0146004476309948E-2,4.5442025691020162E-2]
[2004,2,22,6,null,null,2.7778232576017206E-2,1.1460592278559988E-2,1.1482717688530194E-3,1.5338284112824102E-6,5.9020057471264436E-5,1.0464770677229776E-2,5.0912421186542538E-2,null,2.2430911613763944E-2,1.3943774405223297E-2,6.491249552512331E-4,2.0239683122914868E-6,2.4985509004427866E-5,9.5890698817344879E-3,4.6639890333289677E-2]
[2004,2,22,7,null,null,3.145687493850477E-2,1.1973449356245577E-2,0,0,5.9020057471264436E-5,1.0127668216351271E-2,5.3617012568572882E-2,null,2.5401413839411205E-2,1.4567752923920627E-2,0,0,2.4985509004427866E-5,9.2801764377814129E-3,4.9274328710117665E-2]
[2004,2,22,8,null,null,3.4345188265734947E-2,1.2780053015736413E-2,0,0,5.9020057471264436E-5,1.0278622445976399E-2,5.7462883784919025E-2,null,2.7733725687498038E-2,1.5549124496086962E-2,0,0,2.4985509004427866E-5,9.4184986907447175E-3,5.2726334383334142E-2]
[2004,2,22,9,null,null,4.0169446579699758E-2,1.3841248574257307E-2,0,0,5.9020057471264436E-5,8.666607147069301E-3,6.2736322358497632E-2,null,3.243681192953158E-2,1.6840250740541365E-2,0,0,2.4985509004427866E-5,7.9413781853446674E-3,5.7243426364422041E-2]
[2004,2,22,10,null,null,4.2674922193827555E-2,1.4705915701350112E-2,0,0,5.9020057471264436E-5,8.5813243987710626E-3,6.6021182351419988E-2,null,3.445998247852694E-2,1.789226647085836E-2,0,0,2.4985509004427866E-5,7.8632319690192989E-3,6.0240466427409024E-2]
[2004,2,22,11,null,null,3.9990143068520133E-2,1.5448052098393344E-2,0,0,5.9020057471264436E-5,1.1305016745335898E-2,6.6802231969720641E-2,null,3.2292024416492322E-2,1.879520257108374E-2,0,0,2.4985509004427866E-5,1.0359003453470923E-2,6.1471215950051408E-2]
[2004,2,22,12,null,null,3.9954833760895578E-2,1.5584355244713383E-2,0,0,5.9020057471264436E-5,1.0696987493681061E-2,6.6295196556761291E-2,null,3.2263512164810999E-2,1.8961038705623164E-2,0,0,2.4985509004427866E-5,9.8018546000380093E-3,6.1051390979476601E-2]
[2004,2,22,13,null,null,3.9250564479395164E-2,1.5630951497587583E-2,0,0,5.9020057471264436E-5,1.0090816711500606E-2,6.5031352745954618E-2,null,3.1694815003737345E-2,1.9017731032024313E-2,0,0,2.4985509004427866E-5,9.2464086977936642E-3,5.998394024255975E-2]
[2004,2,22,14,null,null,3.7881405663803158E-2,1.5997533191701867E-2,0,0,5.9020057471264436E-5,1.0203862287351706E-2,6.4141821200327992E-2,null,3.0589219811757228E-2,1.9463740480713677E-2,0,0,2.4985509004427866E-5,9.349994524955248E-3,5.9427940326430576E-2]
[2004,2,22,15,null,null,3.8769521108172687E-2,1.604957155493969E-2,0,0,5.9020057471264436E-5,8.8145532968954381E-3,6.3692666017479083E-2,null,3.1306372675279255E-2,1.9527054066937551E-2,0,0,2.4985509004427866E-5,8.0769440771518587E-3,5.8935356328373087E-2]
[2004,2,22,16,null,null,4.09952721411821E-2,1.593816028855103E-2,0,0,5.9020057471264436E-5,8.2198496921617979E-3,6.5212302179366188E-2,null,3.3103665737717725E-2,1.9391503169831657E-2,0,0,2.4985509004427866E-5,7.5320057693188305E-3,6.0052160185872637E-2]
[2004,2,22,17,null,null,4.4412941621960661E-2,1.5861451795811467E-2,0,0,5.9020057471264436E-5,7.5479837592022682E-3,6.7881397234445667E-2,null,3.5863432466526429E-2,1.9298174143571281E-2,0,0,2.4985509004427866E-5,6.9163621416639971E-3,6.2102954260766133E-2]
[2004,2,22,18,null,null,5.1800534649491164E-2,1.574369779710557E-2,0,0,5.9020057471264436E-5,6.3078812314434282E-3,7.3911133735511447E-2,null,4.1828910859923719E-2,1.9154906225704624E-2,0,0,2.4985509004427866E-5,5.7800324344999803E-3,6.6788835029132756E-2]
[2004,2,22,19,null,null,5.2423609731537583E-2,1.563541249577961E-2,1.1482717688530194E-3,1.5338284112824102E-6,5.9020057471264436E-5,5.8348550130021349E-3,7.5102702895054899E-2,null,4.2332043737650017E-2,1.9023158600765946E-2,6.491249552512331E-4,2.0239683122914868E-6,2.4985509004427866E-5,5.3465894471256123E-3,6.7377926218109521E-2]
[2004,2,22,20,null,null,4.8063928466671464E-2,1.5332364666892619E-2,1.1482717688530194E-3,1.5338284112824102E-6,5.9020057471264436E-5,7.4371919851399767E-3,7.204231077343963E-2,null,3.8811602872710883E-2,1.8654448986351161E-2,6.491249552512331E-4,2.0239683122914868E-6,2.4985509004427866E-5,6.8148415162654586E-3,6.4957027807895459E-2]
[2004,2,22,21,null,null,4.6386764098728731E-2,1.5308711968893413E-2,1.1482717688530194E-3,1.5338284112824102E-6,5.9020057471264436E-5,7.9466869536544988E-3,7.0850988676012208E-2,null,3.7457293321297672E-2,1.8625671426085556E-2,6.491249552512331E-4,2.0239683122914868E-6,2.4985509004427866E-5,7.281701518091239E-3,6.404080069804241E-2]
[2004,2,22,22,null,null,4.5845445826499957E-2,1.4997378044869475E-2,1.1482717688530194E-3,1.5338284112824102E-6,5.9020057471264436E-5,6.9679476063375665E-3,6.9019597132442573E-2,null,3.7020179034560716E-2,1.8246880357023269E-2,6.491249552512331E-4,2.0239683122914868E-6,2.4985509004427866E-5,6.3848639010141194E-3,6.2328057725166051E-2]
[2004,2,22,23,null,null,4.2579953234118742E-2,1.5583859259503102E-2,1.1482717688530194E-3,1.5338284112824102E-6,5.9020057471264436E-5,5.0906440805093779E-3,6.4463282228866797E-2,null,3.4383295081823431E-2,1.8960435254622345E-2,6.491249552512331E-4,2.0239683122914868E-6,2.4985509004427866E-5,4.6646547102324621E-3,5.8684519479246189E-2]
[2004,2,22,24,null,null,3.3110912000125045E-2,1.5158704203955603E-2,1.1482717688530194E-3,1.5338284112824102E-6,5.9020057471264436E-5,8.3984750086445493E-3,5.787691686746077E-2,null,2.6737048100286626E-2,1.8443161274560697E-2,6.491249552512331E-4,2.0239683122914868E-6,2.4985509004427866E-5,7.6956835693615033E-3,5.3552027376776772E-2]
[2004,2,23,1,null,null,3.2091538643121781E-2,1.5448747348681121E-2,1.1482717688530194E-3,1.5338284112824102E-6,5.9020057471264436E-5,1.0190515455355386E-2,5.8939627101893863E-2,null,2.59139045251944E-2,1.8796048462197595E-2,6.491249552512331E-4,2.0239683122914868E-6,2.4985509004427866E-5,9.3377645670651085E-3,5.4723851987025056E-2]
[2004,2,23,2,null,null,2.9207671735541452E-2,1.517364462050827E-2,1.1482717688530194E-3,1.5338284112824102E-6,5.9020057471264436E-5,1.1180361478742972E-2,5.6770503489528265E-2,null,2.3585183159183433E-2,1.8461338851501481E-2,6.491249552512331E-4,2.0239683122914868E-6,2.4985509004427866E-5,1.0244779444235182E-2,5.2967435887488049E-2]
[2004,2,23,3,null,null,2.8791908026467937E-2,1.5187378839781553E-2,1.1482717688530194E-3,1.5338284112824102E-6,5.9020057471264436E-5,1.1507402022461907E-2,5.6695514543446963E-2,null,2.3249454131610586E-2,1.847804888275674E-2,6.491249552512331E-4,2.0239683122914868E-6,2.4985509004427866E-5,1.0544452960703627E-2,5.2948090407638898E-2]
[2004,2,23,4,null,null,3.0158233019849198E-2,1.5002718642236072E-2,1.1482717688530194E-3,1.5338284112824102E-6,5.9020057471264436E-5,1.1195114418596355E-2,5.7564891735417192E-2,null,2.4352761013297222E-2,1.8253378108889745E-2,6.491249552512331E-4,2.0239683122914868E-6,2.4985509004427866E-5,1.0258297845696471E-2,5.3540571400451389E-2]
[2004,2,23,5,null,null,3.0456873977673257E-2,1.5015426820839249E-2,1.1482717688530194E-3,1.5338284112824102E-6,5.9020057471264436E-5,1.1579355306434586E-2,5.826048175968266E-2,null,2.4593913466422868E-2,1.8268839785846487E-2,6.491249552512331E-4,2.0239683122914868E-6,2.4985509004427866E-5,1.0610385133468347E-2,5.4149272818305651E-2]
[2004,2,23,6,null,null,3.2729612704396165E-2,1.5908766573789205E-2,1.1482717688530194E-3,1.5338284112824102E-6,5.9020057471264436E-5,1.1012050867720155E-2,6.0859255800641096E-2,null,2.6429149072604453E-2,1.935574067888805E-2,6.491249552512331E-4,2.0239683122914868E-6,2.4985509004427866E-5,1.0090553206440311E-2,5.6551577390500762E-2]
[2004,2,23,7,null,null,4.0445073883851948E-2,1.7631755103059785E-2,0,0,5.9020057471264436E-5,9.9859182679624004E-3,6.8121767312345399E-2,null,3.2659380866588997E-2,2.145205147775325E-2,0,0,2.4985509004427866E-5,9.1502882440734779E-3,6.3286706097420153E-2]
[2004,2,23,8,null,null,4.5461297704559568E-2,1.9362342917151512E-2,0,0,5.9020057471264436E-5,1.2052376910719684E-2,7.6935037589902042E-2,null,3.6709979580860495E-2,2.3557608108824291E-2,0,0,2.4985509004427866E-5,1.1043823892802984E-2,7.1336397091492199E-2]
[2004,2,23,9,null,null,4.6921197380461688E-2,2.0842863462895669E-2,0,0,5.9020057471264436E-5,1.2998351553436774E-2,8.0821432454265402E-2,null,{"$f":"G1283*X$5","v":3.7888847980983097E-2},{"$f":"H1283*Y$5","v":2.5358915056177673E-2},{"$f":"I1283*Z$5","v":0},{"$f":"J1283*AA$5","v":0},{"$f":"K1283*AB$5","v":2.4985509004427866E-5},{"$f":"L1283*AC$5","v":1.1910638583267302E-2},{"$f":"SUM(O1283:T1283)","v":7.5183387129432497E-2}]
[2004,2,23,10,null,null,4.3102152972682745E-2,2.173116020319726E-2,0,0,5.9020057471264436E-5,1.4335573976635825E-2,7.9227907209987097E-2,null,3.4804971160328609E-2,2.6439680260156896E-2,0,0,2.4985509004427866E-5,1.3135961111488478E-2,7.4405598040978405E-2]
[2004,2,23,11,null,null,4.1575502224051972E-2,2.2872756796487106E-2,0,0,5.9020057471264436E-5,1.3894182784773118E-2,7.8401461862783461E-2,null,3.357220129587047E-2,2.7828628141008057E-2,0,0,2.4985509004427866E-5,1.2731505905110845E-2,7.4157320850993802E-2]
[2004,2,23,12,null,null,4.0844508866394222E-2,2.2935416622198269E-2,0,0,5.9020057471264436E-5,1.3694085395288359E-2,7.753303094135211E-2,null,3.2981924454066426E-2,2.7904864556434993E-2,0,0,2.4985509004427866E-5,1.254815283316088E-2,7.3459927352666723E-2]
[2004,2,23,13,null,null,4.1485883596232564E-2,2.2757553334700711E-2,0,0,5.9020057471264436E-5,1.2425562848111088E-2,7.6728019836515629E-2,null,3.3499834290012097E-2,2.7688463388366485E-2,0,0,2.4985509004427866E-5,1.1385781317662108E-2,7.2599064505045108E-2]
[2004,2,23,14,null,null,3.9321467452255982E-2,2.2630897911677501E-2,0,0,5.9020057471264436E-5,1.3215179354447574E-2,7.5226564775852323E-2,null,3.1752069125756871E-2,2.7534365362460997E-2,0,0,2.4985509004427866E-5,1.2109322051861549E-2,7.1420742049083843E-2]
[2004,2,23,15,null,null,3.9123529251204034E-2,2.2467459646333524E-2,0,0,5.9020057471264436E-5,1.2007508174926631E-2,7.3657517129935457E-2,null,3.1592234108153303E-2,2.733551470572829E-2,0,0,2.4985509004427866E-5,1.1002709810488611E-2,6.9955444133374622E-2]
[2004,2,23,16,null,null,4.2071077124144866E-2,2.1960692394950892E-2,0,0,5.9020057471264436E-5,1.0989938788301961E-2,7.5080728364868982E-2,null,3.3972377828036915E-2,2.6718945504287127E-2,0,0,2.4985509004427866E-5,1.0070291484391028E-2,7.0786600325719498E-2]
[2004,2,23,17,null,null,4.657148092395328E-2,2.2000551129423316E-2,0,0,5.9020057471264436E-5,1.1041355733859712E-2,7.9672407844707582E-2,null,3.7606452083247276E-2,2.6767440485004738E-2,0,0,2.4985509004427866E-5,1.0117405816779735E-2,7.4516283894036181E-2]
[2004,2,23,18,null,null,5.4193686698912946E-2,2.1894363308561204E-2,0,0,5.9020057471264436E-5,9.9779571469353016E-3,8.6125027211880728E-2,null,4.3761380175672202E-2,2.6638244804476647E-2,0,0,2.4985509004427866E-5,9.1429933163373264E-3,7.9567603805490605E-2]
[2004,2,23,19,null,null,5.4991535437135711E-2,2.1706053897272884E-2,1.1482717688530194E-3,1.5338284112824102E-6,5.9020057471264436E-5,8.8485134377421556E-3,8.6754928426886313E-2,null,4.4405642710347609E-2,2.6409134136758636E-2,6.491249552512331E-4,2.0239683122914868E-6,2.4985509004427866E-5,8.1080624049028223E-3,7.959897368457701E-2]
[2004,2,23,20,null,null,5.4689809069550108E-2,2.1046256212758685E-2,1.1482717688530194E-3,1.5338284112824102E-6,5.9020057471264436E-5,8.1703682457718776E-3,8.5115259182816233E-2,null,4.4161998790082577E-2,2.5606377189967517E-2,6.491249552512331E-4,2.0239683122914868E-6,2.4985509004427866E-5,7.4866649719027281E-3,7.7931175384520768E-2]
[2004,2,23,21,null,null,5.0450519690320078E-2,2.0714702398451246E-2,1.1482717688530194E-3,1.5338284112824102E-6,5.9020057471264436E-5,8.6058170575832732E-3,8.0979864801090165E-2,null,4.0738774324290773E-2,2.5202985159475083E-2,6.491249552512331E-4,2.0239683122914868E-6,2.4985509004427866E-5,7.8856750615803987E-3,7.45035689779142E-2]
[2004,2,23,22,null,null,4.7779923926226861E-2,1.9970263958665763E-2,1.1482717688530194E-3,1.5338284112824102E-6,5.9020057471264436E-5,8.2417364653807248E-3,7.7200750005008908E-2,null,3.8582269320722389E-2,2.4297248229773451E-2,6.491249552512331E-4,2.0239683122914868E-6,2.4985509004427866E-5,7.5520610389807471E-3,7.1107713022044536E-2]
[2004,2,23,23,null,null,4.586436131481357E-2,1.9254029868226975E-2,1.1482717688530194E-3,1.5338284112824102E-6,5.9020057471264436E-5,7.7143565768966575E-3,7.4041573414672782E-2,null,3.7035453283753232E-2,2.342582672417709E-2,6.491249552512331E-4,2.0239683122914868E-6,2.4985509004427866E-5,7.068812742302949E-3,6.8206227182801227E-2]
[2004,2,23,24,null,null,3.5907529749333519E-2,1.8122531687417631E-2,1.1482717688530194E-3,1.5338284112824102E-6,5.9020057471264436E-5,9.8946212718264859E-3,6.5133508363313206E-2,null,2.8995315806063498E-2,2.2049165292582346E-2,6.491249552512331E-4,2.0239683122914868E-6,2.4985509004427866E-5,9.0666310572184786E-3,6.0787246588432271E-2]
[2004,2,24,1,null,null,2.9150503726213882E-2,1.7709291560486565E-2,1.1482717688530194E-3,1.5338284112824102E-6,5.9020057471264436E-5,9.3413602506755532E-3,5.7409981192111575E-2,null,2.3539020014683425E-2,2.1546387864936466E-2,6.491249552512331E-4,2.0239683122914868E-6,2.4985509004427866E-5,8.5596673827827117E-3,5.4321209694970549E-2]
[2004,2,24,2,null,null,2.8149772246050815E-2,1.7121787035319195E-2,1.1482717688530194E-3,1.5338284112824102E-6,5.9020057471264436E-5,9.7922804925885017E-3,5.627266542869408E-2,null,2.2730929747629171E-2,2.0831587934717594E-2,6.491249552512331E-4,2.0239683122914868E-6,2.4985509004427866E-5,8.9728542403027002E-3,5.3211506355217417E-2]
[2004,2,24,3,null,null,2.8216376156815076E-2,1.7162725303985424E-2,1.1482717688530194E-3,1.5338284112824102E-6,5.9020057471264436E-5,1.0026439330651964E-2,5.661436644618803E-2,null,2.2784712378737748E-2,2.0881396353772008E-2,6.491249552512331E-4,2.0239683122914868E-6,2.4985509004427866E-5,9.1874184702195553E-3,5.3529661635297258E-2]
[2004,2,24,4,null,null,2.8430877989015217E-2,1.6793842319739408E-2,1.1482717688530194E-3,1.5338284112824102E-6,5.9020057471264436E-5,9.953677292722108E-3,5.6387223256212302E-2,null,2.295792252182028E-2,2.0432586991286052E-2,6.491249552512331E-4,2.0239683122914868E-6,2.4985509004427866E-5,9.120745220707745E-3,5.3187389166382021E-2]
[2004,2,24,5,null,null,2.9531865319821254E-2,1.6795744976822909E-2,1.1482717688530194E-3,1.5338284112824102E-6,5.9020057471264436E-5,1.0048923424984065E-2,5.758535937636379E-2,null,2.3846969347877382E-2,2.043490189966932E-2,6.491249552512331E-4,2.0239683122914868E-6,2.4985509004427866E-5,9.2080210766624423E-3,5.4166026756777098E-2]
[2004,2,24,6,null,null,3.2002314936117347E-2,1.7462114156547231E-2,1.1482717688530194E-3,1.5338284112824102E-6,5.9020057471264436E-5,9.8624194646921223E-3,6.0535674212092265E-2,null,2.584185641773501E-2,2.1245654196481428E-2,6.491249552512331E-4,2.0239683122914868E-6,2.4985509004427866E-5,9.03712392433869E-3,5.6800768971123079E-2]
[2004,2,24,7,null,null,3.8861565248870487E-2,1.8723185767454593E-2,0,0,5.9020057471264436E-5,9.8038877745396796E-3,6.7447658848336034E-2,null,3.1380698281809734E-2,2.2779963909620723E-2,0,0,2.4985509004427866E-5,8.9834902151558343E-3,6.3169137915590715E-2]
[2004,2,24,8,null,null,4.3161321719877715E-2,2.0448803943900924E-2,0,0,5.9020057471264436E-5,1.1452931478640285E-2,7.5122077199890183E-2,null,3.4852749899850481E-2,2.4879474124894149E-2,0,0,2.4985509004427866E-5,1.0494540557717277E-2,7.0251750091466336E-2]
[2004,2,24,9,null,null,4.3065684991173428E-2,2.1822825403811186E-2,0,0,5.9020057471264436E-5,1.351085910030202E-2,7.8458389552757898E-2,null,3.4775523279952154E-2,2.6551206684542594E-2,0,0,2.4985509004427866E-5,1.2380259068358344E-2,7.3731974541857509E-2]
[2004,2,24,10,null,null,3.7849288722375835E-2,2.266232248162426E-2,0,0,5.9020057471264436E-5,1.5251798563231864E-2,7.5822429824703219E-2,null,3.0563285394494027E-2,2.7572598736746418E-2,0,0,2.4985509004427866E-5,1.3975515255503269E-2,7.213638489574814E-2]
[2004,2,24,11,null,null,3.706919494726079E-2,2.3269617897073453E-2,0,0,5.9020057471264436E-5,1.5139916217214713E-2,7.5537749119020225E-2,null,2.9933359985374931E-2,2.8311477676379534E-2,0,0,2.4985509004427866E-5,1.3872995318126594E-2,7.2142818488885485E-2]
[2004,2,24,12,null,null,3.8535038982997497E-2,2.269260369619628E-2,0,0,5.9020057471264436E-5,1.43616353809652E-2,7.5648298117630242E-2,null,3.1117028453669086E-2,2.7609441023291964E-2,0,0,2.4985509004427866E-5,1.3159841675624898E-2,7.1911296661590379E-2]
[2004,2,24,13,null,null,3.6764002093221462E-2,2.2480580964312144E-2,0,0,5.9020057471264436E-5,1.3189323273191791E-2,7.2492926388196655E-2,null,2.96869168786951E-2,2.7351479037531226E-2,0,0,2.4985509004427866E-5,1.2085629629191554E-2,6.914901105442231E-2]
[2004,2,24,14,null,null,3.5266056845841387E-2,2.2425920253464075E-2,0,0,5.9020057471264436E-5,1.461675358858806E-2,7.2367750745364778E-2,null,2.847732669493195E-2,2.7284974916071424E-2,0,0,2.4985509004427866E-5,1.339361137746093E-2,6.9180898497468724E-2]
[2004,2,24,15,null,null,3.5209684756446639E-2,2.212120926478308E-2,0,0,5.9020057471264436E-5,1.344041093487657E-2,7.0830325013577555E-2,null,2.8431806255457031E-2,2.6914241782766538E-2,0,0,2.4985509004427866E-5,1.2315706064557265E-2,6.7686739611785257E-2]
[2004,2,24,16,null,null,3.5088365828049146E-2,2.2437774384671198E-2,0,0,5.9020057471264436E-5,1.3473417075310884E-2,7.1058577345502499E-2,null,2.8333841269653357E-2,2.7299397498020461E-2,0,0,2.4985509004427866E-5,1.2345950223451224E-2,6.8004174500129466E-2]
[2004,2,24,17,null,null,4.0730049292472502E-2,2.2091722548792273E-2,0,0,5.9020057471264436E-5,1.2627542663080865E-2,7.5508334561816909E-2,null,3.2889498394238423E-2,2.6878366139891093E-2,0,0,2.4985509004427866E-5,1.1570859292152199E-2,7.1363709335286143E-2]
[2004,2,24,18,null,null,4.6817976283328469E-2,2.2195905567528252E-2,0,0,5.9020057471264436E-5,1.208237817417112E-2,8.1155280082499115E-2,null,3.7805496986634025E-2,2.7005122635087881E-2,0,0,2.4985509004427866E-5,1.1071314625342601E-2,7.5906919756068933E-2]
[2004,2,24,19,null,null,4.9816622124899762E-2,2.1704085584966053E-2,1.1482717688530194E-3,1.5338284112824102E-6,5.9020057471264436E-5,1.0093597226451921E-2,8.2823130591053312E-2,null,4.0226902295600241E-2,2.6406739347545446E-2,6.491249552512331E-4,2.0239683122914868E-6,2.4985509004427866E-5,9.2489565369195982E-3,7.6558732612633226E-2]
[2004,2,24,20,null,null,5.1593136194050315E-2,2.1419516568444482E-2,1.1482717688530194E-3,1.5338284112824102E-6,5.9020057471264436E-5,7.6133597775573884E-3,8.1834838194787762E-2,null,4.166143669071249E-2,2.6060512374920641E-2,6.491249552512331E-4,2.0239683122914868E-6,2.4985509004427866E-5,6.9762674399196827E-3,7.5374350938120754E-2]
[2004,2,24,21,null,null,4.9811624294976528E-2,2.0812533744975277E-2,1.1482717688530194E-3,1.5338284112824102E-6,5.9020057471264436E-5,8.9849955326091416E-3,8.0817979227296527E-2,null,4.0222866549950768E-2,2.5322013756997247E-2,6.491249552512331E-4,2.0239683122914868E-6,2.4985509004427866E-5,8.2331235634939721E-3,7.445413830300994E-2]
[2004,2,24,22,null,null,4.6255886479295669E-2,1.994342996803368E-2,1.1482717688530194E-3,1.5338284112824102E-6,5.9020057471264436E-5,8.7503022302693034E-3,7.6158444332334221E-2,null,3.7351609696333804E-2,2.4264600081870518E-2,6.491249552512331E-4,2.0239683122914868E-6,2.4985509004427866E-5,8.018069593720074E-3,7.031041380449235E-2]
[2004,2,24,23,null,null,4.4769838646660398E-2,1.9254790048209135E-2,1.1482717688530194E-3,1.5338284112824102E-6,5.9020057471264436E-5,7.6923839358507655E-3,7.2925838285455874E-2,null,3.6151626670183817E-2,2.3426751613390577E-2,6.491249552512331E-4,2.0239683122914868E-6,2.4985509004427866E-5,7.0486787903059137E-3,6.7303191506448257E-2]
[2004,2,24,24,null,null,3.5734605530731364E-2,1.8210881311339331E-2,1.1482717688530194E-3,1.5338284112824102E-6,5.9020057471264436E-5,9.0222140768565252E-3,6.4176526573662782E-2,null,2.8855679569210434E-2,2.2156657749761471E-2,6.491249552512331E-4,2.0239683122914868E-6,2.4985509004427866E-5,8.2672276287135901E-3,5.9955699380253448E-2]
[2004,2,25,1,null,null,2.619469463657894E-2,1.7260994803427236E-2,1.1482717688530194E-3,1.5338284112824102E-6,5.9020057471264436E-5,9.3413602506755532E-3,5.4005875345417301E-2,null,2.115220536564762E-2,2.1000958039400965E-2,6.491249552512331E-4,2.0239683122914868E-6,2.4985509004427866E-5,8.5596673827827117E-3,5.1388965220399249E-2]
[2004,2,25,2,null,null,2.3875069789370942E-2,1.6847397849403149E-2,1.1482717688530194E-3,1.5338284112824102E-6,5.9020057471264436E-5,9.7922804925885017E-3,5.1723573786098154E-2,null,1.9279109236063935E-2,2.0497746470450186E-2,6.491249552512331E-4,2.0239683122914868E-6,2.4985509004427866E-5,8.9728542403027002E-3,4.942584437938477E-2]
[2004,2,25,3,null,null,2.2967950528178731E-2,1.6808017079495065E-2,1.1482717688530194E-3,1.5338284112824102E-6,5.9020057471264436E-5,1.0026439330651964E-2,5.1011232593061326E-2,null,1.8546610798113899E-2,2.0449833015529571E-2,6.491249552512331E-4,2.0239683122914868E-6,2.4985509004427866E-5,9.1874184702195553E-3,4.8859996716430973E-2]
[2004,2,25,4,null,null,2.4236324718270134E-2,1.6547969703648073E-2,1.1482717688530194E-3,1.5338284112824102E-6,5.9020057471264436E-5,9.953677292722108E-3,5.194679736937588E-2,null,1.9570822445606664E-2,2.0133440820837834E-2,6.491249552512331E-4,2.0239683122914868E-6,2.4985509004427866E-5,9.120745220707745E-3,4.9501142919720187E-2]
[2004,2,25,5,null,null,2.4650236644073693E-2,1.6513275838313721E-2,1.1482717688530194E-3,1.5338284112824102E-6,5.9020057471264436E-5,1.0048923424984065E-2,5.2421261562107045E-2,null,1.9905056158935074E-2,2.0091229788483739E-2,6.491249552512331E-4,2.0239683122914868E-6,2.4985509004427866E-5,9.2080210766624423E-3,4.9880441456649209E-2]
[2004,2,25,6,null,null,2.665626533223292E-2,1.7202296199158047E-2,1.1482717688530194E-3,1.5338284112824102E-6,5.9020057471264436E-5,9.8624194646921223E-3,5.4929806650818654E-2,null,2.1524923516429352E-2,2.0929541128656987E-2,6.491249552512331E-4,2.0239683122914868E-6,2.4985509004427866E-5,9.03712392433869E-3,5.2167723001992981E-2]
[2004,2,25,7,null,null,3.2388205381920339E-2,1.81015820550544E-2,0,0,5.9020057471264436E-5,9.8038877745396796E-3,6.0352695268985686E-2,null,2.6153462797252332E-2,2.2023676474862888E-2,0,0,2.4985509004427866E-5,8.9834902151558343E-3,5.7185614996275481E-2]
[2004,2,25,8,null,null,3.7033384944091079E-2,1.9132022572912945E-2,0,0,5.9020057471264436E-5,1.1452931478640285E-2,6.7677359053115574E-2,null,2.9904443422242619E-2,2.3277383942137551E-2,0,0,2.4985509004427866E-5,1.0494540557717277E-2,6.3701353431101865E-2]
[2004,2,25,9,null,null,3.8617481150439698E-2,2.0601579179599677E-2,0,0,5.9020057471264436E-5,1.351085910030202E-2,7.2788939487812662E-2,null,3.1183600470664138E-2,2.5065351378836205E-2,0,0,2.4985509004427866E-5,1.2380259068358344E-2,6.8654196426863115E-2]
[2004,2,25,10,null,null,3.4644632390889392E-2,2.1558109240488729E-2,0,0,5.9020057471264436E-5,1.5251798563231864E-2,7.1513560252081249E-2,null,2.797552669791939E-2,2.6229134109838941E-2,0,0,2.4985509004427866E-5,1.3975515255503269E-2,6.8205161572266026E-2]
[2004,2,25,11,null,null,3.3005248172170494E-2,2.2015964611194237E-2,0,0,5.9020057471264436E-5,1.5139916217214713E-2,7.0220149058050713E-2,null,2.6651724601783455E-2,2.6786193626848448E-2,0,0,2.4985509004427866E-5,1.3872995318126594E-2,6.7335899055762927E-2]
[2004,2,25,12,null,null,3.3556317982850546E-2,2.1985997663388497E-2,0,0,5.9020057471264436E-5,1.43616353809652E-2,6.9962971084675502E-2,null,2.7096713251891093E-2,2.674973369967714E-2,0,0,2.4985509004427866E-5,1.3159841675624898E-2,6.7031274136197555E-2]
[2004,2,25,13,null,null,3.38768592300734E-2,2.2009857327473268E-2,0,0,5.9020057471264436E-5,1.3189323273191791E-2,6.9135059888209727E-2,null,2.7355550179883018E-2,2.6778763069651747E-2,0,0,2.4985509004427866E-5,1.2085629629191554E-2,6.6244928387730745E-2]
[2004,2,25,14,null,null,3.0211282418025495E-2,2.2114392485789034E-2,0,0,5.9020057471264436E-5,1.461675358858806E-2,6.7001448549873846E-2,null,2.4395598380951896E-2,2.6905948002990333E-2,0,0,2.4985509004427866E-5,1.339361137746093E-2,6.4720143270407593E-2]
[2004,2,25,15,null,null,3.100830798417992E-2,2.1964065597801407E-2,0,0,5.9020057471264436E-5,1.344041093487657E-2,6.6471804574329163E-2,null,2.5039196204513763E-2,2.6723049583590133E-2,0,0,2.4985509004427866E-5,1.2315706064557265E-2,6.4102937361665585E-2]
[2004,2,25,16,null,null,3.2581769157540949E-2,2.1475196042070866E-2,0,0,5.9020057471264436E-5,1.3473417075310884E-2,6.7589402332393966E-2,null,2.6309765468082474E-2,2.6128255995876454E-2,0,0,2.4985509004427866E-5,1.2345950223451224E-2,6.4808957196414579E-2]
[2004,2,25,17,null,null,3.7254579203993742E-2,2.1490868085668868E-2,0,0,5.9020057471264436E-5,1.2627542663080865E-2,7.1432010010214736E-2,null,3.0083057697998676E-2,2.6147323722490214E-2,0,0,2.4985509004427866E-5,1.1570859292152199E-2,6.7826226221645511E-2]
[2004,2,25,18,null,null,4.3966596299804817E-2,2.1871430147781694E-2,0,0,5.9020057471264436E-5,1.208237817417112E-2,7.7979424679228915E-2,null,3.5503008798710399E-2,2.6610342684539406E-2,0,0,2.4985509004427866E-5,1.1071314625342601E-2,7.3209651617596835E-2]
[2004,2,25,19,null,null,4.747517447881186E-2,2.1335560475570215E-2,1.1482717688530194E-3,1.5338284112824102E-6,5.9020057471264436E-5,1.0093597226451921E-2,8.0113157835569562E-2,null,3.8336184264713059E-2,2.5958365401140517E-2,6.491249552512331E-4,2.0239683122914868E-6,2.4985509004427866E-5,9.2489565369195982E-3,7.4219640635341116E-2]
[2004,2,25,20,null,null,4.8596230643572609E-2,2.1004895721638009E-2,1.1482717688530194E-3,1.5338284112824102E-6,5.9020057471264436E-5,7.6133597775573884E-3,7.8423311797503586E-2,null,3.9241436666103205E-2,2.5556055064944815E-2,6.491249552512331E-4,2.0239683122914868E-6,2.4985509004427866E-5,6.9762674399196827E-3,7.2449893603535639E-2]
[2004,2,25,21,null,null,4.3898312021509359E-2,2.0590234964845289E-2,1.1482717688530194E-3,1.5338284112824102E-6,5.9020057471264436E-5,8.9849955326091416E-3,7.4682368173699359E-2,null,3.5447869271497373E-2,2.5051549197631702E-2,6.491249552512331E-4,2.0239683122914868E-6,2.4985509004427866E-5,8.2331235634939721E-3,6.9408676465190999E-2]
[2004,2,25,22,null,null,4.1923359379980214E-2,1.9646799806629464E-2,1.1482717688530194E-3,1.5338284112824102E-6,5.9020057471264436E-5,8.7503022302693034E-3,7.1529287071614558E-2,null,3.3853095809136889E-2,2.3903698659686334E-2,6.491249552512331E-4,2.0239683122914868E-6,2.4985509004427866E-5,8.018069593720074E-3,6.6450998495111241E-2]
[2004,2,25,23,null,null,3.953295448402544E-2,1.9028315911274671E-2,1.1482717688530194E-3,1.5338284112824102E-6,5.9020057471264436E-5,7.6923839358507655E-3,6.7462479985886448E-2,null,3.1922844818706241E-2,2.315120701697914E-2,6.491249552512331E-4,2.0239683122914868E-6,2.4985509004427866E-5,7.0486787903059137E-3,6.279886505855925E-2]
[2004,2,25,24,null,null,3.2637917352799105E-2,1.8111309301564259E-2,1.1482717688530194E-3,1.5338284112824102E-6,5.9020057471264436E-5,9.0222140768565252E-3,6.0980266385955453E-2,null,2.6355105113132299E-2,2.2035511337112651E-2,6.491249552512331E-4,2.0239683122914868E-6,2.4985509004427866E-5,8.2672276287135901E-3,5.7333978511526489E-2]
[2004,2,26,1,null,null,2.5359740622894363E-2,1.7518742215152629E-2,1.1482717688530194E-3,1.5338284112824102E-6,5.9020057471264436E-5,9.3413602506755532E-3,5.3428668743458113E-2,null,{"$f":"G1347*X$5","v":2.0477980335985871E-2},{"$f":"H1347*Y$5","v":2.1314551933614666E-2},{"$f":"I1347*Z$5","v":6.491249552512331E-4},{"$f":"J1347*AA$5","v":2.0239683122914868E-6},{"$f":"K1347*AB$5","v":2.4985509004427866E-5},{"$f":"L1347*AC$5","v":8.5596673827827117E-3},{"$f":"SUM(O1347:T1347)","v":5.1028334084951193E-2}]
[2004,2,26,2,null,null,2.3064133614458578E-2,1.6845380674404581E-2,1.1482717688530194E-3,1.5338284112824102E-6,5.9020057471264436E-5,9.7922804925885017E-3,5.0910620436187229E-2,null,1.8624278601534375E-2,2.0495292231399339E-2,6.491249552512331E-4,2.0239683122914868E-6,2.4985509004427866E-5,8.9728542403027002E-3,4.876855950580436E-2]
[2004,2,26,3,null,null,2.2191441865735614E-2,1.6556302700296493E-2,1.1482717688530194E-3,1.5338284112824102E-6,5.9020057471264436E-5,1.0026439330651964E-2,4.9983009551419641E-2,null,1.7919580366033007E-2,2.014357933921113E-2,6.491249552512331E-4,2.0239683122914868E-6,2.4985509004427866E-5,9.1874184702195553E-3,4.7926712608031642E-2]
[2004,2,26,4,null,null,2.3369373011215749E-2,1.6248838994717022E-2,1.1482717688530194E-3,1.5338284112824102E-6,5.9020057471264436E-5,9.953677292722108E-3,5.0780714953390441E-2,null,1.8870759291440112E-2,1.9769497054090975E-2,6.491249552512331E-4,2.0239683122914868E-6,2.4985509004427866E-5,9.120745220707745E-3,4.843713599880678E-2]
[2004,2,26,5,null,null,2.377108432380607E-2,1.6042504560682555E-2,1.1482717688530194E-3,1.5338284112824102E-6,5.9020057471264436E-5,1.0048923424984065E-2,5.1071337964208256E-2,null,1.9195141014514246E-2,1.9518455857416666E-2,6.491249552512331E-4,2.0239683122914868E-6,2.4985509004427866E-5,9.2080210766624423E-3,4.8597752381161305E-2]
[2004,2,26,6,null,null,2.5682987748583987E-2,1.6867397777644746E-2,1.1482717688530194E-3,1.5338284112824102E-6,5.9020057471264436E-5,9.8624194646921223E-3,5.3621630645656428E-2,null,2.0739002259749562E-2,2.0522079810363445E-2,6.491249552512331E-4,2.0239683122914868E-6,2.4985509004427866E-5,9.03712392433869E-3,5.0974340427019642E-2]
[2004,2,26,7,null,null,3.1189284195629489E-2,1.812794061773915E-2,0,0,5.9020057471264436E-5,9.8038877745396796E-3,5.9180132645379586E-2,null,2.5185334422347102E-2,2.205574618319809E-2,0,0,2.4985509004427866E-5,8.9834902151558343E-3,5.624955632970545E-2]
[2004,2,26,8,null,null,3.575645105947315E-2,1.9780406027432668E-2,0,0,5.9020057471264436E-5,1.1452931478640285E-2,6.7048808623017361E-2,null,2.8873319824868241E-2,2.406625352218672E-2,0,0,2.4985509004427866E-5,1.0494540557717277E-2,6.3459099413776657E-2]
[2004,2,26,9,null,null,3.7374770005353802E-2,2.1165839830223476E-2,0,0,5.9020057471264436E-5,1.351085910030202E-2,7.2110488993350569E-2,null,3.0180111721674126E-2,2.5751871152579639E-2,0,0,2.4985509004427866E-5,1.2380259068358344E-2,6.8337227451616536E-2]
[2004,2,26,10,null,null,3.347095468577798E-2,2.1689587359478239E-2,0,0,5.9020057471264436E-5,1.5251798563231864E-2,7.0471360665959354E-2,null,2.702778242389639E-2,2.6389099771809352E-2,0,0,2.4985509004427866E-5,1.3975515255503269E-2,6.7417382960213434E-2]
[2004,2,26,11,null,null,3.1900731802758847E-2,2.2051542692935442E-2,0,0,5.9020057471264436E-5,1.5139916217214713E-2,6.9151210770380264E-2,null,2.5759828078474111E-2,2.6829480459981674E-2,0,0,2.4985509004427866E-5,1.3872995318126594E-2,6.6487289365586802E-2]
[2004,2,26,12,null,null,3.252766614281568E-2,2.2109836860624534E-2,0,0,5.9020057471264436E-5,1.43616353809652E-2,6.9058158441876669E-2,null,2.6266077305488991E-2,2.6900405304321313E-2,0,0,2.4985509004427866E-5,1.3159841675624898E-2,6.6351309794439622E-2]
[2004,2,26,13,null,null,3.2790555671209504E-2,2.1777646220826116E-2,0,0,5.9020057471264436E-5,1.3189323273191791E-2,6.7816545222698671E-2,null,2.6478360493753354E-2,2.6496238466492062E-2,0,0,2.4985509004427866E-5,1.2085629629191554E-2,6.5085214098441396E-2]
[2004,2,26,14,null,null,2.9295990220273439E-2,2.1390966336703753E-2,0,0,5.9020057471264436E-5,1.461675358858806E-2,6.5362730203036512E-2,null,2.3656500300022521E-2,2.6025776125612275E-2,0,0,2.4985509004427866E-5,1.339361137746093E-2,6.3100873312100153E-2]
[2004,2,26,15,null,null,3.0059943209858626E-2,2.1326414348671073E-2,0,0,5.9020057471264436E-5,1.344041093487657E-2,6.4885788550877538E-2,null,2.42733920313291E-2,2.5947237570478416E-2,0,0,2.4985509004427866E-5,1.2315706064557265E-2,6.2561321175369208E-2]
[2004,2,26,16,null,null,3.1579050896463193E-2,2.0697552793188211E-2,0,0,5.9020057471264436E-5,1.3473417075310884E-2,6.5809040822433551E-2,null,2.5500070876240049E-2,2.5182119725899392E-2,0,0,2.4985509004427866E-5,1.2345950223451224E-2,6.3053126334595089E-2]
[2004,2,26,17,null,null,3.6179297740668359E-2,2.0171740034527496E-2,0,0,5.9020057471264436E-5,1.2627542663080865E-2,6.9037600495747989E-2,null,2.9214768349575752E-2,2.4542378401197596E-2,0,0,2.4985509004427866E-5,1.1570859292152199E-2,6.5352991551929973E-2]
[2004,2,26,18,null,null,4.2738388290349517E-2,1.9942178092716398E-2,0,0,5.9020057471264436E-5,1.208237817417112E-2,7.4821964614708303E-2,null,3.4511231325899033E-2,2.4263076961024459E-2,0,0,2.4985509004427866E-5,1.1071314625342601E-2,6.9870608421270519E-2]
[2004,2,26,19,null,null,4.616570585858655E-2,1.9607994508677375E-2,1.1482717688530194E-3,1.5338284112824102E-6,5.9020057471264436E-5,1.0093597226451921E-2,7.7076123248451422E-2,null,3.7278788881443405E-2,2.3856485365013627E-2,6.491249552512331E-4,2.0239683122914868E-6,2.4985509004427866E-5,9.2489565369195982E-3,7.1060365215944582E-2]
[2004,2,26,20,null,null,4.7226630065948676E-2,1.9085810997071642E-2,1.1482717688530194E-3,1.5338284112824102E-6,5.9020057471264436E-5,7.6133597775573884E-3,7.5134626495313273E-2,null,3.8135484751460294E-2,2.322115964126556E-2,6.491249552512331E-4,2.0239683122914868E-6,2.4985509004427866E-5,6.9762674399196827E-3,6.9009046265213481E-2]
[2004,2,26,21,null,null,4.2773718119878422E-2,1.8824749558931889E-2,1.1482717688530194E-3,1.5338284112824102E-6,5.9020057471264436E-5,8.9849955326091416E-3,7.1792288866155032E-2,null,3.4539760149009849E-2,2.2903533666023969E-2,6.491249552512331E-4,2.0239683122914868E-6,2.4985509004427866E-5,8.2331235634939721E-3,6.6352551811095742E-2]
[2004,2,26,22,null,null,4.0767356544614164E-2,1.8144110827129929E-2,1.1482717688530194E-3,1.5338284112824102E-6,5.9020057471264436E-5,8.7503022302693034E-3,6.8870595256748962E-2,null,3.2919623985312368E-2,2.2075420013864942E-2,6.491249552512331E-4,2.0239683122914868E-6,2.4985509004427866E-5,8.018069593720074E-3,6.3689248025465328E-2]
[2004,2,26,23,null,null,3.839260514693385E-2,1.7470394909502619E-2,1.1482717688530194E-3,1.5338284112824102E-6,5.9020057471264436E-5,7.6923839358507655E-3,6.47642096470228E-2,null,3.1002013188431824E-2,2.1255729151449625E-2,6.491249552512331E-4,2.0239683122914868E-6,2.4985509004427866E-5,7.0486787903059137E-3,5.9982555562755314E-2]
[2004,2,26,24,null,null,3.1583686866908919E-2,1.6442081809236252E-2,1.1482717688530194E-3,1.5338284112824102E-6,5.9020057471264436E-5,9.0222140768565252E-3,5.8256808407737268E-2,null,2.5503814420507222E-2,2.0004610052232211E-2,6.491249552512331E-4,2.0239683122914868E-6,2.4985509004427866E-5,8.2672276287135901E-3,5.4451786534020975E-2]
[2004,2,27,1,null,null,2.6908749163669907E-2,1.6259437030074729E-2,1.1482717688530194E-3,1.5338284112824102E-6,5.9020057471264436E-5,9.3108335434677631E-3,5.3687845391947965E-2,null,2.1728804108593344E-2,1.978239138019338E-2,6.491249552512331E-4,2.0239683122914868E-6,2.4985509004427866E-5,8.5316951760613866E-3,5.0719025097416055E-2]
[2004,2,27,2,null,null,2.5295743007986329E-2,1.5655678720728518E-2,1.1482717688530194E-3,1.5338284112824102E-6,5.9020057471264436E-5,9.9974199077980889E-3,5.2157667291248502E-2,null,2.0426302287731166E-2,1.9047815936256516E-2,6.491249552512331E-4,2.0239683122914868E-6,2.4985509004427866E-5,9.1608274170320355E-3,4.9311080073587664E-2]
[2004,2,27,3,null,null,2.4901728515742762E-2,1.5371569082184412E-2,1.1482717688530194E-3,1.5338284112824102E-6,5.9020057471264436E-5,9.8291903467423204E-3,5.1311313599405065E-2,null,2.0108135743986118E-2,1.8702147875660758E-2,6.491249552512331E-4,2.0239683122914868E-6,2.4985509004427866E-5,9.0066754468749299E-3,4.8493093499089757E-2]
[2004,2,27,4,null,null,2.6094443226098923E-2,1.4763398884933776E-2,1.1482717688530194E-3,1.5338284112824102E-6,5.9020057471264436E-5,9.8609687325966217E-3,5.192763649836489E-2,null,2.1071252392074569E-2,1.7962204614062716E-2,6.491249552512331E-4,2.0239683122914868E-6,2.4985509004427866E-5,9.0357945907228367E-3,4.8745386029428073E-2]
[2004,2,27,5,null,null,2.6701253423475631E-2,1.4792306909638968E-2,1.1482717688530194E-3,1.5338284112824102E-6,5.9020057471264436E-5,9.8671349078725216E-3,5.2569520895722685E-2,null,2.1561251381982914E-2,1.7997376179824102E-2,6.491249552512331E-4,2.0239683122914868E-6,2.4985509004427866E-5,9.0414447752751158E-3,4.9276206769650083E-2]
[2004,2,27,6,null,null,2.8168105455778816E-2,1.5371336190827195E-2,1.1482717688530194E-3,1.5338284112824102E-6,5.9020057471264436E-5,1.0641415242315615E-2,5.5389682543657191E-2,null,2.2745733807098399E-2,1.8701864523416212E-2,6.491249552512331E-4,2.0239683122914868E-6,2.4985509004427866E-5,9.7509326813199921E-3,5.187466544440255E-2]
[2004,2,27,7,null,null,3.545392407634472E-2,1.6557296853034708E-2,0,0,5.9020057471264436E-5,8.5172879229758296E-3,6.0587528909826521E-2,null,2.8629029407874929E-2,2.0144788896376161E-2,0,0,2.4985509004427866E-5,7.8045541192775358E-3,5.6603357932533058E-2]
[2004,2,27,8,null,null,3.920480437773477E-2,1.8316308845529785E-2,0,0,5.9020057471264436E-5,1.1325391743534403E-2,6.890552502427022E-2,null,3.1657863740082531E-2,2.228492841127002E-2,0,0,2.4985509004427866E-5,1.0377673454715269E-2,6.4345451115072255E-2]
[2004,2,27,9,null,null,3.9454830619728098E-2,1.9628078911315319E-2,0,0,5.9020057471264436E-5,1.3020600047994121E-2,7.2162529636508807E-2,null,3.1859759829760886E-2,2.388092148250566E-2,0,0,2.4985509004427866E-5,1.1931025305122373E-2,6.7696692126393343E-2]
[2004,2,27,10,null,null,3.6559347935853491E-2,2.0279189079103786E-2,0,0,5.9020057471264436E-5,1.3315066099456433E-2,7.021262317188498E-2,null,2.9521658729072087E-2,2.4673108576498522E-2,0,0,2.4985509004427866E-5,1.220085019019267E-2,6.6420603004767709E-2]
[2004,2,27,11,null,null,3.4296578982246251E-2,2.0772028739456518E-2,0,0,5.9020057471264436E-5,1.3240445456416042E-2,6.8368073235590077E-2,null,2.7694473710664757E-2,2.5272732476806128E-2,0,0,2.4985509004427866E-5,1.2132473865206283E-2,6.5124665561681602E-2]
[2004,2,27,12,null,null,3.3693380127487703E-2,2.0842688378867054E-2,0,0,5.9020057471264436E-5,1.3060857014137112E-2,6.7655945577963131E-2,null,2.7207390878465625E-2,2.5358702036454288E-2,0,0,2.4985509004427866E-5,1.1967913534542605E-2,6.4558991958466941E-2]
[2004,2,27,13,null,null,3.4751724444527142E-2,2.0869096004189038E-2,0,0,5.9020057471264436E-5,1.1815047384824527E-2,6.7494887891011962E-2,null,2.8062003488086334E-2,2.5390831437895108E-2,0,0,2.4985509004427866E-5,1.0826354300873999E-2,6.4304174735859865E-2]
[2004,2,27,14,null,null,3.1395852802949306E-2,2.060877486714207E-2,0,0,5.9020057471264436E-5,1.3126283401587059E-2,6.5189931129149697E-2,null,2.5352138489534933E-2,2.5074106165791612E-2,0,0,2.4985509004427866E-5,1.2027864986964978E-2,6.2479095151295946E-2]
[2004,2,27,15,null,null,3.1552407056774576E-2,2.0402031615697019E-2,0,0,5.9020057471264436E-5,1.264931487370044E-2,6.4662773603643309E-2,null,2.5478555986425833E-2,2.4822567572681975E-2,0,0,2.4985509004427866E-5,1.1590809585909256E-2,6.1916918654021491E-2]
[2004,2,27,16,null,null,3.5278394919011039E-2,2.0047598954655597E-2,0,0,5.9020057471264436E-5,1.0640710215826635E-2,6.6025724146964532E-2,null,2.8487289684045645E-2,2.4391339504595991E-2,0,0,2.4985509004427866E-5,9.7502866520394835E-3,6.2653901349685556E-2]
[2004,2,27,17,null,null,3.9177748995156206E-2,2.0074596211134964E-2,0,0,5.9020057471264436E-5,9.6412205413012285E-3,6.8952585805063665E-2,null,3.1636016529550483E-2,2.4424186293379543E-2,0,0,2.4985509004427866E-5,8.8344351125546929E-3,6.491962344448915E-2]
[2004,2,27,18,null,null,4.4591058566083613E-2,1.9812271053736643E-2,0,0,5.9020057471264436E-5,9.9648724791867593E-3,7.442722215647829E-2,null,3.6007261827145469E-2,2.410502278710773E-2,0,0,2.4985509004427866E-5,9.1310035845706232E-3,6.9268273707828246E-2]
[2004,2,27,19,null,null,4.6330139666049153E-2,1.9609635006507926E-2,1.1482717688530194E-3,1.5338284112824102E-6,5.9020057471264436E-5,8.8030017757736601E-3,7.5951602103066299E-2,null,3.7411569114721918E-2,2.3858481311741814E-2,6.491249552512331E-4,2.0239683122914868E-6,2.4985509004427866E-5,8.0663591970151077E-3,7.0012544056046788E-2]
[2004,2,27,20,null,null,4.4939324941233122E-2,1.9386050402313587E-2,1.1482717688530194E-3,1.5338284112824102E-6,5.9020057471264436E-5,7.6981443122483154E-3,7.3232345310530592E-2,null,3.6288486784768197E-2,2.358645232706191E-2,6.491249552512331E-4,2.0239683122914868E-6,2.4985509004427866E-5,7.0539571335706533E-3,6.7605030677968705E-2]
[2004,2,27,21,null,null,4.3412346881270013E-2,1.8855660978768285E-2,1.1482717688530194E-3,1.5338284112824102E-6,5.9020057471264436E-5,7.4391661360080274E-3,7.0915999650781894E-2,null,3.5055452616541062E-2,2.2941142705266222E-2,6.491249552512331E-4,2.0239683122914868E-6,2.4985509004427866E-5,6.8166504685315613E-3,6.548938022290679E-2]
[2004,2,27,22,null,null,4.1629028356684146E-2,1.8099315420264793E-2,1.1482717688530194E-3,1.5338284112824102E-6,5.9020057471264436E-5,6.5367571178754722E-3,6.7473926549559984E-2,null,3.3615423626406196E-2,2.2020918725228565E-2,6.491249552512331E-4,2.0239683122914868E-6,2.4985509004427866E-5,5.9897557946129963E-3,6.2302232578815703E-2]
[2004,2,27,23,null,null,3.9942207321874118E-2,1.7226542257108568E-2,1.1482717688530194E-3,1.5338284112824102E-6,5.9020057471264436E-5,6.4798956353676693E-3,6.4857470869085929E-2,null,3.2253316320388151E-2,2.0959040612982115E-2,6.491249552512331E-4,2.0239683122914868E-6,2.4985509004427866E-5,5.9376525286969316E-3,5.9826143894635142E-2]
[2004,2,27,24,null,null,3.525843369345974E-2,1.6001854695623437E-2,1.1482717688530194E-3,1.5338284112824102E-6,5.9020057471264436E-5,6.2501736960317907E-3,5.8719287739850537E-2,null,2.8471171002455005E-2,1.9468998330771425E-2,6.491249552512331E-4,2.0239683122914868E-6,2.4985509004427866E-5,5.7271539140973382E-3,5.4343457679891717E-2]
[2004,2,28,1,null,null,2.5351492005754366E-2,1.4285522151099636E-2,1.1482717688530194E-3,1.5338284112824102E-6,5.9020057471264436E-5,8.8278661094881739E-3,4.967370592107774E-2,null,2.0471319580968549E-2,1.738078567792677E-2,6.491249552512331E-4,2.0239683122914868E-6,2.4985509004427866E-5,8.0891428624106643E-3,4.6617382553873932E-2]
[2004,2,28,2,null,null,2.3788286987027896E-2,1.35734969098429E-2,1.1482717688530194E-3,1.5338284112824102E-6,5.9020057471264436E-5,9.5929531461200531E-3,4.8163562697726418E-2,null,1.9209032158135218E-2,1.6514484958592906E-2,6.491249552512331E-4,2.0239683122914868E-6,2.4985509004427866E-5,8.7902067735229853E-3,4.5189858322819056E-2]
[2004,2,28,3,null,null,2.2607904820617357E-2,1.3361158566322086E-2,1.1482717688530194E-3,1.5338284112824102E-6,5.9020057471264436E-5,9.9076552450770537E-3,4.708554428675206E-2,null,1.8255874034314286E-2,1.6256138977192629E-2,6.491249552512331E-4,2.0239683122914868E-6,2.4985509004427866E-5,9.0785743366453564E-3,4.426672178072022E-2]
[2004,2,28,4,null,null,2.1945484597867083E-2,1.2965452844172814E-2,1.1482717688530194E-3,1.5338284112824102E-6,5.9020057471264436E-5,1.008504408598755E-2,4.6204807182763014E-2,null,1.7720969971321103E-2,1.5774695157676634E-2,6.491249552512331E-4,2.0239683122914868E-6,2.4985509004427866E-5,9.2411191304296886E-3,4.3412918691995372E-2]
[2004,2,28,5,null,null,2.2046228045244066E-2,1.2682982502087796E-2,1.1482717688530194E-3,1.5338284112824102E-6,5.9020057471264436E-5,1.0364713260509896E-2,4.6302749462577328E-2,null,1.7802320264490221E-2,1.543102158213481E-2,6.491249552512331E-4,2.0239683122914868E-6,2.4985509004427866E-5,9.4973853536444042E-3,4.3406861632837385E-2]
[2004,2,28,6,null,null,2.3021153801343109E-2,1.272618761993111E-2,1.1482717688530194E-3,1.5338284112824102E-6,5.9020057471264436E-5,1.0295968120041146E-2,4.7252135196050933E-2,null,1.8589572419759458E-2,1.5483588011662653E-2,6.491249552512331E-4,2.0239683122914868E-6,2.4985509004427866E-5,9.4343928642419504E-3,4.4183687728232009E-2]
[2004,2,28,7,null,null,2.4874703114309699E-2,1.2421308392246212E-2,0,0,5.9020057471264436E-5,1.0132752218470858E-2,4.748778378249803E-2,null,2.0086312743216986E-2,1.5112650186779916E-2,0,0,2.4985509004427866E-5,9.28483500633559E-3,4.4508783445336916E-2]
[2004,2,28,8,null,null,2.9861784028589307E-2,1.3265002369276784E-2,0,0,5.9020057471264436E-5,9.3773985157383864E-3,5.2563204971075736E-2,null,2.4113378572289037E-2,1.6139148486066603E-2,0,0,2.4985509004427866E-5,8.5926899355707933E-3,4.8870202502930858E-2]
[2004,2,28,9,null,null,3.2062734659532445E-2,1.3735643766830792E-2,0,0,5.9020057471264436E-5,1.0658665738487824E-2,5.6516064222322325E-2,null,2.5890645320050639E-2,1.6711764395763433E-2,0,0,2.4985509004427866E-5,9.7667396414906366E-3,5.2394134866309131E-2]
[2004,2,28,10,null,null,3.361517234403362E-2,1.4163114429128406E-2,0,0,5.9020057471264436E-5,1.1157319173585881E-2,5.8994626004219168E-2,null,2.7144238124835018E-2,1.7231855708241241E-2,0,0,2.4985509004427866E-5,1.0223665338517761E-2,5.4624744680598449E-2]
[2004,2,28,11,null,null,3.4216853033965336E-2,1.4272174711647651E-2,0,0,5.9020057471264436E-5,1.0055125888005667E-2,5.8603173691089916E-2,null,2.7630095039548126E-2,1.7364546230603087E-2,0,0,2.4985509004427866E-5,9.2137045123713984E-3,5.4233331291527034E-2]
[2004,2,28,12,null,null,3.5120134920069448E-2,1.4150337826942879E-2,0,0,5.9020057471264436E-5,9.4576352250448723E-3,5.8787128029528464E-2,null,2.8359494798660533E-2,1.7216310782271444E-2,0,0,2.4985509004427866E-5,8.6662123696834136E-3,5.4267003459619823E-2]
[2004,2,28,13,null,null,3.6192688883175159E-2,1.394077418562099E-2,0,0,5.9020057471264436E-5,8.5615692985884333E-3,5.8754052424855846E-2,null,2.9225581691754932E-2,1.6961340701571851E-2,0,0,2.4985509004427866E-5,7.8451299922044516E-3,5.4057037894535656E-2]
[2004,2,28,14,null,null,3.4354191606513172E-2,1.370319221881435E-2,0,0,5.9020057471264436E-5,8.5574194002966258E-3,5.6673823283095413E-2,null,2.7740995881549164E-2,1.6672281526672272E-2,0,0,2.4985509004427866E-5,7.8413273608855614E-3,5.2279590278111424E-2]
[2004,2,28,15,null,null,3.319071954442232E-2,1.3511443908702698E-2,0,0,5.9020057471264436E-5,8.8319218532570114E-3,5.5593105363853292E-2,null,2.6801492660153595E-2,1.6438986849242599E-2,0,0,2.4985509004427866E-5,8.092859218136109E-3,5.1358324236536725E-2]
[2004,2,28,16,null,null,3.2959224796669073E-2,1.3407990121911323E-2,0,0,5.9020057471264436E-5,8.6520180586631985E-3,5.5078253034714857E-2,null,2.6614560744608079E-2,1.6313117589668323E-2,0,0,2.4985509004427866E-5,7.9280099241039962E-3,5.0880673767384824E-2]
[2004,2,28,17,null,null,3.7355880151581443E-2,1.3450159712152625E-2,0,0,5.9020057471264436E-5,7.4041489231060961E-3,5.8269208844311429E-2,null,{"$f":"G1411*X$5","v":3.0164858172363342E-2},{"$f":"H1411*Y$5","v":1.6364424122419289E-2},{"$f":"I1411*Z$5","v":0},{"$f":"J1411*AA$5","v":0},{"$f":"K1411*AB$5","v":2.4985509004427866E-5},{"$f":"L1411*AC$5","v":6.7845635254023809E-3},{"$f":"SUM(O1411:T1411)","v":5.3338831329189443E-2}]
[2004,2,28,18,null,null,4.1982097275380617E-2,1.3512757611380929E-2,0,0,5.9020057471264436E-5,7.103057809383858E-3,6.2656932753616668E-2,null,3.3900526636008226E-2,1.6440585193668047E-2,0,0,2.4985509004427866E-5,6.5086679688438395E-3,5.6874765307524541E-2]
[2004,2,28,19,null,null,4.4298074370988066E-2,1.3386993948691764E-2,1.1482717688530194E-3,1.5338284112824102E-6,5.9020057471264436E-5,5.1485705431175352E-3,6.4042464517532927E-2,null,3.577067720764409E-2,1.6287572147021853E-2,6.491249552512331E-4,2.0239683122914868E-6,2.4985509004427866E-5,4.7177338378200286E-3,5.7452117625053922E-2]
[2004,2,28,20,null,null,4.2429603005179631E-2,1.3175025133565482E-2,1.1482717688530194E-3,1.5338284112824102E-6,5.9020057471264436E-5,5.3441590308424495E-3,6.2157612824323132E-2,null,3.4261887332528607E-2,1.602967576023627E-2,6.491249552512331E-4,2.0239683122914868E-6,2.4985509004427866E-5,4.8969553166946572E-3,5.5864652842027483E-2]
[2004,2,28,21,null,null,3.8727791853268731E-2,1.3391361227709578E-2,1.1482717688530194E-3,1.5338284112824102E-6,5.9020057471264436E-5,6.961921653681695E-3,6.0289900389395572E-2,null,3.1272676318756305E-2,1.6292885690328246E-2,6.491249552512331E-4,2.0239683122914868E-6,2.4985509004427866E-5,6.3793422051353068E-3,5.4621038646787808E-2]
[2004,2,28,22,null,null,3.5451370600759008E-2,1.3270531343786121E-2,1.1482717688530194E-3,1.5338284112824102E-6,5.9020057471264436E-5,7.6876807493182027E-3,5.7618408348598896E-2,null,2.8626967477368218E-2,1.6145875431007716E-2,6.491249552512331E-4,2.0239683122914868E-6,2.4985509004427866E-5,7.0443691703707427E-3,5.2493346511314626E-2]
[2004,2,28,23,null,null,3.4100470440437895E-2,1.2896670101428335E-2,1.1482717688530194E-3,1.5338284112824102E-6,5.9020057471264436E-5,7.4601342411510455E-3,5.5666100437752844E-2,null,2.7536116142163253E-2,1.5691009164449588E-2,6.491249552512331E-4,2.0239683122914868E-6,2.4985509004427866E-5,6.8358639450333885E-3,5.0739123684214175E-2]
[2004,2,28,24,null,null,2.954154613554005E-2,1.2450191100583784E-2,1.1482717688530194E-3,1.5338284112824102E-6,5.9020057471264436E-5,8.9096323436888107E-3,5.2110195234548212E-2,null,2.3854786602670076E-2,1.5147790950841856E-2,6.491249552512331E-4,2.0239683122914868E-6,2.4985509004427866E-5,8.1640668294902501E-3,4.7842778815570135E-2]
[2004,2,29,1,null,null,2.6897922502780364E-2,1.2823467376188342E-2,1.1484262557002059E-3,1.5340347703707476E-6,5.9020057471264436E-5,9.6410778865348278E-3,5.0571448113445376E-2,null,2.1720061584286913E-2,1.5601945505104204E-2,6.4921228759753555E-4,2.024240614103525E-6,2.4985509004427866E-5,8.8343043952589032E-3,4.6832533521866081E-2]
[2004,2,29,2,null,null,2.4771781939275515E-2,1.2644318332822192E-2,1.1484262557002059E-3,1.5340347703707476E-6,5.9020057471264436E-5,1.0180996840299465E-2,4.8806077460339013E-2,null,2.0003203935842047E-2,1.5383979994693162E-2,6.4921228759753555E-4,2.024240614103525E-6,2.4985509004427866E-5,9.3290424777079887E-3,4.5392448445459255E-2]
[2004,2,29,3,null,null,2.3723527476852756E-2,1.2507740271974046E-2,1.1484262557002059E-3,1.5340347703707476E-6,5.9020057471264436E-5,1.0392143514143764E-2,4.7832391610912406E-2,null,1.9156738879759279E-2,1.5217809379520672E-2,6.4921228759753555E-4,2.024240614103525E-6,2.4985509004427866E-5,9.5225202206263605E-3,4.4573290517122374E-2]
[2004,2,29,4,null,null,2.3713117170933357E-2,1.2273160349817994E-2,1.1484262557002059E-3,1.5340347703707476E-6,5.9020057471264436E-5,1.0294057275882423E-2,4.7489315144575613E-2,null,1.9148332561923494E-2,1.4932402706371854E-2,6.4921228759753555E-4,2.024240614103525E-6,2.4985509004427866E-5,9.4326419211265937E-3,4.4189599226637996E-2]
[2004,2,29,5,null,null,2.292469353036539E-2,1.2297692901548895E-2,1.1484262557002059E-3,1.5340347703707476E-6,5.9020057471264436E-5,1.1072566103306484E-2,4.7503932883162611E-2,null,1.8511680789807125E-2,1.4962250759474669E-2,6.4921228759753555E-4,2.024240614103525E-6,2.4985509004427866E-5,1.0146004476309948E-2,4.4296158062807803E-2]
[2004,2,29,6,null,null,2.4583807702872891E-2,1.2389379866004942E-2,1.1484262557002059E-3,1.5340347703707476E-6,5.9020057471264436E-5,1.0464770677229776E-2,4.8646938594049449E-2,null,1.9851414815678498E-2,1.5073803663303778E-2,6.4921228759753555E-4,2.024240614103525E-6,2.4985509004427866E-5,9.5890698817344879E-3,4.5190510397932829E-2]
[2004,2,29,7,null,null,2.7626726940633388E-2,1.2937388948831036E-2,0,0,5.9020057471264436E-5,1.0127668216351271E-2,5.0750804163286957E-2,null,2.2308570874230514E-2,1.5740550619936677E-2,0,0,2.4985509004427866E-5,9.2801764377814129E-3,4.7354283440953035E-2]
[2004,2,29,8,null,null,3.0446192631124663E-2,1.3782638475050511E-2,0,0,5.9020057471264436E-5,1.0278622445976399E-2,5.4566473609622843E-2,null,2.4585288283388209E-2,1.67689415113721E-2,0,0,2.4985509004427866E-5,9.4184986907447175E-3,5.0797713994509448E-2]
[2004,2,29,9,null,null,3.5730445839798008E-2,1.4343082257564961E-2,0,0,5.9020057471264436E-5,8.666607147069301E-3,5.8799155301903536E-2,null,2.885232062045762E-2,1.7450817410998243E-2,0,0,2.4985509004427866E-5,7.9413781853446674E-3,5.4269501725804956E-2]
[2004,2,29,10,null,null,3.8419134027294091E-2,1.4800812981652797E-2,0,0,5.9020057471264436E-5,8.5813243987710626E-3,6.1860291465189218E-2,null,3.1023435248634691E-2,1.8007725274037784E-2,0,0,2.4985509004427866E-5,7.8632319690192989E-3,5.6919378000696207E-2]
[2004,2,29,11,null,null,3.623909533192321E-2,1.4992363262230543E-2,0,0,5.9020057471264436E-5,1.1305016745335898E-2,6.259549539696091E-2,null,2.9263054880422627E-2,1.8240779014604927E-2,0,0,2.4985509004427866E-5,1.0359003453470923E-2,5.7887822857502907E-2]
[2004,2,29,12,null,null,3.6349703265671357E-2,1.5068778138094112E-2,0,0,5.9020057471264436E-5,1.0696987493681061E-2,6.2174488954917791E-2,null,2.935237074236223E-2,1.833375080562118E-2,0,0,2.4985509004427866E-5,9.8018546000380093E-3,5.7512961657025845E-2]
[2004,2,29,13,null,null,3.5797891179945994E-2,1.5366921781802725E-2,0,0,5.9020057471264436E-5,1.0090816711500606E-2,6.1314649730720587E-2,null,2.8906782705454555E-2,1.8696493638380475E-2,0,0,2.4985509004427866E-5,9.2464086977936642E-3,5.6874670550633125E-2]
[2004,2,29,14,null,null,3.4483350927730777E-2,1.5591687376055147E-2,0,0,5.9020057471264436E-5,1.0203862287351706E-2,6.0337920648608892E-2,null,2.7845291981396323E-2,1.8969959499841652E-2,0,0,2.4985509004427866E-5,9.349994524955248E-3,5.6190231515197649E-2]
[2004,2,29,15,null,null,3.5225020574935498E-2,1.5590063242602785E-2,0,0,5.9020057471264436E-5,8.8145532968954381E-3,5.9688657171904982E-2,null,2.8444189922708248E-2,1.8967983463183749E-2,0,0,2.4985509004427866E-5,8.0769440771518587E-3,5.5514102972048285E-2]
[2004,2,29,16,null,null,3.7295308613024214E-2,1.5474378550000622E-2,0,0,5.9020057471264436E-5,8.2198496921617979E-3,6.1048556912657898E-2,null,3.0115946679381608E-2,1.8827233210790613E-2,0,0,2.4985509004427866E-5,7.5320057693188305E-3,5.6500171168495476E-2]
[2004,2,29,17,null,null,4.0308992238928677E-2,1.5330804929816158E-2,0,0,5.9020057471264436E-5,7.5479837592022682E-3,6.3246800985418364E-2,null,3.2549494993138396E-2,1.865255129891957E-2,0,0,2.4985509004427866E-5,6.9163621416639971E-3,5.8143393942726385E-2]
[2004,2,29,18,null,null,4.7236475752143701E-2,1.5273976088985652E-2,0,0,5.9020057471264436E-5,6.3078812314434282E-3,6.8877353130044061E-2,null,3.814343513909612E-2,1.8583409275803247E-2,0,0,2.4985509004427866E-5,5.7800324344999803E-3,6.2531862358403772E-2]
[2004,2,29,19,null,null,4.8100918023162048E-2,1.5125417842794621E-2,1.1484262557002059E-3,1.5340347703707476E-6,5.9020057471264436E-5,5.8348550130021349E-3,7.0270171226900643E-2,null,3.8841471924674575E-2,1.8402662712224804E-2,6.4921228759753555E-4,2.024240614103525E-6,2.4985509004427866E-5,5.3465894471256123E-3,6.3266946121241049E-2]
[2004,2,29,20,null,null,4.4053485136022932E-2,1.4699543277069597E-2,1.1484262557002059E-3,1.5340347703707476E-6,5.9020057471264436E-5,7.4371919851399767E-3,6.7399200746174351E-2,null,3.557317149895052E-2,1.7884513324736229E-2,6.4921228759753555E-4,2.024240614103525E-6,2.4985509004427866E-5,6.8148415162654586E-3,6.0948748377168266E-2]
[2004,2,29,21,null,null,4.2315338868207424E-2,1.4389092225443127E-2,1.1484262557002059E-3,1.5340347703707476E-6,5.9020057471264436E-5,7.9466869536544988E-3,6.5860098395246897E-2,null,3.4169619087958597E-2,1.7506796421235343E-2,6.4921228759753555E-4,2.024240614103525E-6,2.4985509004427866E-5,7.281701518091239E-3,5.9634339064501239E-2]
[2004,2,29,22,null,null,4.166469351290307E-2,1.4223348099848635E-2,1.1484262557002059E-3,1.5340347703707476E-6,5.9020057471264436E-5,6.9679476063375665E-3,6.4064969567031116E-2,null,3.3644223225684104E-2,1.7305140290373406E-2,6.4921228759753555E-4,2.024240614103525E-6,2.4985509004427866E-5,6.3848639010141194E-3,5.8010449454287696E-2]
[2004,2,29,23,null,null,3.861016456994576E-2,1.4852156471845554E-2,1.1484262557002059E-3,1.5340347703707476E-6,5.9020057471264436E-5,5.0906440805093779E-3,5.9761945470242529E-2,null,3.1177692334863009E-2,1.8070193428128208E-2,6.4921228759753555E-4,2.024240614103525E-6,2.4985509004427866E-5,4.6646547102324621E-3,5.4588762510439738E-2]
[2004,2,29,24,null,null,2.9816261207550931E-2,1.4428649373415011E-2,1.1484262557002059E-3,1.5340347703707476E-6,5.9020057471264436E-5,8.3984750086445493E-3,5.3852365937552327E-2,null,2.4076618912640905E-2,1.7554924470294889E-2,6.4921228759753555E-4,2.024240614103525E-6,2.4985509004427866E-5,7.6956835693615033E-3,5.0003448989513359E-2]
[2004,3,1,1,null,null,2.6375239099276006E-2,1.410768120833145E-2,1.1894051613100009E-3,1.5899935316525914E-6,5.7942244623656132E-5,9.6402659175315666E-3,5.1372123624604332E-2,null,2.1297994946537255E-2,1.7164411696050555E-2,6.7237791005011333E-4,2.0980811811424689E-6,2.4529228482808298E-5,8.8335603725034871E-3,4.7994972234805366E-2]
[2004,3,1,2,null,null,2.5234788931046984E-2,1.4018955549951393E-2,1.1894051613100009E-3,1.5899935316525914E-6,5.7942244623656132E-5,1.0392354948634878E-2,5.0895036829098558E-2,null,2.037708189515999E-2,1.7056461728515205E-2,6.7237791005011333E-4,2.0980811811424689E-6,2.4529228482808298E-5,9.5227139621017597E-3,4.7655262805491025E-2]
[2004,3,1,3,null,null,2.5255306600123779E-2,1.4303379919704051E-2,1.1894051613100009E-3,1.5899935316525914E-6,5.7942244623656132E-5,1.0264749545280845E-2,5.1072373464573981E-2,null,2.0393649904673287E-2,1.7402512713558815E-2,6.7237791005011333E-4,2.0980811811424689E-6,2.4529228482808298E-5,9.4057866860257338E-3,4.7900954523971903E-2]
[2004,3,1,4,null,null,2.6267259231756018E-2,1.4204981135459167E-2,1.1894051613100009E-3,1.5899935316525914E-6,5.7942244623656132E-5,1.036344850429175E-2,5.208462627097224E-2,null,2.1210801247018091E-2,1.7282793730812551E-2,6.7237791005011333E-4,2.0980811811424689E-6,2.4529228482808298E-5,9.4962264332883618E-3,4.8688826630833071E-2]
[2004,3,1,5,null,null,2.6957771197894838E-2,1.4374304210824822E-2,1.1894051613100009E-3,1.5899935316525914E-6,5.7942244623656132E-5,1.0407577912325994E-2,5.2988590720510959E-2,null,2.1768389381479847E-2,1.7488804267363458E-2,6.7237791005011333E-4,2.0980811811424689E-6,2.4529228482808298E-5,9.5366630554114522E-3,4.9492861923968831E-2]
[2004,3,1,6,null,null,3.1852865038119113E-2,1.5202771143119721E-2,1.1894051613100009E-3,1.5899935316525914E-6,5.7942244623656132E-5,9.155180233057305E-3,5.7459753813761449E-2,null,2.5721175685312219E-2,1.8496776257407848E-2,6.7237791005011333E-4,2.0980811811424689E-6,2.4529228482808298E-5,8.3890670653377682E-3,5.3306024227771906E-2]
[2004,3,1,7,null,null,4.1679007336904134E-2,1.6832244613943087E-2,0,0,5.7942244623656132E-5,7.5347132046223123E-3,6.6103907400093184E-2,null,3.3655781632798171E-2,2.0479309962839701E-2,0,0,2.4529228482808298E-5,6.904202078231985E-3,6.1063822902352669E-2]
[2004,3,1,8,null,null,4.4988137971744863E-2,1.9075914783890629E-2,0,0,5.7942244623656132E-5,1.0748472125140856E-2,7.4870467125400006E-2,null,3.6327903287240497E-2,2.3209119202106041E-2,0,0,2.4529228482808298E-5,9.849030954315656E-3,6.9410582672145005E-2]
[2004,3,1,9,null,null,4.5346030301277797E-2,2.0310269014776533E-2,0,0,5.7942244623656132E-5,1.1981113361693581E-2,7.7695354922371562E-2,null,3.6616901199149711E-2,2.4710922644132736E-2,0,0,2.4529228482808298E-5,1.0978523737385474E-2,7.2330876809150735E-2]
[2004,3,1,10,null,null,4.2499539188967962E-2,2.130108351289027E-2,0,0,5.7942244623656132E-5,1.3196479895676103E-2,7.7055044842157999E-2,null,3.4318360772761604E-2,2.5916418268034157E-2,0,0,2.4529228482808298E-5,1.2092187379498359E-2,7.2351495648776923E-2]
[2004,3,1,11,null,null,4.1715433736346563E-2,2.1430233712782947E-2,0,0,5.7942244623656132E-5,1.2548853720035754E-2,7.5752463413788926E-2,null,3.368519593567236E-2,2.607355161750877E-2,0,0,2.4529228482808298E-5,1.1498755105920846E-2,7.1282031887584779E-2]
[2004,3,1,12,null,null,3.9661188684179713E-2,2.1562254030047742E-2,0,0,5.7942244623656132E-5,1.239165268545277E-2,7.3673037644303885E-2,null,3.2026393883667466E-2,2.6234176956592692E-2,0,0,2.4529228482808298E-5,1.1354708785882782E-2,6.9639808854625757E-2]
[2004,3,1,13,null,null,3.9254971378421058E-2,2.1560375808366564E-2,0,0,5.7942244623656132E-5,1.1661941533376897E-2,7.2535230964788172E-2,null,3.1698373572925292E-2,2.6231891778063628E-2,0,0,2.4529228482808298E-5,1.0686060475608597E-2,6.864085505508033E-2]
[2004,3,1,14,null,null,3.6432795557748143E-2,2.1484939589065114E-2,0,0,5.7942244623656132E-5,1.2373405682312025E-2,7.034908307374893E-2,null,2.9419467734737786E-2,2.6140110690458743E-2,0,0,2.4529228482808298E-5,1.13379887072833E-2,6.6922096360962635E-2]
[2004,3,1,15,null,null,3.5953737507834475E-2,2.0841984145062071E-2,0,0,5.7942244623656132E-5,1.018088663610532E-2,6.7034550533625517E-2,null,2.9032628552436712E-2,2.535784521535233E-2,0,0,2.4529228482808298E-5,9.3289414954933272E-3,6.3743944491765181E-2]
[2004,3,1,16,null,null,3.8327193242076507E-2,2.0208538251598476E-2,0,0,5.7942244623656132E-5,9.2192913107241002E-3,6.7812965049022733E-2,null,3.0949193101612846E-2,2.4587149738043084E-2,0,0,2.4529228482808298E-5,8.4478132742038525E-3,6.4008685342342594E-2]
[2004,3,1,17,null,null,4.0586491247562494E-2,1.9702786276960284E-2,0,0,5.7942244623656132E-5,9.2673924970847719E-3,6.9614612266231196E-2,null,3.2773575330810649E-2,2.397181579474035E-2,0,0,2.4529228482808298E-5,8.4918893129086875E-3,6.5261809666942505E-2]
[2004,3,1,18,null,null,4.3858132099058658E-2,1.8901323422874039E-2,0,0,5.7942244623656132E-5,6.3624972987913996E-3,6.917989506534776E-2,null,3.5415424000306228E-2,2.2996698893282166E-2,0,0,2.4529228482808298E-5,5.830078183481825E-3,6.4266730305553035E-2]
[2004,3,1,19,null,null,4.2205806494275029E-2,1.8573980824553683E-2,1.1894051613100009E-3,1.5899935316525914E-6,5.7942244623656132E-5,6.4276912518768051E-3,6.8456415970170825E-2,null,3.408117174013689E-2,2.259843052867613E-2,6.7237791005011333E-4,2.0980811811424689E-6,2.4529228482808298E-5,5.8898166518424108E-3,6.3268424140369497E-2]
[2004,3,1,20,null,null,4.480159647186286E-2,1.8633134571221951E-2,1.1894051613100009E-3,1.5899935316525914E-6,5.7942244623656132E-5,6.9067952057543071E-3,7.1590463648304431E-2,null,3.6177271101240131E-2,2.2670401198142235E-2,6.7237791005011333E-4,2.0980811811424689E-6,2.4529228482808298E-5,6.3288287846493983E-3,6.5875506303745834E-2]
[2004,3,1,21,null,null,4.658464666574208E-2,1.7581781184272796E-2,1.1894051613100009E-3,1.5899935316525914E-6,5.7942244623656132E-5,5.398261935660135E-3,7.0813627185140324E-2,null,3.7617083414437487E-2,2.1391249641969045E-2,6.7237791005011333E-4,2.0980811811424689E-6,2.4529228482808298E-5,4.9465308450175535E-3,6.4653869121138158E-2]
[2004,3,1,22,null,null,3.9488059766066813E-2,1.6843985180492276E-2,1.1894051613100009E-3,1.5899935316525914E-6,5.7942244623656132E-5,6.0699829375138398E-3,6.3650965283538238E-2,null,3.1886592352041949E-2,2.0493594373921811E-2,6.7237791005011333E-4,2.0980811811424689E-6,2.4529228482808298E-5,5.562041669523168E-3,5.8641233615200995E-2]
[2004,3,1,23,null,null,3.6393248562200976E-2,1.6329992454098417E-2,1.1894051613100009E-3,1.5899935316525914E-6,5.7942244623656132E-5,7.9854245608206899E-3,6.1957602976585396E-2,null,2.9387533551766251E-2,1.9868234143964991E-2,6.7237791005011333E-4,2.0980811811424689E-6,2.4529228482808298E-5,7.3171975297693578E-3,5.7271970445214669E-2]
[2004,3,1,24,null,null,2.8890082960553478E-2,1.5989027798249282E-2,1.1894051613100009E-3,1.5899935316525914E-6,5.7942244623656132E-5,9.2350188010983346E-3,5.5363066959366394E-2,null,2.3328730351331674E-2,1.9453392212086029E-2,6.7237791005011333E-4,2.0980811811424689E-6,2.4529228482808298E-5,8.462224674980267E-3,5.1943352458112046E-2]
[2004,3,2,1,null,null,2.4424692302819642E-2,1.5801265351376204E-2,1.1894051613100009E-3,1.5899935316525914E-6,5.7942244623656132E-5,9.9716373034317608E-3,5.1446532357092914E-2,null,1.9722929194240346E-2,1.9224947020307522E-2,6.7237791005011333E-4,2.0980811811424689E-6,2.4529228482808298E-5,9.1372023226437005E-3,4.8784083756905641E-2]
[2004,3,2,2,null,null,2.3903544075293621E-2,1.512168273148351E-2,1.1894051613100009E-3,1.5899935316525914E-6,5.7942244623656132E-5,1.0178037192574974E-2,5.0452201398817412E-2,null,1.9302102210474698E-2,1.8398118309262492E-2,6.7237791005011333E-4,2.0980811811424689E-6,2.4529228482808298E-5,9.3263304957897225E-3,4.7725556235240982E-2]
[2004,3,2,3,null,null,2.3945157371825156E-2,1.4986820877565921E-2,1.1894051613100009E-3,1.5899935316525914E-6,5.7942244623656132E-5,1.0578518979519905E-2,5.0759434628376288E-2,null,1.9335704930658636E-2,1.8234035753911932E-2,6.7237791005011333E-4,2.0980811811424689E-6,2.4529228482808298E-5,9.6932996305967387E-3,4.7962045534881377E-2]
[2004,3,2,4,null,null,2.4626006644132056E-2,1.4771269529998104E-2,1.1894051613100009E-3,1.5899935316525914E-6,5.7942244623656132E-5,1.0414390723262978E-2,5.106060429685845E-2,null,1.9885490443744051E-2,1.7971780602504945E-2,6.7237791005011333E-4,2.0980811811424689E-6,2.4529228482808298E-5,9.5429057646098416E-3,4.809918203057291E-2]
[2004,3,2,5,null,null,2.5992628187171848E-2,1.4672428228596286E-2,1.1894051613100009E-3,1.5899935316525914E-6,5.7942244623656132E-5,1.0402773048112728E-2,5.2316766863346166E-2,null,2.0989036789160476E-2,1.7851523221807091E-2,6.7237791005011333E-4,2.0980811811424689E-6,2.4529228482808298E-5,9.5322602662692591E-3,4.9071825496950897E-2]
[2004,3,2,6,null,null,2.8766496037320136E-2,1.5579666084059262E-2,1.1894051613100009E-3,1.5899935316525914E-6,5.7942244623656132E-5,1.0532520205239048E-2,5.6127619726083752E-2,null,2.3228933960611788E-2,1.8955333538148249E-2,6.7237791005011333E-4,2.0980811811424689E-6,2.4529228482808298E-5,9.6511500723638934E-3,5.2534422790838003E-2]
[2004,3,2,7,null,null,3.5684697277469285E-2,1.7244271389474101E-2,0,0,5.7942244623656132E-5,1.06761504746892E-2,6.3663061386256242E-2,null,2.8815378674808479E-2,2.098061114058633E-2,0,0,2.4529228482808298E-5,9.7827612402881636E-3,5.9603280284165783E-2]
[2004,3,2,8,null,null,3.8749043088235187E-2,1.9502255746780151E-2,0,0,5.7942244623656132E-5,1.3509775738708495E-2,7.1819016818347486E-2,null,3.1289836682429968E-2,2.3727836041667508E-2,0,0,2.4529228482808298E-5,1.2379266363372452E-2,6.7421468315952748E-2]
[2004,3,2,9,null,null,3.7743765819018366E-2,2.0845679510468902E-2,0,0,5.7942244623656132E-5,1.4883338808712945E-2,7.3530726382823861E-2,null,{"$f":"G1475*X$5","v":3.0478075692546226E-2},{"$f":"H1475*Y$5","v":2.5362341260611189E-2},{"$f":"I1475*Z$5","v":0},{"$f":"J1475*AA$5","v":0},{"$f":"K1475*AB$5","v":2.4529228482808298E-5},{"$f":"L1475*AC$5","v":1.3637888522566206E-2},{"$f":"SUM(O1475:T1475)","v":6.9502834704206429E-2}]
[2004,3,2,10,null,null,3.5847750311512785E-2,2.1694605214052354E-2,0,0,5.7942244623656132E-5,1.5138896322637268E-2,7.2739194092826059E-2,null,2.8947043934107356E-2,2.6395204851763256E-2,0,0,2.4529228482808298E-5,1.3872060769183596E-2,6.9238838783537024E-2]
[2004,3,2,11,null,null,3.5315268788556529E-2,2.1878047991351676E-2,0,0,5.7942244623656132E-5,1.3718721378917295E-2,7.0969980403449151E-2,null,2.8517065318847786E-2,2.6618394425282466E-2,0,0,2.4529228482808298E-5,1.2570727256997722E-2,6.7730716229610785E-2]
[2004,3,2,12,null,null,3.4915247601340196E-2,2.1776236225357511E-2,0,0,5.7942244623656132E-5,1.3522851895455795E-2,7.0272277966777152E-2,null,2.8194048371332221E-2,2.6494522965386295E-2,0,0,2.4529228482808298E-5,1.2391248296345643E-2,6.7104348861546981E-2]
[2004,3,2,13,null,null,3.3476070382446314E-2,2.164386878033734E-2,0,0,5.7942244623656132E-5,1.1832920547946706E-2,6.7010801955354013E-2,null,2.7031913346895045E-2,2.6333475285903803E-2,0,0,2.4529228482808298E-5,1.0842731822701509E-2,6.4232649683983165E-2]
[2004,3,2,14,null,null,3.1470273171836489E-2,2.1682937020416865E-2,0,0,5.7942244623656132E-5,1.2687266959120265E-2,6.5898419395997276E-2,null,2.5412232907428653E-2,2.6381008494732554E-2,0,0,2.4529228482808298E-5,1.1625585808960193E-2,6.344335643960422E-2]
[2004,3,2,15,null,null,3.0740738933363581E-2,2.1519607252278677E-2,0,0,5.7942244623656132E-5,1.2375429150319105E-2,6.4693717580585008E-2,null,2.482313430377852E-2,2.6182289843442879E-2,0,0,2.4529228482808298E-5,1.1339842849788836E-2,6.2369796225493046E-2]
[2004,3,2,16,null,null,3.3445717505266634E-2,2.0967534664905751E-2,0,0,5.7942244623656132E-5,1.0840016235539198E-2,6.5311210650335239E-2,null,2.7007403410801104E-2,2.5510598937202627E-2,0,0,2.4529228482808298E-5,9.932914576704149E-3,6.2475446153190693E-2]
[2004,3,2,17,null,null,3.5661925271172075E-2,2.0513083049035066E-2,0,0,5.7942244623656132E-5,1.0160365213980895E-2,6.639331577881169E-2,null,2.8796990288897931E-2,2.4957680671220457E-2,0,0,2.4529228482808298E-5,9.3101373232001051E-3,6.3089337511801305E-2]
[2004,3,2,18,null,null,3.750151584461308E-2,2.0084916217408492E-2,0,0,5.7942244623656132E-5,1.0480327206171699E-2,6.8124701512816924E-2,null,3.0282458935812284E-2,2.4436742349457707E-2,0,0,2.4529228482808298E-5,9.6033246272747702E-3,6.4347055141027565E-2]
[2004,3,2,19,null,null,3.9658950233181473E-2,1.9348813716702544E-2,1.1894051613100009E-3,1.5899935316525914E-6,5.7942244623656132E-5,8.5248317858597454E-3,6.8781533135209072E-2,null,3.2024586335388225E-2,2.354114751810104E-2,6.7237791005011333E-4,2.0980811811424689E-6,2.4529228482808298E-5,7.8114667053822166E-3,6.4076205778585554E-2]
[2004,3,2,20,null,null,4.1931520082162485E-2,1.890207434920977E-2,1.1894051613100009E-3,1.5899935316525914E-6,5.7942244623656132E-5,7.5480382116418238E-3,6.9630570042479384E-2,null,3.3859685572861266E-2,2.2997612523849058E-2,6.7237791005011333E-4,2.0980811811424689E-6,2.4529228482808298E-5,6.9164120374776974E-3,6.4472715353902088E-2]
[2004,3,2,21,null,null,4.1466627279735088E-2,1.7993831582569789E-2,1.1894051613100009E-3,1.5899935316525914E-6,5.7942244623656132E-5,6.8462482912275075E-3,6.7555644552997687E-2,null,3.3484284822198417E-2,2.1892579560858508E-2,6.7237791005011333E-4,2.0980811811424689E-6,2.4529228482808298E-5,6.2733484867596228E-3,6.2349218089530617E-2]
[2004,3,2,22,null,null,3.6813685190458564E-2,1.7175965130541263E-2,1.1894051613100009E-3,1.5899935316525914E-6,5.7942244623656132E-5,6.151276376122573E-3,6.1389864096587705E-2,null,2.9727035959697598E-2,2.0897504871566878E-2,6.7237791005011333E-4,2.0980811811424689E-6,2.4529228482808298E-5,5.636532404942894E-3,5.6960078455921437E-2]
[2004,3,2,23,null,null,3.5137401908039621E-2,1.6483815481387512E-2,1.1894051613100009E-3,1.5899935316525914E-6,5.7942244623656132E-5,6.6400166984681491E-3,5.951017148736059E-2,null,2.8373437884489875E-2,2.0055386215927291E-2,6.7237791005011333E-4,2.0980811811424689E-6,2.4529228482808298E-5,6.0843745268147698E-3,5.5212203846946008E-2]
[2004,3,2,24,null,null,2.8683247378739472E-2,1.6359967228823689E-2,1.1894051613100009E-3,1.5899935316525914E-6,5.7942244623656132E-5,7.6924333967176876E-3,5.3984585403746156E-2,null,2.3161710702347349E-2,1.9904703593925138E-2,6.7237791005011333E-4,2.0980811811424689E-6,2.4529228482808298E-5,7.0487241122459687E-3,5.0814143628232528E-2]
[2004,3,3,1,null,null,2.4066324342629508E-2,1.6116918255797495E-2,1.1894051613100009E-3,1.5899935316525914E-6,5.7942244623656132E-5,9.7500071919712147E-3,5.1182187189863525E-2,null,1.9433547210767073E-2,1.9608992869127911E-2,6.7237791005011333E-4,2.0980811811424689E-6,2.4529228482808298E-5,8.9341184049697049E-3,4.867566370457875E-2]
[2004,3,3,2,null,null,2.3524471962813581E-2,1.5477682916026187E-2,1.1894051613100009E-3,1.5899935316525914E-6,5.7942244623656132E-5,9.9418732974399029E-3,5.0192965575744979E-2,null,1.8996001632368673E-2,1.8831253538300122E-2,6.7237791005011333E-4,2.0980811811424689E-6,2.4529228482808298E-5,9.109928993660265E-3,4.7636189384043126E-2]
[2004,3,3,3,null,null,2.3625081932963993E-2,1.5185866504277118E-2,1.1894051613100009E-3,1.5899935316525914E-6,5.7942244623656132E-5,1.0438730977388394E-2,5.0498616814094809E-2,null,1.9077244142731112E-2,1.8476208867460295E-2,6.7237791005011333E-4,2.0980811811424689E-6,2.4529228482808298E-5,9.5652092058362854E-3,4.7817667435741756E-2]
[2004,3,3,4,null,null,2.4357080271636231E-2,1.4828392368877752E-2,1.1894051613100009E-3,1.5899935316525914E-6,5.7942244623656132E-5,1.036383285640397E-2,5.079824289638326E-2,null,1.9668332506299461E-2,1.8041280324627838E-2,6.7237791005011333E-4,2.0980811811424689E-6,2.4529228482808298E-5,9.496578622493165E-3,4.7905196673134538E-2]
[2004,3,3,5,null,null,2.552842472772518E-2,1.516634619495957E-2,1.1894051613100009E-3,1.5899935316525914E-6,5.7942244623656132E-5,1.0104239682050931E-2,5.204794800420099E-2,null,2.0614192682676842E-2,1.8452459066156113E-2,6.7237791005011333E-4,2.0980811811424689E-6,2.4529228482808298E-5,9.2587084228996919E-3,4.9024365391446716E-2]
[2004,3,3,6,null,null,2.8346989391091364E-2,1.5918505901202144E-2,1.1894051613100009E-3,1.5899935316525914E-6,5.7942244623656132E-5,1.032478900293324E-2,5.5839221694692055E-2,null,2.2890182512794035E-2,1.9367590239626604E-2,6.7237791005011333E-4,2.0980811811424689E-6,2.4529228482808298E-5,9.4608019914583664E-3,5.2417579963593072E-2]
[2004,3,3,7,null,null,3.5202242427917682E-2,1.75863656995403E-2,0,0,5.7942244623656132E-5,1.0489387433270502E-2,6.3335937805352141E-2,null,2.8425796578168284E-2,2.1396827490399006E-2,0,0,2.4529228482808298E-5,9.6116266869638416E-3,5.9458779984013943E-2]
[2004,3,3,8,null,null,3.8272330641408642E-2,1.9812732659814352E-2,0,0,5.7942244623656132E-5,1.330698781985443E-2,7.1449993365701084E-2,null,3.0904891573676738E-2,2.4105584410002531E-2,0,0,2.4529228482808298E-5,1.2193447907809516E-2,6.7228453119971596E-2]
[2004,3,3,9,null,null,3.7292609374491241E-2,2.1135688777869834E-2,0,0,5.7942244623656132E-5,1.4666664338074575E-2,7.3152904735059296E-2,null,3.0113767045353707E-2,2.5715187230677474E-2,0,0,2.4529228482808298E-5,1.3439345553530102E-2,6.9292829058044098E-2]
[2004,3,3,10,null,null,3.551475604032512E-2,2.17280322909204E-2,0,0,5.7942244623656132E-5,1.5064706892355093E-2,7.236543746822427E-2,null,2.8678151194280955E-2,2.6435874618869974E-2,0,0,2.4529228482808298E-5,1.3804079572709812E-2,6.8942634614343551E-2]
[2004,3,3,11,null,null,3.5066032944537584E-2,2.1724170450172664E-2,0,0,5.7942244623656132E-5,1.375716831122264E-2,7.0605313950556539E-2,null,2.8315807475215303E-2,2.6431176027831526E-2,0,0,2.4529228482808298E-5,1.2605956917731373E-2,6.7377469649261015E-2]
[2004,3,3,12,null,null,3.4674703821113997E-2,2.162881699035556E-2,0,0,5.7942244623656132E-5,1.354973981909814E-2,6.9911202875191342E-2,null,2.7999809365710497E-2,2.6315162204101444E-2,0,0,2.4529228482808298E-5,1.2415886215965056E-2,6.6755387014259801E-2]
[2004,3,3,13,null,null,3.3247178491203372E-2,2.1492128369287683E-2,0,0,5.7942244623656132E-5,1.1869231700412149E-2,6.6666480805526854E-2,null,2.6847083236932957E-2,2.6148857073475942E-2,0,0,2.4529228482808298E-5,1.0876004427445258E-2,6.3896473966336964E-2]
[2004,3,3,14,null,null,3.1224795953046929E-2,2.1597329804447594E-2,0,0,5.7942244623656132E-5,1.2679748159990543E-2,6.5559816162108722E-2,null,2.5214010152154614E-2,2.6276852646769284E-2,0,0,2.4529228482808298E-5,1.1618696189253713E-2,6.3134088216660417E-2]
[2004,3,3,15,null,null,3.0571975193023886E-2,2.1274859276505447E-2,0,0,5.7942244623656132E-5,1.2456527733222046E-2,6.4361304447375034E-2,null,2.4686857651446209E-2,2.5884511990661104E-2,0,0,2.4529228482808298E-5,1.1414155035191813E-2,6.2010053905781945E-2]
[2004,3,3,16,null,null,3.3219065730093159E-2,2.0830926023696753E-2,0,0,5.7942244623656132E-5,1.08676862422498E-2,6.4975620240663362E-2,null,2.6824382193662608E-2,2.5344391115780879E-2,0,0,2.4529228482808298E-5,9.9582691340241048E-3,6.2151571671950401E-2]
[2004,3,3,17,null,null,3.540598573836759E-2,2.0415191155468877E-2,0,0,5.7942244623656132E-5,1.0173046366150389E-2,6.6052165504610502E-2,null,2.8590319219271926E-2,2.4838578407846108E-2,0,0,2.4529228482808298E-5,9.3217573059101687E-3,6.2775184161511011E-2]
[2004,3,3,18,null,null,3.7258272845770726E-2,1.9915879774248441E-2,0,0,5.7942244623656132E-5,1.0542561181572447E-2,6.777465604621527E-2,null,3.0086040312245484E-2,2.4231080550102493E-2,0,0,2.4529228482808298E-5,9.6603508113682658E-3,6.4002000902199055E-2]
[2004,3,3,19,null,null,3.942201729730388E-2,1.9121780531868731E-2,1.1894051613100009E-3,1.5899935316525914E-6,5.7942244623656132E-5,8.635379199454965E-3,6.8428114428092879E-2,null,3.1833263085123256E-2,2.3264922744121046E-2,6.7237791005011333E-4,2.0980811811424689E-6,2.4529228482808298E-5,7.9127634186027095E-3,6.3709954467561086E-2]
[2004,3,3,20,null,null,4.1615352438167455E-2,1.8852841191160194E-2,1.1894051613100009E-3,1.5899935316525914E-6,5.7942244623656132E-5,7.555662322072481E-3,6.9272793350865433E-2,null,3.3604380327713762E-2,2.2937711950439404E-2,6.7237791005011333E-4,2.0980811811424689E-6,2.4529228482808298E-5,6.9233981559470399E-3,6.4164495653814282E-2]
[2004,3,3,21,null,null,4.1177168591908307E-2,1.7907038305411831E-2,1.1894051613100009E-3,1.5899935316525914E-6,5.7942244623656132E-5,6.8753770173808106E-3,6.7208521314166256E-2,null,3.3250547048396195E-2,2.1786980666214588E-2,6.7237791005011333E-4,2.0980811811424689E-6,2.4529228482808298E-5,6.3000396966547143E-3,6.2036572630979565E-2]
[2004,3,3,22,null,null,3.6567579539697435E-2,1.7041408331282294E-2,1.1894051613100009E-3,1.5899935316525914E-6,5.7942244623656132E-5,6.2164982478555893E-3,6.1074423518300627E-2,null,2.9528305745859702E-2,2.0733793467482994E-2,6.7237791005011333E-4,2.0980811811424689E-6,2.4529228482808298E-5,5.6962964556952203E-3,5.6657400888751985E-2]
[2004,3,3,23,null,null,3.4913622279929085E-2,1.6290490553067635E-2,1.1894051613100009E-3,1.5899935316525914E-6,5.7942244623656132E-5,6.7513419998309196E-3,5.920439223229295E-2,null,2.8192735924947563E-2,1.9820173312276465E-2,6.7237791005011333E-4,2.0980811811424689E-6,2.4529228482808298E-5,6.1863840335013845E-3,5.4898298490439479E-2]
[2004,3,3,24,null,null,2.8565240452542336E-2,1.598991258606482E-2,1.1894051613100009E-3,1.5899935316525914E-6,5.7942244623656132E-5,7.9031073567584331E-3,5.3707197794830901E-2,null,2.3066420156986112E-2,1.9454468708081742E-2,6.7237791005011333E-4,2.0980811811424689E-6,2.4529228482808298E-5,7.2417686984487147E-3,5.0461662783230637E-2]
[2004,3,4,1,null,null,2.7793921190517275E-2,1.6268085825597096E-2,1.1894051613100009E-3,1.5899935316525914E-6,5.7942244623656132E-5,1.0283079473892837E-2,5.5594023889472516E-2,null,2.2443580163652079E-2,1.9792914122012437E-2,6.7237791005011333E-4,2.0980811811424689E-6,2.4529228482808298E-5,9.4225827508234127E-3,5.2358082256202004E-2]
[2004,3,4,2,null,null,2.721482633670395E-2,1.5876028164320179E-2,1.1894051613100009E-3,1.5899935316525914E-6,5.7942244623656132E-5,1.0179741393356931E-2,5.4519533293846366E-2,null,2.1975961302505131E-2,1.9315908793682963E-2,6.7237791005011333E-4,2.0980811811424689E-6,2.4529228482808298E-5,9.32789208761956E-3,5.1318767403521724E-2]
[2004,3,4,3,null,null,2.7432829130108131E-2,1.5553406246685953E-2,1.1894051613100009E-3,1.5899935316525914E-6,5.7942244623656132E-5,1.0616360058324004E-2,5.4851532834583397E-2,null,2.2151998470349449E-2,1.892338394607208E-2,6.7237791005011333E-4,2.0980811811424689E-6,2.4529228482808298E-5,9.7279741361587443E-3,5.1502361772294343E-2]
[2004,3,4,4,null,null,2.829130289341621E-2,1.5207527350024889E-2,1.1894051613100009E-3,1.5899935316525914E-6,5.7942244623656132E-5,1.042921716966955E-2,5.5176984812575963E-2,null,2.2845215688356475E-2,1.8502562998136275E-2,6.7237791005011333E-4,2.0980811811424689E-6,2.4529228482808298E-5,9.5564915215342397E-3,5.1603275427741062E-2]
[2004,3,4,5,null,null,2.9798889170058126E-2,1.5284665454229036E-2,1.1894051613100009E-3,1.5899935316525914E-6,5.7942244623656132E-5,1.0201919040966387E-2,5.6534411064718855E-2,null,2.406259099936436E-2,1.8596414720361956E-2,6.7237791005011333E-4,2.0980811811424689E-6,2.4529228482808298E-5,9.3482138910588163E-3,5.2706224830499207E-2]
[2004,3,4,6,null,null,3.2877274211250224E-2,1.620622210685279E-2,1.1894051613100009E-3,1.5899935316525914E-6,5.7942244623656132E-5,1.0320055561495114E-2,6.0652489279063436E-2,null,2.6548385679898836E-2,1.9717646307132353E-2,6.7237791005011333E-4,2.0980811811424689E-6,2.4529228482808298E-5,9.4564646483735297E-3,5.6421501855118794E-2]
[2004,3,4,7,null,null,4.0823374940123308E-2,1.7722813574968778E-2,0,0,5.7942244623656132E-5,1.0191286773284847E-2,6.8795417533000586E-2,null,3.2964858817117158E-2,2.1562839712699768E-2,0,0,2.4529228482808298E-5,9.3384713404627059E-3,6.3890699098762438E-2]
[2004,3,4,8,null,null,4.3939235356058537E-2,2.013646143209721E-2,0,0,5.7942244623656132E-5,1.3475248967028947E-2,7.7608887999808363E-2,null,3.5480914847658529E-2,2.4499455935965173E-2,0,0,2.4529228482808298E-5,1.2347628820932438E-2,7.2352528833038943E-2]
[2004,3,4,9,null,null,4.2621018061727356E-2,2.15892632108707E-2,0,0,5.7942244623656132E-5,1.5190365236688598E-2,7.945858875391032E-2,null,3.4416454913573077E-2,2.6267038253383588E-2,0,0,2.4529228482808298E-5,1.3919222721298712E-2,7.4627245116738183E-2]
[2004,3,4,10,null,null,4.0578098043615507E-2,2.2358601502011868E-2,0,0,5.7942244623656132E-5,1.5608599324572481E-2,7.8603241114823516E-2,null,3.2766797822004937E-2,2.7203070119122413E-2,0,0,2.4529228482808298E-5,1.4302458629598967E-2,7.4296855799209138E-2]
[2004,3,4,11,null,null,3.9999519059579637E-2,2.2431296171150153E-2,0,0,5.7942244623656132E-5,1.4202643078166511E-2,7.6691400553519959E-2,null,3.2299595525495446E-2,2.7291515641159076E-2,0,0,2.4529228482808298E-5,1.3014153982199198E-2,7.2629794377336535E-2]
[2004,3,4,12,null,null,3.9424759602561123E-2,2.2320531675568148E-2,0,0,5.7942244623656132E-5,1.4134222418609002E-2,7.593745594136192E-2,null,3.1835477495513652E-2,2.7156751651570755E-2,0,0,2.4529228482808298E-5,1.2951458820872929E-2,7.1968217196440143E-2]
[2004,3,4,13,null,null,3.7873296758254918E-2,2.2086273862977842E-2,0,0,5.7942244623656132E-5,1.2395534512096917E-2,7.241304737795333E-2,null,3.0582671873793963E-2,2.687173687990568E-2,0,0,2.4529228482808298E-5,1.1358265778014534E-2,6.8837203760196988E-2]
[2004,3,4,14,null,null,3.570552931132058E-2,2.2103085841566814E-2,0,0,5.7942244623656132E-5,1.3344432202624991E-2,7.121098960013604E-2,null,2.8832200533750536E-2,2.6892191532776336E-2,0,0,2.4529228482808298E-5,1.2227758913195099E-2,6.7976680208204784E-2]
[2004,3,4,15,null,null,3.4843305245762804E-2,2.1861177445303932E-2,0,0,5.7942244623656132E-5,1.3146741981315649E-2,6.9909166917006035E-2,null,2.8135954948187807E-2,2.6597868515062035E-2,0,0,2.4529228482808298E-5,1.2046611575566803E-2,6.6804964267299455E-2]
[2004,3,4,16,null,null,3.7759163681155061E-2,2.1289439017089819E-2,0,0,5.7942244623656132E-5,1.1469889420891912E-2,7.0576434363760446E-2,null,3.0490509460018075E-2,2.5902250743480668E-2,0,0,2.4529228482808298E-5,1.0510079445125015E-2,6.6927368877106569E-2]
[2004,3,4,17,null,null,4.0201734360869636E-2,2.0788265441906966E-2,0,0,5.7942244623656132E-5,1.0697837883798675E-2,7.1745779931198933E-2,null,3.2462884299818071E-2,2.5292487207674384E-2,0,0,2.4529228482808298E-5,9.8026338287966735E-3,6.7582534564771937E-2]
[2004,3,4,18,null,null,4.2330715239722809E-2,2.0301308030967712E-2,0,0,5.7942244623656132E-5,1.0926777269700564E-2,7.3616742785014747E-2,null,3.4182035501762395E-2,2.4700020071766315E-2,0,0,2.4529228482808298E-5,1.0012415374690591E-2,6.8919000176702119E-2]
[2004,3,4,19,null,null,4.4802618577428142E-2,1.9480821296888749E-2,1.1894051613100009E-3,1.5899935316525914E-6,5.7942244623656132E-5,8.7941482947187823E-3,7.4326525568500987E-2,null,3.6178096451072304E-2,2.3701757360346219E-2,6.7237791005011333E-4,2.0980811811424689E-6,2.4529228482808298E-5,8.0582465826874415E-3,6.863710561382004E-2]
[2004,3,4,20,null,null,4.7188085644596853E-2,1.8962712319634683E-2,1.1894051613100009E-3,1.5899935316525914E-6,5.7942244623656132E-5,7.8442781434645281E-3,7.5244013507161381E-2,null,3.8104360146747576E-2,2.3071389005853166E-2,6.7237791005011333E-4,2.0980811811424689E-6,2.4529228482808298E-5,7.1878623631106472E-3,6.906261673542545E-2]
[2004,3,4,21,null,null,4.6443228777847706E-2,1.8309169737322196E-2,1.1894051613100009E-3,1.5899935316525914E-6,5.7942244623656132E-5,7.0004751197297078E-3,7.3001811034364913E-2,null,3.7502888526937603E-2,2.2276242462770889E-2,6.7237791005011333E-4,2.0980811811424689E-6,2.4529228482808298E-5,6.414669484778604E-3,6.6892805694201168E-2]
[2004,3,4,22,null,null,4.1474591820632942E-2,1.7364138830869565E-2,1.1894051613100009E-3,1.5899935316525914E-6,5.7942244623656132E-5,6.2512913370857473E-3,6.6338959388053564E-2,null,3.3490716185764657E-2,2.1126450423646463E-2,6.7237791005011333E-4,2.0980811811424689E-6,2.4529228482808298E-5,5.728178030009635E-3,6.1044349859134824E-2]
[2004,3,4,23,null,null,3.9848803628233676E-2,1.6630223988555511E-2,1.1894051613100009E-3,1.5899935316525914E-6,5.7942244623656132E-5,6.5797718202929567E-3,6.4307736836547447E-2,null,3.2177892875404228E-2,2.0233517253602826E-2,6.7237791005011333E-4,2.0980811811424689E-6,2.4529228482808298E-5,6.0291709906211393E-3,5.9139586339342264E-2]
[2004,3,4,24,null,null,3.2943308819925944E-2,1.6373606639654696E-2,1.1894051613100009E-3,1.5899935316525914E-6,5.7942244623656132E-5,7.7708331971706813E-3,5.8336686056216627E-2,null,2.6601708599800277E-2,1.99212982744639E-2,6.7237791005011333E-4,2.0980811811424689E-6,2.4529228482808298E-5,7.1205633515800514E-3,5.4342575445558303E-2]
[2004,3,5,1,null,null,2.8935554573741033E-2,1.5946293033403024E-2,1.1894051613100009E-3,1.5899935316525914E-6,5.7942244623656132E-5,8.791317536044025E-3,5.4922102542653395E-2,null,{"$f":"G1539*X$5","v":2.3365448660660898E-2},{"$f":"H1539*Y$5","v":1.9401398047579257E-2},{"$f":"I1539*Z$5","v":6.7237791005011333E-4},{"$f":"J1539*AA$5","v":2.0980811811424689E-6},{"$f":"K1539*AB$5","v":2.4529228482808298E-5},{"$f":"L1539*AC$5","v":8.0556527042750219E-3},{"$f":"SUM(O1539:T1539)","v":5.1521504632229251E-2}]
[2004,3,5,2,null,null,2.7086162961381971E-2,1.6206160014451004E-2,1.1894051613100009E-3,1.5899935316525914E-6,5.7942244623656132E-5,9.6769038394093065E-3,5.4218164214707591E-2,null,2.1872065678768884E-2,1.9717570761085365E-2,6.7237791005011333E-4,2.0980811811424689E-6,2.4529228482808298E-5,8.8671324023207876E-3,5.1155774061889106E-2]
[2004,3,5,3,null,null,2.758580634526811E-2,1.5677091492380203E-2,1.1894051613100009E-3,1.5899935316525914E-6,5.7942244623656132E-5,8.9975225677671033E-3,5.3509357804880725E-2,null,2.2275527509959255E-2,1.9073868242284384E-2,6.7237791005011333E-4,2.0980811811424689E-6,2.4529228482808298E-5,8.2446023258334108E-3,5.0293003297791121E-2]
[2004,3,5,4,null,null,2.8413497922866779E-2,1.5280596055792739E-2,1.1894051613100009E-3,1.5899935316525914E-6,5.7942244623656132E-5,9.5421412439147917E-3,5.4485172622039613E-2,null,2.2943888125407545E-2,1.8591463599828086E-2,6.7237791005011333E-4,2.0980811811424689E-6,2.4529228482808298E-5,8.7436468539510929E-3,5.0978003798900794E-2]
[2004,3,5,5,null,null,3.1071104868690882E-2,1.5544580087197127E-2,1.1894051613100009E-3,1.5899935316525914E-6,5.7942244623656132E-5,9.7971895992104638E-3,5.7661811954563783E-2,null,2.5089904663456588E-2,1.8912645410594561E-2,6.7237791005011333E-4,2.0980811811424689E-6,2.4529228482808298E-5,8.9773525487613186E-3,5.3678907842526533E-2]
[2004,3,5,6,null,null,3.719202746883634E-2,1.6149373198697796E-2,1.1894051613100009E-3,1.5899935316525914E-6,5.7942244623656132E-5,8.7904075590774892E-3,6.3380745626076929E-2,null,3.0032547197060087E-2,1.9648479868677036E-2,6.7237791005011333E-4,2.0980811811424689E-6,2.4529228482808298E-5,8.0548188749449759E-3,5.8434851160396171E-2]
[2004,3,5,7,null,null,4.5714940753319076E-2,1.7558805017568097E-2,0,0,5.7942244623656132E-5,7.5933791996073436E-3,7.0925067215118182E-2,null,3.6914796240545396E-2,2.1363295197954275E-2,0,0,2.4529228482808298E-5,6.9579588535062875E-3,6.5260579520488776E-2]
[2004,3,5,8,null,null,4.6330390710383168E-2,2.001281845783958E-2,0,0,5.7942244623656132E-5,1.1574664012040067E-2,7.7975815424886477E-2,null,3.7411771832920493E-2,2.4349023070199195E-2,0,0,2.4529228482808298E-5,1.0606086410527125E-2,7.2391410542129622E-2]
[2004,3,5,9,null,null,4.5345685277498347E-2,2.1318658975119472E-2,0,0,5.7942244623656132E-5,1.339287833799736E-2,8.0115164835238839E-2,null,3.6616622592586807E-2,2.5937801829584464E-2,0,0,2.4529228482808298E-5,1.2272151035288748E-2,7.4851104685942832E-2]
[2004,3,5,10,null,null,4.3577072875482702E-2,2.2048108991204622E-2,0,0,5.7942244623656132E-5,1.347565096658207E-2,7.9158775077893054E-2,null,3.5188468790502553E-2,2.6825302773423626E-2,0,0,2.4529228482808298E-5,1.2347997180825474E-2,7.4386297973234469E-2]
[2004,3,5,11,null,null,4.2476792652897818E-2,2.2023978729775313E-2,0,0,5.7942244623656132E-5,1.2428345967375198E-2,7.6987059594671989E-2,null,3.4299992954049147E-2,2.6795944175409561E-2,0,0,2.4529228482808298E-5,1.1388331543169756E-2,7.2508797901111283E-2]
[2004,3,5,12,null,null,4.1993632958339175E-2,2.1985094660691099E-2,0,0,5.7942244623656132E-5,1.1908238620173067E-2,7.5944908483826998E-2,null,3.3909841695349739E-2,2.6748635042156327E-2,0,0,2.4529228482808298E-5,1.0911747215414089E-2,7.1594753181402959E-2]
[2004,3,5,13,null,null,3.8955042696349987E-2,2.2616569914867154E-2,0,0,5.7942244623656132E-5,1.2847591736242633E-2,7.4477146592083432E-2,null,3.1456181282988986E-2,2.7516932899081598E-2,0,0,2.4529228482808298E-5,1.1772494474139548E-2,7.0770137884692941E-2]
[2004,3,5,14,null,null,3.7173696714717867E-2,2.218570121709652E-2,0,0,5.7942244623656132E-5,1.3077440952123112E-2,7.2494781128561142E-2,null,3.0017745120494564E-2,2.6992707294160159E-2,0,0,2.4529228482808298E-5,1.198310971467564E-2,6.9018091357813172E-2]
[2004,3,5,15,null,null,3.6351587909914711E-2,2.1328028937190185E-2,0,0,5.7942244623656132E-5,1.0769832150733995E-2,6.8507391242462551E-2,null,2.935389259182945E-2,2.5949201994089392E-2,0,0,2.4529228482808298E-5,9.8686035550353164E-3,6.5196227369436963E-2]
[2004,3,5,16,null,null,3.8355466807949032E-2,2.0167628405870216E-2,0,0,5.7942244623656132E-5,8.9942384582324154E-3,6.7575275916675323E-2,null,3.0972023994663977E-2,2.4537375900363288E-2,0,0,2.4529228482808298E-5,8.2415930333416109E-3,6.3775522156851686E-2]
[2004,3,5,17,null,null,4.1237658328765012E-2,1.9852734823215604E-2,0,0,5.7942244623656132E-5,8.0322509590197086E-3,6.9180586355623977E-2,null,3.3299392486537717E-2,2.4154253896590185E-2,0,0,2.4529228482808298E-5,7.3601054556560984E-3,6.4838281067266815E-2]
[2004,3,5,18,null,null,4.3750233114475227E-2,1.9384013973516079E-2,0,0,5.7942244623656132E-5,6.5418423440901669E-3,6.9734031676705138E-2,null,3.5328295613725746E-2,2.3583974662465302E-2,0,0,2.4529228482808298E-5,5.9944154848289742E-3,6.4931214989502828E-2]
[2004,3,5,19,null,null,4.5622988425197519E-2,1.8694821492467099E-2,1.1894051613100009E-3,1.5899935316525914E-6,5.7942244623656132E-5,4.8469551491703471E-3,7.0413702466300271E-2,null,3.6840544772633238E-2,2.2745453908568403E-2,6.7237791005011333E-4,2.0980811811424689E-6,2.4529228482808298E-5,4.4413578732458974E-3,6.4726361774161606E-2]
[2004,3,5,20,null,null,4.8259400345480881E-2,1.850526438509565E-2,1.1894051613100009E-3,1.5899935316525914E-6,5.7942244623656132E-5,5.4213933511965918E-3,7.3434995481238441E-2,null,3.8969446336097245E-2,2.2514825204758841E-2,6.7237791005011333E-4,2.0980811811424689E-6,2.4529228482808298E-5,4.9677266042829861E-3,6.7151003364853148E-2]
[2004,3,5,21,null,null,4.9210253500923902E-2,1.7141953527175083E-2,1.1894051613100009E-3,1.5899935316525914E-6,5.7942244623656132E-5,3.8223430767122648E-3,7.1423487504276573E-2,null,3.9737259876035179E-2,2.0856123927810142E-2,6.7237791005011333E-4,2.0980811811424689E-6,2.4529228482808298E-5,3.5024861991778101E-3,6.4794875222737205E-2]
[2004,3,5,22,null,null,4.3510080263363518E-2,1.6646579642277688E-2,1.1894051613100009E-3,1.5899935316525914E-6,5.7942244623656132E-5,4.360458220757312E-3,6.5766055525863815E-2,null,3.5134372283206476E-2,2.0253416709076745E-2,6.7237791005011333E-4,2.0980811811424689E-6,2.4529228482808298E-5,3.9955714162189472E-3,6.0082365628216235E-2]
[2004,3,5,23,null,null,3.9580806962056327E-2,1.5543139552028944E-2,1.1894051613100009E-3,1.5899935316525914E-6,5.7942244623656132E-5,3.6467330566045961E-3,6.0019616970155169E-2,null,3.1961485675437239E-2,1.8910892752710944E-2,6.7237791005011333E-4,2.0980811811424689E-6,2.4529228482808298E-5,3.3415713729781971E-3,5.4912955020840447E-2]
[2004,3,5,24,null,null,3.2047242380700593E-2,1.5244481672178492E-2,1.1894051613100009E-3,1.5899935316525914E-6,5.7942244623656132E-5,7.4058008316090235E-3,5.5946462283953412E-2,null,2.5878135311135489E-2,1.8547524263565089E-2,6.7237791005011333E-4,2.0980811811424689E-6,2.4529228482808298E-5,6.786077200814998E-3,5.1910741995229645E-2]
[2004,3,6,1,null,null,2.575698417283967E-2,1.4782554642328498E-2,1.1894051613100009E-3,1.5899935316525914E-6,5.7942244623656132E-5,1.0651485075246324E-2,5.2439961289879801E-2,null,2.0798754342524144E-2,1.7985510875482804E-2,6.7237791005011333E-4,2.0980811811424689E-6,2.4529228482808298E-5,9.7601598621773859E-3,4.9243430299898402E-2]
[2004,3,6,2,null,null,2.4431252464426127E-2,1.4173819585349754E-2,1.1894051613100009E-3,1.5899935316525914E-6,5.7942244623656132E-5,1.1480124229606228E-2,5.1334133678847413E-2,null,1.9728226522094605E-2,1.72448803652306E-2,6.7237791005011333E-4,2.0980811811424689E-6,2.4529228482808298E-5,1.0519457796453947E-2,4.8191569903493221E-2]
[2004,3,6,3,null,null,2.4539418534270933E-2,1.3710748446585824E-2,1.1894051613100009E-3,1.5899935316525914E-6,5.7942244623656132E-5,1.1465025533243632E-2,5.0964129913565699E-2,null,1.9815570579916047E-2,1.6681474972598885E-2,6.7237791005011333E-4,2.0980811811424689E-6,2.4529228482808298E-5,1.05056225716784E-2,4.7701673343907396E-2]
[2004,3,6,4,null,null,2.5251765048399554E-2,1.3359742376449968E-2,1.1894051613100009E-3,1.5899935316525914E-6,5.7942244623656132E-5,1.1277554933533343E-2,5.113799975784817E-2,null,2.0390790103082805E-2,1.6254415939533508E-2,6.7237791005011333E-4,2.0980811811424689E-6,2.4529228482808298E-5,1.0333839669134327E-2,4.7678050931464711E-2]
[2004,3,6,5,null,null,2.5567576596652677E-2,1.3474548243676113E-2,1.1894051613100009E-3,1.5899935316525914E-6,5.7942244623656132E-5,1.1436715460768363E-2,5.1727777700562458E-2,null,2.0645807801062187E-2,1.6394096950260343E-2,6.7237791005011333E-4,2.0980811811424689E-6,2.4529228482808298E-5,1.0479681509834303E-2,4.8218591480870904E-2]
[2004,3,6,6,null,null,2.8179047659816644E-2,1.3660433596787702E-2,1.1894051613100009E-3,1.5899935316525914E-6,5.7942244623656132E-5,1.0967863002863287E-2,5.4056281658932941E-2,null,2.2754569632450521E-2,1.6620258335817366E-2,6.7237791005011333E-4,2.0980811811424689E-6,2.4529228482808298E-5,1.0050063019210589E-2,5.0123896207192542E-2]
[2004,3,6,7,null,null,3.3502229310617998E-2,1.4148812226556815E-2,0,0,5.7942244623656132E-5,8.9317363043736175E-3,5.6640720086172082E-2,null,2.7053036670854701E-2,1.7214454627973413E-2,0,0,2.4529228482808298E-5,8.1843211121885723E-3,5.2476341639499498E-2]
[2004,3,6,8,null,null,3.7899976329906021E-2,1.5218522639166654E-2,0,0,5.7942244623656132E-5,9.0435005142526278E-3,6.2219941727948959E-2,null,3.0604215617153489E-2,1.8515940651540781E-2,0,0,2.4529228482808298E-5,8.2867327991583209E-3,5.7431418296335406E-2]
[2004,3,6,9,null,null,3.8499137364971861E-2,1.6306889854020182E-2,0,0,5.7942244623656132E-5,1.0909929548074546E-2,6.5773899011690243E-2,null,3.1088037911577528E-2,1.9840125872085567E-2,0,0,2.4529228482808298E-5,9.9969774845539809E-3,6.0949670496699887E-2]
[2004,3,6,10,null,null,4.1173308526532996E-2,1.6315417790475028E-2,0,0,5.7942244623656132E-5,9.2760300599063102E-3,6.6822698621537988E-2,null,3.3247430047160791E-2,1.9850501568138456E-2,0,0,2.4529228482808298E-5,8.4998040772220444E-3,6.1622264921004102E-2]
[2004,3,6,11,null,null,4.4826059895508197E-2,1.564025480074523E-2,0,0,5.7942244623656132E-5,4.5499790088705484E-3,6.5074235949747622E-2,null,3.6197025305977848E-2,1.9029050094538761E-2,0,0,2.4529228482808298E-5,4.1692329456792668E-3,5.9419837574678683E-2]
[2004,3,6,12,null,null,4.1976305731399238E-2,1.565787322957142E-2,0,0,5.7942244623656132E-5,5.7296301446881602E-3,6.3421751350282468E-2,null,3.3895849966576581E-2,1.9050485932317097E-2,0,0,2.4529228482808298E-5,5.2501698841289279E-3,5.8221035011505419E-2]
[2004,3,6,13,null,null,3.9695386509197253E-2,1.5517990622529941E-2,0,0,5.7942244623656132E-5,4.9414418320705075E-3,6.0212761208421353E-2,null,3.2054008613591423E-2,1.8880294770430135E-2,0,0,2.4529228482808298E-5,4.5279378311989527E-3,5.5486770443703322E-2]
[2004,3,6,14,null,null,3.5876147996871117E-2,1.5630732813161831E-2,0,0,5.7942244623656132E-5,6.6713541221679962E-3,5.8236177176824597E-2,null,2.8969975053593274E-2,1.9017464964946405E-2,0,0,2.4529228482808298E-5,6.1130896085914979E-3,5.4125058855613986E-2]
[2004,3,6,15,null,null,3.3599522055817441E-2,1.5519235300542337E-2,0,0,5.7942244623656132E-5,6.8060884113952469E-3,5.5982788012378673E-2,null,2.7131600523405686E-2,1.8881809134521463E-2,0,0,2.4529228482808298E-5,6.2365492193861361E-3,5.2274488105796095E-2]
[2004,3,6,16,null,null,3.5149088690341397E-2,1.5060713896133834E-2,0,0,5.7942244623656132E-5,4.7051941349445913E-3,5.4972938966043473E-2,null,2.8382874956490157E-2,1.8323939273380073E-2,0,0,2.4529228482808298E-5,4.3114595396995976E-3,5.1042802998052639E-2]
[2004,3,6,17,null,null,3.6642437411863245E-2,1.5248221238025179E-2,0,0,5.7942244623656132E-5,5.7743065462590648E-3,5.7722907440771146E-2,null,2.958875344747465E-2,1.8552074086233262E-2,0,0,2.4529228482808298E-5,5.2911077269103277E-3,5.3456464489101047E-2]
[2004,3,6,18,null,null,4.0436346340418261E-2,1.4541875463272945E-2,0,0,5.7942244623656132E-5,3.5491496764148873E-3,5.8585313724729748E-2,null,3.2652333378782469E-2,1.7692683411141091E-2,0,0,2.4529228482808298E-5,3.2521538519644745E-3,5.3621699870370847E-2]
[2004,3,6,19,null,null,4.1468376483522085E-2,1.3734006376232843E-2,1.1894051613100009E-3,1.5899935316525914E-6,5.7942244623656132E-5,4.2983534035478726E-3,6.0749673662768108E-2,null,3.3485697303551692E-2,1.6709772229516164E-2,6.7237791005011333E-4,2.0980811811424689E-6,2.4529228482808298E-5,3.9386635822508832E-3,5.4833138335032811E-2]
[2004,3,6,20,null,null,4.3849450183009286E-2,1.2729284061617531E-2,1.1894051613100009E-3,1.5899935316525914E-6,5.7942244623656132E-5,4.849905723833898E-3,6.2677577367926021E-2,null,3.5408413356594157E-2,1.5487355363583474E-2,6.7237791005011333E-4,2.0980811811424689E-6,2.4529228482808298E-5,4.4440615413445812E-3,5.6038835481236282E-2]
[2004,3,6,21,null,null,4.2381598200901628E-2,1.2517213793861587E-2,1.1894051613100009E-3,1.5899935316525914E-6,5.7942244623656132E-5,5.4337375111712721E-3,6.1581486905399795E-2,null,3.4223123472414428E-2,1.5229335542288886E-2,6.7237791005011333E-4,2.0980811811424689E-6,2.4529228482808298E-5,4.9790377945880043E-3,5.5130502029005386E-2]
[2004,3,6,22,null,null,3.8715350507142088E-2,1.2286685183268023E-2,1.1894051613100009E-3,1.5899935316525914E-6,5.7942244623656132E-5,7.2023102299461558E-3,5.9453283319821575E-2,null,3.1262629936771445E-2,1.4948857983892566E-2,6.7237791005011333E-4,2.0980811811424689E-6,2.4529228482808298E-5,6.5996148635306057E-3,5.3510108003908687E-2]
[2004,3,6,23,null,null,3.419641319331701E-2,1.2054571711053149E-2,1.1894051613100009E-3,1.5899935316525914E-6,5.7942244623656132E-5,8.7360236917511606E-3,5.6235945995586623E-2,null,2.7613589876459461E-2,1.4666452169750478E-2,6.7237791005011333E-4,2.0980811811424689E-6,2.4529228482808298E-5,8.0049858952920307E-3,5.0984033161216039E-2]
[2004,3,6,24,null,null,3.046447954803996E-2,1.1805410655689116E-2,1.1894051613100009E-3,1.5899935316525914E-6,5.7942244623656132E-5,9.4385802143437409E-3,5.2957407817538125E-2,null,2.4600054961429828E-2,1.4363305049416837E-2,6.7237791005011333E-4,2.0980811811424689E-6,2.4529228482808298E-5,8.6487518982745256E-3,4.8311117128835263E-2]
[2004,3,7,1,null,null,2.8544032755293665E-2,1.1352212710725933E-2,1.1894051613100009E-3,1.5899935316525914E-6,5.7942244623656132E-5,9.5726748871755654E-3,5.0717857752660467E-2,null,2.3049294950002026E-2,1.3811912088923921E-2,6.7237791005011333E-4,2.0980811811424689E-6,2.4529228482808298E-5,8.7716254163106681E-3,4.6331837674950679E-2]
[2004,3,7,2,null,null,2.5735779109657977E-2,1.1202521692773418E-2,1.1894051613100009E-3,1.5899935316525914E-6,5.7942244623656132E-5,1.0655498615478787E-2,4.8842736817375484E-2,null,2.0781631262548079E-2,1.3629787314384752E-2,6.7237791005011333E-4,2.0980811811424689E-6,2.4529228482808298E-5,9.7638375459938118E-3,4.4874261342640713E-2]
[2004,3,7,3,null,null,2.6583994142619461E-2,1.0875197125875076E-2,1.1894051613100009E-3,1.5899935316525914E-6,5.7942244623656132E-5,1.0541196630790207E-2,4.9249325298750049E-2,null,2.1466564559933298E-2,1.3231540888093474E-2,6.7237791005011333E-4,2.0980811811424689E-6,2.4529228482808298E-5,9.6591004473410309E-3,4.5056211115081873E-2]
[2004,3,7,4,null,null,2.5338134803730965E-2,1.1108886682042379E-2,1.1894051613100009E-3,1.5899935316525914E-6,5.7942244623656132E-5,1.177655863730976E-2,4.9472517522548415E-2,null,2.0460533645716039E-2,1.3515864278442988E-2,6.7237791005011333E-4,2.0980811811424689E-6,2.4529228482808298E-5,1.0791086324062754E-2,4.5466489467935849E-2]
[2004,3,7,5,null,null,2.7151581606034945E-2,1.0890204897123553E-2,1.1894051613100009E-3,1.5899935316525914E-6,5.7942244623656132E-5,1.0837163882245648E-2,5.012788778486945E-2,null,2.1924891207970119E-2,1.3249800413563677E-2,6.7237791005011333E-4,2.0980811811424689E-6,2.4529228482808298E-5,9.9303009107287663E-3,4.5803997751976633E-2]
[2004,3,7,6,null,null,2.8571572716256866E-2,1.1264669222704025E-2,1.1894051613100009E-3,1.5899935316525914E-6,5.7942244623656132E-5,1.0602227305427892E-2,5.1687406643854086E-2,null,2.3071533457384438E-2,1.3705400434207135E-2,6.7237791005011333E-4,2.0980811811424689E-6,2.4529228482808298E-5,9.715024023889492E-3,4.7190963135195135E-2]
[2004,3,7,7,null,null,3.5856281633713481E-2,1.1145577710955831E-2,0,0,5.7942244623656132E-5,6.5055733770736238E-3,5.356537496636659E-2,null,2.8953932973347297E-2,1.3560505202526973E-2,0,0,2.4529228482808298E-5,5.9611815354203455E-3,4.8500148939777422E-2]
[2004,3,7,8,null,null,4.0119091565794213E-2,1.1640979366782715E-2,0,0,5.7942244623656132E-5,5.0369926158135656E-3,5.6855005793014141E-2,null,3.2396150276090017E-2,1.4163246209354946E-2,0,0,2.4529228482808298E-5,4.6154928451430551E-3,5.1199418559070828E-2]
[2004,3,7,9,null,null,4.5159017407155097E-2,1.2341401328412346E-2,0,0,5.7942244623656132E-5,6.2796633161690055E-3,6.3838024296360096E-2,null,3.6465888362489894E-2,1.5015429550673035E-2,0,0,2.4529228482808298E-5,5.754175818064795E-3,5.7260022959710541E-2]
[2004,3,7,10,null,null,4.4289308173080286E-2,1.3379506364345031E-2,0,0,5.7942244623656132E-5,8.9744190158669284E-3,6.6701175797915901E-2,null,3.5763598506365304E-2,1.6278462217584239E-2,0,0,2.4529228482808298E-5,8.2234320985517841E-3,6.0290022050984132E-2]
[2004,3,7,11,null,null,4.2411810203160906E-2,1.4153192160614031E-2,0,0,5.7942244623656132E-5,1.1073365698883149E-2,6.7696310307281737E-2,null,3.4247519652066898E-2,1.7219783568303823E-2,0,0,2.4529228482808298E-5,1.0146737161057495E-2,6.1638569609911029E-2]
[2004,3,7,12,null,null,4.3203429260595623E-2,1.3913157338201467E-2,0,0,5.7942244623656132E-5,8.653771857250853E-3,6.5828300700671596E-2,null,3.4886751722015795E-2,1.6927740074235888E-2,0,0,2.4529228482808298E-5,7.9296169633535137E-3,5.9768637988088007E-2]
[2004,3,7,13,null,null,3.9901828265434008E-2,1.4219201429202428E-2,0,0,5.7942244623656132E-5,1.0401141144071965E-2,6.4580113083332058E-2,null,3.2220710248580781E-2,1.7300095154954738E-2,0,0,2.4529228482808298E-5,9.5307649213286182E-3,5.9076099553346945E-2]
[2004,3,7,14,null,null,3.8210188551518184E-2,1.4291074985342005E-2,0,0,5.7942244623656132E-5,9.8444025162647102E-3,6.2403608297748547E-2,null,3.0854711861126167E-2,1.7387541652321745E-2,0,0,2.4529228482808298E-5,9.0206146492809967E-3,5.728739739121172E-2]
[2004,3,7,15,null,null,3.7807379100568611E-2,1.4251508697503376E-2,0,0,5.7942244623656132E-5,8.9163356569397119E-3,6.103316569963535E-2,null,3.0529443391769356E-2,1.7339402483048084E-2,0,0,2.4529228482808298E-5,8.1702092038608513E-3,5.6063584307161102E-2]
[2004,3,7,16,null,null,3.9684520024700312E-2,1.3720779417881912E-2,0,0,5.7942244623656132E-5,5.9862321505165872E-3,5.9449473837722464E-2,null,3.2045233931738061E-2,1.6693679368097677E-2,0,0,2.4529228482808298E-5,5.4852992186910287E-3,5.4248741747009575E-2]
[2004,3,7,17,null,null,4.1031039436527826E-2,1.3587943302046447E-2,0,0,5.7942244623656132E-5,7.0428761078539515E-3,6.1719801091051879E-2,null,{"$f":"G1603*X$5","v":3.3132547814299369E-2},{"$f":"H1603*Y$5","v":1.6532061470256487E-2},{"$f":"I1603*Z$5","v":0},{"$f":"J1603*AA$5","v":0},{"$f":"K1603*AB$5","v":2.4529228482808298E-5},{"$f":"L1603*AC$5","v":6.4535223226207805E-3},{"$f":"SUM(O1603:T1603)","v":5.6142660835659448E-2}]
[2004,3,7,18,null,null,4.2855976741899171E-2,1.2924310349182717E-2,0,0,5.7942244623656132E-5,6.2213399413670462E-3,6.2059569277072589E-2,null,3.4606183953151022E-2,1.5724638262302811E-2,0,0,2.4529228482808298E-5,5.7007329922290143E-3,5.6056084436165658E-2]
[2004,3,7,19,null,null,4.4652753090709291E-2,1.231696103941316E-2,1.1894051613100009E-3,1.5899935316525914E-6,5.7942244623656132E-5,5.90654183767296E-3,6.4125193367260719E-2,null,3.6057080130925047E-2,1.4985693750993586E-2,6.7237791005011333E-4,2.0980811811424689E-6,2.4529228482808298E-5,5.4122774581265524E-3,5.7154056559759255E-2]
[2004,3,7,20,null,null,4.7300891549760915E-2,1.2486531334142412E-2,1.1894051613100009E-3,1.5899935316525914E-6,5.7942244623656132E-5,7.2911551612577456E-3,6.8327515444626383E-2,null,3.8195450869720003E-2,1.5192005072264061E-2,6.7237791005011333E-4,2.0980811811424689E-6,2.4529228482808298E-5,6.6810251764043002E-3,6.076748633810243E-2]
[2004,3,7,21,null,null,4.4647654887080633E-2,1.2586980810537208E-2,1.1894051613100009E-3,1.5899935316525914E-6,5.7942244623656132E-5,6.2571906273005459E-3,6.4740763724383699E-2,null,3.6052963333548883E-2,1.5314219073419316E-2,6.7237791005011333E-4,2.0980811811424689E-6,2.4529228482808298E-5,5.7335836626667769E-3,5.7799771289349045E-2]
[2004,3,7,22,null,null,4.2202187883235327E-2,1.3045416390839473E-2,1.1894051613100009E-3,1.5899935316525914E-6,5.7942244623656132E-5,7.0287239947712122E-3,6.352526566831132E-2,null,3.4078249713180207E-2,1.587198451482856E-2,6.7237791005011333E-4,2.0980811811424689E-6,2.4529228482808298E-5,6.4405544702415708E-3,5.7089793917964406E-2]
[2004,3,7,23,null,null,3.4505270400332445E-2,1.4433460307375964E-2,1.1894051613100009E-3,1.5899935316525914E-6,5.7942244623656132E-5,8.9618418810740435E-3,5.9149509988247757E-2,null,2.7862991946691191E-2,1.7560777795864759E-2,6.7237791005011333E-4,2.0980811811424689E-6,2.4529228482808298E-5,8.2119074289569317E-3,5.4334682391226949E-2]
[2004,3,7,24,null,null,2.9740996719946861E-2,1.4538579105377073E-2,1.1894051613100009E-3,1.5899935316525914E-6,5.7942244623656132E-5,1.0401022294836486E-2,5.5929535519625727E-2,null,2.401584286922338E-2,1.7688672826893632E-2,6.7237791005011333E-4,2.0980811811424689E-6,2.4529228482808298E-5,9.5306560174969381E-3,5.1934176933328018E-2]
[2004,3,8,1,null,null,2.40796254962692E-2,1.3742438767518229E-2,1.1894051613100009E-3,1.5899935316525914E-6,5.7942244623656132E-5,8.9973585814287372E-3,4.8068360244681467E-2,null,1.9444287886972316E-2,1.6720031678497695E-2,6.7237791005011333E-4,2.0980811811424689E-6,2.4529228482808298E-5,8.2444520620095062E-3,4.5107776847193588E-2]
[2004,3,8,2,null,null,2.3009879952640644E-2,1.3679596449040904E-2,1.1894051613100009E-3,1.5899935316525914E-6,5.7942244623656132E-5,9.6835393468262775E-3,4.7621953147973128E-2,null,1.8580468791474253E-2,1.664357322934858E-2,6.7237791005011333E-4,2.0980811811424689E-6,2.4529228482808298E-5,8.8732126449065675E-3,4.4796259885443473E-2]
[2004,3,8,3,null,null,2.3013965229145408E-2,1.372109616654473E-2,1.1894051613100009E-3,1.5899935316525914E-6,5.7942244623656132E-5,9.8038901148273083E-3,4.7787888909982756E-2,null,1.8583767650605966E-2,1.6694064747124357E-2,6.7237791005011333E-4,2.0980811811424689E-6,2.4529228482808298E-5,8.9834923596062311E-3,4.4960329977050621E-2]
[2004,3,8,4,null,null,2.3844295553236368E-2,1.3829584616707209E-2,1.1894051613100009E-3,1.5899935316525914E-6,5.7942244623656132E-5,9.812223706984988E-3,4.8735041276393873E-2,null,1.9254259052783673E-2,1.6826059537434442E-2,6.7237791005011333E-4,2.0980811811424689E-6,2.4529228482808298E-5,8.9911285897760658E-3,4.5770452399708242E-2]
[2004,3,8,5,null,null,2.433303648720693E-2,1.4333823584187853E-2,1.1894051613100009E-3,1.5899935316525914E-6,5.7942244623656132E-5,9.665072416906742E-3,4.9580869887766832E-2,null,1.9648917160059624E-2,1.7439552648259624E-2,6.7237791005011333E-4,2.0980811811424689E-6,2.4529228482808298E-5,8.8562910431857732E-3,4.6643766071219089E-2]
[2004,3,8,6,null,null,2.8804033561887054E-2,1.5163132199798869E-2,1.1894051613100009E-3,1.5899935316525914E-6,5.7942244623656132E-5,8.5483885157397847E-3,5.3764491676891013E-2,null,2.3259245496576354E-2,1.8448548690289751E-2,6.7237791005011333E-4,2.0980811811424689E-6,2.4529228482808298E-5,7.8330521883299073E-3,5.0239851594910082E-2]
[2004,3,8,7,null,null,3.7740107035909132E-2,1.6470496322969621E-2,0,0,5.7942244623656132E-5,7.5841910015651791E-3,6.1852736605067585E-2,null,3.0475121226659577E-2,2.003918117732785E-2,0,0,2.4529228482808298E-5,6.9495395315898271E-3,5.7488371164060061E-2]
[2004,3,8,8,null,null,4.1021040736871441E-2,1.8633749694734417E-2,0,0,5.7942244623656132E-5,1.034278787630767E-2,7.0055520552537179E-2,null,3.3124473868355146E-2,2.2671149601303321E-2,0,0,2.4529228482808298E-5,9.4772947039986847E-3,6.5297447402139969E-2]
[2004,3,8,9,null,null,4.1482811505414309E-2,1.9781335493240598E-2,0,0,5.7942244623656132E-5,1.1376647135368616E-2,7.2698736378647183E-2,null,3.3497353577914044E-2,2.4067384376616242E-2,0,0,2.4529228482808298E-5,1.042463975233165E-2,6.8013906935344745E-2]
[2004,3,8,10,null,null,3.8911238363118675E-2,2.072967715489972E-2,0,0,5.7942244623656132E-5,1.2400747082566169E-2,7.2099604845208221E-2,null,3.1420809301552707E-2,2.5221204516783634E-2,0,0,2.4529228482808298E-5,1.1363042156210942E-2,6.8029585203030096E-2]
[2004,3,8,11,null,null,3.8173929768491835E-2,2.1092021541056282E-2,0,0,5.7942244623656132E-5,1.155689957146052E-2,7.0880793125632294E-2,null,3.0825432908440427E-2,2.5662058554233175E-2,0,0,2.4529228482808298E-5,1.0589808513248608E-2,6.7101829204405022E-2]
[2004,3,8,12,null,null,3.5996887844856225E-2,2.1858183430856097E-2,0,0,5.7942244623656132E-5,1.1022078129757537E-2,6.8935091650093511E-2,null,2.9067472432197247E-2,2.6594225783428987E-2,0,0,2.4529228482808298E-5,1.0099741378772472E-2,6.5785968822881513E-2]
[2004,3,8,13,null,null,3.576740574672304E-2,2.1863945121267776E-2,0,0,5.7942244623656132E-5,1.0181168675728922E-2,6.7870461788343384E-2,null,2.8882165730409075E-2,2.6601235867143726E-2,0,0,2.4529228482808298E-5,9.329199933804452E-3,6.4837130759840059E-2]
[2004,3,8,14,null,null,3.3191602467708567E-2,2.1716732632378714E-2,0,0,5.7942244623656132E-5,1.0858627466334524E-2,6.5824904811045457E-2,null,2.6802205620351523E-2,2.6422126647933423E-2,0,0,2.4529228482808298E-5,9.9499684040823041E-3,6.3198829900850059E-2]
[2004,3,8,15,null,null,3.2776656601101427E-2,2.09900227055363E-2,0,0,5.7942244623656132E-5,8.898908894641934E-3,6.2723530445903314E-2,null,2.6467137000240778E-2,2.5537959492202431E-2,0,0,2.4529228482808298E-5,8.1542407276620019E-3,6.0183866448588023E-2]
[2004,3,8,16,null,null,3.5058487880512613E-2,2.0352103934773248E-2,0,0,5.7942244623656132E-5,7.9833519333756819E-3,6.345188599328519E-2,null,2.8309714839054916E-2,2.4761821993181742E-2,0,0,2.4529228482808298E-5,7.3152983415289289E-3,6.0411364402248396E-2]
[2004,3,8,17,null,null,3.7121045837961553E-2,1.9971560533299092E-2,0,0,5.7942244623656132E-5,7.9871196175428979E-3,6.513766823342719E-2,null,2.9975229558725967E-2,2.4298825734997198E-2,0,0,2.4529228482808298E-5,7.3187507427220433E-3,6.1617335264928019E-2]
[2004,3,8,18,null,null,4.001449029416277E-2,1.9241504731710723E-2,0,0,5.7942244623656132E-5,5.4169696589864433E-3,6.4730906929483592E-2,null,3.2311684791389676E-2,2.3410587749285366E-2,0,0,2.4529228482808298E-5,4.9636730903506931E-3,6.0710474859508548E-2]
[2004,3,8,19,null,null,3.8366424176895696E-2,1.904075723984433E-2,1.1894051613100009E-3,1.5899935316525914E-6,5.7942244623656132E-5,5.3978288162409103E-3,6.4053947632446248E-2,null,3.0980872065673876E-2,2.3166344025142421E-2,6.7237791005011333E-4,2.0980811811424689E-6,2.4529228482808298E-5,4.9461339693949351E-3,5.9792355279925304E-2]
[2004,3,8,20,null,null,4.1066904497566184E-2,1.8889076159391414E-2,1.1894051613100009E-3,1.5899935316525914E-6,5.7942244623656132E-5,5.7815341344578646E-3,6.6986452190880771E-2,null,3.3161508836638431E-2,2.2981797998552447E-2,6.7237791005011333E-4,2.0980811811424689E-6,2.4529228482808298E-5,5.2977305044610568E-3,6.2140042559366004E-2]
[2004,3,8,21,null,null,4.267892216800092E-2,1.7840642052513622E-2,1.1894051613100009E-3,1.5899935316525914E-6,5.7942244623656132E-5,4.4910677081459417E-3,6.6259569328125795E-2,null,3.4463212456060412E-2,2.1706198246836773E-2,6.7237791005011333E-4,2.0980811811424689E-6,2.4529228482808298E-5,4.1152513920556114E-3,6.0983667314666867E-2]
[2004,3,8,22,null,null,3.5983262571452353E-2,1.7332863159246075E-2,1.1894051613100009E-3,1.5899935316525914E-6,5.7942244623656132E-5,4.9924779893940211E-3,5.9557541119557751E-2,null,2.9056470029413008E-2,2.1088398209686662E-2,6.7237791005011333E-4,2.0980811811424689E-6,2.4529228482808298E-5,4.5747032400325384E-3,5.541857669884627E-2]
[2004,3,8,23,null,null,3.3094545125947658E-2,1.6752297852725716E-2,1.1894051613100009E-3,1.5899935316525914E-6,5.7942244623656132E-5,6.8772988097112785E-3,5.7973079187849962E-2,null,2.6723831855982316E-2,2.0382041028063205E-2,6.7237791005011333E-4,2.0980811811424689E-6,2.4529228482808298E-5,6.3018006717896142E-3,5.4106678775549207E-2]
[2004,3,8,24,null,null,2.6107270298050846E-2,1.6357083018783223E-2,1.1894051613100009E-3,1.5899935316525914E-6,5.7942244623656132E-5,8.0893501760999371E-3,5.1802640892399311E-2,null,2.1081610247507942E-2,1.9901194458169843E-2,6.7237791005011333E-4,2.0980811811424689E-6,2.4529228482808298E-5,7.4124265623159895E-3,4.9094236487707846E-2]
[2004,3,9,1,null,null,2.3573844236321827E-2,1.641608094995016E-2,1.1894051613100009E-3,1.5899935316525914E-6,5.7942244623656132E-5,9.5148994249236191E-3,5.0753762010660911E-2,null,1.9035869723335343E-2,1.9972975551377881E-2,6.7237791005011333E-4,2.0980811811424689E-6,2.4529228482808298E-5,8.7186846532427385E-3,4.8426535147670036E-2]
[2004,3,9,2,null,null,2.3008705325209319E-2,1.5817545517350286E-2,1.1894051613100009E-3,1.5899935316525914E-6,5.7942244623656132E-5,9.6976353285323658E-3,4.9772823570557276E-2,null,1.8579520280296698E-2,1.9244754632000233E-2,6.7237791005011333E-4,2.0980811811424689E-6,2.4529228482808298E-5,8.8861290630298465E-3,4.7409409195040844E-2]
[2004,3,9,3,null,null,2.3057771927858288E-2,1.5625263714143446E-2,1.1894051613100009E-3,1.5899935316525914E-6,5.7942244623656132E-5,1.0143943894943627E-2,5.0075916936410669E-2,null,1.8619141542167653E-2,1.9010810868800358E-2,6.7237791005011333E-4,2.0980811811424689E-6,2.4529228482808298E-5,9.2950901539256506E-3,4.7624047784607729E-2]
[2004,3,9,4,null,null,2.3734184721641752E-2,1.5370801493666346E-2,1.1894051613100009E-3,1.5899935316525914E-6,5.7942244623656132E-5,1.0019109783884471E-2,5.0373033398657875E-2,null,1.9165344600632774E-2,1.8701213972693809E-2,6.7237791005011333E-4,2.0980811811424689E-6,2.4529228482808298E-5,9.1807022660787552E-3,4.7746266059119406E-2]
[2004,3,9,5,null,null,2.4974678388860493E-2,1.5489261656647208E-2,1.1894051613100009E-3,1.5899935316525914E-6,5.7942244623656132E-5,9.8993991414247865E-3,5.161227658639779E-2,null,2.016704273713844E-2,1.8845341060409963E-2,6.7237791005011333E-4,2.0980811811424689E-6,2.4529228482808298E-5,9.0710091106777496E-3,4.8782398127940219E-2]
[2004,3,9,6,null,null,2.7682506496910595E-2,1.6430604710803362E-2,1.1894051613100009E-3,1.5899935316525914E-6,5.7942244623656132E-5,1.0009766817734125E-2,5.5371815424913387E-2,null,2.2353612843451741E-2,1.9990646195261735E-2,6.7237791005011333E-4,2.0980811811424689E-6,2.4529228482808298E-5,9.1721411271793347E-3,5.2215405385606872E-2]
[2004,3,9,7,null,null,3.4372899958752375E-2,1.8254884240733359E-2,0,0,5.7942244623656132E-5,1.0120060159084853E-2,6.2805786603194233E-2,null,2.775610286844505E-2,2.2210194853754528E-2,0,0,2.4529228482808298E-5,9.273205029134049E-3,5.9264031979816438E-2]
[2004,3,9,8,null,null,3.7459170732261682E-2,2.0413445193005503E-2,0,0,5.7942244623656132E-5,1.2921355368945351E-2,7.0851913538836186E-2,null,3.0248265274648644E-2,2.483645414531957E-2,0,0,2.4529228482808298E-5,1.1840085504132783E-2,6.6949334152583806E-2]
[2004,3,9,9,null,null,3.6429884558941354E-2,2.1922051489401677E-2,0,0,5.7942244623656132E-5,1.4130702293510369E-2,7.2540580586477055E-2,null,2.9417117104374096E-2,2.667193222114296E-2,0,0,2.4529228482808298E-5,1.2948233262797712E-2,6.9061811816797589E-2]
[2004,3,9,10,null,null,3.4638755498969748E-2,2.2591033258901824E-2,0,0,5.7942244623656132E-5,1.4471970746766582E-2,7.1759701749261814E-2,null,2.7970781110061974E-2,2.7485863181113311E-2,0,0,2.4529228482808298E-5,1.3260944085388957E-2,6.8742117605047059E-2]
[2004,3,9,11,null,null,3.4058000628373372E-2,2.292758502920219E-2,0,0,5.7942244623656132E-5,1.2970783576499905E-2,7.0014311478699118E-2,null,2.7501821786031503E-2,2.7895336081525793E-2,0,0,2.4529228482808298E-5,1.1885377517783957E-2,6.7307064613824061E-2]
[2004,3,9,12,null,null,3.3747155168265944E-2,2.2683007339350476E-2,0,0,5.7942244623656132E-5,1.2837903178734943E-2,6.9326007930975014E-2,null,2.725081420222902E-2,2.7597765410747904E-2,0,0,2.4529228482808298E-5,1.1763616663257693E-2,6.6636725504717428E-2]
[2004,3,9,13,null,null,3.2205636934716869E-2,2.2858879518353858E-2,0,0,5.7942244623656132E-5,1.0985986895045522E-2,6.6108445592739901E-2,null,2.6006038849689203E-2,2.7811744054134942E-2,0,0,2.4529228482808298E-5,1.006667028887992E-2,6.390898242118688E-2]
[2004,3,9,14,null,null,3.0278423501219676E-2,2.277775127702138E-2,0,0,5.7942244623656132E-5,1.189693430631514E-2,6.501105132917985E-2,null,2.4449814778581214E-2,2.7713037646338822E-2,0,0,2.4529228482808298E-5,1.0901388856029818E-2,6.3088770509432665E-2]
[2004,3,9,15,null,null,2.9638725664745791E-2,2.2464797601527014E-2,0,0,5.7942244623656132E-5,1.1661104213390883E-2,6.3822569724287348E-2,null,2.3933259033351757E-2,2.7332275872050556E-2,0,0,2.4529228482808298E-5,1.0685293223261946E-2,6.1975357357147071E-2]
[2004,3,9,16,null,null,3.2384014758532725E-2,2.1734348790620826E-2,0,0,5.7942244623656132E-5,1.0255433451742112E-2,6.4431739245519315E-2,null,2.6150078870555166E-2,2.6443559723157137E-2,0,0,2.4529228482808298E-5,9.3972501710152274E-3,6.2015417993210337E-2]
[2004,3,9,17,null,null,3.4507297256497357E-2,2.142025032731508E-2,0,0,5.7942244623656132E-5,9.5137862430718038E-3,6.5499276071507892E-2,null,2.7864628632227773E-2,2.6061405118324363E-2,0,0,2.4529228482808298E-5,8.7176646233828054E-3,6.2668227602417748E-2]
[2004,3,9,18,null,null,3.6439670105741263E-2,2.0662517515416305E-2,0,0,5.7942244623656132E-5,1.0047212217465129E-2,6.7207342083246358E-2,null,2.9425018929472593E-2,2.5139493306810239E-2,0,0,2.4529228482808298E-5,9.2064530644252567E-3,6.3795494529190908E-2]
[2004,3,9,19,null,null,3.8378717811258539E-2,2.033939047673107E-2,1.1894051613100009E-3,1.5899935316525914E-6,5.7942244623656132E-5,7.8882850172142145E-3,6.7855330704669134E-2,null,3.0990799170468979E-2,2.474635389288277E-2,6.7237791005011333E-4,2.0980811811424689E-6,2.4529228482808298E-5,7.2281867047209805E-3,6.3664344987786808E-2]
[2004,3,9,20,null,null,4.0564019892140757E-2,2.0069096573163983E-2,1.1894051613100009E-3,1.5899935316525914E-6,5.7942244623656132E-5,6.8108862856160138E-3,6.8692940150386059E-2,null,3.2755429720360919E-2,2.4417495041364479E-2,6.7237791005011333E-4,2.0980811811424689E-6,2.4529228482808298E-5,6.2409456034642711E-3,6.4112875584903736E-2]
[2004,3,9,21,null,null,4.0100581374425334E-2,1.922727481378543E-2,1.1894051613100009E-3,1.5899935316525914E-6,5.7942244623656132E-5,6.06916170663641E-3,6.6645955294312484E-2,null,3.2381203304017087E-2,2.3393274615676529E-2,6.7237791005011333E-4,2.0980811811424689E-6,2.4529228482808298E-5,5.5612891599349885E-3,6.2034772299342671E-2]
[2004,3,9,22,null,null,3.5482305102868587E-2,1.8474094095675672E-2,1.1894051613100009E-3,1.5899935316525914E-6,5.7942244623656132E-5,5.3578644669787373E-3,6.0563201064988303E-2,null,2.8651947075358727E-2,2.2476901206308009E-2,6.7237791005011333E-4,2.0980811811424689E-6,2.4529228482808298E-5,4.9095138704292815E-3,5.6737367371810087E-2]
[2004,3,9,23,null,null,3.3852146519777915E-2,1.7657710609256392E-2,1.1894051613100009E-3,1.5899935316525914E-6,5.7942244623656132E-5,5.9500252942344383E-3,5.870881982273405E-2,null,2.7335594676275735E-2,2.1483630798802472E-2,6.7237791005011333E-4,2.0980811811424689E-6,2.4529228482808298E-5,5.4521221825383978E-3,5.4970352877330673E-2]
[2004,3,9,24,null,null,2.7594732836468832E-2,1.726419553500699E-2,1.1894051613100009E-3,1.5899935316525914E-6,5.7942244623656132E-5,7.1497727616911333E-3,5.3257638532632261E-2,null,2.2282735648007507E-2,2.1004852277848245E-2,6.7237791005011333E-4,2.0980811811424689E-6,2.4529228482808298E-5,6.5514737747246182E-3,5.0538066920294444E-2]
[2004,3,10,1,null,null,2.6598445462273808E-2,1.7579864759153397E-2,1.1894051613100009E-3,1.5899935316525914E-6,5.7942244623656132E-5,9.4102058365907008E-3,5.4837453457483212E-2,null,2.1478233994731994E-2,2.1388917982410806E-2,6.7237791005011333E-4,2.0980811811424689E-6,2.4529228482808298E-5,8.6227519122722834E-3,5.2188909109129156E-2]
[2004,3,10,2,null,null,2.6145413011961615E-2,1.6857610643589073E-2,1.1894051613100009E-3,1.5899935316525914E-6,5.7942244623656132E-5,9.5256223007600289E-3,5.3777583355776024E-2,null,2.1112410473623847E-2,2.051017208465181E-2,6.7237791005011333E-4,2.0980811811424689E-6,2.4529228482808298E-5,8.7285102298272528E-3,5.1050098007816971E-2]
[2004,3,10,3,null,null,2.625403167307036E-2,1.6754915212377593E-2,1.1894051613100009E-3,1.5899935316525914E-6,5.7942244623656132E-5,9.8471830680647177E-3,5.410506735297798E-2,null,2.1200119998708578E-2,2.0385225494593033E-2,6.7237791005011333E-4,2.0980811811424689E-6,2.4529228482808298E-5,9.0231625221720933E-3,5.1307513235187771E-2]
[2004,3,10,4,null,null,2.7036327320981293E-2,1.6538086216316587E-2,1.1894051613100009E-3,1.5899935316525914E-6,5.7942244623656132E-5,9.6027355691668623E-3,5.4426086505930046E-2,null,2.1831823419223254E-2,2.0121415864854979E-2,6.7237791005011333E-4,2.0980811811424689E-6,2.4529228482808298E-5,8.7991705951968469E-3,5.1451415098989151E-2]
[2004,3,10,5,null,null,2.8485950690063325E-2,1.6660679446170404E-2,1.1894051613100009E-3,1.5899935316525914E-6,5.7942244623656132E-5,9.369474871852506E-3,5.5765042407551535E-2,null,2.3002393705728787E-2,2.0270571536668485E-2,6.7237791005011333E-4,2.0980811811424689E-6,2.4529228482808298E-5,8.5854293488572195E-3,5.2557399810968561E-2]
[2004,3,10,6,null,null,3.1557557569613572E-2,1.7462334497449924E-2,1.1894051613100009E-3,1.5899935316525914E-6,5.7942244623656132E-5,9.5582478981659138E-3,5.9827077364694718E-2,null,2.5482715023468272E-2,2.124592227894739E-2,6.7237791005011333E-4,2.0980811811424689E-6,2.4529228482808298E-5,8.7584056898528696E-3,5.61860482119826E-2]
[2004,3,10,7,null,null,3.9357662807965328E-2,1.890609531748581E-2,0,0,5.7942244623656132E-5,9.5374920081245564E-3,6.7859192378199346E-2,null,3.1781296860909684E-2,2.3002504720793935E-2,0,0,2.4529228482808298E-5,8.7393866701148404E-3,6.3547717480301275E-2]
[2004,3,10,8,null,null,4.2497950344288958E-2,2.1210003512708259E-2,0,0,5.7942244623656132E-5,1.2786821971997269E-2,7.6552718073618145E-2,null,3.4317077781323424E-2,2.5805603840254408E-2,0,0,2.4529228482808298E-5,1.1716809974782744E-2,7.1864020824843389E-2]
[2004,3,10,9,null,null,4.1254009721142446E-2,2.2601512019856215E-2,0,0,5.7942244623656132E-5,1.4463786263002473E-2,7.8377250248624797E-2,null,{"$f":"G1667*X$5","v":3.3312596229294798E-2},{"$f":"H1667*Y$5","v":2.7498612389465105E-2},{"$f":"I1667*Z$5","v":0},{"$f":"J1667*AA$5","v":0},{"$f":"K1667*AB$5","v":2.4529228482808298E-5},{"$f":"L1667*AC$5","v":1.3253444486097143E-2},{"$f":"SUM(O1667:T1667)","v":7.4089182333339859E-2}]
[2004,3,10,10,null,null,3.9194463381160789E-2,2.3489798070348913E-2,0,0,5.7942244623656132E-5,1.4791336617798393E-2,7.7533540313931767E-2,null,3.1649513389515251E-2,2.8579364587459993E-2,0,0,2.4529228482808298E-5,1.3553585152223661E-2,7.3806992357681719E-2]
[2004,3,10,11,null,null,3.8645860072030268E-2,2.3530828221767903E-2,0,0,5.7942244623656132E-5,1.3413086642615231E-2,7.5647717181037064E-2,null,3.1206516438415148E-2,2.862928479762826E-2,0,0,2.4529228482808298E-5,1.2290668292011227E-2,7.2150998756537452E-2]
[2004,3,10,12,null,null,3.8083469566338339E-2,2.3468610475459881E-2,0,0,5.7942244623656132E-5,1.3294012791878359E-2,7.4904035078300235E-2,null,3.0752386331646332E-2,2.8553586247550406E-2,0,0,2.4529228482808298E-5,1.218155864106708E-2,7.1512060448746625E-2]
[2004,3,10,13,null,null,3.6594044153125345E-2,2.3153004884418221E-2,0,0,5.7942244623656132E-5,1.1622598173171461E-2,7.1427589455338669E-2,null,2.9549675910540606E-2,2.8169597963564001E-2,0,0,2.4529228482808298E-5,1.0650009400814089E-2,6.8393812503401513E-2]
[2004,3,10,14,null,null,3.4462347118628521E-2,2.3158184779374764E-2,0,0,5.7942244623656132E-5,1.2563413640083851E-2,7.0241887782710788E-2,null,2.7828331414008322E-2,2.8175900193410527E-2,0,0,2.4529228482808298E-5,1.1512096639636196E-2,6.7540857475537855E-2]
[2004,3,10,15,null,null,3.3688048814190449E-2,2.2777367514802877E-2,0,0,5.7942244623656132E-5,1.2434422070222054E-2,6.8957780643839034E-2,null,2.7203085845125988E-2,2.7712570733838142E-2,0,0,2.4529228482808298E-5,1.139389919262947E-2,6.6334085000076412E-2]
[2004,3,10,16,null,null,3.6570764549750202E-2,2.2196411254507595E-2,0,0,5.7942244623656132E-5,1.0790854148790587E-2,6.9615972197672044E-2,null,2.9530877640194127E-2,2.7005737889953269E-2,0,0,2.4529228482808298E-5,9.8878664146464651E-3,6.6449011173276673E-2]
[2004,3,10,17,null,null,3.9030522243377545E-2,2.1563128038419019E-2,0,0,5.7942244623656132E-5,1.0117813253037325E-2,7.0769405779457548E-2,null,3.151713098680433E-2,2.6235240337547285E-2,0,0,2.4529228482808298E-5,9.2711461460708664E-3,6.7048046698905295E-2]
[2004,3,10,18,null,null,4.1013877898477831E-2,2.1310145512101294E-2,0,0,5.7942244623656132E-5,1.0232933559688415E-2,7.2614899214891199E-2,null,3.3118689879238085E-2,2.5927443742947458E-2,0,0,2.4529228482808298E-5,9.3766330888173498E-3,6.8447295939485703E-2]
[2004,3,10,19,null,null,4.341330412603113E-2,2.0541400845163583E-2,1.1894051613100009E-3,1.5899935316525914E-6,5.7942244623656132E-5,8.1113856900778235E-3,7.331502806073785E-2,null,3.5056225591300005E-2,2.499213412277617E-2,6.7237791005011333E-4,2.0980811811424689E-6,2.4529228482808298E-5,7.4326181259852875E-3,6.8179983059775531E-2]
[2004,3,10,20,null,null,4.5646556668977711E-2,2.0352842526241453E-2,1.1894051613100009E-3,1.5899935316525914E-6,5.7942244623656132E-5,6.9716923586344605E-3,7.4220028953318931E-2,null,3.6859576119990509E-2,2.4762720616268573E-2,6.7237791005011333E-4,2.0980811811424689E-6,2.4529228482808298E-5,6.3882952892950718E-3,6.870959724526822E-2]
[2004,3,10,21,null,null,4.5025319604808996E-2,1.9478361838786144E-2,1.1894051613100009E-3,1.5899935316525914E-6,5.7942244623656132E-5,6.2557179602943554E-3,7.2008336803354805E-2,null,3.6357927440959947E-2,2.3698765008109243E-2,6.7237791005011333E-4,2.0980811811424689E-6,2.4529228482808298E-5,5.732234229671976E-3,6.6487931898455241E-2]
[2004,3,10,22,null,null,4.0020006729695454E-2,1.8783229546616608E-2,1.1894051613100009E-3,1.5899935316525914E-6,5.7942244623656132E-5,5.3839936004494828E-3,6.543616727622685E-2,null,3.2316139310859839E-2,2.2853017456132316E-2,6.7237791005011333E-4,2.0980811811424689E-6,2.4529228482808298E-5,4.9334564960756633E-3,6.0801618482781886E-2]
[2004,3,10,23,null,null,3.8425261437106131E-2,1.7960118820049175E-2,1.1894051613100009E-3,1.5899935316525914E-6,5.7942244623656132E-5,5.7982599690134598E-3,6.3432577625634076E-2,null,3.1028383129589287E-2,2.1851562208200066E-2,6.7237791005011333E-4,2.0980811811424689E-6,2.4529228482808298E-5,5.3130567071396221E-3,5.889200726464304E-2]
[2004,3,10,24,null,null,3.1660247328375725E-2,1.7587884600957688E-2,1.1894051613100009E-3,1.5899935316525914E-6,5.7942244623656132E-5,7.0457215442323671E-3,5.7542790873031088E-2,null,2.556563696229678E-2,2.1398675494253699E-2,6.7237791005011333E-4,2.0980811811424689E-6,2.4529228482808298E-5,6.4561296504942927E-3,5.4119447326758843E-2]
[2004,3,11,1,null,null,2.8306999041037225E-2,1.6917591353866397E-2,1.1894051613100009E-3,1.5899935316525914E-6,5.7942244623656132E-5,1.0032037164849269E-2,5.6505564959218192E-2,null,2.2857890321236737E-2,2.0583148897057629E-2,6.7237791005011333E-4,2.0980811811424689E-6,2.4529228482808298E-5,9.1925478729518208E-3,5.3332592310960256E-2]
[2004,3,11,2,null,null,2.7971421059108249E-2,1.5972464944053664E-2,1.1894051613100009E-3,1.5899935316525914E-6,5.7942244623656132E-5,1.0220632906360895E-2,5.541345630898812E-2,null,2.258691123602766E-2,1.9433240661730088E-2,6.7237791005011333E-4,2.0980811811424689E-6,2.4529228482808298E-5,9.3653617644867335E-3,5.2084518881958551E-2]
[2004,3,11,3,null,null,2.823040865877563E-2,1.5603240616996007E-2,1.1894051613100009E-3,1.5899935316525914E-6,5.7942244623656132E-5,1.0668312346855505E-2,5.5750899022092446E-2,null,2.2796043618417441E-2,1.8984015997220931E-2,6.7237791005011333E-4,2.0980811811424689E-6,2.4529228482808298E-5,9.775579013571737E-3,5.225464384892417E-2]
[2004,3,11,4,null,null,2.9058609488813624E-2,1.5395408047336924E-2,1.1894051613100009E-3,1.5899935316525914E-6,5.7942244623656132E-5,1.0378733869230234E-2,5.6081688804846083E-2,null,2.3464815455005318E-2,1.8731152061837283E-2,6.7237791005011333E-4,2.0980811811424689E-6,2.4529228482808298E-5,9.5102327060566563E-3,5.2405205442613324E-2]
[2004,3,11,5,null,null,3.0572524403144334E-2,1.5570512130937261E-2,1.1894051613100009E-3,1.5899935316525914E-6,5.7942244623656132E-5,1.0069398799322969E-2,5.7461372732869873E-2,null,2.4687301138397205E-2,1.8944196185544934E-2,6.7237791005011333E-4,2.0980811811424689E-6,2.4529228482808298E-5,9.2267830544874915E-3,5.3557285598143704E-2]
[2004,3,11,6,null,null,3.3653989087010179E-2,1.6648759128871062E-2,1.1894051613100009E-3,1.5899935316525914E-6,5.7942244623656132E-5,1.009528479544985E-2,6.1646970410796392E-2,null,2.7175582629149996E-2,2.025606842799655E-2,6.7237791005011333E-4,2.0980811811424689E-6,2.4529228482808298E-5,9.2505028887270579E-3,5.738115916558767E-2]
[2004,3,11,7,null,null,4.1840395828371721E-2,1.8098200374826193E-2,0,0,5.7942244623656132E-5,9.9268732832738446E-3,6.9923411731095411E-2,null,3.3786102774637609E-2,2.2019562081377227E-2,0,0,2.4529228482808298E-5,9.0961841932722057E-3,6.4926378277769856E-2]
[2004,3,11,8,null,null,4.4870970981772458E-2,2.0778396496708134E-2,0,0,5.7942244623656132E-5,1.3174085131453434E-2,7.8881394854557682E-2,null,3.6233290990042341E-2,2.5280479944687857E-2,0,0,2.4529228482808298E-5,1.2071666627946353E-2,7.3609966791159359E-2]
[2004,3,11,9,null,null,4.3436417653739387E-2,2.2369610574637371E-2,0,0,5.7942244623656132E-5,1.4897455250342631E-2,8.0761425723343036E-2,null,3.5074889755612383E-2,2.7216464542496838E-2,0,0,2.4529228482808298E-5,1.3650823688509501E-2,7.5966707215101542E-2]
[2004,3,11,10,null,null,4.1402248805792845E-2,2.3022764995960673E-2,0,0,5.7942244623656132E-5,1.5409095344581954E-2,7.9892051390959132E-2,null,3.343229923042703E-2,2.8011138821220125E-2,0,0,2.4529228482808298E-5,1.4119649310138588E-2,7.5587616590268553E-2]
[2004,3,11,11,null,null,4.0781336804099538E-2,2.3148563798494733E-2,0,0,5.7942244623656132E-5,1.3961023581451569E-2,7.7948866428669494E-2,null,3.2930913039214402E-2,2.816419462150923E-2,0,0,2.4529228482808298E-5,1.2792753407810078E-2,7.3912390297016517E-2]
[2004,3,11,12,null,null,4.0161941286355592E-2,2.3050812561820486E-2,0,0,5.7942244623656132E-5,1.3911859308770371E-2,7.718255540157011E-2,null,3.2430751408179921E-2,2.8045263491347033E-2,0,0,2.4529228482808298E-5,1.2747703242740483E-2,7.3248247370750252E-2]
[2004,3,11,13,null,null,3.8806844821074618E-2,2.2262569007045034E-2,0,0,5.7942244623656132E-5,1.2473000572390531E-2,7.3600356645133841E-2,null,3.1336511558410489E-2,2.7086230132772549E-2,0,0,2.4529228482808298E-5,1.1429249413349652E-2,6.9876520333015502E-2]
[2004,3,11,14,null,null,3.6650734357193009E-2,2.2160847971926044E-2,0,0,5.7942244623656132E-5,1.3509068089353505E-2,7.2378592663096208E-2,null,2.9595453227485739E-2,2.6962469062533762E-2,0,0,2.4529228482808298E-5,1.2378617930709561E-2,6.8961069449211876E-2]
[2004,3,11,15,null,null,3.5628274799204898E-2,2.2216888805259859E-2,0,0,5.7942244623656132E-5,1.3152319805041357E-2,7.105542565412977E-2,null,2.8769817546341628E-2,2.7030652339496617E-2,0,0,2.4529228482808298E-5,1.2051722642320534E-2,6.7876721756641584E-2]
[2004,3,11,16,null,null,3.8817502027296086E-2,2.1094862044852357E-2,0,0,5.7942244623656132E-5,1.1763325320277759E-2,7.1733631637049849E-2,null,3.1345117248140715E-2,2.5665514513852624E-2,0,0,2.4529228482808298E-5,1.0778960382109423E-2,6.7814121372585565E-2]
[2004,3,11,17,null,null,4.1484430545644692E-2,2.0163509093660655E-2,0,0,5.7942244623656132E-5,1.1216268778284759E-2,7.2922150662213761E-2,null,3.3498660952247794E-2,2.4532364051170968E-2,0,0,2.4529228482808298E-5,1.0277681990806965E-2,6.8333236222708538E-2]
[2004,3,11,18,null,null,4.3557014649845467E-2,1.9952212587703268E-2,0,0,5.7942244623656132E-5,1.1256619301306676E-2,7.4823788783479062E-2,null,3.5172271781381596E-2,2.4275285643696909E-2,0,0,2.4529228482808298E-5,1.0314655948187951E-2,6.9786742601749274E-2]
[2004,3,11,19,null,null,4.599848297699792E-2,1.9352594630703015E-2,1.1894051613100009E-3,1.5899935316525914E-6,5.7942244623656132E-5,8.9452021421447137E-3,7.5545217149310964E-2,null,3.7143756471931799E-2,2.3545747647883749E-2,6.7237791005011333E-4,2.0980811811424689E-6,2.4529228482808298E-5,8.1966601173503479E-3,6.9585169456879967E-2]
[2004,3,11,20,null,null,4.8229427254093904E-2,1.9250076213626604E-2,1.1894051613100009E-3,1.5899935316525914E-6,5.7942244623656132E-5,7.7493047080133296E-3,7.6477745575199152E-2,null,3.8945243076877904E-2,2.3421016425853602E-2,6.7237791005011333E-4,2.0980811811424689E-6,2.4529228482808298E-5,7.1008363844686558E-3,7.0166101106914208E-2]
[2004,3,11,21,null,null,4.7537115411666102E-2,1.8378170857598294E-2,1.1894051613100009E-3,1.5899935316525914E-6,5.7942244623656132E-5,7.0345510628272634E-3,7.4198774731556963E-2,null,3.8386201543037929E-2,2.2360194149686541E-2,6.7237791005011333E-4,2.0980811811424689E-6,2.4529228482808298E-5,6.4458939243508401E-3,6.7891294836789379E-2]
[2004,3,11,22,null,null,4.2476391526082423E-2,1.7459796828577574E-2,1.1894051613100009E-3,1.5899935316525914E-6,5.7942244623656132E-5,6.2415582039449862E-3,6.7426683958070291E-2,null,3.4299669044307327E-2,2.1242834769906745E-2,6.7237791005011333E-4,2.0980811811424689E-6,2.4529228482808298E-5,5.7192593736211045E-3,6.1960768407549244E-2]
[2004,3,11,23,null,null,4.088903862729111E-2,1.6650951183819367E-2,1.1894051613100009E-3,1.5899935316525914E-6,5.7942244623656132E-5,6.5732217841518257E-3,6.5362148994727615E-2,null,3.3017882218050396E-2,2.0258735438473854E-2,6.7237791005011333E-4,2.0980811811424689E-6,2.4529228482808298E-5,6.0231690670030846E-3,5.9998791943241404E-2]
[2004,3,11,24,null,null,3.3982760409134588E-2,1.6128489863147341E-2,1.1894051613100009E-3,1.5899935316525914E-6,5.7942244623656132E-5,7.9330122195570493E-3,5.9293199891304285E-2,null,2.7441065339309172E-2,1.9623071712391006E-2,6.7237791005011333E-4,2.0980811811424689E-6,2.4529228482808298E-5,7.2691710972230678E-3,5.5032313368637314E-2]
[2004,3,12,1,null,null,2.5752413764673569E-2,1.5070346008040622E-2,1.1894051613100009E-3,1.5899935316525914E-6,5.7942244623656132E-5,8.6049027618157036E-3,5.0676599933995203E-2,null,2.0795063739771354E-2,1.8335658388082845E-2,6.7237791005011333E-4,2.0980811811424689E-6,2.4529228482808298E-5,7.8848372748502159E-3,4.7714564622418486E-2]
[2004,3,12,2,null,null,2.423024589792571E-2,1.4820761018904725E-2,1.1894051613100009E-3,1.5899935316525914E-6,5.7942244623656132E-5,9.7271303032908599E-3,5.0027074619586602E-2,null,1.9565913800627593E-2,1.8031995479670021E-2,6.7237791005011333E-4,2.0980811811424689E-6,2.4529228482808298E-5,8.9131558735393787E-3,4.7210070373551065E-2]
[2004,3,12,3,null,null,2.4589731499938736E-2,1.4307564163813213E-2,1.1894051613100009E-3,1.5899935316525914E-6,5.7942244623656132E-5,9.2268272865132003E-3,4.9373060349730456E-2,null,1.9856198279422574E-2,1.7407603563533793E-2,6.7237791005011333E-4,2.0980811811424689E-6,2.4529228482808298E-5,8.4547186332124321E-3,4.6417525695882873E-2]
[2004,3,12,4,null,null,2.5168325062550345E-2,1.4356280092800355E-2,1.1894051613100009E-3,1.5899935316525914E-6,5.7942244623656132E-5,9.4998982687262354E-3,5.0273440823542244E-2,null,2.0323412348126096E-2,1.7466874839156116E-2,6.7237791005011333E-4,2.0980811811424689E-6,2.4529228482808298E-5,8.704938806389494E-3,4.7194231213385771E-2]
[2004,3,12,5,null,null,2.7444332046487836E-2,1.4630431357156646E-2,1.1894051613100009E-3,1.5899935316525914E-6,5.7942244623656132E-5,9.880828517019092E-3,5.3204529320128882E-2,null,2.2161287070691732E-2,1.7800426831075609E-2,6.7237791005011333E-4,2.0980811811424689E-6,2.4529228482808298E-5,9.0539924917124506E-3,4.9714711613193859E-2]
[2004,3,12,6,null,null,3.2850937280183852E-2,1.511917941293911E-2,1.1894051613100009E-3,1.5899935316525914E-6,5.7942244623656132E-5,9.2623287674077348E-3,5.8481382859996003E-2,null,2.6527118618673434E-2,1.8395072593282106E-2,6.7237791005011333E-4,2.0980811811424689E-6,2.4529228482808298E-5,8.4872493203820513E-3,5.4108445752051655E-2]
[2004,3,12,7,null,null,4.2626602822183966E-2,1.6077985816534197E-2,0,0,5.7942244623656132E-5,6.6799924229247682E-3,6.5442523306266584E-2,null,3.4420964605391784E-2,1.956162488526306E-2,0,0,2.4529228482808298E-5,6.1210050490890485E-3,6.012812376822671E-2]
[2004,3,12,8,null,null,4.3503186186439266E-2,1.8551604082325812E-2,0,0,5.7942244623656132E-5,9.835523090061412E-3,7.194825560345014E-2,null,3.5128805318867647E-2,2.2571205387255388E-2,0,0,2.4529228482808298E-5,9.012478260916711E-3,6.6737018195522552E-2]
[2004,3,12,9,null,null,4.2314507519246161E-2,1.9680214255871079E-2,0,0,5.7942244623656132E-5,1.186955718105461E-2,7.3922221200795502E-2,null,3.4168947774007315E-2,2.3944353063121617E-2,0,0,2.4529228482808298E-5,1.0876302671594316E-2,6.9014132737206052E-2]
[2004,3,12,10,null,null,3.9077759578027726E-2,2.0691040321111197E-2,0,0,5.7942244623656132E-5,1.321302437031981E-2,7.3039766514082394E-2,null,3.1555275115503247E-2,2.5174196187634092E-2,0,0,2.4529228482808298E-5,1.2107347398614715E-2,6.8861347930234865E-2]
[2004,3,12,11,null,null,3.8165619915508646E-2,2.0551442882797154E-2,0,0,5.7942244623656132E-5,1.2260924157448396E-2,7.1035929200377851E-2,null,3.0818722705504398E-2,2.5004351982370845E-2,0,0,2.4529228482808298E-5,1.1234919730849034E-2,6.7082523647207085E-2]
[2004,3,12,12,null,null,3.7888911470909406E-2,2.042312800337262E-2,0,0,5.7942244623656132E-5,1.1704351382687073E-2,7.0074333101592751E-2,null,3.0595280747971562E-2,2.4848234943387067E-2,0,0,2.4529228482808298E-5,1.0724921433125227E-2,6.6192966352966662E-2]
[2004,3,12,13,null,null,3.5055664536477099E-2,2.0953584444065872E-2,0,0,5.7942244623656132E-5,1.2652840709313997E-2,6.8720031934480619E-2,null,2.8307434989883713E-2,2.5493626103027359E-2,0,0,2.4529228482808298E-5,1.1594040376638713E-2,6.5419630698032596E-2]
[2004,3,12,14,null,null,3.3446626426421114E-2,2.0695567096830906E-2,0,0,5.7942244623656132E-5,1.2690766221940611E-2,6.6890901989816287E-2,null,2.700813736426716E-2,2.5179703786009852E-2,0,0,2.4529228482808298E-5,1.1628792250530085E-2,6.3841162629289905E-2]
[2004,3,12,15,null,null,3.2620356060032669E-2,2.0019709019857855E-2,0,0,5.7942244623656132E-5,1.0513733092557426E-2,6.3211740417071602E-2,null,2.6340924376298543E-2,2.4357406619667905E-2,0,0,2.4529228482808298E-5,9.6339350810433402E-3,6.0356795305492601E-2]
[2004,3,12,16,null,null,3.4334823641370485E-2,1.9165013331431346E-2,0,0,5.7942244623656132E-5,8.7938956521356627E-3,6.2351674869561148E-2,null,2.7725356257499462E-2,2.3317522853203987E-2,0,0,2.4529228482808298E-5,8.0580150814477721E-3,5.9125423420634031E-2]
[2004,3,12,17,null,null,3.7099650232665579E-2,1.8713303360002771E-2,0,0,5.7942244623656132E-5,7.9619969581714856E-3,6.3832892795463489E-2,null,2.9957952616069389E-2,2.2767940267496529E-2,0,0,2.4529228482808298E-5,7.2957303685774223E-3,6.0046152480626155E-2]
[2004,3,12,18,null,null,3.9306353539544675E-2,1.8334282994435864E-2,0,0,5.7942244623656132E-5,6.6449800898211045E-3,6.4343558868425299E-2,null,3.1739864647331625E-2,2.2306797043482086E-2,0,0,2.4529228482808298E-5,6.0889225774125198E-3,6.0160113496709036E-2]
[2004,3,12,19,null,null,4.0872326748974196E-2,1.7628703845402716E-2,1.1894051613100009E-3,1.5899935316525914E-6,5.7942244623656132E-5,5.2207236031851017E-3,6.4970691597027314E-2,null,3.3004387383042413E-2,2.1448339099946916E-2,6.7237791005011333E-4,2.0980811811424689E-6,2.4529228482808298E-5,4.7838490692483047E-3,5.9935580771951699E-2]
[2004,3,12,20,null,null,4.3141563505088222E-2,1.7555235468701622E-2,1.1894051613100009E-3,1.5899935316525914E-6,5.7942244623656132E-5,5.8126989700683935E-3,6.7758435343323542E-2,null,3.4836795149368209E-2,2.1358952230076805E-2,6.7237791005011333E-4,2.0980811811424689E-6,2.4529228482808298E-5,5.3262874404646689E-3,6.2221040039623754E-2]
[2004,3,12,21,null,null,4.3890798959984038E-2,1.6529930868188238E-2,1.1894051613100009E-3,1.5899935316525914E-6,5.7942244623656132E-5,4.2327492441876268E-3,6.5902416471825209E-2,null,3.5441802477342563E-2,2.0111493486348372E-2,6.7237791005011333E-4,2.0980811811424689E-6,2.4529228482808298E-5,3.8785492340209062E-3,6.0130850417425913E-2]
[2004,3,12,22,null,null,3.8792119409447309E-2,1.6148101611167972E-2,1.1894051613100009E-3,1.5899935316525914E-6,5.7942244623656132E-5,4.4931503839109382E-3,6.068230880399153E-2,null,3.1324620794454049E-2,1.9646932764546515E-2,6.7237791005011333E-4,2.0980811811424689E-6,2.4529228482808298E-5,4.1171597877641773E-3,5.5787718566478808E-2]
[2004,3,12,23,null,null,3.5269413398932241E-2,1.5039283733491747E-2,1.1894051613100009E-3,1.5899935316525914E-6,5.7942244623656132E-5,3.8224379713234667E-3,5.5380072503212759E-2,null,2.8480037110200515E-2,1.8297865808232245E-2,6.7237791005011333E-4,2.0980811811424689E-6,2.4529228482808298E-5,3.5025731529282822E-3,5.0979481291075109E-2]
[2004,3,12,24,null,null,2.8466102215756652E-2,1.480787310896973E-2,1.1894051613100009E-3,1.5899935316525914E-6,5.7942244623656132E-5,7.0988636874122941E-3,5.1621776411603981E-2,null,2.2986366070722755E-2,1.801631512874919E-2,6.7237791005011333E-4,2.0980811811424689E-6,2.4529228482808298E-5,6.5048248145198415E-3,4.8206511233705854E-2]
[2004,3,13,1,null,null,3.1742565231230736E-2,1.5445998098950824E-2,1.1894051613100009E-3,1.5899935316525914E-6,5.7942244623656132E-5,1.3484302864172282E-2,6.1921803593819144E-2,null,{"$f":"G1731*X$5","v":2.5632108635687739E-2},{"$f":"H1731*Y$5","v":1.8792703528786554E-2},{"$f":"I1731*Z$5","v":6.7237791005011333E-4},{"$f":"J1731*AA$5","v":2.0980811811424689E-6},{"$f":"K1731*AB$5","v":2.4529228482808298E-5},{"$f":"L1731*AC$5","v":1.2355925080362028E-2},{"$f":"SUM(O1731:T1731)","v":5.7479742464550385E-2}]
[2004,3,13,2,null,null,3.0138880757055238E-2,1.4885522732108155E-2,1.1894051613100009E-3,1.5899935316525914E-6,5.7942244623656132E-5,1.4342684305479836E-2,6.0616025194108539E-2,null,2.4337134068887791E-2,1.8110789201412809E-2,6.7237791005011333E-4,2.0980811811424689E-6,2.4529228482808298E-5,1.3142476442045668E-2,5.6289404932060333E-2]
[2004,3,13,3,null,null,3.04954413837852E-2,1.4380357283290247E-2,1.1894051613100009E-3,1.5899935316525914E-6,5.7942244623656132E-5,1.4054385795041584E-2,6.0179121861582335E-2,null,2.4625056631320121E-2,1.7496168867278093E-2,6.7237791005011333E-4,2.0980811811424689E-6,2.4529228482808298E-5,1.2878302992988857E-2,5.5698533711301144E-2]
[2004,3,13,4,null,null,3.1249774990559625E-2,1.4198026347534195E-2,1.1894051613100009E-3,1.5899935316525914E-6,5.7942244623656132E-5,1.3687690427598185E-2,6.0384429165157308E-2,null,2.5234180714882492E-2,1.7274332039522531E-2,6.7237791005011333E-4,2.0980811811424689E-6,2.4529228482808298E-5,1.2542293001735625E-2,5.5749810975854713E-2]
[2004,3,13,5,null,null,3.1683700131988034E-2,1.4315168701784337E-2,1.1894051613100009E-3,1.5899935316525914E-6,5.7942244623656132E-5,1.3833040770065532E-2,6.1080847003303206E-2,null,2.558457509176499E-2,1.7416855787096768E-2,6.7237791005011333E-4,2.0980811811424689E-6,2.4529228482808298E-5,1.2675480305523002E-2,5.6375916404098822E-2]
[2004,3,13,6,null,null,3.4845365779038066E-2,1.4502214396037409E-2,1.1894051613100009E-3,1.5899935316525914E-6,5.7942244623656132E-5,1.3233858215301583E-2,6.3830375789842367E-2,null,2.8137618827977429E-2,1.7644428926489604E-2,6.7237791005011333E-4,2.0980811811424689E-6,2.4529228482808298E-5,1.2126437849958302E-2,5.8607490824139408E-2]
[2004,3,13,7,null,null,4.1687412890508826E-2,1.4697297651777193E-2,0,0,5.7942244623656132E-5,1.0439458885740339E-2,6.6882111672650013E-2,null,3.3662569113947508E-2,1.788178113675546E-2,0,0,2.4529228482808298E-5,9.5658762022062561E-3,6.1134755681392039E-2]
[2004,3,13,8,null,null,4.6647512629419845E-2,1.5951664928218853E-2,0,0,5.7942244623656132E-5,1.0813014298529577E-2,7.3470134100791923E-2,null,3.7667847654779665E-2,1.9407933878155887E-2,0,0,2.4529228482808298E-5,9.9081721844517471E-3,6.7008482945870113E-2]
[2004,3,13,9,null,null,4.6869583108195473E-2,1.7102799510864023E-2,0,0,5.7942244623656132E-5,1.3636368100312614E-2,7.7666692963995768E-2,null,3.7847169476922626E-2,2.0808486357497026E-2,0,0,2.4529228482808298E-5,1.2495265369882649E-2,7.1175450432785115E-2]
[2004,3,13,10,null,null,4.9840946350796923E-2,1.7243869475301876E-2,0,0,5.7942244623656132E-5,1.1762370590946975E-2,7.8905128661669433E-2,null,4.0246544098212392E-2,2.0980122143123409E-2,0,0,2.4529228482808298E-5,1.0778085545330539E-2,7.2029281015149146E-2]
[2004,3,13,11,null,null,5.1914119763850283E-2,1.6950933749056169E-2,0,0,5.7942244623656132E-5,7.9175299934617933E-3,7.68405257509919E-2,null,4.1920630794007228E-2,2.0623715634391592E-2,0,0,2.4529228482808298E-5,7.2549844368048656E-3,6.9823860093686491E-2]
[2004,3,13,12,null,null,4.8612614975047534E-2,1.6971257843606022E-2,0,0,5.7942244623656132E-5,9.2474345764868744E-3,7.488924963976408E-2,null,3.9254667007168245E-2,2.0648443378168305E-2,0,0,2.4529228482808298E-5,8.4736014878611914E-3,6.8401241101680554E-2]
[2004,3,13,13,null,null,4.5708828015704563E-2,1.683603988510806E-2,0,0,5.7942244623656132E-5,8.4972199797857494E-3,7.1100030125222036E-2,null,3.690986020738439E-2,2.0483927560573288E-2,0,0,2.4529228482808298E-5,7.7861654784207356E-3,6.5204482474861228E-2]
[2004,3,13,14,null,null,4.3307696299618691E-2,1.659542623603099E-2,0,0,5.7942244623656132E-5,8.8049842405434724E-3,6.8766049020816802E-2,null,3.4970947314019528E-2,2.0191179824679675E-2,0,0,2.4529228482808298E-5,8.0681757674686931E-3,6.3254832134650704E-2]
[2004,3,13,15,null,null,4.0651439597430443E-2,1.6408959987725496E-2,0,0,5.7942244623656132E-5,8.9868728179513351E-3,6.610521464773092E-2,null,3.2826021097162449E-2,1.9964311680576493E-2,0,0,2.4529228482808298E-5,8.2348437560227413E-3,6.1049705762244492E-2]
[2004,3,13,16,null,null,4.2604803609032224E-2,1.5876896235411997E-2,0,0,5.7942244623656132E-5,6.3731317905859463E-3,6.4912773879653815E-2,null,3.440336174955428E-2,1.9316964950919672E-2,0,0,2.4529228482808298E-5,5.8398227720752975E-3,5.9584678701032068E-2]
[2004,3,13,17,null,null,4.4065794836805644E-2,1.6363094722371022E-2,0,0,5.7942244623656132E-5,7.6731437308677737E-3,6.8159975534668085E-2,null,3.5583111577373192E-2,1.9908508725755836E-2,0,0,2.4529228482808298E-5,7.0310486218281417E-3,6.2547198153439981E-2]
[2004,3,13,18,null,null,4.8661389592836918E-2,1.5494143230902729E-2,0,0,5.7942244623656132E-5,4.9648424371233528E-3,6.9178317505486656E-2,null,3.9294052491382722E-2,1.885128033200317E-2,0,0,2.4529228482808298E-5,4.5493802539760568E-3,6.2719242305844761E-2]
[2004,3,13,19,null,null,4.9763009397509543E-2,1.5071766851996028E-2,1.1894051613100009E-3,1.5899935316525914E-6,5.7942244623656132E-5,5.650308439068304E-3,7.1734022088039182E-2,null,4.0183610039832285E-2,1.8337387088231811E-2,6.7237791005011333E-4,2.0980811811424689E-6,2.4529228482808298E-5,5.1774858854262895E-3,6.4397488233204445E-2]
[2004,3,13,20,null,null,5.2483119667662254E-2,1.4783048011053164E-2,1.1894051613100009E-3,1.5899935316525914E-6,5.7942244623656132E-5,5.4954087605228914E-3,7.401051383870362E-2,null,4.2380097987095168E-2,1.7986111143080512E-2,6.7237791005011333E-4,2.0980811811424689E-6,2.4529228482808298E-5,5.0355483420205733E-3,6.6100762691910328E-2]
[2004,3,13,21,null,null,5.0086841802076863E-2,1.4541885798267477E-2,1.1894051613100009E-3,1.5899935316525914E-6,5.7942244623656132E-5,6.838569294675482E-3,7.2716234294485135E-2,null,4.0445104576053915E-2,1.7692695985432952E-2,6.7237791005011333E-4,2.0980811811424689E-6,2.4529228482808298E-5,6.2663120750856257E-3,6.5103117856286558E-2]
[2004,3,13,22,null,null,4.5672834073837196E-2,1.4318789139452165E-2,1.1894051613100009E-3,1.5899935316525914E-6,5.7942244623656132E-5,8.9626651364306739E-3,7.0203225749185333E-2,null,3.688079511382783E-2,1.7421260669921435E-2,6.7237791005011333E-4,2.0980811811424689E-6,2.4529228482808298E-5,8.212661793614193E-3,6.3213722797077529E-2]
[2004,3,13,23,null,null,4.0691687066385297E-2,1.4035799120962301E-2,1.1894051613100009E-3,1.5899935316525914E-6,5.7942244623656132E-5,1.0427725852930248E-2,6.6404149439743154E-2,null,3.2858520912128486E-2,1.7076954818980857E-2,6.7237791005011333E-4,2.0980811811424689E-6,2.4529228482808298E-5,9.5551249994316502E-3,6.0189605950255062E-2]
[2004,3,13,24,null,null,3.6305581799364654E-2,1.3794508461217256E-2,1.1894051613100009E-3,1.5899935316525914E-6,5.7942244623656132E-5,1.1183781510160648E-2,6.253280917020787E-2,null,2.9316742676095346E-2,1.6783383383596442E-2,6.7237791005011333E-4,2.0980811811424689E-6,2.4529228482808298E-5,1.0247913284552695E-2,5.7047044563958552E-2]
[2004,3,14,1,null,null,3.2280716486430806E-2,1.3026844906148194E-2,1.1894051613100009E-3,1.5899935316525914E-6,5.7942244623656132E-5,1.0415905224418195E-2,5.6972404016462502E-2,null,2.6066665557449954E-2,1.5849389121273753E-2,6.7237791005011333E-4,2.0980811811424689E-6,2.4529228482808298E-5,9.5442935310369598E-3,5.2159353429474739E-2]
[2004,3,14,2,null,null,2.9203061241092371E-2,1.2915141737463364E-2,1.1894051613100009E-3,1.5899935316525914E-6,5.7942244623656132E-5,1.1498903643899175E-2,5.4866044021920218E-2,null,2.358146018677329E-2,1.5713483075003903E-2,6.7237791005011333E-4,2.0980811811424689E-6,2.4529228482808298E-5,1.0536665733593452E-2,5.0530614215084715E-2]
[2004,3,14,3,null,null,3.0335717992604976E-2,1.2605537155672565E-2,1.1894051613100009E-3,1.5899935316525914E-6,5.7942244623656132E-5,1.1132578195457923E-2,5.5322770743200772E-2,null,2.4496080057291883E-2,1.5336796047110015E-2,6.7237791005011333E-4,2.0980811811424689E-6,2.4529228482808298E-5,1.0200994706209719E-2,5.073287603032569E-2]
[2004,3,14,4,null,null,2.8905694460176327E-2,1.2907336939854384E-2,1.1894051613100009E-3,1.5899935316525914E-6,5.7942244623656132E-5,1.2511518254206296E-2,5.5573487053702311E-2,null,2.3341336630987523E-2,1.5703987201274791E-2,6.7237791005011333E-4,2.0980811811424689E-6,2.4529228482808298E-5,1.1464543903215298E-2,5.1208872955191678E-2]
[2004,3,14,5,null,null,3.1032562371408362E-2,1.2700514234179356E-2,1.1894051613100009E-3,1.5899935316525914E-6,5.7942244623656132E-5,1.1327664696277705E-2,5.6309678701330725E-2,null,2.5058781612429058E-2,1.5452351938479032E-2,6.7237791005011333E-4,2.0980811811424689E-6,2.4529228482808298E-5,1.0379756204864858E-2,5.1589894975487015E-2]
[2004,3,14,6,null,null,3.2648569159529142E-2,1.297596822787855E-2,1.1894051613100009E-3,1.5899935316525914E-6,5.7942244623656132E-5,1.1188043765738561E-2,5.806151855261156E-2,null,2.6363706442775376E-2,1.5787488923881147E-2,6.7237791005011333E-4,2.0980811811424689E-6,2.4529228482808298E-5,1.0251818871005663E-2,5.3102019457376262E-2]
[2004,3,14,7,null,null,3.7441126620446456E-2,1.3318152028352483E-2,0,0,5.7942244623656132E-5,9.3538580716767353E-3,6.0171078965099323E-2,null,3.0233694661627512E-2,1.6203814154109999E-2,0,0,2.4529228482808298E-5,8.5711193756305357E-3,5.5033157419850855E-2]
[2004,3,14,8,null,null,4.2112332321787092E-2,1.3818677954814774E-2,0,0,5.7942244623656132E-5,7.8774333865954914E-3,6.3866385907821011E-2,null,3.4005691383512004E-2,1.6812789714265995E-2,0,0,2.4529228482808298E-5,7.2182431476624275E-3,5.8061253473923241E-2]
[2004,3,14,9,null,null,4.778368083802273E-2,1.4532211226413008E-2,0,0,5.7942244623656132E-5,9.336724776463478E-3,7.1710559085522874E-2,null,3.8585303025483957E-2,1.7680925210927852E-2,0,0,2.4529228482808298E-5,8.5554198089442066E-3,6.4846177273838831E-2]
[2004,3,14,10,null,null,5.0235152931974163E-2,1.5036093262598997E-2,0,0,5.7942244623656132E-5,9.5976035801838052E-3,7.4926792019380614E-2,null,4.0564865753693988E-2,1.8293984053668989E-2,0,0,2.4529228482808298E-5,8.7944680553602213E-3,6.7677847091206E-2]
[2004,3,14,11,null,null,4.7790345636034973E-2,1.6099073287691491E-2,0,0,5.7942244623656132E-5,1.2097290064049941E-2,7.6044651232400062E-2,null,3.8590684847193711E-2,1.9587281407495688E-2,0,0,2.4529228482808298E-5,1.1084978675757759E-2,6.9287474158929968E-2]
[2004,3,14,12,null,null,4.8690089422697432E-2,1.5796479603759635E-2,0,0,5.7942244623656132E-5,9.4017667328530376E-3,7.394627800393376E-2,null,3.9317227592432419E-2,1.921912433824155E-2,0,0,2.4529228482808298E-5,8.6150189998200569E-3,6.7175900158976842E-2]
[2004,3,14,13,null,null,4.5119016137285771E-2,1.6026560559666801E-2,0,0,5.7942244623656132E-5,1.1340637742675906E-2,7.2544156684252126E-2,null,3.6433587353186234E-2,1.9499057248001321E-2,0,0,2.4529228482808298E-5,1.0391643655849523E-2,6.6348817485519893E-2]
[2004,3,14,14,null,null,4.3128105969236968E-2,1.6221671440605857E-2,0,0,5.7942244623656132E-5,1.0691526485157917E-2,7.0099246139624399E-2,null,3.4825928194590128E-2,1.9736443069055972E-2,0,0,2.4529228482808298E-5,9.7968505732926245E-3,6.4383751065421546E-2]
[2004,3,14,15,null,null,4.2619717846924955E-2,1.6076359241199378E-2,0,0,5.7942244623656132E-5,9.8057829387338345E-3,6.8559802271481826E-2,null,3.4415404990643973E-2,1.9559645877636703E-2,0,0,2.4529228482808298E-5,8.9852267904192238E-3,6.298480688718272E-2]
[2004,3,14,16,null,null,4.4939640610757989E-2,1.5573961562272856E-2,0,0,5.7942244623656132E-5,6.2092617177210612E-3,6.6780806135375556E-2,null,3.6288741687782344E-2,1.8948393009862625E-2,0,0,2.4529228482808298E-5,5.6896654844774512E-3,6.0951329410605229E-2]
[2004,3,14,17,null,null,4.5949115582278113E-2,1.5606743253578441E-2,0,0,5.7942244623656132E-5,7.717315702279787E-3,6.9331116782759994E-2,null,3.7103892320584822E-2,1.8988277554838708E-2,0,0,2.4529228482808298E-5,7.0715242455898185E-3,6.3188223349496156E-2]
[2004,3,14,18,null,null,4.8034505650911274E-2,1.4901184843891314E-2,0,0,5.7942244623656132E-5,6.7191521010967776E-3,6.9712784840523026E-2,null,3.8787843960838474E-2,1.8129844844271888E-2,0,0,2.4529228482808298E-5,6.1568878125168886E-3,6.309910584611006E-2]
[2004,3,14,19,null,null,5.0409568482403404E-2,1.427217188573162E-2,1.1894051613100009E-3,1.5899935316525914E-6,5.7942244623656132E-5,6.1024598129720093E-3,7.2033137580572351E-2,null,4.0705706240396593E-2,1.7364542792391986E-2,6.7237791005011333E-4,2.0980811811424689E-6,2.4529228482808298E-5,5.5918008527785067E-3,6.4361055105281159E-2]
[2004,3,14,20,null,null,5.334200947325371E-2,1.443562165389066E-2,1.1894051613100009E-3,1.5899935316525914E-6,5.7942244623656132E-5,7.7271220075692867E-3,7.6753690534178964E-2,null,4.3073651159078408E-2,1.7563407444270349E-2,6.7237791005011333E-4,2.0980811811424689E-6,2.4529228482808298E-5,7.0805099510202526E-3,6.841657377408307E-2]
[2004,3,14,21,null,null,5.0215170444633014E-2,1.4488328411980589E-2,1.1894051613100009E-3,1.5899935316525914E-6,5.7942244623656132E-5,6.7721826410514158E-3,7.2724618897130333E-2,null,4.0548729903216611E-2,1.7627534247368608E-2,6.7237791005011333E-4,2.0980811811424689E-6,2.4529228482808298E-5,6.2054807123687319E-3,6.5080750082668018E-2]
[2004,3,14,22,null,null,4.8043838783498528E-2,1.4358911188199474E-2,1.1894051613100009E-3,1.5899935316525914E-6,5.7942244623656132E-5,7.7075411568597674E-3,7.1359228528023094E-2,null,3.8795380461642527E-2,1.7470076017576237E-2,6.7237791005011333E-4,2.0980811811424689E-6,2.4529228482808298E-5,7.0625676423363226E-3,6.4027029341269165E-2]
[2004,3,14,23,null,null,3.9573450250898277E-2,1.5165783701241562E-2,1.1894051613100009E-3,1.5899935316525914E-6,5.7942244623656132E-5,1.0455684442657685E-2,6.6443855794262832E-2,null,3.1955545134141006E-2,1.845177469615868E-2,6.7237791005011333E-4,2.0980811811424689E-6,2.4529228482808298E-5,9.5807439908993253E-3,6.0687069040913075E-2]
[2004,3,14,24,null,null,3.4208619770139261E-2,1.5212164011574658E-2,1.1894051613100009E-3,1.5899935316525914E-6,5.7942244623656132E-5,1.2157068041689267E-2,6.2826789222868495E-2,null,2.7623446682325609E-2,1.8508204291454448E-2,6.7237791005011333E-4,2.0980811811424689E-6,2.4529228482808298E-5,1.113975438204433E-2,5.797041057553845E-2]
[2004,3,15,1,null,null,2.2822197908470201E-2,1.3832229903717E-2,1.1894051613100009E-3,1.5899935316525914E-6,5.7942244623656132E-5,8.5180442023775546E-3,4.6421409414030064E-2,null,1.8428915616420474E-2,1.6829277982380837E-2,6.7237791005011333E-4,2.0980811811424689E-6,2.4529228482808298E-5,7.8052471125840241E-3,4.3762445931099403E-2]
[2004,3,15,2,null,null,2.1800247032599866E-2,1.3752116117655783E-2,1.1894051613100009E-3,1.5899935316525914E-6,5.7942244623656132E-5,9.1889977958922384E-3,4.599029834561319E-2,null,1.7603690695881531E-2,1.6731805833260258E-2,6.7237791005011333E-4,2.0980811811424689E-6,2.4529228482808298E-5,8.4200547461246705E-3,4.3454556494980534E-2]
[2004,3,15,3,null,null,2.1647187765176271E-2,1.403072929242581E-2,1.1894051613100009E-3,1.5899935316525914E-6,5.7942244623656132E-5,9.2236922616802889E-3,4.6150546718747673E-2,null,1.7480095399101912E-2,1.7070786503795416E-2,6.7237791005011333E-4,2.0980811811424689E-6,2.4529228482808298E-5,8.4518459498894079E-3,4.370173307250081E-2]
[2004,3,15,4,null,null,2.2413693910732117E-2,1.4178103320530157E-2,1.1894051613100009E-3,1.5899935316525914E-6,5.7942244623656132E-5,9.2245127088359628E-3,4.7065247339563548E-2,null,1.8099048802826173E-2,1.7250092263142631E-2,6.7237791005011333E-4,2.0980811811424689E-6,2.4529228482808298E-5,8.452597741338325E-3,4.4500744027021193E-2]
[2004,3,15,5,null,null,2.3022657930092366E-2,1.4318284876119027E-2,1.1894051613100009E-3,1.5899935316525914E-6,5.7942244623656132E-5,9.2922176840653931E-3,4.7882097889742091E-2,null,1.8590787003118496E-2,1.7420647147165614E-2,6.7237791005011333E-4,2.0980811811424689E-6,2.4529228482808298E-5,8.5146371074019088E-3,4.5225076477400095E-2]
[2004,3,15,6,null,null,2.7339332880659494E-2,1.5010704922644797E-2,1.1894051613100009E-3,1.5899935316525914E-6,5.7942244623656132E-5,8.3234002181782705E-3,5.1922375420947867E-2,null,2.2076500286587697E-2,1.8263094787543819E-2,6.7237791005011333E-4,2.0980811811424689E-6,2.4529228482808298E-5,7.626891100387086E-3,4.8665491394232666E-2]
[2004,3,15,7,null,null,3.5766986213040836E-2,1.631312692874461E-2,0,0,5.7942244623656132E-5,7.5954402804436078E-3,5.9733495666852703E-2,null,2.8881826957129715E-2,1.9847714342279086E-2,0,0,2.4529228482808298E-5,6.9598474613678856E-3,5.5713917989259502E-2]
[2004,3,15,8,null,null,3.9064594508437162E-2,1.8362383912350431E-2,0,0,5.7942244623656132E-5,1.0170308584750211E-2,6.7655229250161458E-2,null,3.1544644327112847E-2,2.2340986625526062E-2,0,0,2.4529228482808298E-5,9.3192486243559389E-3,6.3229408805477658E-2]
[2004,3,15,9,null,null,3.9604490598843897E-2,1.9403370883708214E-2,0,0,5.7942244623656132E-5,1.1142080353422205E-2,7.0207884080597971E-2,null,3.1980610202601477E-2,2.3607525660733188E-2,0,0,2.4529228482808298E-5,1.0209701715618443E-2,6.5822366807435917E-2]
[2004,3,15,10,null,null,3.7078085286671426E-2,2.055150144670503E-2,0,0,5.7942244623656132E-5,1.1941748588001287E-2,6.9629277566001388E-2,null,2.9940538930867254E-2,2.5004423235400346E-2,0,0,2.4529228482808298E-5,1.0942453041002666E-2,6.5911944435753073E-2]
[2004,3,15,11,null,null,3.649435871425797E-2,2.0716845716846708E-2,0,0,5.7942244623656132E-5,1.1183076746933888E-2,6.8452223422662217E-2,null,2.9469179958816739E-2,2.5205592873584311E-2,0,0,2.4529228482808298E-5,1.0247267496504401E-2,6.4946569557388256E-2]
[2004,3,15,12,null,null,3.4602157745442362E-2,2.096690461291539E-2,0,0,5.7942244623656132E-5,1.0946180080458575E-2,6.6573184683439979E-2,null,2.7941228438833211E-2,2.5509832370990023E-2,0,0,2.4529228482808298E-5,1.003019454195562E-2,6.3505784580261668E-2]
[2004,3,15,13,null,null,3.4508526544064416E-2,2.0861641958332219E-2,0,0,5.7942244623656132E-5,1.0116919484180285E-2,6.5545030231200577E-2,null,2.7865621281442914E-2,2.5381762313777666E-2,0,0,2.4529228482808298E-5,9.2703271685421074E-3,6.2542239992245494E-2]
[2004,3,15,14,null,null,3.201796153069409E-2,2.0769036637246597E-2,0,0,5.7942244623656132E-5,1.0724629379924333E-2,6.3569569792488678E-2,null,2.5854491036551987E-2,2.5269092071738181E-2,0,0,2.4529228482808298E-5,9.8271833900349485E-3,6.0975295726807932E-2]
[2004,3,15,15,null,null,3.1564239944966439E-2,2.0170684748739072E-2,0,0,5.7942244623656132E-5,8.7815848266674951E-3,6.0574451764996658E-2,null,2.5488111038873499E-2,2.4541094465201169E-2,0,0,2.4529228482808298E-5,8.0467344361897768E-3,5.8100469168747254E-2]
[2004,3,15,16,null,null,3.3823145537524177E-2,1.9475820510169082E-2,0,0,5.7942244623656132E-5,7.9209406838067434E-3,6.127784897612365E-2,null,2.7312176394789837E-2,2.3695673046362019E-2,0,0,2.4529228482808298E-5,7.2581097177184598E-3,5.829048838735313E-2]
[2004,3,15,17,null,null,3.5824269001216831E-2,1.9069576757397781E-2,0,0,5.7942244623656132E-5,7.9540869936671667E-3,6.2905874996905434E-2,null,{"$f":"G1795*X$5","v":2.8928082785503587E-2},{"$f":"H1795*Y$5","v":2.3201407906787045E-2},{"$f":"I1795*Z$5","v":0},{"$f":"J1795*AA$5","v":0},{"$f":"K1795*AB$5","v":2.4529228482808298E-5},{"$f":"L1795*AC$5","v":7.2884823165432775E-3},{"$f":"SUM(O1795:T1795)","v":5.9442502237316716E-2}]
[2004,3,15,18,null,null,3.8474605322773289E-2,1.8506366602383983E-2,0,0,5.7942244623656132E-5,5.4741361124034885E-3,6.2513050282184415E-2,null,3.1068228297385717E-2,2.2516166240967132E-2,0,0,2.4529228482808298E-5,5.0160558069542909E-3,5.8624979573789954E-2]
[2004,3,15,19,null,null,3.6959303745523336E-2,1.8054557761050975E-2,1.1894051613100009E-3,1.5899935316525914E-6,5.7942244623656132E-5,5.5964926473523165E-3,6.1859291553391933E-2,null,2.9844622884245203E-2,2.1966463363078489E-2,6.7237791005011333E-4,2.0980811811424689E-6,2.4529228482808298E-5,5.1281734443397089E-3,5.7638264911377475E-2]
[2004,3,15,20,null,null,3.9646022148358911E-2,1.7956367015439366E-2,1.1894051613100009E-3,1.5899935316525914E-6,5.7942244623656132E-5,5.8399867648863783E-3,6.4691313328149966E-2,null,3.2014146912102505E-2,2.1846997494979307E-2,6.7237791005011333E-4,2.0980811811424689E-6,2.4529228482808298E-5,5.3512917697040516E-3,5.9911441396499933E-2]
[2004,3,15,21,null,null,4.1053861080630062E-2,1.7195378230317301E-2,1.1894051613100009E-3,1.5899935316525914E-6,5.7942244623656132E-5,4.4911594074341036E-3,6.3989336117846768E-2,null,3.315097628271748E-2,2.0921124234092283E-2,6.7237791005011333E-4,2.0980811811424689E-6,2.4529228482808298E-5,4.1153354178703585E-3,5.888644115439419E-2]
[2004,3,15,22,null,null,3.4618129416604949E-2,1.6657821121557611E-2,1.1894051613100009E-3,1.5899935316525914E-6,5.7942244623656132E-5,4.9920509439835446E-3,5.7516938881611405E-2,null,2.7954125556862292E-2,2.0267093894971708E-2,6.7237791005011333E-4,2.0980811811424689E-6,2.4529228482808298E-5,4.5743119301405169E-3,5.3494536601688583E-2]
[2004,3,15,23,null,null,3.176521183531935E-2,1.6205053268996565E-2,1.1894051613100009E-3,1.5899935316525914E-6,5.7942244623656132E-5,6.7675633819177005E-3,5.5986765885698925E-2,null,2.5650395759365372E-2,1.9716224215587053E-2,6.7237791005011333E-4,2.0980811811424689E-6,2.4529228482808298E-5,6.2012479967172157E-3,5.2266873191383706E-2]
[2004,3,15,24,null,null,2.4987249184808658E-2,1.589789857165572E-2,1.1894051613100009E-3,1.5899935316525914E-6,5.7942244623656132E-5,7.8936581048215278E-3,5.0027743260751212E-2,null,2.0177193649802028E-2,1.9342517891941139E-2,6.7237791005011333E-4,2.0980811811424689E-6,2.4529228482808298E-5,7.2331101678465813E-3,4.7451826929303817E-2]
[2004,3,16,1,null,null,2.6131037252469728E-2,1.6217842006169644E-2,1.1894051613100009E-3,1.5899935316525914E-6,5.7942244623656132E-5,1.0036403729617258E-2,5.3634220387721934E-2,null,2.1100802053625894E-2,1.9731783905848673E-2,6.7237791005011333E-4,2.0980811811424689E-6,2.4529228482808298E-5,9.1965490399142733E-3,5.0728140219102907E-2]
[2004,3,16,2,null,null,2.5641973497308391E-2,1.5539253940946116E-2,1.1894051613100009E-3,1.5899935316525914E-6,5.7942244623656132E-5,1.0167441654574807E-2,5.2597606492294613E-2,null,2.070588326836845E-2,1.8906165240986549E-2,6.7237791005011333E-4,2.0980811811424689E-6,2.4529228482808298E-5,9.3166216013044131E-3,4.9627675330373482E-2]
[2004,3,16,3,null,null,2.5760793780636265E-2,1.5343428106244332E-2,1.1894051613100009E-3,1.5899935316525914E-6,5.7942244623656132E-5,1.0564741587329129E-2,5.2917900873675025E-2,null,2.080183059928507E-2,1.8667909556164361E-2,6.7237791005011333E-4,2.0980811811424689E-6,2.4529228482808298E-5,9.6806751421506729E-3,4.9849420517314176E-2]
[2004,3,16,4,null,null,2.655403907680521E-2,1.5014153333225016E-2,1.1894051613100009E-3,1.5899935316525914E-6,5.7942244623656132E-5,1.0414750282395477E-2,5.3231880091891004E-2,null,2.1442375856356666E-2,1.8267290369937683E-2,6.7237791005011333E-4,2.0980811811424689E-6,2.4529228482808298E-5,9.5432352355322818E-3,4.9951906681540703E-2]
[2004,3,16,5,null,null,2.7884410007310057E-2,1.5274131143428449E-2,1.1894051613100009E-3,1.5899935316525914E-6,5.7942244623656132E-5,1.0133977606569118E-2,5.454145615677293E-2,null,2.251664984675587E-2,1.8583597926103194E-2,6.7237791005011333E-4,2.0980811811424689E-6,2.4529228482808298E-5,9.2859578529290686E-3,5.1085210845502202E-2]
[2004,3,16,6,null,null,3.0882229540728494E-2,1.603663015307771E-2,1.1894051613100009E-3,1.5899935316525914E-6,5.7942244623656132E-5,1.0346567796954705E-2,5.8514364890226211E-2,null,2.4937387912221564E-2,1.9511308633921112E-2,6.7237791005011333E-4,2.0980811811424689E-6,2.4529228482808298E-5,9.4807583177127144E-3,5.4628460083569461E-2]
[2004,3,16,7,null,null,3.8313856774259844E-2,1.7692329732396029E-2,0,0,5.7942244623656132E-5,1.0306107090425268E-2,6.6370235841704789E-2,null,3.0938423909223921E-2,2.1525750894468801E-2,0,0,2.4529228482808298E-5,9.4436833970726157E-3,6.1932387429248156E-2]
[2004,3,16,8,null,null,4.1431161408024587E-2,1.9970410265771104E-2,0,0,5.7942244623656132E-5,1.3413499754921288E-2,7.4873013673340622E-2,null,3.3455646145080779E-2,2.4297426237438427E-2,0,0,2.4529228482808298E-5,1.2291046834732703E-2,7.0068648445734724E-2]
[2004,3,16,9,null,null,4.0223498483241957E-2,2.1461274345538333E-2,0,0,5.7942244623656132E-5,1.4914794038817299E-2,7.6657509112221245E-2,null,3.2480458819865325E-2,2.6111317866409026E-2,0,0,2.4529228482808298E-5,1.3666711552608613E-2,7.2283017467365776E-2]
[2004,3,16,10,null,null,3.8334988947397647E-2,2.2063819869204717E-2,0,0,5.7942244623656132E-5,1.5375567704022718E-2,7.5832318765248735E-2,null,3.0955488130518911E-2,2.6844417748742234E-2,0,0,2.4529228482808298E-5,1.4088927290687961E-2,7.1913362398431921E-2]
[2004,3,16,11,null,null,3.7778364469866245E-2,2.2188428063152188E-2,0,0,5.7942244623656132E-5,1.3963134873167249E-2,7.3987869650809335E-2,null,3.0506014089166689E-2,2.69960249696619E-2,0,0,2.4529228482808298E-5,1.279468802486255E-2,7.0321256312173952E-2]
[2004,3,16,12,null,null,3.728992368225427E-2,2.207287537598223E-2,0,0,5.7942244623656132E-5,1.3839757544550503E-2,7.3260498847410649E-2,null,3.0111598349954371E-2,2.685543532449762E-2,0,0,2.4529228482808298E-5,1.2681635014680307E-2,6.9673197917615115E-2]
[2004,3,16,13,null,null,3.5860787575953457E-2,2.172017697894877E-2,0,0,5.7942244623656132E-5,1.2221425678607961E-2,6.9860332478133835E-2,null,2.8957571519890708E-2,2.6426317285762509E-2,0,0,2.4529228482808298E-5,1.1198726517877126E-2,6.6607144552013151E-2]
[2004,3,16,14,null,null,3.3759996011567282E-2,2.1770503448525699E-2,0,0,5.7942244623656132E-5,1.3112214407150028E-2,6.8700656111866668E-2,null,2.7261183178021498E-2,2.6487548059996122E-2,0,0,2.4529228482808298E-5,1.2014973297793424E-2,6.5788233764293852E-2]
[2004,3,16,15,null,null,3.2994858662591157E-2,2.1483025444534717E-2,0,0,5.7942244623656132E-5,1.2908896146605486E-2,6.7444722498355009E-2,null,2.6643335076983896E-2,2.6137781805627827E-2,0,0,2.4529228482808298E-5,1.1828668879977895E-2,6.4634314991072431E-2]
[2004,3,16,16,null,null,3.5847442694099313E-2,2.0833103835994411E-2,0,0,5.7942244623656132E-5,1.1349977606120725E-2,6.8088466380838097E-2,null,2.8946795533169912E-2,2.5347040797633034E-2,0,0,2.4529228482808298E-5,1.040020195168042E-2,6.4718567510966177E-2]
[2004,3,16,17,null,null,3.815708668771365E-2,2.0416448335351906E-2,0,0,5.7942244623656132E-5,1.0585111327961553E-2,6.921658859565076E-2,null,3.0811832127497829E-2,2.4840107982605393E-2,0,0,2.4529228482808298E-5,9.6993403257864819E-3,6.5375809664372508E-2]
[2004,3,16,18,null,null,4.0110295713652766E-2,2.0051131940776946E-2,0,0,5.7942244623656132E-5,1.0802232261112512E-2,7.102160216016587E-2,null,3.2389047629029499E-2,2.4395637987628588E-2,0,0,2.4529228482808298E-5,9.8982923969773134E-3,6.6707507242118214E-2]
[2004,3,16,19,null,null,4.2426914492405689E-2,1.9286609164913437E-2,1.1894051613100009E-3,1.5899935316525914E-6,5.7942244623656132E-5,8.7439059736018065E-3,7.1706367030386242E-2,null,3.4259716359546805E-2,2.3465465021416467E-2,6.7237791005011333E-4,2.0980811811424689E-6,2.4529228482808298E-5,8.012208581180201E-3,6.6436395181857538E-2]
[2004,3,16,20,null,null,4.4747255077094643E-2,1.8830546416118314E-2,1.1894051613100009E-3,1.5899935316525914E-6,5.7942244623656132E-5,7.7647647746594117E-3,7.2591503667337687E-2,null,3.6133390446858003E-2,2.2910586536146398E-2,6.7237791005011333E-4,2.0980811811424689E-6,2.4529228482808298E-5,7.1150027397589941E-3,6.6857984942477466E-2]
[2004,3,16,21,null,null,4.4114119286781224E-2,1.8106119846246591E-2,1.1894051613100009E-3,1.5899935316525914E-6,5.7942244623656132E-5,6.959169076837711E-3,7.0428345609330839E-2,null,3.5622133551259386E-2,2.2029197475448545E-2,6.7237791005011333E-4,2.0980811811424689E-6,2.4529228482808298E-5,6.3768199662324289E-3,6.472715621265443E-2]
[2004,3,16,22,null,null,3.9264794272368994E-2,1.7292992997262592E-2,1.1894051613100009E-3,1.5899935316525914E-6,5.7942244623656132E-5,6.1936479669418964E-3,6.4000372636038791E-2,null,3.1706305555830774E-2,2.1039889325443616E-2,6.7237791005011333E-4,2.0980811811424689E-6,2.4529228482808298E-5,5.6753583054713046E-3,5.9120558406459765E-2]
[2004,3,16,23,null,null,3.7618377446886606E-2,1.6571043154016234E-2,1.1894051613100009E-3,1.5899935316525914E-6,5.7942244623656132E-5,6.602394788672937E-3,6.2040752789041087E-2,null,3.0376824632566638E-2,2.0161513627099833E-2,6.7237791005011333E-4,2.0980811811424689E-6,2.4529228482808298E-5,6.0499008500149928E-3,5.7287244329395533E-2]
[2004,3,16,24,null,null,3.0931460435524614E-2,1.6364399429601575E-2,1.1894051613100009E-3,1.5899935316525914E-6,5.7942244623656132E-5,7.7354001713693943E-3,5.6280197435960889E-2,null,2.4977141839935154E-2,1.9910096125677713E-2,6.7237791005011333E-4,2.0980811811424689E-6,2.4529228482808298E-5,7.088095391124009E-3,5.2674338576450944E-2]
[2004,3,17,1,null,null,2.7531508617831831E-2,1.625880660675803E-2,1.1894051613100009E-3,1.5899935316525914E-6,5.7942244623656132E-5,1.024484870004028E-2,5.5284101324095447E-2,null,2.2231682116930076E-2,1.9781624362198654E-2,6.7237791005011333E-4,2.0980811811424689E-6,2.4529228482808298E-5,9.3875511602217535E-3,5.2099862859064552E-2]
[2004,3,17,2,null,null,2.6992352498329941E-2,1.5759631538150132E-2,1.1894051613100009E-3,1.5899935316525914E-6,5.7942244623656132E-5,1.0214680967289851E-2,5.4215602403235232E-2,null,2.1796313767648984E-2,1.9174292352106857E-2,6.7237791005011333E-4,2.0980811811424689E-6,2.4529228482808298E-5,9.3599078886738348E-3,5.1029519228143742E-2]
[2004,3,17,3,null,null,2.7214611750237046E-2,1.5409101103130518E-2,1.1894051613100009E-3,1.5899935316525914E-6,5.7942244623656132E-5,1.067309988007894E-2,5.4545750132911811E-2,null,2.1975788024019557E-2,1.8747812010665686E-2,6.7237791005011333E-4,2.0980811811424689E-6,2.4529228482808298E-5,9.7799659219958788E-3,5.1202571176395185E-2]
[2004,3,17,4,null,null,2.8065159224843657E-2,1.5060103604403977E-2,1.1894051613100009E-3,1.5899935316525914E-6,5.7942244623656132E-5,1.0495187491402333E-2,5.4869387720115272E-2,null,2.2662604767093517E-2,1.8323196748910513E-2,6.7237791005011333E-4,2.0980811811424689E-6,2.4529228482808298E-5,9.6169413913620248E-3,5.1301748127080125E-2]
[2004,3,17,5,null,null,2.9499320262015204E-2,1.5275343201942728E-2,1.1894051613100009E-3,1.5899935316525914E-6,5.7942244623656132E-5,1.0195647320811798E-2,5.6219248184235036E-2,null,2.3820689226810837E-2,1.858507260298535E-2,6.7237791005011333E-4,2.0980811811424689E-6,2.4529228482808298E-5,9.3424669937119016E-3,5.2447234043222157E-2]
[2004,3,17,6,null,null,3.2567246119515322E-2,1.6166259450056945E-2,1.1894051613100009E-3,1.5899935316525914E-6,5.7942244623656132E-5,1.0331927570177054E-2,6.031437053921463E-2,null,2.6298038120727864E-2,1.9669024887100067E-2,6.7237791005011333E-4,2.0980811811424689E-6,2.4529228482808298E-5,9.4673431974023579E-3,5.6133411424944366E-2]
[2004,3,17,7,null,null,4.0379616530106847E-2,1.783079587981665E-2,0,0,5.7942244623656132E-5,1.0143546456233884E-2,6.8411901110781034E-2,null,3.2606524079811461E-2,2.1694218690501078E-2,0,0,2.4529228482808298E-5,9.2947259732207906E-3,6.3619997972016132E-2]
[2004,3,17,8,null,null,4.350867933940817E-2,2.0191802133549371E-2,0,0,5.7942244623656132E-5,1.3417813074220537E-2,7.7176236791801731E-2,null,3.5133241037676941E-2,2.4566787382518711E-2,0,0,2.4529228482808298E-5,1.229499921185194E-2,7.2019556860530409E-2]
[2004,3,17,9,null,null,4.2254607918226855E-2,2.1538406728199486E-2,0,0,5.7942244623656132E-5,1.516467284720925E-2,7.9015629738259249E-2,null,3.4120578870316734E-2,2.6205162627397211E-2,0,0,2.4529228482808298E-5,1.3895680292539878E-2,7.4245951018736628E-2]
[2004,3,17,10,null,null,4.0150855895673979E-2,2.2486388649408752E-2,0,0,5.7942244623656132E-5,1.5469865901692789E-2,7.8165052691399187E-2,null,3.2421799959670629E-2,2.7358545081661873E-2,0,0,2.4529228482808298E-5,1.4175334536013216E-2,7.3980208805828535E-2]
[2004,3,17,11,null,null,3.9615101519327192E-2,2.2472649118169517E-2,0,0,5.7942244623656132E-5,1.4118172700757813E-2,7.6263865582878176E-2,null,3.1989178516616784E-2,2.7341828587489771E-2,0,0,2.4529228482808298E-5,1.2936752156885343E-2,7.2292288489474707E-2]
[2004,3,17,12,null,null,3.9047723390047293E-2,2.2376208455384902E-2,0,0,5.7942244623656132E-5,1.4032254199332633E-2,7.5514128289388485E-2,null,3.1531020905810107E-2,2.7224491995045539E-2,0,0,2.4529228482808298E-5,1.2858023387788412E-2,7.163806551712687E-2]
[2004,3,17,13,null,null,3.7522366230923247E-2,2.2106961633241547E-2,0,0,5.7942244623656132E-5,1.2322096244400798E-2,7.2009366353189247E-2,null,3.0299295614357485E-2,2.6896907097508121E-2,0,0,2.4529228482808298E-5,1.1290972886211E-2,6.8511704826559425E-2]
[2004,3,17,14,null,null,3.5479588833516609E-2,2.1853953974093784E-2,0,0,5.7942244623656132E-5,1.3422525198315763E-2,7.0814010250549814E-2,null,2.8649753688951344E-2,2.6589079924513766E-2,0,0,2.4529228482808298E-5,1.2299317021447027E-2,6.7562679863394953E-2]
[2004,3,17,15,null,null,3.4630472731097678E-2,2.1610241142042259E-2,0,0,5.7942244623656132E-5,1.3220789012812604E-2,6.9519445130576188E-2,null,2.7964092778342262E-2,2.6292561501452691E-2,0,0,2.4529228482808298E-5,1.2114462289305258E-2,6.6395645797583017E-2]
[2004,3,17,16,null,null,3.7516130720715579E-2,2.107470492518768E-2,0,0,5.7942244623656132E-5,1.1534215308779043E-2,7.0182993199305946E-2,null,3.0294260442376972E-2,2.5640989923636708E-2,0,0,2.4529228482808298E-5,1.0569022488711863E-2,6.6528802083208355E-2]
[2004,3,17,17,null,null,3.9994615625026493E-2,2.0449972541700369E-2,0,0,5.7942244623656132E-5,1.0843287380736978E-2,7.1345817792087499E-2,null,3.2295636004069289E-2,2.4880895924369241E-2,0,0,2.4529228482808298E-5,9.9359119897256369E-3,6.7136973146646975E-2]
[2004,3,17,18,null,null,4.1960574660998382E-2,2.0307454741524712E-2,0,0,5.7942244623656132E-5,1.0880380559974192E-2,7.3206352207120934E-2,null,3.3883147133565661E-2,2.4707498598465268E-2,0,0,2.4529228482808298E-5,9.9699011805843805E-3,6.8585076141098128E-2]
[2004,3,17,19,null,null,4.4425006953021866E-2,1.9454728311074924E-2,1.1894051613100009E-3,1.5899935316525914E-6,5.7942244623656132E-5,8.7835036562324935E-3,7.3912176319794604E-2,null,3.5873175216497438E-2,2.367001077178401E-2,6.7237791005011333E-4,2.0980811811424689E-6,2.4529228482808298E-5,8.0484926964859097E-3,6.8290683904481425E-2]
[2004,3,17,20,null,null,4.6871181280485938E-2,1.8775672963154102E-2,1.1894051613100009E-3,1.5899935316525914E-6,5.7942244623656132E-5,7.9287632711926744E-3,7.4824554914298028E-2,null,3.7848460000403303E-2,2.2843823577446611E-2,6.7237791005011333E-4,2.0980811811424689E-6,2.4529228482808298E-5,7.2652777044248367E-3,6.8656566501988814E-2]
[2004,3,17,21,null,null,4.6148109281692731E-2,1.8101013859068583E-2,1.1894051613100009E-3,1.5899935316525914E-6,5.7942244623656132E-5,7.0967863329341116E-3,7.2594846873160729E-2,null,3.7264579652691004E-2,2.2022985167079519E-2,6.7237791005011333E-4,2.0980811811424689E-6,2.4529228482808298E-5,6.5029212948083427E-3,6.6489491334292938E-2]
[2004,3,17,22,null,null,4.1163639840922528E-2,1.7260292787468469E-2,1.1894051613100009E-3,1.5899935316525914E-6,5.7942244623656132E-5,6.2962692496684042E-3,6.5969139277524708E-2,null,3.3239622587425681E-2,2.1000103916688981E-2,6.7237791005011333E-4,2.0980811811424689E-6,2.4529228482808298E-5,5.769392153108204E-3,6.0708123876936936E-2]
[2004,3,17,23,null,null,3.9506561377999815E-2,1.6595674062006162E-2,1.1894051613100009E-3,1.5899935316525914E-6,5.7942244623656132E-5,6.5980664728664817E-3,6.3949239312337758E-2,null,3.1901532396223869E-2,2.0191481347446177E-2,6.7237791005011333E-4,2.0980811811424689E-6,2.4529228482808298E-5,6.0459347313088635E-3,5.8837953694692982E-2]
[2004,3,17,24,null,null,3.2601326935679777E-2,1.6429464942177521E-2,1.1894051613100009E-3,1.5899935316525914E-6,5.7942244623656132E-5,7.7317490174092949E-3,5.8011478294731897E-2,null,2.6325558366050088E-2,1.998925947141653E-2,6.7237791005011333E-4,2.0980811811424689E-6,2.4529228482808298E-5,7.084749768792452E-3,5.4098572825973142E-2]
[2004,3,18,1,null,null,2.1375447883780214E-2,1.5715123893772043E-2,1.1894051613100009E-3,1.5899935316525914E-6,5.7942244623656132E-5,1.0026028091666084E-2,4.8365537268683652E-2,null,1.7260665554353898E-2,1.9120141175847233E-2,6.7237791005011333E-4,2.0980811811424689E-6,2.4529228482808298E-5,9.1870416440572502E-3,4.6266853593972451E-2]
[2004,3,18,2,null,null,1.9811867000998424E-2,1.5379254401724048E-2,1.1894051613100009E-3,1.5899935316525914E-6,5.7942244623656132E-5,1.0990695961630053E-2,4.7430754763817834E-2,null,1.5998074621447325E-2,1.8711498383844633E-2,6.7237791005011333E-4,2.0980811811424689E-6,2.4529228482808298E-5,1.0070985296819376E-2,4.5479563521825403E-2]
[2004,3,18,3,null,null,1.9872902975287807E-2,1.5142190841696115E-2,1.1894051613100009E-3,1.5899935316525914E-6,5.7942244623656132E-5,1.1455556835600898E-2,4.7719588052050128E-2,null,1.6047361146095663E-2,1.8423069939626047E-2,6.7237791005011333E-4,2.0980811811424689E-6,2.4529228482808298E-5,1.0496946222603427E-2,4.5666382528039208E-2]
[2004,3,18,4,null,null,2.090516268423909E-2,1.4882878382128971E-2,1.1894051613100009E-3,1.5899935316525914E-6,5.7942244623656132E-5,1.0965744653390098E-2,4.8002723119223469E-2,null,1.6880910445194224E-2,1.8107571896524722E-2,6.7237791005011333E-4,2.0980811811424689E-6,2.4529228482808298E-5,1.0048121934999682E-2,4.5735609496432697E-2]
[2004,3,18,5,null,null,2.1744262146836873E-2,1.5156424285465124E-2,1.1894051613100009E-3,1.5899935316525914E-6,5.7942244623656132E-5,1.1034030367857318E-2,4.9183654199624616E-2,null,1.7558482923183256E-2,1.8440387363027957E-2,6.7237791005011333E-4,2.0980811811424689E-6,2.4529228482808298E-5,1.0110693443554102E-2,4.6808568949479379E-2]
[2004,3,18,6,null,null,2.5585013041933741E-2,1.5798472343638154E-2,1.1894051613100009E-3,1.5899935316525914E-6,5.7942244623656132E-5,1.0133865427864265E-2,5.2766288212901462E-2,null,2.0659887723601802E-2,1.9221548847781631E-2,6.7237791005011333E-4,2.0980811811424689E-6,2.4529228482808298E-5,9.2858550614324121E-3,4.9866296852529912E-2]
[2004,3,18,7,null,null,3.4086262826790885E-2,1.7083405162923018E-2,0,0,5.7942244623656132E-5,8.6228365821951238E-3,5.9850446816532676E-2,null,2.7524643499867295E-2,2.0784889809792272E-2,0,0,2.4529228482808298E-5,7.9012703780847581E-3,5.6235332916227135E-2]
[2004,3,18,8,null,null,3.6302479861084674E-2,1.9599639091238259E-2,0,0,5.7942244623656132E-5,1.1557905574136869E-2,6.7517966771083446E-2,null,2.9314237862183977E-2,2.38463195679064E-2,0,0,2.4529228482808298E-5,1.0590730332776455E-2,6.377581699134964E-2]
[2004,3,18,9,null,null,3.5864559252548812E-2,2.052521824504918E-2,0,0,5.7942244623656132E-5,1.2679449176032186E-2,6.9127168918253837E-2,null,{"$f":"G1859*X$5","v":2.8960617147221916E-2},{"$f":"H1859*Y$5","v":2.497244521667074E-2},{"$f":"I1859*Z$5","v":0},{"$f":"J1859*AA$5","v":0},{"$f":"K1859*AB$5","v":2.4529228482808298E-5},{"$f":"L1859*AC$5","v":1.1618422224523991E-2},{"$f":"SUM(O1859:T1859)","v":6.5576013816899453E-2}]
[2004,3,18,10,null,null,3.2528528770967298E-2,2.1496815554820501E-2,0,0,5.7942244623656132E-5,1.4299749724733237E-2,6.8383036295144695E-2,null,2.6266773877373886E-2,2.6154559837877334E-2,0,0,2.4529228482808298E-5,1.3103134663059729E-2,6.5548997606793766E-2]
[2004,3,18,11,null,null,3.2036010071866211E-2,2.1553785456134362E-2,0,0,5.7942244623656132E-5,1.3072040331506822E-2,6.6719778104131044E-2,null,2.5869065226277032E-2,2.622387348524392E-2,0,0,2.4529228482808298E-5,1.1978161022526369E-2,6.4095628962530127E-2]
[2004,3,18,12,null,null,3.1819208200575266E-2,2.1375481970115667E-2,0,0,5.7942244623656132E-5,1.2811230863072676E-2,6.6063863278387258E-2,null,2.569399780255532E-2,2.6006936740241595E-2,0,0,2.4529228482808298E-5,1.173917630936158E-2,6.3464640080641302E-2]
[2004,3,18,13,null,null,2.9741430287881978E-2,2.1416813814826477E-2,0,0,5.7942244623656132E-5,1.1781519964985152E-2,6.299770631231727E-2,null,2.4016192975156312E-2,2.605722401199782E-2,0,0,2.4529228482808298E-5,1.079563248367321E-2,6.0893578699310155E-2]
[2004,3,18,14,null,null,2.7990632537445066E-2,2.1447127008827976E-2,0,0,5.7942244623656132E-5,1.2456239892529121E-2,6.1951941683425812E-2,null,2.2602424497044669E-2,2.6094105206999358E-2,0,0,2.4529228482808298E-5,1.1413891281249715E-2,6.0134950213776552E-2]
[2004,3,18,15,null,null,2.7658156022994415E-2,2.0947750517260614E-2,0,0,5.7942244623656132E-5,1.2155538351065974E-2,6.0819387135944654E-2,null,2.233394984557481E-2,2.5486528131361333E-2,0,0,2.4529228482808298E-5,1.1138352697216577E-2,5.8983359902635535E-2]
[2004,3,18,16,null,null,3.0345178272236387E-2,2.0480111770753723E-2,0,0,5.7942244623656132E-5,1.0516661918815104E-2,6.1399894206428864E-2,null,2.4503719229282864E-2,2.4917565461200556E-2,0,0,2.4529228482808298E-5,9.6366188206610109E-3,5.9082432739627239E-2]
[2004,3,18,17,null,null,3.2293540682046123E-2,1.9960550198006639E-2,0,0,5.7942244623656132E-5,1.0105166117156649E-2,6.2417199241833067E-2,null,2.6077021090242677E-2,2.4285429775372055E-2,0,0,2.4529228482808298E-5,9.259557333138017E-3,5.9646537427235566E-2]
[2004,3,18,18,null,null,3.5747395105018016E-2,1.9274972120486927E-2,0,0,5.7942244623656132E-5,8.9645849185078681E-3,6.4044894388636461E-2,null,2.886600714529421E-2,2.3451306562736248E-2,0,0,2.4529228482808298E-5,8.2144209267155013E-3,6.0556263863228772E-2]
[2004,3,18,19,null,null,3.6535110584876886E-2,1.8759062912658116E-2,1.1894051613100009E-3,1.5899935316525914E-6,5.7942244623656132E-5,8.1192770537583704E-3,6.4662387950758682E-2,null,2.9502087077923289E-2,2.2823614604703668E-2,6.7237791005011333E-4,2.0980811811424689E-6,2.4529228482808298E-5,7.4398491337282092E-3,6.0464556036069234E-2]
[2004,3,18,20,null,null,3.7705442177592009E-2,1.844848708603947E-2,1.1894051613100009E-3,1.5899935316525914E-6,5.7942244623656132E-5,8.0577178325661625E-3,6.5460584495662957E-2,null,3.0447129367534374E-2,2.2445745891043235E-2,6.7237791005011333E-4,2.0980811811424689E-6,2.4529228482808298E-5,7.3834412398446243E-3,6.0975321718136299E-2]
[2004,3,18,21,null,null,3.8201060519811238E-2,1.7344667066604053E-2,1.1894051613100009E-3,1.5899935316525914E-6,5.7942244623656132E-5,6.7152514779641737E-3,6.3509916463844768E-2,null,3.0847340979200333E-2,2.1102759685716808E-2,6.7237791005011333E-4,2.0980811811424689E-6,2.4529228482808298E-5,6.1533135968026122E-3,5.8802419481433825E-2]
[2004,3,18,22,null,null,3.4027533251809558E-2,1.6498721497591264E-2,1.1894051613100009E-3,1.5899935316525914E-6,5.7942244623656132E-5,5.938196756563147E-3,5.7713388905429278E-2,null,2.7477219391731002E-2,2.0073521938948739E-2,6.7237791005011333E-4,2.0980811811424689E-6,2.4529228482808298E-5,5.4412834668295541E-3,5.3691030017223362E-2]
[2004,3,18,23,null,null,3.0347240978240351E-2,1.6373838574904931E-2,1.1894051613100009E-3,1.5899935316525914E-6,5.7942244623656132E-5,7.9762503520341456E-3,5.5946267304644734E-2,null,2.4505384863550039E-2,1.9921580463440464E-2,6.7237791005011333E-4,2.0980811811424689E-6,2.4529228482808298E-5,7.3087910264758634E-3,5.2434761573180437E-2]
[2004,3,18,24,null,null,2.3665658662322165E-2,1.6276233025002845E-2,1.1894051613100009E-3,1.5899935316525914E-6,5.7942244623656132E-5,9.5607615633875771E-3,5.0751590650177897E-2,null,1.9110009835340173E-2,1.9802826586201628E-2,6.7237791005011333E-4,2.0980811811424689E-6,2.4529228482808298E-5,8.7607090094585505E-3,4.837255065071442E-2]
[2004,3,19,1,null,null,1.8184341296502458E-2,1.4812357315113144E-2,1.1894051613100009E-3,1.5899935316525914E-6,5.7942244623656132E-5,7.2451002095495183E-3,4.1490736220630431E-2,null,1.4683848270768818E-2,1.8021770933940622E-2,6.7237791005011333E-4,2.0980811811424689E-6,2.4529228482808298E-5,6.6388241417183677E-3,4.0043448566141879E-2]
[2004,3,19,2,null,null,1.6874211450049921E-2,1.4653238015570301E-2,1.1894051613100009E-3,1.5899935316525914E-6,5.7942244623656132E-5,8.1825600317708986E-3,4.0958946896856425E-2,null,1.3625918947587074E-2,1.7828175039207219E-2,6.7237791005011333E-4,2.0980811811424689E-6,2.4529228482808298E-5,7.4978365390142888E-3,3.9650935745522656E-2]
[2004,3,19,3,null,null,1.6861225803581688E-2,1.4340836391585125E-2,1.1894051613100009E-3,1.5899935316525914E-6,5.7942244623656132E-5,7.972480944416941E-3,4.0423480539049067E-2,null,1.3615433043295667E-2,1.7448084930179974E-2,6.7237791005011333E-4,2.0980811811424689E-6,2.4529228482808298E-5,7.3053370460525024E-3,3.9067860239242212E-2]
[2004,3,19,4,null,null,1.7423132720552431E-2,1.409682585378819E-2,1.1894051613100009E-3,1.5899935316525914E-6,5.7942244623656132E-5,8.3917599721107811E-3,4.1160655945916703E-2,null,1.4069172652366955E-2,1.7151204297064456E-2,6.7237791005011333E-4,2.0980811811424689E-6,2.4529228482808298E-5,7.6895304527221861E-3,3.9608912621867665E-2]
[2004,3,19,5,null,null,1.88980972638698E-2,1.4333772436590493E-2,1.1894051613100009E-3,1.5899935316525914E-6,5.7942244623656132E-5,9.079633005215481E-3,4.3560440105141082E-2,null,1.5260205926858001E-2,1.7439490418442734E-2,6.7237791005011333E-4,2.0980811811424689E-6,2.4529228482808298E-5,8.3198416929440057E-3,4.1718543257958804E-2]
[2004,3,19,6,null,null,2.2488171608874879E-2,1.5223129565340715E-2,1.1894051613100009E-3,1.5899935316525914E-6,5.7942244623656132E-5,8.9205486218195146E-3,4.7880787195500416E-2,null,1.8159189514070678E-2,1.8521545766678926E-2,6.7237791005011333E-4,2.0980811811424689E-6,2.4529228482808298E-5,8.1740696243027093E-3,4.5553810124766378E-2]
[2004,3,19,7,null,null,2.8875442916153068E-2,1.6639365085622446E-2,0,0,5.7942244623656132E-5,8.0073727382322067E-3,5.358012298463137E-2,null,2.3316908521376564E-2,2.0244638964612129E-2,0,0,2.4529228482808298E-5,7.3373090652694792E-3,5.0923385779740982E-2]
[2004,3,19,8,null,null,3.0551724936718091E-2,1.8590970087506955E-2,0,0,5.7942244623656132E-5,9.7059550888726909E-3,5.8906592357721388E-2,null,2.4670505577637759E-2,2.2619100878355579E-2,0,0,2.4529228482808298E-5,8.8937526188404142E-3,5.6207888303316564E-2]
[2004,3,19,9,null,null,3.012775931562001E-2,1.9744454804146685E-2,0,0,5.7942244623656132E-5,1.0592598803346877E-2,6.0522755167737224E-2,null,2.4328153509409482E-2,2.4022512698422371E-2,0,0,2.4529228482808298E-5,9.7062012429457896E-3,5.8081396679260447E-2]
[2004,3,19,10,null,null,2.8158155850826642E-2,2.0603571643201632E-2,0,0,5.7942244623656132E-5,1.0980582707567705E-2,5.9800252446219629E-2,null,2.2737699505108042E-2,2.5067775552238502E-2,0,0,2.4529228482808298E-5,1.0061718328347088E-2,5.7891722614176445E-2]
[2004,3,19,11,null,null,2.7425542031144098E-2,2.0761366744113333E-2,0,0,5.7942244623656132E-5,9.9147913621951394E-3,5.8159642382076222E-2,null,2.2146114140871836E-2,2.5259760332421142E-2,0,0,2.4529228482808298E-5,9.0851132974921964E-3,5.6515516999267983E-2]
[2004,3,19,12,null,null,2.747195777740407E-2,2.0736733079079476E-2,0,0,5.7942244623656132E-5,9.1057143443310454E-3,5.7372347445438246E-2,null,2.2183594837276662E-2,2.5229789257658407E-2,0,0,2.4529228482808298E-5,8.3437405237069707E-3,5.578165384712485E-2]
[2004,3,19,13,null,null,2.5023867169601532E-2,2.119083288732361E-2,0,0,5.7942244623656132E-5,9.9908912967279322E-3,5.6263533598276724E-2,null,2.0206762657769523E-2,2.5782279489376777E-2,0,0,2.4529228482808298E-5,9.1548451256170289E-3,5.516841650124614E-2]
[2004,3,19,14,null,null,2.405201936944679E-2,2.0671021103870157E-2,0,0,5.7942244623656132E-5,9.9849768492443671E-3,5.4765959567184969E-2,null,1.9421995950685254E-2,2.5149839379347626E-2,0,0,2.4529228482808298E-5,9.1494256040640966E-3,5.3745790162579785E-2]
[2004,3,19,15,null,null,2.3435150841652673E-2,1.9863306924693822E-2,0,0,5.7942244623656132E-5,8.3972976283468118E-3,5.1753697639316962E-2,null,1.8923874863017175E-2,2.4167116669684137E-2,0,0,2.4529228482808298E-5,7.6946047132354966E-3,5.0810125474419619E-2]
[2004,3,19,16,null,null,2.4840955256656257E-2,1.890643885124197E-2,0,0,5.7942244623656132E-5,7.244197452477133E-3,5.1049533804999013E-2,null,2.0059061361758258E-2,2.3002922688476587E-2,0,0,2.4529228482808298E-5,6.6379969281156687E-3,4.9724510206833321E-2]
[2004,3,19,17,null,null,2.7208061504646542E-2,1.8504491956042847E-2,0,0,5.7942244623656132E-5,6.4917641014455539E-3,5.2262259806758596E-2,null,2.1970498703344207E-2,2.2513885412451903E-2,0,0,2.4529228482808298E-5,5.9485278315697847E-3,5.0457441175848709E-2]
[2004,3,19,18,null,null,2.8789079461439087E-2,1.8232680845874125E-2,0,0,5.7942244623656132E-5,5.6006559162442415E-3,5.2680358468181109E-2,null,2.3247170066489371E-2,2.2183180619112709E-2,0,0,2.4529228482808298E-5,5.1319883273956736E-3,5.0586868241480565E-2]
[2004,3,19,19,null,null,2.9669137188900241E-2,1.754488882062016E-2,1.1894051613100009E-3,1.5899935316525914E-6,5.7942244623656132E-5,4.7308484500017105E-3,5.3193811858987423E-2,null,2.39578163268542E-2,2.1346363759673925E-2,6.7237791005011333E-4,2.0980811811424689E-6,2.4529228482808298E-5,4.3349670801358176E-3,5.033815238637801E-2]
[2004,3,19,20,null,null,3.1265323917821143E-2,1.743065667630278E-2,1.1894051613100009E-3,1.5899935316525914E-6,5.7942244623656132E-5,5.5313206680495238E-3,5.5476238661638755E-2,null,2.5246736467381774E-2,2.1207380781179327E-2,6.7237791005011333E-4,2.0980811811424689E-6,2.4529228482808298E-5,5.0684551109771601E-3,5.2221577579252332E-2]
[2004,3,19,21,null,null,3.1864071708640675E-2,1.6449508852876653E-2,1.1894051613100009E-3,1.5899935316525914E-6,5.7942244623656132E-5,4.3941376415392456E-3,5.3956655602521879E-2,null,2.5730225067243404E-2,2.0013646323526257E-2,6.7237791005011333E-4,2.0980811811424689E-6,2.4529228482808298E-5,4.0264325147958153E-3,5.0469309125279541E-2]
[2004,3,19,22,null,null,2.8263925742687261E-2,1.5839335323011034E-2,1.1894051613100009E-3,1.5899935316525914E-6,5.7942244623656132E-5,4.3305668215236391E-3,4.9682765286687247E-2,null,2.2823108650172629E-2,1.9271265664509041E-2,6.7237791005011333E-4,2.0980811811424689E-6,2.4529228482808298E-5,3.9681813543671202E-3,4.6761560888762863E-2]
[2004,3,19,23,null,null,2.5603157179908034E-2,1.4761548468211904E-2,1.1894051613100009E-3,1.5899935316525914E-6,5.7942244623656132E-5,3.7279940964646176E-3,4.5341637144049866E-2,null,2.0674539107706086E-2,1.7959953265031331E-2,6.7237791005011333E-4,2.0980811811424689E-6,2.4529228482808298E-5,3.4160324208037029E-3,4.2749530013255189E-2]
[2004,3,19,24,null,null,2.0523325657984478E-2,1.4330638760607238E-2,1.1894051613100009E-3,1.5899935316525914E-6,5.7942244623656132E-5,6.1616806906324584E-3,4.2264582508689481E-2,null,1.6572577200329165E-2,1.7435677764619309E-2,6.7237791005011333E-4,2.0980811811424689E-6,2.4529228482808298E-5,5.6460660776801209E-3,4.0353326262342656E-2]
[2004,3,20,1,null,null,2.5612744337754303E-2,1.4554825413990748E-2,1.1894051613100009E-3,1.5899935316525914E-6,5.7942244623656132E-5,1.0661631626400372E-2,5.2078138777610736E-2,null,2.0682280733804449E-2,1.7708439245305577E-2,6.7237791005011333E-4,2.0980811811424689E-6,2.4529228482808298E-5,9.7694573414127857E-3,4.8859182540236884E-2]
[2004,3,20,2,null,null,2.4271493982330694E-2,1.4007077183037434E-2,1.1894051613100009E-3,1.5899935316525914E-6,5.7942244623656132E-5,1.1452432398126959E-2,5.0979940962960393E-2,null,1.9599221612166477E-2,1.7042009659675748E-2,6.7237791005011333E-4,2.0980811811424689E-6,2.4529228482808298E-5,1.0494083240680288E-2,4.7834319732236584E-2]
[2004,3,20,3,null,null,2.4383419216490156E-2,1.3513777747864537E-2,1.1894051613100009E-3,1.5899935316525914E-6,5.7942244623656132E-5,1.1466357259751168E-2,5.0612491623571169E-2,null,1.9689601193657497E-2,1.6441826364511948E-2,6.7237791005011333E-4,2.0980811811424689E-6,2.4529228482808298E-5,1.0506842858193796E-2,4.7337275636077314E-2]
[2004,3,20,4,null,null,2.5042620657060619E-2,1.3280292557012867E-2,1.1894051613100009E-3,1.5899935316525914E-6,5.7942244623656132E-5,1.1213311928515272E-2,5.0785162542054063E-2,null,2.0221906091337276E-2,1.6157751619589142E-2,6.7237791005011333E-4,2.0980811811424689E-6,2.4529228482808298E-5,1.0274972572708476E-2,4.7353635503348965E-2]
[2004,3,20,5,null,null,2.5361876569489246E-2,1.3375886885958338E-2,1.1894051613100009E-3,1.5899935316525914E-6,5.7942244623656132E-5,1.1384171652460745E-2,5.1370872507373634E-2,null,2.0479705112000701E-2,1.6274058501889455E-2,6.7237791005011333E-4,2.0980811811424689E-6,2.4529228482808298E-5,1.0431534611516642E-2,4.7884303445120867E-2]
[2004,3,20,6,null,null,2.795511571132794E-2,1.3555083009412341E-2,1.1894051613100009E-3,1.5899935316525914E-6,5.7942244623656132E-5,1.0924174247452198E-2,5.3683310367657791E-2,null,2.2573744674264203E-2,1.6492081293295061E-2,6.7237791005011333E-4,2.0980811811424689E-6,2.4529228482808298E-5,1.0010030175529218E-2,4.9774861362802555E-2]
[2004,3,20,7,null,null,3.3597566896328784E-2,1.3147458663616768E-2,0,0,5.7942244623656132E-5,9.4469487539074557E-3,5.6249916558476658E-2,null,2.7130021732906295E-2,1.5996136425726282E-2,0,0,2.4529228482808298E-5,8.6564201514221194E-3,5.1807107538537511E-2]
[2004,3,20,8,null,null,3.819289445667725E-2,1.3683353584154109E-2,0,0,5.7942244623656132E-5,9.8564513182622382E-3,6.179064160371725E-2,null,3.0840746886509604E-2,1.6648144428040159E-2,0,0,2.4529228482808298E-5,9.0316551974123447E-3,5.6545075740444921E-2]
[2004,3,20,9,null,null,3.8759449861667246E-2,1.488234334990224E-2,0,0,5.7942244623656132E-5,1.1620340844223091E-2,6.5320076300416224E-2,null,3.1298240147783644E-2,1.8106920938137254E-2,0,0,2.4529228482808298E-5,1.0647940967047156E-2,6.0077631281450869E-2]
[2004,3,20,10,null,null,4.1375586270664511E-2,1.499810088224543E-2,0,0,5.7942244623656132E-5,9.9300042131057215E-3,6.636163361063932E-2,null,3.3410769244052778E-2,1.8247759812557243E-2,0,0,2.4529228482808298E-5,9.0990531242673214E-3,6.078211140936015E-2]
[2004,3,20,11,null,null,4.499353655838275E-2,1.4303597070659957E-2,0,0,5.7942244623656132E-5,5.2701680264169654E-3,6.4625243900083326E-2,null,3.6332262643775599E-2,1.7402776914907877E-2,0,0,2.4529228482808298E-5,4.8291559416352974E-3,5.8588724728801583E-2]
[2004,3,20,12,null,null,4.2186109592673361E-2,1.4260775396090455E-2,0,0,5.7942244623656132E-5,6.4793329406965154E-3,6.2984160174083981E-2,null,3.4065266500029084E-2,1.7350677009829844E-2,0,0,2.4529228482808298E-5,5.9371369207882442E-3,5.7377609659129983E-2]
[2004,3,20,13,null,null,4.0002289761960956E-2,1.3944359788642995E-2,0,0,5.7942244623656132E-5,5.7927192207141206E-3,5.9797311015941726E-2,null,3.230183286655209E-2,1.6965703202080577E-2,0,0,2.4529228482808298E-5,5.3079796133094562E-3,5.4600044910424937E-2]
[2004,3,20,14,null,null,3.6243045205954567E-2,1.4029581271764119E-2,0,0,5.7942244623656132E-5,7.5037945043103741E-3,5.783436322665271E-2,null,2.9266244402111612E-2,1.7069389739934521E-2,0,0,2.4529228482808298E-5,6.8758706807185458E-3,5.3236034051247487E-2]
[2004,3,20,15,null,null,3.4008159207437494E-2,1.3855404951250747E-2,0,0,5.7942244623656132E-5,7.6750157816460694E-3,5.5596522184957961E-2,null,2.7461574858706029E-2,1.6857474399004556E-2,0,0,2.4529228482808298E-5,7.0327640178257144E-3,5.1376342504019117E-2]
[2004,3,20,16,null,null,3.554525705821656E-2,1.3392618629988735E-2,0,0,5.7942244623656132E-5,5.5978237465911214E-3,5.4593641679420074E-2,null,2.870278075393996E-2,1.6294415535670532E-2,0,0,2.4529228482808298E-5,5.1293931560767465E-3,5.0151118674170048E-2]
[2004,3,20,17,null,null,3.6970655823005086E-2,1.3735107763966217E-2,0,0,5.7942244623656132E-5,6.5609263365080227E-3,5.7324632168102983E-2,null,2.985378968223816E-2,1.6711112256428698E-2,0,0,2.4529228482808298E-5,6.0119025127402014E-3,5.2601333679889874E-2]
[2004,3,20,18,null,null,4.0675761612175468E-2,1.3174962280574323E-2,0,0,5.7942244623656132E-5,4.2724254457734258E-3,5.8181091583146875E-2,null,3.284566111427014E-2,1.6029599288801974E-2,0,0,2.4529228482808298E-5,3.9149052977496459E-3,5.2814694929304573E-2]
[2004,3,20,19,null,null,4.1448526694591793E-2,1.2969504567702798E-2,1.1894051613100009E-3,1.5899935316525914E-6,5.7942244623656132E-5,4.663551186407669E-3,6.033051984816757E-2,null,3.3469668606987621E-2,1.5779624773658185E-2,6.7237791005011333E-4,2.0980811811424689E-6,2.4529228482808298E-5,4.2733013080556983E-3,5.4221599908415574E-2]
[2004,3,20,20,null,null,4.3495783697228653E-2,1.2709139940794426E-2,1.1894051613100009E-3,1.5899935316525914E-6,5.7942244623656132E-5,4.7912605941116864E-3,6.2245121631600078E-2,null,3.5122827811812411E-2,1.5462846588685828E-2,6.7237791005011333E-4,2.0980811811424689E-6,2.4529228482808298E-5,4.390323885310389E-3,5.5675003505522701E-2]
[2004,3,20,21,null,null,4.2108187630026127E-2,1.2390370361125955E-2,1.1894051613100009E-3,1.5899935316525914E-6,5.7942244623656132E-5,5.4090936885277012E-3,6.1156589079145091E-2,null,3.4002344546584851E-2,1.5075008770350708E-2,6.7237791005011333E-4,2.0980811811424689E-6,2.4529228482808298E-5,4.9564561877118536E-3,5.4732814724361478E-2]
[2004,3,20,22,null,null,3.8455719301098729E-2,1.2195046022316624E-2,1.1894051613100009E-3,1.5899935316525914E-6,5.7942244623656132E-5,7.1433707195680375E-3,5.9043073442448697E-2,null,3.105297784249236E-2,1.4837363241218515E-2,6.7237791005011333E-4,2.0980811811424689E-6,2.4529228482808298E-5,6.5456074608609277E-3,5.3134953764285869E-2]
[2004,3,20,23,null,null,3.394787084050313E-2,1.1980618526727832E-2,1.1894051613100009E-3,1.5899935316525914E-6,5.7942244623656132E-5,8.6705025266674667E-3,5.5847929293363741E-2,null,2.7412892026695671E-2,1.457647544832839E-2,6.7237791005011333E-4,2.0980811811424689E-6,2.4529228482808298E-5,7.9449475963078685E-3,5.0633320291046002E-2]
[2004,3,20,24,null,null,3.0250674231488153E-2,1.1707654404328048E-2,1.1894051613100009E-3,1.5899935316525914E-6,5.7942244623656132E-5,9.3847505577923322E-3,5.2592016593073838E-2,null,2.4427407254452711E-2,1.4244367818028798E-2,6.7237791005011333E-4,2.0980811811424689E-6,2.4529228482808298E-5,8.5994267525735905E-3,4.7970207044769175E-2]
[2004,3,21,1,null,null,3.1674967522464459E-2,1.1605490979213305E-2,1.1894051613100009E-3,1.5899935316525914E-6,5.7942244623656132E-5,1.0754483855556133E-2,5.5283879756699204E-2,null,{"$f":"G1923*X$5","v":2.557752351309292E-2},{"$f":"H1923*Y$5","v":1.4120068504551792E-2},{"$f":"I1923*Z$5","v":6.7237791005011333E-4},{"$f":"J1923*AA$5","v":2.0980811811424689E-6},{"$f":"K1923*AB$5","v":2.4529228482808298E-5},{"$f":"L1923*AC$5","v":9.854539618082905E-3},{"$f":"SUM(O1923:T1923)","v":5.0251136855441685E-2}]
[2004,3,21,2,null,null,2.8668985026212238E-2,1.1486073256306449E-2,1.1894051613100009E-3,1.5899935316525914E-6,5.7942244623656132E-5,1.1835949955501641E-2,5.3239945637485638E-2,null,2.3150193858427662E-2,1.3974776381097254E-2,6.7237791005011333E-4,2.0980811811424689E-6,2.4529228482808298E-5,1.0845507726889045E-2,4.8669483186128029E-2]
[2004,3,21,3,null,null,2.9707567411853673E-2,1.1213252128626682E-2,1.1894051613100009E-3,1.5899935316525914E-6,5.7942244623656132E-5,1.1513380605143054E-2,5.3683137545088716E-2,null,2.3988848716406223E-2,1.3642842728378278E-2,6.7237791005011333E-4,2.0980811811424689E-6,2.4529228482808298E-5,1.0549931250566967E-2,4.888062791506554E-2]
[2004,3,21,4,null,null,2.8328870030695268E-2,1.1492797806244719E-2,1.1894051613100009E-3,1.5899935316525914E-6,5.7942244623656132E-5,1.2855818233459529E-2,5.3926423469864822E-2,null,2.2875551136574163E-2,1.3982957948422645E-2,6.7237791005011333E-4,2.0980811811424689E-6,2.4529228482808298E-5,1.1780032571163153E-2,4.9337546875874029E-2]
[2004,3,21,5,null,null,3.0360533914171817E-2,1.130824480338982E-2,1.1894051613100009E-3,1.5899935316525914E-6,5.7942244623656132E-5,1.1723081012773926E-2,5.4640797129800869E-2,null,2.4516118903959203E-2,1.3758417595265733E-2,6.7237791005011333E-4,2.0980811811424689E-6,2.4529228482808298E-5,1.0742083752042797E-2,4.9715625470981802E-2]
[2004,3,21,6,null,null,3.1929960132621255E-2,1.1595186314572858E-2,1.1894051613100009E-3,1.5899935316525914E-6,5.7942244623656132E-5,1.1566631030790671E-2,5.6340714877450092E-2,null,2.5783429943062416E-2,1.4107531114199228E-2,6.7237791005011333E-4,2.0980811811424689E-6,2.4529228482808298E-5,1.0598725635892406E-2,5.1188691912868116E-2]
[2004,3,21,7,null,null,3.7718127253513131E-2,1.161791262843462E-2,0,0,5.7942244623656132E-5,8.9937697983834119E-3,5.8387751924954816E-2,null,3.0457372561230083E-2,1.4135181569415537E-2,0,0,2.4529228482808298E-5,8.241163591342214E-3,5.2858246950470644E-2]
[2004,3,21,8,null,null,4.2259060154218736E-2,1.2165203906971851E-2,0,0,5.7942244623656132E-5,7.4913352445116592E-3,6.1973541550325903E-2,null,3.412417404908645E-2,1.4801055194127388E-2,0,0,2.4529228482808298E-5,6.8644540222393951E-3,5.5814212493936047E-2]
[2004,3,21,9,null,null,4.7689385859186313E-2,1.304488468048798E-2,0,0,5.7942244623656132E-5,8.7930161985897461E-3,6.9585228982887687E-2,null,3.8509159868063372E-2,1.5871337598071564E-2,0,0,2.4529228482808298E-5,8.0572092213128822E-3,6.2462235915930628E-2]
[2004,3,21,10,null,null,4.8601490486997016E-2,1.4657343455179345E-2,0,0,5.7942244623656132E-5,9.3893605428811127E-3,7.2706136729681139E-2,null,3.9245683987549317E-2,1.7833170010003788E-2,0,0,2.4529228482808298E-5,8.6036509702400368E-3,6.5707034196275951E-2]
[2004,3,21,11,null,null,4.6234485552630197E-2,1.5823448113556658E-2,0,0,5.7942244623656132E-5,1.167499570615429E-2,7.3790871616964793E-2,null,3.7334328456673505E-2,1.9251936151759966E-2,0,0,2.4529228482808298E-5,1.0698022264248937E-2,6.7308816101165209E-2]
[2004,3,21,12,null,null,4.70857053253248E-2,1.558423341329466E-2,0,0,5.7942244623656132E-5,9.0268020183081644E-3,7.1754683001551287E-2,null,3.8021688080182657E-2,1.8960890476825136E-2,0,0,2.4529228482808298E-5,8.2714316473729566E-3,6.5278539432863561E-2]
[2004,3,21,13,null,null,4.3569806054196906E-2,1.5877092773349404E-2,0,0,5.7942244623656132E-5,1.0889282714255792E-2,7.0394123786425747E-2,null,3.5182600835241946E-2,1.9317204072999462E-2,0,0,2.4529228482808298E-5,9.978058395122294E-3,6.4502392531846517E-2]
[2004,3,21,14,null,null,4.1677955851360041E-2,1.599500646674535E-2,0,0,5.7942244623656132E-5,1.0290771557446718E-2,6.8021676120175761E-2,null,3.3654932558644941E-2,1.9460666286822005E-2,0,0,2.4529228482808298E-5,9.4296311543679637E-3,6.2569759228317728E-2]
[2004,3,21,15,null,null,4.1179914145816475E-2,1.5921898757633769E-2,0,0,5.7942244623656132E-5,9.3680958613542378E-3,6.6527851009428138E-2,null,3.325276408207091E-2,1.9371718230878889E-2,0,0,2.4529228482808298E-5,8.5841657351151332E-3,6.1233177276547743E-2]
[2004,3,21,16,null,null,4.3396903215976404E-2,1.5371925527340803E-2,0,0,5.7942244623656132E-5,5.9748105248469009E-3,6.4801581512787768E-2,null,3.5042981863038461E-2,1.8702581552274299E-2,0,0,2.4529228482808298E-5,5.4748333642458905E-3,5.924492600804146E-2]
[2004,3,21,17,null,null,4.4524025084043704E-2,1.5295887319857784E-2,0,0,5.7942244623656132E-5,7.3984490558665888E-3,6.7276303704391721E-2,null,3.5953132317404879E-2,1.8610068042889252E-2,0,0,2.4529228482808298E-5,6.7793406278385407E-3,6.1367070216615485E-2]
[2004,3,21,18,null,null,4.6558338223159169E-2,1.4555391100239866E-2,0,0,5.7942244623656132E-5,6.4749928713446611E-3,6.7646664439367343E-2,null,3.7595839357650998E-2,1.770912749956418E-2,0,0,2.4529228482808298E-5,5.9331600320832621E-3,6.1262656117781249E-2]
[2004,3,21,19,null,null,4.8863912259587784E-2,1.3723893573754583E-2,1.1894051613100009E-3,1.5899935316525914E-6,5.7942244623656132E-5,6.0615073047723018E-3,6.9898250537579976E-2,null,3.9457589463191167E-2,1.6697468272361592E-2,6.7237791005011333E-4,2.0980811811424689E-6,2.4529228482808298E-5,5.5542752848447754E-3,6.2408338240111605E-2]
[2004,3,21,20,null,null,5.1735812131869854E-2,1.385000864611971E-2,1.1894051613100009E-3,1.5899935316525914E-6,5.7942244623656132E-5,7.6441387970587306E-3,7.4478896974513611E-2,null,4.1776647453020101E-2,1.6850908869096501E-2,6.7237791005011333E-4,2.0980811811424689E-6,2.4529228482808298E-5,7.0044708452300193E-3,6.6331032387060687E-2]
[2004,3,21,21,null,null,4.8742559040713736E-2,1.3901826219830235E-2,1.1894051613100009E-3,1.5899935316525914E-6,5.7942244623656132E-5,6.6759142099777668E-3,7.0569236869987048E-2,null,3.9359596787841483E-2,1.6913953827025707E-2,6.7237791005011333E-4,2.0980811811424689E-6,2.4529228482808298E-5,6.1172681044251312E-3,6.308982393900639E-2]
[2004,3,21,22,null,null,4.6592299526552479E-2,1.3702450939334284E-2,1.1894051613100009E-3,1.5899935316525914E-6,5.7942244623656132E-5,7.7006237352864682E-3,6.9244311600638542E-2,null,3.7623263096458678E-2,1.667137963315839E-2,6.7237791005011333E-4,2.0980811811424689E-6,2.4529228482808298E-5,7.056229076407486E-3,6.2049877025738623E-2]
[2004,3,21,23,null,null,3.8223356489212691E-2,1.492442419692027E-2,1.1894051613100009E-3,1.5899935316525914E-6,5.7942244623656132E-5,1.0077897405322726E-2,6.4474615490920997E-2,null,3.0865344965509349E-2,1.8158119499549985E-2,6.7237791005011333E-4,2.0980811811424689E-6,2.4529228482808298E-5,9.234570490002569E-3,5.8957040174775974E-2]
[2004,3,21,24,null,null,3.3072374724906546E-2,1.48622869494064E-2,1.1894051613100009E-3,1.5899935316525914E-6,5.7942244623656132E-5,1.1781153014738414E-2,6.0964752088516663E-2,null,2.6705929266073687E-2,1.8082518890049568E-2,6.7237791005011333E-4,2.0980811811424689E-6,2.4529228482808298E-5,1.0795296240131176E-2,5.6282749615968498E-2]
[2004,3,22,1,null,null,2.9643992823997919E-2,1.4364012508182413E-2,1.1894051613100009E-3,1.5899935316525914E-6,5.7942244623656132E-5,1.0671417003664122E-2,5.5928359735309761E-2,null,2.3937512262325805E-2,1.747628264750269E-2,6.7237791005011333E-4,2.0980811811424689E-6,2.4529228482808298E-5,9.778423870092234E-3,5.1891223999634799E-2]
[2004,3,22,2,null,null,2.8310402757457928E-2,1.4469566840422474E-2,1.1894051613100009E-3,1.5899935316525914E-6,5.7942244623656132E-5,1.1380049031639071E-2,5.5408956028984775E-2,null,2.2860638820875159E-2,1.7604707580566824E-2,6.7237791005011333E-4,2.0980811811424689E-6,2.4529228482808298E-5,1.0427756975066286E-2,5.159210859622234E-2]
[2004,3,22,3,null,null,2.8496431009906786E-2,1.4745483742454997E-2,1.1894051613100009E-3,1.5899935316525914E-6,5.7942244623656132E-5,1.1111173274881134E-2,5.5602025426708224E-2,null,2.3010856559780041E-2,1.7940407773280861E-2,6.7237791005011333E-4,2.0980811811424689E-6,2.4529228482808298E-5,1.0181380967356327E-2,5.1831650520131292E-2]
[2004,3,22,4,null,null,2.9647243955650545E-2,1.4630189034993397E-2,1.1894051613100009E-3,1.5899935316525914E-6,5.7942244623656132E-5,1.1177684490088047E-2,5.6704054880197294E-2,null,2.3940137549825474E-2,1.7800132004639455E-2,6.7237791005011333E-4,2.0980811811424689E-6,2.4529228482808298E-5,1.0242326468238245E-2,5.2681601242417241E-2]
[2004,3,22,5,null,null,3.0470602437710947E-2,1.4687333801933542E-2,1.1894051613100009E-3,1.5899935316525914E-6,5.7942244623656132E-5,1.1281316652532684E-2,5.7688190291642474E-2,null,2.4604999192372343E-2,1.7869658406005559E-2,6.7237791005011333E-4,2.0980811811424689E-6,2.4529228482808298E-5,1.0337286604329822E-2,5.3510949422421794E-2]
[2004,3,22,6,null,null,3.595340892166364E-2,1.550782017657518E-2,1.1894051613100009E-3,1.5899935316525914E-6,5.7942244623656132E-5,9.845741812118303E-3,6.2555908309822425E-2,null,2.9032363219236142E-2,1.8867920680108556E-2,6.7237791005011333E-4,2.0980811811424689E-6,2.4529228482808298E-5,9.0218418717332161E-3,5.7621130990791983E-2]
[2004,3,22,7,null,null,4.3159305237016103E-2,1.7659631005974244E-2,0,0,5.7942244623656132E-5,1.1089836634173714E-2,7.1966715121787719E-2,null,3.4851121590752134E-2,2.1485967290490807E-2,0,0,2.4529228482808298E-5,1.0161829794655516E-2,6.6523447904381264E-2]
[2004,3,22,8,null,null,4.7770835817371696E-2,2.0034030690240574E-2,0,0,5.7942244623656132E-5,1.364798597034708E-2,8.1510794722583019E-2,null,3.8574930676483286E-2,2.4374831385863993E-2,0,0,2.4529228482808298E-5,1.2505911046799373E-2,7.5480202337629476E-2]
[2004,3,22,9,null,null,4.8702160631378048E-2,2.1193693136566247E-2,0,0,5.7942244623656132E-5,1.4632423101711218E-2,8.4586219114279174E-2,null,3.9326975088578742E-2,2.5785759472715566E-2,0,0,2.4529228482808298E-5,1.3407969652571312E-2,7.8545233442348428E-2]
[2004,3,22,10,null,null,4.7511126831386752E-2,2.193774044665385E-2,0,0,5.7942244623656132E-5,1.4382315726724527E-2,8.3889125249388796E-2,null,3.8365215774932702E-2,2.6691020526115359E-2,0,0,2.4529228482808298E-5,1.3178791472689837E-2,7.8259557002220717E-2]
[2004,3,22,11,null,null,4.6504163701875711E-2,2.2126029468313924E-2,0,0,5.7942244623656132E-5,1.3782873318374331E-2,8.247100873318762E-2,null,3.7552093453540589E-2,2.6920106386356623E-2,0,0,2.4529228482808298E-5,1.2629510908305136E-2,7.7126239976685163E-2]
[2004,3,22,12,null,null,4.4295497404597969E-2,2.2162126376250445E-2,0,0,5.7942244623656132E-5,1.3691588176587905E-2,8.0207154202059969E-2,null,3.5768596308322298E-2,2.6964024460463015E-2,0,0,2.4529228482808298E-5,1.2545864583817708E-2,7.5303014581085834E-2]
[2004,3,22,13,null,null,4.3701617750360855E-2,2.2014874675211672E-2,0,0,5.7942244623656132E-5,1.3194006136386851E-2,7.8968440806583037E-2,null,3.5289038726789679E-2,2.6784867532953154E-2,0,0,2.4529228482808298E-5,1.2089920626463165E-2,7.4188356114688811E-2]
[2004,3,22,14,null,null,4.061521534415078E-2,2.1856742803349507E-2,0,0,5.7942244623656132E-5,1.4058504311074339E-2,7.6588404703198276E-2,null,3.2796770027233246E-2,2.6592473013199874E-2,0,0,2.4529228482808298E-5,1.2882076868142479E-2,7.2295849137058416E-2]
[2004,3,22,15,null,null,4.0124108937488509E-2,2.1145629599482515E-2,0,0,5.7942244623656132E-5,1.1652222161003388E-2,7.2979902942598068E-2,null,3.2400201801711749E-2,2.5727281943638259E-2,0,0,2.4529228482808298E-5,1.0677154428474762E-2,6.8829167402307587E-2]
[2004,3,22,16,null,null,4.2598334665805281E-2,2.0579895972147218E-2,0,0,5.7942244623656132E-5,1.0591181529479233E-2,7.3827354412055388E-2,null,3.439813808050475E-2,2.503897004131455E-2,0,0,2.4529228482808298E-5,9.7049025677451994E-3,6.9166539918047304E-2]
[2004,3,22,17,null,null,4.5002317032472428E-2,2.0206024781359647E-2,0,0,5.7942244623656132E-5,1.0522504591386437E-2,7.5788788649842176E-2,null,3.6339352873065507E-2,2.4584091670786817E-2,0,0,2.4529228482808298E-5,9.6419725734866232E-3,7.0589946345821761E-2]
[2004,3,22,18,null,null,4.8787788743785317E-2,1.9324692798289116E-2,0,0,5.7942244623656132E-5,7.1450909963413911E-3,7.5315514783039481E-2,null,3.9396119754849523E-2,2.3511800287466821E-2,0,0,2.4529228482808298E-5,6.5471837834297063E-3,6.947963305422887E-2]
[2004,3,22,19,null,null,4.7061814137944157E-2,1.898574496146814E-2,1.1894051613100009E-3,1.5899935316525914E-6,5.7942244623656132E-5,7.2313703168059114E-3,7.4527866815683519E-2,null,3.8002395955998129E-2,2.3099412161539705E-2,6.7237791005011333E-4,2.0980811811424689E-6,2.4529228482808298E-5,6.6262431779258559E-3,6.8427056515177762E-2]
[2004,3,22,20,null,null,4.9699276040715216E-2,1.8888246298997078E-2,1.1894051613100009E-3,1.5899935316525914E-6,5.7942244623656132E-5,8.1034209006449129E-3,7.7939880639822517E-2,null,4.0132145379897934E-2,2.2980788331177046E-2,6.7237791005011333E-4,2.0980811811424689E-6,2.4529228482808298E-5,7.4253198368186019E-3,7.1237258767607642E-2]
[2004,3,22,21,null,null,5.1670362443455242E-2,1.7947894370362295E-2,1.1894051613100009E-3,1.5899935316525914E-6,5.7942244623656132E-5,6.226947919241191E-3,7.7094142132524038E-2,null,4.1723796855993846E-2,2.1836689070362268E-2,6.7237791005011333E-4,2.0980811811424689E-6,2.4529228482808298E-5,5.705871689806726E-3,6.9965362835876899E-2]
[2004,3,22,22,null,null,4.3811993847151842E-2,1.7395167215474582E-2,1.1894051613100009E-3,1.5899935316525914E-6,5.7942244623656132E-5,6.8401204710186875E-3,6.9296218933110415E-2,null,3.5378167380479782E-2,2.1164201770572943E-2,6.7237791005011333E-4,2.0980811811424689E-6,2.4529228482808298E-5,6.2677334476902114E-3,6.3509107818457006E-2]
[2004,3,22,23,null,null,4.0418061541747347E-2,1.7008811470966424E-2,1.1894051613100009E-3,1.5899935316525914E-6,5.7942244623656132E-5,8.7768609396085499E-3,6.7452671351787633E-2,null,3.263756841122234E-2,2.0694133801078721E-2,6.7237791005011333E-4,2.0980811811424689E-6,2.4529228482808298E-5,8.0424058479656498E-3,6.2073113279980781E-2]
[2004,3,22,24,null,null,3.2256414433910467E-2,1.6615237190194938E-2,1.1894051613100009E-3,1.5899935316525914E-6,5.7942244623656132E-5,1.0152670423832161E-2,6.0273259447402874E-2,null,2.6047041659830659E-2,2.0215283245244693E-2,6.7237791005011333E-4,2.0980811811424689E-6,2.4529228482808298E-5,9.3030864395508301E-3,5.6264416564340253E-2]
[2004,3,23,1,null,null,2.1333511326650869E-2,1.5474167343514948E-2,1.1894051613100009E-3,1.5899935316525914E-6,5.7942244623656132E-5,1.0135731320490464E-2,4.8192347390121584E-2,null,1.7226801801367465E-2,1.8826976241908239E-2,6.7237791005011333E-4,2.0980811811424689E-6,2.4529228482808298E-5,9.2875648145972246E-3,4.6040348077587001E-2]
[2004,3,23,2,null,null,1.9797229017478768E-2,1.509771468319375E-2,1.1894051613100009E-3,1.5899935316525914E-6,5.7942244623656132E-5,1.1117030929916956E-2,4.726091203005478E-2,null,1.5986254455652594E-2,1.8368957071329694E-2,6.7237791005011333E-4,2.0980811811424689E-6,2.4529228482808298E-5,1.0186748448901224E-2,4.5240965195597581E-2]
[2004,3,23,3,null,null,1.9866248799252681E-2,1.4829746629836139E-2,1.1894051613100009E-3,1.5899935316525914E-6,5.7942244623656132E-5,1.160377604669059E-2,4.7548708875244719E-2,null,1.6041987901628151E-2,1.8042928015151206E-2,6.7237791005011333E-4,2.0980811811424689E-6,2.4529228482808298E-5,1.0632762325678401E-2,4.5416683462171828E-2]
[2004,3,23,4,null,null,2.0915772561058928E-2,1.4500964428055157E-2,1.1894051613100009E-3,1.5899935316525914E-6,5.7942244623656132E-5,1.1165154775163956E-2,4.7830829163743351E-2,null,1.6889477916451706E-2,1.7642908126243452E-2,6.7237791005011333E-4,2.0980811811424689E-6,2.4529228482808298E-5,1.0230845250377757E-2,4.5462236512786983E-2]
[2004,3,23,5,null,null,2.171563147011675E-2,1.4855196481718611E-2,1.1894051613100009E-3,1.5899935316525914E-6,5.7942244623656132E-5,1.1187768864039811E-2,4.900753421534048E-2,null,1.7535363663266561E-2,1.8073892121077861E-2,6.7237791005011333E-4,2.0980811811424689E-6,2.4529228482808298E-5,1.0251566973311846E-2,4.6559827977370336E-2]
[2004,3,23,6,null,null,2.544911573770001E-2,1.5680566245836143E-2,1.1894051613100009E-3,1.5899935316525914E-6,5.7942244623656132E-5,1.0198717139142416E-2,5.2577336522143879E-2,null,2.0550150705183741E-2,1.90780958753007E-2,6.7237791005011333E-4,2.0980811811424689E-6,2.4529228482808298E-5,9.3452799270674868E-3,4.9672531727266003E-2]
[2004,3,23,7,null,null,3.3885633110131395E-2,1.6945675924612071E-2,0,0,5.7942244623656132E-5,8.7468793032600047E-3,5.9636130582627123E-2,null,2.7362635084495001E-2,2.0617318589969385E-2,0,0,2.4529228482808298E-5,8.014933100116476E-3,5.6019416003063677E-2]
[2004,3,23,8,null,null,3.6321993004210691E-2,1.8944769699020612E-2,0,0,5.7942244623656132E-5,1.1951486003350692E-2,6.7276190951205656E-2,null,2.9329994717396727E-2,2.3049558733211049E-2,0,0,2.4529228482808298E-5,1.0951375621261026E-2,6.3355458300351608E-2]
[2004,3,23,9,null,null,3.5965631038066471E-2,1.9693933653346145E-2,0,0,5.7942244623656132E-5,1.3162123440549909E-2,6.8879630376586176E-2,null,2.9042232573307351E-2,2.3961045061119467E-2,0,0,2.4529228482808298E-5,1.2060705901379531E-2,6.5088512764289161E-2]
[2004,3,23,10,null,null,3.2617578892728684E-2,2.0768263783836116E-2,0,0,5.7942244623656132E-5,1.4694380011367145E-2,6.8138164932555603E-2,null,2.6338681814819447E-2,2.5268151763127415E-2,0,0,2.4529228482808298E-5,1.346474195601411E-2,6.5096104762443791E-2]
[2004,3,23,11,null,null,3.2140160477422471E-2,2.0801135807302053E-2,0,0,5.7942244623656132E-5,1.3481618527712414E-2,6.6480857057060583E-2,null,2.5953166636803311E-2,2.5308146212655969E-2,0,0,2.4529228482808298E-5,1.2353465371430635E-2,6.3639307449372726E-2]
[2004,3,23,12,null,null,3.1879208120190815E-2,2.0746244805134036E-2,0,0,5.7942244623656132E-5,1.314389863000027E-2,6.5827293799948769E-2,null,2.5742447713471946E-2,2.5241361902342503E-2,0,0,2.4529228482808298E-5,1.2044006158276502E-2,6.3052345002573756E-2]
[2004,3,23,13,null,null,2.9853225352654278E-2,2.0703486793022394E-2,0,0,5.7942244623656132E-5,1.2157462831363401E-2,6.2772117221663717E-2,null,2.4106467444919642E-2,2.518933945355372E-2,0,0,2.4529228482808298E-5,1.1140116135387106E-2,6.0460452262343284E-2]
[2004,3,23,14,null,null,2.8136130297339516E-2,2.0665401739664982E-2,0,0,5.7942244623656132E-5,1.287062723148827E-2,6.173010151311642E-2,null,2.2719913879540903E-2,2.5143002459852258E-2,0,0,2.4529228482808298E-5,1.1793602339804624E-2,5.9681047907680591E-2]
[2004,3,23,15,null,null,2.7700473975320741E-2,2.0425843255000409E-2,0,0,5.7942244623656132E-5,1.2417340696925447E-2,6.0601600171870253E-2,null,2.2368121575029147E-2,2.4851538512280461E-2,0,0,2.4529228482808298E-5,1.1378247202990216E-2,5.8622436518782635E-2]
[2004,3,23,16,null,null,3.0252366521213252E-2,2.025668099041637E-2,0,0,5.7942244623656132E-5,1.0613040168668549E-2,6.1180029924921824E-2,null,2.4428773777723935E-2,2.4645723629602084E-2,0,0,2.4529228482808298E-5,9.7249320576567218E-3,5.8823958693465545E-2]
[2004,3,23,17,null,null,3.2129176939127396E-2,1.9893581817165142E-2,0,0,5.7942244623656132E-5,1.0112990406671896E-2,6.2193691407588084E-2,null,{"$f":"G1987*X$5","v":2.5944297434055116E-2},{"$f":"H1987*Y$5","v":2.4203951264310821E-2},{"$f":"I1987*Z$5","v":0},{"$f":"J1987*AA$5","v":0},{"$f":"K1987*AB$5","v":2.4529228482808298E-5},{"$f":"L1987*AC$5","v":9.2667268795380998E-3},{"$f":"SUM(O1987:T1987)","v":5.943950480638685E-2}]
[2004,3,23,18,null,null,3.5536604772682071E-2,1.923065997845257E-2,0,0,5.7942244623656132E-5,8.9903459352765527E-3,6.3815552931034844E-2,null,2.8695794036856716E-2,2.339739324857925E-2,0,0,2.4529228482808298E-5,8.2380262399744855E-3,6.0355742753893264E-2]
[2004,3,23,19,null,null,3.633859329480519E-2,1.8691573640805172E-2,1.1894051613100009E-3,1.5899935316525914E-6,5.7942244623656132E-5,8.1517407629068742E-3,6.4430845097982539E-2,null,2.9343399445363814E-2,2.2741502340466617E-2,6.7237791005011333E-4,2.0980811811424689E-6,2.4529228482808298E-5,7.4695962524417283E-3,6.025350325798623E-2]
[2004,3,23,20,null,null,3.7481665072083947E-2,1.8474209071335145E-2,1.1894051613100009E-3,1.5899935316525914E-6,5.7942244623656132E-5,8.0213669568711919E-3,6.5226178499755594E-2,null,3.0266429444992544E-2,2.2477041093900099E-2,6.7237791005011333E-4,2.0980811811424689E-6,2.4529228482808298E-5,7.3501322359445414E-3,6.0792607994551252E-2]
[2004,3,23,21,null,null,3.8021191656160101E-2,1.7254822352994324E-2,1.1894051613100009E-3,1.5899935316525914E-6,5.7942244623656132E-5,6.7575463102506669E-3,6.3282497718870401E-2,null,3.0702096944268099E-2,2.0993448195732158E-2,6.7237791005011333E-4,2.0980811811424689E-6,2.4529228482808298E-5,6.1920691620166593E-3,5.8586619521730984E-2]
[2004,3,23,22,null,null,3.3767587673321636E-2,1.6631364871915733E-2,1.1894051613100009E-3,1.5899935316525914E-6,5.7942244623656132E-5,5.8588346799427222E-3,5.7506724624645393E-2,null,2.7267313441829588E-2,2.0234905333713429E-2,6.7237791005011333E-4,2.0980811811424689E-6,2.4529228482808298E-5,5.3685624754055668E-3,5.3569786470662656E-2]
[2004,3,23,23,null,null,3.0140033896095403E-2,1.6440153472910397E-2,1.1894051613100009E-3,1.5899935316525914E-6,5.7942244623656132E-5,7.9168081897139277E-3,5.5745932958185036E-2,null,2.4338065228198143E-2,2.0002263900650203E-2,6.7237791005011333E-4,2.0980811811424689E-6,2.4529228482808298E-5,7.254323034200579E-3,5.2293657382762995E-2]
[2004,3,23,24,null,null,2.3531413364085901E-2,1.6239651601599223E-2,1.1894051613100009E-3,1.5899935316525914E-6,5.7942244623656132E-5,9.5498527981789632E-3,5.0569855163329396E-2,null,1.9001606811099501E-2,1.975831901600246E-2,6.7237791005011333E-4,2.0980811811424689E-6,2.4529228482808298E-5,8.7507130988805533E-3,4.8209644145696576E-2]
[2004,3,24,1,null,null,2.2215700054835915E-2,1.5595302293893018E-2,1.1894051613100009E-3,1.5899935316525914E-6,5.7942244623656132E-5,9.7157921343305389E-3,4.8775731882524778E-2,null,1.7939168843958294E-2,1.8974357666847297E-2,6.7237791005011333E-4,2.0980811811424689E-6,2.4529228482808298E-5,8.9027664920761033E-3,4.6515298222595765E-2]
[2004,3,24,2,null,null,2.1734992816167809E-2,1.4723048117278242E-2,1.1894051613100009E-3,1.5899935316525914E-6,5.7942244623656132E-5,1.0126040901450684E-2,4.7833019234362048E-2,null,1.755099794240244E-2,1.7913110990662558E-2,6.7237791005011333E-4,2.0980811811424689E-6,2.4529228482808298E-5,9.278685297957846E-3,4.5441799450736911E-2]
[2004,3,24,3,null,null,2.1821786079628789E-2,1.4327275948419595E-2,1.1894051613100009E-3,1.5899935316525914E-6,5.7942244623656132E-5,1.072630264573891E-2,4.8124302073252606E-2,null,1.7621083467679675E-2,1.7431586327338239E-2,6.7237791005011333E-4,2.0980811811424689E-6,2.4529228482808298E-5,9.8287166355614467E-3,4.5580391650293428E-2]
[2004,3,24,4,null,null,2.2328989654813159E-2,1.4338174181469134E-2,1.1894051613100009E-3,1.5899935316525914E-6,5.7942244623656132E-5,1.0493736218137482E-2,4.8409837453885086E-2,null,1.8030650150297499E-2,1.7444845895374927E-2,6.7237791005011333E-4,2.0980811811424689E-6,2.4529228482808298E-5,9.6156115618623271E-3,4.5790112827248819E-2]
[2004,3,24,5,null,null,2.3308130837600451E-2,1.4839551612136079E-2,1.1894051613100009E-3,1.5899935316525914E-6,5.7942244623656132E-5,1.0204166977997742E-2,4.9600786827199581E-2,null,1.8821306260919171E-2,1.8054857456310486E-2,6.7237791005011333E-4,2.0980811811424689E-6,2.4529228482808298E-5,9.3502737188322343E-3,4.6925442655775959E-2]
[2004,3,24,6,null,null,2.5877011240411724E-2,1.5758955946802218E-2,1.1894051613100009E-3,1.5899935316525914E-6,5.7942244623656132E-5,1.0328899544655641E-2,5.3213804131334891E-2,null,2.0895676151231744E-2,1.9173470379462123E-2,6.7237791005011333E-4,2.0980811811424689E-6,2.4529228482808298E-5,9.464568559598617E-3,5.023272031000655E-2]
[2004,3,24,7,null,null,3.2220252840719658E-2,1.730973567351916E-2,0,0,5.7942244623656132E-5,1.0770116622612215E-2,6.0358047381474683E-2,null,2.6017841187897961E-2,2.1060259660151188E-2,0,0,2.4529228482808298E-5,9.8688642220679523E-3,5.6971494298599913E-2]
[2004,3,24,11,null,null,3.2235074396700446E-2,2.1675071635191574E-2,0,0,5.7942244623656132E-5,1.3317546369489121E-2,6.7285634646004802E-2,null,2.6029809588381098E-2,2.6371438905785846E-2,0,0,2.4529228482808298E-5,1.2203122909146824E-2,6.4628900631796576E-2]
[2004,3,24,14,null,null,2.8806061319988058E-2,2.12606196246065E-2,0,0,5.7942244623656132E-5,1.2352740463386079E-2,6.2477363652604291E-2,null,2.3260882910425967E-2,2.5867187014005293E-2,0,0,2.4529228482808298E-5,1.1319052771225626E-2,6.0471651924139704E-2]
[2004,3,24,18,null,null,3.457113306544031E-2,1.9514100132361649E-2,0,0,5.7942244623656132E-5,1.044488649433906E-2,6.4588061936764668E-2,null,2.7916176022230864E-2,2.3742246766392951E-2,0,0,2.4529228482808298E-5,9.5708496239609326E-3,6.1253801641067557E-2]
[2004,3,24,21,null,null,3.8419282420538672E-2,1.7412313767743125E-2,1.1894051613100009E-3,1.5899935316525914E-6,5.7942244623656132E-5,6.9680201095310337E-3,6.4048553697278132E-2,null,3.1023555076119903E-2,2.1185063489657669E-2,6.7237791005011333E-4,2.0980811811424689E-6,2.4529228482808298E-5,6.3849303370794907E-3,5.9292554122571138E-2]
[2004,3,24,24,null,null,2.6163428056526265E-2,1.5813749061763301E-2,1.1894051613100009E-3,1.5899935316525914E-6,5.7942244623656132E-5,7.9559072351194689E-3,5.118202175287434E-2,null,2.1126957614851852E-2,1.9240135593214303E-2,6.7237791005011333E-4,2.0980811811424689E-6,2.4529228482808298E-5,7.2901502386627497E-3,4.8356248666442975E-2]
[2004,3,25,4,null,null,1.4394485382801825E-2,1.3200203720599494E-2,1.1894051613100009E-3,1.5899935316525914E-6,5.7942244623656132E-5,6.5476576770880559E-3,3.5391284179954685E-2,null,1.1623541147323023E-2,1.6060309825990562E-2,6.7237791005011333E-4,2.0980811811424689E-6,2.4529228482808298E-5,5.9997441858796003E-3,3.4382600378907252E-2]
[2004,3,25,5,null,null,1.5712933656338336E-2,1.384116658364644E-2,1.1894051613100009E-3,1.5899935316525914E-6,5.7942244623656132E-5,7.5317497044877684E-3,3.8334787343937853E-2,null,1.2688187597023727E-2,1.6840150984913253E-2,6.7237791005011333E-4,2.0980811811424689E-6,2.4529228482808298E-5,6.9014865662765726E-3,3.712883036792762E-2]
[2004,3,25,9,null,null,2.7181236349169025E-2,1.9801529268300748E-2,0,0,5.7942244623656132E-5,9.2117291486083046E-3,5.6252437010701734E-2,null,2.1948837401103503E-2,2.4091953564402056E-2,0,0,2.4529228482808298E-5,8.4408839201623766E-3,5.4506204114150747E-2]
[2004,3,25,12,null,null,2.4469903168256445E-2,2.081154508680793E-2,0,0,5.7942244623656132E-5,8.8519148228770467E-3,5.4191305322565074E-2,null,1.9759436949865886E-2,2.5320810884919234E-2,0,0,2.4529228482808298E-5,8.1111791592741473E-3,5.3215956222542077E-2]
[2004,3,25,15,null,null,2.1857170204406584E-2,2.0885776011616227E-2,0,0,5.7942244623656132E-5,9.1918764602224538E-3,5.199276492086892E-2,null,1.7649656134182092E-2,2.5411125525232749E-2,0,0,2.4529228482808298E-5,8.4226925214070814E-3,5.1508003409304733E-2]
[2004,3,25,19,null,null,2.6910465343551349E-2,1.7783501322420941E-2,1.1894051613100009E-3,1.5899935316525914E-6,5.7942244623656132E-5,2.5056254566644402E-3,4.8448529522102039E-2,null,2.1730189923156191E-2,2.1636676756987366E-2,6.7237791005011333E-4,2.0980811811424689E-6,2.4529228482808298E-5,2.2959526149662849E-3,4.6361824514823909E-2]
[2004,3,25,21,null,null,2.9771982076864066E-2,1.6610962831009449E-2,1.1894051613100009E-3,1.5899935316525914E-6,5.7942244623656132E-5,2.4337529171429735E-3,5.0065635224481791E-2,null,2.4040863532450558E-2,2.0210082754837155E-2,6.7237791005011333E-4,2.0980811811424689E-6,2.4529228482808298E-5,2.2300944298893131E-3,4.7180045936891096E-2]
[2004,3,26,2,null,null,1.4284973036300899E-2,1.4375517724788189E-2,1.1894051613100009E-3,1.5899935316525914E-6,5.7942244623656132E-5,6.5908087154634334E-3,3.6500236876017833E-2,null,1.1535109971644157E-2,1.749028071504884E-2,6.7237791005011333E-4,2.0980811811424689E-6,2.4529228482808298E-5,6.0392843091382244E-3,3.5763680215545289E-2]
[2004,3,26,3,null,null,1.4385012786563229E-2,1.3731592801447656E-2,1.1894051613100009E-3,1.5899935316525914E-6,5.7942244623656132E-5,6.7288641524061677E-3,3.6094407139882365E-2,null,1.1615892029676701E-2,1.6706835702197439E-2,6.7237791005011333E-4,2.0980811811424689E-6,2.4529228482808298E-5,6.1657871512193953E-3,3.5187520102807603E-2]
[2004,3,26,6,null,null,1.9042037028267313E-2,1.4728893401217743E-2,1.1894051613100009E-3,1.5899935316525914E-6,5.7942244623656132E-5,7.3880742011892585E-3,4.2407942030139624E-2,null,1.5376437228618148E-2,1.7920222780228562E-2,6.7237791005011333E-4,2.0980811811424689E-6,2.4529228482808298E-5,6.7698339497103497E-3,4.0765499178271124E-2]
[2004,3,26,10,null,null,2.6699089423395533E-2,2.0362628204210517E-2,0,0,5.7942244623656132E-5,1.1981759651225183E-2,5.9101419523454893E-2,null,2.1559503952790073E-2,2.4774626570401331E-2,0,0,2.4529228482808298E-5,1.0979115944866507E-2,5.7337775696540728E-2]
[2004,3,26,13,null,null,2.4089449959998975E-2,2.0630573358823484E-2,0,0,5.7942244623656132E-5,1.133887318550926E-2,5.6116838748955372E-2,null,1.9452221137476005E-2,2.5100627766333008E-2,0,0,2.4529228482808298E-5,1.0390026758307936E-2,5.4967404890599758E-2]
[2004,3,26,18,null,null,2.6602351902170359E-2,1.7811558997328295E-2,0,0,5.7942244623656132E-5,5.7245230924085847E-3,5.0196376236530893E-2,null,2.1481388443374622E-2,2.1670813726502907E-2,0,0,2.4529228482808298E-5,5.2454901942715019E-3,4.8422221592631841E-2]
[2004,3,26,21,null,null,2.7970958131821919E-2,1.6137057535503575E-2,1.1894051613100009E-3,1.5899935316525914E-6,5.7942244623656132E-5,2.894919635256898E-3,4.8251872702047699E-2,null,2.2586537422430455E-2,1.9633495753977118E-2,6.7237791005011333E-4,2.0980811811424689E-6,2.4529228482808298E-5,2.6526703298798133E-3,4.5571708726001456E-2]
[2004,3,26,24,null,null,1.6715153435927468E-2,1.3740700535231722E-2,1.1894051613100009E-3,1.5899935316525914E-6,5.7942244623656132E-5,3.1906835688433094E-3,3.4895474939467812E-2,null,1.3497479665264918E-2,1.6717916821055966E-2,6.7237791005011333E-4,2.0980811811424689E-6,2.4529228482808298E-5,2.9236844892084864E-3,3.3838086195243436E-2]
[2004,3,27,1,null,null,1.6897128727142146E-2,1.3121330443808947E-2,1.1894051613100009E-3,1.5899935316525914E-6,5.7942244623656132E-5,5.4578848328322351E-3,3.6725281403248634E-2,null,1.364442463960607E-2,1.5964346968972642E-2,6.7237791005011333E-4,2.0980811811424689E-6,2.4529228482808298E-5,5.0011644481005868E-3,3.5308941276393363E-2]
[2004,3,27,4,null,null,1.6048818997524396E-2,1.1819015330942035E-2,1.1894051613100009E-3,1.5899935316525914E-6,5.7942244623656132E-5,6.1744767421148452E-3,3.5291248470046582E-2,null,1.295941487470907E-2,1.4379857468172531E-2,6.7237791005011333E-4,2.0980811811424689E-6,2.4529228482808298E-5,5.6577913448321157E-3,3.3696068907427781E-2]
[2004,3,27,7,null,null,2.2771329991762217E-2,1.3266485653851235E-2,0,0,5.7942244623656132E-5,6.8528834272367726E-3,4.2948641317473876E-2,null,1.8387839794172585E-2,1.6140953155928523E-2,0,0,2.4529228482808298E-5,6.2794283890174052E-3,4.0832750567601328E-2]
[2004,3,27,11,null,null,3.2922250785492164E-2,1.4904033126911053E-2,0,0,5.7942244623656132E-5,4.3558439211856901E-3,5.2240070078212561E-2,null,2.6584704245478916E-2,1.8133310268649977E-2,0,0,2.4529228482808298E-5,3.9913432451092051E-3,4.8733886987720909E-2]
[2004,3,27,15,null,null,2.517981194234364E-2,1.5006584009151525E-2,0,0,5.7942244623656132E-5,5.0276947813366248E-3,4.5272032977455447E-2,null,2.0332687998931318E-2,1.8258080990115468E-2,0,0,2.4529228482808298E-5,4.6069730612607208E-3,4.3222271278790317E-2]
[2004,3,27,18,null,null,3.0151533997615283E-2,1.4143202420808718E-2,0,0,5.7942244623656132E-5,2.2895526960131289E-3,4.6642231359060787E-2,null,2.4347351555542258E-2,1.7207629337979029E-2,0,0,2.4529228482808298E-5,2.0979610043203845E-3,4.3677471126324488E-2]
[2004,3,27,22,null,null,2.8258960648282275E-2,1.1902763237638335E-2,1.1894051613100009E-3,1.5899935316525914E-6,5.7942244623656132E-5,2.9369083194039488E-3,4.4347569604789867E-2,null,2.2819099338440955E-2,1.448175114779217E-2,6.7237791005011333E-4,2.0980811811424689E-6,2.4529228482808298E-5,2.6911453656877395E-3,4.0691001071634939E-2]
[2004,3,28,1,null,null,2.3742624492363241E-2,1.1766783555789735E-2,1.1894051613100009E-3,1.5899935316525914E-6,5.7942244623656132E-5,6.6141828564115135E-3,4.3372528304029795E-2,null,1.9172159712090138E-2,1.4316308563211441E-2,6.7237791005011333E-4,2.0980811811424689E-6,2.4529228482808298E-5,6.0607024823490663E-3,4.0248175977364714E-2]
[2004,3,28,2,null,null,2.1333141212006808E-2,1.1675380111229938E-2,1.1894051613100009E-3,1.5899935316525914E-6,5.7942244623656132E-5,7.9318135203821829E-3,4.2189272243084233E-2,null,1.7226502933941502E-2,1.4205100609920366E-2,6.7237791005011333E-4,2.0980811811424689E-6,2.4529228482808298E-5,7.2680727062014684E-3,3.9398681469777402E-2]
[2004,3,28,5,null,null,2.2040185759304689E-2,1.1594749151987176E-2,1.1894051613100009E-3,1.5899935316525914E-6,5.7942244623656132E-5,7.9205419258173253E-3,4.2804414236574495E-2,null,1.7797441121028507E-2,1.4106999231001137E-2,6.7237791005011333E-4,2.0980811811424689E-6,2.4529228482808298E-5,7.2577443281323546E-3,3.9861189899876068E-2]
[2004,3,28,8,null,null,3.4973809566377904E-2,1.2852816720249316E-2,0,0,5.7942244623656132E-5,5.6593907153404807E-3,5.3543959246591354E-2,null,2.8241337134506567E-2,1.5637654011486819E-2,0,0,2.4529228482808298E-5,5.1858081491953966E-3,4.9089328523671601E-2]
[2004,3,28,13,null,null,3.5259073518853372E-2,1.5293945279110181E-2,0,0,5.7942244623656132E-5,9.3703769594519933E-3,5.9981338002039197E-2,null,2.8471687661202588E-2,1.8607705217529781E-2,0,0,2.4529228482808298E-5,8.5862559490090754E-3,5.5690178056224254E-2]
[2004,3,28,16,null,null,3.526332351663606E-2,1.496468014444146E-2,0,0,5.7942244623656132E-5,5.9282835308233474E-3,5.6214229436524522E-2,null,2.8475119532699857E-2,1.8207097758008238E-2,0,0,2.4529228482808298E-5,5.4321997881418612E-3,5.2138946307332769E-2]
[2004,3,28,19,null,null,3.8443051648473683E-2,1.3143176843278032E-2,1.1894051613100009E-3,1.5899935316525914E-6,5.7942244623656132E-5,3.9649763678876165E-3,5.6800142259104638E-2,null,3.1042748718101216E-2,1.5990926857547268E-2,6.7237791005011333E-4,2.0980811811424689E-6,2.4529228482808298E-5,3.6331838168062827E-3,5.1365864612168834E-2]
[2004,3,28,23,null,null,2.9044786064354126E-2,1.397998287331334E-2,1.1894051613100009E-3,1.5899935316525914E-6,5.7942244623656132E-5,6.1259190880481647E-3,5.0399625425180936E-2,null,2.3453653045323493E-2,1.7009044788988847E-2,6.7237791005011333E-4,2.0980811811424689E-6,2.4529228482808298E-5,5.6132970360221164E-3,4.6775000090048528E-2]
[2004,3,29,2,null,null,2.5498010785192916E-2,1.3912470579734434E-2,1.1894051613100009E-3,1.5899935316525914E-6,5.7942244623656132E-5,1.0538496756370952E-2,5.1197915520763609E-2,null,2.0589633436335294E-2,1.6926904514877137E-2,6.7237791005011333E-4,2.0980811811424689E-6,2.4529228482808298E-5,9.6566265006797353E-3,4.7872169671606235E-2]
[2004,3,29,5,null,null,2.7105060443917604E-2,1.4607948090401097E-2,1.1894051613100009E-3,1.5899935316525914E-6,5.7942244623656132E-5,1.034198393638377E-2,5.3303929870167778E-2,null,2.1887325388302938E-2,1.7773072084312801E-2,6.7237791005011333E-4,2.0980811811424689E-6,2.4529228482808298E-5,9.4765580384425282E-3,4.9835960730772337E-2]
[2004,3,29,7,null,null,4.2102019116861504E-2,1.6724997678557254E-2,0,0,5.7942244623656132E-5,7.612344226282053E-3,6.6497303266324456E-2,null,3.399736347468961E-2,2.0348825688002597E-2,0,0,2.4529228482808298E-5,6.9753368708276274E-3,6.1346055262002652E-2]
[2004,3,29,10,null,null,4.285428512952532E-2,2.1299382452655682E-2,0,0,5.7942244623656132E-5,1.33019982841626E-2,7.7513608110967261E-2,null,3.460481797684066E-2,2.591434863676343E-2,0,0,2.4529228482808298E-5,1.2188875900653118E-2,7.2732571742740018E-2]
[2004,3,29,14,null,null,3.6699407373639498E-2,2.1543618438511231E-2,0,0,5.7942244623656132E-5,1.2466769566375584E-2,7.0767737623149959E-2,null,2.963475666865676E-2,2.621150356607525E-2,0,0,2.4529228482808298E-5,1.1423539823148997E-2,6.7294329286363808E-2]
[2004,3,29,17,null,null,4.0759566060463319E-2,2.0032903474235662E-2,0,0,5.7942244623656132E-5,9.1784901586039625E-3,7.0028901937926602E-2,null,3.2913333172499212E-2,2.4373459934433177E-2,0,0,2.4529228482808298E-5,8.4104263967458882E-3,6.5721748732161092E-2]
[2004,3,29,21,null,null,4.6954705180607785E-2,1.7537063497325332E-2,1.1894051613100009E-3,1.5899935316525914E-6,5.7942244623656132E-5,5.4943403258758535E-3,7.1235046403274285E-2,null,3.7915905516101363E-2,2.1336842912930677E-2,6.7237791005011333E-4,2.0980811811424689E-6,2.4529228482808298E-5,5.0345693148817552E-3,6.4986322963627857E-2]
[2004,3,29,24,null,null,2.9061194456797591E-2,1.6162756376764276E-2,1.1894051613100009E-3,1.5899935316525914E-6,5.7942244623656132E-5,9.2196499368993462E-3,5.5692538169926524E-2,null,2.3466902815610931E-2,1.9664762798149455E-2,6.7237791005011333E-4,2.0980811811424689E-6,2.4529228482808298E-5,8.4481418902396851E-3,5.2278812723714145E-2]
[2004,3,30,2,null,null,2.2272847126058329E-2,1.4847376112285263E-2,1.1894051613100009E-3,1.5899935316525914E-6,5.7942244623656132E-5,1.0125355935937837E-2,4.8494516573746732E-2,null,1.7985315080946827E-2,1.8064377301556002E-2,6.7237791005011333E-4,2.0980811811424689E-6,2.4529228482808298E-5,9.2780576509341461E-3,4.6026755253151044E-2]
[2004,3,30,5,null,null,2.4032900634406263E-2,1.4684854859167523E-2,1.1894051613100009E-3,1.5899935316525914E-6,5.7942244623656132E-5,1.0320038527672772E-2,5.0286731420711862E-2,null,1.9406557579842637E-2,1.7866642347336627E-2,6.7237791005011333E-4,2.0980811811424689E-6,2.4529228482808298E-5,9.4564490399557406E-3,4.7428654186849072E-2]
[2004,3,30,8,null,null,3.6390125039870103E-2,1.8862193297348482E-2,0,0,5.7942244623656132E-5,1.3721981478288511E-2,6.9032242060130741E-2,null,2.9385011308742482E-2,2.2949090390203562E-2,0,0,2.4529228482808298E-5,1.2573714548516685E-2,6.4932345475945549E-2]
[2004,3,30,11,null,null,3.3343133839795605E-2,2.0932414462343757E-2,0,0,5.7942244623656132E-5,1.3882659216056262E-2,6.8216149762819284E-2,null,2.6924567142262434E-2,2.5467869192553536E-2,0,0,2.4529228482808298E-5,1.2720946638298307E-2,6.5137912201597092E-2]
[2004,3,30,15,null,null,2.9233265167184969E-2,2.0231715940389489E-2,0,0,5.7942244623656132E-5,1.2660505053596781E-2,6.218342840579489E-2,null,2.3605849844924424E-2,2.4615349368208878E-2,0,0,2.4529228482808298E-5,1.160106336215766E-2,5.9846791803773773E-2]
[2004,3,30,18,null,null,3.5451381125701835E-2,1.932121645746367E-2,0,0,5.7942244623656132E-5,1.0650735123705367E-2,6.5481274951494528E-2,null,2.8626975976255312E-2,2.3507570723143485E-2,0,0,2.4529228482808298E-5,9.7594726672109652E-3,6.1918548595092569E-2]
[2004,3,30,23,null,null,3.3155293766669494E-2,1.5726565167729377E-2,1.1894051613100009E-3,1.5899935316525914E-6,5.7942244623656132E-5,7.0702209220243313E-3,5.7201017255888512E-2,null,2.6772886358890621E-2,1.9134061446204279E-2,6.7237791005011333E-4,2.0980811811424689E-6,2.4529228482808298E-5,6.4785788997852815E-3,5.3084531924594246E-2]
[2004,3,31,2,null,null,1.7232784936931977E-2,1.4602065031485031E-2,1.1895551606997791E-3,1.5901940504221894E-6,5.7942244623656132E-5,9.294268148287264E-3,4.2378205716078136E-2,null,1.3915466893781271E-2,1.7765914335014649E-2,6.7246270560968264E-4,2.0983457763427539E-6,2.4529228482808298E-5,8.5165159870563192E-3,4.0896987495721078E-2]
[2004,3,31,5,null,null,1.9762095531089426E-2,1.4593061445469988E-2,1.1895551606997791E-3,1.5901940504221894E-6,5.7942244623656132E-5,1.0793525074035448E-2,4.6397769649968723E-2,null,1.5957884179547875E-2,1.7754959929764003E-2,6.7246270560968264E-4,2.0983457763427539E-6,2.4529228482808298E-5,9.8903138346245825E-3,4.4302248223805296E-2]
[2004,3,31,6,null,null,2.4048259283401357E-2,1.5619055905092709E-2,1.1895551606997791E-3,1.5901940504221894E-6,5.7942244623656132E-5,1.1329937155285836E-2,5.2246339943153759E-2,null,1.941895968271844E-2,1.9003258005313876E-2,6.7246270560968264E-4,2.0983457763427539E-6,2.4529228482808298E-5,1.0381838502595449E-2,4.9503146470496605E-2]
[2004,3,31,9,null,null,3.2786218847626475E-2,2.0003819134159773E-2,0,0,5.7942244623656132E-5,1.2823486700889071E-2,6.5671466927298972E-2,null,2.6474858510457291E-2,2.4338073850809761E-2,0,0,2.4529228482808298E-5,1.1750406568380665E-2,6.2587868158130527E-2]
[2004,3,31,13,null,null,2.7624293721859799E-2,2.1080444637997447E-2,0,0,5.7942244623656132E-5,1.1678302900005138E-2,6.044098350448604E-2,null,2.2306606051051142E-2,2.5647973267832618E-2,0,0,2.4529228482808298E-5,1.070105270934194E-2,5.8680161256708517E-2]
[2004,3,31,16,null,null,2.8128977340766977E-2,2.0072605798729447E-2,0,0,5.7942244623656132E-5,1.0377706997637329E-2,5.8637232381757401E-2,null,2.2714137869990381E-2,2.4421764615609205E-2,0,0,2.4529228482808298E-5,9.5092917639407089E-3,5.6669723478023099E-2]
[2004,3,31,20,null,null,3.3902910690130454E-2,1.7803206164692394E-2,1.1895551606997791E-3,1.5901940504221894E-6,5.7942244623656132E-5,6.3625894180886541E-3,5.9317793872285363E-2,null,2.7376586723383403E-2,2.1660651074251722E-2,6.7246270560968264E-4,2.0983457763427539E-6,2.4529228482808298E-5,5.8301625941589511E-3,5.5566490671662909E-2]
[2004,3,31,24,null,null,2.0556167774736393E-2,1.5495638278196115E-2,1.1895551606997791E-3,1.5901940504221894E-6,5.7942244623656132E-5,7.523078843292918E-3,4.4823972495599287E-2,null,1.6599097196374812E-2,1.8853099313228344E-2,6.7246270560968264E-4,2.0983457763427539E-6,2.4529228482808298E-5,6.8935412900257365E-3,4.3044828079497728E-2]
[2004,4,1,3,null,null,1.3943497173582906E-2,1.3346199661578826E-2,1.1895600000000033E-3,1.6100000000000178E-6,6.0108611111111254E-5,9.6089012232010561E-3,3.8149876669473906E-2,null,1.1259368350074104E-2,1.6237938906199838E-2,6.7246544129528137E-4,2.1244807820875308E-6,2.5446336525367462E-5,8.8048203021253643E-3,3.700216381700204E-2]
[2004,4,1,6,null,null,1.8706277730181721E-2,1.435290004500276E-2,1.1895600000000033E-3,1.6100000000000178E-6,6.0108611111111254E-5,9.8944842483705171E-3,4.4204940634666109E-2,null,1.5105311730685652E-2,1.7462762431802031E-2,6.7246544129528137E-4,2.1244807820875308E-6,2.5446336525367462E-5,9.0665055000003388E-3,4.2334615921090765E-2]
[2004,4,1,7,null,null,2.548003922982587E-2,1.5849174034818021E-2,0,0,6.0108611111111254E-5,1.0096005682962258E-2,5.1485327558717264E-2,null,2.0575121412616831E-2,1.9283236143393563E-2,0,0,2.5446336525367462E-5,9.2511634517672397E-3,4.9134967344303004E-2]
[2004,4,1,13,null,null,2.1883716241500862E-2,1.8996771021697601E-2,0,0,6.0108611111111254E-5,1.2114088752229251E-2,5.3054684626538826E-2,null,1.7671092048440782E-2,2.3112827253245361E-2,0,0,2.5446336525367462E-5,1.1100371635607648E-2,5.1909737273819159E-2]
[2004,4,1,15,null,null,1.9990169907962839E-2,1.8569414748439476E-2,0,0,6.0108611111111254E-5,1.240831173409767E-2,5.1028005001611094E-2,null,1.614205414698593E-2,2.2592875114635907E-2,0,0,2.5446336525367462E-5,1.1369973791351726E-2,5.0130349389498931E-2]
[2004,4,1,18,null,null,2.7844499961653363E-2,1.7891589891035623E-2,0,0,6.0108611111111254E-5,9.4357716231057587E-3,5.5231970086905849E-2,null,2.2484422500967157E-2,2.1768185022870461E-2,0,0,2.5446336525367462E-5,8.646178332309162E-3,5.2924232192672151E-2]
[2004,4,1,21,null,null,3.1888215584542988E-2,1.6398676717723853E-2,1.1895600000000033E-3,1.6100000000000178E-6,6.0108611111111254E-5,6.4932342822909056E-3,5.6031405195668862E-2,null,2.5749721237307371E-2,1.9951800320468244E-2,6.7246544129528137E-4,2.1244807820875308E-6,2.5446336525367462E-5,5.9498749864477741E-3,5.2351432802826121E-2]
[2004,4,2,1,null,null,1.6612806966815403E-2,1.3835187607123395E-2,1.1895600000000033E-3,1.6100000000000178E-6,6.0108611111111254E-5,7.9291137067322558E-3,3.962838689178217E-2,null,1.3414834932690549E-2,1.6832876535409678E-2,6.7246544129528137E-4,2.1244807820875308E-6,2.5446336525367462E-5,7.2655988152242734E-3,3.8213346541927241E-2]
[2004,4,2,4,null,null,1.5151682578773371E-2,1.3091348061030947E-2,1.1895600000000033E-3,1.6100000000000178E-6,6.0108611111111254E-5,8.8236311693081042E-3,3.8317940420223531E-2,null,1.2234977578008378E-2,1.5927868262512631E-2,6.7246544129528137E-4,2.1244807820875308E-6,2.5446336525367462E-5,8.0852623055801143E-3,3.6948144404703863E-2]
[2004,4,2,7,null,null,2.5187977218522641E-2,1.5636048755610771E-2,0,0,6.0108611111111254E-5,7.8281955282328494E-3,4.8712330113477371E-2,null,2.0339281456156214E-2,1.9023932719880666E-2,0,0,2.5446336525367462E-5,7.173125554622988E-3,4.6561786067185237E-2]
[2004,4,2,10,null,null,2.3007971739039915E-2,1.855467797323589E-2,0,0,6.0108611111111254E-5,1.2089143737796333E-2,5.3711902061183245E-2,null,1.8578927909760453E-2,2.2574945302292464E-2,0,0,2.5446336525367462E-5,1.1077514040923933E-2,5.225683358950222E-2]
[2004,4,2,12,null,null,2.3641142734376765E-2,1.8694380667554508E-2,0,0,6.0108611111111254E-5,1.0658418702598052E-2,5.3054050715640434E-2,null,1.9090213233401303E-2,2.2744917569522044E-2,0,0,2.5446336525367462E-5,9.7665132777715082E-3,5.1627090417220231E-2]
[2004,4,2,16,null,null,2.2537439068548493E-2,1.7482525861761699E-2,0,0,6.0108611111111254E-5,8.6713451105299884E-3,4.8751418651951289E-2,null,1.8198972967908112E-2,2.1270488533644695E-2,0,0,2.5446336525367462E-5,7.9457196720454214E-3,4.7440627510123602E-2]
[2004,4,2,19,null,null,2.8328670698201844E-2,1.668067590247253E-2,1.1895600000000033E-3,1.6100000000000178E-6,6.0108611111111254E-5,6.0367491525109762E-3,5.2297374364296469E-2,null,2.2875390175666033E-2,2.0294900652372425E-2,6.7246544129528137E-4,2.1244807820875308E-6,2.5446336525367462E-5,5.5315889155492645E-3,4.940191600219046E-2]
[2004,4,2,22,null,null,2.7359077673769897E-2,1.5400973909350989E-2,1.1895600000000033E-3,1.6100000000000178E-6,6.0108611111111254E-5,5.4994394040268606E-3,4.9510769598258862E-2,null,2.209244419906951E-2,1.8737923886748976E-2,6.7246544129528137E-4,2.1244807820875308E-6,2.5446336525367462E-5,5.0392416978923861E-3,4.6569646042313603E-2]
[2004,4,3,2,null,null,1.4204230222593581E-2,1.2261906440887821E-2,1.1895600000000033E-3,1.6100000000000178E-6,6.0108611111111254E-5,7.4408843035896214E-3,3.5158299578182138E-2,null,1.1469910182105383E-2,1.4918710397677405E-2,6.7246544129528137E-4,2.1244807820875308E-6,2.5446336525367462E-5,6.8182248584075181E-3,3.390688169679304E-2]
[2004,4,3,3,null,null,1.3611850570935859E-2,1.190177348652249E-2,1.1895600000000033E-3,1.6100000000000178E-6,6.0108611111111254E-5,7.3648758456744149E-3,3.4129778514243876E-2,null,1.0991563852051299E-2,1.4480546945955021E-2,6.7246544129528137E-4,2.1244807820875308E-6,2.5446336525367462E-5,6.7485768520601178E-3,3.2920723908669174E-2]
[2004,4,3,7,null,null,1.8583733188754704E-2,1.3391074168223037E-2,0,0,6.0108611111111254E-5,8.191821584367787E-3,4.0226737552456635E-2,null,1.5006357062854414E-2,1.6292536433272074E-2,0,0,2.5446336525367462E-5,7.5063230771147517E-3,3.8830662909766611E-2]
[2004,4,3,10,null,null,2.5610313726100346E-2,1.5078023463696875E-2,0,0,6.0108611111111254E-5,8.8922160647213946E-3,4.964066186562973E-2,null,2.0680318015873129E-2,1.8344999328505023E-2,0,0,2.5446336525367462E-5,8.148107959367875E-3,4.7198871640271395E-2]
[2004,4,3,13,null,null,2.5613488193254555E-2,1.4867619331121774E-2,0,0,6.0108611111111254E-5,7.0146403207014419E-3,4.7555856456188879E-2,null,2.0682881396821215E-2,1.8089006646168491E-2,0,0,2.5446336525367462E-5,6.4276493298412703E-3,4.5224983709356348E-2]
[2004,4,3,17,null,null,2.5162054222906995E-2,1.4365416881834001E-2,0,0,6.0108611111111254E-5,7.7560294032560772E-3,4.7343609119108183E-2,null,2.0318348647640504E-2,1.7477991308704696E-2,0,0,2.5446336525367462E-5,7.1069983515680765E-3,4.4928784644438641E-2]
[2004,4,3,20,null,null,2.8919354274761049E-2,1.3245484637355556E-2,1.1895600000000033E-3,1.6100000000000178E-6,6.0108611111111254E-5,4.0752602472751585E-3,4.7491377770502871E-2,null,2.3352366925761384E-2,1.6115401820606706E-2,6.7246544129528137E-4,2.1244807820875308E-6,2.5446336525367462E-5,3.7342390485828342E-3,4.3902044053553663E-2]
[2004,4,3,24,null,null,1.9511945039297297E-2,1.1449809932836971E-2,1.1895600000000033E-3,1.6100000000000178E-6,6.0108611111111254E-5,6.9959104686442095E-3,3.9208944051889592E-2,null,1.5755887758207042E-2,1.3930655833977887E-2,6.7246544129528137E-4,2.1244807820875308E-6,2.5446336525367462E-5,6.4104868075279863E-3,3.6797066658315655E-2]
[2004,4,4,4,null,null,1.1844444566242235E-2,1.0550597849560027E-2,1.1895600000000033E-3,1.6100000000000178E-6,6.0108611111111254E-5,9.4523201619166469E-3,3.3098641188830019E-2,null,9.5643842153185395E-3,1.2836610244805247E-2,6.7246544129528137E-4,2.1244807820875308E-6,2.5446336525367462E-5,8.661342075499779E-3,3.1762372794226307E-2]
[2004,4,4,7,null,null,1.5906140101178839E-2,1.1422042140935756E-2,0,0,6.0108611111111254E-5,7.7091493099846024E-3,3.5097440163210314E-2,null,1.2844201723392894E-2,1.3896871556813952E-2,0,0,2.5446336525367462E-5,7.06404122385762E-3,3.3830560840589836E-2]
[2004,4,4,8,null,null,1.94971289429525E-2,1.22656483511946E-2,0,0,6.0108611111111254E-5,8.6827422252152477E-3,4.050562813047346E-2,null,1.5743923766377767E-2,1.492326307278303E-2,0,0,2.5446336525367462E-5,7.9561630666058862E-3,3.8648796242292047E-2]
[2004,4,4,11,null,null,2.3058021318144613E-2,1.3560144534847194E-2,0,0,6.0108611111111254E-5,1.0641992728069939E-2,4.732026719217286E-2,null,1.8619342924723385E-2,1.6498239506334531E-2,0,0,2.5446336525367462E-5,9.7514618425815925E-3,4.4894490610164879E-2]
[2004,4,4,14,null,null,2.1060607559023701E-2,1.407782459926602E-2,0,0,6.0108611111111254E-5,1.0115950252401529E-2,4.5314491021802357E-2,null,1.7006432118956742E-2,1.7128086014864589E-2,0,0,2.5446336525367462E-5,9.2694390428922722E-3,4.3429403513238971E-2]
[2004,4,4,18,null,null,2.6139039558526436E-2,1.3243473698532651E-2,0,0,6.0108611111111254E-5,6.5277947667081379E-3,4.5970416634878337E-2,null,2.1107263912542692E-2,1.6112955168932189E-2,0,0,2.5446336525367462E-5,5.9815434205152812E-3,4.3227208838515531E-2]
[2004,4,4,21,null,null,2.6671087129766385E-2,1.2757293983705448E-2,1.1895600000000033E-3,1.6100000000000178E-6,6.0108611111111254E-5,5.7324306833935312E-3,4.6412090407976482E-2,null,2.1536892111966178E-2,1.5521434233611199E-2,6.7246544129528137E-4,2.1244807820875308E-6,2.5446336525367462E-5,5.2527360714043677E-3,4.3011098675584482E-2]
[2004,4,5,1,null,null,2.2728365863680263E-2,1.260517370601983E-2,1.1895600000000033E-3,1.6100000000000178E-6,6.0108611111111254E-5,8.1693915108768736E-3,4.4754209691688078E-2,null,1.8353146278055909E-2,1.5336353848326373E-2,6.7246544129528137E-4,2.1244807820875308E-6,2.5446336525367462E-5,7.4857699710037112E-3,4.1875306355988733E-2]
[2004,4,5,5,null,null,2.2723475451674156E-2,1.1930646893467674E-2,1.1895600000000033E-3,1.6100000000000178E-6,6.0108611111111254E-5,8.9967183889288118E-3,4.4902119345181755E-2,null,1.8349197272331242E-2,1.4515676393279227E-2,6.7246544129528137E-4,2.1244807820875308E-6,2.5446336525367462E-5,8.2438654413554188E-3,4.180877536556863E-2]
[2004,4,5,8,null,null,3.8564497596980246E-2,1.5600232561999038E-2,0,0,6.0108611111111254E-5,1.0305778467169908E-2,6.4530617237260307E-2,null,3.1140816272591791E-2,1.8980356182853857E-2,0,0,2.5446336525367462E-5,9.4433822732871448E-3,5.9590001065258157E-2]
[2004,4,5,9,null,null,3.8097100039835172E-2,1.6261557766076032E-2,0,0,6.0108611111111254E-5,1.140328838410894E-2,6.582205480113125E-2,null,3.0763392933503542E-2,1.9784971618950369E-2,0,0,2.5446336525367462E-5,1.0449051639011929E-2,6.102286252799121E-2]
[2004,4,5,12,null,null,3.2844344119964987E-2,1.7306605143373548E-2,0,0,6.0108611111111254E-5,1.1633472884020979E-2,6.1844530758470621E-2,null,2.6521794644452971E-2,2.1056450833778328E-2,0,0,2.5446336525367462E-5,1.0659974106730348E-2,5.8263665921487018E-2]
[2004,4,5,18,null,null,4.05054027283544E-2,1.7796666549512879E-2,0,0,6.0108611111111254E-5,6.6350809707043058E-3,6.4997258859682702E-2,null,3.270809638421928E-2,2.1652694511750961E-2,0,0,2.5446336525367462E-5,6.079851824893772E-3,6.0466089057389386E-2]
[2004,4,5,20,null,null,4.1037333138315424E-2,1.7239311427566142E-2,1.1895600000000033E-3,1.6100000000000178E-6,6.0108611111111254E-5,6.3466343056471338E-3,6.5874557482639817E-2,null,3.3137629975957233E-2,2.097457649698135E-2,6.7246544129528137E-4,2.1244807820875308E-6,2.5446336525367462E-5,5.8155426189209301E-3,6.0627785350462253E-2]
[2004,4,5,23,null,null,3.2791441019875328E-2,1.5152707640692696E-2,1.1895600000000033E-3,1.6100000000000178E-6,6.0108611111111254E-5,6.8006896055976245E-3,5.5996116877276764E-2,null,2.6479075412444316E-2,1.8435865427774398E-2,6.7246544129528137E-4,2.1244807820875308E-6,2.5446336525367462E-5,6.231602190189982E-3,5.1846579289011437E-2]
[2004,4,6,3,null,null,2.3026688979615614E-2,1.3908083930159836E-2,1.1895600000000033E-3,1.6100000000000178E-6,6.0108611111111254E-5,9.6089012232010561E-3,4.7794952744087627E-2,null,1.8594042073984476E-2,1.6921567403969058E-2,6.7246544129528137E-4,2.1244807820875308E-6,2.5446336525367462E-5,8.8048203021253643E-3,4.5020466038681636E-2]
[2004,4,6,6,null,null,2.7982698881201765E-2,1.4760727950877002E-2,1.1895600000000033E-3,1.6100000000000178E-6,6.0108611111111254E-5,9.8944842483705171E-3,5.3889189691560396E-2,null,2.2596018072824534E-2,1.7958954965088765E-2,6.7246544129528137E-4,2.1244807820875308E-6,2.5446336525367462E-5,9.0665055000003388E-3,5.0321514796516378E-2]
[2004,4,6,9,null,null,3.3494587709086761E-2,1.8309356703246904E-2,0,0,6.0108611111111254E-5,1.2790030512208519E-2,6.4654083535653301E-2,null,2.7046866080696896E-2,2.2276469938856961E-2,0,0,2.5446336525367462E-5,1.1719750021655531E-2,6.1068532377734755E-2]
[2004,4,6,11,null,null,3.1922716202597963E-2,1.9202880983683359E-2,0,0,6.0108611111111254E-5,1.323045554274789E-2,6.4416161340140318E-2,null,2.5777580472487061E-2,2.3363595341206661E-2,0,0,2.5446336525367462E-5,1.2123319915900462E-2,6.1289942066119547E-2]
[2004,4,6,14,null,null,2.8673050952505254E-2,1.8912643733934007E-2,0,0,6.0108611111111254E-5,1.264721983302002E-2,6.0293023130570396E-2,null,2.3153477092271182E-2,2.3010471991546246E-2,0,0,2.5446336525367462E-5,1.158888985999177E-2,5.7778285280334567E-2]
[2004,4,6,17,null,null,3.4426581434366131E-2,1.7949179789995426E-2,0,0,6.0108611111111254E-5,1.0681449514017229E-2,6.31173193494899E-2,null,2.7799450638375817E-2,2.1838253003616741E-2,0,0,2.5446336525367462E-5,9.787616851556654E-3,5.9450766830074581E-2]
[2004,4,6,21,null,null,4.2390641289996117E-2,1.6829625841949063E-2,1.1895600000000033E-3,1.6100000000000178E-6,6.0108611111111254E-5,6.4932342822909056E-3,6.6964780025347198E-2,null,3.4230425763214924E-2,2.0476123777953627E-2,6.7246544129528137E-4,2.1244807820875308E-6,2.5446336525367462E-5,5.9498749864477741E-3,6.1356460786219057E-2]
[2004,4,6,24,null,null,2.9797509855299636E-2,1.4860244907580283E-2,1.1895600000000033E-3,1.6100000000000178E-6,6.0108611111111254E-5,7.6788377711622972E-3,5.3587871145153329E-2,null,2.4061477203252583E-2,1.8080034396241802E-2,6.7246544129528137E-4,2.1244807820875308E-6,2.5446336525367462E-5,7.0362661800506456E-3,4.9877814038147769E-2]
[2004,4,7,4,null,null,2.6400419211957599E-2,1.3244059320230343E-2,1.1895600000000033E-3,1.6100000000000178E-6,6.0108611111111254E-5,9.3573855017841778E-3,5.0253142645083237E-2,null,2.1318327877383011E-2,1.6113667678080142E-2,6.7246544129528137E-4,2.1244807820875308E-6,2.5446336525367462E-5,8.5743516274252932E-3,4.6706383441491188E-2]
[2004,4,7,8,null,null,3.9378747188623796E-2,1.7825298491995604E-2,0,0,6.0108611111111254E-5,1.2108118760396107E-2,6.9372273052126621E-2,null,3.1798322489796867E-2,2.1687530176178995E-2,0,0,2.5446336525367462E-5,1.1094901217702936E-2,6.4606200220204163E-2]
[2004,4,7,11,null,null,3.4914788583456369E-2,1.9328524245290388E-2,0,0,6.0108611111111254E-5,1.323045554274789E-2,6.7533876982605753E-2,null,2.8193677714575961E-2,2.351646189930439E-2,0,0,2.5446336525367462E-5,1.2123319915900462E-2,6.3858905866306187E-2]
[2004,4,7,12,null,null,3.4288589915133158E-2,1.9418587079854516E-2,0,0,6.0108611111111254E-5,1.2727212791117831E-2,6.6494498397216606E-2,null,2.7688022542189591E-2,2.3626038770807489E-2,0,0,2.5446336525367462E-5,1.1662188940201487E-2,6.3001696589723932E-2]
[2004,4,7,15,null,null,3.0512080874878993E-2,1.9242996719039999E-2,0,0,6.0108611111111254E-5,1.240831173409767E-2,6.2223497939127771E-2,null,2.4638493013674594E-2,2.3412403007539849E-2,0,0,2.5446336525367462E-5,1.1369973791351726E-2,5.9446316149091537E-2]
[2004,4,7,19,null,null,4.3110652317482116E-2,1.769606322722099E-2,1.1895600000000033E-3,1.6100000000000178E-6,6.0108611111111254E-5,7.4485182241264157E-3,6.9506512379940641E-2,null,3.4811834377829864E-2,2.1530293330698707E-2,6.7246544129528137E-4,2.1244807820875308E-6,2.5446336525367462E-5,6.8252199660650808E-3,6.3867383933196395E-2]
[2004,4,7,22,null,null,4.1547167864427664E-2,1.6518738959812193E-2,1.1895600000000033E-3,1.6100000000000178E-6,6.0108611111111254E-5,6.1902453628057269E-3,6.5507430798156699E-2,null,3.3549321311889264E-2,2.0097876611952496E-2,6.7246544129528137E-4,2.1244807820875308E-6,2.5446336525367462E-5,5.6722404341057525E-3,6.0019474616550252E-2]
[2004,4,8,1,null,null,2.2458438949583388E-2,1.4497177283959297E-2,1.1895600000000033E-3,1.6100000000000178E-6,6.0108611111111254E-5,8.6121236036474768E-3,4.6819018448301275E-2,null,1.8135180403671573E-2,1.7638300416482105E-2,6.7246544129528137E-4,2.1244807820875308E-6,2.5446336525367462E-5,7.8914538705755748E-3,4.4364970949331992E-2]
[2004,4,8,5,null,null,2.3992631042362635E-2,1.382445577799357E-2,1.1895600000000033E-3,1.6100000000000178E-6,6.0108611111111254E-5,9.6788932823777801E-3,4.8747258713845103E-2,null,1.937403990049133E-2,1.681981942625646E-2,6.7246544129528137E-4,2.1244807820875308E-6,2.5446336525367462E-5,8.8689553670315141E-3,4.5762850952382042E-2]
[2004,4,8,9,null,null,3.186762182754363E-2,1.7697846590313659E-2,0,0,6.0108611111111254E-5,1.2790030512208519E-2,6.2415607541176921E-2,null,2.5733091786827259E-2,2.1532463097499791E-2,0,0,2.5446336525367462E-5,1.1719750021655531E-2,5.9010751242507951E-2]
[2004,4,8,12,null,null,3.0056651303786156E-2,1.8283047735703134E-2,0,0,6.0108611111111254E-5,1.2727212791117831E-2,6.1127020441718229E-2,null,2.4270733818501835E-2,2.2244460571509434E-2,0,0,2.5446336525367462E-5,1.1662188940201487E-2,5.8202829666738121E-2]
[2004,4,8,13,null,null,2.9835938136274803E-2,1.8327597906670306E-2,0,0,6.0108611111111254E-5,1.2114088752229251E-2,6.0337733406285475E-2,null,2.4092508024657937E-2,2.2298663488652073E-2,0,0,2.5446336525367462E-5,1.1100371635607648E-2,5.7516989485443031E-2]
[2004,4,8,16,null,null,3.0390897740934709E-2,1.7799089265782043E-2,0,0,6.0108611111111254E-5,1.124593068219808E-2,5.9496026300025942E-2,null,2.4540637681837178E-2,2.1655642161251439E-2,0,0,2.5446336525367462E-5,1.0304861761699509E-2,5.6526587941313496E-2]
[2004,4,8,20,null,null,4.0746984805378465E-2,1.7049614216119526E-2,1.1895600000000033E-3,1.6100000000000178E-6,6.0108611111111254E-5,7.1967664838603548E-3,6.6244644116469464E-2,null,3.2903173814086965E-2,2.0743777332555974E-2,6.7246544129528137E-4,2.1244807820875308E-6,2.5446336525367462E-5,6.5945350227712661E-3,6.0941522428016939E-2]
[2004,4,8,22,null,null,3.6779920184919837E-2,1.5930024612502237E-2,1.1895600000000033E-3,1.6100000000000178E-6,6.0108611111111254E-5,6.1902453628057269E-3,6.0151468771338916E-2,null,2.9699770731328415E-2,1.9381604725780856E-2,6.7246544129528137E-4,2.1244807820875308E-6,2.5446336525367462E-5,5.6722404341057525E-3,5.5453652149817761E-2]
[2004,4,9,3,null,null,2.2156336291915657E-2,1.2232403202422358E-2,1.1895600000000033E-3,1.6100000000000178E-6,6.0108611111111254E-5,8.8274973662889906E-3,4.446751547173812E-2,null,1.7891232629316821E-2,1.4882814652380234E-2,6.7246544129528137E-4,2.1244807820875308E-6,2.5446336525367462E-5,8.088804975951951E-3,4.1562888516251742E-2]
[2004,4,9,7,null,null,4.0704585099842414E-2,1.3853742025493306E-2,0,0,6.0108611111111254E-5,7.7091493099846024E-3,6.2327585046431433E-2,null,3.2868936068948709E-2,1.6855451164860039E-2,0,0,2.5446336525367462E-5,7.06404122385762E-3,5.6813874794191734E-2]
[2004,4,9,10,null,null,3.2859548892762651E-2,1.5928994181823662E-2,0,0,6.0108611111111254E-5,1.0616209304231031E-2,5.9464860989928453E-2,null,2.6534072492361345E-2,1.9380351030284758E-2,0,0,2.5446336525367462E-5,9.7278359972948307E-3,5.5667705856466299E-2]
[2004,4,9,13,null,null,2.948953230637566E-2,1.6549091264128939E-2,0,0,6.0108611111111254E-5,1.0586144135112741E-2,5.6684876316728451E-2,null,2.3812785456575305E-2,2.0134805391354513E-2,0,0,2.5446336525367462E-5,9.7002867067682106E-3,5.3673323891223396E-2]
[2004,4,9,14,null,null,2.7969931978825531E-2,1.6374996379642081E-2,0,0,6.0108611111111254E-5,1.0115950252401529E-2,5.4520987221980247E-2,null,2.258570880429929E-2,1.9922989131305763E-2,0,0,2.5446336525367462E-5,9.2694390428922722E-3,5.1803583315022689E-2]
[2004,4,9,19,null,null,3.9789283896185086E-2,1.4782886519895979E-2,1.1895600000000033E-3,1.6100000000000178E-6,6.0108611111111254E-5,5.7064999163378089E-3,6.1529948943529984E-2,null,3.2129830715754461E-2,1.7985914661414512E-2,6.7246544129528137E-4,2.1244807820875308E-6,2.5446336525367462E-5,5.2289752127048705E-3,5.6044756848476582E-2]
[2004,4,9,22,null,null,3.8352976579046398E-2,1.3287663792029844E-2,1.1895600000000033E-3,1.6100000000000178E-6,6.0108611111111254E-5,5.6680174422654977E-3,5.8559936424452855E-2,null,3.097001313582837E-2,1.616671999012937E-2,6.7246544129528137E-4,2.1244807820875308E-6,2.5446336525367462E-5,5.1937129843691501E-3,5.3030482368929634E-2]
[2004,4,10,1,null,null,2.1994657793573451E-2,1.1767956018400643E-2,1.1895600000000033E-3,1.6100000000000178E-6,6.0108611111111254E-5,7.0446580337593309E-3,4.2058550456844541E-2,null,1.7760677307042963E-2,1.4317735064891956E-2,6.7246544129528137E-4,2.1244807820875308E-6,2.5446336525367462E-5,6.4551551354704619E-3,3.9233603766008124E-2]
[2004,4,10,4,null,null,2.1157555264242425E-2,1.1240456456585701E-2,1.1895600000000033E-3,1.6100000000000178E-6,6.0108611111111254E-5,7.2686808760626396E-3,4.0917971208001877E-2,null,1.7084717351862306E-2,1.3675941455100798E-2,6.7246544129528137E-4,2.1244807820875308E-6,2.5446336525367462E-5,6.6604315582615894E-3,3.8121126623827432E-2]
[2004,4,10,8,null,null,3.418280223395033E-2,1.2334103236247463E-2,0,0,6.0108611111111254E-5,8.8049488663785921E-3,5.5381962947687498E-2,null,2.7602599032254486E-2,1.5006550170946211E-2,0,0,2.5446336525367462E-5,8.0681433534436266E-3,5.0702738893169695E-2]
[2004,4,10,11,null,null,4.3464992504053612E-2,1.3716659122724692E-2,0,0,6.0108611111111254E-5,6.1223193492627994E-3,6.3364079587152206E-2,null,3.509796393572881E-2,1.6688666322981091E-2,0,0,2.5446336525367462E-5,5.6099985264003085E-3,5.742207512163558E-2]
[2004,4,10,12,null,null,4.0105719681958217E-2,1.3485286030845735E-2,0,0,6.0108611111111254E-5,7.0124220793657543E-3,6.0663536403280816E-2,null,3.2385352485279753E-2,1.6407161308389945E-2,0,0,2.5446336525367462E-5,6.4256167128027772E-3,5.5243576842997841E-2]
[2004,4,10,16,null,null,3.4496577149728452E-2,1.3075961527629531E-2,0,0,6.0108611111111254E-5,6.7827683435116859E-3,5.4415415631980782E-2,null,2.7855972150330827E-2,1.5909147907978323E-2,0,0,2.5446336525367462E-5,6.2151805943603793E-3,5.0005746989194903E-2]
[2004,4,10,19,null,null,4.0529864034319449E-2,1.2433876587009932E-2,1.1895600000000033E-3,1.6100000000000178E-6,6.0108611111111254E-5,3.8090905185129437E-3,5.8024109750953436E-2,null,3.2727848878931015E-2,1.5127941549408186E-2,6.7246544129528137E-4,2.1244807820875308E-6,2.5446336525367462E-5,3.4903426261741937E-3,5.2046169313116133E-2]
[2004,4,10,23,null,null,3.095931771560996E-2,1.0866392804442765E-2,1.1895600000000033E-3,1.6100000000000178E-6,6.0108611111111254E-5,6.0097193631242427E-3,4.9086708494288082E-2,null,2.4999636582380854E-2,1.3220828922353895E-2,6.7246544129528137E-4,2.1244807820875308E-6,2.5446336525367462E-5,5.5068210016300488E-3,4.4427322764967539E-2]
[2004,4,11,2,null,null,2.1100304553187166E-2,9.520970785454148E-3,1.1895600000000033E-3,1.6100000000000178E-6,6.0108611111111254E-5,9.0170575923756331E-3,4.0889611542128057E-2,null,1.7038487425750506E-2,1.1583892483414935E-2,6.7246544129528137E-4,2.1244807820875308E-6,2.5446336525367462E-5,8.2625026431829528E-3,3.7584918810951135E-2]
[2004,4,11,5,null,null,2.2110757891910325E-2,9.52616291830179E-3,1.1895600000000033E-3,1.6100000000000178E-6,6.0108611111111254E-5,9.1812078383668953E-3,4.2069407259690127E-2,null,1.7854428089675266E-2,1.1590209602753079E-2,6.7246544129528137E-4,2.1244807820875308E-6,2.5446336525367462E-5,8.4129166587847536E-3,3.8557590609815839E-2]
[2004,4,11,9,null,null,4.0519925320242595E-2,1.1952768191207684E-2,0,0,6.0108611111111254E-5,9.6561122699437372E-3,6.2188914392505124E-2,null,{"$f":"G2435*X$5","v":3.2719823371318089E-2},{"$f":"H2435*Y$5","v":1.4542590742707267E-2},{"$f":"I2435*Z$5","v":0},{"$f":"J2435*AA$5","v":0},{"$f":"K2435*AB$5","v":2.5446336525367462E-5},{"$f":"L2435*AC$5","v":8.8480806888427185E-3},{"$f":"SUM(O2435:T2435)","v":5.6135941139393443E-2}]
[2004,4,11,13,null,null,3.3725295858861741E-2,1.3833117139752157E-2,0,0,6.0108611111111254E-5,1.0586144135112741E-2,5.8204665744837743E-2,null,2.7233162818691866E-2,1.6830357457055242E-2,0,0,2.5446336525367462E-5,9.7002867067682106E-3,5.3789253319040685E-2]
[2004,4,11,14,null,null,3.2592823608336707E-2,1.4038305398345982E-2,0,0,6.0108611111111254E-5,1.0115950252401529E-2,5.6807187870195328E-2,null,2.6318691932646403E-2,1.708000413489626E-2,0,0,2.5446336525367462E-5,9.2694390428922722E-3,5.2693581446960305E-2]
[2004,4,11,17,null,null,3.6932862019458321E-2,1.3722527398900819E-2,0,0,6.0108611111111254E-5,7.7659945078757103E-3,5.8481492537345962E-2,null,2.9823271201100617E-2,1.6695806086542923E-2,0,0,2.5446336525367462E-5,7.1161295678673856E-3,5.3660653192036292E-2]
[2004,4,11,20,null,null,4.215119808801604E-2,1.2600773406940786E-2,1.1895600000000033E-3,1.6100000000000178E-6,6.0108611111111254E-5,6.0871274290174218E-3,6.209037753508536E-2,null,3.4037075474083536E-2,1.5331000130457142E-2,6.7246544129528137E-4,2.1244807820875308E-6,2.5446336525367462E-5,5.577751495584848E-3,5.5645863358728266E-2]
[2004,4,11,24,null,null,2.4822562628043051E-2,1.2765600904255209E-2,1.1895600000000033E-3,1.6100000000000178E-6,6.0108611111111254E-5,7.5498057569328399E-3,4.6389247900342219E-2,null,2.0044209321563169E-2,1.5531541025942052E-2,6.7246544129528137E-4,2.1244807820875308E-6,2.5446336525367462E-5,6.9180316730948982E-3,4.3193818279202857E-2]
[2004,4,12,3,null,null,1.9709002642328784E-2,1.2295844295192992E-2,1.1895600000000033E-3,1.6100000000000178E-6,6.0108611111111254E-5,8.8274973662889906E-3,4.2083622914921875E-2,null,1.5915011693263863E-2,1.496000161306371E-2,6.7246544129528137E-4,2.1244807820875308E-6,2.5446336525367462E-5,8.088804975951951E-3,3.9663854540882261E-2]
[2004,4,12,6,null,null,2.5705820479726523E-2,1.3371751037224169E-2,1.1895600000000033E-3,1.6100000000000178E-6,6.0108611111111254E-5,8.9550854413511551E-3,4.9283935569412962E-2,null,2.0757439680948245E-2,1.6269026533181238E-2,6.7246544129528137E-4,2.1244807820875308E-6,2.5446336525367462E-5,8.2057163737821182E-3,4.5932218846514342E-2]
[2004,4,12,11,null,null,3.2213399348835235E-2,1.7771535167709619E-2,0,0,6.0108611111111254E-5,1.0641992728069939E-2,6.0687035855725907E-2,null,2.6012306995962443E-2,2.162211787924901E-2,0,0,2.5446336525367462E-5,9.7514618425815925E-3,5.7411333054318413E-2]
[2004,4,12,14,null,null,2.8240899170370946E-2,1.8671543068083715E-2,0,0,6.0108611111111254E-5,1.0115950252401529E-2,5.7088501101967296E-2,null,2.2804514702304213E-2,2.2717131716292336E-2,0,0,2.5446336525367462E-5,9.2694390428922722E-3,5.4816531798014184E-2]
[2004,4,12,15,null,null,2.91318700041126E-2,1.8148522481907479E-2,0,0,6.0108611111111254E-5,8.8424625512737547E-3,5.6182963648404943E-2,null,2.3523973291593843E-2,2.2080787547887334E-2,0,0,2.5446336525367462E-5,8.1025178616938448E-3,5.3732725037700386E-2]
[2004,4,12,18,null,null,3.7866275610758005E-2,1.7805005411347555E-2,0,0,6.0108611111111254E-5,6.5277947667081379E-3,6.2259184399924804E-2,null,3.0577002300018905E-2,2.1662840166128402E-2,0,0,2.5446336525367462E-5,5.9815434205152812E-3,5.824683222318796E-2]
[2004,4,12,21,null,null,4.0910013698612246E-2,1.6882183838363166E-2,1.1895600000000033E-3,1.6100000000000178E-6,6.0108611111111254E-5,5.7324306833935312E-3,6.477590683148006E-2,null,3.3034819579691718E-2,2.0540069586981298E-2,6.7246544129528137E-4,2.1244807820875308E-6,2.5446336525367462E-5,5.2527360714043677E-3,5.9527661496680123E-2]
[2004,4,13,3,null,null,1.5081247613925382E-2,1.379460080481505E-2,1.1895600000000033E-3,1.6100000000000178E-6,6.0108611111111254E-5,9.6089012232010561E-3,3.9736028253052606E-2,null,1.2178101372270659E-2,1.6783495735407248E-2,6.7246544129528137E-4,2.1244807820875308E-6,2.5446336525367462E-5,8.8048203021253643E-3,3.8466453668406009E-2]
[2004,4,13,5,null,null,1.6844946976576826E-2,1.4288803764948845E-2,1.1895600000000033E-3,1.6100000000000178E-6,6.0108611111111254E-5,9.6788932823777801E-3,4.2063922635014565E-2,null,1.3602287897047699E-2,1.7384778323514906E-2,6.7246544129528137E-4,2.1244807820875308E-6,2.5446336525367462E-5,8.8689553670315141E-3,4.0556057846196855E-2]
[2004,4,13,9,null,null,2.7705160875366577E-2,1.7828315818223462E-2,0,0,6.0108611111111254E-5,1.2790030512208519E-2,5.8383615816909665E-2,null,2.2371906244927887E-2,2.1691201270587171E-2,0,0,2.5446336525367462E-5,1.1719750021655531E-2,5.5808303873695959E-2]
[2004,4,13,12,null,null,2.4524542000296509E-2,1.8524744991750185E-2,0,0,6.0108611111111254E-5,1.2727212791117831E-2,5.5836608394275636E-2,null,1.9803557784725197E-2,2.253852670096998E-2,0,0,2.5446336525367462E-5,1.1662188940201487E-2,5.4029719762422032E-2]
[2004,4,13,15,null,null,2.1451284989920587E-2,1.8943357946081856E-2,0,0,6.0108611111111254E-5,1.240831173409767E-2,5.2863063281211223E-2,null,1.732190398700879E-2,2.304784109384168E-2,0,0,2.5446336525367462E-5,1.1369973791351726E-2,5.1765165208727565E-2]
[2004,4,13,16,null,null,2.4805132273175611E-2,1.9265696411887762E-2,0,0,6.0108611111111254E-5,1.124593068219808E-2,5.537686797837256E-2,null,2.0030134317030098E-2,2.3440021073730825E-2,0,0,2.5446336525367462E-5,1.0304861761699509E-2,5.3800463488985796E-2]
[2004,4,13,19,null,null,3.1498132236274685E-2,1.7502919909939702E-2,1.1895600000000033E-3,1.6100000000000178E-6,6.0108611111111254E-5,7.4485182241264157E-3,5.7700848981451919E-2,null,2.5434729090738559E-2,2.1295301387997373E-2,6.7246544129528137E-4,2.1244807820875308E-6,2.5446336525367462E-5,6.8252199660650808E-3,5.4255286703403752E-2]
[2004,4,13,24,null,null,1.9621151339580367E-2,1.5568134346753358E-2,1.1895600000000033E-3,1.6100000000000178E-6,6.0108611111111254E-5,7.6788377711622972E-3,4.4119402068607136E-2,null,1.584407180168829E-2,1.8941303203625779E-2,6.7246544129528137E-4,2.1244807820875308E-6,2.5446336525367462E-5,7.0362661800506456E-3,4.2521677443967454E-2]
[2004,4,14,3,null,null,1.543523443894217E-2,1.4344258330282125E-2,1.1895600000000033E-3,1.6100000000000178E-6,6.0108611111111254E-5,9.6089012232010561E-3,4.0639672603536466E-2,null,1.246394559085654E-2,1.745224830499165E-2,6.7246544129528137E-4,2.1244807820875308E-6,2.5446336525367462E-5,8.8048203021253643E-3,3.942105045657629E-2]
[2004,4,14,6,null,null,2.1127767874483235E-2,1.5554604658099672E-2,1.1895600000000033E-3,1.6100000000000178E-6,6.0108611111111254E-5,9.8944842483705171E-3,4.7828135392064541E-2,null,1.7060664046632583E-2,1.8924842018917826E-2,6.7246544129528137E-4,2.1244807820875308E-6,2.5446336525367462E-5,9.0665055000003388E-3,4.5752047824153486E-2]
[2004,4,14,10,null,null,2.4665801241119195E-2,1.9963663059649184E-2,0,0,6.0108611111111254E-5,1.4062325126247525E-2,5.8751898038127012E-2,null,1.9917624564778608E-2,2.4289217104983239E-2,0,0,2.5446336525367462E-5,1.288557795429438E-2,5.7117865960581597E-2]
[2004,4,14,13,null,null,2.3955945756046128E-2,2.0221158007472838E-2,0,0,6.0108611111111254E-5,1.2114088752229251E-2,5.6351301126859328E-2,null,1.9344416546570618E-2,2.4602503833598011E-2,0,0,2.5446336525367462E-5,1.1100371635607648E-2,5.5072738352301649E-2]
[2004,4,14,16,null,null,2.5314585078499159E-2,1.9546671429594958E-2,0,0,6.0108611111111254E-5,1.124593068219808E-2,5.6167295801403311E-2,null,2.0441517252079131E-2,2.3781875330926773E-2,0,0,2.5446336525367462E-5,1.0304861761699509E-2,5.4553700681230784E-2]
[2004,4,14,17,null,null,2.7305821193160475E-2,1.9163900047719534E-2,0,0,6.0108611111111254E-5,1.0681449514017229E-2,5.7211279366008345E-2,null,2.2049439612433518E-2,2.3316168352795177E-2,0,0,2.5446336525367462E-5,9.787616851556654E-3,5.517867115331071E-2]
[2004,4,14,21,null,null,3.4680994039500333E-2,1.8144449730572949E-2,1.1895600000000033E-3,1.6100000000000178E-6,6.0108611111111254E-5,6.4932342822909056E-3,6.0569956663475304E-2,null,2.8004888714523245E-2,2.2075832347978205E-2,6.7246544129528137E-4,2.1244807820875308E-6,2.5446336525367462E-5,5.9498749864477741E-3,5.6730632307551959E-2]
[2004,4,15,1,null,null,2.2266962204651818E-2,1.5690503720939889E-2,1.1895600000000033E-3,1.6100000000000178E-6,6.0108611111111254E-5,8.6121236036474768E-3,4.7820868140350303E-2,null,1.7980563009282004E-2,1.9090186516659908E-2,6.7246544129528137E-4,2.1244807820875308E-6,2.5446336525367462E-5,7.8914538705755748E-3,4.5662239655120229E-2]
[2004,4,15,4,null,null,2.2381977438462396E-2,1.4792424555819798E-2,1.1895600000000033E-3,1.6100000000000178E-6,6.0108611111111254E-5,9.3573855017841778E-3,4.7783066107177488E-2,null,1.8073437764246393E-2,1.7997519316563047E-2,6.7246544129528137E-4,2.1244807820875308E-6,2.5446336525367462E-5,8.5743516274252932E-3,4.5345344966837474E-2]
[2004,4,15,7,null,null,3.2790483221076035E-2,1.7602368992154647E-2,0,0,6.0108611111111254E-5,1.0096005682962258E-2,6.0548966507304056E-2,null,2.6478301990299768E-2,2.1416298238204307E-2,0,0,2.5446336525367462E-5,9.2511634517672397E-3,5.7171210016796682E-2]
[2004,4,15,11,null,null,3.0143120571208881E-2,2.0434848459055379E-2,0,0,6.0108611111111254E-5,1.323045554274789E-2,6.3868533184123263E-2,null,2.4340557717108711E-2,2.4862494886153948E-2,0,0,2.5446336525367462E-5,1.2123319915900462E-2,6.1351818855688488E-2]
[2004,4,15,14,null,null,2.7128138020510572E-2,2.0187923615173589E-2,0,0,6.0108611111111254E-5,1.264721983302002E-2,6.0023390079815296E-2,null,2.1905960522104202E-2,2.4562068500287852E-2,0,0,2.5446336525367462E-5,1.158888985999177E-2,5.8082365218909193E-2]
[2004,4,15,18,null,null,3.4230939861028202E-2,1.9097528926763883E-2,0,0,6.0108611111111254E-5,9.4357716231057587E-3,6.2824349022008952E-2,null,2.7641470146726049E-2,2.3235416510732118E-2,0,0,2.5446336525367462E-5,8.646178332309162E-3,5.95485113262927E-2]
[2004,4,15,19,null,null,3.7665891368841228E-2,1.8770974065191889E-2,1.1895600000000033E-3,1.6100000000000178E-6,6.0108611111111254E-5,7.4485182241264157E-3,6.5136662269270645E-2,null,3.0415192105402455E-2,2.2838106562867805E-2,6.7246544129528137E-4,2.1244807820875308E-6,2.5446336525367462E-5,6.8252199660650808E-3,6.0778554892938083E-2]
[2004,4,15,22,null,null,3.6500710329950906E-2,1.7762478790199071E-2,1.1895600000000033E-3,1.6100000000000178E-6,6.0108611111111254E-5,6.1902453628057269E-3,6.1704713094066818E-2,null,2.9474308885929827E-2,2.1611099244097681E-2,6.7246544129528137E-4,2.1244807820875308E-6,2.5446336525367462E-5,5.6722404341057525E-3,5.7457684822735999E-2]
[2004,4,16,2,null,null,2.0058605677579819E-2,1.5102667735540372E-2,1.1895600000000033E-3,1.6100000000000178E-6,6.0108611111111254E-5,8.7721427088559411E-3,4.5184694733087248E-2,null,1.6197316003380053E-2,1.8374983308269276E-2,6.7246544129528137E-4,2.1244807820875308E-6,2.5446336525367462E-5,8.0380824427233964E-3,4.3310418012975464E-2]
[2004,4,16,5,null,null,2.2610107921386437E-2,1.5222776130409598E-2,1.1895600000000033E-3,1.6100000000000178E-6,6.0108611111111254E-5,9.2207714474256373E-3,4.8304934110332792E-2,null,1.8257653037297726E-2,1.8521115752520263E-2,6.7246544129528137E-4,2.1244807820875308E-6,2.5446336525367462E-5,8.4491695518236227E-3,4.5927974600244351E-2]
[2004,4,16,8,null,null,3.6414259903328833E-2,1.810737051712008E-2,0,0,6.0108611111111254E-5,1.011993996685131E-2,6.4701678998411338E-2,null,2.9404500201261889E-2,2.2030719130882337E-2,0,0,2.5446336525367462E-5,9.2730948946875124E-3,6.0733760563357109E-2]
[2004,4,16,11,null,null,3.058049891085074E-2,1.944331760865638E-2,0,0,6.0108611111111254E-5,1.1171470022964121E-2,6.1255395153582345E-2,null,2.4693740550157335E-2,2.3656127696942673E-2,0,0,2.5446336525367462E-5,1.0236632032940325E-2,5.8611946616565706E-2]
[2004,4,16,16,null,null,2.951622464515747E-2,1.7317551481155369E-2,0,0,6.0108611111111254E-5,8.6713451105299884E-3,5.5565229847953937E-2,null,2.3834339509387733E-2,2.1069768929465115E-2,0,0,2.5446336525367462E-5,7.9457196720454214E-3,5.287527444742364E-2]
[2004,4,16,19,null,null,3.7356562761318629E-2,1.6679701334795471E-2,1.1895600000000033E-3,1.6100000000000178E-6,6.0108611111111254E-5,6.0367491525109762E-3,6.1324291859736195E-2,null,3.016540937945111E-2,2.0293714923790406E-2,6.7246544129528137E-4,2.1244807820875308E-6,2.5446336525367462E-5,5.5315889155492645E-3,5.6690749477393519E-2]
[2004,4,16,20,null,null,3.8910522083927035E-2,1.6512790899667961E-2,1.1895600000000033E-3,1.6100000000000178E-6,6.0108611111111254E-5,6.6962265672105429E-3,6.3370818161916656E-2,null,3.1420230906394037E-2,2.0090639777521607E-2,6.7246544129528137E-4,2.1244807820875308E-6,2.5446336525367462E-5,6.1358807065523486E-3,5.8346787649070732E-2]
[2004,4,16,23,null,null,3.3361930623962047E-2,1.4325156352854453E-2,1.1895600000000033E-3,1.6100000000000178E-6,6.0108611111111254E-5,4.9079511280221933E-3,5.3846316715949805E-2,null,2.6939745537903938E-2,1.7429007476117264E-2,6.7246544129528137E-4,2.1244807820875308E-6,2.5446336525367462E-5,4.4972496573810073E-3,4.9566038930004941E-2]
[2004,4,17,3,null,null,1.9683298382801143E-2,1.2295632847639156E-2,1.1895600000000033E-3,1.6100000000000178E-6,6.0108611111111254E-5,7.3648758456744149E-3,4.0595085687225828E-2,null,1.5894255514051096E-2,1.4959744350880608E-2,6.7246544129528137E-4,2.1244807820875308E-6,2.5446336525367462E-5,6.7485768520601178E-3,3.8302612975594556E-2]
[2004,4,17,8,null,null,3.290770880929355E-2,1.2564784877674123E-2,0,0,6.0108611111111254E-5,8.8049488663785921E-3,5.4337551164457376E-2,null,2.6572961605557246E-2,1.5287213917574507E-2,0,0,2.5446336525367462E-5,8.0681433534436266E-3,4.995376521310075E-2]
[2004,4,17,10,null,null,3.5792859011518574E-2,1.3805994725737659E-2,0,0,6.0108611111111254E-5,8.8922160647213946E-3,5.8551178413088739E-2,null,2.8902719231476786E-2,1.6797358392683089E-2,0,0,2.5446336525367462E-5,8.148107959367875E-3,5.3873631920053122E-2]
[2004,4,17,14,null,null,3.2840608540627245E-2,1.3350955058779422E-2,0,0,6.0108611111111254E-5,7.3643738960368103E-3,5.3616046106554585E-2,null,2.6518778165642742E-2,1.62437246617839E-2,0,0,2.5446336525367462E-5,6.7481169059895769E-3,4.9536066069941584E-2]
[2004,4,17,17,null,null,3.4125124186953591E-2,1.3551873877991054E-2,0,0,6.0108611111111254E-5,7.7560294032560772E-3,5.5493136079311833E-2,null,2.755602403254211E-2,1.6488176835001148E-2,0,0,2.5446336525367462E-5,7.1069983515680765E-3,5.1176645555636703E-2]
[2004,4,17,18,null,null,3.8867043642883237E-2,1.3154025010486502E-2,0,0,6.0108611111111254E-5,4.7087796687547267E-3,5.6789956933235575E-2,null,3.1385122082767877E-2,1.6004125511908964E-2,0,0,2.5446336525367462E-5,4.3147450330304283E-3,5.1729438964232641E-2]
[2004,4,17,21,null,null,3.9484515255137562E-2,1.2092436402876109E-2,1.1895600000000033E-3,1.6100000000000178E-6,6.0108611111111254E-5,4.8632504305494073E-3,5.769148069967419E-2,null,3.1883730160894602E-2,1.4712521055883908E-2,6.7246544129528137E-4,2.1244807820875308E-6,2.5446336525367462E-5,4.4562895517991918E-3,5.1752577027180439E-2]
[2004,4,18,1,null,null,2.2734389688010424E-2,1.025706867252278E-2,1.1895600000000033E-3,1.6100000000000178E-6,6.0108611111111254E-5,8.0372780880023052E-3,4.2280015059646625E-2,null,1.835801051377562E-2,1.2479481701491211E-2,6.7246544129528137E-4,2.1244807820875308E-6,2.5446336525367462E-5,7.3647119102651327E-3,3.8902240384134701E-2]
[2004,4,18,5,null,null,2.0375593227298622E-2,9.7949107845137218E-3,1.1895600000000033E-3,1.6100000000000178E-6,6.0108611111111254E-5,9.1812078383668953E-3,4.0602990461290352E-2,null,1.6453283322069179E-2,1.1917187434898344E-2,6.7246544129528137E-4,2.1244807820875308E-6,2.5446336525367462E-5,8.4129166587847536E-3,3.7483423674355018E-2]
[2004,4,18,8,null,null,3.3680980335893437E-2,1.1482439046815245E-2,0,0,6.0108611111111254E-5,8.6827422252152477E-3,5.3906270219035039E-2,null,2.7197378051748919E-2,1.3970354742489494E-2,0,0,2.5446336525367462E-5,7.9561630666058862E-3,4.9149342197369661E-2]
[2004,4,18,11,null,null,3.3200597257059872E-2,1.3116182251101668E-2,0,0,6.0108611111111254E-5,1.0641992728069939E-2,5.7018880847342593E-2,null,2.6809468909128855E-2,1.5958083310344876E-2,0,0,2.5446336525367462E-5,9.7514618425815925E-3,5.254446039858069E-2]
[2004,4,18,15,null,null,3.0805444153223643E-2,1.4046582140658528E-2,0,0,6.0108611111111254E-5,8.8424625512737547E-3,5.3754597456267039E-2,null,2.4875383742746903E-2,1.7090074210230167E-2,0,0,2.5446336525367462E-5,8.1025178616938448E-3,5.0093422151196283E-2]
[2004,4,18,18,null,null,3.6662206893965953E-2,1.3453132795026164E-2,0,0,6.0108611111111254E-5,6.5277947667081379E-3,5.6703243066811362E-2,null,2.9604717296307804E-2,1.6368041387205354E-2,0,0,2.5446336525367462E-5,5.9815434205152812E-3,5.1979748440553808E-2]
[2004,4,18,22,null,null,3.5174661026765294E-2,1.3322744284783637E-2,1.1895600000000033E-3,1.6100000000000178E-6,6.0108611111111254E-5,5.6680174422654977E-3,5.5416701364925547E-2,null,2.8403524607849801E-2,1.6209401420992073E-2,6.7246544129528137E-4,2.1244807820875308E-6,2.5446336525367462E-5,5.1937129843691501E-3,5.050667527181376E-2]
[2004,4,18,23,null,null,2.7912241651082505E-2,1.3093290302897452E-2,1.1895600000000033E-3,1.6100000000000178E-6,6.0108611111111254E-5,6.7597126394032935E-3,4.9016523204494365E-2,null,2.2539123887889232E-2,1.5930231332567709E-2,6.7246544129528137E-4,2.1244807820875308E-6,2.5446336525367462E-5,6.1940542109271499E-3,4.5363445689986827E-2]
[2004,4,19,2,null,null,1.8237769988324496E-2,1.3130951876537277E-2,1.1895600000000033E-3,1.6100000000000178E-6,6.0108611111111254E-5,8.5545346060106157E-3,4.1174535081983502E-2,null,1.4726991917889617E-2,1.5976053090624824E-2,6.7246544129528137E-4,2.1244807820875308E-6,2.5446336525367462E-5,7.8386839686072039E-3,3.9241765235724382E-2]
[2004,4,19,6,null,null,2.3327368573226447E-2,1.3994238607338118E-2,1.1895600000000033E-3,1.6100000000000178E-6,6.0108611111111254E-5,8.3866634051380142E-3,4.6959549196813694E-2,null,1.883684072468661E-2,1.7026389332306581E-2,6.7246544129528137E-4,2.1244807820875308E-6,2.5446336525367462E-5,7.6848603707522925E-3,4.424812668634822E-2]
[2004,4,19,9,null,null,3.2119475026205609E-2,1.777663626735974E-2,0,0,6.0108611111111254E-5,1.140328838410894E-2,6.1359508288785392E-2,null,{"$f":"G2627*X$5","v":2.5936463143279506E-2},{"$f":"H2627*Y$5","v":2.1628324241102833E-2},{"$f":"I2627*Z$5","v":0},{"$f":"J2627*AA$5","v":0},{"$f":"K2627*AB$5","v":2.5446336525367462E-5},{"$f":"L2627*AC$5","v":1.0449051639011929E-2},{"$f":"SUM(O2627:T2627)","v":5.8039285359919639E-2}]
[2004,4,19,13,null,null,2.8763235486344109E-2,1.872688383064347E-2,0,0,6.0108611111111254E-5,1.0821252764485045E-2,5.837148069258373E-2,null,2.3226301067012265E-2,2.2784463237193735E-2,0,0,2.5446336525367462E-5,9.9157212486598294E-3,5.5951931889391203E-2]
[2004,4,19,16,null,null,2.9609809719485559E-2,1.7739002822524528E-2,0,0,6.0108611111111254E-5,9.1461629086989488E-3,5.6555084061820145E-2,null,2.3909909419203856E-2,2.1582536706556708E-2,0,0,2.5446336525367462E-5,8.3808043182518055E-3,5.3898696780537735E-2]
[2004,4,19,19,null,null,3.3550555102551533E-2,1.7325415849131685E-2,1.1895600000000033E-3,1.6100000000000178E-6,6.0108611111111254E-5,6.2650516940011124E-3,5.8392301256795447E-2,null,2.7092059728371403E-2,2.1079337280754128E-2,6.7246544129528137E-4,2.1244807820875308E-6,2.5446336525367462E-5,5.7407869087064377E-3,5.4612220176434703E-2]
[2004,4,19,21,null,null,3.7947094111270313E-2,1.654102330324566E-2,1.1895600000000033E-3,1.6100000000000178E-6,6.0108611111111254E-5,5.2277749213402187E-3,6.0967170946967304E-2,null,3.0642263206622215E-2,2.0124989334406297E-2,6.7246544129528137E-4,2.1244807820875308E-6,2.5446336525367462E-5,4.7903103271805863E-3,5.6257599126811837E-2]
[2004,4,19,24,null,null,2.1829688690385721E-2,1.4505902432344515E-2,1.1895600000000033E-3,1.6100000000000178E-6,6.0108611111111254E-5,7.7068881635042052E-3,4.5293757897345556E-2,null,1.7627464822682074E-2,1.7648916054642725E-2,6.7246544129528137E-4,2.1244807820875308E-6,2.5446336525367462E-5,7.0619692920129455E-3,4.303838642794048E-2]
[2004,4,20,3,null,null,1.6246131887335525E-2,1.3382058842208689E-2,1.1895600000000033E-3,1.6100000000000178E-6,6.0108611111111254E-5,9.6089012232010561E-3,4.0488370563856388E-2,null,1.3118744953737603E-2,1.6281567744300496E-2,6.7246544129528137E-4,2.1244807820875308E-6,2.5446336525367462E-5,8.8048203021253643E-3,3.8905169258766199E-2]
[2004,4,20,7,null,null,3.1411802942569129E-2,1.6075578126152013E-2,0,0,6.0108611111111254E-5,1.0096005682962258E-2,5.7643495362794506E-2,null,2.5365018220851906E-2,1.9558695517328941E-2,0,0,2.5446336525367462E-5,9.2511634517672397E-3,5.4200323526473457E-2]
[2004,4,20,10,null,null,2.6052868245399152E-2,1.8568731607516823E-2,0,0,6.0108611111111254E-5,1.4062325126247525E-2,5.8744033590274608E-2,null,2.1037680611909346E-2,2.2592043956639798E-2,0,0,2.5446336525367462E-5,1.288557795429438E-2,5.6540748859368897E-2]
[2004,4,20,12,null,null,2.6360754781723526E-2,1.8669027623540575E-2,0,0,6.0108611111111254E-5,1.2727212791117831E-2,5.7817103807493046E-2,null,2.128629886594911E-2,2.2714071246956558E-2,0,0,2.5446336525367462E-5,1.1662188940201487E-2,5.5688005389632519E-2]
[2004,4,20,18,null,null,3.2548617661487762E-2,1.7486473027258073E-2,0,0,6.0108611111111254E-5,9.4357716231057587E-3,5.9530970922962702E-2,null,2.6282995648375693E-2,2.1275290936861192E-2,0,0,2.5446336525367462E-5,8.646178332309162E-3,5.6229911254071417E-2]
[2004,4,20,21,null,null,3.6199126983758864E-2,1.6433003337796188E-2,1.1895600000000033E-3,1.6100000000000178E-6,6.0108611111111254E-5,6.4932342822909056E-3,6.0376643214957074E-2,null,2.9230780455382476E-2,1.9993564536029587E-2,6.7246544129528137E-4,2.1244807820875308E-6,2.5446336525367462E-5,5.9498749864477741E-3,5.5874256236462576E-2]
[2004,4,20,22,null,null,3.2891821596369386E-2,1.5618920935736479E-2,1.1895600000000033E-3,1.6100000000000178E-6,6.0108611111111254E-5,6.1902453628057269E-3,5.595226650602271E-2,null,2.6560132687521668E-2,1.9003093791963542E-2,6.7246544129528137E-4,2.1244807820875308E-6,2.5446336525367462E-5,5.6722404341057525E-3,5.1935503172193705E-2]
[2004,4,21,1,null,null,1.7599978625150961E-2,1.3997190200767722E-2,1.1895600000000033E-3,1.6100000000000178E-6,6.0108611111111254E-5,8.6121236036474768E-3,4.1460571040677276E-2,null,1.4211975649082107E-2,1.7029980451501645E-2,6.7246544129528137E-4,2.1244807820875308E-6,2.5446336525367462E-5,7.8914538705755748E-3,3.9833446229762065E-2]
[2004,4,21,4,null,null,1.6511981663097856E-2,1.3453969925782254E-2,1.1895600000000033E-3,1.6100000000000178E-6,6.0108611111111254E-5,9.3573855017841778E-3,4.0574615701775403E-2,null,1.3333418540559404E-2,1.6369059900221684E-2,6.7246544129528137E-4,2.1244807820875308E-6,2.5446336525367462E-5,8.5743516274252932E-3,3.897686632680912E-2]
[2004,4,21,9,null,null,2.8316917719677068E-2,1.8283745011596273E-2,0,0,6.0108611111111254E-5,1.2790030512208519E-2,5.945080185459297E-2,null,2.2865899650242348E-2,2.2245308927119321E-2,0,0,2.5446336525367462E-5,1.1719750021655531E-2,5.6856404935542573E-2]
[2004,4,21,12,null,null,2.4970546353989476E-2,1.9178568683313874E-2,0,0,6.0108611111111254E-5,1.2727212791117831E-2,5.6936436439532292E-2,null,2.0163706120644821E-2,2.3334015261627501E-2,0,0,2.5446336525367462E-5,1.1662188940201487E-2,5.518535665899918E-2]
[2004,4,21,16,null,null,2.5212338953648782E-2,1.8256198589036248E-2,0,0,6.0108611111111254E-5,1.124593068219808E-2,5.4774576835994224E-2,null,2.0358953547455649E-2,2.221179398369301E-2,0,0,2.5446336525367462E-5,1.0304861761699509E-2,5.2901055629373535E-2]
[2004,4,21,19,null,null,3.2052193991126715E-2,1.7202268372106526E-2,1.1895600000000033E-3,1.6100000000000178E-6,6.0108611111111254E-5,7.4485182241264157E-3,5.7954259198470769E-2,null,2.5882133734559665E-2,2.0929507272280341E-2,6.7246544129528137E-4,2.1244807820875308E-6,2.5446336525367462E-5,6.8252199660650808E-3,5.4336897231507822E-2]
[2004,4,21,22,null,null,3.1291935427747039E-2,1.6295737659792808E-2,1.1895600000000033E-3,1.6100000000000178E-6,6.0108611111111254E-5,6.1902453628057269E-3,5.5029197061456689E-2,null,2.5268225250925615E-2,1.9826557316757004E-2,6.7246544129528137E-4,2.1244807820875308E-6,2.5446336525367462E-5,5.6722404341057525E-3,5.1467059260391114E-2]
[2004,4,21,23,null,null,2.6824521202627627E-2,1.549707695617469E-2,1.1895600000000033E-3,1.6100000000000178E-6,6.0108611111111254E-5,6.2136654855649183E-3,4.978654225547835E-2,null,2.1660790063985694E-2,1.8854849711522553E-2,6.7246544129528137E-4,2.1244807820875308E-6,2.5446336525367462E-5,5.6937007413311504E-3,4.6909376775442137E-2]
[2004,4,22,2,null,null,1.4593300274202234E-2,1.4434832025321262E-2,1.1895600000000033E-3,1.6100000000000178E-6,6.0108611111111254E-5,9.1019932082433471E-3,3.9381404118877958E-2,null,1.1784084092029768E-2,1.7562446725804148E-2,6.7246544129528137E-4,2.1244807820875308E-6,2.5446336525367462E-5,8.3403307754110027E-3,3.8386897851847651E-2]
[2004,4,22,6,null,null,1.9175273661328561E-2,1.5840408923231013E-2,1.1895600000000033E-3,1.6100000000000178E-6,6.0108611111111254E-5,9.8944842483705171E-3,4.6161445444041202E-2,null,1.5484025756136367E-2,1.9272571883149833E-2,6.7246544129528137E-4,2.1244807820875308E-6,2.5446336525367462E-5,9.0665055000003388E-3,4.452313939788928E-2]
[2004,4,22,10,null,null,2.2608341728393721E-2,2.050588646100036E-2,0,0,6.0108611111111254E-5,1.4062325126247525E-2,5.7236661926752717E-2,null,1.8256226837167676E-2,2.4948924788661838E-2,0,0,2.5446336525367462E-5,1.288557795429438E-2,5.6116175916649261E-2]
[2004,4,22,13,null,null,2.2285067345256444E-2,2.0966480533378528E-2,0,0,6.0108611111111254E-5,1.2114088752229251E-2,5.5425745241975334E-2,null,1.7995182903025989E-2,2.5509316405562744E-2,0,0,2.5446336525367462E-5,1.1100371635607648E-2,5.4630317280721749E-2]
[2004,4,22,17,null,null,2.548337724662976E-2,1.9941513808767842E-2,0,0,6.0108611111111254E-5,1.0681449514017229E-2,5.6166449180525935E-2,null,2.0577816859841145E-2,2.426226874576869E-2,0,0,2.5446336525367462E-5,9.787616851556654E-3,5.4653148793691861E-2]
[2004,4,22,20,null,null,3.1270287419894335E-2,1.8862659863211347E-2,1.1895600000000033E-3,1.6100000000000178E-6,6.0108611111111254E-5,7.1967664838603548E-3,5.8580992378077151E-2,null,2.5250744493306165E-2,2.2949658047526925E-2,6.7246544129528137E-4,2.1244807820875308E-6,2.5446336525367462E-5,6.5945350227712661E-3,5.5494973822207097E-2]
[2004,4,22,23,null,null,2.5160545509706898E-2,1.6176413864042033E-2,1.1895600000000033E-3,1.6100000000000178E-6,6.0108611111111254E-5,6.2136654855649183E-3,4.8801903470424957E-2,null,2.0317130362339262E-2,1.9681379471783285E-2,6.7246544129528137E-4,2.1244807820875308E-6,2.5446336525367462E-5,5.6937007413311504E-3,4.639224683405644E-2]
[2004,4,23,3,null,null,1.7135049981963281E-2,1.4418105456558682E-2,1.1895600000000033E-3,1.6100000000000178E-6,6.0108611111111254E-5,8.5006336894828723E-3,4.130506773911595E-2,null,1.3836545957019773E-2,1.7542095988623212E-2,6.7246544129528137E-4,2.1244807820875308E-6,2.5446336525367462E-5,7.7892935260245773E-3,3.9867971730270305E-2]
[2004,4,23,4,null,null,1.7386562662609902E-2,1.4188323665609877E-2,1.1895600000000033E-3,1.6100000000000178E-6,6.0108611111111254E-5,8.8236311693081042E-3,4.1649796108639003E-2,null,1.4039642345311807E-2,1.7262527064300488E-2,6.7246544129528137E-4,2.1244807820875308E-6,2.5446336525367462E-5,8.0852623055801143E-3,4.0087467973795143E-2]
[2004,4,23,8,null,null,2.9850258497285148E-2,1.78433086657835E-2,0,0,6.0108611111111254E-5,1.011993996685131E-2,5.7873615741031066E-2,null,2.4104071710404365E-2,2.1709442638833048E-2,0,0,2.5446336525367462E-5,9.2730948946875124E-3,5.5112055580450299E-2]
[2004,4,23,11,null,null,2.5950657932366249E-2,1.9405156176849011E-2,0,0,6.0108611111111254E-5,1.1171470022964121E-2,5.6587392743290485E-2,null,2.0955145825314044E-2,2.3609697775768552E-2,0,0,2.5446336525367462E-5,1.0236632032940325E-2,5.4826921970548288E-2]
[2004,4,23,14,null,null,2.2483685650041167E-2,1.8001032348188312E-2,0,0,6.0108611111111254E-5,1.1507591780416734E-2,5.205241838975732E-2,null,1.8155567104119769E-2,2.1901340526163715E-2,0,0,2.5446336525367462E-5,1.0544626839553491E-2,5.062698080636234E-2]
[2004,4,23,18,null,null,3.0213109938182353E-2,1.6797584675139223E-2,0,0,6.0108611111111254E-5,7.110168560591725E-3,5.4180971785024415E-2,null,2.4397074102742281E-2,2.0437140207923626E-2,0,0,2.5446336525367462E-5,6.515183686421123E-3,5.1374844333612397E-2]
[2004,4,23,20,null,null,3.2950525062224768E-2,1.6397321881567829E-2,1.1895600000000033E-3,1.6100000000000178E-6,6.0108611111111254E-5,6.6962265672105429E-3,5.7295352122114257E-2,null,2.6607535712549278E-2,1.9950151930118384E-2,6.7246544129528137E-4,2.1244807820875308E-6,2.5446336525367462E-5,6.1358807065523486E-3,5.3393604607822748E-2]
[2004,4,24,1,null,null,1.7281666956171587E-2,1.3089270415230102E-2,1.1895600000000033E-3,1.6100000000000178E-6,6.0108611111111254E-5,7.0446580337593309E-3,3.8666874016272133E-2,null,1.3954939104623535E-2,1.5925340450368478E-2,6.7246544129528137E-4,2.1244807820875308E-6,2.5446336525367462E-5,6.4551551354704619E-3,3.7035470949065216E-2]
[2004,4,24,2,null,null,1.5889082232134293E-2,1.2715568781032723E-2,1.1895600000000033E-3,1.6100000000000178E-6,6.0108611111111254E-5,7.4408843035896214E-3,3.7296813927867753E-2,null,1.2830427501011744E-2,1.5470668374488097E-2,6.7246544129528137E-4,2.1244807820875308E-6,2.5446336525367462E-5,6.8182248584075181E-3,3.5819356992510099E-2]
[2004,4,24,5,null,null,1.6124670500534653E-2,1.2341236977354354E-2,1.1895600000000033E-3,1.6100000000000178E-6,6.0108611111111254E-5,7.5238233932678877E-3,3.7241009482268009E-2,null,1.3020664932830592E-2,1.5015229589447629E-2,6.7246544129528137E-4,2.1244807820875308E-6,2.5446336525367462E-5,6.8942235354337474E-3,3.5630154316314708E-2]
[2004,4,24,9,null,null,2.5832101097633044E-2,1.3572902659162016E-2,0,0,6.0108611111111254E-5,1.0174318177629394E-2,4.9639430545535559E-2,null,2.0859411229031483E-2,1.6513761950808233E-2,0,0,2.5446336525367462E-5,9.3229226911369194E-3,4.6721542207502006E-2]
[2004,4,24,12,null,null,3.0029133275054919E-2,1.3741894596027216E-2,0,0,6.0108611111111254E-5,7.0124220793657543E-3,5.0843558561558998E-2,null,2.4248513021387898E-2,1.6719369600629117E-2,0,0,2.5446336525367462E-5,6.4256167128027772E-3,4.7418945671345164E-2]
[2004,4,24,17,null,null,2.7949478130960225E-2,1.3015865746250983E-2,0,0,6.0108611111111254E-5,7.7560294032560772E-3,4.8781481891578396E-2,null,{"$f":"G2755*X$5","v":2.2569192330388559E-2},{"$f":"H2755*Y$5","v":1.5836031091859167E-2},{"$f":"I2755*Z$5","v":0},{"$f":"J2755*AA$5","v":0},{"$f":"K2755*AB$5","v":2.5446336525367462E-5},{"$f":"L2755*AC$5","v":7.1069983515680765E-3},{"$f":"SUM(O2755:T2755)","v":4.553766811034117E-2}]
[2004,4,24,20,null,null,3.2671960676432882E-2,1.1946661564495644E-2,1.1895600000000033E-3,1.6100000000000178E-6,6.0108611111111254E-5,4.0752602472751585E-3,4.9945161099314794E-2,null,2.6382595083251106E-2,1.4535160984874515E-2,6.7246544129528137E-4,2.1244807820875308E-6,2.5446336525367462E-5,3.7342390485828342E-3,4.5352031375311193E-2]
[2004,4,24,23,null,null,2.467667333951758E-2,1.0510216339866587E-2,1.1895600000000033E-3,1.6100000000000178E-6,6.0108611111111254E-5,6.0097193631242427E-3,4.2447887653619523E-2,null,1.9926403779855124E-2,1.2787479218447995E-2,6.7246544129528137E-4,2.1244807820875308E-6,2.5446336525367462E-5,5.5068210016300488E-3,3.892074025853591E-2]
[2004,4,24,24,null,null,2.162319283640339E-2,1.0194277111487932E-2,1.1895600000000033E-3,1.6100000000000178E-6,6.0108611111111254E-5,6.9959104686442095E-3,4.0064659027646644E-2,null,1.7460719503784954E-2,1.2403085007468714E-2,6.7246544129528137E-4,2.1244807820875308E-6,2.5446336525367462E-5,6.4104868075279863E-3,3.6974327577384392E-2]
[2004,4,25,3,null,null,1.781684679921065E-2,9.5949382408613317E-3,1.1895600000000033E-3,1.6100000000000178E-6,6.0108611111111254E-5,8.8274973662889906E-3,3.7490561017472085E-2,null,1.4387096612262866E-2,1.1673886568053621E-2,6.7246544129528137E-4,2.1244807820875308E-6,2.5446336525367462E-5,8.088804975951951E-3,3.4849824414871174E-2]
[2004,4,25,6,null,null,1.9093765752199982E-2,9.9464853514714714E-3,1.1895600000000033E-3,1.6100000000000178E-6,6.0108611111111254E-5,8.9550854413511551E-3,3.9246615156133723E-2,null,1.5418208152353169E-2,1.2101603869569192E-2,6.7246544129528137E-4,2.1244807820875308E-6,2.5446336525367462E-5,8.2057163737821182E-3,3.6425564654307213E-2]
[2004,4,25,10,null,null,3.1677989275207361E-2,1.2935221445525299E-2,0,0,6.0108611111111254E-5,1.0616209304231031E-2,5.5289528636074801E-2,null,2.5579963577215401E-2,1.5737913480739753E-2,0,0,2.5446336525367462E-5,9.7278359972948307E-3,5.1071159391775353E-2]
[2004,4,25,14,null,null,2.7377887601658164E-2,1.3979999799108408E-2,0,0,6.0108611111111254E-5,1.0115950252401529E-2,5.1533946264279207E-2,null,2.210763320826109E-2,1.7009065382118969E-2,0,0,2.5446336525367462E-5,9.2694390428922722E-3,4.8411583969797695E-2]
[2004,4,25,17,null,null,3.1569180973601188E-2,1.3934057946191396E-2,0,0,6.0108611111111254E-5,7.7659945078757103E-3,5.3329342038779405E-2,null,2.5492100917505402E-2,1.6953169245404361E-2,0,0,2.5446336525367462E-5,7.1161295678673856E-3,4.9586846067302515E-2]
[2004,4,25,21,null,null,3.4285525994678143E-2,1.3263437653785537E-2,1.1895600000000033E-3,1.6100000000000178E-6,6.0108611111111254E-5,5.7324306833935312E-3,5.4532672942968326E-2,null,2.7685548427656567E-2,1.6137244741540314E-2,6.7246544129528137E-4,2.1244807820875308E-6,2.5446336525367462E-5,5.2527360714043677E-3,4.9775565499203984E-2]
[2004,4,25,24,null,null,2.0933753224367472E-2,1.2983748937269933E-2,1.1895600000000033E-3,1.6100000000000178E-6,6.0108611111111254E-5,7.5498057569328399E-3,4.2718586529681364E-2,null,1.6903997294829255E-2,1.5796955490165774E-2,6.7246544129528137E-4,2.1244807820875308E-6,2.5446336525367462E-5,6.9180316730948982E-3,4.0319020716692668E-2]
[2004,4,26,1,null,null,1.8599909883055155E-2,1.2540922946388873E-2,1.1895600000000033E-3,1.6100000000000178E-6,6.0108611111111254E-5,8.1693915108768736E-3,4.0561502951432016E-2,null,1.5019419736984717E-2,1.5258181789162006E-2,6.7246544129528137E-4,2.1244807820875308E-6,2.5446336525367462E-5,7.4857699710037112E-3,3.8463407755753173E-2]
[2004,4,26,4,null,null,1.7582514559686676E-2,1.3030638219625591E-2,1.1895600000000033E-3,1.6100000000000178E-6,6.0108611111111254E-5,8.8844395983872781E-3,4.0748870988810658E-2,null,1.4197873423255668E-2,1.5854004337144935E-2,6.7246544129528137E-4,2.1244807820875308E-6,2.5446336525367462E-5,8.1409822342649787E-3,3.8892896253268319E-2]
[2004,4,26,7,null,null,2.8685017152180404E-2,1.5723548286550329E-2,0,0,6.0108611111111254E-5,8.1034570595645838E-3,5.2572131109406423E-2,null,2.3163139793687889E-2,1.9130390893274243E-2,0,0,2.5446336525367462E-5,7.4253529699295192E-3,4.9744329993417026E-2]
[2004,4,26,12,null,null,2.6803388156796955E-2,1.9046223824047671E-2,0,0,6.0108611111111254E-5,1.1633472884020979E-2,5.7543193475976716E-2,null,2.1643725137991565E-2,2.3172995061585027E-2,0,0,2.5446336525367462E-5,1.0659974106730348E-2,5.5502140642832314E-2]
[2004,4,26,15,null,null,2.5930206028249188E-2,1.8684666936866805E-2,0,0,6.0108611111111254E-5,9.8611972998840069E-3,5.4536178876111112E-2,null,2.0938630920979237E-2,2.2733099151586018E-2,0,0,2.5446336525367462E-5,9.036004031307731E-3,5.2733180440398347E-2]
[2004,4,26,19,null,null,3.1982075134139046E-2,1.7328051968306883E-2,1.1895600000000033E-3,1.6100000000000178E-6,6.0108611111111254E-5,6.2650516940011124E-3,5.6826457407558158E-2,null,2.5825512785791798E-2,2.1082544571458729E-2,6.7246544129528137E-4,2.1244807820875308E-6,2.5446336525367462E-5,5.7407869087064377E-3,5.3348880524559703E-2]
[2004,4,26,22,null,null,3.0653315737890423E-2,1.5815892982893456E-2,1.1895600000000033E-3,1.6100000000000178E-6,6.0108611111111254E-5,5.571674539394559E-3,5.3292161871289545E-2,null,2.4752540108655238E-2,1.9242744040653566E-2,6.7246544129528137E-4,2.1244807820875308E-6,2.5446336525367462E-5,5.1054321364907762E-3,4.9800752544402319E-2]
[2004,4,27,1,null,null,1.5708615070696888E-2,1.4082549093748238E-2,1.1895600000000033E-3,1.6100000000000178E-6,6.0108611111111254E-5,8.6121236036474768E-3,3.9654566379203719E-2,null,1.268470034085814E-2,1.7133834171996227E-2,6.7246544129528137E-4,2.1244807820875308E-6,2.5446336525367462E-5,7.8914538705755748E-3,3.8410024642032678E-2]
[2004,4,27,4,null,null,1.4442438516421085E-2,1.3748899206767798E-2,1.1895600000000033E-3,1.6100000000000178E-6,6.0108611111111254E-5,9.3573855017841778E-3,3.8800001836084175E-2,null,1.1662263283401086E-2,1.6727891909912012E-2,6.7246544129528137E-4,2.1244807820875308E-6,2.5446336525367462E-5,8.5743516274252932E-3,3.7664543079341126E-2]
[2004,4,27,6,null,null,1.8143481987913091E-2,1.5266267571948711E-2,1.1895600000000033E-3,1.6100000000000178E-6,6.0108611111111254E-5,9.8944842483705171E-3,4.4555512419343427E-2,null,1.4650854395544415E-2,1.8574030543888755E-2,6.7246544129528137E-4,2.1244807820875308E-6,2.5446336525367462E-5,9.0665055000003388E-3,4.2991426698036239E-2]
[2004,4,27,9,null,null,2.4495580963214091E-2,1.9125148011767384E-2,0,0,6.0108611111111254E-5,1.2790030512208519E-2,5.6470868098301104E-2,null,{"$f":"G2819*X$5","v":1.9780171758949045E-2},{"$f":"H2819*Y$5","v":2.3269019860472424E-2},{"$f":"I2819*Z$5","v":0},{"$f":"J2819*AA$5","v":0},{"$f":"K2819*AB$5","v":2.5446336525367462E-5},{"$f":"L2819*AC$5","v":1.1719750021655531E-2},{"$f":"SUM(O2819:T2819)","v":5.4794387977602374E-2}]
[2004,4,27,13,null,null,2.1402094359054508E-2,2.0028343906688891E-2,0,0,6.0108611111111254E-5,1.2114088752229251E-2,5.3604635629083762E-2,null,1.7282182572402487E-2,2.4367912439180555E-2,0,0,2.5446336525367462E-5,1.1100371635607648E-2,5.2775912983716054E-2]
[2004,4,27,16,null,null,2.2668727200036605E-2,1.9592178943965817E-2,0,0,6.0108611111111254E-5,1.124593068219808E-2,5.3566945437311608E-2,null,1.8304988081191045E-2,2.3837243020371306E-2,0,0,2.5446336525367462E-5,1.0304861761699509E-2,5.2472539199787227E-2]
[2004,4,27,20,null,null,3.0148701495754496E-2,1.7571938731726845E-2,1.1895600000000033E-3,1.6100000000000178E-6,6.0108611111111254E-5,7.1967664838603548E-3,5.616868532245281E-2,null,2.4345064311430836E-2,2.1379274611834555E-2,6.7246544129528137E-4,2.1244807820875308E-6,2.5446336525367462E-5,6.5945350227712661E-3,5.3018910204639391E-2]
[2004,4,27,23,null,null,2.4226022916210732E-2,1.5328122335537205E-2,1.1895600000000033E-3,1.6100000000000178E-6,6.0108611111111254E-5,6.2136654855649183E-3,4.701908934842397E-2,null,1.9562503744594114E-2,1.8649287463287232E-2,6.7246544129528137E-4,2.1244807820875308E-6,2.5446336525367462E-5,5.6937007413311504E-3,4.4605528207815236E-2]
[2004,4,28,1,null,null,1.4930320045141547E-2,1.5076974681348179E-2,1.1895600000000033E-3,1.6100000000000178E-6,6.0108611111111254E-5,8.6121236036474768E-3,3.9870696941248319E-2,null,1.2056227421283821E-2,1.8343723305057458E-2,6.7246544129528137E-4,2.1244807820875308E-6,2.5446336525367462E-5,7.8914538705755748E-3,3.8991440855519595E-2]
[2004,4,28,4,null,null,1.3590822854914909E-2,1.3768401995494855E-2,1.1895600000000033E-3,1.6100000000000178E-6,6.0108611111111254E-5,9.3573855017841778E-3,3.7967888963305059E-2,null,1.0974583979836085E-2,1.6751620394415519E-2,6.7246544129528137E-4,2.1244807820875308E-6,2.5446336525367462E-5,8.5743516274252932E-3,3.7000592260279637E-2]
[2004,4,28,7,null,null,2.2713361415276294E-2,1.7165944057180433E-2,0,0,6.0108611111111254E-5,1.0096005682962258E-2,5.0035419766530101E-2,null,1.8341030192014739E-2,2.0885312518602449E-2,0,0,2.5446336525367462E-5,9.2511634517672397E-3,4.8502952498909797E-2]
[2004,4,28,10,null,null,2.0277038289572474E-2,1.9487950634267268E-2,0,0,6.0108611111111254E-5,1.4062325126247525E-2,5.3887422661198378E-2,null,1.6373700249561397E-2,2.3710431420957447E-2,0,0,2.5446336525367462E-5,1.288557795429438E-2,5.2995155961338594E-2]
[2004,4,28,14,null,null,1.8543024638744198E-2,2.0616455877881138E-2,0,0,6.0108611111111254E-5,1.264721983302002E-2,5.1866808960756468E-2,null,1.4973484925121702E-2,2.5083451431581236E-2,0,0,2.5446336525367462E-5,1.158888985999177E-2,5.1671272553220078E-2]
[2004,4,28,17,null,null,2.3418369256674405E-2,1.9441367870546428E-2,0,0,6.0108611111111254E-5,1.0681449514017229E-2,5.360129525234917E-2,null,1.8910323739908235E-2,2.3653755506422878E-2,0,0,2.5446336525367462E-5,9.787616851556654E-3,5.2377142434413132E-2]
[2004,4,28,22,null,null,2.6766455723358881E-2,1.6473621427851061E-2,1.1895600000000033E-3,1.6100000000000178E-6,6.0108611111111254E-5,6.1902453628057269E-3,5.0681601125126784E-2,null,2.1613902212869761E-2,2.0042983402937167E-2,6.7246544129528137E-4,2.1244807820875308E-6,2.5446336525367462E-5,5.6722404341057525E-3,4.8029162308515415E-2]
[2004,4,29,1,null,null,1.7096752984357672E-2,1.4808035159054394E-2,1.1895600000000033E-3,1.6100000000000178E-6,6.0108611111111254E-5,8.6121236036474768E-3,4.1768190358170657E-2,null,1.3805621146882443E-2,1.8016512290446242E-2,6.7246544129528137E-4,2.1244807820875308E-6,2.5446336525367462E-5,7.8914538705755748E-3,4.0413623566506997E-2]
[2004,4,29,4,null,null,1.5961348224272396E-2,1.3323916106462943E-2,1.1895600000000033E-3,1.6100000000000178E-6,6.0108611111111254E-5,9.3573855017841778E-3,3.9893928443630634E-2,null,1.2888782260548542E-2,1.621082714286946E-2,6.7246544129528137E-4,2.1244807820875308E-6,2.5446336525367462E-5,8.5743516274252932E-3,3.837399728944603E-2]
[2004,4,29,5,null,null,1.661438477314953E-2,1.3978944621837902E-2,1.1895600000000033E-3,1.6100000000000178E-6,6.0108611111111254E-5,9.6788932823777801E-3,4.152350128847633E-2,null,1.3416109010669686E-2,1.7007781578153185E-2,6.7246544129528137E-4,2.1244807820875308E-6,2.5446336525367462E-5,8.8689553670315141E-3,3.9992882214457126E-2]
[2004,4,29,8,null,null,2.8288522456214906E-2,1.7466965461144242E-2,0,0,6.0108611111111254E-5,1.2108118760396107E-2,5.7923715288866362E-2,null,2.2842970486436614E-2,2.1251556639848016E-2,0,0,2.5446336525367462E-5,1.1094901217702936E-2,5.5214874680512935E-2]
[2004,4,29,12,null,null,2.4229299526060247E-2,1.8973207352885775E-2,0,0,6.0108611111111254E-5,1.2727212791117831E-2,5.5989828281174964E-2,null,1.9565149605727507E-2,2.3084158012242329E-2,0,0,2.5446336525367462E-5,1.1662188940201487E-2,5.4336942894696691E-2]
[2004,4,29,15,null,null,2.1210750954150003E-2,1.9154901448199032E-2,0,0,6.0108611111111254E-5,1.240831173409767E-2,5.283407274755781E-2,null,1.7127672850031049E-2,2.3305220014469628E-2,0,0,2.5446336525367462E-5,1.1369973791351726E-2,5.1828312992377772E-2]
[2004,4,29,19,null,null,3.1131357769045305E-2,1.7272076771839368E-2,1.1895600000000033E-3,1.6100000000000178E-6,6.0108611111111254E-5,7.4485182241264157E-3,5.71032313761222E-2,null,2.5138558856217932E-2,2.1014441152991323E-2,6.7246544129528137E-4,2.1244807820875308E-6,2.5446336525367462E-5,6.8252199660650808E-3,5.3678256233877078E-2]
[2004,4,29,23,null,null,2.6133151390483916E-2,1.5063555476064215E-2,1.1895600000000033E-3,1.6100000000000178E-6,6.0108611111111254E-5,6.2136654855649183E-3,4.8661650963224168E-2,null,2.1102509219220598E-2,1.8327396542301311E-2,6.7246544129528137E-4,2.1244807820875308E-6,2.5446336525367462E-5,5.6937007413311504E-3,4.5823642761455799E-2]
[2004,4,30,2,null,null,1.7915259611911271E-2,1.3752082154824262E-2,1.1895600000000033E-3,1.6100000000000178E-6,6.0108611111111254E-5,8.7721427088559411E-3,4.1690763086702588E-2,null,1.4466564918869796E-2,1.6731764511655808E-2,6.7246544129528137E-4,2.1244807820875308E-6,2.5446336525367462E-5,8.0380824427233964E-3,3.9936448131851737E-2]
[2004,4,30,5,null,null,1.9877765825018455E-2,1.3686638253790797E-2,1.1895600000000033E-3,1.6100000000000178E-6,6.0108611111111254E-5,9.2207714474256373E-3,4.4036454137345998E-2,null,1.6051287895294003E-2,1.6652140791517406E-2,6.7246544129528137E-4,2.1244807820875308E-6,2.5446336525367462E-5,8.4491695518236227E-3,4.1852634497237765E-2]
[2004,4,30,6,null,null,2.4115806128152832E-2,1.4363953708142328E-2,1.1895600000000033E-3,1.6100000000000178E-6,6.0108611111111254E-5,8.9768098370296336E-3,4.870784828443591E-2,null,1.9473503732641801E-2,1.7476211107177893E-2,6.7246544129528137E-4,2.1244807820875308E-6,2.5446336525367462E-5,8.2256228537924882E-3,4.5875373952214922E-2]
[2004,4,30,9,null,null,3.0378559159437206E-2,1.7476528895722553E-2,0,0,6.0108611111111254E-5,1.1333576054855111E-2,5.9248772721125977E-2,null,2.4530674282248945E-2,2.1263192196812081E-2,0,0,2.5446336525367462E-5,1.0385172895993893E-2,5.6204485711580293E-2]
[2004,4,30,12,null,null,2.7831781982662493E-2,1.8066924133958974E-2,0,0,6.0108611111111254E-5,1.0658418702598052E-2,5.6617233430330628E-2,null,2.2474152738055884E-2,2.1981509174834886E-2,0,0,2.5446336525367462E-5,9.7665132777715082E-3,5.4247621527187651E-2]
[2004,4,30,17,null,null,2.9442587008990797E-2,1.7900389804665684E-2,0,0,6.0108611111111254E-5,7.955957017063163E-3,5.5359042441830757E-2,null,2.3774877147850475E-2,2.177889162576328E-2,0,0,2.5446336525367462E-5,7.2901958548116036E-3,5.2869410964950722E-2]
[2004,4,30,20,null,null,3.4910657580894365E-2,1.6732694869696852E-2,1.1895600000000033E-3,1.6100000000000178E-6,6.0108611111111254E-5,6.6962265672105429E-3,5.9590857628912877E-2,null,2.8190341931671452E-2,2.0358190640022155E-2,6.7246544129528137E-4,2.1244807820875308E-6,2.5446336525367462E-5,6.1358807065523486E-3,5.5384449536848693E-2]
[2004,4,30,24,null,null,2.2937597056286216E-2,1.3715596104153089E-2,1.1895600000000033E-3,1.6100000000000178E-6,6.0108611111111254E-5,7.2397117786716855E-3,4.5144183550222101E-2,null,1.8522100381789586E-2,1.668737297872883E-2,6.7246544129528137E-4,2.1244807820875308E-6,2.5446336525367462E-5,6.6338866192600056E-3,4.2543396238381152E-2]
[2004,5,1,3,null,null,1.7496069591063174E-2,1.1499032599375023E-2,1.1895600000000033E-3,1.610000000000018E-6,6.356455645161313E-5,6.3675914605499928E-3,3.6617428207439802E-2,null,1.4128069145919374E-2,1.3990543642665937E-2,6.7246544129528137E-4,2.1244807820875312E-6,2.6909373959140912E-5,5.8347460615078865E-3,3.4654858146129702E-2]
[2004,5,1,4,null,null,1.8196189701403881E-2,1.1152630743767796E-2,1.1895600000000033E-3,1.610000000000018E-6,6.356455645161313E-5,6.3885401049603397E-3,3.6992095106583626E-2,null,1.4693415852953199E-2,1.3569086425557361E-2,6.7246544129528137E-4,2.1244807820875312E-6,2.6909373959140912E-5,5.8539417057674892E-3,3.481794328031456E-2]
[2004,5,1,9,null,null,3.1084086082050169E-2,1.445020050736206E-2,0,0,6.356455645161313E-5,8.4507093474035008E-3,5.4048560493267346E-2,null,2.5100386988014305E-2,1.7581145117764964E-2,0,0,2.6909373959140912E-5,7.7435468948021304E-3,5.0451988374540541E-2]
[2004,5,1,11,null,null,3.6328770825506722E-2,1.3738239319460001E-2,0,0,6.356455645161313E-5,4.6271853677346793E-3,5.4757760069153019E-2,null,2.9335467805362607E-2,1.6714922330313315E-2,0,0,2.6909373959140912E-5,4.2399786116185416E-3,5.0317278121253604E-2]
[2004,5,1,15,null,null,2.7668661327139382E-2,1.3705667544046252E-2,0,0,6.356455645161313E-5,6.0160051299349418E-3,4.7453898557572191E-2,null,2.2342432874439464E-2,1.6675293183991045E-2,0,0,2.6909373959140912E-5,5.5125807701970975E-3,4.455721620258675E-2]
[2004,5,1,18,null,null,3.301691628702131E-2,1.219953895680497E-2,0,0,6.356455645161313E-5,3.6101170438436426E-3,4.8890136844121537E-2,null,2.6661146599824607E-2,1.4842829665937257E-2,0,0,2.6909373959140912E-5,3.308019418904397E-3,4.4838905058625401E-2]
[2004,5,1,21,null,null,3.3961436356258548E-2,1.1196965922755002E-2,1.1895600000000033E-3,1.610000000000018E-6,6.356455645161313E-5,3.76270487777031E-3,5.0175841713235483E-2,null,2.7423846175202861E-2,1.3623027768115139E-2,6.7246544129528137E-4,2.1244807820875312E-6,2.6909373959140912E-5,3.4478385747898693E-3,4.5196211814144377E-2]
[2004,5,2,1,null,null,1.6766460087622441E-2,1.02932412363616E-2,1.1895600000000033E-3,1.610000000000018E-6,6.356455645161313E-5,4.4402107679999952E-3,3.2754646648435651E-2,null,1.3538909765838046E-2,1.2523491823967222E-2,6.7246544129528137E-4,2.1244807820875312E-6,2.6909373959140912E-5,4.0686502033557212E-3,3.0832551089197496E-2]
[2004,5,2,2,null,null,1.4891002158608229E-2,1.0353963848260777E-2,1.1895600000000033E-3,1.610000000000018E-6,6.356455645161313E-5,5.3613583061274186E-3,3.1861058869448039E-2,null,1.2024478243748665E-2,1.2597371286829017E-2,6.7246544129528137E-4,2.1244807820875312E-6,2.6909373959140912E-5,4.9127153421849069E-3,3.0236064168799096E-2]
[2004,5,2,6,null,null,1.6208581349246409E-2,1.059340515194988E-2,1.1895600000000033E-3,1.610000000000018E-6,6.356455645161313E-5,5.5368038955235571E-3,3.3593524953171458E-2,null,1.3088422909359104E-2,1.2888692663663907E-2,6.7246544129528137E-4,2.1244807820875312E-6,2.6909373959140912E-5,5.0734794973729706E-3,3.175209436643249E-2]
[2004,5,2,9,null,null,2.7601051989993738E-2,1.2003642823202921E-2,0,0,6.356455645161313E-5,5.1906138460572245E-3,4.4858873215705503E-2,null,2.2287838361932991E-2,1.4604488450456405E-2,0,0,2.6909373959140912E-5,4.7562589218741718E-3,4.1675495108222708E-2]
[2004,5,2,12,null,null,2.7867631531767086E-2,1.2748474403174595E-2,0,0,6.356455645161313E-5,5.1015845127442986E-3,4.5781255004137593E-2,null,2.250310123451468E-2,1.551070370256343E-2,0,0,2.6909373959140912E-5,4.6746796379134202E-3,4.2715393948950665E-2]
[2004,5,2,16,null,null,2.5494256272995119E-2,1.2551487899778132E-2,0,0,6.356455645161313E-5,4.3433044301514259E-3,4.2452613159376297E-2,null,2.0586601669248202E-2,1.5271035865380833E-2,0,0,2.6909373959140912E-5,3.9798530692116505E-3,3.9864399977799822E-2]
[2004,5,2,19,null,null,2.7761091481495082E-2,1.0983106652041249E-2,1.1895600000000033E-3,1.610000000000018E-6,6.356455645161313E-5,2.8961574433025638E-3,4.2895090133290514E-2,null,2.2417070186843181E-2,1.3362831318157069E-2,6.7246544129528137E-4,2.1244807820875312E-6,2.6909373959140912E-5,2.653804557109072E-3,3.9135205358145832E-2]
[2004,5,2,23,null,null,2.0875698320166107E-2,1.15934096737363E-2,1.1895600000000033E-3,1.610000000000018E-6,6.356455645161313E-5,4.3376221991316332E-3,3.8061464749485664E-2,null,1.6857117983075973E-2,1.4105369526174636E-2,6.7246544129528137E-4,2.1244807820875312E-6,2.6909373959140912E-5,3.9746463320538541E-3,3.5638633137340975E-2]
[2004,5,3,3,null,null,1.3555579733044963E-2,1.193940932467354E-2,1.1895600000000033E-3,1.610000000000018E-6,6.356455645161313E-5,5.2780600919451488E-3,3.2027783706115268E-2,null,1.0946125173124949E-2,1.4526337392379983E-2,6.7246544129528137E-4,2.1244807820875312E-6,2.6909373959140912E-5,4.8363875924946559E-3,3.1010349454036096E-2]
[2004,5,3,6,null,null,1.7931470610398199E-2,1.3338329333453055E-2,1.1895600000000033E-3,1.610000000000018E-6,6.356455645161313E-5,5.3413293778442296E-3,3.7865863878147103E-2,null,1.4479655293616859E-2,1.6228363303367674E-2,6.7246544129528137E-4,2.1244807820875312E-6,2.6909373959140912E-5,4.8943624514348359E-3,3.6303880344455877E-2]
[2004,5,3,7,null,null,2.4135117695816763E-2,1.5295190346674694E-2,0,0,6.356455645161313E-5,6.1715916289032157E-3,4.5665464227846293E-2,null,1.9489097815750128E-2,1.8609220055578014E-2,0,0,2.6909373959140912E-5,5.6551476603161014E-3,4.3780374905603381E-2]
[2004,5,3,10,null,null,2.6672679719644692E-2,1.804503676383843E-2,0,0,6.356455645161313E-5,8.9065316042237445E-3,5.3687812644158478E-2,null,2.1538178127651283E-2,2.1954879438441991E-2,0,0,2.6909373959140912E-5,8.1612255625067055E-3,5.168119250255912E-2]
[2004,5,3,13,null,null,2.5415413806249846E-2,1.8779222725545906E-2,0,0,6.356455645161313E-5,7.4042937792686211E-3,5.1662494867515993E-2,null,2.052293640911566E-2,2.2848142471687011E-2,0,0,2.6909373959140912E-5,6.7846962598796185E-3,5.0182684514641432E-2]
[2004,5,3,17,null,null,2.7455266786042438E-2,1.7924418542369723E-2,0,0,6.356455645161313E-5,7.0259148652034569E-3,5.2469164750067236E-2,null,2.2170116868476659E-2,2.1808126702768348E-2,0,0,2.6909373959140912E-5,6.437980410994323E-3,5.0443133356198475E-2]
[2004,5,3,20,null,null,2.8628866146051167E-2,1.5334977113677806E-2,1.1895600000000033E-3,1.610000000000018E-6,6.356455645161313E-5,3.9027998603504061E-3,4.9121377676531006E-2,null,2.3117797878860803E-2,1.865762747553679E-2,6.7246544129528137E-4,2.1244807820875312E-6,2.6909373959140912E-5,3.5762102916172597E-3,4.6053134942051363E-2]
[2004,5,4,1,null,null,1.6244081339698267E-2,1.3276513502130896E-2,1.1895600000000033E-3,1.610000000000018E-6,6.356455645161313E-5,6.4912559189827584E-3,3.7266585317263533E-2,null,1.3117089137346646E-2,1.6153153751742668E-2,6.7246544129528137E-4,2.1244807820875312E-6,2.6909373959140912E-5,5.9480621742420978E-3,3.5919804359367924E-2]
[2004,5,4,4,null,null,1.5721603653467014E-2,1.2796980214366167E-2,1.1895600000000033E-3,1.610000000000018E-6,6.356455645161313E-5,7.1579054008951539E-3,3.6931223825179951E-2,null,1.2695188616212142E-2,1.5569719333881449E-2,6.7246544129528137E-4,2.1244807820875312E-6,2.6909373959140912E-5,6.5589258678526571E-3,3.552533311398276E-2]
[2004,5,4,7,null,null,2.8761066555446337E-2,1.526194190073662E-2,0,0,6.356455645161313E-5,8.6599600420616506E-3,5.2746533054696218E-2,null,2.3224549656186141E-2,1.8568767623607978E-2,0,0,2.6909373959140912E-5,7.9352873156643342E-3,4.9755513969417589E-2]
[2004,5,4,8,null,null,3.0513009447040541E-2,1.6930853388311521E-2,0,0,6.356455645161313E-5,1.0212642647942419E-2,5.7720070039746094E-2,null,2.463924283532094E-2,2.0599284434555377E-2,0,0,2.6909373959140912E-5,9.3580401376005748E-3,5.4623476781436031E-2]
[2004,5,4,11,null,null,2.7280210219430445E-2,1.8803305854840583E-2,0,0,6.356455645161313E-5,1.1071724684605423E-2,5.7218805315328067E-2,null,2.2028758761464737E-2,2.2877443725382689E-2,0,0,2.6909373959140912E-5,1.0145233468232167E-2,5.5078345329038735E-2]
[2004,5,4,17,null,null,2.7734245388629852E-2,1.8608073812865385E-2,0,0,6.356455645161313E-5,8.9796942427804779E-3,5.5385578000727333E-2,null,2.2395391977670334E-2,2.2639910491165295E-2,0,0,2.6909373959140912E-5,8.2282658900486288E-3,5.32904777328434E-2]
[2004,5,4,19,null,null,2.8572525447602106E-2,1.5807300027120573E-2,1.1895600000000033E-3,1.610000000000018E-6,6.356455645161313E-5,4.9220517989090893E-3,5.0556611830083385E-2,null,2.307230278756188E-2,1.9232289237458511E-2,6.7246544129528137E-4,2.1244807820875312E-6,2.6909373959140912E-5,4.5101703722905074E-3,4.7516261693347404E-2]
[2004,5,4,22,null,null,2.7933062802798454E-2,1.4252851615114311E-2,1.1895600000000033E-3,1.610000000000018E-6,6.356455645161313E-5,4.8952294405304715E-3,4.833587841489486E-2,null,2.2555936959511379E-2,1.7341036372445471E-2,6.7246544129528137E-4,2.1244807820875312E-6,2.6909373959140912E-5,4.4855925313785098E-3,4.5084065159371869E-2]
[2004,5,5,2,null,null,1.609989475256977E-2,1.370636876870204E-2,1.1895600000000033E-3,1.610000000000018E-6,6.356455645161313E-5,8.0268623067983012E-3,3.9087860384521722E-2,null,1.300065852633067E-2,1.6676146343947356E-2,6.7246544129528137E-4,2.1244807820875312E-6,2.6909373959140912E-5,7.3551677303763776E-3,3.7733471896690914E-2]
[2004,5,5,5,null,null,1.8388684593458427E-2,1.4194469354587187E-2,1.1895600000000033E-3,1.610000000000018E-6,6.356455645161313E-5,8.9574445309129353E-3,4.2795333035410173E-2,null,1.4848855400734379E-2,1.7270004348072687E-2,6.7246544129528137E-4,2.1244807820875312E-6,2.6909373959140912E-5,8.2078780527489008E-3,4.1028237097592471E-2]
[2004,5,5,8,null,null,3.1968472511843406E-2,1.8285309313014655E-2,0,0,6.356455645161313E-5,1.0981030012798567E-2,6.1298376394108248E-2,null,2.5814528673768333E-2,2.224721216785501E-2,0,0,2.6909373959140912E-5,1.0062128202700717E-2,5.81507784182832E-2]
[2004,5,5,10,null,null,2.7938379330721453E-2,1.9690624296288504E-2,0,0,6.356455645161313E-5,1.1674828007966978E-2,5.9367396191428556E-2,null,2.2560230053667266E-2,2.3957018661164172E-2,0,0,2.6909373959140912E-5,1.0697868599186722E-2,5.7242026687977302E-2]
[2004,5,5,13,null,null,2.6062737884536363E-2,1.9442373297911753E-2,0,0,6.356455645161313E-5,1.0179524071888598E-2,5.5748199810788324E-2,null,2.1045650341536336E-2,2.3654978781103817E-2,0,0,2.6909373959140912E-5,9.3276929517941403E-3,5.4055231448393436E-2]
[2004,5,5,16,null,null,2.6355268761801273E-2,1.8636932661324629E-2,0,0,6.356455645161313E-5,9.0287301261278916E-3,5.4084496105705412E-2,null,2.1281868907072114E-2,2.2675022225596596E-2,0,0,2.6909373959140912E-5,8.2731984095116735E-3,5.2256998916139524E-2]
[2004,5,5,20,null,null,3.1518683797611392E-2,1.5869928927107573E-2,1.1895600000000033E-3,1.610000000000018E-6,6.356455645161313E-5,6.0688667033599033E-3,5.4712213984530488E-2,null,2.5451324468238081E-2,1.9308488026442545E-2,6.7246544129528137E-4,2.1244807820875312E-6,2.6909373959140912E-5,5.5610188427803161E-3,5.1022330633497454E-2]
[2004,5,5,23,null,null,2.4453821921477034E-2,1.3756173813360729E-2,1.1895600000000033E-3,1.610000000000018E-6,6.356455645161313E-5,5.2125363680184727E-3,4.4677266659307859E-2,null,1.9746451349570371E-2,1.6736742715416048E-2,6.7246544129528137E-4,2.1244807820875312E-6,2.6909373959140912E-5,4.7763469487936416E-3,4.1961040309816566E-2]
[2004,5,6,3,null,null,1.6310330115300989E-2,1.2869385984454215E-2,1.1895600000000033E-3,1.610000000000018E-6,6.356455645161313E-5,8.7761018908639743E-3,3.9210552547070794E-2,null,1.3170584996955358E-2,1.5657813360717473E-2,6.7246544129528137E-4,2.1244807820875312E-6,2.6909373959140912E-5,8.0417103170572456E-3,3.7571607970766585E-2]
[2004,5,6,6,null,null,2.2326592544797002E-2,1.420132297948098E-2,1.1895600000000033E-3,1.610000000000018E-6,6.356455645161313E-5,9.5678020465057665E-3,4.7350452127235369E-2,null,1.8028714484925205E-2,1.7278342957199884E-2,6.7246544129528137E-4,2.1244807820875312E-6,2.6909373959140912E-5,8.7671603390388902E-3,4.4775717077200489E-2]
[2004,5,6,7,null,null,3.0553326788903757E-2,1.5744854044642435E-2,0,0,6.356455645161313E-5,1.019232703616422E-2,5.6554072426162026E-2,null,2.4671799072632325E-2,1.9156312998968934E-2,0,0,2.6909373959140912E-5,9.3394245532710286E-3,5.3194445998831427E-2]
[2004,5,6,11,null,null,2.7471506394606316E-2,1.8973811282553699E-2,0,0,6.356455645161313E-5,1.0994464086815132E-2,5.7503346320426765E-2,null,2.218323034584933E-2,2.3084892796173342E-2,0,0,2.6909373959140912E-5,1.0074438102125606E-2,5.5369470618107416E-2]
[2004,5,6,14,null,null,2.3978779214115568E-2,1.9046179978348239E-2,0,0,6.356455645161313E-5,1.0311743152850524E-2,5.3400266901765948E-2,null,1.9362854554762485E-2,2.3172941715778227E-2,0,0,2.6909373959140912E-5,9.4488478290626256E-3,5.2011553473562483E-2]
[2004,5,6,18,null,null,2.9211139656848337E-2,1.6834410141451941E-2,0,0,6.356455645161313E-5,6.7623075160962417E-3,5.2871421870848138E-2,null,2.3587983504241579E-2,2.0481944698141144E-2,0,0,2.6909373959140912E-5,6.1964319461600215E-3,5.0293269522501884E-2]
[2004,5,6,21,null,null,3.1449425872699305E-2,1.4724914062591179E-2,1.1895600000000033E-3,1.610000000000018E-6,6.356455645161313E-5,4.9159063182985362E-3,5.2344980810040645E-2,null,2.5395398721774393E-2,1.7915381232885972E-2,6.7246544129528137E-4,2.1244807820875312E-6,2.6909373959140912E-5,4.5045391506566054E-3,4.8516818401353481E-2]
[2004,5,6,24,null,null,1.8876695839004698E-2,1.3794163727174161E-2,1.1895600000000033E-3,1.610000000000018E-6,6.356455645161313E-5,6.6980245844015466E-3,4.0623618707032023E-2,null,1.5242924284901694E-2,1.6782963955559053E-2,6.7246544129528137E-4,2.1244807820875312E-6,2.6909373959140912E-5,6.1375282641553649E-3,3.8864915800652627E-2]
[2004,5,7,4,null,null,1.7554803011803299E-2,1.280619754903459E-2,1.1895600000000033E-3,1.610000000000018E-6,6.356455645161313E-5,7.4955655532158352E-3,3.9111300670505347E-2,null,1.4175496359504344E-2,1.5580933800997112E-2,6.7246544129528137E-4,2.1244807820875312E-6,2.6909373959140912E-5,6.8683303351598415E-3,3.7326259791697805E-2]
[2004,5,7,8,null,null,3.0743066319946884E-2,1.6685695662093995E-2,0,0,6.356455645161313E-5,8.4813583674952248E-3,5.5973684905987718E-2,null,2.4825013667506873E-2,2.0301008050142878E-2,0,0,2.6909373959140912E-5,7.7716311791625808E-3,5.2924562270771469E-2]
[2004,5,7,11,null,null,2.7491825227628983E-2,1.8498129444023906E-2,0,0,6.356455645161313E-5,9.2104018405468405E-3,5.5263921068651342E-2,null,2.2199637795329026E-2,2.2506144326294549E-2,0,0,2.6909373959140912E-5,8.4396676823537773E-3,5.3172359177936487E-2]
[2004,5,7,12,null,null,2.7555358711859126E-2,1.8145936415640992E-2,0,0,6.356455645161313E-5,8.7509692320163566E-3,5.4515828915968088E-2,null,2.2250941058248326E-2,2.2077641155123295E-2,0,0,2.6909373959140912E-5,8.0186807802009822E-3,5.2374172367531738E-2]
[2004,5,7,15,null,null,2.3636178439634059E-2,1.7406376095626543E-2,0,0,6.356455645161313E-5,8.0708072402377127E-3,4.9176926331949929E-2,null,1.9086204567396597E-2,2.117783929404252E-2,0,0,2.6909373959140912E-5,7.3954353148935987E-3,4.768638855029185E-2]
[2004,5,7,19,null,null,2.9297077158358359E-2,1.5297839189140008E-2,1.1895600000000033E-3,1.610000000000018E-6,6.356455645161313E-5,4.6956896684490317E-3,5.0545340572399025E-2,null,2.3657378002088187E-2,1.8612442826345315E-2,6.7246544129528137E-4,2.1244807820875312E-6,2.6909373959140912E-5,4.3027504149394311E-3,4.7274070539409442E-2]
[2004,5,7,21,null,null,3.1535268433315645E-2,1.4222736142927753E-2,1.1895600000000033E-3,1.610000000000018E-6,6.356455645161313E-5,4.2574597215349593E-3,5.1270198854229981E-2,null,2.5464716554887603E-2,1.7304395739913613E-2,6.7246544129528137E-4,2.1244807820875312E-6,2.6909373959140912E-5,3.9011919178792509E-3,4.7371803508716975E-2]
[2004,5,8,2,null,null,1.6765812944787711E-2,1.1714965523534676E-2,1.1895600000000033E-3,1.610000000000018E-6,6.356455645161313E-5,6.2137196571372729E-3,3.5949232681911275E-2,null,1.3538387198259724E-2,1.4253263047384234E-2,6.7246544129528137E-4,2.1244807820875312E-6,2.6909373959140912E-5,5.6937503797808526E-3,3.4186899921461317E-2]
[2004,5,8,6,null,null,1.9465571287265691E-2,1.1075169238388489E-2,1.1895600000000033E-3,1.610000000000018E-6,6.356455645161313E-5,6.0500055271664518E-3,3.7845480609272251E-2,null,1.5718440972124704E-2,1.3474841230383753E-2,6.7246544129528137E-4,2.1244807820875312E-6,2.6909373959140912E-5,5.5437359856447804E-3,3.5438517484189747E-2]
[2004,5,8,9,null,null,2.9980604846416761E-2,1.3485893996061418E-2,0,0,6.356455645161313E-5,8.5147213055713385E-3,5.2044784704501135E-2,null,2.420932633481385E-2,1.6407901002256343E-2,0,0,2.6909373959140912E-5,7.8022022785721405E-3,4.8446338989601476E-2]
[2004,5,8,10,null,null,3.2203123502801564E-2,1.3418583501029676E-2,0,0,6.356455645161313E-5,7.4579620821065631E-3,5.3143233642389417E-2,null,2.6004009254430215E-2,1.6326006250657655E-2,0,0,2.6909373959140912E-5,6.8338735540812859E-3,4.9190798433128298E-2]
[2004,5,8,13,null,null,3.1560076400928498E-2,1.2887926682587147E-2,0,0,6.356455645161313E-5,5.6434130750501015E-3,5.0154980715017367E-2,null,2.5484748978740281E-2,1.568037129714844E-2,0,0,2.6909373959140912E-5,5.1711675312578207E-3,4.6363197181105681E-2]
[2004,5,8,18,null,null,3.2067038976699005E-2,1.0946525340981053E-2,0,0,6.356455645161313E-5,4.000473096272915E-3,4.7077601970404594E-2,null,2.5894121054428502E-2,1.331832388464293E-2,0,0,2.6909373959140912E-5,3.6657101491606274E-3,4.2905064462191195E-2]
[2004,5,8,21,null,null,3.3038639705815567E-2,9.9413623056046514E-3,1.1895600000000033E-3,1.610000000000018E-6,6.356455645161313E-5,4.0809027983272793E-3,4.8315639366199113E-2,null,2.6678688251748978E-2,1.2095370806382032E-2,6.7246544129528137E-4,2.1244807820875312E-6,2.6909373959140912E-5,3.7394094262259655E-3,4.3214967780393486E-2]
[2004,5,8,24,null,null,2.276892342864675E-2,9.4074788002246629E-3,1.1895600000000033E-3,1.610000000000018E-6,6.356455645161313E-5,6.0657716876627629E-3,3.9496908472985801E-2,null,1.8385896495426407E-2,1.1445810035285151E-2,6.7246544129528137E-4,2.1244807820875312E-6,2.6909373959140912E-5,5.5581828205949931E-3,3.6091388647343056E-2]
[2004,5,9,3,null,null,1.342481600484611E-2,8.7066653806100389E-3,1.1895600000000033E-3,1.610000000000018E-6,6.356455645161313E-5,5.5694809987914201E-3,2.8955696940699181E-2,null,1.0840533515286821E-2,1.0593150418247693E-2,6.7246544129528137E-4,2.1244807820875312E-6,2.6909373959140912E-5,5.1034221532067952E-3,2.7238605382777819E-2]
[2004,5,9,7,null,null,1.7995693361597613E-2,9.6438071187413092E-3,0,0,6.356455645161313E-5,5.5774931139825033E-3,3.3280558150773035E-2,null,1.4531515139336149E-2,1.173334393221355E-2,0,0,2.6909373959140912E-5,5.1107638078724798E-3,3.140253225338132E-2]
[2004,5,9,10,null,null,2.526967011369043E-2,1.1796224770561917E-2,0,0,6.356455645161313E-5,5.610139255806685E-3,4.2739598696510644E-2,null,2.0405248436091546E-2,1.4352128846057296E-2,0,0,2.6909373959140912E-5,5.1406780931422232E-3,3.9924964749250204E-2]
[2004,5,9,11,null,null,2.4186253726946938E-2,1.2436692256356133E-2,0,0,6.356455645161313E-5,5.6065951015419977E-3,4.229310564129668E-2,null,1.953039014028592E-2,1.5131367293663708E-2,0,0,2.6909373959140912E-5,5.1374305166817392E-3,3.9826097324590505E-2]
[2004,5,9,15,null,null,2.1411918673150915E-2,1.2754573998022918E-2,0,0,6.356455645161313E-5,4.3379123963480561E-3,3.8567969623973505E-2,null,1.729011570207729E-2,1.5518124904928982E-2,0,0,2.6909373959140912E-5,3.9749122453235849E-3,3.6810062226288999E-2]
[2004,5,9,18,null,null,2.4988267394648902E-2,1.1559597313195624E-2,0,0,6.356455645161313E-5,2.9419837734831482E-3,3.9553413037779289E-2,null,2.0178015853837807E-2,1.4064230995457574E-2,0,0,2.6909373959140912E-5,2.6957961015087236E-3,3.6964952324763246E-2]
[2004,5,9,22,null,null,2.2442264273959213E-2,1.16278959476239E-2,1.1895600000000033E-3,1.610000000000018E-6,6.356455645161313E-5,2.697072120589207E-3,3.8021966898623943E-2,null,1.812211935962155E-2,1.4147327987960685E-2,6.7246544129528137E-4,2.1244807820875312E-6,2.6909373959140912E-5,2.4713788613334436E-3,3.5442325504952188E-2]
[2004,5,10,1,null,null,1.3601124138141553E-2,1.1601377490244048E-2,1.1895600000000033E-3,1.610000000000018E-6,6.356455645161313E-5,4.7595618498673707E-3,3.1216798034704587E-2,null,1.0982902261891392E-2,1.4115063740329179E-2,6.7246544129528137E-4,2.1244807820875312E-6,2.6909373959140912E-5,4.361277718595684E-3,3.0160743016852763E-2]
[2004,5,10,4,null,null,1.2588782418379425E-2,1.1966998436176919E-2,1.1895600000000033E-3,1.610000000000018E-6,6.356455645161313E-5,5.0514216620232135E-3,3.086193707303117E-2,null,1.0165436731038461E-2,1.4559904274221103E-2,6.7246544129528137E-4,2.1244807820875312E-6,2.6909373959140912E-5,4.6287144566526271E-3,3.0055554757948699E-2]
[2004,5,10,8,null,null,2.4535919947744355E-2,1.6562019035273132E-2,0,0,6.356455645161313E-5,7.0641784900191918E-3,4.8225682029488293E-2,null,1.9812745472705354E-2,2.0150534240266992E-2,0,0,2.6909373959140912E-5,6.473042103562982E-3,4.6463231190494468E-2]
[2004,5,10,12,null,null,2.3163231752023089E-2,1.9179724271137313E-2,0,0,6.356455645161313E-5,7.7750187320738398E-3,5.0181539311685862E-2,null,1.8704300307692788E-2,2.3335421232237381E-2,0,0,2.6909373959140912E-5,7.1243986374087366E-3,4.9191029551298046E-2]
[2004,5,10,13,null,null,2.3288330309980006E-2,1.8962805687233367E-2,0,0,6.356455645161313E-5,6.6863510726302257E-3,4.9001051626295221E-2,null,1.8805317342842954E-2,2.3071502603536527E-2,0,0,2.6909373959140912E-5,6.1268316016490363E-3,4.803056092198766E-2]
[2004,5,10,16,null,null,2.412149576456216E-2,1.7813312357503858E-2,0,0,6.356455645161313E-5,6.5103820143709353E-3,4.8508754692888567E-2,null,1.9478098111750074E-2,2.1672946989614E-2,0,0,2.6909373959140912E-5,5.9655877819117442E-3,4.7143542257234959E-2]
[2004,5,10,19,null,null,2.4368944380202033E-2,1.5764265599199547E-2,1.1895600000000033E-3,1.610000000000018E-6,6.356455645161313E-5,4.1506158495263736E-3,4.5538560385379574E-2,null,1.9677912769186501E-2,1.9179930481470726E-2,6.7246544129528137E-4,2.1244807820875312E-6,2.6909373959140912E-5,3.8032888307762817E-3,4.3362631377470019E-2]
[2004,5,10,23,null,null,2.0102113814833289E-2,1.3174100494004713E-2,1.1895600000000033E-3,1.610000000000018E-6,6.356455645161313E-5,3.6939123895425923E-3,3.8224861254832217E-2,null,1.6232448806683553E-2,1.6028550777763453E-2,6.7246544129528137E-4,2.1244807820875312E-6,2.6909373959140912E-5,3.3848026997286679E-3,3.6347301580212182E-2]
[2004,5,11,2,null,null,1.4634652872975979E-2,1.3299617846522001E-2,1.1895600000000033E-3,1.610000000000018E-6,6.356455645161313E-5,6.901325218179751E-3,3.6090330494129345E-2,null,1.1817476298879321E-2,1.6181264145877606E-2,6.7246544129528137E-4,2.1244807820875312E-6,2.6909373959140912E-5,6.3238165302271611E-3,3.50240562710206E-2]
[2004,5,11,5,null,null,1.6564827714727753E-2,1.3951712022073225E-2,1.1895600000000033E-3,1.610000000000018E-6,6.356455645161313E-5,7.5935316504981473E-3,3.9364805943750747E-2,null,1.3376091705959783E-2,1.6974648453934399E-2,6.7246544129528137E-4,2.1244807820875312E-6,2.6909373959140912E-5,6.9580985471785657E-3,3.8010338003109254E-2]
[2004,5,11,10,null,null,2.6464215125757046E-2,1.9783377801954261E-2,0,0,6.356455645161313E-5,1.0948968264540167E-2,5.7260125748703095E-2,null,2.1369843052073793E-2,2.4069869195138444E-2,0,0,2.6909373959140912E-5,1.0032749408452571E-2,5.5499371029623948E-2]
[2004,5,11,13,null,null,2.5152925607832444E-2,1.9982797452627061E-2,0,0,6.356455645161313E-5,9.907007105621677E-3,5.5106294722532798E-2,null,2.0310977294645566E-2,2.4312497372929211E-2,0,0,2.6909373959140912E-5,9.0779804340437222E-3,5.372836447557764E-2]
[2004,5,11,14,null,null,2.3458725156633175E-2,2.0097931891893177E-2,0,0,6.356455645161313E-5,1.0189347573317716E-2,5.3809569178295678E-2,null,1.8942911112866247E-2,2.4452578147847095E-2,0,0,2.6909373959140912E-5,9.3366944143767928E-3,5.2759093049049272E-2]
[2004,5,11,17,null,null,2.7484266754774798E-2,1.7998834590287591E-2,0,0,6.356455645161313E-5,8.9555774735832986E-3,5.4502243375097306E-2,null,2.2193534331544452E-2,2.1898666577067533E-2,0,0,2.6909373959140912E-5,8.2061672323440124E-3,5.2325277514915142E-2]
[2004,5,11,20,null,null,2.9298963894695218E-2,1.5669020895548558E-2,1.1895600000000033E-3,1.610000000000018E-6,6.356455645161313E-5,4.5490964825701157E-3,5.0771815829265515E-2,null,2.3658901540920069E-2,1.9064048978253284E-2,6.7246544129528137E-4,2.1244807820875312E-6,2.6909373959140912E-5,4.1684242699205386E-3,4.7592874085130403E-2]
[2004,5,11,24,null,null,1.7509791368936538E-2,1.3400171984077877E-2,1.1895600000000033E-3,1.610000000000018E-6,6.356455645161313E-5,5.5721988762771641E-3,3.7736896785743199E-2,null,1.4139149476023849E-2,1.6303605485270153E-2,6.7246544129528137E-4,2.1244807820875312E-6,2.6909373959140912E-5,5.1059125964228614E-3,3.6250166853753374E-2]
[2004,5,12,2,null,null,1.4336969083264579E-2,1.3445288678987311E-2,1.1895600000000033E-3,1.610000000000018E-6,6.356455645161313E-5,6.6735172076315902E-3,3.5710509526335095E-2,null,1.157709675861902E-2,1.6358497675868656E-2,6.7246544129528137E-4,2.1244807820875312E-6,2.6909373959140912E-5,6.115071685247578E-3,3.4752165415771766E-2]
[2004,5,12,8,null,null,2.8901458353028698E-2,1.8165085381741657E-2,0,0,6.356455645161313E-5,9.0716265757127459E-3,5.6201734866934722E-2,null,2.3337915976172467E-2,2.2100939153770399E-2,0,0,2.6909373959140912E-5,8.3125052481834941E-3,5.3778269752085495E-2]
[2004,5,12,11,null,null,2.5810833655132717E-2,1.9930613553828993E-2,0,0,6.356455645161313E-5,9.9086450590413488E-3,5.5713656824454678E-2,null,2.0842237777780753E-2,2.4249006717757184E-2,0,0,2.6909373959140912E-5,9.079481322146166E-3,5.4197635191643237E-2]
[2004,5,12,14,null,null,2.3039150552766171E-2,2.0270285602854175E-2,0,0,6.356455645161313E-5,9.8702649479142091E-3,5.3243265659986168E-2,null,1.8604104789283E-2,2.4662275971932431E-2,0,0,2.6909373959140912E-5,9.0443128909384312E-3,5.2337603026113004E-2]
[2004,5,12,15,null,null,2.3118510573299635E-2,1.9707271425030908E-2,0,0,6.356455645161313E-5,9.9385307371164695E-3,5.2827877291898626E-2,null,1.8668187973890991E-2,2.3977272745947645E-2,0,0,2.6909373959140912E-5,9.1068661415907928E-3,5.1779236235388569E-2]
[2004,5,12,18,null,null,2.8343686632975998E-2,1.6946170821780286E-2,0,0,6.356455645161313E-5,6.7175296420378785E-3,5.2070951653245781E-2,null,2.2887515536946502E-2,2.0617920717180584E-2,0,0,2.6909373959140912E-5,6.1554011221940999E-3,4.9687746750280329E-2]
[2004,5,12,23,null,null,2.2442810251917092E-2,1.3532496161190597E-2,1.1895600000000033E-3,1.610000000000018E-6,6.356455645161313E-5,3.926637603124573E-3,4.1156678572683882E-2,null,1.812256023660257E-2,1.6464600521928802E-2,6.7246544129528137E-4,2.1244807820875312E-6,2.6909373959140912E-5,3.5980532720641858E-3,3.8886713326632065E-2]
[2004,5,13,2,null,null,1.6910869204546989E-2,1.3804256775133208E-2,1.1895600000000033E-3,1.610000000000018E-6,6.356455645161313E-5,8.3857321790601885E-3,4.0355592715192005E-2,null,1.365552006957468E-2,1.6795243877955848E-2,6.7246544129528137E-4,2.1244807820875312E-6,2.6909373959140912E-5,7.6840070704544275E-3,3.8836270314021468E-2]
[2004,5,13,5,null,null,1.9337766352621948E-2,1.4293759652561832E-2,1.1895600000000033E-3,1.610000000000018E-6,6.356455645161313E-5,9.2970515335823317E-3,4.4183312095217732E-2,null,1.561523853889028E-2,1.7390808010041878E-2,6.7246544129528137E-4,2.1244807820875312E-6,2.6909373959140912E-5,8.5190664563332304E-3,4.2226612301301897E-2]
[2004,5,13,9,null,null,3.1978422652251565E-2,1.9565500859105456E-2,0,0,6.356455645161313E-5,1.0929626992714986E-2,6.2537115060523618E-2,null,{"$f":"G3203*X$5","v":2.5822563408139178E-2},{"$f":"H3203*Y$5","v":2.3804784558555839E-2},{"$f":"I3203*Z$5","v":0},{"$f":"J3203*AA$5","v":0},{"$f":"K3203*AB$5","v":2.6909373959140912E-5},{"$f":"L3203*AC$5","v":1.001502663049081E-2},{"$f":"SUM(O3203:T3203)","v":5.9669283971144967E-2}]
[2004,5,13,12,null,null,2.8240575347437347E-2,1.9597752859035675E-2,0,0,6.356455645161313E-5,1.053663353476476E-2,5.8438526297689392E-2,null,2.2804253215415796E-2,2.3844024643205352E-2,0,0,2.6909373959140912E-5,9.6549191950217345E-3,5.6330106427602021E-2]
[2004,5,13,15,null,null,2.4866668942446189E-2,1.9364643591099802E-2,0,0,6.356455645161313E-5,1.03146642955945E-2,5.4609541385592111E-2,null,2.0079825152674029E-2,2.3560407272928133E-2,0,0,2.6909373959140912E-5,9.4515245281294718E-3,5.3118666327690779E-2]
[2004,5,13,16,null,null,2.7460806746701736E-2,1.8892959726690098E-2,0,0,6.356455645161313E-5,9.4212835660362794E-3,5.5838614595879729E-2,null,2.2174590384477087E-2,2.2986523023663205E-2,0,0,2.6909373959140912E-5,8.6329026480180503E-3,5.3820925430117475E-2]
[2004,5,13,20,null,null,3.2599085714397832E-2,1.6386094655214328E-2,1.1895600000000033E-3,1.610000000000018E-6,6.356455645161313E-5,6.2467769310486938E-3,5.6486691857112477E-2,null,2.6323748580767869E-2,1.993649208535081E-2,6.7246544129528137E-4,2.1244807820875312E-6,2.6909373959140912E-5,5.7240413932596271E-3,5.2685781355414817E-2]
[2004,5,13,24,null,null,2.0080306238794927E-2,1.4183487140815619E-2,1.1895600000000033E-3,1.610000000000018E-6,6.356455645161313E-5,7.1660998871220611E-3,4.2684627823184225E-2,null,1.6214839197818472E-2,1.7256642603096631E-2,6.7246544129528137E-4,2.1244807820875312E-6,2.6909373959140912E-5,6.5664346325927866E-3,4.0739415729544398E-2]
[2004,5,14,3,null,null,1.7060429763337971E-2,1.3229882626546596E-2,1.1895600000000033E-3,1.610000000000018E-6,6.356455645161313E-5,8.5613698051116398E-3,4.0106416751447826E-2,null,1.3776290160543032E-2,1.6096419300881702E-2,6.7246544129528137E-4,2.1244807820875312E-6,2.6909373959140912E-5,7.8449471925092721E-3,3.8419155949970515E-2]
[2004,5,14,6,null,null,2.2659381206639885E-2,1.4692933958101749E-2,1.1895600000000033E-3,1.610000000000018E-6,6.356455645161313E-5,8.8981786008712725E-3,4.7505228322064524E-2,null,1.8297441195288529E-2,1.7876471955632446E-2,6.7246544129528137E-4,2.1244807820875312E-6,2.6909373959140912E-5,8.1535715454871538E-3,4.5028983992444635E-2]
[2004,5,14,10,null,null,2.9007326626186263E-2,1.9400257080879234E-2,0,0,6.356455645161313E-5,1.086005452190324E-2,5.9331202785420353E-2,null,2.3423404564094703E-2,2.3603737186007421E-2,0,0,2.6909373959140912E-5,9.9512760424430111E-3,5.7005327166504277E-2]
[2004,5,14,13,null,null,2.5884899672611331E-2,1.9261423828667881E-2,0,0,6.356455645161313E-5,1.061233546410662E-2,5.5822223521837452E-2,null,2.0902046057054813E-2,2.343482274408978E-2,0,0,2.6909373959140912E-5,9.7242863233641379E-3,5.4088064498467876E-2]
[2004,5,14,17,null,null,2.7309744319552874E-2,1.7153256216704587E-2,0,0,6.356455645161313E-5,7.3257713034309037E-3,5.1852336396139981E-2,null,2.2052607535414822E-2,2.086987558646277E-2,0,0,2.6909373959140912E-5,6.7127446107399921E-3,4.9662137106576722E-2]
[2004,5,14,18,null,null,2.9964215398976028E-2,1.631565282403924E-2,0,0,6.356455645161313E-5,5.9237218643651722E-3,5.2267154643832053E-2,null,2.4196091862608484E-2,1.9850787526744903E-2,0,0,2.6909373959140912E-5,5.4280198457624463E-3,4.9501808609074972E-2]
[2004,5,14,21,null,null,3.1426386118575171E-2,1.4787011092673641E-2,1.1895600000000033E-3,1.610000000000018E-6,6.356455645161313E-5,6.0653071460661625E-3,5.35334389137666E-2,null,2.5376794129601473E-2,1.7990932910989382E-2,6.7246544129528137E-4,2.1244807820875312E-6,2.6909373959140912E-5,5.5577571522291815E-3,4.9626983488856552E-2]
[2004,5,15,1,null,null,1.5156282116789944E-2,1.1920167760792553E-2,1.1895600000000033E-3,1.610000000000018E-6,6.356455645161313E-5,6.1680112450048109E-3,3.4499195679038919E-2,null,1.2238691703103688E-2,1.4502926732665468E-2,6.7246544129528137E-4,2.1244807820875312E-6,2.6909373959140912E-5,5.6518668859480642E-3,3.3094984617753731E-2]
[2004,5,15,4,null,null,1.424603063528667E-2,1.1139299711408094E-2,1.1895600000000033E-3,1.610000000000018E-6,6.356455645161313E-5,6.5120183065839185E-3,3.3152083209730294E-2,null,1.1503663998514388E-2,1.3552866940272979E-2,6.7246544129528137E-4,2.1244807820875312E-6,2.6909373959140912E-5,5.9670871478186699E-3,3.1725117382642547E-2]
[2004,5,15,7,null,null,2.1688351747065977E-2,1.1373237019239788E-2,0,0,6.356455645161313E-5,7.2201754225636166E-3,4.0345328745320999E-2,null,1.7513335297893593E-2,1.3837491762977194E-2,0,0,2.6909373959140912E-5,6.6159850818319236E-3,3.7993721516661846E-2]
[2004,5,15,10,null,null,2.7507292968637773E-2,1.3209228191326439E-2,0,0,6.356455645161313E-5,8.6802192961268985E-3,4.9460305012542727E-2,null,2.221212798996194E-2,1.6071289641072066E-2,0,0,2.6909373959140912E-5,7.9538512583416619E-3,4.6264178263334801E-2]
[2004,5,15,15,null,null,2.2968873594135054E-2,1.2209786128760905E-2,0,0,6.356455645161313E-5,7.2856641518195629E-3,4.2527888431167137E-2,null,1.8547356173501745E-2,1.4855297106587109E-2,0,0,2.6909373959140912E-5,6.6759936592456328E-3,4.0105556313293628E-2]
[2004,5,15,16,null,null,2.4265627726097951E-2,1.2091248313632534E-2,0,0,6.356455645161313E-5,7.0198441787669942E-3,4.3440284774949094E-2,null,1.9594484612621949E-2,1.4711075541726959E-2,0,0,2.6909373959140912E-5,6.4324177246952337E-3,4.0764887253003285E-2]
[2004,5,15,19,null,null,2.6848889258665545E-2,1.0788656082026079E-2,1.1895600000000033E-3,1.610000000000018E-6,6.356455645161313E-5,4.2821832012656874E-3,4.317446309840893E-2,null,2.1680467259418842E-2,1.3126248878492853E-2,6.7246544129528137E-4,2.1244807820875312E-6,2.6909373959140912E-5,3.9238465160706332E-3,3.9432061950018839E-2]
[2004,5,15,22,null,null,2.6049196258813884E-2,9.7123104207837308E-3,1.1895600000000033E-3,1.610000000000018E-6,6.356455645161313E-5,4.6432217811899004E-3,4.1659463017239134E-2,null,2.1034715484221121E-2,1.1816689937941311E-2,6.7246544129528137E-4,2.1244807820875312E-6,2.6909373959140912E-5,4.2546730845331848E-3,3.7807577802732126E-2]
[2004,5,16,2,null,null,1.3463892036319062E-2,9.1560671079455227E-3,1.1895600000000033E-3,1.610000000000018E-6,6.356455645161313E-5,6.6759098634448137E-3,3.0550603564161012E-2,null,1.0872087394958173E-2,1.1139924629472928E-2,6.7246544129528137E-4,2.1244807820875312E-6,2.6909373959140912E-5,6.1172641216137051E-3,2.8830775442081315E-2]
[2004,5,16,7,null,null,1.7675096237709624E-2,1.0055852128838173E-2,0,0,6.356455645161313E-5,6.9859639344025852E-3,3.4780476857401994E-2,null,1.4272633090959641E-2,1.2234667295434229E-2,0,0,2.6909373959140912E-5,6.4013726076218641E-3,3.2935582367974871E-2]
[2004,5,16,9,null,null,2.3555464092069517E-2,1.1460415788643119E-2,0,0,6.356455645161313E-5,7.9343695503099176E-3,4.301381398747417E-2,null,1.9021027764256647E-2,1.3943559674995941E-2,0,0,2.6909373959140912E-5,7.2704148453990505E-3,4.0261911658610781E-2]
[2004,5,16,13,null,null,2.2443543454511449E-2,1.3386099529811414E-2,0,0,6.356455645161313E-5,7.5412043180690209E-3,4.3434411858843495E-2,null,1.812315229740212E-2,1.6286483933185408E-2,0,0,2.6909373959140912E-5,6.9101500098561527E-3,4.1346695614402823E-2]
[2004,5,16,16,null,null,2.1743560094764577E-2,1.3206158487770032E-2,0,0,6.356455645161313E-5,5.6932441435033109E-3,4.0706527282489538E-2,null,1.7557916016417721E-2,1.6067554820668278E-2,0,0,2.6909373959140912E-5,5.2168286940694475E-3,3.886920890511459E-2]
[2004,5,16,17,null,null,2.3978867833264885E-2,1.2757005316212983E-2,0,0,6.356455645161313E-5,5.1734770540602755E-3,4.1972914759989759E-2,null,1.9362926114689854E-2,1.5521083020140271E-2,0,0,2.6909373959140912E-5,4.7405561510179463E-3,3.9651474659807215E-2]
[2004,5,16,20,null,null,2.5372607811780502E-2,1.1244626015698355E-2,1.1895600000000033E-3,1.610000000000018E-6,6.356455645161313E-5,4.809606027649461E-3,4.2681574411579937E-2,null,2.0488370585827458E-2,1.3681014438261087E-2,6.7246544129528137E-4,2.1244807820875312E-6,2.6909373959140912E-5,4.4071341575686439E-3,3.9278018477693702E-2]
[2004,5,16,24,null,null,1.5025236226323187E-2,1.1993093543721496E-2,1.1895600000000033E-3,1.610000000000018E-6,6.356455645161313E-5,5.1554344333048386E-3,3.3428498759801133E-2,null,1.2132872199347906E-2,1.4591653444232354E-2,6.7246544129528137E-4,2.1244807820875312E-6,2.6909373959140912E-5,4.7240233519141896E-3,3.2150048291530953E-2]
[2004,5,17,4,null,null,1.1346141433616962E-2,1.2591562117668582E-2,1.1895600000000033E-3,1.610000000000018E-6,6.356455645161313E-5,7.1796951624357643E-3,3.2372133270172923E-2,null,9.1620046364813534E-3,1.5319793018601924E-2,6.7246544129528137E-4,2.1244807820875312E-6,2.6909373959140912E-5,6.5788922438549408E-3,3.1762189194974727E-2]
[2004,5,17,7,null,null,1.9704783067451048E-2,1.5817375083847698E-2,0,0,6.356455645161313E-5,9.8467195684746409E-3,4.5432442276225005E-2,null,1.5911604388250084E-2,1.9244547270438679E-2,0,0,2.6909373959140912E-5,9.022737808616824E-3,4.4205798841264729E-2]
[2004,5,17,10,null,null,2.3295810328426078E-2,1.8834561391414265E-2,0,0,6.356455645161313E-5,1.1219915715656724E-2,5.3413851991948681E-2,null,1.8811357454724585E-2,2.2915471441604034E-2,0,0,2.6909373959140912E-5,1.0281023749398021E-2,5.2034762019685779E-2]
[2004,5,17,14,null,null,2.165584653114308E-2,1.8817194025173706E-2,0,0,6.356455645161313E-5,9.8456242398258509E-3,5.0382229352594253E-2,null,1.7487087349131642E-2,2.2894341064483448E-2,0,0,2.6909373959140912E-5,9.0217341379888981E-3,4.9430071925563132E-2]
[2004,5,17,17,null,null,2.4840899879403733E-2,1.8538956922610362E-2,0,0,6.356455645161313E-5,8.7579995304868687E-3,5.2201420888952577E-2,null,2.0059016644649159E-2,2.2555817950231823E-2,0,0,2.6909373959140912E-5,8.0251227773935133E-3,5.0666866746233635E-2]
[2004,5,17,18,null,null,2.4964561337254106E-2,1.7721262970083917E-2,0,0,6.356455645161313E-5,7.1756228605226527E-3,4.9925011724312296E-2,null,2.0158873222042271E-2,2.1560953136144159E-2,0,0,2.6909373959140912E-5,6.575160715584635E-3,4.8321896447730203E-2]
[2004,5,17,21,null,null,2.5974993982499896E-2,1.5999398062937355E-2,1.1895600000000033E-3,1.610000000000018E-6,6.356455645161313E-5,5.112297980268324E-3,4.8341424582157198E-2,null,2.0974797175992391E-2,1.9466009416137818E-2,6.7246544129528137E-4,2.1244807820875312E-6,2.6909373959140912E-5,4.684496593481028E-3,4.5826802481647749E-2]
[2004,5,18,1,null,null,1.4341644096409683E-2,1.4145692914620919E-2,1.1895600000000033E-3,1.610000000000018E-6,6.356455645161313E-5,6.1736943711818808E-3,3.5915765938664093E-2,null,1.1580871829850209E-2,1.7210659450475039E-2,6.7246544129528137E-4,2.1244807820875312E-6,2.6909373959140912E-5,5.6570744433556254E-3,3.5150105019717381E-2]
[2004,5,18,5,null,null,1.515359670976443E-2,1.4263498696146761E-2,1.1895600000000033E-3,1.610000000000018E-6,6.356455645161313E-5,7.8809762618429948E-3,3.8552806224205802E-2,null,1.2236523238012489E-2,1.7353990371015714E-2,6.7246544129528137E-4,2.1244807820875312E-6,2.6909373959140912E-5,7.2214895521349595E-3,3.7513502457199671E-2]
[2004,5,18,8,null,null,2.7184497274181242E-2,1.7971367149637745E-2,0,0,6.356455645161313E-5,1.0408438019961051E-2,5.5627867000231652E-2,null,2.1951470596737098E-2,2.1865247728669376E-2,0,0,2.6909373959140912E-5,9.5374511885175425E-3,5.3381078887883154E-2]
[2004,5,18,12,null,null,2.4583638407321699E-2,1.9252794506063816E-2,0,0,6.356455645161313E-5,1.0599508876673771E-2,5.4499506346510899E-2,null,1.9851278109589116E-2,2.3424323694412733E-2,0,0,2.6909373959140912E-5,9.7125330755356495E-3,5.3015044253496638E-2]
[2004,5,18,15,null,null,2.219658926208741E-2,1.9321354004883724E-2,0,0,6.356455645161313E-5,1.0706951295678136E-2,5.2288459119100884E-2,null,1.7923736886513286E-2,2.3507738073150243E-2,0,0,2.6909373959140912E-5,9.8109846227193084E-3,5.1269368956341974E-2]
[2004,5,18,18,null,null,2.6724833966991518E-2,1.6978868194102902E-2,0,0,6.356455645161313E-5,7.7719965138134534E-3,5.1539263231359489E-2,null,2.1580292661371802E-2,2.0657702673664898E-2,0,0,2.6909373959140912E-5,7.1216293209095463E-3,4.9386534029905386E-2]
[2004,5,18,20,null,null,2.7571803782277478E-2,1.5610613598971533E-2,1.1895600000000033E-3,1.610000000000018E-6,6.356455645161313E-5,5.2873621895047447E-3,4.9724514127205376E-2,null,2.2264220445985708E-2,1.8992986493235595E-2,6.7246544129528137E-4,2.1244807820875312E-6,2.6909373959140912E-5,4.8449112827213094E-3,4.6803617517979124E-2]
[2004,5,18,23,null,null,2.1397114171635777E-2,1.3267441883259179E-2,1.1895600000000033E-3,1.610000000000018E-6,6.356455645161313E-5,4.8171443307828956E-3,4.0736434942129474E-2,null,1.7278161073068291E-2,1.6142116572863699E-2,6.7246544129528137E-4,2.1244807820875312E-6,2.6909373959140912E-5,4.4140416491674312E-3,3.8535818591135924E-2]
[2004,5,19,2,null,null,1.3957533208091181E-2,1.3351571441287409E-2,1.1895600000000033E-3,1.610000000000018E-6,6.356455645161313E-5,7.2530187312579734E-3,3.5816857937088178E-2,null,1.1270702442284659E-2,1.6244474596728776E-2,6.7246544129528137E-4,2.1244807820875312E-6,2.6909373959140912E-5,6.6460800348826232E-3,3.4862756369932565E-2]
[2004,5,19,6,null,null,1.9129275780275557E-2,1.4728212944448789E-2,1.1895600000000033E-3,1.610000000000018E-6,6.356455645161313E-5,8.5035887189338338E-3,4.3615812000109805E-2,null,1.5446882485717819E-2,1.791939488796539E-2,6.7246544129528137E-4,2.1244807820875312E-6,2.6909373959140912E-5,7.7920012761303215E-3,4.1859777945850038E-2]
[2004,5,19,9,null,null,2.7640907923273721E-2,1.8548681150956287E-2,0,0,6.356455645161313E-5,1.1073028565551701E-2,5.7326182196233325E-2,null,2.232002201199931E-2,2.2567649140367966E-2,0,0,2.6909373959140912E-5,1.0146428239326247E-2,5.5061008765652661E-2]
[2004,5,19,11,null,null,2.5208219192918581E-2,1.9575286521450356E-2,0,0,6.356455645161313E-5,1.103250691211482E-2,5.5879577182935375E-2,null,2.0355626842325794E-2,2.3816690493679127E-2,0,0,2.6909373959140912E-5,1.0109297471867085E-2,5.4308524181831144E-2]
[2004,5,19,17,null,null,2.6448433717923006E-2,1.7978853816862379E-2,0,0,6.356455645161313E-5,9.5984028296904975E-3,5.4089254920927497E-2,null,2.1357099571605861E-2,2.1874356542270795E-2,0,0,2.6909373959140912E-5,8.7952004229972201E-3,5.2053565910833016E-2]
[2004,5,19,20,null,null,2.8138575858850795E-2,1.5645382465076581E-2,1.1895600000000033E-3,1.610000000000018E-6,6.356455645161313E-5,5.3484021005074872E-3,5.0387094980886483E-2,null,2.2721888669475984E-2,1.9035288776879447E-2,6.7246544129528137E-4,2.1244807820875312E-6,2.6909373959140912E-5,4.9008433227280476E-3,4.7359520065119988E-2]
[2004,5,19,21,null,null,2.9349688981589676E-2,1.4977022203687308E-2,1.1895600000000033E-3,1.610000000000018E-6,6.356455645161313E-5,5.4398453081527043E-3,5.1021291049881311E-2,null,2.3699862028151081E-2,1.8222113988028213E-2,6.7246544129528137E-4,2.1244807820875312E-6,2.6909373959140912E-5,4.9846344859905056E-3,4.7608109798206309E-2]
[2004,5,19,24,null,null,1.675478492329914E-2,1.3373168596595901E-2,1.1895600000000033E-3,1.610000000000018E-6,6.356455645161313E-5,6.0682579520471942E-3,3.7450946028393856E-2,null,1.3529482075350702E-2,1.6270751237071314E-2,6.7246544129528137E-4,2.1244807820875312E-6,2.6909373959140912E-5,5.5604610322885044E-3,3.6062193640747031E-2]
[2004,5,20,4,null,null,1.3783049826612482E-2,1.2997961367868913E-2,1.1895600000000033E-3,1.610000000000018E-6,6.356455645161313E-5,7.2278889874015642E-3,3.5263634738334576E-2,null,1.112980718203695E-2,1.5814247347445506E-2,6.7246544129528137E-4,2.1244807820875312E-6,2.6909373959140912E-5,6.6230531690886574E-3,3.4268606994607625E-2]
[2004,5,20,8,null,null,2.6437549134172681E-2,1.8512856006101901E-2,0,0,6.356455645161313E-5,1.0099814109294203E-2,5.5113783806020403E-2,null,2.1348310274612686E-2,2.2524061712620579E-2,0,0,2.6909373959140912E-5,9.2546531857865353E-3,5.3153934546978934E-2]
[2004,5,20,11,null,null,2.3936716517276746E-2,2.0100247498425552E-2,0,0,6.356455645161313E-5,1.0534625866557486E-2,5.4635154438711399E-2,null,1.9328888944011469E-2,2.4455395479998341E-2,0,0,2.6909373959140912E-5,9.6530795301754922E-3,5.3464273328144435E-2]
[2004,5,20,15,null,null,2.1742285716613723E-2,1.9508788247927383E-2,0,0,6.356455645161313E-5,1.0490597818094971E-2,5.1805236339087693E-2,null,1.7556886956574334E-2,2.3735783948728929E-2,0,0,2.6909373959140912E-5,9.6127357857700765E-3,5.0932316065032485E-2]
[2004,5,20,18,null,null,2.6104725608036207E-2,1.7353690815791842E-2,0,0,6.356455645161313E-5,7.5409842931035307E-3,5.1062965273383193E-2,null,2.1079555411346332E-2,2.111373862292228E-2,0,0,2.6909373959140912E-5,6.9099483967644867E-3,4.9130151804992236E-2]
[2004,5,20,21,null,null,2.8103771782233649E-2,1.5447331079689354E-2,1.1895600000000033E-3,1.610000000000018E-6,6.356455645161313E-5,5.0792226121998589E-3,4.9885060030574482E-2,null,2.2693784391629602E-2,1.8794325328275862E-2,6.7246544129528137E-4,2.1244807820875312E-6,2.6909373959140912E-5,4.6541889999794604E-3,4.6843798015921437E-2]
[2004,5,20,22,null,null,2.5070774702051723E-2,1.4668722091063964E-2,1.1895600000000033E-3,1.610000000000018E-6,6.356455645161313E-5,5.1590941398023237E-3,4.615332548936963E-2,null,2.0244640471324814E-2,1.7847014070411654E-2,6.7246544129528137E-4,2.1244807820875312E-6,2.6909373959140912E-5,4.7273768110996242E-3,4.3520530648872596E-2]
[2004,5,21,1,null,null,1.1459945139191578E-2,1.4052316074493594E-2,1.1895600000000033E-3,1.610000000000018E-6,6.356455645161313E-5,5.6612706978684544E-3,3.2428266468005243E-2,null,9.2539010828833097E-3,1.7097050523313062E-2,6.7246544129528137E-4,2.1244807820875312E-6,2.6909373959140912E-5,5.1875308132071753E-3,3.2239981715440055E-2]
[2004,5,21,5,null,null,1.1103049048024291E-2,1.3836749306418818E-2,1.1895600000000033E-3,1.610000000000018E-6,6.356455645161313E-5,6.8107891404596442E-3,3.3005322051354369E-2,null,8.9657076330529935E-3,1.6834776610216883E-2,6.7246544129528137E-4,2.1244807820875312E-6,2.6909373959140912E-5,6.2408565874961406E-3,3.2742840126802522E-2]
[2004,5,21,9,null,null,2.1176056568501567E-2,1.9796732611295657E-2,0,0,6.356455645161313E-5,1.033954048173575E-2,5.1375894217984594E-2,null,{"$f":"G3395*X$5","v":1.7099657147597706E-2},{"$f":"H3395*Y$5","v":2.4086117609195504E-2},{"$f":"I3395*Z$5","v":0},{"$f":"J3395*AA$5","v":0},{"$f":"K3395*AB$5","v":2.6909373959140912E-5},{"$f":"L3395*AC$5","v":9.4743190541307452E-3},{"$f":"SUM(O3395:T3395)","v":5.0687003184883089E-2}]
[2004,5,21,12,null,null,2.0484737021178916E-2,1.9959112985716773E-2,0,0,6.356455645161313E-5,9.2034351525768325E-3,4.9710849715924141E-2,null,1.6541416891655367E-2,2.4283681160339323E-2,0,0,2.6909373959140912E-5,8.4332839726816676E-3,4.9285291398635495E-2]
[2004,5,21,16,null,null,1.9070655157582973E-2,1.7505909568544725E-2,0,0,6.356455645161313E-5,8.6486394991665723E-3,4.5288768781745883E-2,null,1.5399546356510793E-2,2.129893882000122E-2,0,0,2.6909373959140912E-5,7.9249140853023658E-3,4.4650308635773524E-2]
[2004,5,21,19,null,null,2.0840064328223572E-2,1.4782070051986132E-2,1.1895600000000033E-3,1.610000000000018E-6,6.356455645161313E-5,5.8221696372309653E-3,4.269903857389229E-2,null,1.6828343548938696E-2,1.798492128829144E-2,6.7246544129528137E-4,2.1244807820875312E-6,2.6909373959140912E-5,5.3349655942484071E-3,4.0849729727515049E-2]
[2004,5,21,22,null,null,1.9950640172748699E-2,1.2979902728209237E-2,1.1895600000000033E-3,1.610000000000018E-6,6.356455645161313E-5,5.5884147777918378E-3,3.9773692235201399E-2,null,1.6110133901726359E-2,1.5792275917753274E-2,6.7246544129528137E-4,2.1244807820875312E-6,2.6909373959140912E-5,5.1207715376854609E-3,3.77246806532016E-2]
[2004,5,22,2,null,null,1.1899591940554373E-2,1.0468287110949335E-2,1.1895600000000033E-3,1.610000000000018E-6,6.356455645161313E-5,6.5995672574888416E-3,3.0222180865444162E-2,null,9.6089156978576666E-3,1.2736465126436286E-2,6.7246544129528137E-4,2.1244807820875312E-6,2.6909373959140912E-5,6.0473099290141085E-3,2.9094190049344569E-2]
[2004,5,22,3,null,null,1.1282142466594832E-2,1.026367010239485E-2,1.1895600000000033E-3,1.610000000000018E-6,6.356455645161313E-5,6.8421092874628477E-3,2.9642656412904145E-2,null,9.1103254963950612E-3,1.2487513472158094E-2,6.7246544129528137E-4,2.1244807820875312E-6,2.6909373959140912E-5,6.2695558383047039E-3,2.8568894102894368E-2]
[2004,5,22,7,null,null,1.6490663029835612E-2,1.1848567141082057E-2,0,0,6.356455645161313E-5,8.0407499142634356E-3,3.6443544641632714E-2,null,1.331620375278905E-2,1.4415812309235094E-2,0,0,2.6909373959140912E-5,7.367893211190117E-3,3.5126818647173402E-2]
[2004,5,22,10,null,null,2.3587863300685269E-2,1.3004662665012448E-2,0,0,6.356455645161313E-5,8.020928709413757E-3,4.4677019231563087E-2,null,1.9047190112160786E-2,1.582240062376148E-2,0,0,2.6909373959140912E-5,7.3497306614022555E-3,4.2246230771283665E-2]
[2004,5,22,13,null,null,2.2107181130473108E-2,1.2646646571490842E-2,0,0,6.356455645161313E-5,7.3474308856398465E-3,4.2164823144055411E-2,null,1.7851539856255729E-2,1.5386812696002842E-2,0,0,2.6909373959140912E-5,6.7325917009263686E-3,3.999785362714408E-2]
[2004,5,22,17,null,null,2.2679100416890634E-2,1.2055432707367524E-2,0,0,6.356455645161313E-5,6.603947189549873E-3,4.1402044870259648E-2,null,1.8313364449621481E-2,1.4667499719308088E-2,0,0,2.6909373959140912E-5,6.0513233446832992E-3,3.905909688757201E-2]
[2004,5,22,19,null,null,2.3280928285704647E-2,1.0255591100453425E-2,1.1895600000000033E-3,1.610000000000018E-6,6.356455645161313E-5,4.2078217955324841E-3,3.899907573814218E-2,null,1.8799340211222749E-2,1.2477683981870638E-2,6.7246544129528137E-4,2.1244807820875312E-6,2.6909373959140912E-5,3.8557077351959374E-3,3.5834231224325837E-2]
[2004,5,22,22,null,null,2.2478194451813257E-2,9.5478744943099554E-3,1.1895600000000033E-3,1.610000000000018E-6,6.356455645161313E-5,4.349785885028718E-3,3.7630589387603552E-2,null,1.8151132963763042E-2,1.1616625455484014E-2,6.7246544129528137E-4,2.1244807820875312E-6,2.6909373959140912E-5,3.9857921505035993E-3,3.4455049865787166E-2]
[2004,5,23,1,null,null,1.4521709306909176E-2,8.7614819661386133E-3,1.1895600000000033E-3,1.610000000000018E-6,6.356455645161313E-5,5.7497580385376971E-3,3.02876838680371E-2,null,1.1726274414783388E-2,1.0659844187967168E-2,6.7246544129528137E-4,2.1244807820875312E-6,2.6909373959140912E-5,5.2686134589236726E-3,2.8356231357710735E-2]
[2004,5,23,4,null,null,1.2094050252086841E-2,8.6471080806183997E-3,1.1895600000000033E-3,1.610000000000018E-6,6.356455645161313E-5,7.3332640080623407E-3,2.9329156897219197E-2,null,9.7659407060762399E-3,1.0520688757010411E-2,6.7246544129528137E-4,2.1244807820875312E-6,2.6909373959140912E-5,6.7196103195577093E-3,2.7707739078680869E-2]
[2004,5,23,8,null,null,1.9549559280841018E-2,1.0533938660006906E-2,0,0,6.356455645161313E-5,7.243483218713001E-3,3.7390545716012538E-2,null,1.5786261243099467E-2,1.2816341485978783E-2,0,0,2.6909373959140912E-5,6.6373424620325217E-3,3.5266854565069915E-2]
[2004,5,23,11,null,null,2.3395560804739784E-2,1.1502733617971011E-2,0,0,6.356455645161313E-5,7.6615365614823416E-3,4.2623395540644753E-2,null,1.8891905924160159E-2,1.399504656599814E-2,0,0,2.6909373959140912E-5,7.0204127501211563E-3,3.9934274614238596E-2]
[2004,5,23,14,null,null,2.095173880226868E-2,1.177587217200673E-2,0,0,6.356455645161313E-5,7.3515892127334554E-3,4.0142764743460478E-2,null,1.6918520641738401E-2,1.4327366422273622E-2,0,0,2.6909373959140912E-5,6.7364020557178486E-3,3.8009198493689014E-2]
[2004,5,23,16,null,null,2.1402644348217464E-2,1.1521952151862807E-2,0,0,6.356455645161313E-5,6.267074056839109E-3,3.9255235113370993E-2,null,1.7282626688429992E-2,1.4018429205784364E-2,0,0,2.6909373959140912E-5,5.7426400385243671E-3,3.7070605306697861E-2]
[2004,5,23,22,null,null,2.1885425295409176E-2,9.6163625175086712E-3,1.1895600000000033E-3,1.610000000000018E-6,6.356455645161313E-5,5.5623776532419521E-3,3.8318900022611423E-2,null,1.7672472108783199E-2,1.1699952871880208E-2,6.7246544129528137E-4,2.1244807820875312E-6,2.6909373959140912E-5,5.096913221576199E-3,3.5170837498276111E-2]
[2004,5,23,23,null,null,1.8316949805626002E-2,9.3732408156358069E-3,1.1895600000000033E-3,1.610000000000018E-6,6.356455645161313E-5,6.2498881418448443E-3,3.5194813319558267E-2,null,1.4790929588460403E-2,1.1404153659978123E-2,6.7246544129528137E-4,2.1244807820875312E-6,2.6909373959140912E-5,5.7268922553244802E-3,3.2623474799799518E-2]
[2004,5,24,2,null,null,1.3731126693446904E-2,9.0167010292443953E-3,1.1895600000000033E-3,1.610000000000018E-6,6.356455645161313E-5,7.5971515982616996E-3,3.1599713877404616E-2,null,1.1087879272924678E-2,1.0970361912824807E-2,6.7246544129528137E-4,2.1244807820875312E-6,2.6909373959140912E-5,6.9614155746743006E-3,2.9721156056460293E-2]
[2004,5,24,5,null,null,1.4211235150079765E-2,9.6351279211167474E-3,1.1895600000000033E-3,1.610000000000018E-6,6.356455645161313E-5,8.2012986130563861E-3,3.330239624070451E-2,null,1.1475566658228312E-2,1.1722784201027436E-2,6.7246544129528137E-4,2.1244807820875312E-6,2.6909373959140912E-5,7.5150070600866785E-3,3.1414857215378934E-2]
[2004,5,24,9,null,null,2.6774234329586852E-2,1.4545730462621479E-2,0,0,6.356455645161313E-5,1.1654909855406145E-2,5.303843920406609E-2,null,2.1620183434264979E-2,1.7697373678445059E-2,0,0,2.6909373959140912E-5,1.0679617214353563E-2,5.0024083701022744E-2]
[2004,5,24,13,null,null,2.4516777736305728E-2,1.5943239434118215E-2,0,0,6.356455645161313E-5,1.0098048165448558E-2,5.0621629892324112E-2,null,1.9797288144680729E-2,1.9397682820781512E-2,0,0,2.6909373959140912E-5,9.2530350176044125E-3,4.8474915357025791E-2]
[2004,5,24,16,null,null,2.5231061447144484E-2,1.5199069126154967E-2,0,0,6.356455645161313E-5,9.6193567230107024E-3,5.011305185276177E-2,null,2.0374071953410459E-2,1.8492272119388961E-2,0,0,2.6909373959140912E-5,8.8144008769334963E-3,4.7707654323692054E-2]
[2004,5,24,20,null,null,2.6753226564953062E-2,1.4006861760509137E-2,1.1895600000000033E-3,1.610000000000018E-6,6.356455645161313E-5,6.1168888843803363E-3,4.8131711766294154E-2,null,2.1603219672786861E-2,1.7041747561255059E-2,6.7246544129528137E-4,2.1244807820875312E-6,2.6909373959140912E-5,5.6050224873781104E-3,4.495148901745654E-2]
[2004,5,24,23,null,null,1.9972440731059096E-2,1.2656183536159892E-2,1.1895600000000033E-3,1.610000000000018E-6,6.356455645161313E-5,5.6056860440500131E-3,3.9489044867720625E-2,null,1.6127737843778935E-2,1.5398416047786379E-2,6.7246544129528137E-4,2.1244807820875312E-6,2.6909373959140912E-5,5.1365975298838422E-3,3.736425071748567E-2]
[2004,5,24,24,null,null,1.5021390700323654E-2,1.2682994762259401E-2,1.1895600000000033E-3,1.610000000000018E-6,6.356455645161313E-5,5.7651758676006814E-3,3.4724295886635351E-2,null,1.2129766938652579E-2,1.5431036498734483E-2,6.7246544129528137E-4,2.1244807820875312E-6,2.6909373959140912E-5,5.2827411111073252E-3,3.35450438445309E-2]
[2004,5,25,3,null,null,1.041785165308476E-2,1.3012479923773732E-2,1.1895600000000033E-3,1.610000000000018E-6,6.356455645161313E-5,6.8285140448819644E-3,3.1513580178192072E-2,null,8.4124110126935145E-3,1.5831911658617723E-2,6.7246544129528137E-4,2.1244807820875312E-6,2.6909373959140912E-5,6.2570982570362595E-3,3.1202920224384006E-2]
[2004,5,25,6,null,null,1.4434237279169967E-2,1.48759009190282E-2,1.1895600000000033E-3,1.610000000000018E-6,6.356455645161313E-5,8.2584693432003614E-3,3.8823342097850141E-2,null,1.1655640787624946E-2,1.8099082616997698E-2,6.7246544129528137E-4,2.1244807820875312E-6,2.6909373959140912E-5,7.5673936955371066E-3,3.8023616396196259E-2]
[2004,5,25,11,null,null,1.9631971537621824E-2,2.0167303792978337E-2,0,0,6.356455645161313E-5,9.8767348830437144E-3,4.9739574770095489E-2,null,1.5852809107247495E-2,2.4536980953154333E-2,0,0,2.6909373959140912E-5,9.050241416464759E-3,4.946694085082573E-2]
[2004,5,25,14,null,null,1.7766158955786062E-2,2.0230056576470368E-2,0,0,6.356455645161313E-5,9.4743003815606509E-3,4.7534080470268698E-2,null,1.4346166199118769E-2,2.4613330467651035E-2,0,0,2.6909373959140912E-5,8.681482971911474E-3,4.7667889012640415E-2]
[2004,5,25,18,null,null,2.1445272280021559E-2,1.7594966369736079E-2,0,0,6.356455645161313E-5,7.3836700722992666E-3,4.6487473278508523E-2,null,1.7317048726187743E-2,2.1407291679511466E-2,0,0,2.6909373959140912E-5,6.7657983620231588E-3,4.5517048141681504E-2]
[2004,5,25,21,null,null,2.3778813771811281E-2,1.5548610760208506E-2,1.1895600000000033E-3,1.610000000000018E-6,6.356455645161313E-5,4.8329528797949614E-3,4.5415111968266371E-2,null,1.9201382540664395E-2,1.8917549415012992E-2,6.7246544129528137E-4,2.1244807820875312E-6,2.6909373959140912E-5,4.4285273255268154E-3,4.3248958577240711E-2]
[2004,5,25,24,null,null,1.3157608656149331E-2,1.3436401999181811E-2,1.1895600000000033E-3,1.610000000000018E-6,6.356455645161313E-5,5.4871245324898277E-3,3.3335869744272585E-2,null,1.0624763688867396E-2,1.6347685507055079E-2,6.7246544129528137E-4,2.1244807820875312E-6,2.6909373959140912E-5,5.0279573451439651E-3,3.2701905837102946E-2]
[2004,5,26,3,null,null,1.0761717718643407E-2,1.3212034985164076E-2,1.1895600000000033E-3,1.610000000000018E-6,6.356455645161313E-5,7.0261944481226322E-3,3.2254681708381736E-2,null,8.6900827220944259E-3,1.6074704586750501E-2,6.7246544129528137E-4,2.1244807820875312E-6,2.6909373959140912E-5,6.4382365981801104E-3,3.1904523203061544E-2]
[2004,5,26,5,null,null,1.2346369555423882E-2,1.4020892008406867E-2,1.1895600000000033E-3,1.610000000000018E-6,6.356455645161313E-5,7.9697070759541747E-3,3.5591703196236536E-2,null,9.9696884418658122E-3,1.7058817762059714E-2,6.7246544129528137E-4,2.1244807820875312E-6,2.6909373959140912E-5,7.3027952972313757E-3,3.5032800797193411E-2]
[2004,5,26,8,null,null,2.2190528229439843E-2,1.8646180585067867E-2,0,0,6.356455645161313E-5,1.0455017642377292E-2,5.1355291013336621E-2,null,1.7918842605092262E-2,2.2686273909563546E-2,0,0,2.6909373959140912E-5,9.5801329890261785E-3,5.0212158877641126E-2]
[2004,5,26,12,null,null,2.0443427859327568E-2,2.0206125352367731E-2,0,0,6.356455645161313E-5,9.6004762998396793E-3,5.0313594067986592E-2,null,1.6508059760103149E-2,2.4584214032652096E-2,0,0,2.6909373959140912E-5,8.7971003834236301E-3,4.9916283550138017E-2]
[2004,5,26,15,null,null,1.8416859478126685E-2,2.0221906340370997E-2,0,0,6.356455645161313E-5,9.5700393320166891E-3,4.8272369706965981E-2,null,1.4871606608752823E-2,2.4603414308803681E-2,0,0,2.6909373959140912E-5,8.7692104066200462E-3,4.8271140698135692E-2]
[2004,5,26,19,null,null,2.1762316682596688E-2,1.6876638382636158E-2,1.1895600000000033E-3,1.610000000000018E-6,6.356455645161313E-5,5.0880542290417377E-3,4.4981743850726209E-2,null,1.7573061953535446E-2,2.0533322589814652E-2,6.7246544129528137E-4,2.1244807820875312E-6,2.6909373959140912E-5,4.6622815797098269E-3,4.3470165419096429E-2]
[2004,5,26,22,null,null,2.1551248890828257E-2,1.5202482356500083E-2,1.1895600000000033E-3,1.610000000000018E-6,6.356455645161313E-5,4.9974259889812699E-3,4.3005891792761229E-2,null,1.7402624796718006E-2,1.8496424898998297E-2,6.7246544129528137E-4,2.1244807820875312E-6,2.6909373959140912E-5,4.5792371868604576E-3,4.1179786178613273E-2]
[2004,5,26,24,null,null,1.3433568086215033E-2,1.3965978596988265E-2,1.1895600000000033E-3,1.610000000000018E-6,6.356455645161313E-5,5.4655473144658503E-3,3.4119828554120761E-2,null,1.0847600817466165E-2,1.6992006187052842E-2,6.7246544129528137E-4,2.1244807820875312E-6,2.6909373959140912E-5,5.0081857268384116E-3,3.3549292027393929E-2]
[2004,5,27,3,null,null,1.0535395291104515E-2,1.3366750059668839E-2,1.1895600000000033E-3,1.610000000000018E-6,6.356455645161313E-5,6.8397887459384918E-3,3.199666865316346E-2,null,8.5073274530381646E-3,1.6262941987012749E-2,6.7246544129528137E-4,2.1244807820875312E-6,2.6909373959140912E-5,6.2674294816432111E-3,3.1739198217730635E-2]
[2004,5,27,6,null,null,1.4495492582729775E-2,1.5518625716630126E-2,1.1895600000000033E-3,1.610000000000018E-6,6.356455645161313E-5,8.1496381482314053E-3,3.9418491004042926E-2,null,1.1705104420570787E-2,1.8881067471233359E-2,6.7246544129528137E-4,2.1244807820875312E-6,2.6909373959140912E-5,7.4676695863274576E-3,3.8755340774168111E-2]
[2004,5,27,10,null,null,2.0205934447458676E-2,2.0294386666885579E-2,0,0,6.356455645161313E-5,1.0793739906689859E-2,5.135762557748573E-2,null,1.6316283925701013E-2,2.4691599046308649E-2,0,0,2.6909373959140912E-5,9.8905106899021197E-3,5.0925303035870922E-2]
[2004,5,27,13,null,null,1.9696088232549484E-2,2.0262272172955322E-2,0,0,6.356455645161313E-5,9.40389204819592E-3,4.9425817010152348E-2,null,1.590458331257007E-2,2.4652526261271252E-2,0,0,2.6909373959140912E-5,8.6169664669908334E-3,4.9200985414791294E-2]
[2004,5,27,16,null,null,2.0221051015930431E-2,1.9539930308460782E-2,0,0,6.356455645161313E-5,8.6892321811588655E-3,4.8513778062001689E-2,null,1.632849054865175E-2,2.3773673601901905E-2,0,0,2.6909373959140912E-5,7.9621099375877941E-3,4.809118346210059E-2]
[2004,5,27,21,null,null,2.4141461189047957E-2,1.6020421699702882E-2,1.1895600000000033E-3,1.610000000000018E-6,6.356455645161313E-5,4.694693551180234E-3,4.6111310996382694E-2,null,1.9494220183978631E-2,1.9491588272894135E-2,6.7246544129528137E-4,2.1244807820875312E-6,2.6909373959140912E-5,4.3018376535999322E-3,4.3989145406509209E-2]
[2004,5,27,24,null,null,1.3331062728466058E-2,1.3795132023753438E-2,1.1895600000000033E-3,1.610000000000018E-6,6.356455645161313E-5,5.4659666127039666E-3,3.3846895921375075E-2,null,1.0764827782381504E-2,1.6784142054275995E-2,6.7246544129528137E-4,2.1244807820875312E-6,2.6909373959140912E-5,5.0085699378479591E-3,3.3259039070541965E-2]
[2004,5,28,3,null,null,1.1508822382949377E-2,1.3791427313902378E-2,1.1895600000000033E-3,1.610000000000018E-6,6.356455645161313E-5,7.036274640304048E-3,3.3591258893607416E-2,null,9.2933694375259349E-3,1.6779634639899461E-2,6.7246544129528137E-4,2.1244807820875312E-6,2.6909373959140912E-5,6.4474732714174159E-3,3.3221976644879324E-2]
[2004,5,28,4,null,null,1.1884717642762393E-2,1.374409413755524E-2,1.1895600000000033E-3,1.610000000000018E-6,6.356455645161313E-5,7.6173926036844919E-3,3.4500938940453738E-2,null,9.5969047083832408E-3,1.6722045719813554E-2,6.7246544129528137E-4,2.1244807820875312E-6,2.6909373959140912E-5,6.9799627957708929E-3,3.40004125200042E-2]
[2004,5,28,7,null,null,2.2119159450032778E-2,1.7814332939394106E-2,0,0,6.356455645161313E-5,1.1144663361804258E-2,5.1141720307682756E-2,null,1.7861212344474305E-2,2.1674188702371405E-2,0,0,2.6909373959140912E-5,1.0212068575690637E-2,4.9774378996495484E-2]
[2004,5,28,11,null,null,2.2947501716073435E-2,2.0676181957136597E-2,0,0,6.356455645161313E-5,1.0985279065710118E-2,5.4672527295371767E-2,null,1.8530098390577347E-2,2.5156118441715138E-2,0,0,2.6909373959140912E-5,1.0066021691297529E-2,5.3779147897549152E-2]
[2004,5,28,14,null,null,1.9584608956751289E-2,1.9618417446846278E-2,0,0,6.356455645161313E-5,9.9489359028356629E-3,4.9215526862884842E-2,null,1.5814563842276103E-2,2.3869166655381024E-2,0,0,2.6909373959140912E-5,9.1164005943074177E-3,4.8827040465923684E-2]
[2004,5,28,18,null,null,2.303477754827021E-2,1.7284096065293918E-2,0,0,6.356455645161313E-5,6.3328173607323087E-3,4.6715255530748054E-2,null,1.8600573589914318E-2,2.102906468311672E-2,0,0,2.6909373959140912E-5,5.8028818875559681E-3,4.5459429534546146E-2]
[2004,5,28,22,null,null,2.1721722688077816E-2,1.4751476127760484E-2,1.1895600000000033E-3,1.610000000000018E-6,6.356455645161313E-5,5.1133585780054353E-3,4.2841291950295353E-2,null,1.7540282319316078E-2,1.7947698536866018E-2,6.7246544129528137E-4,2.1244807820875312E-6,2.6909373959140912E-5,4.6854684395091209E-3,4.0874948591727731E-2]
[2004,5,29,1,null,null,1.1303514247354891E-2,1.1694954835159539E-2,1.1895600000000033E-3,1.610000000000018E-6,6.356455645161313E-5,4.4412190677150781E-3,2.8694422706681121E-2,null,9.1275832007484872E-3,1.4228916615924656E-2,6.7246544129528137E-4,2.1244807820875312E-6,2.6909373959140912E-5,4.069574127704173E-3,2.8127573240413824E-2]
[2004,5,29,4,null,null,1.0056678916724465E-2,1.1179208286602431E-2,1.1895600000000033E-3,1.610000000000018E-6,6.356455645161313E-5,5.0833525727574944E-3,2.7573974332536003E-2,null,8.1207641735928301E-3,1.3601422560769552E-2,6.7246544129528137E-4,2.1244807820875312E-6,2.6909373959140912E-5,4.6579733619705119E-3,2.7081659392369402E-2]
[2004,5,29,5,null,null,1.014487132933122E-2,1.1419383060033431E-2,1.1895600000000033E-3,1.610000000000018E-6,6.356455645161313E-5,5.3085592207837489E-3,2.8127548166600014E-2,null,8.1919795112415858E-3,1.3893636329233558E-2,6.7246544129528137E-4,2.1244807820875312E-6,2.6909373959140912E-5,4.8643345286278781E-3,2.7651449665139532E-2]
[2004,5,29,8,null,null,1.8624433548127754E-2,1.2586919322244755E-2,0,0,6.356455645161313E-5,6.4936338854782935E-3,3.7768551312302417E-2,null,1.5039222586650681E-2,1.5314144262374853E-2,0,0,2.6909373959140912E-5,5.9502411505049724E-3,3.6330517373489649E-2]
[2004,5,29,11,null,null,2.3729558473975662E-2,1.2405741409489609E-2,0,0,6.356455645161313E-5,4.6176699389941485E-3,4.0816534378911036E-2,null,1.916160890750624E-2,1.5093710284683046E-2,0,0,2.6909373959140912E-5,4.2312594419432661E-3,3.8513488008091692E-2]
[2004,5,29,16,null,null,2.0058793266798162E-2,1.1711312827390729E-2,0,0,6.356455645161313E-5,4.2974263812385477E-3,3.6131097031879056E-2,null,1.6197467481598286E-2,1.4248818916595522E-2,0,0,2.6909373959140912E-5,3.9378141339466424E-3,3.4411009906099591E-2]
[2004,5,29,19,null,null,2.2325958427946074E-2,1.0278899396107537E-2,1.1895600000000033E-3,1.610000000000018E-6,6.356455645161313E-5,2.0504106099398316E-3,3.5910002990445063E-2,null,1.8028202435823554E-2,1.2506042517666315E-2,6.7246544129528137E-4,2.1244807820875312E-6,2.6909373959140912E-5,1.8788305287706182E-3,3.3114574778296997E-2]
[2004,5,29,23,null,null,1.7810066938419265E-2,9.0485501609539852E-3,1.1895600000000033E-3,1.610000000000018E-6,6.356455645161313E-5,3.7246419001052168E-3,3.1837993555930082E-2,null,1.4381621877405312E-2,1.1009111839248031E-2,6.7246544129528137E-4,2.1244807820875312E-6,2.6909373959140912E-5,3.4129607390498418E-3,2.9505193751739694E-2]
[2004,5,30,2,null,null,1.4169999581945343E-2,9.1889316832948955E-3,1.1895600000000033E-3,1.610000000000018E-6,6.356455645161313E-5,7.6813731996813895E-3,3.2295039021373241E-2,null,1.1442268953572865E-2,1.1179910017091368E-2,6.7246544129528137E-4,2.1244807820875312E-6,2.6909373959140912E-5,7.0385894417827558E-3,3.0362267708483499E-2]
[2004,5,30,3,null,null,1.3658361858700088E-2,9.0848699386089256E-3,1.1895600000000033E-3,1.610000000000018E-6,6.356455645161313E-5,7.9906115473555861E-3,3.1988577901116214E-2,null,1.1029121698182319E-2,1.1053301072558055E-2,6.7246544129528137E-4,2.1244807820875312E-6,2.6909373959140912E-5,7.321950464916514E-3,3.0105872531693396E-2]
[2004,5,30,8,null,null,2.1342579004565852E-2,1.1260113320954628E-2,0,0,6.356455645161313E-5,8.3205645720298427E-3,4.098682145400194E-2,null,1.7234123947630603E-2,1.3699857399025192E-2,0,0,2.6909373959140912E-5,7.6242927434888967E-3,3.8585183464103834E-2]
[2004,5,30,10,null,null,2.6619339369145886E-2,1.2275656242129802E-2,0,0,6.356455645161313E-5,8.2576711963925319E-3,4.7216231364119829E-2,null,2.1495105816113403E-2,1.4935439387067729E-2,0,0,2.6909373959140912E-5,7.5666623383242038E-3,4.4024116915464477E-2]
[2004,5,30,14,null,null,2.3050352373085028E-2,1.3440779662402064E-2,0,0,6.356455645161313E-5,7.4490582254887203E-3,4.400375481742743E-2,null,1.8613150254677455E-2,1.6353011684523189E-2,0,0,2.6909373959140912E-5,6.8257147796600536E-3,4.1818786092819839E-2]
[2004,5,30,17,null,null,2.6240892285048306E-2,1.2581031205212671E-2,0,0,6.356455645161313E-5,5.4840726919174109E-3,4.4369560738630007E-2,null,2.1189509948174399E-2,1.5306980359011802E-2,0,0,2.6909373959140912E-5,5.0251608851526828E-3,4.1548560566298021E-2]
[2004,5,30,20,null,null,2.7306834298491674E-2,1.1669690520703503E-2,1.1895600000000033E-3,1.610000000000018E-6,6.356455645161313E-5,4.887425140635053E-3,4.511868451628185E-2,null,2.20502576945803E-2,1.4198178248071135E-2,6.7246544129528137E-4,2.1244807820875312E-6,2.6909373959140912E-5,4.4784413018500863E-3,4.1428376540538034E-2]
[2004,5,30,24,null,null,1.590223333490743E-2,1.2269468511320285E-2,1.1895600000000033E-3,1.610000000000018E-6,6.356455645161313E-5,5.9108263425879781E-3,3.5337262745267307E-2,null,1.28410470112027E-2,1.492791095220232E-2,6.7246544129528137E-4,2.1244807820875312E-6,2.6909373959140912E-5,5.4162034320734192E-3,3.3886660691514948E-2]
[2004,5,31,1,null,null,1.4550196702466701E-2,1.1501610679927813E-2,1.1895600000000033E-3,1.610000000000018E-6,6.356455645161313E-5,4.88822800301098E-3,3.2194769941857111E-2,null,1.174927797521901E-2,1.3993680319440822E-2,6.7246544129528137E-4,2.1244807820875312E-6,2.6909373959140912E-5,4.4791769800283888E-3,3.0923634570724733E-2]
[2004,5,31,5,null,null,1.171191376162692E-2,1.2523207704070598E-2,1.1895600000000033E-3,1.610000000000018E-6,6.356455645161313E-5,6.2832118625924405E-3,3.1773067884741574E-2,null,9.4573656439860439E-3,1.5236628161180493E-2,6.7246544129528137E-4,2.1244807820875312E-6,2.6909373959140912E-5,5.7574274191444959E-3,3.115292052034754E-2]
[2004,5,31,8,null,null,1.9130105152946913E-2,1.4521792369493716E-2,0,0,6.356455645161313E-5,6.0294055000766154E-3,3.9744867578968862E-2,null,1.5447552203815799E-2,1.7668248886099972E-2,0,0,2.6909373959140912E-5,5.5248597861156414E-3,3.8667570249990554E-2]
[2004,5,31,11,null,null,2.3891186780906501E-2,1.5489674467019189E-2,0,0,6.356455645161313E-5,5.8627801752017591E-3,4.5307205979579067E-2,null,1.9292123700235642E-2,1.8845843314967071E-2,0,0,2.6909373959140912E-5,5.3721778083090652E-3,4.3537054197470913E-2]
[2004,5,31,15,null,null,2.1244555266298169E-2,1.524159583152424E-2,0,0,6.356455645161313E-5,4.7668765064312387E-3,4.1316592160705268E-2,null,1.7154969818471522E-2,1.8544013143888701E-2,0,0,2.6909373959140912E-5,4.3679802785575985E-3,4.0093872614876964E-2]
[2004,5,31,18,null,null,2.4914048917283649E-2,1.3985447943906517E-2,0,0,6.356455645161313E-5,3.4092012717036957E-3,4.2372262689345477E-2,null,2.0118084463266708E-2,1.7015693983865314E-2,0,0,2.6909373959140912E-5,3.1239164472468659E-3,4.0284604268338027E-2]
[2004,5,31,22,null,null,2.2325574629588351E-2,1.3182143896734798E-2,1.1895600000000033E-3,1.610000000000018E-6,6.356455645161313E-5,3.9692230441326056E-3,4.0731676126907375E-2,null,1.8027892518804319E-2,1.6038336955509998E-2,6.7246544129528137E-4,2.1244807820875312E-6,2.6909373959140912E-5,3.6370751276179861E-3,3.8404803897968812E-2]
[2004,6,1,2,null,null,1.0136906468974687E-2,1.2733601237854733E-2,1.1896662684531417E-3,1.6101438281461833E-6,6.1686388888889033E-5,6.672965241076129E-3,3.0796435749075722E-2,null,8.1855478897125897E-3,1.5492607948271593E-2,6.7252551549266135E-4,2.1246705709896745E-6,2.6114271843675928E-5,6.1145659077168563E-3,3.0493486203608366E-2]
[2004,6,1,5,null,null,9.4298558917493159E-3,1.3516682094699688E-2,1.1896662684531417E-3,1.6101438281461833E-6,6.1686388888889033E-5,7.7026041303819414E-3,3.190210491800112E-2,null,7.6146048334615642E-3,1.6445360000128636E-2,6.7252551549266135E-4,2.1246705709896745E-6,2.6114271843675928E-5,7.0580437503788189E-3,3.1818773041876351E-2]
[2004,6,1,6,null,null,1.0394249026806168E-2,1.4515830978497802E-2,1.1896662684531417E-3,1.6101438281461833E-6,6.1686388888889033E-5,8.8125689416493295E-3,3.4975611748123477E-2,null,8.3933519014826406E-3,1.7660995832403624E-2,6.7252551549266135E-4,2.1246705709896745E-6,2.6114271843675928E-5,8.0751257744186185E-3,3.4830237966212207E-2]
[2004,6,1,9,null,null,1.630226968831993E-2,1.8973494531554166E-2,0,0,6.1686388888889033E-5,1.1673835840758701E-2,4.7011286449521683E-2,null,1.316407620541556E-2,2.3084507414303648E-2,0,0,2.6114271843675928E-5,1.0696959457363363E-2,4.6971657348926242E-2]
[2004,6,1,12,null,null,1.9849143241247855E-2,1.9189919797733702E-2,0,0,6.1686388888889033E-5,9.169633123448236E-3,4.8270382551318679E-2,null,1.6028175170430786E-2,2.3347825837457342E-2,0,0,2.6114271843675928E-5,8.4023105257275167E-3,4.7804425805459322E-2]
[2004,6,1,16,null,null,2.2028872925333107E-2,1.8078373111781284E-2,0,0,6.1686388888889033E-5,7.1511891368549125E-3,4.7320121562858197E-2,null,1.7788306012154202E-2,2.1995438818263817E-2,0,0,2.6114271843675928E-5,6.5527716264256386E-3,4.6362630728687335E-2]
[2004,6,1,19,null,null,1.7774289197383022E-2,1.575752697350262E-2,1.1896662684531417E-3,1.6101438281461833E-6,6.1686388888889033E-5,8.839214886527863E-3,4.3623993858583683E-2,null,1.4352731365932779E-2,1.9171731788572892E-2,6.7252551549266135E-4,2.1246705709896745E-6,2.6114271843675928E-5,8.0995419642603192E-3,4.2324769576673311E-2]
[2004,6,1,24,null,null,1.1980188571454133E-2,1.3844546711985676E-2,1.1896662684531417E-3,1.6101438281461833E-6,6.1686388888889033E-5,5.8122872604474607E-3,3.2889985345057444E-2,null,9.6739974448382324E-3,1.684426349026005E-2,6.7252551549266135E-4,2.1246705709896745E-6,2.6114271843675928E-5,5.3259101830504486E-3,3.2544935576056061E-2]
[2004,6,2,3,null,null,9.4028715587476195E-3,1.3706962944893682E-2,1.1896662684531417E-3,1.6101438281461833E-6,6.1686388888889033E-5,6.83501610933892E-3,3.1197813414150396E-2,null,7.5928149954342158E-3,1.6676869261103105E-2,6.7252551549266135E-4,2.1246705709896745E-6,2.6114271843675928E-5,6.2630562232809427E-3,3.123350493772559E-2]
[2004,6,2,6,null,null,1.0676052670371869E-2,1.5423612690337202E-2,1.1896662684531417E-3,1.6101438281461833E-6,6.1686388888889033E-5,8.7117404770063866E-3,3.6064368638885631E-2,null,8.6209082301281267E-3,1.8765467843222462E-2,6.7252551549266135E-4,2.1246705709896745E-6,2.6114271843675928E-5,7.9827347203429728E-3,3.6069875251600887E-2]
[2004,6,2,7,null,null,1.4032300800532846E-2,1.7591874134627837E-2,0,0,6.1686388888889033E-5,1.1121057758748948E-2,4.2806919082798524E-2,null,1.1331077243058733E-2,2.1403529445613845E-2,0,0,2.6114271843675928E-5,1.0190438309316012E-2,4.2951159269832263E-2]
[2004,6,2,10,null,null,1.7635807680625351E-2,2.0037174314840873E-2,0,0,6.1686388888889033E-5,1.1837253184713299E-2,4.9571921569068415E-2,null,1.424090759694277E-2,2.4378656143884857E-2,0,0,2.6114271843675928E-5,1.0846701900786205E-2,4.9492379913457507E-2]
[2004,6,2,16,null,null,2.3253466910927299E-2,1.8321415043799385E-2,0,0,6.1686388888889033E-5,7.1565800234067506E-3,4.8793148367022324E-2,null,1.8777165162153754E-2,2.229114097646814E-2,0,0,2.6114271843675928E-5,6.5577113990651437E-3,4.7652131809530707E-2]
[2004,6,2,18,null,null,2.0442883753930729E-2,1.8061092393398908E-2,0,0,6.1686388888889033E-5,8.6260562978905872E-3,4.7191718834109116E-2,null,1.6507620395214414E-2,2.1974413863110772E-2,0,0,2.6114271843675928E-5,7.9042206652678599E-3,4.6412369195436717E-2]
[2004,6,2,21,null,null,2.1733562983882564E-2,1.6003481147036865E-2,1.1896662684531417E-3,1.6101438281461833E-6,6.1686388888889033E-5,6.419620359315815E-3,4.5409627291405415E-2,null,1.7549843353408159E-2,1.9470977187626175E-2,6.7252551549266135E-4,2.1246705709896745E-6,2.6114271843675928E-5,5.8824211383464772E-3,4.360400613728814E-2]
[2004,6,3,1,null,null,1.2631693024196049E-2,1.4094731046004744E-2,1.1896662684531417E-3,1.6101438281461833E-6,6.1686388888889033E-5,6.1723718885161221E-3,3.4151758759887095E-2,null,1.0200087027947443E-2,1.7148655604427576E-2,6.7252551549266135E-4,2.1246705709896745E-6,2.6114271843675928E-5,5.6558626271495677E-3,3.3705369717431918E-2]
[2004,6,3,4,null,null,1.0394349769093316E-2,1.4064996904174603E-2,1.1896662684531417E-3,1.6101438281461833E-6,6.1686388888889033E-5,7.4345401948525541E-3,3.314684966929065E-2,null,8.3934332508389248E-3,1.7112478925619446E-2,6.7252551549266135E-4,2.1246705709896745E-6,2.6114271843675928E-5,6.8124116300154781E-3,3.3019088264381179E-2]
[2004,6,3,7,null,null,1.5423077709374497E-2,1.8128788750094847E-2,0,0,6.1686388888889033E-5,1.1607280285899928E-2,4.5220833134258162E-2,null,1.2454129036628379E-2,2.2056778081545589E-2,0,0,2.6114271843675928E-5,1.0635973327208876E-2,4.5172994717226515E-2]
[2004,6,3,9,null,null,1.8780103206241038E-2,2.0268347463895588E-2,0,0,6.1686388888889033E-5,1.2098087865132098E-2,5.1208224924157615E-2,null,1.5164925772860542E-2,2.465991789376791E-2,0,0,2.6114271843675928E-5,1.1085709716175604E-2,5.093666765464773E-2]
[2004,6,3,12,null,null,2.2979009146105223E-2,2.0069686407804987E-2,0,0,6.1686388888889033E-5,9.4693484839178943E-3,5.2579730426716993E-2,null,1.8555540627634218E-2,2.4418212676279902E-2,0,0,2.6114271843675928E-5,8.6769454532206053E-3,5.1676813028978398E-2]
[2004,6,3,16,null,null,2.610184711231181E-2,1.8519069827554854E-2,0,0,6.1686388888889033E-5,6.862031055771523E-3,5.1544634384527083E-2,null,2.1077231027208577E-2,2.2531621891224648E-2,0,0,2.6114271843675928E-5,6.2878105363168898E-3,4.9922777726593787E-2]
[2004,6,3,19,null,null,2.0896291645132837E-2,1.7937813634737638E-2,1.1896662684531417E-3,1.6101438281461833E-6,6.1686388888889033E-5,7.4314640369001119E-3,4.7518532117940764E-2,null,1.6873747084689913E-2,2.1824424128030106E-2,6.7252551549266135E-4,2.1246705709896745E-6,2.6114271843675928E-5,6.8095928875429451E-3,4.6208528558170286E-2]
[2004,6,3,22,null,null,2.1634637440452804E-2,1.5380379443316342E-2,1.1896662684531417E-3,1.6101438281461833E-6,6.1686388888889033E-5,5.4896969339700832E-3,4.3757676618909405E-2,null,1.7469961016944022E-2,1.8712867189729893E-2,6.7252551549266135E-4,2.1246705709896745E-6,2.6114271843675928E-5,5.0303144859088099E-3,4.1913907150490044E-2]
[2004,6,4,2,null,null,1.0789328530422877E-2,1.3759189496421933E-2,1.1896662684531417E-3,1.6101438281461833E-6,6.1686388888889033E-5,6.0832970484913877E-3,3.1884777876506371E-2,null,8.7123784414824268E-3,1.6740411810630417E-2,6.7252551549266135E-4,2.1246705709896745E-6,2.6114271843675928E-5,5.5742416445168546E-3,3.1727796354537027E-2]
[2004,6,4,5,null,null,9.2574413172948865E-3,1.4838103434442404E-2,1.1896662684531417E-3,1.6101438281461833E-6,6.1686388888889033E-5,6.9199232596941027E-3,3.226843081260157E-2,null,7.4753801340524655E-3,1.8053095499984975E-2,6.7252551549266135E-4,2.1246705709896745E-6,2.6114271843675928E-5,6.3408582720144479E-3,3.2570098363959223E-2]
[2004,6,4,6,null,null,1.0507224031991178E-2,1.519339472752375E-2,1.1896662684531417E-3,1.6101438281461833E-6,6.1686388888889033E-5,8.1907337120954455E-3,3.5144315272780551E-2,null,8.484579172653859E-3,1.8485368241083558E-2,6.7252551549266135E-4,2.1246705709896745E-6,2.6114271843675928E-5,7.5053262389074334E-3,3.5176038110552178E-2]
[2004,6,4,10,null,null,1.8584511111600421E-2,1.9620422056499644E-2,0,0,6.1686388888889033E-5,1.2020383204286484E-2,5.0287002761275443E-2,null,1.5006985235238919E-2,2.3871605606536225E-2,0,0,2.6114271843675928E-5,1.1014507446582984E-2,4.9919212560201799E-2]
[2004,6,4,13,null,null,2.210537530599686E-2,1.8997986999090721E-2,0,0,6.1686388888889033E-5,8.4062729736319505E-3,4.9571321667608428E-2,null,1.7850081653718694E-2,2.3114306698115171E-2,0,0,2.6114271843675928E-5,7.7028289940923303E-3,4.8693331617769869E-2]
[2004,6,4,17,null,null,2.6037667836342916E-2,1.6152960116660661E-2,0,0,6.1686388888889033E-5,5.0818705288995323E-3,4.7334184870791995E-2,null,2.1025406287720417E-2,1.9652843969036649E-2,0,0,2.6114271843675928E-5,4.6566153367867671E-3,4.5360979865387507E-2]
[2004,6,4,20,null,null,2.0236699853897939E-2,1.5286291241028782E-2,1.1896662684531417E-3,1.6101438281461833E-6,6.1686388888889033E-5,7.068903009290751E-3,4.3844856905387648E-2,null,1.6341126979005867E-2,1.8598392768600272E-2,6.7252551549266135E-4,2.1246705709896745E-6,2.6114271843675928E-5,6.4773712710956407E-3,4.2117655476609103E-2]
[2004,6,4,23,null,null,1.8720328214975893E-2,1.1387724097622006E-2,1.1896662684531417E-3,1.6101438281461833E-6,6.1686388888889033E-5,5.5426444269552483E-3,3.6903659540723326E-2,null,1.5116657491496249E-2,1.385511777634915E-2,6.7252551549266135E-4,2.1246705709896745E-6,2.6114271843675928E-5,5.0788312882313041E-3,3.4751371013984032E-2]
[2004,6,5,3,null,null,9.9945662860674005E-3,9.4816350077216102E-3,1.1896662684531417E-3,1.6101438281461833E-6,6.1686388888889033E-5,7.3668734246897559E-3,2.8096037519648943E-2,null,8.0706082493613562E-3,1.1536033769185777E-2,6.7252551549266135E-4,2.1246705709896745E-6,2.6114271843675928E-5,6.7504072719864775E-3,2.7057813748440941E-2]
[2004,6,5,7,null,null,1.1058192126527453E-2,1.2205851899188611E-2,0,0,6.1686388888889033E-5,8.6742582002679383E-3,3.1999988614872896E-2,null,8.9294856870163752E-3,1.4850510442138967E-2,0,0,2.6114271843675928E-5,7.9483889919885475E-3,3.1754499392987565E-2]
[2004,6,5,10,null,null,1.7507448916859309E-2,1.4081216301312543E-2,0,0,6.1686388888889033E-5,1.0193426355781028E-2,4.184377796284177E-2,null,1.413725794691522E-2,1.7132212601609582E-2,0,0,2.6114271843675928E-5,9.3404318808994174E-3,4.0636016701267895E-2]
[2004,6,5,11,null,null,1.866503920684337E-2,1.394962799984828E-2,0,0,6.1686388888889033E-5,9.4766432377863842E-3,4.2152996833366929E-2,null,1.5072011639704222E-2,1.6972112883777656E-2,0,0,2.6114271843675928E-5,8.6836297759613993E-3,4.0753868571286947E-2]
[2004,6,5,14,null,null,1.8213791345637501E-2,1.281170900047998E-2,0,0,6.1686388888889033E-5,7.9923926917517003E-3,3.907957942675807E-2,null,1.470762917358045E-2,1.5587639426128164E-2,0,0,2.6114271843675928E-5,7.3235825616542825E-3,3.7644965433206577E-2]
[2004,6,5,18,null,null,2.1358659056785044E-2,1.1313624431521861E-2,0,0,6.1686388888889033E-5,5.6837335504365217E-3,3.8417703427632316E-2,null,1.7247108583319227E-2,1.3764962834746724E-2,0,0,2.6114271843675928E-5,5.2081139554146748E-3,3.6246299645324304E-2]
[2004,6,5,20,null,null,2.0550920600390814E-2,1.0214843860293518E-2,1.1896662684531417E-3,1.6101438281461833E-6,6.1686388888889033E-5,4.9704530626566434E-3,3.6989180324511151E-2,null,1.6594860105204754E-2,1.2428107981728997E-2,6.7252551549266135E-4,2.1246705709896745E-6,2.6114271843675928E-5,4.5545213776545749E-3,3.4278253922495658E-2]
[2004,6,6,1,null,null,1.1229536490149298E-2,8.5965587949902757E-3,1.1896662684531417E-3,1.6101438281461833E-6,6.1686388888889033E-5,6.1622748835772337E-3,2.7241332969886983E-2,null,9.0678461916093318E-3,1.0459186888868538E-2,6.7252551549266135E-4,2.1246705709896745E-6,2.6114271843675928E-5,5.6466105480604493E-3,2.5874408086445651E-2]
[2004,6,6,5,null,null,8.2334906970936532E-3,8.3955610549222657E-3,1.1896662684531417E-3,1.6101438281461833E-6,6.1686388888889033E-5,7.3752919540077851E-3,2.5257306507193881E-2,null,6.6485404207719829E-3,1.0214638694905548E-2,6.7252551549266135E-4,2.1246705709896745E-6,2.6114271843675928E-5,6.7581213317037788E-3,2.4322064905288637E-2]
[2004,6,6,8,null,null,1.2886529448588523E-2,1.0389041896959274E-2,0,0,6.1686388888889033E-5,8.9570160242050702E-3,3.2294273758641759E-2,null,1.0405867337975173E-2,1.2640049744079635E-2,0,0,2.6114271843675928E-5,8.2074854038420835E-3,3.1279516757740565E-2]
[2004,6,6,9,null,null,1.5679271069888357E-2,1.094393427990158E-2,0,0,6.1686388888889033E-5,9.2125182574741699E-3,3.5897409996152999E-2,null,{"$f":"G3779*X$5","v":1.2661005072027443E-2},{"$f":"H3779*Y$5","v":1.3315171414832978E-2},{"$f":"I3779*Z$5","v":0},{"$f":"J3779*AA$5","v":0},{"$f":"K3779*AB$5","v":2.6114271843675928E-5},{"$f":"L3779*AC$5","v":8.4416069957358869E-3},{"$f":"SUM(O3779:T3779)","v":3.4443897754439984E-2}]
[2004,6,6,12,null,null,1.9581044037673433E-2,1.1763004523496517E-2,0,0,6.1686388888889033E-5,8.749857842739529E-3,4.0155592792798372E-2,null,1.5811685171556979E-2,1.4311710722848054E-2,0,0,2.6114271843675928E-5,8.0176623929118559E-3,3.8167172559160564E-2]
[2004,6,6,15,null,null,1.9151742572590898E-2,1.1199887578796036E-2,0,0,6.1686388888889033E-5,7.2100521965020063E-3,3.7623368736777831E-2,null,1.5465024411460974E-2,1.3626582463346906E-2,0,0,2.6114271843675928E-5,6.6067089758256453E-3,3.5724430122477197E-2]
[2004,6,6,21,null,null,2.268155868671011E-2,9.8317724480288474E-3,1.1896662684531417E-3,1.6101438281461833E-6,6.1686388888889033E-5,6.095884581307217E-3,3.9862178517216351E-2,null,1.8315349501510314E-2,1.1962035965215379E-2,6.7252551549266135E-4,2.1246705709896745E-6,2.6114271843675928E-5,5.5857758420193616E-3,3.6563925766652385E-2]
[2004,6,6,23,null,null,1.6827215952542482E-2,1.0005406713594447E-2,1.1896662684531417E-3,1.6101438281461833E-6,6.1686388888889033E-5,5.9560125112226789E-3,3.4041597978529785E-2,null,1.358797010228349E-2,1.2173291803414307E-2,6.7252551549266135E-4,2.1246705709896745E-6,2.6114271843675928E-5,5.4576083841827655E-3,3.1919634747787889E-2]
[2004,6,7,2,null,null,1.1916552622050535E-2,1.172956687173766E-2,1.1896662684531417E-3,1.6101438281461833E-6,6.1686388888889033E-5,6.0748303691150344E-3,3.0973912664073403E-2,null,9.6226114413326506E-3,1.427102808957454E-2,6.7252551549266135E-4,2.1246705709896745E-6,2.6114271843675928E-5,5.5664834639785324E-3,3.0160887452793054E-2]
[2004,6,7,6,null,null,1.1650671331186429E-2,1.3937581042302227E-2,1.1896662684531417E-3,1.6101438281461833E-6,6.1686388888889033E-5,8.1041786157282827E-3,3.4945393790387115E-2,null,9.4079124060788642E-3,1.69574556955444E-2,6.7252551549266135E-4,2.1246705709896745E-6,2.6114271843675928E-5,7.4260141456676896E-3,3.4492146705198283E-2]
[2004,6,7,9,null,null,2.0302478011549736E-2,1.8687508263882806E-2,0,0,6.1686388888889033E-5,1.137532777504539E-2,5.042700043936682E-2,null,1.6394242814808811E-2,2.2736556112793575E-2,0,0,2.6114271843675928E-5,1.0423430797187881E-2,4.9580343996633941E-2]
[2004,6,7,10,null,null,2.2095383902563957E-2,1.9138150478604139E-2,0,0,6.1686388888889033E-5,1.0940499197642159E-2,5.223571996769915E-2,null,1.784201359947199E-2,2.328483958949483E-2,0,0,2.6114271843675928E-5,1.0024989040182409E-2,5.1177956500992904E-2]
[2004,6,7,14,null,null,2.3714979151571277E-2,1.9478684980510502E-2,0,0,6.1686388888889033E-5,9.1868025042568021E-3,5.2442153025227478E-2,null,1.9149836110538457E-2,2.369915816539081E-2,0,0,2.6114271843675928E-5,8.4180431583362452E-3,5.1293151706109187E-2]
[2004,6,7,17,null,null,2.9056546980358696E-2,1.7670049791328336E-2,0,0,6.1686388888889033E-5,6.3737228573106913E-3,5.3162006017886614E-2,null,2.3463149980258911E-2,2.1498643528247357E-2,0,0,2.6114271843675928E-5,5.8403643778403127E-3,5.0828272158190253E-2]
[2004,6,7,21,null,null,2.4541052132373207E-2,1.5503678405280365E-2,1.1896662684531417E-3,1.6101438281461833E-6,6.1686388888889033E-5,6.3975099837643148E-3,4.7695203322588066E-2,null,1.9816889709725484E-2,1.8862881505590411E-2,6.7252551549266135E-4,2.1246705709896745E-6,2.6114271843675928E-5,5.8621609775828913E-3,4.5242696650806102E-2]
[2004,6,7,24,null,null,1.6009467871800725E-2,1.390474885579214E-2,1.1896662684531417E-3,1.6101438281461833E-6,6.1686388888889033E-5,5.318461484813625E-3,3.6485641013576667E-2,null,1.2927638856541093E-2,1.6917509714499134E-2,6.7252551549266135E-4,2.1246705709896745E-6,2.6114271843675928E-5,4.8734081628907366E-3,3.5419321191838292E-2]
[2004,6,8,4,null,null,1.1610674595357102E-2,1.3890611228555299E-2,1.1896662684531417E-3,1.6101438281461833E-6,6.1686388888889033E-5,7.4024711176645915E-3,3.4156719742747171E-2,null,9.3756150580106765E-3,1.6900308868327819E-2,6.7252551549266135E-4,2.1246705709896745E-6,2.6114271843675928E-5,6.7830261201287465E-3,3.3759714504374573E-2]
[2004,6,8,7,null,null,1.6080754842698733E-2,1.7942347059207352E-2,0,0,6.1686388888889033E-5,1.0763586023674832E-2,4.4848374314469808E-2,null,1.2985203056820946E-2,2.1829939815749586E-2,0,0,2.6114271843675928E-5,9.8628801091321175E-3,4.4704137253546321E-2]
[2004,6,8,11,null,null,2.3435651499518786E-2,2.0706309566396918E-2,0,0,6.1686388888889033E-5,1.1800134468640337E-2,5.6003781923444934E-2,null,1.8924279144042357E-2,2.5192773841077046E-2,0,0,2.6114271843675928E-5,1.0812689310035565E-2,5.4955856566998647E-2]
[2004,6,8,12,null,null,2.5944106325704812E-2,2.0431796022798213E-2,0,0,6.1686388888889033E-5,9.9268966334120287E-3,5.6364485370803949E-2,null,2.0949855405574463E-2,2.4858781074378628E-2,0,0,2.6114271843675928E-5,9.0962055894512252E-3,5.4930956341247991E-2]
[2004,6,8,15,null,null,2.6496114753160816E-2,1.9681176380368218E-2,0,0,6.1686388888889033E-5,9.0903569837405707E-3,5.5329334506158491E-2,null,2.139560198835053E-2,2.3945523652442985E-2,0,0,2.6114271843675928E-5,8.329668279943284E-3,5.3696908192580467E-2]
[2004,6,8,18,null,null,2.6854609411308183E-2,1.8604134628436735E-2,0,0,6.1686388888889033E-5,8.6706892433253014E-3,5.4191119671959109E-2,null,2.1685086280373224E-2,2.2635117798285326E-2,0,0,2.6114271843675928E-5,7.945118688359027E-3,5.2291437038861258E-2]
[2004,6,8,22,null,null,2.4453017897778876E-2,1.5427057608843445E-2,1.1896662684531417E-3,1.6101438281461833E-6,6.1686388888889033E-5,6.1898603269928115E-3,4.732289863478531E-2,null,1.9745802100758034E-2,1.8769659176909929E-2,6.7252551549266135E-4,2.1246705709896745E-6,2.6114271843675928E-5,5.6718876184129012E-3,4.4888113353988179E-2]
[2004,6,9,1,null,null,1.5007426382733044E-2,1.4061631949604365E-2,1.1896662684531417E-3,1.6101438281461833E-6,6.1686388888889033E-5,6.1941393613108011E-3,3.6516160494818387E-2,null,{"$f":"G3843*X$5","v":1.2118490757824145E-2},{"$f":"H3843*Y$5","v":1.710838488176283E-2},{"$f":"I3843*Z$5","v":6.7252551549266135E-4},{"$f":"J3843*AA$5","v":2.1246705709896745E-6},{"$f":"K3843*AB$5","v":2.6114271843675928E-5},{"$f":"L3843*AC$5","v":5.6758085795468914E-3},{"$f":"SUM(O3843:T3843)","v":3.5603448677041197E-2}]
[2004,6,9,4,null,null,1.1805802525773295E-2,1.3985358656117223E-2,1.1896662684531417E-3,1.6101438281461833E-6,6.1686388888889033E-5,7.5866136276883257E-3,3.4630737610749016E-2,null,9.5331807832080805E-3,1.7015585349969196E-2,6.7252551549266135E-4,2.1246705709896745E-6,2.6114271843675928E-5,6.9517594303251827E-3,3.4201290021409786E-2]
[2004,6,9,9,null,null,2.1408286307159855E-2,1.9979769212519639E-2,0,0,6.1686388888889033E-5,1.2299936566805749E-2,5.3749678475374138E-2,null,1.7287182568002924E-2,2.4308812999916329E-2,0,0,2.6114271843675928E-5,1.1270667549040261E-2,5.2892777388803186E-2]
[2004,6,9,12,null,null,2.6798557073998919E-2,2.0841334079839943E-2,0,0,6.1686388888889033E-5,9.4451128259648871E-3,5.7146690368692639E-2,null,2.1639824040578511E-2,2.5357054299613796E-2,0,0,2.6114271843675928E-5,8.6547378554710543E-3,5.5677730467507042E-2]
[2004,6,9,13,null,null,2.7179202361974946E-2,2.0579866242793402E-2,0,0,6.1686388888889033E-5,1.0352240951037917E-2,5.8172995944695161E-2,null,2.1947194957263744E-2,2.5038933870461182E-2,0,0,2.6114271843675928E-5,9.4859567374996033E-3,5.6498199837068205E-2]
[2004,6,9,16,null,null,3.0825171754257145E-2,1.8705466641481962E-2,0,0,6.1686388888889033E-5,7.8597037437220379E-3,5.745202852835004E-2,null,2.4891313772633546E-2,2.2758405556508179E-2,0,0,2.6114271843675928E-5,7.2019971361887442E-3,5.4877830737174137E-2]
[2004,6,9,19,null,null,2.537647401902773E-2,1.7960233149743585E-2,1.1896662684531417E-3,1.6101438281461833E-6,6.1686388888889033E-5,7.9583995899844585E-3,5.2548069559925956E-2,null,2.049149254662197E-2,2.1851701309864965E-2,6.7252551549266135E-4,2.1246705709896745E-6,2.6114271843675928E-5,7.292434031180294E-3,5.0336392345574556E-2]
[2004,6,9,23,null,null,1.9229118477834158E-2,1.5319888248035055E-2,1.1896662684531417E-3,1.6101438281461833E-6,6.1686388888889033E-5,6.7756456482627875E-3,4.2577615175302175E-2,null,1.5527505423771491E-2,1.8639269284839537E-2,6.7252551549266135E-4,2.1246705709896745E-6,2.6114271843675928E-5,6.2086539322294453E-3,4.1076193098747799E-2]
[2004,6,10,1,null,null,1.4013995694557524E-2,1.3877209607626789E-2,1.1896662684531417E-3,1.6101438281461833E-6,6.1686388888889033E-5,6.0954735335571756E-3,3.5239641636911664E-2,null,1.1316295877358471E-2,1.6884003499953355E-2,6.7252551549266135E-4,2.1246705709896745E-6,2.6114271843675928E-5,5.5853991910901207E-3,3.4486463026309276E-2]
[2004,6,10,7,null,null,1.6107253886877414E-2,1.7700689613856607E-2,0,0,6.1686388888889033E-5,1.1346304274060921E-2,4.521593416368383E-2,null,1.3006601024319223E-2,2.1535922122823094E-2,0,0,2.6114271843675928E-5,1.039683600713116E-2,4.4965473426117147E-2]
[2004,6,10,10,null,null,2.1891572285337557E-2,1.9966006086848696E-2,0,0,6.1686388888889033E-5,1.2946964241916149E-2,5.486622900299129E-2,null,1.7677435800673848E-2,2.429206779907489E-2,0,0,2.6114271843675928E-5,1.1863551405114614E-2,5.3859169276707031E-2]
[2004,6,10,13,null,null,2.5054249204035976E-2,2.0262977739370108E-2,0,0,6.1686388888889033E-5,9.8877640502134864E-3,5.5266677382508463E-2,null,2.0231296138334937E-2,2.4653384703721394E-2,0,0,2.6114271843675928E-5,9.0603476536667265E-3,5.3971142767566732E-2]
[2004,6,10,14,null,null,2.4208515715984463E-2,2.0096766312319683E-2,0,0,6.1686388888889033E-5,9.8168010014470057E-3,5.4183769418640046E-2,null,1.9548366687464749E-2,2.4451160020561077E-2,0,0,2.6114271843675928E-5,8.9953228523948405E-3,5.3020963832264345E-2]
[2004,6,10,17,null,null,2.919183908554189E-2,1.8163083365090139E-2,0,0,6.1686388888889033E-5,7.2037059506805182E-3,5.4620314790201435E-2,null,2.357239830068749E-2,2.209850335744629E-2,0,0,2.6114271843675928E-5,6.6008937891822023E-3,5.2297909719159659E-2]
[2004,6,10,22,null,null,2.4077584476518116E-2,1.5059822517581393E-2,1.1896662684531417E-3,1.6101438281461833E-6,6.1686388888889033E-5,6.5785213709245527E-3,4.6968891166194238E-2,null,1.9442639764345609E-2,1.8322854758623525E-2,6.7252551549266135E-4,2.1246705709896745E-6,2.6114271843675928E-5,6.028025179905641E-3,4.4494284160782098E-2]
[2004,6,11,1,null,null,1.335603166903533E-2,1.3154409946571331E-2,1.1896662684531417E-3,1.6101438281461833E-6,6.1686388888889033E-5,6.2049085209268393E-3,3.3968312937703672E-2,null,1.0784990191831637E-2,1.6004593852619185E-2,6.7252551549266135E-4,2.1246705709896745E-6,2.6114271843675928E-5,5.6856765668454991E-3,3.3176025069203655E-2]
[2004,6,11,4,null,null,1.0433632914572407E-2,1.2930084476965293E-2,1.1896662684531417E-3,1.6101438281461833E-6,6.1686388888889033E-5,6.7869865989083804E-3,3.1403666791616255E-2,null,8.4251543749867923E-3,1.5731663478210527E-2,6.7252551549266135E-4,2.1246705709896745E-6,2.6114271843675928E-5,6.2190458626042331E-3,3.1076628173708883E-2]
[2004,6,11,8,null,null,1.6692728040786822E-2,1.8619515864377913E-2,0,0,6.1686388888889033E-5,1.0836802710827266E-2,4.6210733004880891E-2,null,1.3479371167723651E-2,2.2653831707551475E-2,0,0,2.6114271843675928E-5,9.9299699624378797E-3,4.6089287109556676E-2]
[2004,6,11,11,null,null,2.0773024112986711E-2,1.956063632989458E-2,0,0,6.1686388888889033E-5,1.0611323784035918E-2,5.1006670615806105E-2,null,1.6774208602144274E-2,2.3798866025180301E-2,0,0,2.6114271843675928E-5,9.7233593015310631E-3,5.0322548200699313E-2]
[2004,6,11,14,null,null,2.2782372419339871E-2,1.859297124383635E-2,0,0,6.1686388888889033E-5,7.6921678344506784E-3,4.9129197886515791E-2,null,1.8396756549992736E-2,2.2621535627950405E-2,0,0,2.6114271843675928E-5,7.0484807724524035E-3,4.8092887222239221E-2]
[2004,6,11,15,null,null,2.2532775001805627E-2,1.8114887004311412E-2,0,0,6.1686388888889033E-5,7.9065081951472053E-3,4.8615856590153134E-2,null,1.8195206735892321E-2,2.2039864225583222E-2,0,0,2.6114271843675928E-5,7.2448849518260946E-3,4.7506070185145313E-2]
[2004,6,11,19,null,null,2.22150257578623E-2,1.5798235713200121E-2,1.1896662684531417E-3,1.6101438281461833E-6,6.1686388888889033E-5,5.8135277663911057E-3,4.5079752038623702E-2,null,1.7938624349423764E-2,1.9221260946304542E-2,6.7252551549266135E-4,2.1246705709896745E-6,2.6114271843675928E-5,5.3270468824153181E-3,4.3187696636050946E-2]
[2004,6,11,23,null,null,1.9686810112754284E-2,1.1402247395927415E-2,1.1896662684531417E-3,1.6101438281461833E-6,6.1686388888889033E-5,4.9374341318874568E-3,3.7279454441739329E-2,null,1.5897091234573443E-2,1.3872787857464349E-2,6.7252551549266135E-4,2.1246705709896745E-6,2.6114271843675928E-5,4.524265498731703E-3,3.4994909048676824E-2]
[2004,6,12,2,null,null,1.0820467187569693E-2,9.4939512232210203E-3,1.1896662684531417E-3,1.6101438281461833E-6,6.1686388888889033E-5,7.4012523006179746E-3,2.8968633512578865E-2,null,8.737522894583254E-3,1.1551018555859599E-2,6.7252551549266135E-4,2.1246705709896745E-6,2.6114271843675928E-5,6.7819092947157935E-3,2.7771215203065976E-2]
[2004,6,12,5,null,null,8.9173777849283677E-3,9.3752675326925147E-3,1.1896662684531417E-3,1.6101438281461833E-6,6.1686388888889033E-5,7.9066385209519609E-3,2.7452246639743022E-2,null,7.2007789686722229E-3,1.1406619508577834E-2,6.7252551549266135E-4,2.1246705709896745E-6,2.6114271843675928E-5,7.2450043718580983E-3,2.6553167307015485E-2]
[2004,6,12,9,null,null,1.6334463388060508E-2,1.2739616750692843E-2,0,0,6.1686388888889033E-5,1.1106615604615516E-2,4.0242382132257754E-2,null,1.3190072604985789E-2,1.5499926850463346E-2,0,0,2.6114271843675928E-5,1.0177204686764724E-2,3.8893318414057534E-2]
[2004,6,12,12,null,null,1.8979307053547032E-2,1.2785679292896677E-2,0,0,6.1686388888889033E-5,9.6824986170704116E-3,4.1509171352403014E-2,null,1.5325782799304345E-2,1.5555969826376807E-2,0,0,2.6114271843675928E-5,8.8722590042903705E-3,3.9780125901815198E-2]
[2004,6,12,16,null,null,2.0162255101436918E-2,1.200527720329635E-2,0,0,6.1686388888889033E-5,7.1746202791420337E-3,3.9403838972764192E-2,null,1.6281012871386096E-2,1.460647695390904E-2,0,0,2.6114271843675928E-5,6.5742420310556183E-3,3.7487846128194433E-2]
[2004,6,12,17,null,null,2.0444772217301316E-2,1.1844028128683298E-2,0,0,6.1686388888889033E-5,7.449113746825383E-3,3.9799600481698894E-2,null,1.6509145328625335E-2,1.4410289822842379E-2,0,0,2.6114271843675928E-5,6.8257656549246546E-3,3.7771315078236049E-2]
[2004,6,12,20,null,null,2.0834997516616015E-2,9.9543192813114269E-3,1.1896662684531417E-3,1.6101438281461833E-6,6.1686388888889033E-5,5.0750127154026081E-3,3.7117292314500228E-2,null,1.6824252100606923E-2,1.2111135187649414E-2,6.7252551549266135E-4,2.1246705709896745E-6,2.6114271843675928E-5,4.6503313908804319E-3,3.4286483137044098E-2]
[2004,6,12,24,null,null,1.4084711008958604E-2,8.5726184398452233E-3,1.1896662684531417E-3,1.6101438281461833E-6,6.1686388888889033E-5,6.7046555575633587E-3,3.061494780753736E-2,null,1.1373398465247365E-2,1.0430059344391798E-2,6.7252551549266135E-4,2.1246705709896745E-6,2.6114271843675928E-5,6.143604351916263E-3,2.8647826619462757E-2]
[2004,6,13,3,null,null,9.6325267579184335E-3,8.512931560480632E-3,1.1896662684531417E-3,1.6101438281461833E-6,6.1686388888889033E-5,7.1815980060432544E-3,2.6580019125612496E-2,null,7.7782614762405364E-3,1.0357440027642471E-2,6.7252551549266135E-4,2.1246705709896745E-6,2.6114271843675928E-5,6.5806358559119095E-3,2.5417101817702247E-2]
[2004,6,13,6,null,null,8.866429338370398E-3,8.979507658931735E-3,1.1896662684531417E-3,1.6101438281461833E-6,6.1686388888889033E-5,7.7853143037907068E-3,2.6884214102263014E-2,null,7.1596381186029116E-3,1.0925109804346968E-2,6.7252551549266135E-4,2.1246705709896745E-6,2.6114271843675928E-5,7.1338326670411546E-3,2.5919345047898366E-2]
[2004,6,13,9,null,null,1.6657883295754173E-2,1.1267646542861241E-2,0,0,6.1686388888889033E-5,9.5446421475380398E-3,3.7531858375042346E-2,null,1.3451234050148132E-2,1.3709022854374897E-2,0,0,2.6114271843675928E-5,8.7459384798596277E-3,3.5932309656226333E-2]
[2004,6,13,14,null,null,1.9970270508520974E-2,1.1927440732459544E-2,0,0,6.1686388888889033E-5,7.8040779991931288E-3,3.9763475629062538E-2,null,1.6125985389953749E-2,1.4511775549001934E-2,0,0,2.6114271843675928E-5,7.1510262006600905E-3,3.7814901411459448E-2]
[2004,6,13,15,null,null,2.0248854548336005E-2,1.1772623147042145E-2,0,0,6.1686388888889033E-5,7.253238325200393E-3,3.9336402409467439E-2,null,1.6350941889867691E-2,1.4323413426648094E-2,0,0,2.6114271843675928E-5,6.6462812530195909E-3,3.7346750841379055E-2]
[2004,6,13,18,null,null,2.3881241057415167E-2,1.0535207807788136E-2,0,0,6.1686388888889033E-5,6.7504543215997602E-3,4.1228589575691948E-2,null,1.9284092532523348E-2,1.281788562173706E-2,0,0,2.6114271843675928E-5,6.1855706369298184E-3,3.8313663063033895E-2]
[2004,6,13,21,null,null,2.3702258226908104E-2,1.0686919509033084E-2,1.1896662684531417E-3,1.6101438281461833E-6,6.1686388888889033E-5,6.035007717730881E-3,4.1677148254842249E-2,null,1.9139563968997984E-2,1.3002468903767751E-2,6.7252551549266135E-4,2.1246705709896745E-6,2.6114271843675928E-5,5.5299932054935098E-3,3.8372790536166566E-2]
[2004,6,14,1,null,null,1.3184167575140189E-2,1.1097004354665487E-2,1.1896662684531417E-3,1.6101438281461833E-6,6.1686388888889033E-5,5.8760766036091046E-3,3.141021133458495E-2,null,1.0646210005252385E-2,1.3501407391021703E-2,6.7252551549266135E-4,2.1246705709896745E-6,2.6114271843675928E-5,5.3843615804248695E-3,3.0232743434606284E-2]
[2004,6,14,6,null,null,1.1724449378368985E-2,1.3317053696174903E-2,1.1896662684531417E-3,1.6101438281461833E-6,6.1686388888889033E-5,8.3933095569942683E-3,3.4687775432708332E-2,null,9.4674881494548769E-3,1.6202477844804691E-2,6.7252551549266135E-4,2.1246705709896745E-6,2.6114271843675928E-5,7.6909503670417392E-3,3.4061680819208635E-2]
[2004,6,14,8,null,null,1.7163625022241696E-2,1.8166628488164936E-2,0,0,6.1686388888889033E-5,1.1029010710002075E-2,4.6420950609297601E-2,null,1.3859620290532204E-2,2.2102816607162554E-2,0,0,2.6114271843675928E-5,1.0106093834882212E-2,4.6094645004420648E-2]
[2004,6,14,12,null,null,2.4990514401520801E-2,1.9792819129923138E-2,0,0,6.1686388888889033E-5,8.2563313416233689E-3,5.3101351261956198E-2,null,2.0179830310981584E-2,2.4081356188487821E-2,0,0,2.6114271843675928E-5,7.5654346037269393E-3,5.1852735375040017E-2]
[2004,6,14,15,null,null,2.5331187324908366E-2,1.8833494500114557E-2,0,0,6.1686388888889033E-5,7.2027575036584879E-3,5.1429125717570301E-2,null,2.0454923559365807E-2,2.2914173385514398E-2,0,0,2.6114271843675928E-5,6.600024709003202E-3,4.9995235925727077E-2]
[2004,6,14,16,null,null,2.7326521509963148E-2,1.8088005954299179E-2,0,0,6.1686388888889033E-5,6.8277789449735426E-3,5.2303992798124761E-2,null,2.2066155109911875E-2,2.2007158821880195E-2,0,0,2.6114271843675928E-5,6.256424670905294E-3,5.0355852874541036E-2]
[2004,6,14,19,null,null,2.313483697534852E-2,1.6993904695294559E-2,1.1896662684531417E-3,1.6101438281461833E-6,6.1686388888889033E-5,7.548112681903028E-3,4.8929817153716283E-2,null,1.868137153696784E-2,2.0675997154034169E-2,6.7252551549266135E-4,2.1246705709896745E-6,2.6114271843675928E-5,6.9164802760049255E-3,4.6974613424914255E-2]
[2004,6,14,23,null,null,1.7941303202243786E-2,1.4282641574117901E-2,1.1896662684531417E-3,1.6101438281461833E-6,6.1686388888889033E-5,5.3463045220077908E-3,3.882321209953965E-2,null,1.448759510757079E-2,1.7377280962409987E-2,6.7252551549266135E-4,2.1246705709896745E-6,2.6114271843675928E-5,4.8989212713581327E-3,3.7464561799246232E-2]
[2004,6,15,3,null,null,9.6632957225132737E-3,1.3374097260010992E-2,1.1896662684531417E-3,1.6101438281461833E-6,6.1686388888889033E-5,7.0673877647724065E-3,3.1357743548466849E-2,null,7.8031074027545859E-3,1.6271881115252448E-2,6.7252551549266135E-4,2.1246705709896745E-6,2.6114271843675928E-5,6.4759828235106467E-3,3.1251735799425015E-2]
[2004,6,15,6,null,null,1.0722830716658218E-2,1.5687957521280889E-2,1.1896662684531417E-3,1.6101438281461833E-6,6.1686388888889033E-5,8.585496444997882E-3,3.6249247484107162E-2,null,8.6586814836582867E-3,1.9087088628455456E-2,6.7252551549266135E-4,2.1246705709896745E-6,2.6114271843675928E-5,7.867054894915404E-3,3.6313589464936478E-2]
[2004,6,15,10,null,null,1.809809007325312E-2,1.9447745387320938E-2,0,0,6.1686388888889033E-5,1.2218521572969539E-2,4.9826043422432492E-2,null,1.4614200442744104E-2,2.3661514848436611E-2,0,0,2.6114271843675928E-5,1.1196065430236539E-2,4.9497894993260926E-2]
[2004,6,15,13,null,null,2.0146171174347999E-2,1.9933880791985326E-2,0,0,6.1686388888889033E-5,9.422699049939056E-3,4.9564437405161269E-2,null,1.6268025106741732E-2,2.4252981872851503E-2,0,0,2.6114271843675928E-5,8.6341996830395368E-3,4.9181320934476448E-2]
[2004,6,15,16,null,null,2.3212234524697537E-2,1.8932140775568096E-2,0,0,6.1686388888889033E-5,6.8372177260887287E-3,4.9043279415243252E-2,null,1.8743870026885035E-2,2.3034193483726328E-2,0,0,2.6114271843675928E-5,6.2650736068928601E-3,4.8069251389347895E-2]
[2004,6,15,17,null,null,2.3135030646828057E-2,1.9070213141347374E-2,0,0,6.1686388888889033E-5,7.0512950867168672E-3,4.9318225263781192E-2,null,1.8681527926609539E-2,2.3202182176913104E-2,0,0,2.6114271843675928E-5,6.4612367942646744E-3,4.837106116963099E-2]
[2004,6,15,20,null,null,1.8801876823641539E-2,1.7807910691147708E-2,1.1896662684531417E-3,1.6101438281461833E-6,6.1686388888889033E-5,6.8081331532166244E-3,4.467088346917604E-2,null,1.5182507960139232E-2,2.1666374936856889E-2,6.7252551549266135E-4,2.1246705709896745E-6,2.6114271843675928E-5,6.2384228554953304E-3,4.3788070210398773E-2]
[2004,6,15,24,null,null,1.2432754117020422E-2,1.4825883805931516E-2,1.1896662684531417E-3,1.6101438281461833E-6,6.1686388888889033E-5,5.5760714839919482E-3,3.408767220811406E-2,null,1.0039443940552171E-2,1.8038228227933932E-2,6.7252551549266135E-4,2.1246705709896745E-6,2.6114271843675928E-5,5.1094611410729997E-3,3.3887897767466438E-2]
[2004,6,16,4,null,null,1.0320287887877869E-2,1.4913236415343201E-2,1.1896662684531417E-3,1.6101438281461833E-6,6.1686388888889033E-5,7.0178189051798767E-3,3.3504306009571119E-2,null,8.333628311595705E-3,1.8144507646112234E-2,6.7252551549266135E-4,2.1246705709896745E-6,2.6114271843675928E-5,6.4305619277021126E-3,3.3609462343317381E-2]
[2004,6,16,7,null,null,1.5515970107504672E-2,1.8804485902954797E-2,0,0,6.1686388888889033E-5,1.1326353552598837E-2,4.5708495951947196E-2,null,1.2529139610693754E-2,2.2878879456127835E-2,0,0,2.6114271843675928E-5,1.0378554778789748E-2,4.5812688117455008E-2]
[2004,6,16,11,null,null,2.0984878418886969E-2,2.1198119595105102E-2,0,0,6.1686388888889033E-5,1.1230113381791718E-2,5.3474797784672679E-2,null,1.6945280868806291E-2,2.5791145018050368E-2,0,0,2.6114271843675928E-5,1.029036806626985E-2,5.3052908224970184E-2]
[2004,6,16,14,null,null,2.1365609563323416E-2,2.109604119353569E-2,0,0,6.1686388888889033E-5,8.9592058648954274E-3,5.1482543010643422E-2,null,1.7252721114548723E-2,2.5666949150285976E-2,0,0,2.6114271843675928E-5,8.2094919968250905E-3,5.1155276533503463E-2]
[2004,6,16,17,null,null,2.6453616364705924E-2,1.9026933708408061E-2,0,0,6.1686388888889033E-5,6.8503386394953682E-3,5.2392575101498244E-2,null,2.136128455679507E-2,2.3149525330336269E-2,0,0,2.6114271843675928E-5,6.2770965512505628E-3,5.0814020710225574E-2]
[2004,6,16,19,null,null,2.1120300484462281E-2,1.8613197543308167E-2,1.1896662684531417E-3,1.6101438281461833E-6,6.1686388888889033E-5,7.0445147553125703E-3,4.8030975584253191E-2,null,1.7054634132199147E-2,2.2646144387256421E-2,6.7252551549266135E-4,2.1246705709896745E-6,2.6114271843675928E-5,6.4550238466844091E-3,4.6856566824047298E-2]
[2004,6,16,22,null,null,2.1801971127664934E-2,1.6091872948309389E-2,1.1896662684531417E-3,1.6101438281461833E-6,6.1686388888889033E-5,5.082755375738557E-3,4.4229562252883055E-2,null,1.7605082901951966E-2,1.9578520960780128E-2,6.7252551549266135E-4,2.1246705709896745E-6,2.6114271843675928E-5,4.6574261388994693E-3,4.254179445953888E-2]
[2004,6,17,1,null,null,1.2694109143988747E-2,1.5071591982913194E-2,1.1896662684531417E-3,1.6101438281461833E-6,6.1686388888889033E-5,5.4399963301834603E-3,3.4458660258255579E-2,null,{"$f":"G4035*X$5","v":1.025048801953367E-2},{"$f":"H4035*Y$5","v":1.8337174330026806E-2},{"$f":"I4035*Z$5","v":6.7252551549266135E-4},{"$f":"J4035*AA$5","v":2.1246705709896745E-6},{"$f":"K4035*AB$5","v":2.6114271843675928E-5},{"$f":"L4035*AC$5","v":4.9847728703709439E-3},{"$f":"SUM(O4035:T4035)","v":3.4273199677838748E-2}]
[2004,6,17,5,null,null,1.0720099131072381E-2,1.5487975075292463E-2,1.1896662684531417E-3,1.6101438281461833E-6,6.1686388888889033E-5,7.3991276365530604E-3,3.4860164644088081E-2,null,8.6564757293982313E-3,1.8843775713722071E-2,6.7252551549266135E-4,2.1246705709896745E-6,2.6114271843675928E-5,6.779962424323497E-3,3.4980978325351131E-2]
[2004,6,17,8,null,null,1.8179495614543562E-2,1.9894391684764482E-2,0,0,6.1686388888889033E-5,1.1855957607321362E-2,4.9991531295518296E-2,null,1.4679935384539251E-2,2.4204936607025128E-2,0,0,2.6114271843675928E-5,1.0863841121607973E-2,4.9774827385016027E-2]
[2004,6,17,10,null,null,2.0366643678366769E-2,2.08874228386275E-2,0,0,6.1686388888889033E-5,1.2334529761448542E-2,5.3650282667331704E-2,null,1.6446056564912326E-2,2.5413129172493856E-2,0,0,2.6114271843675928E-5,1.1302365956114193E-2,5.3187665965364048E-2]
[2004,6,17,16,null,null,2.6834925027534814E-2,1.9892538078354768E-2,0,0,6.1686388888889033E-5,6.4033760043498466E-3,5.3192525499128326E-2,null,2.1669191148406725E-2,2.4202681377191896E-2,0,0,2.6114271843675928E-5,5.8675361246412734E-3,5.1765522922083571E-2]
[2004,6,17,19,null,null,2.1912910144530649E-2,1.8761744146168633E-2,1.1896662684531417E-3,1.6101438281461833E-6,6.1686388888889033E-5,7.2984156750330025E-3,4.9226032766902461E-2,null,1.7694666113375616E-2,2.2826876784728022E-2,6.7252551549266135E-4,2.1246705709896745E-6,2.6114271843675928E-5,6.6876781242916072E-3,4.7909985480302571E-2]
[2004,6,17,20,null,null,2.2364334714869268E-2,1.8190141993716248E-2,1.1896662684531417E-3,1.6101438281461833E-6,6.1686388888889033E-5,6.8571484016168366E-3,4.8664587911372528E-2,null,1.8059191272052893E-2,2.2131424815963141E-2,6.7252551549266135E-4,2.1246705709896745E-6,2.6114271843675928E-5,6.2833364667608787E-3,4.7174717012684241E-2]
[2004,6,17,23,null,null,1.7711669941156465E-2,1.5223598297977089E-2,1.1896662684531417E-3,1.6101438281461833E-6,6.1686388888889033E-5,6.2951798151012249E-3,4.0483410855404953E-2,null,1.4302166341758051E-2,1.8522116060253557E-2,6.7252551549266135E-4,2.1246705709896745E-6,2.6114271843675928E-5,5.7683938833401919E-3,3.929344074325912E-2]
[2004,6,18,3,null,null,1.2216837691584954E-2,1.4410375113422321E-2,1.1896662684531417E-3,1.6101438281461833E-6,6.1686388888889033E-5,6.8524463926030611E-3,3.4732621998780508E-2,null,9.8650915140020279E-3,1.7532690701518631E-2,6.7252551549266135E-4,2.1246705709896745E-6,2.6114271843675928E-5,6.2790279258087348E-3,3.4377574599236724E-2]
[2004,6,18,6,null,null,1.2418465371996134E-2,1.6525672818757168E-2,1.1896662684531417E-3,1.6101438281461833E-6,6.1686388888889033E-5,8.5549380794207232E-3,3.8752039071344203E-2,null,1.0027905784701748E-2,2.0106312839551943E-2,6.7252551549266135E-4,2.1246705709896745E-6,2.6114271843675928E-5,7.8390536790236363E-3,3.8674036761184659E-2]
[2004,6,18,11,null,null,2.2933054262424448E-2,2.0752758696062273E-2,0,0,6.1686388888889033E-5,1.1928282970249388E-2,5.5675782317625003E-2,null,1.8518432077576419E-2,2.5249287166883457E-2,0,0,2.6114271843675928E-5,1.0930114237448696E-2,5.472394775375225E-2]
[2004,6,18,14,null,null,2.4964614403048212E-2,1.9873619068432918E-2,0,0,6.1686388888889033E-5,8.7265289691069448E-3,5.3626448829476966E-2,null,2.0158916072649632E-2,2.4179663159641832E-2,0,0,2.6114271843675928E-5,7.996285699009547E-3,5.2360979203144684E-2]
[2004,6,18,17,null,null,2.9642313346967281E-2,1.7235901331065128E-2,0,0,6.1686388888889033E-5,5.2533517191480803E-3,5.2193252786069379E-2,null,2.3936156085300198E-2,2.097042753023038E-2,0,0,2.6114271843675928E-5,4.8137468370760429E-3,4.9746444724450292E-2]
[2004,6,18,20,null,null,2.3474370637423341E-2,1.6346300462143439E-2,1.1896662684531417E-3,1.6101438281461833E-6,6.1686388888889033E-5,7.2720976220488039E-3,4.8345731522785762E-2,null,1.8955544832301011E-2,1.9888075630308043E-2,6.7252551549266135E-4,2.1246705709896745E-6,2.6114271843675928E-5,6.6635623880752573E-3,4.6207947308591638E-2]
[2004,6,18,21,null,null,2.4825155448451749E-2,1.542435199090476E-2,1.1896662684531417E-3,1.6101438281461833E-6,6.1686388888889033E-5,6.1021111137239438E-3,4.7604581354250636E-2,null,2.0046303022998591E-2,1.8766367329050168E-2,6.7252551549266135E-4,2.1246705709896745E-6,2.6114271843675928E-5,5.5914813329762539E-3,4.5104916142932334E-2]
[2004,6,18,24,null,null,1.7234524359662485E-2,1.1550126650173532E-2,1.1896662684531417E-3,1.6101438281461833E-6,6.1686388888889033E-5,6.1516439764670297E-3,3.6189257787473221E-2,null,1.3916871476935372E-2,1.4052708310989077E-2,6.7252551549266135E-4,2.1246705709896745E-6,2.6114271843675928E-5,5.6368692441819248E-3,3.4307213490013706E-2]
[2004,6,19,4,null,null,1.2109935150775972E-2,1.0856751029965007E-2,1.1896662684531417E-3,1.6101438281461833E-6,6.1686388888889033E-5,7.2583826731591845E-3,3.1478031655070335E-2,null,9.7787677553679616E-3,1.3209098051477755E-2,6.7252551549266135E-4,2.1246705709896745E-6,2.6114271843675928E-5,6.6509951176224862E-3,3.0339625382375536E-2]
[2004,6,19,8,null,null,1.7370230865832881E-2,1.3797906888215113E-2,0,0,6.1686388888889033E-5,1.0121847687132479E-2,4.1351671830069367E-2,null,1.4026454425994161E-2,1.6787518152397124E-2,0,0,2.6114271843675928E-5,9.2748429753340116E-3,4.0114929825568975E-2]
[2004,6,19,11,null,null,2.3721057123249609E-2,1.4727614094892287E-2,0,0,6.1686388888889033E-5,1.0032865520661023E-2,4.8543223127691812E-2,null,1.9154744070220001E-2,1.7918666284860458E-2,0,0,2.6114271843675928E-5,9.1933069112538381E-3,4.6292831538177967E-2]
[2004,6,19,15,null,null,2.4856149595187334E-2,1.3534869750030843E-2,0,0,6.1686388888889033E-5,7.94980700492493E-3,4.6402512739032002E-2,null,2.0071330784000568E-2,1.6467488399493475E-2,0,0,2.6114271843675928E-5,7.284560480852062E-3,4.3849493936189775E-2]
[2004,6,19,18,null,null,2.7672501323531905E-2,1.2232815324899777E-2,0,0,6.1686388888889033E-5,5.9764327502960964E-3,4.5943435787616671E-2,null,2.2345533669979361E-2,1.4883316069995727E-2,0,0,2.6114271843675928E-5,5.4763198405076317E-3,4.2731283852326392E-2]
[2004,6,19,19,null,null,2.7401692848323639E-2,1.1325716869036224E-2,1.1896662684531417E-3,1.6101438281461833E-6,6.1686388888889033E-5,4.4906435562126878E-3,4.4471016074742728E-2,null,2.2126855935352741E-2,1.3779675357154922E-2,6.7252551549266135E-4,2.1246705709896745E-6,2.6114271843675928E-5,4.1148627335122097E-3,4.0722158483927198E-2]
[2004,6,20,1,null,null,1.4338553679641878E-2,9.1528842450104547E-3,1.1896662684531417E-3,1.6101438281461833E-6,6.1686388888889033E-5,7.1914289896106449E-3,3.1935829715433149E-2,null,1.1578376319555283E-2,1.1136052131293896E-2,6.7252551549266135E-4,2.1246705709896745E-6,2.6114271843675928E-5,6.5896441745212234E-3,3.0004837083277731E-2]
[2004,6,20,2,null,null,1.3029457179999435E-2,9.0135651204093677E-3,1.1896662684531417E-3,1.6101438281461833E-6,6.1686388888889033E-5,7.5154189753110154E-3,3.0811404076889995E-2,null,1.0521281423506371E-2,1.0966546542354575E-2,6.7252551549266135E-4,2.1246705709896745E-6,2.6114271843675928E-5,6.8865224062270546E-3,2.9075114829995332E-2]
[2004,6,20,6,null,null,1.0894696498751149E-2,9.3337562603057461E-3,1.1896662684531417E-3,1.6101438281461833E-6,6.1686388888889033E-5,8.663234217724745E-3,3.0144649777951817E-2,null,8.7974630334565727E-3,1.1356113932306901E-2,6.7252551549266135E-4,2.1246705709896745E-6,2.6114271843675928E-5,7.9382875055592547E-3,2.8792628929230062E-2]
[2004,6,20,9,null,null,1.9404808413426618E-2,1.2119777976519957E-2,0,0,6.1686388888889033E-5,1.0497337249784265E-2,4.2083610028619732E-2,null,1.5669374975979963E-2,1.4745786765500576E-2,0,0,2.6114271843675928E-5,9.6189112561578249E-3,4.0060187269482045E-2]
[2004,6,20,12,null,null,2.4071289401318481E-2,1.2977997885560462E-2,0,0,6.1686388888889033E-5,9.9646325456450198E-3,4.7075606221412852E-2,null,1.9437556493658081E-2,1.5789958350255328E-2,0,0,2.6114271843675928E-5,9.1307837288690814E-3,4.4384412844626166E-2]
[2004,6,20,16,null,null,2.6418423603872507E-2,1.2067664659120942E-2,0,0,6.1686388888889033E-5,7.0931481299936804E-3,4.5640922781876023E-2,null,2.1332866416600642E-2,1.4682381984695394E-2,0,0,2.6114271843675928E-5,6.4995875397442547E-3,4.2540950212883968E-2]
[2004,6,20,18,null,null,2.7537941315619801E-2,1.140677080065884E-2,0,0,6.1686388888889033E-5,7.222271778049065E-3,4.6228670283216595E-2,null,2.2236876517802238E-2,1.3878291354455207E-2,0,0,2.6114271843675928E-5,6.6179060125304496E-3,4.2759188156631565E-2]
[2004,6,20,21,null,null,2.7465419901656164E-2,1.0964468385591532E-2,1.1896662684531417E-3,1.6101438281461833E-6,6.1686388888889033E-5,7.048775680120023E-3,4.6731626768537891E-2,null,2.2178315505244225E-2,1.3340154673149335E-2,6.7252551549266135E-4,2.1246705709896745E-6,2.6114271843675928E-5,6.4589282137269078E-3,4.267816285002779E-2]
[2004,6,20,24,null,null,1.685054979692566E-2,1.1074562185215492E-2,1.1896662684531417E-3,1.6101438281461833E-6,6.1686388888889033E-5,6.7929734540779314E-3,3.597104823738926E-2,null,1.3606812172222104E-2,1.3474102646173573E-2,6.7252551549266135E-4,2.1246705709896745E-6,2.6114271843675928E-5,6.2245317327072024E-3,3.4006211009010204E-2]
[2004,6,21,3,null,null,1.2221495119901882E-2,1.1866326269026905E-2,1.1896662684531417E-3,1.6101438281461833E-6,6.1686388888889033E-5,7.1157411192954191E-3,3.2456525309394385E-2,null,9.868852385491551E-3,1.4437419331601619E-2,6.7252551549266135E-4,2.1246705709896745E-6,2.6114271843675928E-5,6.5202899287343024E-3,3.15273261037348E-2]
[2004,6,21,7,null,null,1.7904645261125212E-2,1.6273781835606297E-2,0,0,6.1686388888889033E-5,1.1015891399403987E-2,4.525600488502439E-2,null,1.4457993834886392E-2,1.9799844294262504E-2,0,0,2.6114271843675928E-5,1.0094072359208697E-2,4.4378024760201265E-2]
[2004,6,21,10,null,null,2.4658642836550317E-2,2.0142454410423911E-2,0,0,6.1686388888889033E-5,1.1243081744037849E-2,5.610586537990097E-2,null,1.9911844155973236E-2,2.450674742106226E-2,0,0,2.6114271843675928E-5,1.0302251225076223E-2,5.4746957073955396E-2]
[2004,6,21,13,null,null,2.9122516209809393E-2,1.9749550420311669E-2,0,0,6.1686388888889033E-5,7.9613836138045894E-3,5.6895136632814536E-2,null,2.3516420106462488E-2,2.4028712388676869E-2,0,0,2.6114271843675928E-5,7.295168349382054E-3,5.4866415116365086E-2]
[2004,6,21,15,null,null,2.8838621208465996E-2,1.9398089186727432E-2,0,0,6.1686388888889033E-5,7.3513709303056878E-3,5.564976771438801E-2,null,2.3287175007254086E-2,2.3601099571279281E-2,0,0,2.6114271843675928E-5,6.7362020393468862E-3,5.3650590889723924E-2]
[2004,6,21,21,null,null,2.7449292470827866E-2,1.6274866069940025E-2,1.1896662684531417E-3,1.6101438281461833E-6,6.1686388888889033E-5,6.2518246729482045E-3,5.122894601488627E-2,null,2.216529261134784E-2,1.9801163451124943E-2,6.7252551549266135E-4,2.1246705709896745E-6,2.6114271843675928E-5,5.7286667358793838E-3,4.8395887256259491E-2]
[2004,6,21,22,null,null,2.5299384408020147E-2,1.5536897959279426E-2,1.1896662684531417E-3,1.6101438281461833E-6,6.1686388888889033E-5,5.6655434228017028E-3,4.7754788591271455E-2,null,2.0429242716791418E-2,1.8903298785565688E-2,6.7252551549266135E-4,2.1246705709896745E-6,2.6114271843675928E-5,5.1914459929310363E-3,4.5224751953195468E-2]
[2004,6,22,1,null,null,1.7216414963366795E-2,1.4657883791866099E-2,1.1896662684531417E-3,1.6101438281461833E-6,6.1686388888889033E-5,6.2049581693268928E-3,3.9332219725729964E-2,null,1.3902248146722565E-2,1.783382742217585E-2,6.7252551549266135E-4,2.1246705709896745E-6,2.6114271843675928E-5,5.685722060625756E-3,3.8122562087431498E-2]
[2004,6,22,4,null,null,1.3702807852311163E-2,1.4549929139043023E-2,1.1896662684531417E-3,1.6101438281461833E-6,6.1686388888889033E-5,7.7956962136255048E-3,3.7301396006149866E-2,null,1.106501182011674E-2,1.7702482087801185E-2,6.7252551549266135E-4,2.1246705709896745E-6,2.6114271843675928E-5,7.1433458099453145E-3,3.6611604175770571E-2]
[2004,6,22,8,null,null,2.1491968765643583E-2,1.9926519180372006E-2,0,0,6.1686388888889033E-5,1.2276655325364155E-2,5.3756829660268637E-2,null,1.7354756119514321E-2,2.4244025210830897E-2,0,0,2.6114271843675928E-5,1.1249334501427212E-2,5.2874230103616103E-2]
[2004,6,22,12,null,null,3.065909899848383E-2,2.1127261924182655E-2,0,0,6.1686388888889033E-5,9.7056926368295857E-3,6.1553739948384964E-2,null,2.4757210089254439E-2,2.5704934519133093E-2,0,0,2.6114271843675928E-5,8.8935121290046066E-3,5.9381771009235813E-2]
[2004,6,22,16,null,null,3.4503221187205453E-2,1.9972167494263136E-2,0,0,6.1686388888889033E-5,7.3455564721605672E-3,6.1882631542518052E-2,null,2.7861337207916739E-2,2.4299564207019387E-2,0,0,2.6114271843675928E-5,6.7308741399406142E-3,5.8917889826720408E-2]
[2004,6,22,19,null,null,2.9162293324881284E-2,1.8713121218547211E-2,1.1896662684531417E-3,1.6101438281461833E-6,6.1686388888889033E-5,7.472107013740791E-3,5.6600484358339462E-2,null,2.3548540110857528E-2,2.2767718661203903E-2,6.7252551549266135E-4,2.1246705709896745E-6,2.6114271843675928E-5,6.8468348259616242E-3,5.3863858055930372E-2]
[2004,6,22,22,null,null,2.8167316274690501E-2,1.6277526834546557E-2,1.1896662684531417E-3,1.6101438281461833E-6,6.1686388888889033E-5,5.9819271816368641E-3,5.16797330920441E-2,null,2.2745096543687532E-2,1.9804400727220031E-2,6.7252551549266135E-4,2.1246705709896745E-6,2.6114271843675928E-5,5.4813544932212025E-3,4.8731616222036089E-2]
[2004,6,22,23,null,null,2.2486890892678253E-2,1.553135196487407E-2,1.1896662684531417E-3,1.6101438281461833E-6,6.1686388888889033E-5,6.5899218511268898E-3,4.5861127509849386E-2,null,1.8158155336257881E-2,1.8896551133004522E-2,6.7252551549266135E-4,2.1246705709896745E-6,2.6114271843675928E-5,6.0384716583538897E-3,4.3793942585523611E-2]
[2004,6,23,2,null,null,1.4663147867961527E-2,1.45946663860033E-2,1.1896662684531417E-3,1.6101438281461833E-6,6.1686388888889033E-5,6.7998277754489E-3,3.7310604830583904E-2,null,1.184048599585001E-2,1.7756912614946961E-2,6.7252551549266135E-4,2.1246705709896745E-6,2.6114271843675928E-5,6.2308124787116134E-3,3.6528975547415916E-2]
[2004,6,23,5,null,null,1.3489490610429406E-2,1.4719030830398813E-2,1.1896662684531417E-3,1.6101438281461833E-6,6.1686388888889033E-5,8.4937378496037236E-3,3.7955222091602119E-2,null,1.0892758233239052E-2,1.7908223272767507E-2,6.7252551549266135E-4,2.1246705709896745E-6,2.6114271843675928E-5,7.7829747358156062E-3,3.7284720699729497E-2]
[2004,6,23,10,null,null,2.506483770954723E-2,2.0686087016011469E-2,0,0,6.1686388888889033E-5,1.2863506232299806E-2,5.8676117346747395E-2,null,2.0239846352269348E-2,2.516816964317704E-2,0,0,2.6114271843675928E-5,1.1787077231806364E-2,5.7221207499096427E-2]
[2004,6,23,13,null,null,2.9866975289206753E-2,2.098631258468768E-2,0,0,6.1686388888889033E-5,1.049157188617679E-2,6.1406546148960114E-2,null,2.4117570513146155E-2,2.5533445494420128E-2,0,0,2.6114271843675928E-5,9.6136283430170739E-3,5.9290758622427032E-2]
[2004,6,23,17,null,null,3.3794350486863432E-2,1.9441499141143192E-2,0,0,6.1686388888889033E-5,7.7793510235542474E-3,6.1076887040449758E-2,null,2.7288924402982313E-2,2.36539152195985E-2,0,0,2.6114271843675928E-5,7.128368399101085E-3,5.8097322293525572E-2]
[2004,6,23,20,null,null,2.7817141405747977E-2,1.790322543280734E-2,1.1896662684531417E-3,1.6101438281461833E-6,6.1686388888889033E-5,6.935562683128226E-3,5.3908892322853723E-2,null,2.2462330478095847E-2,2.1782341653313629E-2,6.7252551549266135E-4,2.1246705709896745E-6,2.6114271843675928E-5,6.3551889753662334E-3,5.1300625564683039E-2]
[2004,6,23,23,null,null,2.170704053926727E-2,1.5298219753937739E-2,1.1896662684531417E-3,1.6101438281461833E-6,6.1686388888889033E-5,6.6860770363213352E-3,4.4944300130696516E-2,null,1.7528426490066744E-2,1.8612905848635713E-2,6.7252551549266135E-4,2.1246705709896745E-6,2.6114271843675928E-5,6.1265804969285291E-3,4.2968677293538302E-2]
[2004,6,23,24,null,null,1.876422156208761E-2,1.4522111348253059E-2,1.1896662684531417E-3,1.6101438281461833E-6,6.1686388888889033E-5,5.8681698658821614E-3,4.0407465577393005E-2,null,1.5152101351605088E-2,1.7668636978421227E-2,6.7252551549266135E-4,2.1246705709896745E-6,2.6114271843675928E-5,5.3771164851486603E-3,3.8898619273082295E-2]
[2004,6,24,6,null,null,1.4230654816706738E-2,1.5972835632233586E-2,1.1896662684531417E-3,1.6101438281461833E-6,6.1686388888889033E-5,9.3139612484958618E-3,4.0770414498606355E-2,null,1.1491248031205744E-2,1.9433691667422454E-2,6.7252551549266135E-4,2.1246705709896745E-6,2.6114271843675928E-5,8.5345611521070106E-3,4.0160265308642529E-2]
[2004,6,24,7,null,null,1.7231031693978618E-2,1.7900513183729771E-2,0,0,6.1686388888889033E-5,1.1233880128480367E-2,4.6427111395077651E-2,null,1.3914051150802785E-2,2.1779041737537096E-2,0,0,2.6114271843675928E-5,1.0293819608433391E-2,4.6013026768616946E-2]
[2004,6,24,11,null,null,2.5614202210402937E-2,2.0387334374028749E-2,0,0,6.1686388888889033E-5,1.1911989728979756E-2,5.7975212702300334E-2,null,2.0683457965380868E-2,2.480468585965875E-2,0,0,2.6114271843675928E-5,1.091518442828676E-2,5.642944252517005E-2]
[2004,6,24,14,null,null,2.7128364661682631E-2,2.0472946415762437E-2,0,0,6.1686388888889033E-5,9.9435616338283059E-3,5.7606559100162269E-2,null,2.190614353475933E-2,2.4908847578991384E-2,0,0,2.6114271843675928E-5,9.1114760486423214E-3,5.595258143423671E-2]
[2004,6,24,18,null,null,2.8845214005677588E-2,1.847130004157635E-2,0,0,6.1686388888889033E-5,8.720537575176256E-3,5.6098738011319087E-2,null,2.3292498688346323E-2,2.2473501760704329E-2,0,0,2.6114271843675928E-5,7.9907956699527827E-3,5.3782910390847108E-2]
[2004,6,24,21,null,null,2.8101272308631933E-2,1.6545319447763683E-2,1.1896662684531417E-3,1.6101438281461833E-6,6.1686388888889033E-5,6.9144573859900461E-3,5.2814011943555832E-2,null,2.269176606770321E-2,2.013021633040402E-2,6.7252551549266135E-4,2.1246705709896745E-6,2.6114271843675928E-5,6.3358497872105738E-3,4.9858596643225124E-2]
[2004,6,24,23,null,null,2.0092463725800497E-2,1.5278063593905235E-2,1.1896662684531417E-3,1.6101438281461833E-6,6.1686388888889033E-5,6.849624251560253E-3,4.3473114372436159E-2,null,1.6224656363677425E-2,1.8588382425976782E-2,6.7252551549266135E-4,2.1246705709896745E-6,2.6114271843675928E-5,6.2764419438975901E-3,4.1790245191459123E-2]
[2004,6,25,2,null,null,1.2059722855229764E-2,1.4093407345268143E-2,1.1896662684531417E-3,1.6101438281461833E-6,6.1686388888889033E-5,6.1216599430184166E-3,3.3527752944686497E-2,null,9.7382213469440655E-3,1.7147045095650841E-2,6.7252551549266135E-4,2.1246705709896745E-6,2.6114271843675928E-5,5.6093942998240295E-3,3.3195425200326263E-2]
[2004,6,25,5,null,null,1.0837097325607586E-2,1.4333133191350897E-2,1.1896662684531417E-3,1.6101438281461833E-6,6.1686388888889033E-5,7.5079836970622883E-3,3.3931177015190946E-2,null,8.7509517243488585E-3,1.7438712667067074E-2,6.7252551549266135E-4,2.1246705709896745E-6,2.6114271843675928E-5,6.8797093183041325E-3,3.3770138167627396E-2]
[2004,6,25,9,null,null,1.9998702017725831E-2,1.9308268406692277E-2,0,0,6.1686388888889033E-5,1.2325903955497458E-2,5.1694560768804458E-2,null,1.6148943822182106E-2,2.349181720058938E-2,0,0,2.6114271843675928E-5,1.12944619648465E-2,5.0961337259461663E-2]
[2004,6,25,12,null,null,2.3381005040518911E-2,1.924413633641971E-2,0,0,6.1686388888889033E-5,9.8358684338452733E-3,5.2522696199672786E-2,null,1.8880152150416069E-2,2.3413789547368221E-2,0,0,2.6114271843675928E-5,9.0127947060428207E-3,5.1332850675670783E-2]
[2004,6,25,15,null,null,2.3720212293398421E-2,1.8234653430174195E-2,0,0,6.1686388888889033E-5,8.5890837032991316E-3,5.0605635815760636E-2,null,1.9154061870455534E-2,2.2185580605937727E-2,0,0,2.6114271843675928E-5,7.8703419684304846E-3,4.9236098716667419E-2]
[2004,6,25,20,null,null,2.2207013070511612E-2,1.6013588719865968E-2,1.1896662684531417E-3,1.6101438281461833E-6,6.1686388888889033E-5,6.6305558131953312E-3,4.6104120404743085E-2,null,1.7932154107616255E-2,1.9483274782016391E-2,6.7252551549266135E-4,2.1246705709896745E-6,2.6114271843675928E-5,6.0757053363640397E-3,4.419189868390401E-2]
[2004,6,25,23,null,null,2.0375343181188846E-2,1.2033629536911204E-2,1.1896662684531417E-3,1.6101438281461833E-6,6.1686388888889033E-5,5.143315036256692E-3,3.8805250555526916E-2,null,1.6453081409936274E-2,1.4640972426235259E-2,6.7252551549266135E-4,2.1246705709896745E-6,2.6114271843675928E-5,4.7129181161853235E-3,3.6507736410264176E-2]
[2004,6,26,2,null,null,1.3475804827821453E-2,1.0928051320058521E-2,1.1896662684531417E-3,1.6101438281461833E-6,6.1686388888889033E-5,7.1150451244899778E-3,3.277186407354013E-2,null,1.0881706969296896E-2,1.3295847072464289E-2,6.7252551549266135E-4,2.1246705709896745E-6,2.6114271843675928E-5,6.5196521753584716E-3,3.139797067502699E-2]
[2004,6,26,3,null,null,1.2517867490605551E-2,1.0666178040812805E-2,1.1896662684531417E-3,1.6101438281461833E-6,6.1686388888889033E-5,7.3788455844918405E-3,3.1815853917080368E-2,null,1.0108172955431457E-2,1.2977233353399405E-2,6.7252551549266135E-4,2.1246705709896745E-6,2.6114271843675928E-5,6.7613775914056387E-3,3.0547548358143828E-2]
[2004,6,26,6,null,null,1.1969805836114181E-2,1.1151421262718345E-2,1.1896662684531417E-3,1.6101438281461833E-6,6.1686388888889033E-5,7.9491734623933861E-3,3.2323363362396086E-2,null,9.6656133902342459E-3,1.3567614884602845E-2,6.7252551549266135E-4,2.1246705709896745E-6,2.6114271843675928E-5,7.2839799536914204E-3,3.1217972686435842E-2]
[2004,6,26,10,null,null,2.2284018766205348E-2,1.4116921733544141E-2,0,0,6.1686388888889033E-5,1.1118538536639765E-2,4.7581165425278148E-2,null,1.7994336175864684E-2,1.7175654378437277E-2,0,0,2.6114271843675928E-5,1.0188129897827825E-2,4.538423472397346E-2]
[2004,6,26,13,null,null,2.4495324443267203E-2,1.3414682985009E-2,0,0,6.1686388888889033E-5,8.8531198916454966E-3,4.6824813708810586E-2,null,1.9779964619195282E-2,1.6321260604522245E-2,0,0,2.6114271843675928E-5,8.1122833868763917E-3,4.4239622882437594E-2]
[2004,6,26,17,null,null,2.6275187510753237E-2,1.319673230837416E-2,0,0,6.1686388888889033E-5,7.6777435588125387E-3,4.7211349766828829E-2,null,2.1217203329114177E-2,1.6056086258153836E-2,0,0,2.6114271843675928E-5,7.0352635323089113E-3,4.4334667391420599E-2]
[2004,6,26,21,null,null,2.4757170750733474E-2,1.1068453783004183E-2,1.1896662684531417E-3,1.6101438281461833E-6,6.1686388888889033E-5,6.5024832371907522E-3,4.3581070572098583E-2,null,1.9991405406980942E-2,1.346667072814171E-2,6.7252551549266135E-4,2.1246705709896745E-6,2.6114271843675928E-5,5.9583499810370597E-3,4.0117190574067034E-2]
[2004,6,26,24,null,null,1.7686475038553858E-2,9.5504791638705133E-3,1.1896662684531417E-3,1.6101438281461833E-6,6.1686388888889033E-5,6.6444286708405497E-3,3.5134345674435095E-2,null,1.4281821468057038E-2,1.1619794482343166E-2,6.7252551549266135E-4,2.1246705709896745E-6,2.6114271843675928E-5,6.0884173016351765E-3,3.2690797709942709E-2]
[2004,6,27,1,null,null,1.4525562348724911E-2,9.5610885939709494E-3,1.1896662684531417E-3,1.6101438281461833E-6,6.1686388888889033E-5,7.1082136684051597E-3,3.2447827412271195E-2,null,1.172938574449727E-2,1.1632702672102715E-2,6.7252551549266135E-4,2.1246705709896745E-6,2.6114271843675928E-5,6.5133923812538711E-3,3.0576245255761188E-2]
[2004,6,27,4,null,null,1.1131980301390846E-2,9.3669883272025703E-3,1.1896662684531417E-3,1.6101438281461833E-6,6.1686388888889033E-5,8.1956172409366514E-3,2.9947548670700243E-2,null,8.9890696084905849E-3,1.1396546436366528E-2,6.7252551549266135E-4,2.1246705709896745E-6,2.6114271843675928E-5,7.5098011099554622E-3,2.8596181612719904E-2]
[2004,6,27,7,null,null,1.3701451213738988E-2,1.0625620903492269E-2,0,0,6.1686388888889033E-5,8.8158111202730777E-3,3.3204569626393225E-2,null,1.1063916335016275E-2,1.2927888645938067E-2,0,0,2.6114271843675928E-5,8.0780966448133085E-3,3.2096015897611331E-2]
[2004,6,27,10,null,null,2.1738372938979445E-2,1.3488005151234578E-2,0,0,6.1686388888889033E-5,1.0843750702329487E-2,4.6131815181432397E-2,null,1.7553727390211042E-2,1.6410469584294117E-2,0,0,2.6114271843675928E-5,9.9363365401783227E-3,4.3926647786527155E-2]
[2004,6,27,15,null,null,2.3669414494826405E-2,1.380434618914262E-2,0,0,6.1686388888889033E-5,7.2786811814880463E-3,4.481412825434597E-2,null,1.9113042668574186E-2,1.6795352665420371E-2,0,0,2.6114271843675928E-5,6.6695950297336942E-3,4.2604104635571925E-2]
[2004,6,27,18,null,null,2.748418812796221E-2,1.2897483619713358E-2,0,0,6.1686388888889033E-5,6.5264555747214324E-3,4.696981371128589E-2,null,2.2193470840424962E-2,1.5691998948848613E-2,0,0,2.6114271843675928E-5,5.9803162932382812E-3,4.3891900354355529E-2]
[2004,6,27,22,null,null,2.6156967905072295E-2,1.2615682709079042E-2,1.1896662684531417E-3,1.6101438281461833E-6,6.1686388888889033E-5,4.2481236038714124E-3,4.4273737019192919E-2,null,2.1121741045155452E-2,1.5349139851380996E-2,6.7252551549266135E-4,2.1246705709896745E-6,2.6114271843675928E-5,3.8926370543795048E-3,4.1064282408823274E-2]
[2004,6,28,1,null,null,1.4394382761687932E-2,1.2224455407237312E-2,1.1896662684531417E-3,1.6101438281461833E-6,6.1686388888889033E-5,5.5621134559536009E-3,3.3433914426049018E-2,null,1.1623458280814899E-2,1.4873144797595633E-2,6.7252551549266135E-4,2.1246705709896745E-6,2.6114271843675928E-5,5.0966711325387323E-3,3.2294038668856592E-2]
[2004,6,28,2,null,null,1.2843753123490826E-2,1.2865545407868946E-2,1.1896662684531417E-3,1.6101438281461833E-6,6.1686388888889033E-5,5.7641904251716268E-3,3.2726451757701579E-2,null,1.0371325472692625E-2,1.5653140641176518E-2,6.7252551549266135E-4,2.1246705709896745E-6,2.6114271843675928E-5,5.2818381313280184E-3,3.2007068703104491E-2]
[2004,6,28,7,null,null,1.7319665769784828E-2,1.6331235747955902E-2,0,0,6.1686388888889033E-5,1.0805691865236404E-2,4.4518279771866023E-2,null,1.3985623131307162E-2,1.9869746823994679E-2,0,0,2.6114271843675928E-5,9.9014624985237637E-3,4.3782946725669278E-2]
[2004,6,28,9,null,null,2.2443271263606932E-2,1.8650347509519449E-2,0,0,6.1686388888889033E-5,1.2124911550902163E-2,5.3280216712917439E-2,null,1.8122932503356382E-2,2.2691343687207162E-2,0,0,2.6114271843675928E-5,1.1110288773401818E-2,5.1950679235809039E-2]
[2004,6,28,13,null,null,2.8783039107067167E-2,1.8730846988357145E-2,0,0,6.1686388888889033E-5,8.3921052572572888E-3,5.5967677741570493E-2,null,2.3242292482767598E-2,2.2789285097683021E-2,0,0,2.6114271843675928E-5,7.6898468441177655E-3,5.3747538696412064E-2]
[2004,6,28,16,null,null,3.0042704720283742E-2,1.8848826864687425E-2,0,0,6.1686388888889033E-5,6.7206239883310492E-3,5.5673841962191113E-2,null,2.4259471957942473E-2,2.2932827834386351E-2,0,0,2.6114271843675928E-5,6.1582365309917394E-3,5.3376650595164235E-2]
[2004,6,28,19,null,null,2.5780065036258355E-2,1.7777298466823008E-2,1.1896662684531417E-3,1.6101438281461833E-6,6.1686388888889033E-5,7.2719501040935976E-3,5.2082276408345132E-2,null,2.081739213043585E-2,2.1629129920225049E-2,6.7252551549266135E-4,2.1246705709896745E-6,2.6114271843675928E-5,6.6634272145463845E-3,4.9810713723114609E-2]
[2004,6,28,23,null,null,1.984498471017633E-2,1.5070201566605494E-2,1.1896662684531417E-3,1.6101438281461833E-6,6.1686388888889033E-5,5.1563699088817859E-3,4.1324518986833779E-2,null,1.6024817158265932E-2,1.8335482650325384E-2,6.7252551549266135E-4,2.1246705709896745E-6,2.6114271843675928E-5,4.7248805461095221E-3,3.9785944812608158E-2]
[2004,6,28,24,null,null,1.7471775786162096E-2,1.4699663564146249E-2,1.1896662684531417E-3,1.6101438281461833E-6,6.1686388888889033E-5,5.1256368420397836E-3,3.8550038993518304E-2,null,1.4108451908249308E-2,1.7884659674577485E-2,6.7252551549266135E-4,2.1246705709896745E-6,2.6114271843675928E-5,4.6967192481014138E-3,3.7390595288835531E-2]
[2004,6,29,4,null,null,1.1717831279589383E-2,1.4293387392569353E-2,1.1896662684531417E-3,1.6101438281461833E-6,6.1686388888889033E-5,7.424361923121083E-3,3.4688543396449993E-2,null,9.4621440373566668E-3,1.7390355091970188E-2,6.7252551549266135E-4,2.1246705709896745E-6,2.6114271843675928E-5,6.8030850846072036E-3,3.435634867184139E-2]
[2004,6,29,7,null,null,1.6606169164152772E-2,1.7747111060485574E-2,0,0,6.1686388888889033E-5,1.1131696145913968E-2,4.5546662759441206E-2,null,1.340947490971473E-2,2.1592401767471948E-2,0,0,2.6114271843675928E-5,1.0200186467312087E-2,4.5228177416342434E-2]
[2004,6,29,10,null,null,2.2634601082875974E-2,2.0736956971772271E-2,0,0,6.1686388888889033E-5,1.2245883841332067E-2,5.5679128284869206E-2,null,1.8277431255332658E-2,2.5230061661485666E-2,0,0,2.6114271843675928E-5,1.1221138001011736E-2,5.4754745189673736E-2]
[2004,6,29,14,null,null,2.6041625948022843E-2,2.0641801192141804E-2,0,0,6.1686388888889033E-5,9.7689895126921982E-3,5.6514103041745735E-2,null,2.1028602461307302E-2,2.5114288349577296E-2,0,0,2.6114271843675928E-5,8.9515122691570075E-3,5.5120517351885279E-2]
[2004,6,29,17,null,null,3.1083746165278411E-2,1.8789037071921148E-2,0,0,6.1686388888889033E-5,8.0228057978761758E-3,5.7957275423964623E-2,null,2.5100112505358058E-2,2.2860083305848534E-2,0,0,2.6114271843675928E-5,7.3514506735263144E-3,5.5337760756576579E-2]
[2004,6,29,21,null,null,2.7175687154579169E-2,1.6459864772752561E-2,1.1896662684531417E-3,1.6101438281461833E-6,6.1686388888889033E-5,6.923927351235871E-3,5.1812442079737779E-2,null,2.1944356428707869E-2,2.0026246074655904E-2,6.7252551549266135E-4,2.1246705709896745E-6,2.6114271843675928E-5,6.3445272978145473E-3,4.9015894259085646E-2]
[2004,6,30,1,null,null,1.542197794758993E-2,1.406722874959533E-2,1.1864782148589936E-3,1.6058289837612187E-6,6.1686388888889033E-5,6.2343334418146334E-3,3.6973310571731532E-2,null,1.2453240979430416E-2,1.7115194348024984E-2,6.7072328957126033E-4,2.1189769039253544E-6,2.6114271843675928E-5,5.7126391856510417E-3,3.5980031051425304E-2]
[2004,6,30,4,null,null,1.2013904683928914E-2,1.4315380365222102E-2,1.1864782148589936E-3,1.6058289837612187E-6,6.1686388888889033E-5,7.4852279931278236E-3,3.5064283475010484E-2,null,9.7012231920779787E-3,1.7417113311939663E-2,6.7072328957126033E-4,2.1189769039253544E-6,2.6114271843675928E-5,6.8588578307784255E-3,3.467615087311493E-2]
[2004,6,30,5,null,null,1.2384340732612348E-2,1.4707557927195367E-2,1.1864782148589936E-3,1.6058289837612187E-6,6.1686388888889033E-5,8.0650473571229672E-3,3.6406716449662327E-2,null,1.0000350152147569E-2,1.7894264520012547E-2,6.7072328957126033E-4,2.1189769039253544E-6,2.6114271843675928E-5,7.3901574236333442E-3,3.5983728634112325E-2]
[2004,6,30,8,null,null,1.9392399155430885E-2,1.9273836668983024E-2,0,0,6.1686388888889033E-5,1.1804895001868021E-2,5.0532817215170819E-2,null,1.5659354505147886E-2,2.3449925091409664E-2,0,0,2.6114271843675928E-5,1.0817051477846267E-2,4.9952445346247487E-2]
[2004,6,30,11,null,null,2.5002136296761852E-2,2.0850546857954393E-2,0,0,6.1686388888889033E-5,1.157746592918883E-2,5.7491835472793969E-2,null,2.0189214986706474E-2,2.5368263222900735E-2,0,0,2.6114271843675928E-5,1.0608653860896659E-2,5.619224634234754E-2]
[2004,6,30,15,null,null,2.7561844654918285E-2,2.042723880265836E-2,0,0,6.1686388888889033E-5,8.7486944116379872E-3,5.6799464258103526E-2,null,2.225617845465552E-2,2.4853236435148775E-2,0,0,2.6114271843675928E-5,8.0165963187015972E-3,5.5152125480349562E-2]
[2004,6,30,18,null,null,2.8303372039767037E-2,1.8640918521096846E-2,0,0,6.1686388888889033E-5,8.6250307001023551E-3,5.5631007649855131E-2,null,2.2854961519172316E-2,2.2679871707030345E-2,0,0,2.6114271843675928E-5,7.9032808903635402E-3,5.3464228388409876E-2]
[2004,6,30,23,null,null,1.9916507218038299E-2,1.4901702425290774E-2,1.1864782148589936E-3,1.6058289837612187E-6,6.1686388888889033E-5,7.0426724861603219E-3,4.311065256222104E-2,null,1.6082571554549289E-2,1.813047457073759E-2,6.7072328957126033E-4,2.1189769039253544E-6,2.6114271843675928E-5,6.4533357401614149E-3,4.1365338403767153E-2]
[2004,7,1,2,null,null,1.2026161259010992E-2,1.36631415513646E-2,1.1862694088429781E-3,1.7152276732011621E-6,5.858875000000021E-5,7.0193345494558943E-3,3.3955210746347664E-2,null,9.7111203715187951E-3,1.6623553026597921E-2,6.7060525027126292E-4,2.2633343034910187E-6,2.4802919607387782E-5,6.4319507415927226E-3,3.3464295643891577E-2]
[2004,7,1,5,null,null,1.1013196561625006E-2,1.4729489322443508E-2,1.1862694088429781E-3,1.7152276732011621E-6,5.858875000000021E-5,8.1201947602275708E-3,3.5109454030812268E-2,null,8.8931517864855852E-3,1.7920947820517352E-2,6.7060525027126292E-4,2.2633343034910187E-6,2.4802919607387782E-5,7.4406900457496478E-3,3.4952461156934726E-2]
[2004,7,1,6,null,null,1.2326025214720749E-2,1.5986461445382977E-2,1.1862694088429781E-3,1.7152276732011621E-6,5.858875000000021E-5,9.0075707031486065E-3,3.8566630749768516E-2,null,9.9532603949444159E-3,1.9450269804051418E-2,6.7060525027126292E-4,2.2633343034910187E-6,2.4802919607387782E-5,8.2538096248107318E-3,3.8355011327988707E-2]
[2004,7,1,9,null,null,2.0219301952557146E-2,1.908387518671395E-2,0,0,5.858875000000021E-5,1.308912004910512E-2,5.2450885938376213E-2,null,1.6327078180682492E-2,2.3218804396243062E-2,0,0,2.4802919607387782E-5,1.1993811495017537E-2,5.1564496991550482E-2]
[2004,7,1,15,null,null,2.5419380443517922E-2,1.7498053861259466E-2,0,0,5.858875000000021E-5,1.0091423345646867E-2,5.3067446400424254E-2,null,2.0526139467111543E-2,2.1289381005926981E-2,0,0,2.4802919607387782E-5,9.2469645682852954E-3,5.1087287960931205E-2]
[2004,7,1,17,null,null,2.9201536565633485E-2,1.5867348091313089E-2,0,0,5.858875000000021E-5,8.6642908772213874E-3,5.3791764284167959E-2,null,2.3580229011954505E-2,1.9305347997443996E-2,0,0,2.4802919607387782E-5,7.939255742902147E-3,5.084963567190804E-2]
[2004,7,1,20,null,null,2.3688389369695709E-2,1.4852185985622501E-2,1.1862694088429781E-3,1.7152276732011621E-6,5.858875000000021E-5,9.2254476541139014E-3,4.9012596395948287E-2,null,1.9128364872386498E-2,1.8070229336695373E-2,6.7060525027126292E-4,2.2633343034910187E-6,2.4802919607387782E-5,8.4534544496105146E-3,4.6349720162874523E-2]
[2004,7,1,24,null,null,1.6318998755740312E-2,1.1493519064458542E-2,1.1862694088429781E-3,1.7152276732011621E-6,5.858875000000021E-5,7.8456068815757757E-3,3.6904698088290812E-2,null,1.3177584920617665E-2,1.3983835482635276E-2,6.7060525027126292E-4,2.2633343034910187E-6,2.4802919607387782E-5,7.1890799113012637E-3,3.5048171818736346E-2]
[2004,7,2,3,null,null,1.1149225025446545E-2,9.9723293072193683E-3,1.1862694088429781E-3,1.7152276732011621E-6,5.858875000000021E-5,8.8650134195407317E-3,3.1233141138722824E-2,null,9.0029947162179602E-3,1.2133047470382161E-2,6.7060525027126292E-4,2.2633343034910187E-6,2.4802919607387782E-5,8.1231816543726812E-3,2.9956895345154944E-2]
[2004,7,2,6,null,null,1.1351312295900699E-2,1.1527383536978016E-2,1.1862694088429781E-3,1.7152276732011621E-6,5.858875000000021E-5,1.0722310047597947E-2,3.4847579266992841E-2,null,9.1661801056922201E-3,1.4025037416504505E-2,6.7060525027126292E-4,2.2633343034910187E-6,2.4802919607387782E-5,9.8250581413847245E-3,3.3713947167763589E-2]
[2004,7,2,7,null,null,1.5210197896068048E-2,1.3327989321870046E-2,0,0,5.858875000000021E-5,1.2780085533827583E-2,4.1376861501765679E-2,null,1.228222867314902E-2,1.6215782907402398E-2,0,0,2.4802919607387782E-5,1.1710637247414368E-2,4.0233451747573173E-2]
[2004,7,2,12,null,null,2.172216036172997E-2,1.5270544688506546E-2,0,0,5.858875000000021E-5,1.2475873554810541E-2,4.9527167355047058E-2,null,1.7540635740613861E-2,1.8579234389112256E-2,0,0,2.4802919607387782E-5,1.1431881982188875E-2,4.7576555031522381E-2]
[2004,7,2,15,null,null,2.1539547359914993E-2,1.4786621709759647E-2,0,0,5.858875000000021E-5,1.1334686107668151E-2,4.7719443927342786E-2,null,1.7393175815219888E-2,1.7990459159949471E-2,0,0,2.4802919607387782E-5,1.0386190058655643E-2,4.5794627953432393E-2]
[2004,7,2,18,null,null,2.4506898399527566E-2,1.3160758646793684E-2,0,0,5.858875000000021E-5,8.6923598671491183E-3,4.6418605663470371E-2,null,1.9789310584212579E-2,1.6012318134359188E-2,0,0,2.4802919607387782E-5,7.9649758961886745E-3,4.3791407534367832E-2]
[2004,7,2,21,null,null,2.161805534302506E-2,1.1777346338178552E-2,1.1862694088429781E-3,1.7152276732011621E-6,5.858875000000021E-5,8.1662090680165826E-3,4.2808184135736366E-2,null,1.745657097995176E-2,1.4329159998036207E-2,6.7060525027126292E-4,2.2633343034910187E-6,2.4802919607387782E-5,7.482853837633645E-3,3.9966256319803752E-2]
[2004,7,3,1,null,null,1.2095228649291793E-2,9.3735315910553358E-3,1.1862694088429781E-3,1.7152276732011621E-6,5.858875000000021E-5,6.7951007148005444E-3,2.9510434341663852E-2,null,{"$f":"G4419*X$5","v":9.7668922613444835E-3},{"$f":"H4419*Y$5","v":1.1404507438103541E-2},{"$f":"I4419*Z$5","v":6.7060525027126292E-4},{"$f":"J4419*AA$5","v":2.2633343034910187E-6},{"$f":"K4419*AB$5","v":2.4802919607387782E-5},{"$f":"L4419*AC$5","v":6.2264809824667021E-3},{"$f":"SUM(O4419:T4419)","v":2.8095552186096866E-2}]
[2004,7,3,4,null,null,9.7116148951897716E-3,9.0687776754623702E-3,1.1862694088429781E-3,1.7152276732011621E-6,5.858875000000021E-5,7.7759085698470582E-3,2.7802874527015381E-2,null,7.8421251152238983E-3,1.1033722076854244E-2,6.7060525027126292E-4,2.2633343034910187E-6,2.4802919607387782E-5,7.1252140128100694E-3,2.6698732709070354E-2]
[2004,7,3,5,null,null,8.8967723733181705E-3,9.2135934755285046E-3,1.1862694088429781E-3,1.7152276732011621E-6,5.858875000000021E-5,8.131810784050909E-3,2.7488750019413768E-2,null,7.1841401070985534E-3,1.1209915313412505E-2,6.7060525027126292E-4,2.2633343034910187E-6,2.4802919607387782E-5,7.4513340309477422E-3,2.6543060955640942E-2]
[2004,7,3,9,null,null,1.6392515538578473E-2,1.237959667590406E-2,0,0,5.858875000000021E-5,1.1465190852791613E-2,4.0295891817274145E-2,null,1.3236949693140839E-2,1.5061900736088986E-2,0,0,2.4802919607387782E-5,1.050577405714782E-2,3.8829427405985037E-2]
[2004,7,3,12,null,null,1.9062322688631728E-2,1.2535245543437476E-2,0,0,5.858875000000021E-5,9.9082085420734208E-3,4.1564365524142624E-2,null,1.539281789118967E-2,1.5251274255586282E-2,0,0,2.4802919607387782E-5,9.0790813332845728E-3,3.9747976399667914E-2]
[2004,7,3,16,null,null,2.0330087172340021E-2,1.1723132918657704E-2,0,0,5.858875000000021E-5,7.3444245790857702E-3,3.9456233420083489E-2,null,1.641653720102371E-2,1.4263200083124252E-2,0,0,2.4802919607387782E-5,6.7298369646285458E-3,3.7434377168383895E-2]
[2004,7,3,19,null,null,2.1943819997335377E-2,9.9889151200363742E-3,1.1862694088429781E-3,1.7152276732011621E-6,5.858875000000021E-5,4.4341282378963188E-3,3.7613436741784245E-2,null,1.7719625807062388E-2,1.2153226953835233E-2,6.7060525027126292E-4,2.2633343034910187E-6,2.4802919607387782E-5,4.0630766644774328E-3,3.4633600929557196E-2]
[2004,7,3,22,null,null,2.0101018799973364E-2,9.1739731414624843E-3,1.1862694088429781E-3,1.7152276732011621E-6,5.858875000000021E-5,5.4861613360443189E-3,3.6007726663996348E-2,null,1.6231564582625323E-2,1.1161710387641811E-2,6.7060525027126292E-4,2.2633343034910187E-6,2.4802919607387782E-5,5.0270747497856245E-3,3.3118021224234899E-2]
[2004,7,4,2,null,null,1.138501957574135E-2,9.0042255342809747E-3,1.1862694088429781E-3,1.7152276732011621E-6,5.858875000000021E-5,7.1288967814049755E-3,2.876471527794348E-2,null,9.1933987205834646E-3,1.0955183335388729E-2,6.7060525027126292E-4,2.2633343034910187E-6,2.4802919607387782E-5,6.5323447139942906E-3,2.7378598274148624E-2]
[2004,7,4,6,null,null,9.1714335016761673E-3,9.7177221550231053E-3,1.1862694088429781E-3,1.7152276732011621E-6,5.858875000000021E-5,8.0065198739929996E-3,2.8142248917208453E-2,null,7.4059288575914128E-3,1.1823274240003607E-2,6.7060525027126292E-4,2.2633343034910187E-6,2.4802919607387782E-5,7.3365275694257928E-3,2.7263402171202954E-2]
[2004,7,4,7,null,null,1.1700779320713344E-2,1.0475540551826635E-2,0,0,5.858875000000021E-5,8.2748648632274269E-3,3.0509773485767406E-2,null,9.4483745874342044E-3,1.2745290180220279E-2,0,0,2.4802919607387782E-5,7.5824172246841898E-3,2.980088491194606E-2]
[2004,7,4,10,null,null,1.8993817109370075E-2,1.3081551414330954E-2,0,0,5.858875000000021E-5,1.0253918529212654E-2,4.2387875802913678E-2,null,1.5337499663535601E-2,1.5915948963039082E-2,0,0,2.4802919607387782E-5,9.3958620184748185E-3,4.0674113564656889E-2]
[2004,7,4,13,null,null,2.0553341853155552E-2,1.3201545480109756E-2,0,0,5.858875000000021E-5,9.0511449739326642E-3,4.2864621057197974E-2,null,1.6596815265836798E-2,1.6061942306360027E-2,0,0,2.4802919607387782E-5,8.2937375640347727E-3,4.0977298055838988E-2]
[2004,7,4,17,null,null,2.5434934609129885E-2,1.283983736116749E-2,0,0,5.858875000000021E-5,5.9749868763398798E-3,4.4308347596637251E-2,null,2.0538699449576696E-2,1.562186239700805E-2,0,0,2.4802919607387782E-5,5.4749949584978891E-3,4.1660359724690024E-2]
[2004,7,4,19,null,null,2.2323970194030207E-2,1.2377089388118337E-2,1.1862694088429781E-3,1.7152276732011621E-6,5.858875000000021E-5,6.2207627420794278E-3,4.2168395710744148E-2,null,1.8026596937737518E-2,1.5058850190846355E-2,6.7060525027126292E-4,2.2633343034910187E-6,2.4802919607387782E-5,5.700204093462345E-3,3.948332272622835E-2]
[2004,7,4,24,null,null,1.4034875723544357E-2,1.3024151167065205E-2,1.1862694088429781E-3,1.7152276732011621E-6,5.858875000000021E-5,5.2760197329839971E-3,3.3581620010109739E-2,null,1.1333156492353136E-2,1.5846111726077521E-2,6.7060525027126292E-4,2.2633343034910187E-6,2.4802919607387782E-5,4.8345179724842641E-3,3.2711457695097063E-2]
[2004,7,5,4,null,null,7.1680859204834961E-3,1.1568323532651787E-2,1.1862694088429781E-3,1.7152276732011621E-6,5.858875000000021E-5,5.7616404481716371E-3,2.57446232878231E-2,null,5.7882264928924574E-3,1.4074847936759538E-2,6.7060525027126292E-4,2.2633343034910187E-6,2.4802919607387782E-5,5.279501538544105E-3,2.5840247472378241E-2]
[2004,7,5,7,null,null,9.1798816238921627E-3,1.3301331333854857E-2,0,0,5.858875000000021E-5,6.0047417921758658E-3,2.8544543499922886E-2,null,7.4127507128772261E-3,1.6183348896842895E-2,0,0,2.4802919607387782E-5,5.5022599579973271E-3,2.9123162487324834E-2]
[2004,7,5,8,null,null,1.1364391325180002E-2,1.4721902109034518E-2,0,0,5.858875000000021E-5,6.9231278144733172E-3,3.3068009998687843E-2,null,9.1767414165659419E-3,1.7911716675252973E-2,0,0,2.4802919607387782E-5,6.3437946669594987E-3,3.3457055678385805E-2]
[2004,7,5,11,null,null,1.6577335932677875E-2,1.636111236912785E-2,0,0,5.858875000000021E-5,7.5778247527365722E-3,4.0574861804542298E-2,null,1.3386192086915162E-2,1.9906096853337517E-2,0,0,2.4802919607387782E-5,6.9437060158076946E-3,4.0260797875667761E-2]
[2004,7,5,14,null,null,1.7398096360155053E-2,1.6046154198173932E-2,0,0,5.858875000000021E-5,5.4402060778208456E-3,3.894304538614983E-2,null,1.4048955801432788E-2,1.9522896266830393E-2,0,0,2.4802919607387782E-5,4.9849650661499493E-3,3.8581620054020514E-2]
[2004,7,5,20,null,null,2.0204791448367013E-2,1.3775598683050999E-2,1.1862694088429781E-3,1.7152276732011621E-6,5.858875000000021E-5,3.9811792897413946E-3,3.9208142807675581E-2,null,1.6315360954394991E-2,1.676037639805902E-2,6.7060525027126292E-4,2.2633343034910187E-6,2.4802919607387782E-5,3.6480308645569066E-3,3.7421439721193057E-2]
[2004,7,5,22,null,null,2.1184718251975147E-2,1.2777332383166156E-2,1.1862694088429781E-3,1.7152276732011621E-6,5.858875000000021E-5,2.8516087361730165E-3,3.8060232757830492E-2,null,1.7106651453512981E-2,1.5545814380354973E-2,6.7060525027126292E-4,2.2633343034910187E-6,2.4802919607387782E-5,2.6129837231909769E-3,3.5963121061241068E-2]
[2004,7,6,1,null,null,1.3975983321838295E-2,1.3997208416668416E-2,1.1862694088429781E-3,1.7152276732011621E-6,5.858875000000021E-5,6.3397959938728378E-3,3.555956111889573E-2,null,1.1285600901702221E-2,1.7030002614266335E-2,6.7060525027126292E-4,2.2633343034910187E-6,2.4802919607387782E-5,5.8092765428167017E-3,3.4822551562967395E-2]
[2004,7,6,5,null,null,1.1306875448557505E-2,1.4492754696666509E-2,1.1862694088429781E-3,1.7152276732011621E-6,5.858875000000021E-5,7.9684288084412268E-3,3.5014632340181422E-2,null,9.1302973693654279E-3,1.7632919581181523E-2,6.7060525027126292E-4,2.2633343034910187E-6,2.4802919607387782E-5,7.3016239962170231E-3,3.4762512450946116E-2]
[2004,7,6,8,null,null,1.779717469399341E-2,1.9339999766694118E-2,0,0,5.858875000000021E-5,1.1404827315335932E-2,4.8600590526023453E-2,null,1.4371211395225496E-2,2.3530423837548654E-2,0,0,2.4802919607387782E-5,1.0450461791181906E-2,4.8376899943563444E-2]
[2004,7,6,9,null,null,1.9840331143403077E-2,2.0626619978776517E-2,0,0,5.858875000000021E-5,1.1816082921654094E-2,5.2341622793833684E-2,null,1.602105940497137E-2,2.5095817802050783E-2,0,0,2.4802919607387782E-5,1.0827303183112329E-2,5.1968983309741867E-2]
[2004,7,6,13,null,null,2.490657636346234E-2,2.1591708455208643E-2,0,0,5.858875000000021E-5,1.0092186469884015E-2,5.6649060038554994E-2,null,2.0112050379066562E-2,2.627001331214017E-2,0,0,2.4802919607387782E-5,9.2476638336456314E-3,5.5654530444459754E-2]
[2004,7,6,16,null,null,2.8410075767774684E-2,2.0713203591521595E-2,0,0,5.858875000000021E-5,6.7651173943200299E-3,5.5946985503616306E-2,null,2.2941124736549405E-2,2.5201161604008135E-2,0,0,2.4802919607387782E-5,6.1990066914151369E-3,5.4366095951580068E-2]
[2004,7,6,20,null,null,2.2652624988745686E-2,1.9069227267403583E-2,1.1862694088429781E-3,1.7152276732011621E-6,5.858875000000021E-5,6.7638620669149595E-3,4.9732287709580408E-2,null,1.8291985552060928E-2,2.3200982692320155E-2,6.7060525027126292E-4,2.2633343034910187E-6,2.4802919607387782E-5,6.1978564108611757E-3,4.8388496159424393E-2]
[2004,7,6,23,null,null,1.7573103549084416E-2,1.671592632613703E-2,1.1862694088429781E-3,1.7152276732011621E-6,5.858875000000021E-5,5.9266262953116614E-3,4.1462229557049285E-2,null,1.4190274035985877E-2,2.033778883330753E-2,6.7060525027126292E-4,2.2633343034910187E-6,2.4802919607387782E-5,5.4306812314890499E-3,4.0656415604964594E-2]
[2004,7,7,3,null,null,9.3286015906532561E-3,1.4721101401458492E-2,1.1862694088429781E-3,1.7152276732011621E-6,5.858875000000021E-5,6.6352602764881384E-3,3.1931536655116069E-2,null,7.532842026120104E-3,1.7910742477276698E-2,6.7060525027126292E-4,2.2633343034910187E-6,2.4802919607387782E-5,6.0800161262190852E-3,3.222127213379803E-2]
[2004,7,7,6,null,null,1.0707974220417677E-2,1.6761547939045274E-2,1.1862694088429781E-3,1.7152276732011621E-6,5.858875000000021E-5,8.1964486443704375E-3,3.6912544190349575E-2,null,8.6466848689294752E-3,2.0393295343174828E-2,6.7060525027126292E-4,2.2633343034910187E-6,2.4802919607387782E-5,7.5105629408519416E-3,3.7248214657138387E-2]
[2004,7,7,10,null,null,1.7885583689198344E-2,2.1177677750066081E-2,0,0,5.858875000000021E-5,1.1615925925784924E-2,5.0737776115049343E-2,null,1.4442601623235024E-2,2.5766274010625746E-2,0,0,2.4802919607387782E-5,1.064389549269024E-2,5.0877574046158391E-2]
[2004,7,7,11,null,null,1.9032576738766675E-2,2.1211626146532991E-2,0,0,5.858875000000021E-5,1.095523137096778E-2,5.1258023006267445E-2,null,1.536879804865777E-2,2.580757805235832E-2,0,0,2.4802919607387782E-5,1.0038488412876414E-2,5.1239667433499891E-2]
[2004,7,7,14,null,null,1.9258166031814673E-2,2.0799776387055532E-2,0,0,5.858875000000021E-5,9.2318266862053446E-3,4.9348357855075548E-2,null,1.5550961311908E-2,2.5306492244974488E-2,0,0,2.4802919607387782E-5,8.4592996789413181E-3,4.934155615543119E-2]
[2004,7,7,17,null,null,2.3615005728144428E-2,1.9773660279450017E-2,0,0,5.858875000000021E-5,6.7734091561492986E-3,5.0220663913743739E-2,null,1.906910761139884E-2,2.4058046163807825E-2,0,0,2.4802919607387782E-5,6.2066045916535587E-3,4.9358561286467609E-2]
[2004,7,7,21,null,null,2.2204949636957631E-2,1.7351704641531785E-2,1.1862694088429781E-3,1.7152276732011621E-6,5.858875000000021E-5,5.674360180966443E-3,4.6477587845972029E-2,null,1.7930487885852737E-2,2.1111322101582147E-2,6.7060525027126292E-4,2.2633343034910187E-6,2.4802919607387782E-5,5.1995249573708411E-3,4.4939006448987857E-2]
[2004,7,7,24,null,null,1.2596970682831055E-2,1.5497302329034887E-2,1.1862694088429781E-3,1.7152276732011621E-6,5.858875000000021E-5,5.3705698871709551E-3,3.4711416285553076E-2,null,1.0172048751284241E-2,1.8855123916227099E-2,6.7060525027126292E-4,2.2633343034910187E-6,2.4802919607387782E-5,4.9211560903935541E-3,3.4646000262087036E-2]
[2004,7,8,4,null,null,9.7447913264321149E-3,1.5101544082303024E-2,1.1862694088429781E-3,1.7152276732011621E-6,5.858875000000021E-5,6.9993097616866708E-3,3.3092218556937988E-2,null,7.8689150700858787E-3,1.8373616191555718E-2,6.7060525027126292E-4,2.2633343034910187E-6,2.4802919607387782E-5,6.4136016448749318E-3,3.335380441069867E-2]
[2004,7,8,7,null,null,1.4905336489287518E-2,1.8723161914706864E-2,0,0,5.858875000000021E-5,1.145921574762181E-2,4.5146302901616198E-2,null,1.2036053209997136E-2,2.2779934888665681E-2,0,0,2.4802919607387782E-5,1.0500298953794755E-2,4.5341089972064964E-2]
[2004,7,8,11,null,null,2.0327477998689222E-2,2.0984931114484517E-2,0,0,5.858875000000021E-5,1.1446085497924549E-2,5.2817083361098291E-2,null,1.641443029435188E-2,2.553176469918789E-2,0,0,2.4802919607387782E-5,1.0488267454415067E-2,5.2459265367562222E-2]
[2004,7,8,12,null,null,2.2515212905352862E-2,2.0667607127987313E-2,0,0,5.858875000000021E-5,9.2516632938954568E-3,5.2493072077235629E-2,null,1.8181025350082178E-2,2.5145685692663882E-2,0,0,2.4802919607387782E-5,8.4774763426469953E-3,5.1828990305000447E-2]
[2004,7,8,15,null,null,2.2106617612169036E-2,2.0219804103158663E-2,0,0,5.858875000000021E-5,8.0789540581613552E-3,5.0463964523489058E-2,null,1.7851084815452223E-2,2.4600856576993443E-2,0,0,2.4802919607387782E-5,7.4029004002540985E-3,4.9879644712307152E-2]
[2004,7,8,19,null,null,2.0587447116174606E-2,1.8229202925971171E-2,1.1862694088429781E-3,1.7152276732011621E-6,5.858875000000021E-5,7.3769950922346408E-3,4.7440218520896596E-2,null,1.6624355251984264E-2,2.2178949133570991E-2,6.7060525027126292E-4,2.2633343034910187E-6,2.4802919607387782E-5,6.7596819498940185E-3,4.626065783963141E-2]
[2004,7,8,22,null,null,2.1185661881794909E-2,1.6023990127653584E-2,1.1862694088429781E-3,1.7152276732011621E-6,5.858875000000021E-5,5.2293338867428363E-3,4.3685559282707502E-2,null,1.7107413434212265E-2,1.9495929876985486E-2,6.7060525027126292E-4,2.2633343034910187E-6,2.4802919607387782E-5,4.791738837049554E-3,4.209275365242944E-2]
[2004,7,8,24,null,null,1.409480320620685E-2,1.4250996048569442E-2,1.1862694088429781E-3,1.7152276732011621E-6,5.858875000000021E-5,6.1748232821219624E-3,3.5767195923414437E-2,null,1.1381547910459351E-2,1.7338778757771931E-2,6.7060525027126292E-4,2.2633343034910187E-6,2.4802919607387782E-5,5.6581088860805148E-3,3.5076107058493934E-2]
[2004,7,9,6,null,null,1.0686559092572356E-2,1.5164840283073687E-2,1.1862694088429781E-3,1.7152276732011621E-6,5.858875000000021E-5,7.9214870897918524E-3,3.501945985195408E-2,null,8.6293921618221629E-3,1.8450626866292393E-2,6.7060525027126292E-4,2.2633343034910187E-6,2.4802919607387782E-5,7.2586103999920243E-3,3.5036300932288725E-2]
[2004,7,9,9,null,null,1.7999463113213602E-2,1.9689678872406323E-2,0,0,5.858875000000021E-5,1.1238963833681037E-2,4.8986694569300965E-2,null,1.4534559212247293E-2,2.3955868391002732E-2,0,0,2.4802919607387782E-5,1.0298477904915074E-2,4.8813708427772488E-2]
[2004,7,9,12,null,null,2.1269459590456917E-2,1.9730315877038451E-2,0,0,5.858875000000021E-5,8.7130883614361925E-3,4.9771452578931556E-2,null,1.717508005019619E-2,2.4005310270734763E-2,0,0,2.4802919607387782E-5,7.9839698126721367E-3,4.9189163053210479E-2]
[2004,7,9,13,null,null,2.230999931569301E-2,1.9465436465348446E-2,0,0,5.858875000000021E-5,7.5611871144113559E-3,4.9395211645452811E-2,null,1.8015315459108856E-2,2.368303907641759E-2,0,0,2.4802919607387782E-5,6.9284606290249086E-3,4.8651618084158743E-2]
[2004,7,9,16,null,null,2.5525884820114947E-2,1.7386918423652944E-2,0,0,5.858875000000021E-5,4.4911819567268968E-3,4.7462573950494788E-2,null,2.0612141708304867E-2,2.1154165701800846E-2,0,0,2.4802919607387782E-5,4.1153560802194003E-3,4.5906466409932505E-2]
[2004,7,9,21,null,null,2.1784762622559337E-2,1.5220596099706928E-2,1.1862694088429781E-3,1.7152276732011621E-6,5.858875000000021E-5,4.7673957194117444E-3,4.3019327828194183E-2,null,1.7591187041012205E-2,1.8518463371598261E-2,6.7060525027126292E-4,2.2633343034910187E-6,2.4802919607387782E-5,4.3684560433600141E-3,4.1175777960152621E-2]
[2004,7,9,24,null,null,1.5085290817228271E-2,1.0914312875921133E-2,1.1862694088429781E-3,1.7152276732011621E-6,5.858875000000021E-5,5.4573452865672653E-3,3.2703522366232848E-2,null,1.2181366257308803E-2,1.3279131900937871E-2,6.7060525027126292E-4,2.2633343034910187E-6,2.4802919607387782E-5,5.0006700515200214E-3,3.1158839713948838E-2]
[2004,7,10,3,null,null,1.1568495614204706E-2,1.1347305581859427E-2,1.1862694088429781E-3,1.7152276732011621E-6,5.858875000000021E-5,6.9626684266970978E-3,3.112504300927741E-2,null,9.3415555477232987E-3,1.3805941725767393E-2,6.7060525027126292E-4,2.2633343034910187E-6,2.4802919607387782E-5,6.3800264875578617E-3,3.0225195265230695E-2]
[2004,7,10,7,null,null,1.3366723984339805E-2,1.3207441987440517E-2,0,0,5.858875000000021E-5,8.6037422182818537E-3,3.5236496940062173E-2,null,1.0793624232132251E-2,1.6069116417959186E-2,0,0,2.4802919607387782E-5,7.8837738465735597E-3,3.4771317416272381E-2]
[2004,7,10,10,null,null,2.0808850162102491E-2,1.53920250122401E-2,0,0,5.858875000000021E-5,1.0288583445273685E-2,4.654804736961627E-2,null,1.680313812237157E-2,1.8727036019921778E-2,0,0,2.4802919607387782E-5,9.4276261452585011E-3,4.4982603207159237E-2]
[2004,7,10,13,null,null,2.2807308211144302E-2,1.5146250968518809E-2,0,0,5.858875000000021E-5,7.7959715149044781E-3,4.5808119444567585E-2,null,1.8416892191828613E-2,1.8428009779653174E-2,0,0,2.4802919607387782E-5,7.1435980737821463E-3,4.4013302964871319E-2]
[2004,7,10,14,null,null,2.2218980674324512E-2,1.5288917553051248E-2,0,0,5.858875000000021E-5,7.7557265058484301E-3,4.532221348322419E-2,null,1.7941817942873632E-2,1.8601588127223012E-2,0,0,2.4802919607387782E-5,7.106720800869785E-3,4.3674929790573816E-2]
[2004,7,10,18,null,null,2.6054336974985982E-2,1.3259663105208723E-2,0,0,5.858875000000021E-5,5.2116217490937242E-3,4.4584210579288429E-2,null,2.1038866610458985E-2,1.6132652356386269E-2,0,0,2.4802919607387782E-5,4.7755088659483429E-3,4.197183075240099E-2]
[2004,7,10,22,null,null,2.3753987874223521E-2,1.0837968535323133E-2,1.1862694088429781E-3,1.7152276732011621E-6,5.858875000000021E-5,5.3385532735944529E-3,4.1177083069657283E-2,null,1.9181335638364203E-2,1.3186245928159175E-2,6.7060525027126292E-4,2.2633343034910187E-6,2.4802919607387782E-5,4.891818653919233E-3,3.7957071724624744E-2]
[2004,7,11,1,null,null,1.3991843775588009E-2,1.0339810343277453E-2,1.1862694088429781E-3,1.7152276732011621E-6,5.858875000000021E-5,6.9449077455718839E-3,3.2523135250953523E-2,null,{"$f":"G4611*X$5","v":1.1298408211715212E-2},{"$f":"H4611*Y$5","v":1.2580151122658281E-2},{"$f":"I4611*Z$5","v":6.7060525027126292E-4},{"$f":"J4611*AA$5","v":2.2633343034910187E-6},{"$f":"K4611*AB$5","v":2.4802919607387782E-5},{"$f":"L4611*AC$5","v":6.3637520351393813E-3},{"$f":"SUM(O4611:T4611)","v":3.0939982873695017E-2}]
[2004,7,11,4,null,null,1.0593163732544358E-2,1.0128334153473908E-2,1.1862694088429781E-3,1.7152276732011621E-6,5.858875000000021E-5,8.0489825434316223E-3,3.0017053815966067E-2,null,8.5539754462269305E-3,1.2322854098994569E-2,6.7060525027126292E-4,2.2633343034910187E-6,2.4802919607387782E-5,7.3754369270381788E-3,2.8949937976441818E-2]
[2004,7,11,8,null,null,1.589381541529071E-2,1.262189645762031E-2,0,0,5.858875000000021E-5,9.9814895475119556E-3,3.8555790170422974E-2,null,1.2834249544503634E-2,1.5356699941275505E-2,0,0,2.4802919607387782E-5,9.1462301226682592E-3,3.7361982528054782E-2]
[2004,7,11,11,null,null,2.2037861690345432E-2,1.4453705898867315E-2,0,0,5.858875000000021E-5,1.0758276602695968E-2,4.7308432941908715E-2,null,1.7795564436280234E-2,1.7585410027218442E-2,0,0,2.4802919607387782E-5,9.8580149849580509E-3,4.5263792368064118E-2]
[2004,7,11,15,null,null,2.3525915955227645E-2,1.3773660480215517E-2,0,0,5.858875000000021E-5,7.5599738184866511E-3,4.4918139003929811E-2,null,1.8997167655661271E-2,1.6758018242177312E-2,0,0,2.4802919607387782E-5,6.9273488627217506E-3,4.2707337680167719E-2]
[2004,7,11,16,null,null,2.6340173578313125E-2,1.3336270760801712E-2,0,0,5.858875000000021E-5,6.7452326393935653E-3,4.6480265728508399E-2,null,2.1269679552487021E-2,1.6225858696978283E-2,0,0,2.4802919607387782E-5,6.1807859094742653E-3,4.370112707854696E-2]
[2004,7,11,19,null,null,2.5394743550951268E-2,1.2279722781505208E-2,1.1862694088429781E-3,1.7152276732011621E-6,5.858875000000021E-5,7.0784195010129636E-3,4.5999459219985613E-2,null,2.0506245186289747E-2,1.4940387029064093E-2,6.7060525027126292E-4,2.2633343034910187E-6,2.4802919607387782E-5,6.4860914148013983E-3,4.2630395134337376E-2]
[2004,7,11,23,null,null,2.009679004186057E-2,1.3326379734654465E-2,1.1862694088429781E-3,1.7152276732011621E-6,5.858875000000021E-5,5.9721576915470953E-3,4.0641900854578306E-2,null,1.6228149862152937E-2,1.6213824568734197E-2,6.7060525027126292E-4,2.2633343034910187E-6,2.4802919607387782E-5,5.4724025222636788E-3,3.8612048457332945E-2]
[2004,7,12,2,null,null,1.3505995348574875E-2,1.3607902756167346E-2,1.1862694088429781E-3,1.7152276732011621E-6,5.858875000000021E-5,5.7133234134827014E-3,3.4073794904741099E-2,null,1.0906085802642044E-2,1.6556345566466232E-2,6.7060525027126292E-4,2.2633343034910187E-6,2.4802919607387782E-5,5.2352277138803197E-3,3.3395330587170736E-2]
[2004,7,12,5,null,null,1.1453440920040173E-2,1.4375889075200687E-2,1.1862694088429781E-3,1.7152276732011621E-6,5.858875000000021E-5,7.3859232665966354E-3,3.4461826648353677E-2,null,9.248648928538987E-3,1.7490732526460613E-2,6.7060525027126292E-4,2.2633343034910187E-6,2.4802919607387782E-5,6.7678630071301565E-3,3.4204915966311894E-2]
[2004,7,12,8,null,null,1.955842662194136E-2,1.9976628929967225E-2,0,0,5.858875000000021E-5,1.0739202215444327E-2,5.0332846517352911E-2,null,1.5793421617465494E-2,2.4304992308069415E-2,0,0,2.4802919607387782E-5,9.8405367584446651E-3,4.9963753603586965E-2]
[2004,7,12,13,null,null,2.9953116205092507E-2,2.1505840950696221E-2,0,0,5.858875000000021E-5,7.8796731125887563E-3,5.9397219018377481E-2,null,2.4187129268019216E-2,2.6165540778560856E-2,0,0,2.4802919607387782E-5,7.2202954515043155E-3,5.7597768417691778E-2]
[2004,7,12,14,null,null,2.7245045293753142E-2,2.2128311976879294E-2,0,0,5.858875000000021E-5,8.8238698854219994E-3,5.8255815906054435E-2,null,2.2000363098147659E-2,2.6922883449159305E-2,0,0,2.4802919607387782E-5,8.0854810457291967E-3,5.7033530512643552E-2]
[2004,7,12,17,null,null,3.4008440295948086E-2,2.0094639109189613E-2,0,0,5.858875000000021E-5,6.7769265657494923E-3,6.0938594720887189E-2,null,2.7461801837565088E-2,2.444857191343373E-2,0,0,2.4802919607387782E-5,6.2098276614655267E-3,5.8145004332071731E-2]
[2004,7,12,20,null,null,2.8200288058369334E-2,1.8895106655341408E-2,1.1862694088429781E-3,1.7152276732011621E-6,5.858875000000021E-5,6.5660431864478005E-3,5.4908011286674718E-2,null,2.2771721245724429E-2,2.2989135130267329E-2,6.7060525027126292E-4,2.2633343034910187E-6,2.4802919607387782E-5,6.016591180381399E-3,5.2475119060555291E-2]
[2004,7,12,24,null,null,2.008257876846704E-2,1.5917669561588965E-2,1.1862694088429781E-3,1.7152276732011621E-6,5.858875000000021E-5,7.1736406100465118E-3,4.4420462326618698E-2,null,1.6216674264613137E-2,1.9366572689171194E-2,6.7060525027126292E-4,2.2633343034910187E-6,2.4802919607387782E-5,6.5733443414924464E-3,4.2854262799458913E-2]
[2004,7,13,5,null,null,1.2245658107204788E-2,1.536876897305371E-2,1.1862694088429781E-3,1.7152276732011621E-6,5.858875000000021E-5,8.1456737283546691E-3,3.7006674195129347E-2,null,9.8883639880037975E-3,1.8698741063073808E-2,6.7060525027126292E-4,2.2633343034910187E-6,2.4802919607387782E-5,7.4640369124341563E-3,3.6748813467693903E-2]
[2004,7,13,7,null,null,1.6761903725290465E-2,1.8933417205708344E-2,0,0,5.858875000000021E-5,1.1044817322693849E-2,4.6798727003692656E-2,null,1.3535230505090654E-2,2.3035746479722265E-2,0,0,2.4802919607387782E-5,1.0120577736954213E-2,4.6716357641374516E-2]
[2004,7,13,11,null,null,2.5018697257352163E-2,2.2218489295053063E-2,0,0,5.858875000000021E-5,1.1143483818324714E-2,5.843925912072994E-2,null,2.0202587955711025E-2,2.7032599609591555E-2,0,0,2.4802919607387782E-5,1.0210987737399695E-2,5.7470978222309663E-2]
[2004,7,13,14,null,null,2.6400741481640295E-2,2.2135734978094998E-2,0,0,5.858875000000021E-5,9.4725929437382318E-3,5.806765815347352E-2,null,2.1318588110021953E-2,2.6931914802150993E-2,0,0,2.4802919607387782E-5,8.6799184139194369E-3,5.6955224245699772E-2]
[2004,7,13,15,null,null,2.7664933950011544E-2,2.1781794018668144E-2,0,0,5.858875000000021E-5,8.2301638818257899E-3,5.7735480600505477E-2,null,2.2339423018910433E-2,2.6501284973337601E-2,0,0,2.4802919607387782E-5,7.5414568589329285E-3,5.6406967770788345E-2]
[2004,7,13,18,null,null,2.8464026517595522E-2,1.9970326365383591E-2,0,0,5.858875000000021E-5,8.0548237142368598E-3,5.6547765347215971E-2,null,2.2984689945293905E-2,2.4297324158239764E-2,0,0,2.4802919607387782E-5,7.3807893037667431E-3,5.4687606326907792E-2]
[2004,7,13,21,null,null,2.782076712918527E-2,1.7704467960034637E-2,1.1862694088429781E-3,1.7152276732011621E-6,5.858875000000021E-5,6.4649393117954769E-3,5.3236747787531555E-2,null,2.2465258248310721E-2,2.1540519128409784E-2,6.7060525027126292E-4,2.2633343034910187E-6,2.4802919607387782E-5,5.9239477628371647E-3,5.062739664373981E-2]
[2004,7,14,2,null,null,1.4667465496316172E-2,1.31466170610202E-2,1.1862694088429781E-3,1.7152276732011621E-6,5.858875000000021E-5,7.7865388925619731E-3,3.6847194836414528E-2,null,1.1843972479006887E-2,1.5995112471949707E-2,6.7060525027126292E-4,2.2633343034910187E-6,2.4802919607387782E-5,7.134954781195994E-3,3.5671711236334731E-2]
[2004,7,14,5,null,null,1.3076901682132243E-2,1.4289667914035988E-2,1.1862694088429781E-3,1.7152276732011621E-6,5.858875000000021E-5,8.8706645074035865E-3,3.7483807490087999E-2,null,1.0559592839864042E-2,1.7385829708960854E-2,6.7060525027126292E-4,2.2633343034910187E-6,2.4802919607387782E-5,8.1283598544590573E-3,3.6771453907466098E-2]
[2004,7,14,9,null,null,2.251840683566788E-2,2.1016755940351378E-2,0,0,5.858875000000021E-5,1.2438918627631091E-2,5.6032670153650349E-2,null,1.8183604447524777E-2,2.557048505338836E-2,0,0,2.4802919607387782E-5,1.1398019474339638E-2,5.5176911894860167E-2]
[2004,7,14,12,null,null,2.8640944127818486E-2,2.1254672507529406E-2,0,0,5.858875000000021E-5,9.6197654903918822E-3,5.9573970875739769E-2,null,2.3127550844271903E-2,2.5859951326977181E-2,0,0,2.4802919607387782E-5,8.8147754383170584E-3,5.7827080529173534E-2]
[2004,7,14,15,null,null,2.8521476978511484E-2,2.1381916357754931E-2,0,0,5.858875000000021E-5,8.5178927026075199E-3,5.8479874788873933E-2,null,2.3031081169337747E-2,2.6014765275407747E-2,0,0,2.4802919607387782E-5,7.8051082904419308E-3,5.6875757654794815E-2]
[2004,7,14,16,null,null,3.2069825028184805E-2,2.0680667553064979E-2,0,0,5.858875000000021E-5,7.0831945317156335E-3,5.9892275862965409E-2,null,2.5896370789880833E-2,2.5161575937818141E-2,0,0,2.4802919607387782E-5,6.4904668669262082E-3,5.757321651423257E-2]
[2004,7,14,19,null,null,2.693637096507899E-2,1.9092252942810868E-2,1.1862694088429781E-3,1.7152276732011621E-6,5.858875000000021E-5,7.5048271037488302E-3,5.478002439815486E-2,null,2.1751108702102832E-2,2.3228997372155481E-2,6.7060525027126292E-4,2.2633343034910187E-6,2.4802919607387782E-5,6.8768168713691201E-3,5.2554594449809575E-2]
[2004,7,14,23,null,null,2.058374162972396E-2,1.6142255427201813E-2,1.1862694088429781E-3,1.7152276732011621E-6,5.858875000000021E-5,6.4135067461366007E-3,4.438607718957855E-2,null,1.6621363073168242E-2,1.9639819879943857E-2,6.7060525027126292E-4,2.2633343034910187E-6,2.4802919607387782E-5,5.8768191174505069E-3,4.2835673574744743E-2]
[2004,7,15,3,null,null,1.3011121283927819E-2,1.4318285784043479E-2,1.1862694088429781E-3,1.7152276732011621E-6,5.858875000000021E-5,7.562690512742453E-3,3.6138670967229933E-2,null,1.0506475194815757E-2,1.7420648251811291E-2,6.7060525027126292E-4,2.2633343034910187E-6,2.4802919607387782E-5,6.9298382217215498E-3,3.5554633172530735E-2]
[2004,7,15,6,null,null,1.4029657858856707E-2,1.6733432189360253E-2,1.1862694088429781E-3,1.7152276732011621E-6,5.858875000000021E-5,9.4248790406445977E-3,4.1434542475377728E-2,null,1.1328943068720046E-2,2.0359087715740503E-2,6.7060525027126292E-4,2.2633343034910187E-6,2.4802919607387782E-5,8.6361972502927258E-3,4.1021899538935411E-2]
[2004,7,15,10,null,null,2.3361354764740098E-2,2.2062509029414909E-2,0,0,5.858875000000021E-5,1.2197503856567083E-2,5.7679956400722085E-2,null,1.8864284560641435E-2,2.684282288751114E-2,0,0,2.4802919607387782E-5,1.1176806493987113E-2,5.6908716861747075E-2]
[2004,7,15,13,null,null,2.8253592879156887E-2,2.1895290567372772E-2,0,0,5.858875000000021E-5,1.0156557976396433E-2,6.0364030172926089E-2,null,2.2814764867034786E-2,2.66393729737169E-2,0,0,2.4802919607387782E-5,9.3066486784529057E-3,5.8785589438811979E-2]
[2004,7,15,16,null,null,3.2021016833818729E-2,2.0189947005308836E-2,0,0,5.858875000000021E-5,7.3463628489413351E-3,5.9615915438068899E-2,null,2.5856958192594204E-2,2.4564530301117504E-2,0,0,2.4802919607387782E-5,6.7316130384354102E-3,5.717790445175451E-2]
[2004,7,15,18,null,null,2.9017401272489723E-2,1.9742476828946413E-2,0,0,5.858875000000021E-5,8.1940859350831188E-3,5.7012552786519254E-2,null,2.3431539836925846E-2,2.4020106152643467E-2,0,0,2.4802919607387782E-5,7.5083979450612914E-3,5.4984846854237997E-2]
[2004,7,15,21,null,null,2.828382774734987E-2,1.7586835340591963E-2,1.1862694088429781E-3,1.7152276732011621E-6,5.858875000000021E-5,6.5570849999513235E-3,5.3674321474409328E-2,null,2.2839179510919513E-2,2.1397398889216507E-2,6.7060525027126292E-4,2.2633343034910187E-6,2.4802919607387782E-5,6.0083826224513869E-3,5.0942632526769546E-2]
[2004,7,16,1,null,null,1.4618291807465329E-2,1.598412124607625E-2,1.1862694088429781E-3,1.7152276732011621E-6,5.858875000000021E-5,6.8969275854653504E-3,3.8745914025523104E-2,null,1.180426474507106E-2,1.9447422550575934E-2,6.7060525027126292E-4,2.2633343034910187E-6,2.4802919607387782E-5,6.3197868951101353E-3,3.8269145694939263E-2]
[2004,7,16,4,null,null,1.1675778727199101E-2,1.5279880017199614E-2,1.1862694088429781E-3,1.7152276732011621E-6,5.858875000000021E-5,7.6183178223434983E-3,3.5820549953258396E-2,null,9.4281866182437599E-3,1.8590592416178473E-2,6.7060525027126292E-4,2.2633343034910187E-6,2.4802919607387782E-5,6.9808105913557886E-3,3.5697261129960162E-2]
[2004,7,16,7,null,null,1.7266466079230037E-2,1.9115627102258049E-2,0,0,5.858875000000021E-5,1.1642373969204528E-2,4.808305590069261E-2,null,1.3942664402617403E-2,2.3257436042541907E-2,0,0,2.4802919607387782E-5,1.0668130341633235E-2,4.7893033706399933E-2]
[2004,7,16,9,null,null,2.1484916959060102E-2,2.1337126685954902E-2,0,0,5.858875000000021E-5,1.3766227109082915E-2,5.6646859504097917E-2,null,{"$f":"G4739*X$5","v":1.7349061788539209E-2},{"$f":"H4739*Y$5","v":2.5960270964460838E-2},{"$f":"I4739*Z$5","v":0},{"$f":"J4739*AA$5","v":0},{"$f":"K4739*AB$5","v":2.4802919607387782E-5},{"$f":"L4739*AC$5","v":1.2614257667781797E-2},{"$f":"SUM(O4739:T4739)","v":5.594839334038923E-2}]
[2004,7,16,15,null,null,2.5531168142373061E-2,2.0218870957779439E-2,0,0,5.858875000000021E-5,9.6449905049768286E-3,5.5453618355129332E-2,null,2.0616407988899733E-2,2.459972124573491E-2,0,0,2.4802919607387782E-5,8.8378896025050162E-3,5.4078821756747039E-2]
[2004,7,16,18,null,null,2.8910840213618855E-2,1.7854304594519269E-2,0,0,5.858875000000021E-5,7.1182127373560465E-3,5.3941946295494161E-2,null,2.334549182481923E-2,2.1722821070413265E-2,0,0,2.4802919607387782E-5,6.5225547197206813E-3,5.1615670534560565E-2]
[2004,7,16,19,null,null,2.5206218028299178E-2,1.7529586842674191E-2,1.1862694088429781E-3,1.7152276732011621E-6,5.858875000000021E-5,7.4377850216221534E-3,5.142016327911169E-2,null,2.035401090270186E-2,2.1327746281340675E-2,6.7060525027126292E-4,2.2633343034910187E-6,2.4802919607387782E-5,6.8153849269569494E-3,4.9194813615181618E-2]
[2004,7,16,22,null,null,2.5204988091785892E-2,1.3598699309835994E-2,1.1862694088429781E-3,1.7152276732011621E-6,5.858875000000021E-5,5.9577429178127393E-3,4.6008003705950797E-2,null,2.0353017729462901E-2,1.6545147996892537E-2,6.7060525027126292E-4,2.2633343034910187E-6,2.4802919607387782E-5,5.4591939888966852E-3,4.3055031219434263E-2]
[2004,7,17,2,null,null,1.1860098924676942E-2,9.7906220685098373E-3,1.1862694088429781E-3,1.7152276732011621E-6,5.858875000000021E-5,7.3057983706624457E-3,3.020309275036541E-2,null,9.5770251034476943E-3,1.1911969476961029E-2,6.7060525027126292E-4,2.2633343034910187E-6,2.4802919607387782E-5,6.6944430297529705E-3,2.8881109114343835E-2]
[2004,7,17,5,null,null,9.7617149247337075E-3,9.8784291919588995E-3,1.1862694088429781E-3,1.7152276732011621E-6,5.858875000000021E-5,7.735368044105074E-3,2.8622085547313859E-2,null,7.8825808688961895E-3,1.2018801889351775E-2,6.7060525027126292E-4,2.2633343034910187E-6,2.4802919607387782E-5,7.0880659522961379E-3,2.7687120214726246E-2]
[2004,7,17,10,null,null,1.960900952125564E-2,1.3565346202316716E-2,0,0,5.858875000000021E-5,1.0545048419758582E-2,4.3777992893330939E-2,null,1.58342672882828E-2,1.6504568226174052E-2,0,0,2.4802919607387782E-5,9.6626299153749363E-3,4.2026268349439171E-2]
[2004,7,17,13,null,null,2.1490932686640339E-2,1.2802560122266014E-2,0,0,5.858875000000021E-5,8.3528967070258184E-3,4.270497826593217E-2,null,1.7353919486136619E-2,1.5576508248020114E-2,0,0,2.4802919607387782E-5,7.6539192982854288E-3,4.0609149952049547E-2]
[2004,7,17,16,null,null,2.2092219598417291E-2,1.2409167466799542E-2,0,0,5.858875000000021E-5,6.5230009161229771E-3,4.1082976731339808E-2,null,1.7839458425148398E-2,1.5097878670493127E-2,0,0,2.4802919607387782E-5,5.9771507233715472E-3,3.8939290738620458E-2]
[2004,7,17,19,null,null,2.3804237029716499E-2,1.0495128997994551E-2,1.1862694088429781E-3,1.7152276732011621E-6,5.858875000000021E-5,3.6182654898415513E-3,3.9164204904068779E-2,null,1.9221911811180267E-2,1.2769122881678934E-2,6.7060525027126292E-4,2.2633343034910187E-6,2.4802919607387782E-5,3.3154859961005414E-3,3.6004192193141882E-2]
[2004,7,17,20,null,null,2.2838526278873408E-2,1.0200767303549827E-2,1.1862694088429781E-3,1.7152276732011621E-6,5.858875000000021E-5,4.41312494604166E-3,3.8698991914981065E-2,null,1.8442100768942645E-2,1.24109814382777E-2,6.7060525027126292E-4,2.2633343034910187E-6,2.4802919607387782E-5,4.0438309457175355E-3,3.5594584657120024E-2]
[2004,7,17,23,null,null,1.819711044643546E-2,9.0361295832634154E-3,1.1862694088429781E-3,1.7152276732011621E-6,5.858875000000021E-5,6.3976744541466048E-3,3.4877487870361656E-2,null,1.4694159354195248E-2,1.0994000078085053E-2,6.7060525027126292E-4,2.2633343034910187E-6,2.4802919607387782E-5,5.8623116849455181E-3,3.224814262140796E-2]
[2004,7,18,3,null,null,1.0367333721639721E-2,8.6432017250679585E-3,1.1862694088429781E-3,1.7152276732011621E-6,5.858875000000021E-5,7.8074596101159995E-3,2.8064568443339859E-2,null,8.3716178034044467E-3,1.0515936006086373E-2,6.7060525027126292E-4,2.2633343034910187E-6,2.4802919607387782E-5,7.154124835542057E-3,2.6739350149215017E-2]
[2004,7,18,7,null,null,1.2119469775115251E-2,9.9080429475866278E-3,0,0,5.858875000000021E-5,8.6876624693073713E-3,3.0773763942009251E-2,null,9.7864669606805947E-3,1.2054832097715172E-2,0,0,2.4802919607387782E-5,7.9606715805418133E-3,2.9826773558544968E-2]
[2004,7,18,10,null,null,1.949120894914165E-2,1.2509600204837362E-2,0,0,5.858875000000021E-5,1.0695244656363087E-2,4.2754642560342102E-2,null,1.5739143373760568E-2,1.5220072306568818E-2,0,0,2.4802919607387782E-5,9.8002576048099223E-3,4.07842762047467E-2]
[2004,7,18,14,null,null,2.131672254419294E-2,1.2275892489645106E-2,0,0,5.858875000000021E-5,8.3331427614882561E-3,4.1984346545326304E-2,null,1.72132448662966E-2,1.4935726822653702E-2,0,0,2.4802919607387782E-5,7.6358183794939805E-3,3.9809592988051666E-2]
[2004,7,18,17,null,null,2.6372351452451301E-2,1.1355605034783466E-2,0,0,5.858875000000021E-5,6.9051838664411815E-3,4.4691729103675942E-2,null,2.1295663172889692E-2,1.3816039432451894E-2,0,0,2.4802919607387782E-5,6.3273522835627215E-3,4.1463857808511695E-2]
[2004,7,18,18,null,null,2.5335610082776121E-2,1.0961646246184457E-2,0,0,5.858875000000021E-5,7.175447271719944E-3,4.3531292350680525E-2,null,2.0458494934562168E-2,1.3336721056956045E-2,0,0,2.4802919607387782E-5,6.5749998202003449E-3,4.0395018731325942E-2]
[2004,7,18,24,null,null,1.4904477536319545E-2,1.1480527899356009E-2,1.1862694088429781E-3,1.7152276732011621E-6,5.858875000000021E-5,6.2406077417142729E-3,3.3872186563906011E-2,null,1.2035359605821555E-2,1.3968029504109226E-2,6.7060525027126292E-4,2.2633343034910187E-6,2.4802919607387782E-5,5.718388446867775E-3,3.2419449060980696E-2]
[2004,7,19,1,null,null,1.369590084328574E-2,1.1232535695750482E-2,1.1862694088429781E-3,1.7152276732011621E-6,5.858875000000021E-5,6.1212970199552323E-3,3.2296306945507634E-2,null,{"$f":"G4803*X$5","v":1.1059434413111425E-2},{"$f":"H4803*Y$5","v":1.3666304492235394E-2},{"$f":"I4803*Z$5","v":6.7060525027126292E-4},{"$f":"J4803*AA$5","v":2.2633343034910187E-6},{"$f":"K4803*AB$5","v":2.4802919607387782E-5},{"$f":"L4803*AC$5","v":5.609061746467448E-3},{"$f":"SUM(O4803:T4803)","v":3.1032472155996409E-2}]
[2004,7,19,5,null,null,1.0849528344899578E-2,1.2323313266359017E-2,1.1862694088429781E-3,1.7152276732011621E-6,5.858875000000021E-5,8.6629002610322647E-3,3.3082315258807039E-2,null,8.7609897674188995E-3,1.4993422323597072E-2,6.7060525027126292E-4,2.2633343034910187E-6,2.4802919607387782E-5,7.9379814946431582E-3,3.2390065089841269E-2]
[2004,7,19,8,null,null,1.8047570507050102E-2,1.7871740932466088E-2,0,0,5.858875000000021E-5,1.175259865494393E-2,4.7730498844460116E-2,null,1.4573405913388628E-2,2.1744035363433577E-2,0,0,2.4802919607387782E-5,1.0769131333135815E-2,4.7111375529565402E-2]
[2004,7,19,11,null,null,2.483649592140022E-2,1.9583243655369099E-2,0,0,5.858875000000021E-5,1.0535866338589436E-2,5.5014194665358757E-2,null,2.0055460450335599E-2,2.3826371710633565E-2,0,0,2.4802919607387782E-5,9.6542161984664258E-3,5.3560851279042976E-2]
[2004,7,19,15,null,null,2.6462489418206021E-2,1.8723426549102615E-2,0,0,5.858875000000021E-5,7.6354546291456079E-3,5.2879959346454244E-2,null,2.1368449543921596E-2,2.2780256861756124E-2,0,0,2.4802919607387782E-5,6.9965133757782672E-3,5.1170022701063377E-2]
[2004,7,19,18,null,null,2.6850212162288202E-2,1.7462784584359729E-2,0,0,5.858875000000021E-5,7.9341500095949508E-3,5.230573550624288E-2,null,2.1681535503561163E-2,2.1246469886800502E-2,0,0,2.4802919607387782E-5,7.2702136760354179E-3,5.0223021986004472E-2]
[2004,7,19,21,null,null,2.5240046487616529E-2,1.5608033829950563E-2,1.1862694088429781E-3,1.7152276732011621E-6,5.858875000000021E-5,6.5845148352281753E-3,4.8679168539311445E-2,null,2.0381327369971718E-2,1.898984776214983E-2,6.7060525027126292E-4,2.2633343034910187E-6,2.4802919607387782E-5,6.033517106084795E-3,4.6102363742388477E-2]
[2004,7,19,23,null,null,1.8909559630832816E-2,1.393413094437292E-2,1.1862694088429781E-3,1.7152276732011621E-6,5.858875000000021E-5,5.828163857163185E-3,3.9918427818885098E-2,null,1.5269461783562645E-2,1.6953258060201225E-2,6.7060525027126292E-4,2.2633343034910187E-6,2.4802919607387782E-5,5.3404582128245221E-3,3.8260849560770527E-2]
[2004,7,20,2,null,null,1.2427005724600532E-2,1.3130701552010886E-2,1.1862694088429781E-3,1.7152276732011621E-6,5.858875000000021E-5,7.3569394929693232E-3,3.4161220156096926E-2,null,1.0034802115989038E-2,1.5975748527942615E-2,6.7060525027126292E-4,2.2633343034910187E-6,2.4802919607387782E-5,6.741304620011994E-3,3.3449526768125785E-2]
[2004,7,20,6,null,null,1.2767104486514337E-2,1.5398452977327457E-2,1.1862694088429781E-3,1.7152276732011621E-6,5.858875000000021E-5,9.3884861933603118E-3,3.8800617043718288E-2,null,1.0309431729214521E-2,1.8734856740952963E-2,6.7060525027126292E-4,2.2633343034910187E-6,2.4802919607387782E-5,8.6028497870211575E-3,3.8344809761370779E-2]
[2004,7,20,9,null,null,2.0001909753755157E-2,2.017399496060374E-2,0,0,5.858875000000021E-5,1.2534615298430463E-2,5.2769108762789355E-2,null,1.6151534067733446E-2,2.4545121905175694E-2,0,0,2.4802919607387782E-5,1.1485708167388708E-2,5.2207167059905232E-2]
[2004,7,20,13,null,null,2.4238444731484364E-2,2.0610215760476502E-2,0,0,5.858875000000021E-5,9.8512918134048087E-3,5.4758541055365671E-2,null,1.9572534355423037E-2,2.5075859259445849E-2,0,0,2.4802919607387782E-5,9.0269274442528139E-3,5.3700123978729086E-2]
[2004,7,20,14,null,null,2.326397351682815E-2,2.069432724958814E-2,0,0,5.858875000000021E-5,9.668701659419179E-3,5.3685591175835469E-2,null,1.8785649242185759E-2,2.5178195299377586E-2,0,0,2.4802919607387782E-5,8.8596165876380032E-3,5.2848264048808734E-2]
[2004,7,20,20,null,null,2.3076476135521114E-2,1.6951674988996152E-2,1.1862694088429781E-3,1.7152276732011621E-6,5.858875000000021E-5,8.0352351787621352E-3,4.9309959689795582E-2,null,1.8634245182319781E-2,2.0624617479798185E-2,6.7060525027126292E-4,2.2633343034910187E-6,2.4802919607387782E-5,7.3628399533852123E-3,4.7319374119685315E-2]
[2004,7,20,21,null,null,2.4968654664875516E-2,1.5909191849592892E-2,1.1862694088429781E-3,1.7152276732011621E-6,5.858875000000021E-5,6.5339435852780035E-3,4.8658363486262582E-2,null,2.0162178582447426E-2,1.9356258099778915E-2,6.7060525027126292E-4,2.2633343034910187E-6,2.4802919607387782E-5,5.9871777007852577E-3,4.6203285887193739E-2]
[2004,7,20,24,null,null,1.5460118760330897E-2,1.3989017774601554E-2,1.1862694088429781E-3,1.7152276732011621E-6,5.858875000000021E-5,6.4328938874622489E-3,3.7128603808910886E-2,null,1.2484039670352474E-2,1.7020037294635523E-2,6.7060525027126292E-4,2.2633343034910187E-6,2.4802919607387782E-5,5.8945839265144269E-3,3.6096332395684563E-2]
[2004,7,21,3,null,null,1.1540516190655917E-2,1.3618450179783515E-2,1.1862694088429781E-3,1.7152276732011621E-6,5.858875000000021E-5,7.4224025789447288E-3,3.3827942335900342E-2,null,9.318962174480078E-3,1.6569178314712177E-2,6.7060525027126292E-4,2.2633343034910187E-6,2.4802919607387782E-5,6.8012896999964058E-3,3.3387101693370801E-2]
[2004,7,21,7,null,null,1.5544909356533777E-2,1.7438030402161818E-2,0,0,5.858875000000021E-5,1.1124922124569362E-2,4.4166450633264957E-2,null,1.2552508042625633E-2,2.1216352182255756E-2,0,0,2.4802919607387782E-5,1.0193979301760421E-2,4.3987642446249198E-2]
[2004,7,21,11,null,null,2.2610015874335986E-2,2.0401275039100952E-2,0,0,5.858875000000021E-5,1.2082358797309088E-2,5.5152238460746024E-2,null,1.8257578709341572E-2,2.4821647067605149E-2,0,0,2.4802919607387782E-5,1.1071296869952651E-2,5.4175325566506762E-2]
[2004,7,21,15,null,null,2.5644814679434587E-2,1.9319806874493993E-2,0,0,5.858875000000021E-5,9.4648338042102095E-3,5.4488044108138789E-2,null,2.0708177521790688E-2,2.3505855723913349E-2,0,0,2.4802919607387782E-5,8.6728085657009537E-3,5.2911644731012383E-2]
[2004,7,21,18,null,null,2.6020696120711333E-2,1.832513131664561E-2,0,0,5.858875000000021E-5,8.9627199648126162E-3,5.3367136152169564E-2,null,2.1011701634185524E-2,2.229566245920974E-2,0,0,2.4802919607387782E-5,8.2127120339111053E-3,5.1544879046913759E-2]
[2004,7,21,21,null,null,2.5743376696880087E-2,1.6228608677176043E-2,1.1862694088429781E-3,1.7152276732011621E-6,5.858875000000021E-5,7.0237961356770292E-3,5.0242354896249335E-2,null,2.0787766311168996E-2,1.9744883406115278E-2,6.7060525027126292E-4,2.2633343034910187E-6,2.4802919607387782E-5,6.4360389785333497E-3,4.7666360199999765E-2]
[2004,7,21,22,null,null,2.3660313108921242E-2,1.5280871838736353E-2,1.1862694088429781E-3,1.7152276732011621E-6,5.858875000000021E-5,6.4155917528616992E-3,4.6603350087035471E-2,null,1.9105693303122558E-2,1.8591799137037429E-2,6.7060525027126292E-4,2.2633343034910187E-6,2.4802919607387782E-5,5.8787296490624757E-3,4.4273893593404605E-2]
[2004,7,22,1,null,null,1.4109938040149018E-2,1.3910204705828459E-2,1.1862694088429781E-3,1.7152276732011621E-6,5.858875000000021E-5,6.401869680173462E-3,3.5668585812667124E-2,null,1.139376928277009E-2,1.6924147690988139E-2,6.7060525027126292E-4,2.2633343034910187E-6,2.4802919607387782E-5,5.8661558509365353E-3,3.4881744328876904E-2]
[2004,7,22,4,null,null,1.1283397771525793E-2,1.3589762815002314E-2,1.1862694088429781E-3,1.7152276732011621E-6,5.858875000000021E-5,7.7071898119030107E-3,3.3826923784947303E-2,null,9.1113391546210724E-3,1.6534275219560825E-2,6.7060525027126292E-4,2.2633343034910187E-6,2.4802919607387782E-5,7.0622456982205031E-3,3.3405531576584539E-2]
[2004,7,22,9,null,null,2.0529132713767738E-2,1.9304931152179468E-2,0,0,5.858875000000021E-5,1.2609444421092041E-2,5.2502097037039244E-2,null,1.6577266395534584E-2,2.3487756858599336E-2,0,0,2.4802919607387782E-5,1.1554275526246561E-2,5.1644101699987871E-2]
[2004,7,22,12,null,null,2.5839894513821297E-2,1.9179057012524561E-2,0,0,5.858875000000021E-5,1.0742722038530132E-2,5.5820262314875989E-2,null,2.0865704409463663E-2,2.3334609397792874E-2,0,0,2.4802919607387782E-5,9.843762039779741E-3,5.4068878766643666E-2]
[2004,7,22,16,null,null,2.9409342131901384E-2,1.8744705785032227E-2,0,0,5.858875000000021E-5,7.9058779970055861E-3,5.6118514663939197E-2,null,2.3748031922994562E-2,2.2806146698695275E-2,0,0,2.4802919607387782E-5,7.2443074891940197E-3,5.3823289030491245E-2]
[2004,7,22,19,null,null,2.3892296615641375E-2,1.7857284775256145E-2,1.1862694088429781E-3,1.7152276732011621E-6,5.858875000000021E-5,8.3322254955193707E-3,5.1328380272933058E-2,null,1.9293019891336919E-2,2.1726446970966377E-2,6.7060525027126292E-4,2.2633343034910187E-6,2.4802919607387782E-5,7.6349778711114202E-3,4.9352116237596853E-2]
[2004,7,22,22,null,null,2.3766992706722102E-2,1.5622785445399079E-2,1.1862694088429781E-3,1.7152276732011621E-6,5.858875000000021E-5,6.2296257271039525E-3,4.6865977265741307E-2,null,1.9191837035367386E-2,1.9007795630194269E-2,6.7060525027126292E-4,2.2633343034910187E-6,2.4802919607387782E-5,5.708325416459499E-3,4.4605629586203295E-2]
[2004,7,22,23,null,null,1.8323730728003213E-2,1.5236174119089526E-2,1.1862694088429781E-3,1.7152276732011621E-6,5.858875000000021E-5,6.7828692509104109E-3,4.1589347484519326E-2,null,1.4796405180548084E-2,1.8537416701641902E-2,6.7060525027126292E-4,2.2633343034910187E-6,2.4802919607387782E-5,6.2152730577432671E-3,4.0246766444115394E-2]
[2004,7,23,5,null,null,1.0702733048010215E-2,1.439320596729164E-2,1.1862694088429781E-3,1.7152276732011621E-6,5.858875000000021E-5,7.8170895041018464E-3,3.4159601905919879E-2,null,8.6424526243220265E-3,1.7511801493128906E-2,6.7060525027126292E-4,2.2633343034910187E-6,2.4802919607387782E-5,7.1629488919148264E-3,3.4014874513547899E-2]
[2004,7,23,7,null,null,1.6003796504170179E-2,1.7097958125580705E-2,0,0,5.858875000000021E-5,1.1014495004983629E-2,4.4174838384734516E-2,null,1.2923059229464323E-2,2.0802595982675334E-2,0,0,2.4802919607387782E-5,1.0092792816245713E-2,4.3843250947992761E-2]
[2004,7,23,10,null,null,2.0611362086140825E-2,1.9288850520845537E-2,0,0,5.858875000000021E-5,1.3275398043745959E-2,5.3234199400732318E-2,null,1.6643666580597058E-2,2.3468192014988822E-2,0,0,2.4802919607387782E-5,1.2164501590685569E-2,5.2301163105878838E-2]
[2004,7,23,13,null,null,2.4562196649406932E-2,1.8418765324673042E-2,0,0,5.858875000000021E-5,9.437022256634741E-3,5.2476572980714717E-2,null,1.9833963898711456E-2,2.2409584275190741E-2,0,0,2.4802919607387782E-5,8.6473243117745277E-3,5.0915675405284112E-2]
[2004,7,23,17,null,null,2.8587418241874409E-2,1.600526886754711E-2,0,0,5.858875000000021E-5,5.4570451439212141E-3,5.0108321003342733E-2,null,2.3084328712936714E-2,1.9473152255972431E-2,0,0,2.4802919607387782E-5,5.0003950250625626E-3,4.7582678913579091E-2]
[2004,7,23,20,null,null,2.2495908770090802E-2,1.5329306455814096E-2,1.1862694088429781E-3,1.7152276732011621E-6,5.858875000000021E-5,7.3427048915900139E-3,4.6414493504011091E-2,null,1.8165437268635367E-2,1.8650728148516083E-2,6.7060525027126292E-4,2.2633343034910187E-6,2.4802919607387782E-5,6.7282611820261209E-3,4.424209810335971E-2]
[2004,7,23,22,null,null,2.3543945804723569E-2,1.2049733971936011E-2,1.1862694088429781E-3,1.7152276732011621E-6,5.858875000000021E-5,5.4281936332940036E-3,4.2268446796469759E-2,null,1.9011726751865313E-2,1.4660566231114749E-2,6.7060525027126292E-4,2.2633343034910187E-6,2.4802919607387782E-5,4.9739578330656176E-3,3.934392232022782E-2]
[2004,7,24,1,null,null,1.5981968346182564E-2,1.0853211137089305E-2,1.1862694088429781E-3,1.7152276732011621E-6,5.858875000000021E-5,7.3495896078720705E-3,3.5431342477660117E-2,null,1.2905433000683513E-2,1.320479116519494E-2,6.7060525027126292E-4,2.2633343034910187E-6,2.4802919607387782E-5,6.7345697794699427E-3,3.3542465449530531E-2]
[2004,7,24,4,null,null,1.2791677718129434E-2,1.0523666593378304E-2,1.1862694088429781E-3,1.7152276732011621E-6,5.858875000000021E-5,8.1844793671602377E-3,3.274639706518416E-2,null,1.0329274603843582E-2,1.2803843756693658E-2,6.7060525027126292E-4,2.2633343034910187E-6,2.4802919607387782E-5,7.4995952628069563E-3,3.1330385127526339E-2]
[2004,7,24,8,null,null,1.8207541463203556E-2,1.353859177125934E-2,0,0,5.858875000000021E-5,1.1213161296456785E-2,4.3017883280919683E-2,null,1.4702582396033009E-2,1.6472016876127159E-2,0,0,2.4802919607387782E-5,1.02748345456671E-2,4.1474236737434653E-2]
[2004,7,24,11,null,null,2.4722841919095205E-2,1.4644589245335708E-2,0,0,5.858875000000021E-5,1.107318799025951E-2,5.0499207904690424E-2,null,1.9963684889263533E-2,1.7817652328155072E-2,0,0,2.4802919607387782E-5,1.0146574323240669E-2,4.7952714460266666E-2]
[2004,7,24,14,null,null,2.4842194422942603E-2,1.4260704857900095E-2,0,0,5.858875000000021E-5,9.4243207800563649E-3,4.8585808810899064E-2,null,2.0060061988035244E-2,1.7350591188033778E-2,0,0,2.4802919607387782E-5,8.6356857054191785E-3,4.6071141801095589E-2]
[2004,7,24,19,null,null,2.8298310112696293E-2,1.1676094176919154E-2,1.1862694088429781E-3,1.7152276732011621E-6,5.858875000000021E-5,5.0419370487403978E-3,4.6262914724872019E-2,null,2.2850874015102055E-2,1.4205969393194297E-2,6.7060525027126292E-4,2.2633343034910187E-6,2.4802919607387782E-5,4.6200235237716953E-3,4.2374538436250185E-2]
[2004,7,24,22,null,null,2.590720314186358E-2,1.0514854345988209E-2,1.1862694088429781E-3,1.7152276732011621E-6,5.858875000000021E-5,6.473559848889021E-3,4.414219072325698E-2,null,2.0920056099490325E-2,1.2793122147668234E-2,6.7060525027126292E-4,2.2633343034910187E-6,2.4802919607387782E-5,5.9318469261497395E-3,4.0342696677490436E-2]
[2004,7,25,1,null,null,1.4702457724126672E-2,9.5716476511200008E-3,1.1862694088429781E-3,1.7152276732011621E-6,5.858875000000021E-5,7.4285188981119887E-3,3.2949197659874842E-2,null,1.1872228688866102E-2,1.1645549574534945E-2,6.7060525027126292E-4,2.2633343034910187E-6,2.4802919607387782E-5,6.80689420044107E-3,3.1022343968024259E-2]
[2004,7,25,2,null,null,1.2850709265522193E-2,9.2792422222962023E-3,1.1862694088429781E-3,1.7152276732011621E-6,5.858875000000021E-5,7.1160886401155522E-3,3.049261351445013E-2,null,1.0376942554580444E-2,1.1289788263489168E-2,6.7060525027126292E-4,2.2633343034910187E-6,2.4802919607387782E-5,6.5206083687204611E-3,2.8885010690972216E-2]
[2004,7,25,5,null,null,1.0852255638176746E-2,9.4028674668832999E-3,1.1862694088429781E-3,1.7152276732011621E-6,5.858875000000021E-5,8.5443527595433985E-3,3.0046049251119623E-2,null,8.7631920556414319E-3,1.144019955807277E-2,6.7060525027126292E-4,2.2633343034910187E-6,2.4802919607387782E-5,7.8293541476000712E-3,2.8730417265496414E-2]
[2004,7,25,9,null,null,1.964559180835523E-2,1.2777242365644233E-2,0,0,5.858875000000021E-5,1.0454690050443567E-2,4.2936112974443032E-2,null,1.5863807470377349E-2,1.5545704858614064E-2,0,0,2.4802919607387782E-5,9.5798328102604819E-3,4.1014148058859279E-2]
[2004,7,25,12,null,null,2.5050968222569914E-2,1.3962129491756828E-2,0,0,5.858875000000021E-5,1.0684275298685399E-2,4.9755961763012141E-2,null,2.0228646747122943E-2,1.6987323090952345E-2,0,0,2.4802919607387782E-5,9.7902061721915311E-3,4.7030978929874206E-2]
[2004,7,25,16,null,null,2.805035394961428E-2,1.3040893350415632E-2,0,0,5.858875000000021E-5,8.1575547122632944E-3,4.9307390762293207E-2,null,2.2650649513310583E-2,1.5866481461080308E-2,0,0,2.4802919607387782E-5,7.4749236856351655E-3,4.6016857579633447E-2]
[2004,7,25,20,null,null,2.6624760768106354E-2,1.1684729225464914E-2,1.1862694088429781E-3,1.7152276732011621E-6,5.858875000000021E-5,6.3313699707846123E-3,4.5887433350872059E-2,null,2.1499483593589795E-2,1.4216475409460617E-2,6.7060525027126292E-4,2.2633343034910187E-6,2.4802919607387782E-5,5.8015556164141861E-3,4.2215186123646734E-2]
[2004,7,25,23,null,null,2.1192840495682083E-2,1.2600495392719971E-2,1.1862694088429781E-3,1.7152276732011621E-6,5.858875000000021E-5,6.7702708624180642E-3,4.1810180137336291E-2,null,1.7113210162034018E-2,1.533066187851673E-2,6.7060525027126292E-4,2.2633343034910187E-6,2.4802919607387782E-5,6.2037289129763667E-3,3.9345272457709253E-2]
[2004,7,25,24,null,null,1.7203963715777464E-2,1.2527608928541729E-2,1.1862694088429781E-3,1.7152276732011621E-6,5.858875000000021E-5,6.7808702651627958E-3,3.775901629599817E-2,null,1.3892193769310574E-2,1.5241983004947772E-2,6.7060525027126292E-4,2.2633343034910187E-6,2.4802919607387782E-5,6.2134413488011703E-3,3.6045289627241656E-2]
[2004,7,26,3,null,null,1.1727539844677781E-2,1.2540343733748507E-2,1.1862694088429781E-3,1.7152276732011621E-6,5.858875000000021E-5,6.9481533180894986E-3,3.2462610283031969E-2,null,9.4699836997541344E-3,1.5257477077730553E-2,6.7060525027126292E-4,2.2633343034910187E-6,2.4802919607387782E-5,6.3667260154240488E-3,3.1791858297090879E-2]
[2004,7,26,6,null,null,1.3242179380932076E-2,1.4385905237522235E-2,1.1862694088429781E-3,1.7152276732011621E-6,5.858875000000021E-5,8.6668813639503815E-3,3.7541539368920879E-2,null,1.0693054515057379E-2,1.7502918904304197E-2,6.7060525027126292E-4,2.2633343034910187E-6,2.4802919607387782E-5,7.9416294555269325E-3,3.6835274379070651E-2]
[2004,7,26,9,null,null,2.2507881935277464E-2,1.9337312469902054E-2,0,0,5.858875000000021E-5,1.2269512633134331E-2,5.4173295788313848E-2,null,1.8175105594699814E-2,2.3527154280503289E-2,0,0,2.4802919607387782E-5,1.1242789515679504E-2,5.2969852310489993E-2]
[2004,7,26,14,null,null,2.6571146139194531E-2,1.9988463556566079E-2,0,0,5.858875000000021E-5,9.7199597428991157E-3,5.6338158188659726E-2,null,2.1456189802343904E-2,2.4319391159320167E-2,0,0,2.4802919607387782E-5,8.9065853516609346E-3,5.470696923293239E-2]
[2004,7,26,17,null,null,3.225910685790636E-2,1.8229332827561579E-2,0,0,5.858875000000021E-5,6.5644582011414286E-3,5.7111486636609365E-2,null,2.6049215791122609E-2,2.2179107181115789E-2,0,0,2.4802919607387782E-5,6.0151388279760668E-3,5.4268264719821852E-2]
[2004,7,26,21,null,null,2.7151909956327561E-2,1.6536406880700315E-2,1.1862694088429781E-3,1.7152276732011621E-6,5.858875000000021E-5,6.3036593030818102E-3,5.1238549526625862E-2,null,2.1925156350699117E-2,2.0119372665305182E-2,6.7060525027126292E-4,2.2633343034910187E-6,2.4802919607387782E-5,5.7761638006479914E-3,4.851836432083443E-2]
[2004,7,26,24,null,null,1.7830184961714332E-2,1.4681808723442314E-2,1.1862694088429781E-3,1.7152276732011621E-6,5.858875000000021E-5,5.4376451597802451E-3,3.9196212231453059E-2,null,1.4397867173110875E-2,1.7862936201238102E-2,6.7060525027126292E-4,2.2633343034910187E-6,2.4802919607387782E-5,4.9826184478808889E-3,3.7941093326411997E-2]
[2004,7,27,1,null,null,1.339400929903537E-2,1.3724533732732924E-2,1.1862694088429781E-3,1.7152276732011621E-6,5.858875000000021E-5,6.2858186599754418E-3,3.4650935078259913E-2,null,{"$f":"G4995*X$5","v":1.0815657112756137E-2},{"$f":"H4995*Y$5","v":1.6698247135457013E-2},{"$f":"I4995*Z$5","v":6.7060525027126292E-4},{"$f":"J4995*AA$5","v":2.2633343034910187E-6},{"$f":"K4995*AB$5","v":2.4802919607387782E-5},{"$f":"L4995*AC$5","v":5.7598160775340686E-3},{"$f":"SUM(O4995:T4995)","v":3.3971391829929358E-2}]
[2004,7,27,6,null,null,1.2505573224382751E-2,1.5450021505572398E-2,1.1862694088429781E-3,1.7152276732011621E-6,5.858875000000021E-5,9.3042948949952804E-3,3.850646301146661E-2,null,1.0098245340409692E-2,1.8797598692396607E-2,6.7060525027126292E-4,2.2633343034910187E-6,2.4802919607387782E-5,8.5257036871823066E-3,3.8119219224170747E-2]
[2004,7,27,8,null,null,1.8248474946073699E-2,1.9163471317049586E-2,0,0,5.858875000000021E-5,1.2799943231470629E-2,5.0270478244593915E-2,null,1.4735636166959255E-2,2.3315646728467476E-2,0,0,2.4802919607387782E-5,1.1728833236248012E-2,4.9804919051282134E-2]
[2004,7,27,12,null,null,2.4597445868598737E-2,1.9673884440148309E-2,0,0,5.858875000000021E-5,1.0204266613214812E-2,5.453418567196186E-2,null,1.9862427629007539E-2,2.3936651757611425E-2,0,0,2.4802919607387782E-5,9.3503650164906953E-3,5.3174247322717048E-2]
[2004,7,27,15,null,null,2.447574107030874E-2,1.9533891462477439E-2,0,0,5.858875000000021E-5,8.9164326879121909E-3,5.2984653970698375E-2,null,1.9764151053421126E-2,2.376632631094059E-2,0,0,2.4802919607387782E-5,8.1702981152000954E-3,5.1725578399169206E-2]
[2004,7,27,19,null,null,2.2531118511976183E-2,1.7750681916003624E-2,1.1862694088429781E-3,1.7152276732011621E-6,5.858875000000021E-5,7.9723326495489879E-3,4.9500706464044975E-2,null,1.8193869121022416E-2,2.1596746325114966E-2,6.7060525027126292E-4,2.2633343034910187E-6,2.4802919607387782E-5,7.3052011606235933E-3,4.7793488110943111E-2]
[2004,7,27,22,null,null,2.2978511863238588E-2,1.5502983850690452E-2,1.1862694088429781E-3,1.7152276732011621E-6,5.858875000000021E-5,6.4561720522155657E-3,4.6184241152660781E-2,null,1.8555139071919757E-2,1.8862036460912227E-2,6.7060525027126292E-4,2.2633343034910187E-6,2.4802919607387782E-5,5.9159141548990567E-3,4.4030761191913181E-2]
[2004,7,27,23,null,null,1.7588270142470261E-2,1.4971773068310368E-2,1.1862694088429781E-3,1.7152276732011621E-6,5.858875000000021E-5,6.9026881280666004E-3,4.0709304725363403E-2,null,1.4202521054034589E-2,1.821572751534517E-2,6.7060525027126292E-4,2.2633343034910187E-6,2.4802919607387782E-5,6.3250653906705093E-3,3.9440985464232407E-2]
[2004,7,28,3,null,null,1.1116619958474802E-2,1.3715268687753426E-2,1.1862694088429781E-3,1.7152276732011621E-6,5.858875000000021E-5,7.2679008390436183E-3,3.3346362871788028E-2,null,8.9766661377742966E-3,1.6686974620572243E-2,6.7060525027126292E-4,2.2633343034910187E-6,2.4802919607387782E-5,6.6597167953951651E-3,3.3021029057923847E-2]
[2004,7,28,6,null,null,1.2706513978127956E-2,1.5221186302491719E-2,1.1862694088429781E-3,1.7152276732011621E-6,5.858875000000021E-5,9.4592085871183576E-3,3.8633482254254212E-2,null,1.0260504918103389E-2,1.8519181454423689E-2,6.7060525027126292E-4,2.2633343034910187E-6,2.4802919607387782E-5,8.6676540714977438E-3,3.8145011948206964E-2]
[2004,7,28,9,null,null,2.0465141440709423E-2,1.8672528323949125E-2,0,0,5.858875000000021E-5,1.3345548166901854E-2,5.2541806681560395E-2,null,1.6525593468320974E-2,2.2718330448887023E-2,0,0,2.4802919607387782E-5,1.2228781492644418E-2,5.1497508329459804E-2]
[2004,7,28,13,null,null,2.4660509723273553E-2,1.9137727427451071E-2,0,0,5.858875000000021E-5,1.0665841348688403E-2,5.4522667249413029E-2,null,1.9913351666250113E-2,2.3284324875272662E-2,0,0,2.4802919607387782E-5,9.7733147906056729E-3,5.2995794251735839E-2]
[2004,7,28,16,null,null,2.8003085663711728E-2,1.8337422333674941E-2,0,0,5.858875000000021E-5,7.2666802410574684E-3,5.3665776988444137E-2,null,2.261248039148785E-2,2.2310616587626678E-2,0,0,2.4802919607387782E-5,6.6585983380731935E-3,5.1606498236795112E-2]
[2004,7,28,20,null,null,2.2615972341205576E-2,1.7558807493263901E-2,1.1862694088429781E-3,1.7152276732011621E-6,5.858875000000021E-5,7.6762022023317581E-3,4.9097555423317403E-2,null,1.8262388553939007E-2,2.1363298210062456E-2,6.7060525027126292E-4,2.2633343034910187E-6,2.4802919607387782E-5,7.0338511578324188E-3,4.7357209426016025E-2]
[2004,7,28,24,null,null,1.5115304356321942E-2,1.4455796971807364E-2,1.1862694088429781E-3,1.7152276732011621E-6,5.858875000000021E-5,6.1509965004706265E-3,3.6968671215116114E-2,null,1.2205602178035008E-2,1.7587954175778325E-2,6.7060525027126292E-4,2.2633343034910187E-6,2.4802919607387782E-5,5.6362759495204593E-3,3.6127503807515934E-2]
[2004,7,29,3,null,null,1.1884770016486829E-2,1.3481630821754329E-2,1.1862694088429781E-3,1.7152276732011621E-6,5.858875000000021E-5,7.5615804199673517E-3,3.4174554644724693E-2,null,9.5969470001446219E-3,1.6402714120170029E-2,6.7060525027126292E-4,2.2633343034910187E-6,2.4802919607387782E-5,6.9288210224417966E-3,3.3626153646938592E-2]
[2004,7,29,4,null,null,1.1455175870603629E-2,1.3482751529341771E-2,1.1862694088429781E-3,1.7152276732011621E-6,5.858875000000021E-5,7.7975213824524534E-3,3.3982022168914036E-2,null,9.250049900419997E-3,1.6404077652995706E-2,6.7060525027126292E-4,2.2633343034910187E-6,2.4802919607387782E-5,7.145018247112586E-3,3.3496817304710429E-2]
[2004,7,29,7,null,null,1.5856078965255458E-2,1.753770021111508E-2,0,0,5.858875000000021E-5,1.1166622528687747E-2,4.4618990455058287E-2,null,1.2803777376303531E-2,2.1337617584363807E-2,0,0,2.4802919607387782E-5,1.0232190181054493E-2,4.4398388061329216E-2]
[2004,7,29,10,null,null,2.1315615672342771E-2,2.0829822225107673E-2,0,0,5.858875000000021E-5,1.2341057653670166E-2,5.4545084301120608E-2,null,1.7212351067723529E-2,2.534304815564925E-2,0,0,2.4802919607387782E-5,1.1308347588834514E-2,5.3888549731814679E-2]
[2004,7,29,14,null,null,2.4693499039581616E-2,2.0159812629072897E-2,0,0,5.858875000000021E-5,1.0451151297151125E-2,5.5363051715805633E-2,null,1.9939990525878051E-2,2.4527866668570156E-2,0,0,2.4802919607387782E-5,9.5765901828143533E-3,5.4069250296869945E-2]
[2004,7,29,17,null,null,3.0268124909272113E-2,1.817633910779784E-2,0,0,5.858875000000021E-5,8.273776249936915E-3,5.6776829017006862E-2,null,{"$f":"G5059*X$5","v":2.4441498669732682E-2},{"$f":"H5059*Y$5","v":2.2114631239967302E-2},{"$f":"I5059*Z$5","v":0},{"$f":"J5059*AA$5","v":0},{"$f":"K5059*AB$5","v":2.4802919607387782E-5},{"$f":"L5059*AC$5","v":7.581419707467724E-3},{"$f":"SUM(O5059:T5059)","v":5.4162352536775094E-2}]
[2004,7,29,22,null,null,2.4090048135629785E-2,1.5349147251691436E-2,1.1862694088429781E-3,1.7152276732011621E-6,5.858875000000021E-5,6.3950928250165445E-3,4.708086159885394E-2,null,1.9452704164056887E-2,1.8674867876639144E-2,6.7060525027126292E-4,2.2633343034910187E-6,2.4802919607387782E-5,5.859946088708351E-3,4.4685189633586517E-2]
[2004,7,30,1,null,null,1.3258636685451249E-2,1.3807936539069093E-2,1.1862694088429781E-3,1.7152276732011621E-6,5.858875000000021E-5,6.4367357134242657E-3,3.4749882324460787E-2,null,1.0706343781826248E-2,1.6799720941351817E-2,6.7060525027126292E-4,2.2633343034910187E-6,2.4802919607387782E-5,5.8981042652547109E-3,3.4101840492614915E-2]
[2004,7,30,4,null,null,1.0575832541773104E-2,1.3014730345793377E-2,1.1862694088429781E-3,1.7152276732011621E-6,5.858875000000021E-5,7.2890856118395346E-3,3.2126221885922193E-2,null,8.5399805166615807E-3,1.5834649682639153E-2,6.7060525027126292E-4,2.2633343034910187E-6,2.4802919607387782E-5,6.6791288086188016E-3,3.1751430512101678E-2]
[2004,7,30,5,null,null,1.0498098519487253E-2,1.3821187234506394E-2,1.1862694088429781E-3,1.7152276732011621E-6,5.858875000000021E-5,7.7811820210185213E-3,3.3347041161528354E-2,null,8.4772103249834505E-3,1.6815842683003485E-2,6.7060525027126292E-4,2.2633343034910187E-6,2.4802919607387782E-5,7.1300461771604167E-3,3.312077068932949E-2]
[2004,7,30,8,null,null,1.7082328334471857E-2,1.8468928702147044E-2,0,0,5.858875000000021E-5,1.1664134144621941E-2,4.7273979931240842E-2,null,1.379397324791109E-2,2.2470616619933523E-2,0,0,2.4802919607387782E-5,1.0688069607303946E-2,4.6977462394755948E-2]
[2004,7,30,14,null,null,2.311862732895259E-2,1.8686309821260107E-2,0,0,5.858875000000021E-5,8.3960706836294155E-3,5.025959658384211E-2,null,1.8668282254033712E-2,2.2735098001976754E-2,0,0,2.4802919607387782E-5,7.6934804402820781E-3,4.9121663615899931E-2]
[2004,7,30,16,null,null,2.6716723760306871E-2,1.7196265238783977E-2,0,0,5.858875000000021E-5,5.2523632809762964E-3,4.9223941030067143E-2,null,2.1573743672741411E-2,2.0922203431890635E-2,0,0,2.4802919607387782E-5,4.8128411122402718E-3,4.7333591136479704E-2]
[2004,7,30,19,null,null,2.2292961090257052E-2,1.6611419201927179E-2,1.1862694088429781E-3,1.7152276732011621E-6,5.858875000000021E-5,5.9660269415601694E-3,4.6116980620260574E-2,null,1.8001557098933727E-2,2.0210638008262741E-2,6.7060525027126292E-4,2.2633343034910187E-6,2.4802919607387782E-5,5.4667847985824525E-3,4.4376651409961054E-2]
[2004,7,30,23,null,null,1.9724674278250896E-2,1.2003483307073202E-2,1.1862694088429781E-3,1.7152276732011621E-6,5.858875000000021E-5,5.1624749452118838E-3,3.8137205917052157E-2,null,1.5927666532957137E-2,1.4604294371749761E-2,6.7060525027126292E-4,2.2633343034910187E-6,2.4802919607387782E-5,4.7304747078743105E-3,3.5960107116763347E-2]
[2004,7,31,2,null,null,1.3948989212284336E-2,1.1058313610426149E-2,1.189456901377714E-3,1.7198364706319528E-6,5.858875000000021E-5,7.7902523070694377E-3,3.4047320617628274E-2,null,1.126380316911286E-2,1.3454333470570595E-2,6.7240715902239494E-4,2.2694158572613597E-6,2.4802919607387782E-5,7.1383574540600445E-3,3.2555973588230543E-2]
[2004,7,31,5,null,null,1.1874655140032287E-2,1.1038509675676217E-2,1.189456901377714E-3,1.7198364706319528E-6,5.858875000000021E-5,8.539661926053807E-3,3.2702592229610659E-2,null,9.5887792414826884E-3,1.3430238590325582E-2,6.7240715902239494E-4,2.2694158572613597E-6,2.4802919607387782E-5,7.8250558469948658E-3,3.1543553173290183E-2]
[2004,7,31,6,null,null,1.2359295691916948E-2,1.1442404387076631E-2,1.189456901377714E-3,1.7198364706319528E-6,5.858875000000021E-5,8.5298990240897498E-3,3.3581364590931674E-2,null,9.9801262918762478E-3,1.3921645718538836E-2,6.7240715902239494E-4,2.2694158572613597E-6,2.4802919607387782E-5,7.8161099128631634E-3,3.2417361417765293E-2]
[2004,7,31,11,null,null,2.4272264648383685E-2,1.4999944154411388E-2,0,0,5.858875000000021E-5,1.069587594175276E-2,5.0026673494547827E-2,null,1.9599843924693779E-2,1.825000246901206E-2,0,0,2.4802919607387782E-5,9.8008360637082213E-3,4.7675485377021445E-2]
[2004,7,31,14,null,null,2.4371383151840495E-2,1.4651306058782253E-2,0,0,5.858875000000021E-5,9.0499025748190624E-3,4.8131180535441812E-2,null,1.9679882076302019E-2,1.7825824482712544E-2,0,0,2.4802919607387782E-5,8.2925991299219962E-3,4.5823108608543946E-2]
[2004,7,31,17,null,null,2.687455470685951E-2,1.4231395003527728E-2,0,0,5.858875000000021E-5,7.8842417237361684E-3,4.9048780184123404E-2,null,2.1701192098495307E-2,1.7314930727624345E-2,0,0,2.4802919607387782E-5,7.224481757435541E-3,4.6265407503162582E-2]
[2004,7,31,20,null,null,2.646278837018784E-2,1.1823504560201314E-2,1.189456901377714E-3,1.7198364706319528E-6,5.858875000000021E-5,5.1566691422253843E-3,4.4692727560462886E-2,null,2.1368690947526473E-2,1.4385319384845182E-2,6.7240715902239494E-4,2.2694158572613597E-6,2.4802919607387782E-5,4.7251547393557204E-3,4.1178644566214416E-2]
[2004,7,31,24,null,null,1.80083273884614E-2,1.0312468908417183E-2,1.189456901377714E-3,1.7198364706319528E-6,5.858875000000021E-5,6.931189330256546E-3,3.650175111498348E-2,null,1.4541717110938625E-2,1.2546885581895617E-2,6.7240715902239494E-4,2.2694158572613597E-6,2.4802919607387782E-5,6.3511815883343058E-3,3.4139263775655598E-2]
[2004,8,1,3,null,null,1.1741186814910851E-2,9.3036773157837236E-3,1.1895583870989651E-3,1.7199976678858088E-6,5.5420739247312028E-5,8.0944324168966877E-3,3.038599567160543E-2,null,9.4810036227192113E-3,1.131951774193837E-2,6.7246452951259827E-4,2.2696285656265414E-6,2.3461776196506599E-5,7.4170835169363033E-3,2.8915800815868614E-2]
[2004,8,1,4,null,null,1.1037307589841793E-2,9.3431719905649521E-3,1.1895583870989651E-3,1.7199976678858088E-6,5.5420739247312028E-5,8.4238368885882816E-3,3.0051015593009191E-2,null,8.9126214320567245E-3,1.1367569781656015E-2,6.7246452951259827E-4,2.2696285656265414E-6,2.3461776196506599E-5,7.7189231459001252E-3,2.8697310293887592E-2]
[2004,8,1,8,null,null,1.6554075417323243E-2,1.1540797248252722E-2,0,0,5.5420739247312028E-5,1.0449116839511335E-2,3.8599410244334616E-2,null,1.3367409230137557E-2,1.4041357494856931E-2,0,0,2.3461776196506599E-5,9.5747259702977962E-3,3.7006954471488787E-2]
[2004,8,1,11,null,null,2.2841342261206602E-2,1.3352816921032898E-2,0,0,5.5420739247312028E-5,1.1112377046121122E-2,4.7361956967607928E-2,null,1.844437467354219E-2,1.6245989936265796E-2,0,0,2.3461776196506599E-5,1.0182484006008383E-2,4.4896310392012875E-2]
[2004,8,1,15,null,null,2.4436939113318821E-2,1.2415776578912852E-2,0,0,5.5420739247312028E-5,8.0608214419198194E-3,4.4968957873398802E-2,null,1.9732818488784405E-2,1.5105919787922915E-2,0,0,2.3461776196506599E-5,7.3862851365620718E-3,4.2248485189465897E-2]
[2004,8,1,18,null,null,2.8400731048065498E-2,1.1496748077509269E-2,0,0,5.5420739247312028E-5,7.1791880181618665E-3,4.7132087882983939E-2,null,2.2933578879149062E-2,1.3987764130338335E-2,0,0,2.3461776196506599E-5,6.5784275378396326E-3,4.3523232323523536E-2]
[2004,8,1,21,null,null,2.8446817360728224E-2,1.090439286579797E-2,1.1895583870989651E-3,1.7199976678858088E-6,5.5420739247312028E-5,7.0469628657249912E-3,4.7644872216265344E-2,null,2.2970793558056833E-2,1.3267062508720359E-2,6.7246452951259827E-4,2.2696285656265414E-6,2.3461776196506599E-5,6.457267097162319E-3,4.3393319098214242E-2]
[2004,8,2,1,null,null,1.5211638139553719E-2,9.525961808455349E-3,1.1895583870989651E-3,1.7199976678858088E-6,5.5420739247312028E-5,7.3244565846704492E-3,3.3308755656693681E-2,null,1.2283391669183451E-2,1.1589964918162502E-2,6.7246452951259827E-4,2.2696285656265414E-6,2.3461776196506599E-5,6.7115399087491253E-3,3.1283092430369808E-2]
[2004,8,2,5,null,null,1.2064473912144451E-2,1.094475311866736E-2,1.1895583870989651E-3,1.7199976678858088E-6,5.5420739247312028E-5,9.8634779307520855E-3,3.4119404085578064E-2,null,9.742057823488557E-3,1.3316167672508566E-2,6.7246452951259827E-4,2.2696285656265414E-6,2.3461776196506599E-5,9.0380938170701672E-3,3.2794515247342018E-2]
[2004,8,2,6,null,null,1.3663396998819055E-2,1.1710404444160433E-2,1.1895583870989651E-3,1.7199976678858088E-6,5.5420739247312028E-5,1.0163922536759703E-2,3.6784423103753357E-2,null,1.1033187571799814E-2,1.4247713712734424E-2,6.7246452951259827E-4,2.2696285656265414E-6,2.3461776196506599E-5,9.3133969662223936E-3,3.5292494185031359E-2]
[2004,8,2,9,null,null,2.3263320381483599E-2,1.5687908996095967E-2,0,0,5.5420739247312028E-5,1.4074110334979149E-2,5.3080760451806028E-2,null,1.8785121835658173E-2,1.9087029589252676E-2,0,0,2.3461776196506599E-5,1.2896376966865603E-2,5.0791990167972957E-2]
[2004,8,2,12,null,null,2.8757982960840367E-2,1.6745756232603444E-2,0,0,5.5420739247312028E-5,1.0751819550000482E-2,5.6310979482691606E-2,null,2.3222059654784147E-2,2.0374082026206008E-2,0,0,2.3461776196506599E-5,9.8520982638528477E-3,5.3471701721039509E-2]
[2004,8,2,16,null,null,3.0828413743854914E-2,1.6086347636179277E-2,0,0,5.5420739247312028E-5,8.4952424962234114E-3,5.546542461550491E-2,null,2.4893931677927604E-2,1.9571798471750931E-2,0,0,2.3461776196506599E-5,7.7843534723430006E-3,5.227354539821804E-2]
[2004,8,2,18,null,null,2.8806857339422041E-2,1.5958458582417158E-2,0,0,5.5420739247312028E-5,9.1247177587070356E-3,5.3945454419793551E-2,null,2.3261525695798205E-2,1.9416199522655383E-2,0,0,2.3461776196506599E-5,8.3611537164145211E-3,5.1062340711064615E-2]
[2004,8,2,23,null,null,2.0250303819310037E-2,1.3207741095945757E-2,1.1895583870989651E-3,1.7199976678858088E-6,5.5420739247312028E-5,6.4650745515561171E-3,4.1169818590826066E-2,null,1.6352112175595335E-2,1.6069480334711339E-2,6.7246452951259827E-4,2.2696285656265414E-6,2.3461776196506599E-5,5.9240716856211002E-3,3.9043860130202501E-2]
[2004,8,3,3,null,null,1.1837937810257611E-2,1.3057112125351109E-2,1.1895583870989651E-3,1.7199976678858088E-6,5.5420739247312028E-5,8.3150905762191703E-3,3.4456839635842049E-2,null,9.5591300124824152E-3,1.5886214380054525E-2,6.7246452951259827E-4,2.2696285656265414E-6,2.3461776196506599E-5,7.6192768162431073E-3,3.3762817143054777E-2]
[2004,8,3,6,null,null,1.3336974112392081E-2,1.5385618331188752E-2,1.1895583870989651E-3,1.7199976678858088E-6,5.5420739247312028E-5,9.8624791721596411E-3,3.9831770739754635E-2,null,1.0769601222520174E-2,1.8719241194567655E-2,6.7246452951259827E-4,2.2696285656265414E-6,2.3461776196506599E-5,9.0371786354352009E-3,3.9224216986797761E-2]
[2004,8,3,7,null,null,1.6866822605816331E-2,1.8200580484295282E-2,0,0,5.5420739247312028E-5,1.2155848875609528E-2,4.7278672704968445E-2,null,1.3619952458845288E-2,2.2144125028502541E-2,0,0,2.3461776196506599E-5,1.1138637236805641E-2,4.692617650034997E-2]
[2004,8,3,10,null,null,2.095908583643466E-2,2.0622782061703503E-2,0,0,5.5420739247312028E-5,1.3113080029776018E-2,5.4750368667161486E-2,null,1.6924453368867439E-2,2.5091148318262219E-2,0,0,2.3461776196506599E-5,1.2015766484391377E-2,5.4054829947717542E-2]
[2004,8,3,13,null,null,2.3674574642484462E-2,2.02981864200058E-2,0,0,5.5420739247312028E-5,1.0434729563896152E-2,5.446291136563372E-2,null,1.9117209485729134E-2,2.4696222097108828E-2,0,0,2.3461776196506599E-5,9.5615426339842793E-3,5.3398435993018745E-2]
[2004,8,3,19,null,null,2.2184277352722614E-2,1.7734947318678581E-2,1.1895583870989651E-3,1.7199976678858088E-6,5.5420739247312028E-5,8.5150101454416743E-3,4.9680933940857028E-2,null,1.7913795024661467E-2,2.1577602491172989E-2,6.7246452951259827E-4,2.2696285656265414E-6,2.3461776196506599E-5,7.8024669480796435E-3,4.7992060398188832E-2]
[2004,8,3,21,null,null,2.59397370239988E-2,1.6320688898292829E-2,1.1895583870989651E-3,1.7199976678858088E-6,5.5420739247312028E-5,6.6461406139652719E-3,5.0153265660271056E-2,null,2.0946327196207176E-2,1.9856914774061027E-2,6.7246452951259827E-4,2.2696285656265414E-6,2.3461776196506599E-5,6.0899859879220376E-3,4.7591423892464971E-2]
[2004,8,4,1,null,null,1.3356003889580411E-2,1.4882751744624639E-2,1.1895583870989651E-3,1.7199976678858088E-6,5.5420739247312028E-5,6.3047311556227864E-3,3.5790185913842004E-2,null,{"$f":"G5187*X$5","v":1.0784967759932982E-2},{"$f":"H5187*Y$5","v":1.8107417820299974E-2},{"$f":"I5187*Z$5","v":6.7246452951259827E-4},{"$f":"J5187*AA$5","v":2.2696285656265414E-6},{"$f":"K5187*AB$5","v":2.3461776196506599E-5},{"$f":"L5187*AC$5","v":5.7771459596685131E-3},{"$f":"SUM(O5187:T5187)","v":3.53677274741762E-2}]
[2004,8,4,4,null,null,1.1170784563658756E-2,1.4554287563834083E-2,1.1895583870989651E-3,1.7199976678858088E-6,5.5420739247312028E-5,7.7652964772230429E-3,3.4737067728730045E-2,null,9.0204040346383556E-3,1.7707784858423462E-2,6.7246452951259827E-4,2.2696285656265414E-6,2.3461776196506599E-5,7.1154899490057334E-3,3.4541874776342282E-2]
[2004,8,4,7,null,null,1.7053665094988402E-2,1.7989111866137868E-2,0,0,5.5420739247312028E-5,1.2292102588689218E-2,4.7390300289062798E-2,null,1.3770827693576123E-2,2.188683721704383E-2,0,0,2.3461776196506599E-5,1.1263489124789182E-2,4.6944615811605639E-2]
[2004,8,4,8,null,null,1.9074848702358798E-2,1.9264219067207416E-2,0,0,5.5420739247312028E-5,1.2847823938541676E-2,5.12423124473552E-2,null,1.5402932642227765E-2,2.3438223630767946E-2,0,0,2.3461776196506599E-5,1.1772707245555273E-2,5.0637325294747487E-2]
[2004,8,4,12,null,null,2.452592768660334E-2,2.0506517700132502E-2,0,0,5.5420739247312028E-5,1.0014372770596648E-2,5.5102238896579801E-2,null,1.9804676725859695E-2,2.4949692799235847E-2,0,0,2.3461776196506599E-5,9.1763616500396012E-3,5.3954192951331643E-2]
[2004,8,4,15,null,null,2.3418341437360494E-2,2.0734677884155676E-2,0,0,5.5420739247312028E-5,8.7638366842459261E-3,5.2972276745009407E-2,null,1.8910301275823459E-2,2.5227288760853384E-2,0,0,2.3461776196506599E-5,8.0304714732256938E-3,5.2191523286099044E-2]
[2004,8,4,19,null,null,2.1804007484315015E-2,1.8888640475135568E-2,1.1895583870989651E-3,1.7199976678858088E-6,5.5420739247312028E-5,7.8588864291151417E-3,4.9798233512579886E-2,null,1.7606727259126494E-2,2.2981267913995927E-2,6.7246452951259827E-4,2.2696285656265414E-6,2.3461776196506599E-5,7.2012482151542923E-3,4.8487439322551444E-2]
[2004,8,4,22,null,null,2.2930500261794072E-2,1.6544421129010427E-2,1.1895583870989651E-3,1.7199976678858088E-6,5.5420739247312028E-5,5.1353293468985595E-3,4.5856949861717212E-2,null,1.8516369723096355E-2,2.0129123371703899E-2,6.7246452951259827E-4,2.2696285656265414E-6,2.3461776196506599E-5,4.7056006760167034E-3,4.4049289705091692E-2]
[2004,8,5,2,null,null,1.2945251525701258E-2,1.5501062107255348E-2,1.1895583870989651E-3,1.7199976678858088E-6,5.5420739247312028E-5,6.5712078493850535E-3,3.626422060635582E-2,null,1.0453285391585597E-2,1.8859698330711581E-2,6.7246452951259827E-4,2.2696285656265414E-6,2.3461776196506599E-5,6.021323659988303E-3,3.6032503316560209E-2]
[2004,8,5,5,null,null,1.2123659179131592E-2,1.5948118812557258E-2,1.1895583870989651E-3,1.7199976678858088E-6,5.5420739247312028E-5,8.178480472738052E-3,3.7496957588441064E-2,null,9.7898499027359517E-3,1.9403619420787693E-2,6.7246452951259827E-4,2.2696285656265414E-6,2.3461776196506599E-5,7.4940983609061195E-3,3.7385763618704493E-2]
[2004,8,5,9,null,null,2.1959169211784525E-2,2.088844370555391E-2,0,0,5.5420739247312028E-5,1.3114598620960535E-2,5.6017632277546275E-2,null,1.7732020291546143E-2,2.5414371232046595E-2,0,0,2.3461776196506599E-5,1.2017157998590709E-2,5.5187011298379954E-2]
[2004,8,5,10,null,null,2.2969974518202145E-2,2.142166896876558E-2,0,0,5.5420739247312028E-5,1.3261279459964227E-2,5.7708343686179261E-2,null,1.8548245169242378E-2,2.6063131138748689E-2,0,0,2.3461776196506599E-5,1.2151564461847311E-2,5.6786402546034884E-2]
[2004,8,5,13,null,null,2.6418335479842122E-2,2.171548971736402E-2,0,0,5.5420739247312028E-5,9.9402923251327192E-3,5.8129538261586178E-2,null,2.1332795256481608E-2,2.6420614428830907E-2,0,0,2.3461776196506599E-5,9.1084803184429807E-3,5.6885351779951999E-2]
[2004,8,5,16,null,null,3.0460166787709703E-2,1.9962444579531217E-2,0,0,5.5420739247312028E-5,6.737927316419574E-3,5.721595942290781E-2,null,2.4596572409200681E-2,2.4287734615119783E-2,0,0,2.3461776196506599E-5,6.1740919020595907E-3,5.5081860702576563E-2]
[2004,8,5,20,null,null,2.4885543304461823E-2,1.8578941878046814E-2,1.1895583870989651E-3,1.7199976678858088E-6,5.5420739247312028E-5,7.6343480129314953E-3,5.234553231945429E-2,null,2.0095066192397502E-2,2.2604466500381525E-2,6.7246452951259827E-4,2.2696285656265414E-6,2.3461776196506599E-5,6.9954993621379608E-3,5.039322798919172E-2]
[2004,8,5,23,null,null,1.9359037122748956E-2,1.6317230641194978E-2,1.1895583870989651E-3,1.7199976678858088E-6,5.5420739247312028E-5,6.6225727652897146E-3,4.3545539653247804E-2,null,1.5632414677198215E-2,1.9852707211691155E-2,6.7246452951259827E-4,2.2696285656265414E-6,2.3461776196506599E-5,6.0683903166089716E-3,4.2251708139773081E-2]
[2004,8,6,3,null,null,1.184837150147428E-2,1.4955393424857463E-2,1.1895583870989651E-3,1.7199976678858088E-6,5.5420739247312028E-5,6.2928176170628427E-3,3.434328166740875E-2,null,9.5675552139363219E-3,1.8195798872252911E-2,6.7246452951259827E-4,2.2696285656265414E-6,2.3461776196506599E-5,5.7662293560167381E-3,3.4227779376480701E-2]
[2004,8,6,6,null,null,1.1946704213212764E-2,1.7114615970881115E-2,1.1895583870989651E-3,1.7199976678858088E-6,5.5420739247312028E-5,8.0096236633024585E-3,3.8317642971410507E-2,null,9.6469588390485968E-3,2.0822863105988021E-2,6.7246452951259827E-4,2.2696285656265414E-6,2.3461776196506599E-5,7.3393716310401905E-3,3.8507389510351542E-2]
[2004,8,6,10,null,null,2.0970755334572471E-2,2.173488315252094E-2,0,0,5.5420739247312028E-5,1.2066566593479182E-2,5.4827625819819904E-2,null,1.6933876483912282E-2,2.6444209865977408E-2,0,0,2.3461776196506599E-5,1.1056826170996861E-2,5.4458374297083056E-2]
[2004,8,6,11,null,null,2.2527767350360606E-2,2.1375559523227387E-2,0,0,5.5420739247312028E-5,1.1092929551891537E-2,5.5051677164726837E-2,null,1.8191163059367962E-2,2.6007031096891581E-2,0,0,2.3461776196506599E-5,1.0164663894422193E-2,5.4386319826878242E-2]
[2004,8,6,14,null,null,2.4684630251063832E-2,2.0545835553844118E-2,0,0,5.5420739247312028E-5,7.7394259201124934E-3,5.3025312464267754E-2,null,1.9932828982723021E-2,2.4997529705822079E-2,0,0,2.3461776196506599E-5,7.0917842618326505E-3,5.2045604726574254E-2]
[2004,8,6,18,null,null,2.77663335270113E-2,1.8353040076188969E-2,0,0,5.5420739247312028E-5,4.866097739014255E-3,5.1040892081461835E-2,null,2.2421303136485597E-2,2.2329618247666699E-2,0,0,2.3461776196506599E-5,4.458898595101372E-3,4.9233281755450171E-2]
[2004,8,6,21,null,null,2.4349378660806682E-2,1.6956380463405779E-2,1.1895583870989651E-3,1.7199976678858088E-6,5.5420739247312028E-5,4.5184916186154127E-3,4.707094986684203E-2,null,1.9662113458657444E-2,2.0630342495752216E-2,6.7246452951259827E-4,2.2696285656265414E-6,2.3461776196506599E-5,4.1403804466744942E-3,4.5131032335358888E-2]
[2004,8,6,23,null,null,2.0645328880880505E-2,1.4523616688335517E-2,1.1895583870989651E-3,1.7199976678858088E-6,5.5420739247312028E-5,3.8201987870076048E-3,4.023584348023778E-2,null,1.6671094753664715E-2,1.7670468482588093E-2,6.7246452951259827E-4,2.2696285656265414E-6,2.3461776196506599E-5,3.5005213454357771E-3,3.8540280515963317E-2]
[2004,8,7,5,null,null,1.1098616403376073E-2,1.2968860854201906E-2,1.1895583870989651E-3,1.7199976678858088E-6,5.5420739247312028E-5,7.1683087860417438E-3,3.2482485167633884E-2,null,8.9621282742853928E-3,1.5778841585876974E-2,6.7246452951259827E-4,2.2696285656265414E-6,2.3461776196506599E-5,6.5684586889964884E-3,3.2007624483433583E-2]
[2004,8,7,8,null,null,1.7937174780252561E-2,1.397103130957774E-2,0,0,5.5420739247312028E-5,1.0364899501436101E-2,4.2328526330513719E-2,null,1.4484261408476145E-2,1.6998153677755732E-2,0,0,2.3461776196506599E-5,9.4975560097735542E-3,4.1003432872201935E-2]
[2004,8,7,11,null,null,2.4684089629481768E-2,1.4793214676695787E-2,0,0,5.5420739247312028E-5,1.0157238878247432E-2,4.9689963923672295E-2,null,1.9932392431013312E-2,1.7998480634004579E-2,0,0,2.3461776196506599E-5,9.3072726018653927E-3,4.7261607443079792E-2]
[2004,8,7,12,null,null,2.4529641038808201E-2,1.4827120795555817E-2,0,0,5.5420739247312028E-5,9.8454122896108037E-3,4.9257594863222134E-2,null,1.9807675256269076E-2,1.8039733237783649E-2,0,0,2.3461776196506599E-5,9.0215399239457796E-3,4.6892410194195017E-2]
[2004,8,7,15,null,null,2.5583597160549913E-2,1.4222233941622748E-2,0,0,5.5420739247312028E-5,7.6374305552637124E-3,4.7498682396683679E-2,null,2.0658744399954795E-2,1.7303784725968364E-2,0,0,2.3461776196506599E-5,6.9983239547400091E-3,4.4984314856859671E-2]
[2004,8,7,20,null,null,2.7119517709633986E-2,1.1537772302853046E-2,1.1895583870989651E-3,1.7199976678858088E-6,5.5420739247312028E-5,4.4879276725892465E-3,4.4391916809090437E-2,null,2.1898999624544335E-2,1.4037677130420608E-2,6.7246452951259827E-4,2.2696285656265414E-6,2.3461776196506599E-5,4.1123741173103752E-3,4.074724680655005E-2]
[2004,8,7,23,null,null,2.1364970987838593E-2,1.0421883253456703E-2,1.1895583870989651E-3,1.7199976678858088E-6,5.5420739247312028E-5,6.2653444153560551E-3,3.9298897780665504E-2,null,1.7252205465101998E-2,1.2680006881985879E-2,6.7246452951259827E-4,2.2696285656265414E-6,2.3461776196506599E-5,5.7410551348926579E-3,3.6371463416255266E-2]
[2004,8,8,2,null,null,1.340061849410998E-2,9.7459771177860338E-3,1.1895583870989651E-3,1.7199976678858088E-6,5.5420739247312028E-5,7.5421301447445499E-3,3.1935424880654727E-2,null,1.0820994035116155E-2,1.1857651244002895E-2,6.7246452951259827E-4,2.2696285656265414E-6,2.3461776196506599E-5,6.9109983625782372E-3,3.0287839575972017E-2]
[2004,8,8,6,null,null,1.0995906898235938E-2,1.0352276116718203E-2,1.1895583870989651E-3,1.7199976678858088E-6,5.5420739247312028E-5,8.6494651483413013E-3,3.1244347287309605E-2,null,8.8791903902646196E-3,1.259531787219614E-2,6.7246452951259827E-4,2.2696285656265414E-6,2.3461776196506599E-5,7.9256706434610164E-3,3.0098374840196503E-2]
[2004,8,8,9,null,null,1.9818421637038619E-2,1.3532567538455754E-2,0,0,5.5420739247312028E-5,1.0212434968085982E-2,4.3618844882827662E-2,null,1.6003367487409034E-2,1.6464687364603142E-2,0,0,2.3461776196506599E-5,9.3578498365688729E-3,4.1849366464777556E-2]
[2004,8,8,10,null,null,2.2009153937820932E-2,1.4211696548388553E-2,0,0,5.5420739247312028E-5,1.0783986040282949E-2,4.7060257265739744E-2,null,1.777238293768256E-2,1.7290964181400907E-2,0,0,2.3461776196506599E-5,9.881573035224557E-3,4.4968381930504529E-2]
[2004,8,8,13,null,null,2.3715544635302534E-2,1.4576446262541605E-2,0,0,5.5420739247312028E-5,9.2421431513240674E-3,4.7589554788415513E-2,null,1.9150292738423624E-2,1.773474471253755E-2,0,0,2.3461776196506599E-5,8.4687528535981847E-3,4.5377252080755867E-2]
[2004,8,8,17,null,null,2.9653634023684792E-2,1.3163697799226163E-2,0,0,5.5420739247312028E-5,6.3196654803052621E-3,4.9192418042463527E-2,null,2.3945297527188682E-2,1.6015894116949345E-2,0,0,2.3461776196506599E-5,5.7908305675241226E-3,4.5775483987858655E-2]
[2004,8,8,21,null,null,2.852030578796784E-2,1.2151790366370336E-2,1.1895583870989651E-3,1.7199976678858088E-6,5.5420739247312028E-5,6.5176289946218694E-3,4.8436424272974198E-2,null,2.3030135433445606E-2,1.4784735323428146E-2,6.7246452951259827E-4,2.2696285656265414E-6,2.3461776196506599E-5,5.9722283287714055E-3,4.4485295019919893E-2]
[2004,8,8,24,null,null,1.6995475090091101E-2,1.2933650017667846E-2,1.1895583870989651E-3,1.7199976678858088E-6,5.5420739247312028E-5,6.1074702900985947E-3,3.7283294521871707E-2,null,1.3723839288065301E-2,1.5736001569469738E-2,6.7246452951259827E-4,2.2696285656265414E-6,2.3461776196506599E-5,5.5963920489728201E-3,3.5754428840782587E-2]
[2004,8,9,3,null,null,1.0292629156251535E-2,1.2018413961585621E-2,1.1895583870989651E-3,1.7199976678858088E-6,5.5420739247312028E-5,6.9615847816928275E-3,3.0519327023544148E-2,null,8.3112938969506656E-3,1.4622460071495749E-2,6.7246452951259827E-4,2.2696285656265414E-6,2.3461776196506599E-5,6.3790335228772737E-3,3.0010983425598416E-2]
[2004,8,9,7,null,null,1.5379319194407583E-2,1.6475910743845541E-2,0,0,5.5420739247312028E-5,1.0644209181274225E-2,4.2554859858774663E-2,null,1.2418794053422146E-2,2.0045768748143889E-2,0,0,2.3461776196506599E-5,9.7534928211210209E-3,4.2241517398883564E-2]
[2004,8,9,10,null,null,2.2395747812939473E-2,1.8690489321120007E-2,0,0,5.5420739247312028E-5,1.1615477869460072E-2,5.2757135742766866E-2,null,1.8084557336088786E-2,2.2740183079759526E-2,0,0,2.3461776196506599E-5,1.0643484930094798E-2,5.1491687122139612E-2]
[2004,8,9,14,null,null,2.3769869326095008E-2,1.9382518164909445E-2,0,0,5.5420739247312028E-5,9.7578218397096107E-3,5.296563006996137E-2,null,1.9194159904352068E-2,2.35821547549721E-2,0,0,2.3461776196506599E-5,8.9412791164249182E-3,5.1741055551945594E-2]
[2004,8,9,15,null,null,2.5766699656494155E-2,1.8973130030106561E-2,0,0,5.5420739247312028E-5,7.5330081346814091E-3,5.2328258560529431E-2,null,2.0806599591660938E-2,2.308406393583131E-2,0,0,2.3461776196506599E-5,6.9026396899751511E-3,5.0816764993663902E-2]
[2004,8,9,18,null,null,2.5952142514113093E-2,1.7804945755466942E-2,0,0,5.5420739247312028E-5,7.947517230882396E-3,5.1760026239709746E-2,null,2.095634462447651E-2,2.1662767584526947E-2,0,0,2.3461776196506599E-5,7.2824623170236842E-3,4.9925036302223641E-2]
[2004,8,9,22,null,null,2.2857414216212658E-2,1.4553224291314733E-2,1.1895583870989651E-3,1.7199976678858088E-6,5.5420739247312028E-5,6.2471603124788352E-3,4.4904497944020384E-2,null,1.8457352770734469E-2,1.770649120520025E-2,6.7246452951259827E-4,2.2696285656265414E-6,2.3461776196506599E-5,5.724392693009844E-3,4.2586432603219301E-2]
[2004,8,10,1,null,null,1.4423646921902606E-2,1.4740992945459035E-2,1.1895583870989651E-3,1.7199976678858088E-6,5.5420739247312028E-5,6.186818640356224E-3,3.6598157631732027E-2,null,1.1647089078398223E-2,1.7934943949187886E-2,6.7246452951259827E-4,2.2696285656265414E-6,2.3461776196506599E-5,5.6691004626675734E-3,3.5949329424528408E-2]
[2004,8,10,4,null,null,1.1689469462418273E-2,1.4587550938065828E-2,1.1895583870989651E-3,1.7199976678858088E-6,5.5420739247312028E-5,7.8572325056857819E-3,3.538095203018405E-2,null,9.4392418814174817E-3,1.7748255453220875E-2,6.7246452951259827E-4,2.2696285656265414E-6,2.3461776196506599E-5,7.1997326934259784E-3,3.5085425962339066E-2]
[2004,8,10,7,null,null,1.6585750369996422E-2,1.8512824279906907E-2,0,0,5.5420739247312028E-5,1.1805048208007528E-2,4.6959043597158169E-2,null,1.3392986741659858E-2,2.2524023112267737E-2,0,0,2.3461776196506599E-5,1.0817191863567404E-2,4.6757663493691502E-2]
[2004,8,10,12,null,null,2.6246502449654305E-2,2.1396264576404023E-2,0,0,5.5420739247312028E-5,9.9005641183939966E-3,5.7598751883699631E-2,null,2.1194040153833506E-2,2.6032222342119216E-2,0,0,2.3461776196506599E-5,9.0720766013961725E-3,5.6321800873545401E-2]
[2004,8,10,13,null,null,2.5877121977640756E-2,2.1453308057878026E-2,0,0,5.5420739247312028E-5,1.0011400982939603E-2,5.7397251757705693E-2,null,2.0895765571499574E-2,2.6101625512359384E-2,0,0,2.3461776196506599E-5,9.1736385440685294E-3,5.6194491404123997E-2]
[2004,8,10,16,null,null,2.992656961287498E-2,1.956829093471554E-2,0,0,5.5420739247312028E-5,6.9449027238477085E-3,5.6495184010685533E-2,null,2.4165692905498724E-2,2.3808179163645603E-2,0,0,2.3461776196506599E-5,6.3637474336373009E-3,5.4361081278978138E-2]
[2004,8,10,19,null,null,2.4277362967636266E-2,1.8842296230092117E-2,1.1895583870989651E-3,1.7199976678858088E-6,5.5420739247312028E-5,7.9160581209805469E-3,5.2282416442723086E-2,null,1.9603960815436212E-2,2.2924882198305199E-2,6.7246452951259827E-4,2.2696285656265414E-6,2.3461776196506599E-5,7.2536357318484937E-3,5.0480674679864633E-2]
[2004,8,10,23,null,null,1.9002366916341145E-2,1.5908475293406069E-2,1.1895583870989651E-3,1.7199976678858088E-6,5.5420739247312028E-5,6.8394344596588988E-3,4.2996975793420274E-2,null,1.534440362922017E-2,1.935538628638787E-2,6.7246452951259827E-4,2.2696285656265414E-6,2.3461776196506599E-5,6.2671048423369197E-3,4.1665090692219693E-2]
[2004,8,11,4,null,null,1.0904949895689381E-2,1.4443187017724067E-2,1.1895583870989651E-3,1.7199976678858088E-6,5.5420739247312028E-5,6.1555618837552508E-3,3.2750397921182867E-2,null,8.8057426473532787E-3,1.7572612005781869E-2,6.7246452951259827E-4,2.2696285656265414E-6,2.3461776196506599E-5,5.6404592976991652E-3,3.2717009885109047E-2]
[2004,8,11,7,null,null,1.7168858385628386E-2,1.8814670495130414E-2,0,0,5.5420739247312028E-5,1.1776631050568122E-2,4.7815580670574231E-2,null,1.3863846229358524E-2,2.2891270757751197E-2,0,0,2.3461776196506599E-5,1.0791152677718865E-2,4.7569731441025088E-2]
[2004,8,11,10,null,null,2.3158558261194073E-2,2.1104140537602799E-2,0,0,5.5420739247312028E-5,1.3137311041119528E-2,5.7455430579163712E-2,null,1.8700526465731226E-2,2.567680339025517E-2,0,0,2.3461776196506599E-5,1.2037969824363613E-2,5.643876145654652E-2]
[2004,8,11,13,null,null,2.7792098005936221E-2,2.1772158771601605E-2,0,0,5.5420739247312028E-5,1.1293671513247458E-2,6.0913349030032593E-2,null,2.2442107942837408E-2,2.6489562044175751E-2,0,0,2.3461776196506599E-5,1.034860759992802E-2,5.9303739363137688E-2]
[2004,8,11,14,null,null,2.7126649559429637E-2,2.1422398125969036E-2,0,0,5.5420739247312028E-5,1.158334949716747E-2,6.018781792181345E-2,null,2.1904758590381022E-2,2.606401828343579E-2,0,0,2.3461776196506599E-5,1.0614045086967562E-2,5.8606283736980881E-2]
[2004,8,11,17,null,null,3.2727321482477048E-2,1.9358117004700644E-2,0,0,5.5420739247312028E-5,8.7449977313213897E-3,6.0885856957746391E-2,null,2.6427298911827858E-2,2.35524665621713E-2,0,0,2.3461776196506599E-5,8.0132089796972738E-3,5.8016436229892936E-2]
[2004,8,11,20,null,null,2.6641497373080691E-2,1.8527637984093227E-2,1.1895583870989651E-3,1.7199976678858088E-6,5.5420739247312028E-5,9.4642325124138903E-3,5.5880066993601964E-2,null,2.1512998395363681E-2,2.2542046521901303E-2,6.7246452951259827E-4,2.2696285656265414E-6,2.3461776196506599E-5,8.6722575905069377E-3,5.3425498442046658E-2]
[2004,8,12,1,null,null,1.3602539422053597E-2,1.526859564272488E-2,1.1895583870989651E-3,1.7199976678858088E-6,5.5420739247312028E-5,6.1911669664118634E-3,3.6309001155204502E-2,null,{"$f":"G5379*X$5","v":1.0984045103080172E-2},{"$f":"H5379*Y$5","v":1.8576863040928461E-2},{"$f":"I5379*Z$5","v":6.7246452951259827E-4},{"$f":"J5379*AA$5","v":2.2696285656265414E-6},{"$f":"K5379*AB$5","v":2.3461776196506599E-5},{"$f":"L5379*AC$5","v":5.6730849171484363E-3},{"$f":"SUM(O5379:T5379)","v":3.5932188995431803E-2}]
[2004,8,12,4,null,null,1.1308051691253289E-2,1.484707611864451E-2,1.1895583870989651E-3,1.7199976678858088E-6,5.5420739247312028E-5,7.8387881488327284E-3,3.5240615082744689E-2,null,9.1312471848683865E-3,1.8064012307884819E-2,6.7246452951259827E-4,2.2696285656265414E-6,2.3461776196506599E-5,7.182831775838513E-3,3.507628720286645E-2]
[2004,8,12,8,null,null,1.9278500844097591E-2,1.9652101315345612E-2,0,0,5.5420739247312028E-5,1.2999098213908713E-2,5.1985121112599224E-2,null,1.5567381664633912E-2,2.3910148853511271E-2,0,0,2.3461776196506599E-5,1.1911322762564123E-2,5.1412315056905813E-2]
[2004,8,12,11,null,null,2.290287474046112E-2,2.0737528942450605E-2,0,0,5.5420739247312028E-5,1.2550220843413222E-2,5.6246045265572253E-2,null,1.849406212574984E-2,2.5230757561829315E-2,0,0,2.3461776196506599E-5,1.150000782726638E-2,5.5248289291042044E-2]
[2004,8,12,14,null,null,2.3214384150589105E-2,2.0929988441336599E-2,0,0,5.5420739247312028E-5,9.9507546920029541E-3,5.4150548023175968E-2,null,1.8745605848926428E-2,2.5464917522272985E-2,0,0,2.3461776196506599E-5,9.1180671856703078E-3,5.3352052333066224E-2]
[2004,8,12,15,null,null,2.4607794530811408E-2,2.0512453109106536E-2,0,0,5.5420739247312028E-5,8.5644897136569025E-3,5.3740158092822149E-2,null,1.9870784169574971E-2,2.4956914241350273E-2,0,0,2.3461776196506599E-5,7.8478060244882887E-3,5.2698966211610035E-2]
[2004,8,12,18,null,null,2.5636747535395275E-2,1.8681945269899324E-2,0,0,5.5420739247312028E-5,8.6278068964192704E-3,5.3001920440961178E-2,null,2.0701663306229058E-2,2.272978777733255E-2,0,0,2.3461776196506599E-5,7.9058247722420261E-3,5.1360737632000143E-2]
[2004,8,12,22,null,null,2.3692051499628997E-2,1.5997624548893155E-2,1.1895583870989651E-3,1.7199976678858088E-6,5.5420739247312028E-5,5.5853153074106651E-3,4.6521690479946975E-2,null,1.9131322040832219E-2,1.9463851632391938E-2,6.7246452951259827E-4,2.2696285656265414E-6,2.3461776196506599E-5,5.1179314335878046E-3,4.441130104108669E-2]
[2004,8,13,2,null,null,1.2995632661992957E-2,1.508765024303654E-2,1.1895583870989651E-3,1.7199976678858088E-6,5.5420739247312028E-5,6.3773075031241591E-3,3.570728953216782E-2,null,1.0493968138843453E-2,1.835671195522609E-2,6.7246452951259827E-4,2.2696285656265414E-6,2.3461776196506599E-5,5.8436490574827827E-3,3.5392525085827055E-2]
[2004,8,13,5,null,null,1.1526039850398712E-2,1.5657001817211066E-2,1.1895583870989651E-3,1.7199976678858088E-6,5.5420739247312028E-5,7.7071974118493843E-3,3.6136938203473329E-2,null,9.3072725355546528E-3,1.9049425709854649E-2,6.7246452951259827E-4,2.2696285656265414E-6,2.3461776196506599E-5,7.0622526621969845E-3,3.6117146841881019E-2]
[2004,8,13,9,null,null,2.1152498255950648E-2,2.1302121059661158E-2,0,0,5.5420739247312028E-5,1.2545031187004755E-2,5.5055071241863873E-2,null,1.7080633819704077E-2,2.5917680621475977E-2,0,0,2.3461776196506599E-5,1.1495252445662915E-2,5.4517028663039473E-2]
[2004,8,13,12,null,null,2.4851470262268104E-2,2.1268063031539337E-2,0,0,5.5420739247312028E-5,9.7620854104840029E-3,5.5937039443538755E-2,null,2.0067552224553514E-2,2.5876243194048618E-2,0,0,2.3461776196506599E-5,8.9451859080176208E-3,5.4912443102816261E-2]
[2004,8,13,15,null,null,2.5675676597201547E-2,1.9224192911559471E-2,0,0,5.5420739247312028E-5,8.9400662828981129E-3,5.3895356530906435E-2,null,2.0733098507953775E-2,2.3389524953500856E-2,0,0,2.3461776196506599E-5,8.1919540311170807E-3,5.2338039268768219E-2]
[2004,8,13,17,null,null,3.0945260956338289E-2,1.7133341187106285E-2,0,0,5.5420739247312028E-5,4.8748338384444253E-3,5.300885672113631E-2,null,2.4988285754932206E-2,2.0845645540297393E-2,0,0,2.3461776196506599E-5,4.4669036503972286E-3,5.0324296721823335E-2]
[2004,8,13,20,null,null,2.4323007498447624E-2,1.6509778425666873E-2,1.1895583870989651E-3,1.7199976678858088E-6,5.5420739247312028E-5,7.0217235212256118E-3,4.9101208569354265E-2,null,1.9640818755676991E-2,2.0086974586678779E-2,6.7246452951259827E-4,2.2696285656265414E-6,2.3461776196506599E-5,6.434139802199197E-3,4.6860129078829693E-2]
[2004,8,13,24,null,null,1.7394790355513085E-2,1.2571843245669427E-2,1.1895583870989651E-3,1.7199976678858088E-6,5.5420739247312028E-5,5.5414357630673454E-3,3.675476848826402E-2,null,1.4046286204016331E-2,1.5295801631769669E-2,6.7246452951259827E-4,2.2696285656265414E-6,2.3461776196506599E-5,5.0777237663522197E-3,3.5118007536412948E-2]
[2004,8,14,3,null,null,1.3489540617742104E-2,1.1820141457363841E-2,1.1895583870989651E-3,1.7199976678858088E-6,5.5420739247312028E-5,7.5911995662741117E-3,3.4147580765394217E-2,null,1.0892798614123908E-2,1.4381227593938789E-2,6.7246452951259827E-4,2.2696285656265414E-6,2.3461776196506599E-5,6.9559616137201928E-3,3.2928183756057619E-2]
[2004,8,14,6,null,null,1.326972251183383E-2,1.1429155513061198E-2,1.1895583870989651E-3,1.7199976678858088E-6,5.5420739247312028E-5,8.7467095562096774E-3,3.4692286705118869E-2,null,1.0715295582163893E-2,1.390552619295899E-2,6.7246452951259827E-4,2.2696285656265414E-6,2.3461776196506599E-5,8.014777557641824E-3,3.3333795267039439E-2]
[2004,8,14,10,null,null,2.4564263712484231E-2,1.4321985112522129E-2,0,0,5.5420739247312028E-5,1.212663482939379E-2,5.1068304393647457E-2,null,1.9835633051313591E-2,1.7425149118826134E-2,0,0,2.3461776196506599E-5,1.1111867846502567E-2,4.83961117928388E-2]
[2004,8,14,12,null,null,2.6147903903341575E-2,1.4073052797605817E-2,0,0,5.5420739247312028E-5,1.095555385026045E-2,5.1231931290455154E-2,null,2.1114421867409628E-2,1.7122280300444333E-2,0,0,2.3461776196506599E-5,1.0038783906831149E-2,4.8298947850881617E-2]
[2004,8,14,17,null,null,2.9170746817299944E-2,1.2983053369210212E-2,0,0,5.5420739247312028E-5,8.4621644488085679E-3,5.0671385374566037E-2,null,{"$f":"G5443*X$5","v":2.3555366302579827E-2},{"$f":"H5443*Y$5","v":1.5796109212427897E-2},{"$f":"I5443*Z$5","v":0},{"$f":"J5443*AA$5","v":0},{"$f":"K5443*AB$5","v":2.3461776196506599E-5},{"$f":"L5443*AC$5","v":7.754043423705009E-3},{"$f":"SUM(O5443:T5443)","v":4.7128980714909244E-2}]
[2004,8,14,18,null,null,3.038496783944317E-2,1.2100638092006101E-2,0,0,5.5420739247312028E-5,6.3727356922903241E-3,4.8913762362986911E-2,null,2.4535849288771814E-2,1.4722499816160053E-2,0,0,2.3461776196506599E-5,5.8394598196175795E-3,4.5121270700745952E-2]
[2004,8,14,21,null,null,2.7419857161524647E-2,1.0964766607219964E-2,1.1895583870989651E-3,1.7199976678858088E-6,5.5420739247312028E-5,7.1437260214319825E-3,4.6775048914190751E-2,null,2.2141523610944465E-2,1.3340517510863873E-2,6.7246452951259827E-4,2.2696285656265414E-6,2.3461776196506599E-5,6.5459330307666196E-3,4.2726170086849695E-2]
[2004,8,15,1,null,null,1.3833944548794053E-2,8.5585713478154406E-3,1.1895583870989651E-3,1.7199976678858088E-6,5.5420739247312028E-5,7.3207718409680914E-3,3.0959986861591748E-2,null,1.1170904649693964E-2,1.0412968649814074E-2,6.7246452951259827E-4,2.2696285656265414E-6,2.3461776196506599E-5,6.7081635074931409E-3,2.899023274127591E-2]
[2004,8,15,4,null,null,1.042659885021466E-2,8.4562078399890109E-3,1.1895583870989651E-3,1.7199976678858088E-6,5.5420739247312028E-5,8.4448493176930307E-3,2.8574355131910867E-2,null,8.4194743708518125E-3,1.0288425901431929E-2,6.7246452951259827E-4,2.2696285656265414E-6,2.3461776196506599E-5,7.7381772372973551E-3,2.7144273443855827E-2]
[2004,8,15,9,null,null,1.8610512968616218E-2,1.184479712226239E-2,0,0,5.5420739247312028E-5,1.0286955142397858E-2,4.0797685972523784E-2,null,1.5027981724303476E-2,1.4411225435306841E-2,0,0,2.3461776196506599E-5,9.4261341001342907E-3,3.8888803035941111E-2]
[2004,8,15,12,null,null,2.2750458532698092E-2,1.3717295882869868E-2,0,0,5.5420739247312028E-5,9.1139682135381837E-3,4.563714336835345E-2,null,1.8370986099387053E-2,1.6689441050813544E-2,0,0,2.3461776196506599E-5,8.3513037022096941E-3,4.3435192628606789E-2]
[2004,8,15,15,null,null,2.2337245004339815E-2,1.3237537826682489E-2,0,0,5.5420739247312028E-5,7.1290472433823918E-3,4.2759250813652006E-2,null,1.8037316341714335E-2,1.6105733163649633E-2,0,0,2.3461776196506599E-5,6.5324825851871228E-3,4.0698993866747593E-2]
[2004,8,15,16,null,null,2.5083074829019204E-2,1.2951147957210338E-2,0,0,5.5420739247312028E-5,6.1566555528485573E-3,4.4246299078325411E-2,null,2.0254572818895547E-2,1.5757290811387298E-2,0,0,2.3461776196506599E-5,5.6414614476446041E-3,4.1676786854123953E-2]
[2004,8,15,19,null,null,2.404139739995213E-2,1.2055768189787118E-2,1.1895583870989651E-3,1.7199976678858088E-6,5.5420739247312028E-5,6.4447395731387878E-3,4.3788604286892185E-2,null,1.9413418714597723E-2,1.4667907891160122E-2,6.7246452951259827E-4,2.2696285656265414E-6,2.3461776196506599E-5,5.9054383552690441E-3,4.0684960895301617E-2]
[2004,8,15,22,null,null,2.5290717205119731E-2,1.1882721220414682E-2,1.1895583870989651E-3,1.7199976678858088E-6,5.5420739247312028E-5,3.8234998210640706E-3,4.2243637370612645E-2,null,2.0422243953941197E-2,1.4457366599419831E-2,6.7246452951259827E-4,2.2696285656265414E-6,2.3461776196506599E-5,3.5035461461911644E-3,3.9081352633826928E-2]
[2004,8,16,2,null,null,1.1745457794145809E-2,1.2405555070501255E-2,1.1895583870989651E-3,1.7199976678858088E-6,5.5420739247312028E-5,6.0723497366048504E-3,3.1470061725266077E-2,null,9.4844524367307358E-3,1.509348357137248E-2,6.7246452951259827E-4,2.2696285656265414E-6,2.3461776196506599E-5,5.5642104128793037E-3,3.0840342355257247E-2]
[2004,8,16,6,null,null,1.1422110690790939E-2,1.4627008765533777E-2,1.1895583870989651E-3,1.7199976678858088E-6,5.5420739247312028E-5,8.2093441393304711E-3,3.5505162719669352E-2,null,9.223349781042639E-3,1.7796262661867727E-2,6.7246452951259827E-4,2.2696285656265414E-6,2.3461776196506599E-5,7.5223793299678907E-3,3.5240187707152988E-2]
[2004,8,16,9,null,null,2.0576099178640412E-2,1.8727691414038929E-2,0,0,5.5420739247312028E-5,1.1875545270186425E-2,5.1234756602113074E-2,null,1.6615191796997289E-2,2.2785445800782594E-2,0,0,2.3461776196506599E-5,1.0881789672400551E-2,5.0305889046376936E-2]
[2004,8,16,13,null,null,2.6389734606153327E-2,1.9593257705583626E-2,0,0,5.5420739247312028E-5,7.7806320541705951E-3,5.381904510515486E-2,null,2.1309700062500703E-2,2.3838555518737019E-2,0,0,2.3461776196506599E-5,7.1295422320000251E-3,5.2301259589434254E-2]
[2004,8,16,16,null,null,2.7866906676835727E-2,1.8880303638126244E-2,0,0,5.5420739247312028E-5,6.7338610460782799E-3,5.3536492100287561E-2,null,2.2502515914449638E-2,2.2971124723165502E-2,0,0,2.3461776196506599E-5,6.1703659006341095E-3,5.1667468314445755E-2]
[2004,8,16,17,null,null,2.9309871684787714E-2,1.8321172302287816E-2,0,0,5.5420739247312028E-5,6.3271081427005724E-3,5.4013572869023412E-2,null,2.3667709577025197E-2,2.2290845639822893E-2,0,0,2.3461776196506599E-5,5.7976504216820431E-3,5.1779667414726643E-2]
[2004,8,16,23,null,null,1.8174607426516297E-2,1.5017473001680274E-2,1.1895583870989651E-3,1.7199976678858088E-6,5.5420739247312028E-5,5.2992678469789634E-3,3.9738047399189694E-2,null,1.46759881746766E-2,1.8271329315475152E-2,6.7246452951259827E-4,2.2696285656265414E-6,2.3461776196506599E-5,4.8558206647832296E-3,3.8501334089209721E-2]
[2004,8,16,24,null,null,1.6033810885063466E-2,1.4364778049036783E-2,1.1895583870989651E-3,1.7199976678858088E-6,5.5420739247312028E-5,5.4247920477536894E-3,3.7070080105868097E-2,null,1.2947295829943377E-2,1.7477214059135864E-2,6.7246452951259827E-4,2.2696285656265414E-6,2.3461776196506599E-5,4.9708408950589634E-3,3.6093546718412937E-2]
[2004,8,17,4,null,null,1.139583567833231E-2,1.4789821310817906E-2,1.1895583870989651E-3,1.7199976678858088E-6,5.5420739247312028E-5,7.8837917848262589E-3,3.5316147897990639E-2,null,9.2021327190680447E-3,1.7994352022923623E-2,6.7246452951259827E-4,2.2696285656265414E-6,2.3461776196506599E-5,7.2240694697913391E-3,3.5118750146057739E-2]
[2004,8,17,7,null,null,1.6807292200783513E-2,1.8987890910248408E-2,0,0,5.5420739247312028E-5,1.2329712638793809E-2,4.818031648907304E-2,null,1.3571881680765058E-2,2.3102023075962791E-2,0,0,2.3461776196506599E-5,1.1297951934327205E-2,4.7995318467251559E-2]
[2004,8,17,10,null,null,2.1334770783719186E-2,2.136349876761914E-2,0,0,5.5420739247312028E-5,1.3040814055122873E-2,5.5794504345708512E-2,null,1.722781881244272E-2,2.5992357120951215E-2,0,0,2.3461776196506599E-5,1.1949547787164836E-2,5.5193185496755275E-2]
[2004,8,17,14,null,null,2.3534996051328482E-2,2.0426076821718799E-2,0,0,5.5420739247312028E-5,1.0250118650570288E-2,5.4266612262864874E-2,null,1.900449982960448E-2,2.4851822686217603E-2,0,0,2.3461776196506599E-5,9.3923801168672612E-3,5.3272164408885853E-2]
[2004,8,17,17,null,null,2.8789731461894907E-2,1.8943853793903415E-2,0,0,5.5420739247312028E-5,7.4368496631276792E-3,5.5225855658173312E-2,null,2.3247696556594765E-2,2.3048444377685575E-2,0,0,2.3461776196506599E-5,6.8145278400465314E-3,5.3134130550523379E-2]
[2004,8,17,20,null,null,2.3592168823248248E-2,1.7850146213193207E-2,1.1895583870989651E-3,1.7199976678858088E-6,5.5420739247312028E-5,7.3328149250279232E-3,5.0021829085483534E-2,null,1.905066681989577E-2,2.1717761686945801E-2,6.7246452951259827E-4,2.2696285656265414E-6,2.3461776196506599E-5,6.7191988161686197E-3,4.8185823257284925E-2]
[2004,8,17,22,null,null,2.3753191656303123E-2,1.6092878234027694E-2,1.1895583870989651E-3,1.7199976678858088E-6,5.5420739247312028E-5,5.5286358341977357E-3,4.6621404848542713E-2,null,1.9180692692714264E-2,1.9579744063123194E-2,6.7246452951259827E-4,2.2696285656265414E-6,2.3461776196506599E-5,5.0659949462760201E-3,4.452462763638821E-2]
[2004,8,18,1,null,null,1.334809668876121E-2,1.5224864866183463E-2,1.1895583870989651E-3,1.7199976678858088E-6,5.5420739247312028E-5,6.1845401004675584E-3,3.6004200779426399E-2,null,1.0778582698457152E-2,1.8523657057516983E-2,6.7246452951259827E-4,2.2696285656265414E-6,2.3461776196506599E-5,5.6670125929096362E-3,3.5667448283158501E-2]
[2004,8,18,5,null,null,1.1683976656947283E-2,1.4821592381587392E-2,1.1895583870989651E-3,1.7199976678858088E-6,5.5420739247312028E-5,8.8828060519250216E-3,3.6635074214473859E-2,null,9.4348064432126146E-3,1.8033006974836611E-2,6.7246452951259827E-4,2.2696285656265414E-6,2.3461776196506599E-5,8.1394853843420531E-3,3.6305494736666014E-2]
[2004,8,18,8,null,null,1.8943766924879864E-2,1.9602085598806062E-2,0,0,5.5420739247312028E-5,1.2947455176999238E-2,5.1548728439932474E-2,null,1.529708415972411E-2,2.3849296163598571E-2,0,0,2.3461776196506599E-5,1.1864001258337808E-2,5.1033843357856996E-2]
[2004,8,18,12,null,null,2.4688906852684211E-2,2.0830923067024748E-2,0,0,5.5420739247312028E-5,9.8564843345426353E-3,5.5431734993498905E-2,null,1.9936282336808508E-2,2.5344387518482725E-2,0,0,2.3461776196506599E-5,9.0316854508626816E-3,5.4335817082350427E-2]
[2004,8,18,13,null,null,2.4022370579986012E-2,2.0985121645191566E-2,0,0,5.5420739247312028E-5,9.8550274011853008E-3,5.4917940365610193E-2,null,1.9398054565140661E-2,2.5531996512442545E-2,0,0,2.3461776196506599E-5,9.0303504349117918E-3,5.3983863288691501E-2]
[2004,8,18,19,null,null,2.2530285327984685E-2,1.8500136306691388E-2,1.1895583870989651E-3,1.7199976678858088E-6,5.5420739247312028E-5,7.8188899679544725E-3,5.0096010726644699E-2,null,1.8193196325284957E-2,2.2508586018627499E-2,6.7246452951259827E-4,2.2696285656265414E-6,2.3461776196506599E-5,7.1645986914407669E-3,4.8564576969627959E-2]
[2004,8,18,20,null,null,2.3063410377989823E-2,1.7839148051985491E-2,1.1895583870989651E-3,1.7199976678858088E-6,5.5420739247312028E-5,7.3465698101171026E-3,4.949582736410657E-2,null,1.8623694588377232E-2,2.1704380539180904E-2,6.7246452951259827E-4,2.2696285656265414E-6,2.3461776196506599E-5,6.7318026809262453E-3,4.7758073742759116E-2]
[2004,8,18,23,null,null,1.7930590884315294E-2,1.6153164796405623E-2,1.1895583870989651E-3,1.7199976678858088E-6,5.5420739247312028E-5,6.3902672755354224E-3,4.17207220802705E-2,null,1.4478944915159339E-2,1.9653092997020519E-2,6.7246452951259827E-4,2.2696285656265414E-6,2.3461776196506599E-5,5.8555243452588805E-3,4.0685758191713467E-2]
[2004,8,19,2,null,null,1.0517671590833243E-2,1.4758993506242241E-2,1.1895583870989651E-3,1.7199976678858088E-6,5.5420739247312028E-5,6.5169284323135816E-3,3.3040292653403226E-2,null,8.4930155722096855E-3,1.7956844715974443E-2,6.7246452951259827E-4,2.2696285656265414E-6,2.3461776196506599E-5,5.9715863901052008E-3,3.311964261256406E-2]
[2004,8,19,6,null,null,1.1023215030403532E-2,1.6136751657693859E-2,1.1895583870989651E-3,1.7199976678858088E-6,5.5420739247312028E-5,9.1172986413372292E-3,3.7523964453448785E-2,null,8.9012416959879763E-3,1.9633123601206077E-2,6.7246452951259827E-4,2.2696285656265414E-6,2.3461776196506599E-5,8.3543554370146041E-3,3.7586916668483385E-2]
[2004,8,19,10,null,null,1.8446782338415759E-2,2.0504444109448645E-2,0,0,5.5420739247312028E-5,1.2571550710933773E-2,5.1578197898045484E-2,null,1.4895769306380847E-2,2.4947169920836398E-2,0,0,2.3461776196506599E-5,1.1519552793566286E-2,5.1385953796980036E-2]
[2004,8,19,14,null,null,1.9892377284849719E-2,2.0052035512885692E-2,0,0,5.5420739247312028E-5,1.0165932145241172E-2,5.016576568222389E-2,null,1.6063086643221043E-2,2.4396737337935879E-2,0,0,2.3461776196506599E-5,9.3152384089790572E-3,4.9798524166332486E-2]
[2004,8,19,17,null,null,2.4815732376564637E-2,1.7958571063904201E-2,0,0,5.5420739247312028E-5,8.2227948354547196E-3,5.1052519015170869E-2,null,2.003869389624614E-2,2.184967909762469E-2,0,0,2.3461776196506599E-5,7.5347044605485382E-3,4.9446539230615871E-2]
[2004,8,19,20,null,null,1.9964528875750686E-2,1.7204131685586141E-2,1.1895583870989651E-3,1.7199976678858088E-6,5.5420739247312028E-5,7.8263927815975798E-3,4.6241752466948567E-2,null,1.6121349023804944E-2,2.0931774312427522E-2,6.7246452951259827E-4,2.2696285656265414E-6,2.3461776196506599E-5,7.1714736633395719E-3,4.4922792933846767E-2]
[2004,8,19,21,null,null,2.2841448615327074E-2,1.6426727607757815E-2,1.1895583870989651E-3,1.7199976678858088E-6,5.5420739247312028E-5,6.7325708037311999E-3,4.7247446150830243E-2,null,1.8444460554451623E-2,1.9985929035022641E-2,6.7246452951259827E-4,2.2696285656265414E-6,2.3461776196506599E-5,6.1691836268497977E-3,4.5297769150598792E-2]
[2004,8,19,24,null,null,1.29497557552553E-2,1.5064383639078343E-2,1.1895583870989651E-3,1.7199976678858088E-6,5.5420739247312028E-5,6.0255389221026507E-3,3.5286377440450455E-2,null,1.0456922555135808E-2,1.8328404144522827E-2,6.7246452951259827E-4,2.2696285656265414E-6,2.3461776196506599E-5,5.5213167666325492E-3,3.5004839400565917E-2]
[2004,8,20,4,null,null,9.7416564729531155E-3,1.3907889001395161E-2,1.1895583870989651E-3,1.7199976678858088E-6,5.5420739247312028E-5,7.7788773540888242E-3,3.2675121952451265E-2,null,7.8663836771645651E-3,1.6921330239723645E-2,6.7246452951259827E-4,2.2696285656265414E-6,2.3461776196506599E-5,7.1279343666941757E-3,3.2613844217857117E-2]
[2004,8,20,7,null,null,1.4887946223181243E-2,1.6744774863693516E-2,0,0,5.5420739247312028E-5,1.2172702323292268E-2,4.3860844149414338E-2,null,1.2022010577122558E-2,2.0372888022758738E-2,0,0,2.3461776196506599E-5,1.1154080373837739E-2,4.3572440749915536E-2]
[2004,8,20,11,null,null,2.064572724373755E-2,1.8049827542625983E-2,0,0,5.5420739247312028E-5,1.4320827107280429E-2,5.3071802632891275E-2,null,1.6671416431511286E-2,2.1960708241789612E-2,0,0,2.3461776196506599E-5,1.3122448272540809E-2,5.1778034722038214E-2]
[2004,8,20,15,null,null,2.16929093779826E-2,1.7139561424028577E-2,0,0,5.5420739247312028E-5,1.1696301325739809E-2,5.0584192866998293E-2,null,1.7517015583022575E-2,2.0853213524419274E-2,0,0,2.3461776196506599E-5,1.0717545011701371E-2,4.9111235895339729E-2]
[2004,8,20,18,null,null,2.4748118561619487E-2,1.5675438101719372E-2,0,0,5.5420739247312028E-5,8.7262848646451965E-3,4.9205262267231362E-2,null,1.9984095767918368E-2,1.9071856609218833E-2,0,0,2.3461776196506599E-5,7.996062021414084E-3,4.7075476174747791E-2]
[2004,8,20,21,null,null,2.1764088625890507E-2,1.4234788320222522E-2,1.1895583870989651E-3,1.7199976678858088E-6,5.5420739247312028E-5,8.1325183606163459E-3,4.5378094430743532E-2,null,1.757449279703132E-2,1.7319059278865644E-2,6.7246452951259827E-4,2.2696285656265414E-6,2.3461776196506599E-5,7.4519823969121692E-3,4.3043730407083869E-2]
[2004,8,20,22,null,null,2.1319676099295207E-2,1.2933480832206058E-2,1.1895583870989651E-3,1.7199976678858088E-6,5.5420739247312028E-5,6.4681503475299456E-3,4.196800640304537E-2,null,1.7215629860851744E-2,1.5735795726363688E-2,6.7246452951259827E-4,2.2696285656265414E-6,2.3461776196506599E-5,5.9268900964056931E-3,3.9576511617895861E-2]
[2004,8,21,4,null,null,1.0395446033367598E-2,1.0662794925226655E-2,1.1895583870989651E-3,1.7199976678858088E-6,5.5420739247312028E-5,7.394096560369167E-3,2.9699036642977582E-2,null,8.394318483798742E-3,1.2973117213554843E-2,6.7246452951259827E-4,2.2696285656265414E-6,2.3461776196506599E-5,6.7753523528182842E-3,2.8840983984446598E-2]
[2004,8,21,6,null,null,1.0446723416580744E-2,1.0418386209496176E-2,1.1895583870989651E-3,1.7199976678858088E-6,5.5420739247312028E-5,8.4686054900071101E-3,3.0580414240098192E-2,null,8.435724950084586E-3,1.2675752128751008E-2,6.7246452951259827E-4,2.2696285656265414E-6,2.3461776196506599E-5,7.7599454731687723E-3,2.9569618486279096E-2]
[2004,8,21,9,null,null,1.8133389915808439E-2,1.3071661094210553E-2,0,0,5.5420739247312028E-5,1.1783610454506965E-2,4.3044082203773266E-2,null,1.4642705051385829E-2,1.5903915693797642E-2,0,0,2.3461776196506599E-5,1.0797548039276862E-2,4.1367630560656836E-2]
[2004,8,21,12,null,null,2.1331901438934271E-2,1.2588326024068296E-2,0,0,5.5420739247312028E-5,1.0423418530142234E-2,4.4399066732392106E-2,null,1.722550181768491E-2,1.5315855756196997E-2,0,0,2.3461776196506599E-5,9.5511781170305558E-3,4.2115997467108965E-2]
[2004,8,21,16,null,null,2.2729327517924353E-2,1.1744891549910435E-2,0,0,5.5420739247312028E-5,7.6175182266331786E-3,4.2147158033715278E-2,null,1.8353922813470577E-2,1.4289673186623632E-2,0,0,2.3461776196506599E-5,6.9800779064857731E-3,3.9647135682776488E-2]
[2004,8,21,19,null,null,2.4582266672302924E-2,9.7839258811928242E-3,1.1895583870989651E-3,1.7199976678858088E-6,5.5420739247312028E-5,4.5657903973147004E-3,4.0178682074824605E-2,null,1.9850170434114106E-2,1.1903822417624645E-2,6.7246452951259827E-4,2.2696285656265414E-6,2.3461776196506599E-5,4.1837212238646764E-3,3.6635910009878161E-2]
[2004,8,21,21,null,null,2.2622212987569935E-2,9.6188987691994826E-3,1.1895583870989651E-3,1.7199976678858088E-6,5.5420739247312028E-5,7.2257324584945231E-3,4.0713543339278097E-2,null,1.8267427873363981E-2,1.1703038656676663E-2,6.7246452951259827E-4,2.2696285656265414E-6,2.3461776196506599E-5,6.6210771003309739E-3,3.7289739564646346E-2]
[2004,8,21,24,null,null,1.6082524323869161E-2,7.9547452209049099E-3,1.1895583870989651E-3,1.7199976678858088E-6,5.5420739247312028E-5,7.462408488753066E-3,3.2746377157541307E-2,null,1.2986631912153174E-2,9.678310694188931E-3,6.7246452951259827E-4,2.2696285656265414E-6,2.3461776196506599E-5,6.8379478816868299E-3,3.0201086422303666E-2]
[2004,8,22,3,null,null,9.6729630114274368E-3,7.1083706071725606E-3,1.1895583870989651E-3,1.7199976678858088E-6,5.5420739247312028E-5,7.8430484328823984E-3,2.5871081175496559E-2,null,7.810913734657989E-3,8.6485509409979944E-3,6.7246452951259827E-4,2.2696285656265414E-6,2.3461776196506599E-5,7.186735555742378E-3,2.4344396165673091E-2]
[2004,8,22,7,null,null,1.1337372902504512E-2,8.1219181035606519E-3,0,0,5.5420739247312028E-5,8.8538186489606797E-3,2.8368530394273159E-2,null,9.1549240511407393E-3,9.8817051528490921E-3,0,0,2.3461776196506599E-5,8.112923671592831E-3,2.7173014651779168E-2]
[2004,8,22,10,null,null,1.7774849263943196E-2,1.1484136922137097E-2,0,0,5.5420739247312028E-5,1.0098596224937671E-2,3.9413003150265274E-2,null,1.4353183619454479E-2,1.3972420498768109E-2,0,0,2.3461776196506599E-5,9.2535372150153779E-3,3.7602603109434474E-2]
[2004,8,22,13,null,null,1.9006790287954437E-2,1.2064891737302233E-2,0,0,5.5420739247312028E-5,8.7291828118778517E-3,3.9856285576381836E-2,null,1.5347975500015803E-2,1.4679008250132327E-2,0,0,2.3461776196506599E-5,7.9987174659894716E-3,3.8049162992334108E-2]
[2004,8,22,18,null,null,2.2859375774789917E-2,1.1166562173834273E-2,0,0,5.5420739247312028E-5,6.0475910651936419E-3,4.0128949753065142E-2,null,1.8458936728495325E-2,1.3586036397536779E-2,0,0,2.3461776196506599E-5,5.5415235678768068E-3,3.7609958470105419E-2]
[2004,8,22,21,null,null,2.3122920543051907E-2,1.0586727524662774E-2,1.1895583870989651E-3,1.7199976678858088E-6,5.5420739247312028E-5,5.6091951090170098E-3,4.0565542300745848E-2,null,1.8671749022689251E-2,1.2880568185784369E-2,6.7246452951259827E-4,2.2696285656265414E-6,2.3461776196506599E-5,5.1398129533485239E-3,3.7390326096096882E-2]
[2004,8,22,22,null,null,2.2418920786430738E-2,1.0659451559001483E-2,1.1895583870989651E-3,1.7199976678858088E-6,5.5420739247312028E-5,3.5004697223821974E-3,3.7825541191828571E-2,null,1.8103269502846995E-2,1.2969049435619398E-2,6.7246452951259827E-4,2.2696285656265414E-6,2.3461776196506599E-5,3.2075474773522929E-3,3.4978062350093424E-2]
[2004,8,23,1,null,null,1.3517627749224284E-2,1.1594216463499332E-2,1.1895583870989651E-3,1.7199976678858088E-6,5.5420739247312028E-5,6.0013177976972745E-3,3.2359861134435057E-2,null,1.0915478961479949E-2,1.410635112417365E-2,6.7246452951259827E-4,2.2696285656265414E-6,2.3461776196506599E-5,5.4991224862511639E-3,3.1219148506179489E-2]
[2004,8,23,4,null,null,1.0495615786134163E-2,1.2116842738102701E-2,1.1895583870989651E-3,1.7199976678858088E-6,5.5420739247312028E-5,7.4889100536582771E-3,3.1348067701909302E-2,null,8.4752055188010815E-3,1.4742215544980647E-2,6.7246452951259827E-4,2.2696285656265414E-6,2.3461776196506599E-5,6.8622317733925834E-3,3.077784877144904E-2]
[2004,8,23,8,null,null,1.7664733362450211E-2,1.8553336739307893E-2,0,0,5.5420739247312028E-5,1.1550938927870274E-2,4.7824429768875687E-2,null,1.4264265073362687E-2,2.2573313461383891E-2,0,0,2.3461776196506599E-5,1.0584346661317983E-2,4.7445386972261062E-2]
[2004,8,23,11,null,null,2.4529364746205436E-2,2.0403395700819144E-2,0,0,5.5420739247312028E-5,1.0134276421041559E-2,5.5122457607313449E-2,null,1.9807452150103655E-2,2.4824227215984006E-2,0,0,2.3461776196506599E-5,9.2862316623555981E-3,5.3941372804639766E-2]
[2004,8,23,15,null,null,2.6330746924447212E-2,1.9027675776260165E-2,0,0,5.5420739247312028E-5,7.5701798789146275E-3,5.2984023318869311E-2,null,2.1262067533288135E-2,2.315042818303983E-2,0,0,2.3461776196506599E-5,6.9367008714450781E-3,5.1372658363969551E-2]
[2004,8,23,19,null,null,2.3728288126980576E-2,1.7758409131042562E-2,1.1895583870989651E-3,1.7199976678858088E-6,5.5420739247312028E-5,7.6757524994707921E-3,5.0409148881508083E-2,null,1.9160583102819508E-2,2.1606147806352994E-2,6.7246452951259827E-4,2.2696285656265414E-6,2.3461776196506599E-5,7.0334390864843863E-3,4.8498365929931619E-2]
[2004,8,23,22,null,null,2.2948304985603393E-2,1.5550612629741736E-2,1.1895583870989651E-3,1.7199976678858088E-6,5.5420739247312028E-5,5.7216115028285251E-3,4.546722824218781E-2,null,1.8530747030399166E-2,1.8919985032342497E-2,6.7246452951259827E-4,2.2696285656265414E-6,2.3461776196506599E-5,5.2428222489517944E-3,4.3391750245968183E-2]
[2004,8,23,23,null,null,1.8308730680717478E-2,1.5250543763588498E-2,1.1895583870989651E-3,1.7199976678858088E-6,5.5420739247312028E-5,5.1910107245286561E-3,3.9996984292848786E-2,null,1.4784292648408113E-2,1.8554899836571305E-2,6.7246452951259827E-4,2.2696285656265414E-6,2.3461776196506599E-5,4.7566225892219328E-3,3.8794011008476084E-2]
[2004,8,24,2,null,null,1.2452457877059755E-2,1.5024054026152854E-2,1.1895583870989651E-3,1.7199976678858088E-6,5.5420739247312028E-5,6.7712700108778553E-3,3.5494481038104632E-2,null,1.0055354718845628E-2,1.8279336259476867E-2,6.7246452951259827E-4,2.2696285656265414E-6,2.3461776196506599E-5,6.2046444518542524E-3,3.5237531364451478E-2]
[2004,8,24,5,null,null,1.1906683159699631E-2,1.5092330829658898E-2,1.1895583870989651E-3,1.7199976678858088E-6,5.5420739247312028E-5,8.4553388462030553E-3,3.6701051959575751E-2,null,9.614641854460532E-3,1.8362406690922112E-2,6.7246452951259827E-4,2.2696285656265414E-6,2.3461776196506599E-5,7.7477889932556516E-3,3.6423033472913029E-2]
[2004,8,24,8,null,null,2.0125361966245994E-2,1.8938957477081238E-2,0,0,5.5420739247312028E-5,1.3511732097446523E-2,5.2631472280021067E-2,null,1.6251221679583032E-2,2.3042487169233735E-2,0,0,2.3461776196506599E-5,1.238105901236891E-2,5.169822963738218E-2]
[2004,8,24,13,null,null,2.530230274384597E-2,2.1230347170200097E-2,0,0,5.5420739247312028E-5,1.0307614459561992E-2,5.6895685112855372E-2,null,2.0431599271795022E-2,2.5830355385702369E-2,0,0,2.3461776196506599E-5,9.4450646282945357E-3,5.5730481061988434E-2]
[2004,8,24,16,null,null,2.9227507869659514E-2,1.9604637114805139E-2,0,0,5.5420739247312028E-5,7.1139374473052431E-3,5.6001503171017208E-2,null,2.3601200829492134E-2,2.3852400520041738E-2,0,0,2.3461776196506599E-5,6.5186371895304554E-3,5.3995700315260832E-2]
[2004,8,24,20,null,null,2.4255816996228797E-2,1.8258648324137441E-2,1.1895583870989651E-3,1.7199976678858088E-6,5.5420739247312028E-5,7.4732878349679831E-3,5.1234452279348378E-2,null,1.9586562452205181E-2,2.2214774506232625E-2,6.7246452951259827E-4,2.2696285656265414E-6,2.3461776196506599E-5,6.8479168350772199E-3,4.9347449727789761E-2]
[2004,8,24,23,null,null,1.8862652000201346E-2,1.6093812502366002E-2,1.1895583870989651E-3,1.7199976678858088E-6,5.5420739247312028E-5,6.4180865459105094E-3,4.2621250172492013E-2,null,1.5231583890726009E-2,1.9580880760653886E-2,6.7246452951259827E-4,2.2696285656265414E-6,2.3461776196506599E-5,5.8810156757345706E-3,4.1391676261389197E-2]
[2004,8,24,24,null,null,1.5857745024831504E-2,1.5467780821940514E-2,1.1895583870989651E-3,1.7199976678858088E-6,5.5420739247312028E-5,6.0054520704288352E-3,3.8577677041215015E-2,null,1.2805122718739962E-2,1.8819205944012329E-2,6.7246452951259827E-4,2.2696285656265414E-6,2.3461776196506599E-5,5.5029107995698059E-3,3.7825435396596829E-2]
[2004,8,25,5,null,null,1.2483455306356793E-2,1.6190587927273761E-2,1.1895583870989651E-3,1.7199976678858088E-6,5.5420739247312028E-5,7.9729785277766613E-3,3.7893720885421381E-2,null,1.0080385130514659E-2,1.9698624648586089E-2,6.7246452951259827E-4,2.2696285656265414E-6,2.3461776196506599E-5,7.3057929912189569E-3,3.7782998704594437E-2]
[2004,8,25,7,null,null,1.7132017465210456E-2,1.966719997693582E-2,0,0,5.5420739247312028E-5,1.1065850759563914E-2,4.7920488940957497E-2,null,1.3834097200963616E-2,2.3928518962657248E-2,0,0,2.3461776196506599E-5,1.013985107816932E-2,4.7925929017986688E-2]
[2004,8,25,11,null,null,2.5677703781362207E-2,2.2550448667022945E-2,0,0,5.5420739247312028E-5,1.1556471230404779E-2,5.9840044418037239E-2,null,2.0734735458346792E-2,2.743648507047711E-2,0,0,2.3461776196506599E-5,1.0589416016132006E-2,5.8784098321152417E-2]
[2004,8,25,14,null,null,2.7379722513255725E-2,2.2282792865791431E-2,0,0,5.5420739247312028E-5,9.7415975475424327E-3,5.9459533665836901E-2,null,2.2109114898636869E-2,2.711083592251785E-2,0,0,2.3461776196506599E-5,8.9264124866466586E-3,5.8169825083997886E-2]
[2004,8,25,18,null,null,2.9202673155327846E-2,2.032616740047398E-2,0,0,5.5420739247312028E-5,8.318950559713649E-3,5.7903211854762784E-2,null,2.3581146807674789E-2,2.4730265754696678E-2,0,0,2.3461776196506599E-5,7.6228137930782931E-3,5.5957688131646269E-2]
[2004,8,25,21,null,null,2.8469648220501527E-2,1.8559848442717602E-2,1.1895583870989651E-3,1.7199976678858088E-6,5.5420739247312028E-5,6.2366325827737457E-3,5.4512828370007031E-2,null,2.2989229468125618E-2,2.2581236064433699E-2,6.7246452951259827E-4,2.2696285656265414E-6,2.3461776196506599E-5,5.7147459325645553E-3,5.1983407399398607E-2]
[2004,8,25,24,null,null,1.7309321575131889E-2,1.6441377078106507E-2,1.1895583870989651E-3,1.7199976678858088E-6,5.5420739247312028E-5,5.3445926287399529E-3,4.0341990405992505E-2,null,1.397727019829241E-2,2.0003752626049458E-2,6.7246452951259827E-4,2.2696285656265414E-6,2.3461776196506599E-5,4.8973526307560904E-3,3.9576571389372692E-2]
[2004,8,26,2,null,null,1.2268499578507598E-2,1.6014987762634221E-2,1.1895583870989651E-3,1.7199976678858088E-6,5.5420739247312028E-5,6.2083585816627603E-3,3.573854504681874E-2,null,9.9068084668783828E-3,1.9484976957285315E-2,6.7246452951259827E-4,2.2696285656265414E-6,2.3461776196506599E-5,5.6888379236026956E-3,3.5778819282041123E-2]
[2004,8,26,5,null,null,1.1559273542145698E-2,1.6221486215497342E-2,1.1895583870989651E-3,1.7199976678858088E-6,5.5420739247312028E-5,7.9259516623300993E-3,3.6953410543987306E-2,null,9.3341087282510643E-3,1.9736217710971109E-2,6.7246452951259827E-4,2.2696285656265414E-6,2.3461776196506599E-5,7.2627013733522405E-3,3.703122374684914E-2]
[2004,8,26,8,null,null,1.9295126053625915E-2,2.0890569033681732E-2,0,0,5.5420739247312028E-5,1.275225271743189E-2,5.2993368543986848E-2,null,1.5580806514630023E-2,2.5416957057912408E-2,0,0,2.3461776196506599E-5,1.1685133504460449E-2,5.2706358853199381E-2]
[2004,8,26,12,null,null,2.5937121585488405E-2,2.1898025397733018E-2,0,0,5.5420739247312028E-5,9.5974548277930494E-3,5.748802255026178E-2,null,2.0944215230663744E-2,2.6642700363493359E-2,0,0,2.3461776196506599E-5,8.7943317506944032E-3,5.6404709121048016E-2]
[2004,8,26,15,null,null,2.5999105231181083E-2,2.1300054264111499E-2,0,0,5.5420739247312028E-5,8.4999758707026713E-3,5.5854556105242557E-2,null,2.0994266999588444E-2,2.5915166010521701E-2,0,0,2.3461776196506599E-5,7.7886907540721459E-3,5.47215855403788E-2]
[2004,8,26,19,null,null,2.4042506443289736E-2,1.9149561163533026E-2,1.1895583870989651E-3,1.7199976678858088E-6,5.5420739247312028E-5,7.7431386918096713E-3,5.2181905422646585E-2,null,1.9414314266646027E-2,2.3298722643057004E-2,6.7246452951259827E-4,2.2696285656265414E-6,2.3461776196506599E-5,7.0951863456773191E-3,5.050641918965508E-2]
[2004,8,26,23,null,null,1.8516416259164139E-2,1.6850712988102704E-2,1.1895583870989651E-3,1.7199976678858088E-6,5.5420739247312028E-5,6.3004903207668286E-3,4.2914318692047829E-2,null,1.4951998669330861E-2,2.0501779904763619E-2,6.7246452951259827E-4,2.2696285656265414E-6,2.3461776196506599E-5,5.7732600014335032E-3,4.1925234509802713E-2]
[2004,8,27,2,null,null,1.1166226442863591E-2,1.5764127651511462E-2,1.1895583870989651E-3,1.7199976678858088E-6,5.5420739247312028E-5,5.5321712566240638E-3,3.3709224475013282E-2,null,9.0167233539326479E-3,1.9179762644469318E-2,6.7246452951259827E-4,2.2696285656265414E-6,2.3461776196506599E-5,5.0692345215857092E-3,3.3963916454262402E-2]
[2004,8,27,3,null,null,1.0708274429057666E-2,1.5399202254607546E-2,1.1895583870989651E-3,1.7199976678858088E-6,5.5420739247312028E-5,5.9473031641242135E-3,3.3301478971803591E-2,null,8.6469272872853175E-3,1.8735768365161082E-2,6.7246452951259827E-4,2.2696285656265414E-6,2.3461776196506599E-5,5.4496278425610377E-3,3.3530519429282167E-2]
[2004,8,27,6,null,null,1.1024685859393485E-2,1.685925764916426E-2,1.1895583870989651E-3,1.7199976678858088E-6,5.5420739247312028E-5,8.0246340792994864E-3,3.7155276711871396E-2,null,8.9024293898047925E-3,2.0512175949166517E-2,6.7246452951259827E-4,2.2696285656265414E-6,2.3461776196506599E-5,7.3531259628252712E-3,3.7465927236071311E-2]
[2004,8,27,10,null,null,2.1014574545762207E-2,1.830419222216504E-2,0,0,5.5420739247312028E-5,1.3790240815373719E-2,5.3164428322548279E-2,null,1.696926047929399E-2,2.227018646263032E-2,0,0,2.3461776196506599E-5,1.2636261886970566E-2,5.1899170605091388E-2]
[2004,8,27,13,null,null,2.5334757862463982E-2,1.6716678153841764E-2,0,0,5.5420739247312028E-5,1.0300936868126255E-2,5.2407793623679311E-2,null,2.0457806767003459E-2,2.0338703560544274E-2,0,0,2.3461776196506599E-5,9.4389458233160098E-3,5.0258917927060248E-2]
[2004,8,27,16,null,null,2.7380530816018669E-2,1.7563001246365336E-2,0,0,5.5420739247312028E-5,5.3583344482894084E-3,5.0357287249920724E-2,null,2.2109767602792294E-2,2.1368400629356007E-2,0,0,2.3461776196506599E-5,4.9099445233093241E-3,4.8411574531654129E-2]
[2004,8,27,21,null,null,2.3299913374102605E-2,1.5618338154775655E-2,1.1895583870989651E-3,1.7199976678858088E-6,5.5420739247312028E-5,5.4781001852912264E-3,4.5643050838183645E-2,null,1.8814670662455336E-2,1.9002384739058784E-2,6.7246452951259827E-4,2.2696285656265414E-6,2.3461776196506599E-5,5.0196881628949254E-3,4.3534939498683776E-2]
[2004,8,27,24,null,null,1.5286341915927669E-2,1.3267879212942564E-2,1.1895583870989651E-3,1.7199976678858088E-6,5.5420739247312028E-5,4.8971694743139109E-3,3.4698089727198303E-2,null,1.2343714938508554E-2,1.6142648659364781E-2,6.7246452951259827E-4,2.2696285656265414E-6,2.3461776196506599E-5,4.487370221506283E-3,3.367192975365435E-2]
[2004,8,28,3,null,null,1.1025687109528752E-2,1.2039266071599096E-2,1.1895583870989651E-3,1.7199976678858088E-6,5.5420739247312028E-5,6.6098783189092675E-3,3.0921530624051279E-2,null,8.9032378988856339E-3,1.4647830236565204E-2,6.7246452951259827E-4,2.2696285656265414E-6,2.3461776196506599E-5,6.0567581521586882E-3,3.0306022221884256E-2]
[2004,8,28,4,null,null,1.0739042946985061E-2,1.167737890507228E-2,1.1895583870989651E-3,1.7199976678858088E-6,5.5420739247312028E-5,6.7896595368916474E-3,3.045278051296315E-2,null,8.6717728531155846E-3,1.4207532485144853E-2,6.7246452951259827E-4,2.2696285656265414E-6,2.3461776196506599E-5,6.2214951268931163E-3,2.9798996399428283E-2]
[2004,8,28,7,null,null,1.3504929718239351E-2,1.2340114843913915E-2,0,0,5.5420739247312028E-5,9.3176204015062766E-3,3.5218085702906854E-2,null,1.0905225306575433E-2,1.5013864321827447E-2,0,0,2.3461776196506599E-5,8.5379141041216373E-3,3.4480465508721019E-2]
[2004,8,28,13,null,null,2.2991538166636721E-2,1.3295880077404719E-2,0,0,5.5420739247312028E-5,8.5802373670159152E-3,4.4923076350304667E-2,null,1.8565657806665675E-2,1.6176716509238642E-2,0,0,2.3461776196506599E-5,7.8622359009939899E-3,4.2628071993094811E-2]
[2004,8,28,15,null,null,2.2588151610977689E-2,1.2938141550837627E-2,0,0,5.5420739247312028E-5,7.0360481913166965E-3,4.2617762092379323E-2,null,1.8239923325488482E-2,1.5741466289244315E-2,0,0,2.3461776196506599E-5,6.4472657718714311E-3,4.0452117162800727E-2]
[2004,8,28,18,null,null,2.5640829678497921E-2,1.142282045222945E-2,0,0,5.5420739247312028E-5,5.162132083721984E-3,4.2281202953696667E-2,null,2.0704959635139821E-2,1.3897818505874919E-2,0,0,2.3461776196506599E-5,4.730160537321719E-3,3.9356400454532967E-2]
[2004,8,28,22,null,null,2.36841546728443E-2,9.2385541475771861E-3,1.1895583870989651E-3,1.7199976678858088E-6,5.5420739247312028E-5,5.2702360289471947E-3,3.9439643973382843E-2,null,1.9124945356385072E-2,1.1240284248245016E-2,6.7246452951259827E-4,2.2696285656265414E-6,2.3461776196506599E-5,4.8292182536567091E-3,3.5892643792561525E-2]
[2004,8,29,1,null,null,1.4179993740420348E-2,8.8560598253467643E-3,1.1895583870989651E-3,1.7199976678858088E-6,5.5420739247312028E-5,7.3400695681139477E-3,3.1622822257895228E-2,null,1.1450339232514957E-2,1.0774914360648778E-2,6.7246452951259827E-4,2.2696285656265414E-6,2.3461776196506599E-5,6.725846384630898E-3,2.964929591206936E-2]
[2004,8,29,4,null,null,1.0728120611312496E-2,8.7109876813951867E-3,1.1895583870989651E-3,1.7199976678858088E-6,5.5420739247312028E-5,8.500307211848324E-3,2.9186114628570167E-2,null,8.662953071460408E-3,1.0598409237826534E-2,6.7246452951259827E-4,2.2696285656265414E-6,2.3461776196506599E-5,7.7889943683125675E-3,2.7748552611874238E-2]
[2004,8,29,5,null,null,1.0531442113256429E-2,8.7935653740581314E-3,1.1895583870989651E-3,1.7199976678858088E-6,5.5420739247312028E-5,8.7479805485319081E-3,2.9319687159860636E-2,null,8.5041352635185034E-3,1.0698879151545571E-2,6.7246452951259827E-4,2.2696285656265414E-6,2.3461776196506599E-5,8.0159421922595259E-3,2.7917152541598329E-2]
[2004,8,29,10,null,null,2.0886246816338622E-2,1.3367839304299097E-2,0,0,5.5420739247312028E-5,1.0649381300815974E-2,4.4958888160701004E-2,null,1.6865635889485472E-2,1.6264267239759489E-2,0,0,2.3461776196506599E-5,9.7582321333574973E-3,4.2911597038798967E-2]
[2004,8,29,13,null,null,2.2562578149191066E-2,1.3558957536504428E-2,0,0,5.5420739247312028E-5,9.2875913081506261E-3,4.5464547733093434E-2,null,1.8219272765398888E-2,1.6496795319445354E-2,0,0,2.3461776196506599E-5,8.5103978705075543E-3,4.3249927731548302E-2]
[2004,8,29,16,null,null,2.5930688330551548E-2,1.2754877138537802E-2,0,0,5.5420739247312028E-5,6.4526031697482713E-3,4.5193589378084931E-2,null,2.0939020379894081E-2,1.5518493727311795E-2,0,0,2.3461776196506599E-5,5.912643919512719E-3,4.2393619802915103E-2]
[2004,8,29,19,null,null,2.476798513715418E-2,1.2132610726563081E-2,1.1895583870989651E-3,1.7199976678858088E-6,5.5420739247312028E-5,6.5787976522744393E-3,4.4726092640005856E-2,null,2.0000138019658734E-2,1.4761400004960696E-2,6.7246452951259827E-4,2.2696285656265414E-6,2.3461776196506599E-5,6.0282783418002294E-3,4.1488012300694391E-2]
[2004,8,29,23,null,null,2.0172306408774231E-2,1.1975505258797535E-2,1.1895583870989651E-3,1.7199976678858088E-6,5.5420739247312028E-5,6.122331938667399E-3,3.9516842730253326E-2,null,1.6289129298011479E-2,1.4570254281676565E-2,6.7246452951259827E-4,2.2696285656265414E-6,2.3461776196506599E-5,5.6100100623129616E-3,3.7167589576275736E-2]
[2004,8,30,2,null,null,1.2498620989578196E-2,1.2406889234092094E-2,1.1895583870989651E-3,1.7199976678858088E-6,5.5420739247312028E-5,6.2406349621515088E-3,3.2392844309835959E-2,null,1.0092631413605949E-2,1.5095106810004321E-2,6.7246452951259827E-4,2.2696285656265414E-6,2.3461776196506599E-5,5.7184133894759709E-3,3.1604347547360967E-2]
[2004,8,30,3,null,null,1.1026675040856884E-2,1.2317961280505886E-2,1.1895583870989651E-3,1.7199976678858088E-6,5.5420739247312028E-5,7.0106485367176742E-3,3.1601983982094607E-2,null,8.9040356530350803E-3,1.4986910715685184E-2,6.7246452951259827E-4,2.2696285656265414E-6,2.3461776196506599E-5,6.4239915816923857E-3,3.1013133884687381E-2]
[2004,8,30,7,null,null,1.6502823004417244E-2,1.6536067363888272E-2,0,0,5.5420739247312028E-5,1.0970159629108323E-2,4.4064470736661143E-2,null,1.3326022927364675E-2,2.0118959584923397E-2,0,0,2.3461776196506599E-5,1.0052167461843411E-2,4.3520611750327988E-2]
[2004,8,30,10,null,null,2.357503772873425E-2,1.9337155972848848E-2,0,0,5.5420739247312028E-5,1.1661053606201415E-2,5.4628668047031821E-2,null,1.9036833467977538E-2,2.3526963875020575E-2,0,0,2.3461776196506599E-5,1.0685246850924578E-2,5.3272505970119198E-2]
[2004,8,30,14,null,null,2.5129102634099888E-2,2.0007597443911489E-2,0,0,5.5420739247312028E-5,9.6524383567711137E-3,5.4844559174029799E-2,null,2.0291740252954393E-2,2.4342670812077596E-2,0,0,2.3461776196506599E-5,8.8447142118086488E-3,5.3502587053037148E-2]
[2004,8,30,17,null,null,3.103656195079018E-2,1.7771504327623446E-2,0,0,5.5420739247312028E-5,6.7338997347228102E-3,5.5597386752383744E-2,null,{"$f":"G5827*X$5","v":2.5062011271168513E-2},{"$f":"H5827*Y$5","v":2.1622080356999397E-2},{"$f":"I5827*Z$5","v":0},{"$f":"J5827*AA$5","v":0},{"$f":"K5827*AB$5","v":2.3461776196506599E-5},{"$f":"L5827*AC$5","v":6.1704013517803859E-3},{"$f":"SUM(O5827:T5827)","v":5.2877954756144804E-2}]
[2004,8,30,20,null,null,2.5325819559218581E-2,1.7414590357686319E-2,1.1895583870989651E-3,1.7199976678858088E-6,5.5420739247312028E-5,6.6648870330068277E-3,5.0651996073925884E-2,null,2.0450589090733887E-2,2.1187833351442257E-2,6.7246452951259827E-4,2.2696285656265414E-6,2.3461776196506599E-5,6.1071636908804879E-3,4.8443782067331367E-2]
[2004,8,30,24,null,null,1.6712134964189961E-2,1.5018193491126375E-2,1.1895583870989651E-3,1.7199976678858088E-6,5.5420739247312028E-5,5.1800416929318766E-3,3.8157069272262367E-2,null,1.3495042250552971E-2,1.8272205914350113E-2,6.7246452951259827E-4,2.2696285656265414E-6,2.3461776196506599E-5,4.7465714553977262E-3,3.7212015554575539E-2]
[2004,8,31,4,null,null,1.0959912393210496E-2,1.513018731493947E-2,1.1896083870311712E-3,1.7200699634265082E-6,5.5420739247312028E-5,7.6331154694465417E-3,3.4969964373838425E-2,null,8.8501248419581395E-3,1.8408465592390448E-2,6.7249279477578437E-4,2.2697239634444584E-6,2.3461776196506599E-5,6.9943699589265539E-3,3.4951184688210873E-2]
[2004,8,31,5,null,null,1.1266375111535564E-2,1.5841913813068816E-2,1.1896083870311712E-3,1.7200699634265082E-6,5.5420739247312028E-5,8.3064309897683489E-3,3.6661469110614645E-2,null,9.0975933635370973E-3,1.9274402839516924E-2,6.7249279477578437E-4,2.2697239634444584E-6,2.3461776196506599E-5,7.6113418712562544E-3,3.668156236924601E-2]
[2004,8,31,8,null,null,1.8741373908865031E-2,2.0142581666082234E-2,0,0,5.5420739247312028E-5,1.2646493271143857E-2,5.1585869585338437E-2,null,1.513365188083278E-2,2.4506902249377266E-2,0,0,2.3461776196506599E-5,1.1588224097423355E-2,5.1252240003829906E-2]
[2004,8,31,11,null,null,2.2101890102218007E-2,2.1785533846102708E-2,0,0,5.5420739247312028E-5,1.1871226519956908E-2,5.5814071207524935E-2,null,1.7847267353071398E-2,2.6505835114272253E-2,0,0,2.3461776196506599E-5,1.0877832318815851E-2,5.5254396562356013E-2]
[2004,8,31,15,null,null,2.4228772372112812E-2,2.0499600996797727E-2,0,0,5.5420739247312028E-5,8.543634424693608E-3,5.3327428532851461E-2,null,1.9564723929127337E-2,2.4941277444376013E-2,0,0,2.3461776196506599E-5,7.8286959236135573E-3,5.2358159073313412E-2]
[2004,8,31,18,null,null,2.5248972729618357E-2,1.8620023367479782E-2,0,0,5.5420739247312028E-5,8.6704427089359798E-3,5.2594859545281432E-2,null,2.0388535306791966E-2,2.2654449172041131E-2,0,0,2.3461776196506599E-5,7.9448927841743698E-3,5.1011339039203976E-2]
[2004,8,31,21,null,null,2.5909840498969015E-2,1.7119099126632495E-2,1.1896083870311712E-3,1.7200699634265082E-6,5.5420739247312028E-5,6.3330407208572357E-3,5.0608729542700653E-2,null,2.0922185764290419E-2,2.0828317633197549E-2,6.7249279477578437E-4,2.2697239634444584E-6,2.3461776196506599E-5,5.8030865567181298E-3,4.8251814249141829E-2]
[2004,9,1,2,null,null,1.286202556503307E-2,1.5392574761990794E-2,1.1896116666689938E-3,1.7200024097567303E-6,5.5033611111111239E-5,6.1785089042466898E-3,3.5679474511460418E-2,null,1.0386080461876336E-2,1.8727704884699155E-2,6.7249464877482243E-4,2.2696348227778729E-6,2.3297889647639351E-5,5.6614860922517482E-3,3.5473333612072479E-2]
[2004,9,1,5,null,null,1.2725099483306421E-2,1.5534445781749114E-2,1.1896116666689938E-3,1.7200024097567303E-6,5.5033611111111239E-5,7.5254943879653844E-3,3.7031404933210783E-2,null,1.0275512706047219E-2,1.8900315291392512E-2,6.7249464877482243E-4,2.2696348227778729E-6,2.3297889647639351E-5,6.895754699892149E-3,3.6769644870577115E-2]
[2004,9,1,6,null,null,1.6031043238784036E-2,1.6876252850256197E-2,1.1896116666689938E-3,1.7200024097567303E-6,5.5033611111111239E-5,8.6005466519702492E-3,4.2754208021200342E-2,null,1.2945060956687775E-2,2.0532853523609219E-2,6.7249464877482243E-4,2.2696348227778729E-6,2.3297889647639351E-5,7.8808456879336033E-3,4.2056822341475834E-2]
[2004,9,1,9,null,null,2.4381067444841753E-2,2.0371836799255215E-2,0,0,5.5033611111111239E-5,1.012865500211672E-2,5.4936592857324801E-2,null,1.9687702138998901E-2,2.4785830404267104E-2,0,0,2.3297889647639351E-5,9.2810806484855991E-3,5.3777911081399246E-2]
[2004,9,1,12,null,null,2.4365221658741221E-2,2.1157658904001442E-2,0,0,5.5033611111111239E-5,1.0110524451120387E-2,5.5688438624974156E-2,null,1.9674906673106715E-2,2.5741917653938979E-2,0,0,2.3297889647639351E-5,9.2644672772173222E-3,5.4704589493910653E-2]
[2004,9,1,18,null,null,2.9070219626127908E-2,1.8937570973562617E-2,0,0,5.5033611111111239E-5,6.2007014055777045E-3,5.4263525616379343E-2,null,2.3474190636209077E-2,2.3040800250110727E-2,0,0,2.3297889647639351E-5,5.6818215064406733E-3,5.2220110282408111E-2]
[2004,9,1,20,null,null,2.9933529570040439E-2,1.7916506962410962E-2,1.1896116666689938E-3,1.7200024097567303E-6,5.5033611111111239E-5,3.6506956847578982E-3,5.2747097497399156E-2,null,2.4171313068105788E-2,2.1798500910012397E-2,6.7249464877482243E-4,2.2696348227778729E-6,2.3297889647639351E-5,3.3452024050809859E-3,5.0013078556444407E-2]
[2004,9,1,24,null,null,1.5402062130603911E-2,1.6073143545083896E-2,1.1896116666689938E-3,1.7200024097567303E-6,5.5033611111111239E-5,5.3686673881160668E-3,3.8090238343993728E-2,null,1.2437158965237945E-2,1.9555733432267373E-2,6.7249464877482243E-4,2.2696348227778729E-6,2.3297889647639351E-5,4.9194127940567359E-3,3.7610367364807287E-2]
[2004,9,2,3,null,null,1.1852982156546288E-2,1.5337051405215964E-2,1.1896116666689938E-3,1.7200024097567303E-6,5.5033611111111239E-5,6.5125503635813471E-3,3.4948949205533458E-2,null,9.5712783160494148E-3,1.8660151206645596E-2,6.7249464877482243E-4,2.2696348227778729E-6,2.3297889647639351E-5,5.967574681839889E-3,3.4897066377780138E-2]
[2004,9,2,6,null,null,1.5781862259377562E-2,1.7202355939757052E-2,1.1896116666689938E-3,1.7200024097567303E-6,5.5033611111111239E-5,8.4125214441734906E-3,4.264310492349796E-2,null,1.2743847416207758E-2,2.0929613813332887E-2,6.7249464877482243E-4,2.2696348227778729E-6,2.3297889647639351E-5,7.7085545873733334E-3,4.2080077990159212E-2]
[2004,9,2,7,null,null,2.1050772469675336E-2,1.8842289377433534E-2,0,0,5.5033611111111239E-5,9.3527212475151486E-3,4.9300816705735127E-2,null,1.6998490288270322E-2,2.2924873860871754E-2,0,0,2.3297889647639351E-5,8.570077681869159E-3,4.8516739720658876E-2]
[2004,9,2,11,null,null,2.3321033278601459E-2,2.2156208158953319E-2,0,0,5.5033611111111239E-5,1.1112591770599927E-2,5.6644866819265817E-2,null,1.8831724976829313E-2,2.695682393496953E-2,0,0,2.3297889647639351E-5,1.0182680762162539E-2,5.5994527563609023E-2]
[2004,9,2,14,null,null,2.3527151955536105E-2,2.1910313634906177E-2,0,0,5.5033611111111239E-5,8.9211947545749602E-3,5.4413693956128349E-2,null,1.8998165725412387E-2,2.6657651109738903E-2,0,0,2.3297889647639351E-5,8.174661688126748E-3,5.3853776412925679E-2]
[2004,9,2,18,null,null,2.8857027246667895E-2,1.9089268928557061E-2,0,0,5.5033611111111239E-5,6.1211855892209215E-3,5.4122515375556991E-2,null,2.3302037875686642E-2,2.3225366807472107E-2,0,0,2.3297889647639351E-5,5.6089596403505314E-3,5.2159662213156918E-2]
[2004,9,2,21,null,null,2.995999156798862E-2,1.6810371216445193E-2,1.1896116666689938E-3,1.7200024097567303E-6,5.5033611111111239E-5,2.8462619337924848E-3,5.0862989998416153E-2,null,2.4192681120787859E-2,2.0452697226536622E-2,6.7249464877482243E-4,2.2696348227778729E-6,2.3297889647639351E-5,2.6080843457223142E-3,4.7951524866292033E-2]
[2004,9,3,1,null,null,1.300605691150525E-2,1.5696985655952393E-2,1.1896116666689938E-3,1.7200024097567303E-6,5.5033611111111239E-5,5.2063412396328723E-3,3.5155749087280377E-2,null,1.0502385716124879E-2,1.9098072901353371E-2,6.7249464877482243E-4,2.2696348227778729E-6,2.3297889647639351E-5,4.7706702339521878E-3,3.5069191024675678E-2]
[2004,9,3,4,null,null,1.1584242858405295E-2,1.5071932242579906E-2,1.1896116666689938E-3,1.7200024097567303E-6,5.5033611111111239E-5,6.1482483978919688E-3,3.4050788779067032E-2,null,9.3542714410709826E-3,1.8337588314218591E-2,6.7249464877482243E-4,2.2696348227778729E-6,2.3297889647639351E-5,5.6337578104726288E-3,3.402367973900744E-2]
[2004,9,3,8,null,null,2.1960840945501658E-2,2.0016359864260338E-2,0,0,5.5033611111111239E-5,1.0682628212940146E-2,5.2714862633813253E-2,null,1.7733370215849215E-2,2.4353331797968929E-2,0,0,2.3297889647639351E-5,9.7886969159641773E-3,5.1898696819429962E-2]
[2004,9,3,9,null,null,2.3353671384255138E-2,2.0643141698623992E-2,0,0,5.5033611111111239E-5,9.4820768552499064E-3,5.3533923549240144E-2,null,1.8858080233995329E-2,2.5115919305423385E-2,0,0,2.3297889647639351E-5,8.688608703754026E-3,5.2685906132820384E-2]
[2004,9,3,12,null,null,2.1855517873456614E-2,2.1129685967551892E-2,0,0,5.5033611111111239E-5,1.0185714008579146E-2,5.3225951460698764E-2,null,1.7648321877605688E-2,2.5707883783278221E-2,0,0,2.3297889647639351E-5,9.3333649093859418E-3,5.2712868459917489E-2]
[2004,9,3,16,null,null,2.593780866738735E-2,1.9001672052967926E-2,0,0,5.5033611111111239E-5,6.1992254954418334E-3,5.1193739826908224E-2,null,2.0944770049020331E-2,2.3118790197631245E-2,0,0,2.3297889647639351E-5,5.6804691017040051E-3,4.9767327238003221E-2]
[2004,9,3,19,null,null,2.9368052882150737E-2,1.6177247466629078E-2,1.1896116666689938E-3,1.7200024097567303E-6,5.5033611111111239E-5,3.351204188926208E-3,5.0142869817895883E-2,null,2.3714690870455638E-2,1.9682393692177384E-2,6.7249464877482243E-4,2.2696348227778729E-6,2.3297889647639351E-5,3.0707726090450252E-3,4.7165919344923285E-2]
[2004,9,3,22,null,null,2.2249919360075577E-2,1.4975492045361484E-2,1.1896116666689938E-3,1.7200024097567303E-6,5.5033611111111239E-5,5.3404485023471563E-3,4.381222518797407E-2,null,1.7966800919152957E-2,1.8220252288215416E-2,6.7249464877482243E-4,2.2696348227778729E-6,2.3297889647639351E-5,4.8935552883388562E-3,4.177867066895246E-2]
[2004,9,4,2,null,null,1.4291527765307135E-2,1.2843150760592717E-2,1.1896116666689938E-3,1.7200024097567303E-6,5.5033611111111239E-5,7.2574802059816416E-3,3.5638524012071363E-2,null,1.1540402912675907E-2,1.562589371519622E-2,6.7249464877482243E-4,2.2696348227778729E-6,2.3297889647639351E-5,6.6501681696559851E-3,3.4514526970773354E-2]
[2004,9,4,5,null,null,1.2627268842116851E-2,1.3042687575145276E-2,1.1896116666689938E-3,1.7200024097567303E-6,5.5033611111111239E-5,8.4176526573129899E-3,3.5333974354764985E-2,null,1.0196514502700916E-2,1.5868664442924032E-2,6.7249464877482243E-4,2.2696348227778729E-6,2.3297889647639351E-5,7.7132564162896416E-3,3.4476497535159828E-2]
[2004,9,4,9,null,null,2.2876485558324958E-2,1.6630717979391564E-2,0,0,5.5033611111111239E-5,1.1094373938564155E-2,5.0656611087391785E-2,null,1.8472752871806636E-2,2.0234118278105638E-2,0,0,2.3297889647639351E-5,1.0165987413605476E-2,4.889615645316539E-2]
[2004,9,4,10,null,null,2.4895157295739268E-2,1.6845150371444458E-2,0,0,5.5033611111111239E-5,1.0429845033898434E-2,5.2225186312193271E-2,null,2.0102829486480726E-2,2.0495012028383407E-2,0,0,2.3297889647639351E-5,9.5570668455573562E-3,5.0178206250069128E-2]
[2004,9,4,13,null,null,2.5182669217520701E-2,1.5915470088342275E-2,0,0,5.5033611111111239E-5,8.8953868439633384E-3,5.0048559760937431E-2,null,2.0334995247485648E-2,1.93638966530627E-2,0,0,2.3297889647639351E-5,8.1510134051409697E-3,4.7873203195336951E-2]
[2004,9,4,17,null,null,2.5813485011654175E-2,1.4168962108371944E-2,0,0,5.5033611111111239E-5,9.6458268894241278E-3,4.9683307620561355E-2,null,2.0844378747103643E-2,1.7238970412105068E-2,0,0,2.3297889647639351E-5,8.8386559975996166E-3,4.6945303046455965E-2]
[2004,9,4,20,null,null,2.8016912343525196E-2,1.2543332520873548E-2,1.1896116666689938E-3,1.7200024097567303E-6,5.5033611111111239E-5,7.5700055869649943E-3,4.9376615731553594E-2,null,2.2623645429866692E-2,1.5261113449429665E-2,6.7249464877482243E-4,2.2696348227778729E-6,2.3297889647639351E-5,6.9365411643921085E-3,4.5519362216933701E-2]
[2004,9,4,22,null,null,2.5143268074085998E-2,1.0750804238869253E-2,1.1896116666689938E-3,1.7200024097567303E-6,5.5033611111111239E-5,6.2621737372553759E-3,4.3402611330400485E-2,null,2.0303178840036164E-2,1.3080195624963535E-2,6.7249464877482243E-4,2.2696348227778729E-6,2.3297889647639351E-5,5.7381497817972429E-3,3.9819586420042179E-2]
[2004,9,5,4,null,null,1.1507724374720569E-2,8.642311741778607E-3,1.1896116666689938E-3,1.7200024097567303E-6,5.5033611111111239E-5,6.2406064078506926E-3,2.7637007804539732E-2,null,9.2924827963235413E-3,1.0514853188906466E-2,6.7249464877482243E-4,2.2696348227778729E-6,2.3297889647639351E-5,5.7183872246230182E-3,2.6223785383098261E-2]
[2004,9,5,7,null,null,1.3828621346950001E-2,1.0000289703195313E-2,0,0,5.5033611111111239E-5,6.7817648066987243E-3,3.066570946795515E-2,null,1.1166606166349518E-2,1.216706608340783E-2,0,0,2.3297889647639351E-5,6.2142610343504006E-3,2.9571231173755385E-2]
[2004,9,5,10,null,null,2.1322362396395841E-2,1.1950468710157459E-2,0,0,5.5033611111111239E-5,7.8481077117426041E-3,4.1175972429407008E-2,null,1.7217799044678243E-2,1.4539793029968336E-2,0,0,2.3297889647639351E-5,7.1913714699002734E-3,3.8972261434194494E-2]
[2004,9,5,11,null,null,2.2541606498922322E-2,1.2346748928199891E-2,0,0,5.5033611111111239E-5,7.2995871848927267E-3,4.2242976223126054E-2,null,1.8202338166255994E-2,1.5021935822184539E-2,0,0,2.3297889647639351E-5,6.6887516012227822E-3,3.9936323479310955E-2]
[2004,9,5,14,null,null,2.1396960537136994E-2,1.2896440308360594E-2,0,0,5.5033611111111239E-5,7.2035484615180839E-3,4.1551982918126784E-2,null,1.7278037013272421E-2,1.5690729581805115E-2,0,0,2.3297889647639351E-5,6.6007494788450942E-3,3.959281396357027E-2]
[2004,9,5,19,null,null,2.8216261372153696E-2,1.0255468247173997E-2,1.1896116666689938E-3,1.7200024097567303E-6,5.5033611111111239E-5,3.8655861709079842E-3,4.358368107042554E-2,null,2.2784619690169927E-2,1.2477534509803956E-2,6.7249464877482243E-4,2.2696348227778729E-6,2.3297889647639351E-5,3.5421106749484485E-3,3.9502327048167564E-2]
[2004,9,5,22,null,null,2.3827029429009113E-2,9.8606363414275675E-3,1.1896116666689938E-3,1.7200024097567303E-6,5.5033611111111239E-5,3.8306467773894025E-3,3.8764677828015938E-2,null,1.9240316664426389E-2,1.1997153837680059E-2,6.7249464877482243E-4,2.2696348227778729E-6,2.3297889647639351E-5,3.5100950392112887E-3,3.5445627714562979E-2]
[2004,9,6,1,null,null,1.4210235013694901E-2,9.0729994586680983E-3,1.1896116666689938E-3,1.7200024097567303E-6,5.5033611111111239E-5,6.0738350164819665E-3,3.0603434769034828E-2,null,1.1474759048500472E-2,1.1038858599572932E-2,6.7249464877482243E-4,2.2696348227778729E-6,2.3297889647639351E-5,5.5655714032894028E-3,2.8777251224608044E-2]
[2004,9,6,5,null,null,1.1686027809095299E-2,8.8445748783642329E-3,1.1896116666689938E-3,1.7200024097567303E-6,5.5033611111111239E-5,7.2104746678716492E-3,2.8987442635521044E-2,null,9.4364627477457625E-3,1.0760940954572727E-2,6.7249464877482243E-4,2.2696348227778729E-6,2.3297889647639351E-5,6.6070960944364099E-3,2.7502561970000138E-2]
[2004,9,6,8,null,null,1.7328411700873573E-2,1.1136062685205887E-2,0,0,5.5033611111111239E-5,7.536272757115459E-3,3.605578075430603E-2,null,1.3992685467137739E-2,1.3548928543198004E-2,0,0,2.3297889647639351E-5,6.9056311260632533E-3,3.4470543026046636E-2]
[2004,9,6,9,null,null,2.0154503221755646E-2,1.2526615440044403E-2,0,0,5.5033611111111239E-5,8.4130747324430901E-3,4.1149227005354248E-2,null,1.6274753231666567E-2,1.5240774255945611E-2,0,0,2.3297889647639351E-5,7.7090615760160444E-3,3.9247886953275857E-2]
[2004,9,6,12,null,null,2.2418512302855641E-2,1.3708123855975035E-2,0,0,5.5033611111111239E-5,8.0107900979869851E-3,4.4192459867928767E-2,null,1.8102939652524675E-2,1.6678281708368436E-2,0,0,2.3297889647639351E-5,7.3404404574910886E-3,4.2144959708031837E-2]
[2004,9,6,16,null,null,2.2644204866919003E-2,1.3863706358732764E-2,0,0,5.5033611111111239E-5,8.4021817958290952E-3,4.4965126632591973E-2,null,1.8285186307078205E-2,1.6867574483743774E-2,0,0,2.3297889647639351E-5,7.6990801694825813E-3,4.2875138849952199E-2]
[2004,9,6,20,null,null,2.5588305031569711E-2,1.2796086741576295E-2,1.1896116666689938E-3,1.7200024097567303E-6,5.5033611111111239E-5,7.0693712106578042E-3,4.6700128263993668E-2,null,2.0662546003906563E-2,1.5568632271126195E-2,6.7249464877482243E-4,2.2696348227778729E-6,2.3297889647639351E-5,6.4778002929792421E-3,4.3407040741257237E-2]
[2004,9,6,23,null,null,1.7568656339684751E-2,1.2941794623911424E-2,1.1896116666689938E-3,1.7200024097567303E-6,5.5033611111111239E-5,5.4351794419463997E-3,3.7191995685732435E-2,null,1.4186682916187351E-2,1.5745910878632783E-2,6.7249464877482243E-4,2.2696348227778729E-6,2.3297889647639351E-5,4.9803590633853614E-3,3.5611015031450734E-2]
[2004,9,7,2,null,null,1.1664940424087444E-2,1.4419839521954541E-2,1.1896116666689938E-3,1.7200024097567303E-6,5.5033611111111239E-5,7.1650502008007702E-3,3.4496195427032618E-2,null,9.4194346928476638E-3,1.7544205776328422E-2,6.7249464877482243E-4,2.2696348227778729E-6,2.3297889647639351E-5,6.5654727849040776E-3,3.4227175427325396E-2]
[2004,9,7,6,null,null,1.4028474607567886E-2,1.6464827806787787E-2,1.1896116666689938E-3,1.7200024097567303E-6,5.5033611111111239E-5,9.5966287012759308E-3,4.133629639582146E-2,null,1.1327987593781034E-2,2.0032284456030149E-2,6.7249464877482243E-4,2.2696348227778729E-6,2.3297889647639351E-5,8.7935747551377737E-3,4.0851908978194199E-2]
[2004,9,7,9,null,null,2.0492864721245865E-2,2.0965175194822029E-2,0,0,5.5033611111111239E-5,1.1601589814278916E-2,5.3114663341457917E-2,null,1.6547980006184917E-2,2.5507728237524667E-2,0,0,2.3297889647639351E-5,1.0630759039030289E-2,5.2709765172387513E-2]
[2004,9,7,13,null,null,2.0287307638465195E-2,2.2447314544914203E-2,0,0,5.5033611111111239E-5,1.0528855494169242E-2,5.3318511288659748E-2,null,1.6381992744654926E-2,2.7311004737767312E-2,0,0,2.3297889647639351E-5,9.6477920273929513E-3,5.3364087399462828E-2]
[2004,9,7,14,null,null,2.0400320792096052E-2,2.2353739186531264E-2,0,0,5.5033611111111239E-5,9.9370773982902123E-3,5.274617098802864E-2,null,1.6473250820680792E-2,2.7197154279129096E-2,0,0,2.3297889647639351E-5,9.1055344193776006E-3,5.2799237408835131E-2]
[2004,9,7,17,null,null,2.2517399318060249E-2,2.1551911506328285E-2,0,0,5.5033611111111239E-5,1.0450856503546532E-2,5.4575200939046171E-2,null,{"$f":"G6019*X$5","v":1.8182790877462524E-2},{"$f":"H6019*Y$5","v":2.6221593504182947E-2},{"$f":"I6019*Z$5","v":0},{"$f":"J6019*AA$5","v":0},{"$f":"K6019*AB$5","v":2.3297889647639351E-5},{"$f":"L6019*AC$5","v":9.5763200577860721E-3},{"$f":"SUM(O6019:T6019)","v":5.4004002329079183E-2}]
[2004,9,7,21,null,null,2.4900447365467614E-2,1.7673561777007928E-2,1.1896116666689938E-3,1.7200024097567303E-6,5.5033611111111239E-5,5.4839072318804962E-3,4.9304281654545895E-2,null,2.010710121565509E-2,2.1502916460643895E-2,6.7249464877482243E-4,2.2696348227778729E-6,2.3297889647639351E-5,5.0250092709505619E-3,4.733308912049479E-2]
[2004,9,7,24,null,null,1.3046914573483337E-2,1.6186383224348247E-2,1.1896116666689938E-3,1.7200024097567303E-6,5.5033611111111239E-5,6.3473444500854789E-3,3.6827007528106928E-2,null,1.053537826171134E-2,1.9693508906955176E-2,6.7249464877482243E-4,2.2696348227778729E-6,2.3297889647639351E-5,5.8161933378765044E-3,3.6743142679788253E-2]
[2004,9,8,4,null,null,1.0248455239706251E-2,1.5124073391033823E-2,1.1896116666689938E-3,1.7200024097567303E-6,5.5033611111111239E-5,7.1618937780993314E-3,3.3780787689029271E-2,null,8.2756234771372561E-3,1.8401026956271219E-2,6.7249464877482243E-4,2.2696348227778729E-6,2.3297889647639351E-5,6.5625804943041273E-3,3.393729310095784E-2]
[2004,9,8,6,null,null,1.3191636354144432E-2,1.7232406262231249E-2,1.1896116666689938E-3,1.7200024097567303E-6,5.5033611111111239E-5,9.2161791660694114E-3,4.0886587062634955E-2,null,1.0652241041289269E-2,2.0966175180075534E-2,6.7249464877482243E-4,2.2696348227778729E-6,2.3297889647639351E-5,8.4449615564265272E-3,4.0761439951036565E-2]
[2004,9,8,11,null,null,1.9585261724305456E-2,2.1648779875806053E-2,0,0,5.5033611111111239E-5,1.3022523299323487E-2,5.4311598510546108E-2,null,1.5815090951813104E-2,2.6339450475111634E-2,0,0,2.3297889647639351E-5,1.1932787617165919E-2,5.411062693373829E-2]
[2004,9,8,12,null,null,2.0010508363250825E-2,2.1708004841308064E-2,0,0,5.5033611111111239E-5,1.1482269737799087E-2,5.3255816553469087E-2,null,1.6158477441436968E-2,2.6411507794493121E-2,0,0,2.3297889647639351E-5,1.0521423766720063E-2,5.3114706892297789E-2]
[2004,9,8,15,null,null,1.8236045645509662E-2,2.182407963549917E-2,0,0,5.5033611111111239E-5,1.083630924698497E-2,5.0951468139104908E-2,null,1.4725599511761348E-2,2.6552732672317399E-2,0,0,2.3297889647639351E-5,9.9295177920641717E-3,5.1231147865790555E-2]
[2004,9,8,18,null,null,2.3397772001207576E-2,1.9505130304623905E-2,0,0,5.5033611111111239E-5,8.9352138260594596E-3,5.1893149743002048E-2,null,1.8893691464417047E-2,2.3731333433871491E-2,0,0,2.3297889647639351E-5,8.1875076319403474E-3,5.0835830419876521E-2]
[2004,9,8,22,null,null,1.9263121826427556E-2,1.7180463612889354E-2,1.1896116666689938E-3,1.7200024097567303E-6,5.5033611111111239E-5,6.3185767140383139E-3,4.400852743354508E-2,null,1.5554963114061298E-2,2.0902978046207686E-2,6.7249464877482243E-4,2.2696348227778729E-6,2.3297889647639351E-5,5.7898329101324173E-3,4.2945836243646639E-2]
[2004,9,9,1,null,null,1.2152720343447002E-2,1.551894375245799E-2,1.1896116666689938E-3,1.7200024097567303E-6,5.5033611111111239E-5,6.4775884551196566E-3,3.5395617831214511E-2,null,9.8133167812124045E-3,1.888145441631689E-2,6.7249464877482243E-4,2.2696348227778729E-6,2.3297889647639351E-5,5.9355384152289612E-3,3.5328371786003489E-2]
[2004,9,9,3,null,null,1.1223668992413855E-2,1.4527501363089397E-2,1.1896116666689938E-3,1.7200024097567303E-6,5.5033611111111239E-5,7.2576360644684458E-3,3.4255171700161562E-2,null,9.0631081895518745E-3,1.7675194855107872E-2,6.7249464877482243E-4,2.2696348227778729E-6,2.3297889647639351E-5,6.6503109857737695E-3,3.4086676203678751E-2]
[2004,9,9,9,null,null,2.1033224782854736E-2,2.1385177135284601E-2,0,0,5.5033611111111239E-5,1.123267859507409E-2,5.3706114124324536E-2,null,1.6984320538232348E-2,2.6018732570042634E-2,0,0,2.3297889647639351E-5,1.0292718620351244E-2,5.3319069618273866E-2]
[2004,9,9,12,null,null,2.1113885686608647E-2,2.2094975492029132E-2,0,0,5.5033611111111239E-5,1.1177222068287617E-2,5.4441116858036508E-2,null,1.704945418551675E-2,2.6882323902766282E-2,0,0,2.3297889647639351E-5,1.0241902742282281E-2,5.4196978720212952E-2]
[2004,9,9,13,null,null,2.1142906638949813E-2,2.1900000719745794E-2,0,0,5.5033611111111239E-5,1.0814288082791633E-2,5.3912229052598348E-2,null,1.7072888592840198E-2,2.6645103681215022E-2,0,0,2.3297889647639351E-5,9.909339377377405E-3,5.3650629541080262E-2]
[2004,9,9,16,null,null,2.1549388364156416E-2,2.1979872289398406E-2,0,0,5.5033611111111239E-5,1.0566898514896957E-2,5.4151192779562887E-2,null,1.7401122422180067E-2,2.6742281132568088E-2,0,0,2.3297889647639351E-5,9.6826515762088727E-3,5.3849353020604666E-2]
[2004,9,9,19,null,null,2.4303782748021495E-2,1.9707189093792859E-2,1.1896116666689938E-3,1.7200024097567303E-6,5.5033611111111239E-5,7.3717526102807969E-3,5.2629089732285E-2,null,1.9625294777453211E-2,2.3977172575888196E-2,6.7249464877482243E-4,2.2696348227778729E-6,2.3297889647639351E-5,6.754878163231161E-3,5.1055407689817804E-2]
[2004,9,9,24,null,null,1.3486763396023695E-2,1.6256441560603064E-2,1.1896116666689938E-3,1.7200024097567303E-6,5.5033611111111239E-5,6.2475183749710452E-3,3.7237088611787671E-2,null,1.0890556008705189E-2,1.9778746878274505E-2,6.7249464877482243E-4,2.2696348227778729E-6,2.3297889647639351E-5,5.7247207925321111E-3,3.7092085852757042E-2]
[2004,9,10,3,null,null,1.1746205928611629E-2,1.4917982192128348E-2,1.1896116666689938E-3,1.7200024097567303E-6,5.5033611111111239E-5,6.4575641367007799E-3,3.4368117537630624E-2,null,9.4850565550104755E-3,1.8150281696812341E-2,6.7249464877482243E-4,2.2696348227778729E-6,2.3297889647639351E-5,5.9171897485858866E-3,3.4250590173653936E-2]
[2004,9,10,7,null,null,1.8985106119745621E-2,1.9206729933419743E-2,0,0,5.5033611111111239E-5,1.0331720138421142E-2,4.8578589802697622E-2,null,1.5330465542923361E-2,2.3368278248120784E-2,0,0,2.3297889647639351E-5,9.4671531237099198E-3,4.8189194804401703E-2]
[2004,9,10,10,null,null,2.042264790362008E-2,2.2118615955490851E-2,0,0,5.5033611111111239E-5,1.1875140026039286E-2,5.4471437496261328E-2,null,1.6491279954241239E-2,2.6911086577620511E-2,0,0,2.3297889647639351E-5,1.0881418339423849E-2,5.4307082760933233E-2]
[2004,9,10,13,null,null,2.0758642695069478E-2,2.2171619875050792E-2,0,0,5.5033611111111239E-5,9.6090777168386515E-3,5.2594373898070028E-2,null,1.6762595612970131E-2,2.6975574928568922E-2,0,0,2.3297889647639351E-5,8.8049820266271981E-3,5.2566450457813892E-2]
[2004,9,10,14,null,null,2.1549652853938162E-2,2.1851384909883472E-2,0,0,5.5033611111111239E-5,8.6560083740105879E-3,5.211207974894333E-2,null,1.7401335997572268E-2,2.6585954217664555E-2,0,0,2.3297889647639351E-5,7.9316663265132283E-3,5.1942254431397696E-2]
[2004,9,10,17,null,null,2.6604567136257574E-2,1.9261191991851161E-2,0,0,5.5033611111111239E-5,5.8697588229086502E-3,5.1790551562128501E-2,null,2.148317724400757E-2,2.3434540674874455E-2,0,0,2.3297889647639351E-5,5.3785724769172356E-3,5.0319588285446894E-2]
[2004,9,10,22,null,null,1.9492517857373319E-2,1.6380513256106354E-2,1.1896116666689938E-3,1.7200024097567303E-6,5.5033611111111239E-5,6.8857193548409953E-3,4.4005115748510522E-2,null,1.5740200316630305E-2,1.9929701356901926E-2,6.7249464877482243E-4,2.2696348227778729E-6,2.3297889647639351E-5,6.3095165786337887E-3,4.2677480425411259E-2]
[2004,9,11,1,null,null,1.2136293499044106E-2,1.3805515558875775E-2,1.1896116666689938E-3,1.7200024097567303E-6,5.5033611111111239E-5,5.8948004136599929E-3,3.3082974751769738E-2,null,9.800052110975158E-3,1.6796775404085099E-2,6.7249464877482243E-4,2.2696348227778729E-6,2.3297889647639351E-5,5.4015185663319719E-3,3.269640825463746E-2]
[2004,9,11,4,null,null,1.0455473877943726E-2,1.2910598305396799E-2,1.1896116666689938E-3,1.7200024097567303E-6,5.5033611111111239E-5,6.4693237705290407E-3,3.1081761234059431E-2,null,8.4427909441097855E-3,1.5707955211327944E-2,6.7249464877482243E-4,2.2696348227778729E-6,2.3297889647639351E-5,5.92796532638313E-3,3.0776773655066095E-2]
[2004,9,11,8,null,null,1.6332316806485767E-2,1.6157428171547871E-2,0,0,5.5033611111111239E-5,8.4468194099811943E-3,4.0991597999125946E-2,null,1.3188339241229008E-2,1.9658280123457217E-2,0,0,2.3297889647639351E-5,7.7399824706089436E-3,4.0609899724942805E-2]
[2004,9,11,11,null,null,2.2414574594972314E-2,1.6453190562172818E-2,0,0,5.5033611111111239E-5,8.2087240327489621E-3,4.7131522801005202E-2,null,1.8099759954995322E-2,2.0018125753786364E-2,0,0,2.3297889647639351E-5,7.5218111144257048E-3,4.5662994712855037E-2]
[2004,9,11,14,null,null,1.8974433295734134E-2,1.5875945943452582E-2,0,0,5.5033611111111239E-5,7.7834087461084367E-3,4.268882159640626E-2,null,1.5321847241833981E-2,1.931580875790808E-2,0,0,2.3297889647639351E-5,7.1320865680254619E-3,4.1793040457415165E-2]
[2004,9,11,16,null,null,1.7996507302565353E-2,1.5649444346675156E-2,0,0,5.5033611111111239E-5,9.8159548967951538E-3,4.3516940157146772E-2,null,1.4532172396339678E-2,1.9040230751892137E-2,0,0,2.3297889647639351E-5,8.9945475504905649E-3,4.2590248588370017E-2]
[2004,9,11,19,null,null,1.9976511315876161E-2,1.4130334831569571E-2,1.1896116666689938E-3,1.7200024097567303E-6,5.5033611111111239E-5,8.3657554293472564E-3,4.3718966856982844E-2,null,1.6131024839378748E-2,1.7191973710666868E-2,6.7249464877482243E-4,2.2696348227778729E-6,2.3297889647639351E-5,7.6657019919280497E-3,4.16867627152189E-2]
[2004,9,11,23,null,null,1.7765300838184572E-2,1.1065292579459511E-2,1.1896116666689938E-3,1.7200024097567303E-6,5.5033611111111239E-5,5.1625701044014909E-3,3.5239528802235437E-2,null,1.4345473269501285E-2,1.3462824582322671E-2,6.7249464877482243E-4,2.2696348227778729E-6,2.3297889647639351E-5,4.7305619040630444E-3,3.3236921929132232E-2]
[2004,9,12,2,null,null,1.1435743679842842E-2,1.0368134684923487E-2,1.1896116666689938E-3,1.7200024097567303E-6,5.5033611111111239E-5,5.8660572745826544E-3,2.8916300919538847E-2,null,9.2343584142095553E-3,1.26146125379577E-2,6.7249464877482243E-4,2.2696348227778729E-6,2.3297889647639351E-5,5.3751806772626264E-3,2.7922213802675122E-2]
[2004,9,12,5,null,null,1.020804171555585E-2,1.0469786865525882E-2,1.1896116666689938E-3,1.7200024097567303E-6,5.5033611111111239E-5,6.5410609911881216E-3,2.846525485245972E-2,null,8.242989572667718E-3,1.2738289834878075E-2,6.7249464877482243E-4,2.2696348227778729E-6,2.3297889647639351E-5,5.9936995161937213E-3,2.7673041096984752E-2]
[2004,9,12,9,null,null,1.8470096755124909E-2,1.3275450266072117E-2,0,0,5.5033611111111239E-5,8.6073697271670507E-3,4.0407950359475191E-2,null,1.491459568848051E-2,1.6151860142879986E-2,0,0,2.3297889647639351E-5,7.8870978024699334E-3,3.8976851523478066E-2]
[2004,9,12,11,null,null,2.0087405402199342E-2,1.4038798175407197E-2,0,0,5.5033611111111239E-5,8.798773734460464E-3,4.2980010923178116E-2,null,1.6220571769407405E-2,1.7080603682633991E-2,0,0,2.3297889647639351E-5,8.0624849617484604E-3,4.1386958303437492E-2]
[2004,9,12,16,null,null,2.1096809911186995E-2,1.4242203646447465E-2,0,0,5.5033611111111239E-5,8.7610621769498923E-3,4.4155109345695463E-2,null,1.7035665503743299E-2,1.7328081293915876E-2,0,0,2.3297889647639351E-5,8.0279291390294039E-3,4.2414973826336216E-2]
[2004,9,12,17,null,null,2.4957386958185727E-2,1.3281936917931541E-2,0,0,5.5033611111111239E-5,6.6012332855117347E-3,4.4895590772740114E-2,null,2.0153079913834988E-2,1.6159752266426013E-2,0,0,2.3297889647639351E-5,6.0488365424134077E-3,4.238496661232205E-2]
[2004,9,12,20,null,null,2.3659369268449713E-2,1.3127852467922944E-2,1.1896116666689938E-3,1.7200024097567303E-6,5.5033611111111239E-5,7.8252726079043287E-3,4.5858859624466841E-2,null,1.9104931152322056E-2,1.5972282128927782E-2,6.7249464877482243E-4,2.2696348227778729E-6,2.3297889647639351E-5,7.170447226721363E-3,4.2945722681216436E-2]
[2004,9,12,24,null,null,1.3829762547886312E-2,1.2617462794041539E-2,1.1896116666689938E-3,1.7200024097567303E-6,5.5033611111111239E-5,5.9587019445958584E-3,3.3652292566713572E-2,null,1.1167527685645818E-2,1.5351305629774981E-2,6.7249464877482243E-4,2.2696348227778729E-6,2.3297889647639351E-5,5.4600727635134849E-3,3.2676968252179521E-2]
[2004,9,13,3,null,null,1.0809274123337638E-2,1.2918059502415421E-2,1.1896116666689938E-3,1.7200024097567303E-6,5.5033611111111239E-5,7.0350071533673824E-3,3.2008706059310305E-2,null,8.7284844997253617E-3,1.5717033036059151E-2,6.7249464877482243E-4,2.2696348227778729E-6,2.3297889647639351E-5,6.4463118488516718E-3,3.1589891557881424E-2]
[2004,9,13,8,null,null,1.953754985397527E-2,1.8843331285152209E-2,0,0,5.5033611111111239E-5,1.2117281912270421E-2,5.0553196662509008E-2,null,1.5776563635743767E-2,2.2926141520153851E-2,0,0,2.3297889647639351E-5,1.1103297589335899E-2,4.9829300634881155E-2]
[2004,9,13,11,null,null,2.0834447645405936E-2,2.1354762548404627E-2,0,0,5.5033611111111239E-5,1.2274257844341045E-2,5.4518501649262717E-2,null,1.6823808079826318E-2,2.5981728013229649E-2,0,0,2.3297889647639351E-5,1.1247137643628813E-2,5.4075971626332424E-2]
[2004,9,13,14,null,null,2.5180309699860536E-2,2.0821533111011172E-2,0,0,5.5033611111111239E-5,7.7231435279739415E-3,5.3780019949956757E-2,null,2.0333089937925673E-2,2.5332963027920121E-2,0,0,2.3297889647639351E-5,7.0768643939373987E-3,5.2766215249430828E-2]
[2004,9,13,15,null,null,2.0810670338935126E-2,2.1899829040892126E-2,0,0,5.5033611111111239E-5,1.0854091974235626E-2,5.3619624965173987E-2,null,1.6804607914430603E-2,2.6644894804470475E-2,0,0,2.3297889647639351E-5,9.94581244576981E-3,5.3418613054318526E-2]
[2004,9,13,18,null,null,2.2985837664356031E-2,2.1056517920557571E-2,0,0,5.5033611111111239E-5,8.558756198448229E-3,5.2656145394472942E-2,null,1.8561054653370653E-2,2.5618862315961197E-2,0,0,2.3297889647639351E-5,7.8425522946455901E-3,5.2045767153625078E-2]
[2004,9,13,21,null,null,2.280036306280997E-2,1.9170577314557902E-2,1.1896116666689938E-3,1.7200024097567303E-6,5.5033611111111239E-5,6.0727886762439445E-3,4.9290094333801673E-2,null,1.8411283987346719E-2,2.3324292392127056E-2,6.7249464877482243E-4,2.2696348227778729E-6,2.3297889647639351E-5,5.5646126216809064E-3,4.7998251174399917E-2]
[2004,9,14,1,null,null,1.2181483016650023E-2,1.6581288513287794E-2,1.1896116666689938E-3,1.7200024097567303E-6,5.5033611111111239E-5,5.9619905164028913E-3,3.5971127326530572E-2,null,9.8365426282358594E-3,2.0173978862308515E-2,6.7249464877482243E-4,2.2696348227778729E-6,2.3297889647639351E-5,5.4630861448709336E-3,3.6171669808660545E-2]
[2004,9,14,5,null,null,1.0940328297040084E-2,1.7115274398990011E-2,1.1896116666689938E-3,1.7200024097567303E-6,5.5033611111111239E-5,7.488623014641883E-3,3.6790590990861842E-2,null,8.8343106921906257E-3,2.0823664196611379E-2,6.7249464877482243E-4,2.2696348227778729E-6,2.3297889647639351E-5,6.8619687540420514E-3,3.7218005816089292E-2]
[2004,9,14,8,null,null,1.9144016217367731E-2,2.1540679374211797E-2,0,0,5.5033611111111239E-5,1.1000272232450868E-2,5.1740001435141507E-2,null,1.5458785382731082E-2,2.620792769071404E-2,0,0,2.3297889647639351E-5,1.0079760217258579E-2,5.1769771180351337E-2]
[2004,9,14,12,null,null,2.1840790029465179E-2,2.3322928265068602E-2,0,0,5.5033611111111239E-5,1.0107546304826959E-2,5.5326298210471844E-2,null,1.7636429149516197E-2,2.837633887436268E-2,0,0,2.3297889647639351E-5,9.261738344705896E-3,5.5297804258232414E-2]
[2004,9,14,15,null,null,1.9835702776522905E-2,2.3559413585605201E-2,0,0,5.5033611111111239E-5,9.4822134218534859E-3,5.2932363395092698E-2,null,1.6017322000580321E-2,2.8664063791152373E-2,0,0,2.3297889647639351E-5,8.6887338423495691E-3,5.3393417523729905E-2]
[2004,9,14,16,null,null,2.2162364434551305E-2,2.3354575254232186E-2,0,0,5.5033611111111239E-5,9.4596851190039601E-3,5.5031658418898566E-2,null,1.7896100352066471E-2,2.8414842859739345E-2,0,0,2.3297889647639351E-5,8.66809072679511E-3,5.5002331828248568E-2]
[2004,9,14,19,null,null,2.4972511767453381E-2,2.0823597683367889E-2,1.1896116666689938E-3,1.7200024097567303E-6,5.5033611111111239E-5,6.4423349442954822E-3,5.348480967530661E-2,null,2.0165293191225092E-2,2.5335474933979214E-2,6.7249464877482243E-4,2.2696348227778729E-6,2.3297889647639351E-5,5.9032349477860435E-3,5.2102065246235583E-2]
[2004,9,14,22,null,null,2.0981739266958097E-2,1.8551906302188139E-2,1.1896116666689938E-3,1.7200024097567303E-6,5.5033611111111239E-5,4.9394817685273085E-3,4.57194926178634E-2,null,1.6942746004888438E-2,2.2571573089506601E-2,6.7249464877482243E-4,2.2696348227778729E-6,2.3297889647639351E-5,4.5261417874185314E-3,4.4738523055058807E-2]
[2004,9,15,3,null,null,1.0754687621937636E-2,1.6087293326559515E-2,1.1896116666689938E-3,1.7200024097567303E-6,5.5033611111111239E-5,6.4542648415102368E-3,3.4542611070197252E-2,null,8.6844059218368196E-3,1.9572949066152923E-2,6.7249464877482243E-4,2.2696348227778729E-6,2.3297889647639351E-5,5.9141665411866625E-3,3.4869583702421644E-2]
[2004,9,15,6,null,null,1.3841008793591169E-2,1.8271312438626099E-2,1.1896116666689938E-3,1.7200024097567303E-6,5.5033611111111239E-5,8.7886218946930262E-3,4.2147308407100147E-2,null,1.1176609024521573E-2,2.2230182571643182E-2,6.7249464877482243E-4,2.2696348227778729E-6,2.3297889647639351E-5,8.0531826364552798E-3,4.2158036405865268E-2]
[2004,9,15,10,null,null,2.1031046808425321E-2,2.3310243874303686E-2,0,0,5.5033611111111239E-5,1.0775692118235189E-2,5.5172016412075302E-2,null,1.6982561824758064E-2,2.8360906139387496E-2,0,0,2.3297889647639351E-5,9.8739731555365414E-3,5.5240739009329742E-2]
[2004,9,15,13,null,null,2.1602978314337152E-2,2.3484620319607911E-2,0,0,5.5033611111111239E-5,9.2219763379311776E-3,5.4364608582987348E-2,null,1.7444396285360545E-2,2.857306496641911E-2,0,0,2.3297889647639351E-5,8.4502736160801482E-3,5.449103275750744E-2]
[2004,9,15,16,null,null,2.236102562265507E-2,2.2992604724149213E-2,0,0,5.5033611111111239E-5,9.1969113503579305E-3,5.4605575308273327E-2,null,1.8056519181423102E-2,2.7974443682267668E-2,0,0,2.3297889647639351E-5,8.4273060877092069E-3,5.4481566841047616E-2]
[2004,9,15,19,null,null,2.5457257441733931E-2,1.9978514333565806E-2,1.1896116666689938E-3,1.7200024097567303E-6,5.5033611111111239E-5,6.3885668504491001E-3,5.3070703905938696E-2,null,2.0556725127910982E-2,2.4307286224631703E-2,6.7249464877482243E-4,2.2696348227778729E-6,2.3297889647639351E-5,5.853966213171297E-3,5.1416039738959217E-2]
[2004,9,15,21,null,null,2.6493719760479068E-2,1.8339052417597226E-2,1.1896116666689938E-3,1.7200024097567303E-6,5.5033611111111239E-5,4.1924839890782658E-3,5.0271621447344421E-2,null,2.1393668032724918E-2,2.231259986405092E-2,6.7249464877482243E-4,2.2696348227778729E-6,2.3297889647639351E-5,3.8416534092619694E-3,4.824598347928305E-2]
[2004,9,15,24,null,null,1.3851469517592804E-2,1.704127288997815E-2,1.1896116666689938E-3,1.7200024097567303E-6,5.5033611111111239E-5,5.4104369815187788E-3,3.7549544669279594E-2,null,1.1185056054938448E-2,2.0733628679927146E-2,6.7249464877482243E-4,2.2696348227778729E-6,2.3297889647639351E-5,4.9576870728177368E-3,3.7574433980928565E-2]
[2004,9,16,4,null,null,1.0230292680520123E-2,1.528526988686179E-2,1.1896116666689938E-3,1.7200024097567303E-6,5.5033611111111239E-5,6.5511380073873414E-3,3.3313065854959113E-2,null,8.2609572179118389E-3,1.8597150116235871E-2,6.7249464877482243E-4,2.2696348227778729E-6,2.3297889647639351E-5,6.0029332792176874E-3,3.3559102786610631E-2]
[2004,9,16,7,null,null,1.6912691353806027E-2,1.9742637258679158E-2,0,0,5.5033611111111239E-5,9.9052055906172342E-3,4.6615567814213534E-2,null,1.365699145436724E-2,2.4020301342904751E-2,0,0,2.3297889647639351E-5,9.0763296713272327E-3,4.6776920358246862E-2]
[2004,9,16,11,null,null,1.9694731101096222E-2,2.3128882304573856E-2,0,0,5.5033611111111239E-5,1.0680966959961732E-2,5.3559613976742915E-2,null,1.5903487429468326E-2,2.8140248711514344E-2,0,0,2.3297889647639351E-5,9.7871746780296264E-3,5.3854208708659937E-2]
[2004,9,16,12,null,null,2.0402142241211549E-2,2.2675511409676344E-2,0,0,5.5033611111111239E-5,9.3857595902991867E-3,5.2518446852298187E-2,null,1.6474721640107728E-2,2.7588645327789447E-2,0,0,2.3297889647639351E-5,8.6003513483931832E-3,5.2687016205937992E-2]
[2004,9,16,18,null,null,2.4018403210056855E-2,2.0817034235316067E-2,0,0,5.5033611111111239E-5,6.2841765100068829E-3,5.1174647566490913E-2,null,1.9394850915521251E-2,2.5327489374705265E-2,0,0,2.3297889647639351E-5,5.7583113440534709E-3,5.0503949523927623E-2]
[2004,9,16,19,null,null,2.36070082134534E-2,2.0159345425802701E-2,1.1896116666689938E-3,1.7200024097567303E-6,5.5033611111111239E-5,5.7576972342259858E-3,5.0770416153671942E-2,null,1.9062649621507895E-2,2.4527298235731552E-2,6.7249464877482243E-4,2.2696348227778729E-6,2.3297889647639351E-5,5.2758882960517728E-3,4.956389832653646E-2]
[2004,9,16,22,null,null,1.9966549386495835E-2,1.7762760189445583E-2,1.1896116666689938E-3,1.7200024097567303E-6,5.5033611111111239E-5,4.4235215186518998E-3,4.3399196374783178E-2,null,1.6122980585417623E-2,2.1611441614501913E-2,6.7249464877482243E-4,2.2696348227778729E-6,2.3297889647639351E-5,4.0533575244037778E-3,4.2485841897568551E-2]
[2004,9,17,1,null,null,1.157649934483417E-2,1.6457712917312021E-2,1.1896116666689938E-3,1.7200024097567303E-6,5.5033611111111239E-5,5.8101803934369218E-3,3.5090757935772973E-2,null,9.3480185569820278E-3,2.0023627973768426E-2,6.7249464877482243E-4,2.2696348227778729E-6,2.3297889647639351E-5,5.3239796204400764E-3,3.5393688324435763E-2]
[2004,9,17,5,null,null,1.0871852868872845E-2,1.5830641639141847E-2,1.1896116666689938E-3,1.7200024097567303E-6,5.5033611111111239E-5,7.6134806709621311E-3,3.5562340459166689E-2,null,8.7790168115331468E-3,1.9260688308323965E-2,6.7249464877482243E-4,2.2696348227778729E-6,2.3297889647639351E-5,6.9763782168628255E-3,3.5714145509965177E-2]
[2004,9,17,9,null,null,2.0414299649772573E-2,2.1996275610627267E-2,0,0,5.5033611111111239E-5,1.0969349179838899E-2,5.3434958051349846E-2,null,1.6484538742622745E-2,2.6762238583732244E-2,0,0,2.3297889647639351E-5,1.0051424831649228E-2,5.3321500047651849E-2]
[2004,9,17,13,null,null,1.9992567545814161E-2,2.2674530433489326E-2,0,0,5.5033611111111239E-5,9.5448999591629616E-3,5.2267031549577556E-2,null,1.6143990238584906E-2,2.7587451802156899E-2,0,0,2.3297889647639351E-5,8.7461747175913429E-3,5.250091464798079E-2]
[2004,9,17,16,null,null,2.2340000657075296E-2,2.1467391757270089E-2,0,0,5.5033611111111239E-5,7.2366757517660319E-3,5.1099101777222523E-2,null,1.8039541530188032E-2,2.6118760746066394E-2,0,0,2.3297889647639351E-5,6.6311046496345758E-3,5.0812704815536638E-2]
[2004,9,17,19,null,null,2.4467489100057055E-2,1.8858973762622709E-2,1.1896116666689938E-3,1.7200024097567303E-6,5.5033611111111239E-5,5.4773426136853296E-3,5.0050170756554949E-2,null,1.9757487590767467E-2,2.2945173274507027E-2,6.7249464877482243E-4,2.2696348227778729E-6,2.3297889647639351E-5,5.0189939855169946E-3,4.8419717024036725E-2]
[2004,9,17,20,null,null,2.2337412995073712E-2,1.8897056224409105E-2,1.1896116666689938E-3,1.7200024097567303E-6,5.5033611111111239E-5,6.7716135577698443E-3,4.925244805744252E-2,null,1.8037451994164275E-2,2.2991507115118253E-2,6.7249464877482243E-4,2.2696348227778729E-6,2.3297889647639351E-5,6.2049592504539106E-3,4.7931980532981679E-2]
[2004,9,17,23,null,null,1.618083371772968E-2,1.5440577551412427E-2,1.1896116666689938E-3,1.7200024097567303E-6,5.5033611111111239E-5,6.124525428027488E-3,3.899230197735945E-2,null,1.3066016708088386E-2,1.878610850383574E-2,6.7249464877482243E-4,2.2696348227778729E-6,2.3297889647639351E-5,5.6120199986419541E-3,3.816220738381132E-2]
[2004,9,18,3,null,null,1.1407355325514162E-2,1.3428915529090361E-2,1.1896116666689938E-3,1.7200024097567303E-6,5.5033611111111239E-5,5.678900772657253E-3,3.1761536907451642E-2,null,9.2114348295263236E-3,1.6338576933299959E-2,6.7249464877482243E-4,2.2696348227778729E-6,2.3297889647639351E-5,5.2036855885371153E-3,3.1451759524608637E-2]
[2004,9,18,6,null,null,1.2233188764776507E-2,1.4138443184846515E-2,1.1896116666689938E-3,1.7200024097567303E-6,5.5033611111111239E-5,6.330564345909684E-3,3.3948561575722569E-2,null,9.878294999016643E-3,1.7201838911883659E-2,6.7249464877482243E-4,2.2696348227778729E-6,2.3297889647639351E-5,5.800817406905117E-3,3.3579013491050656E-2]
[2004,9,18,10,null,null,2.2379304439417633E-2,1.4989037263344749E-2,0,0,5.5033611111111239E-5,9.8478317402619225E-3,4.7271207054135414E-2,null,1.8071279318594653E-2,1.8236732367013921E-2,0,0,2.3297889647639351E-5,9.0237569129352733E-3,4.5355066488191487E-2]
[2004,9,18,14,null,null,2.1527383025999134E-2,1.3973602422972015E-2,0,0,5.5033611111111239E-5,7.6216271047506315E-3,4.317764616483289E-2,null,1.7383353120483634E-2,1.7001281877788387E-2,0,0,2.3297889647639351E-5,6.9838429502329345E-3,4.1391775838152595E-2]
[2004,9,18,17,null,null,2.2986099625959707E-2,1.3498334289796609E-2,0,0,5.5033611111111239E-5,8.4309812783113156E-3,4.4970448805178739E-2,null,1.8561266187260082E-2,1.6423036751366162E-2,0,0,2.3297889647639351E-5,7.725469687093387E-3,4.2733070515367268E-2]
[2004,9,18,20,null,null,2.531038233009536E-2,1.2001170473166248E-2,1.1896116666689938E-3,1.7200024097567303E-6,5.5033611111111239E-5,6.1349334696391518E-3,4.4692851553090614E-2,null,2.0438123534436279E-2,1.460148041297246E-2,6.7249464877482243E-4,2.2696348227778729E-6,2.3297889647639351E-5,5.6215570865939535E-3,4.1359223207247928E-2]
[2004,9,18,21,null,null,2.5268832970338946E-2,1.1009977614092429E-2,1.1896116666689938E-3,1.7200024097567303E-6,5.5033611111111239E-5,4.8620937971822738E-3,4.2387269661803506E-2,null,2.0404572443172495E-2,1.3395524448126793E-2,6.7249464877482243E-4,2.2696348227778729E-6,2.3297889647639351E-5,4.4552297064832189E-3,3.895338877102774E-2]
[2004,9,19,3,null,null,1.5101585190011545E-2,9.0288997322190319E-3,1.1896116666689938E-3,1.7200024097567303E-6,5.5033611111111239E-5,7.5696127614867763E-3,3.2946462963907214E-2,null,1.2194523956766578E-2,1.0985203725375181E-2,6.7249464877482243E-4,2.2696348227778729E-6,2.3297889647639351E-5,6.9361812108796866E-3,3.0813971066266682E-2]
[2004,9,19,5,null,null,1.4708889298313358E-2,9.1612376411842802E-3,1.1896116666689938E-3,1.7200024097567303E-6,5.5033611111111239E-5,8.0210610825652492E-3,3.3137553302252751E-2,null,1.187742218243068E-2,1.1146215469185533E-2,6.7249464877482243E-4,2.2696348227778729E-6,2.3297889647639351E-5,7.3498519574573028E-3,3.1071551782318751E-2]
[2004,9,19,8,null,null,2.2283631603433225E-2,1.0558812153726045E-2,0,0,5.5033611111111239E-5,7.4192783979289672E-3,4.031675576619935E-2,null,1.7994023542082176E-2,1.2846604353434442E-2,0,0,2.3297889647639351E-5,6.7984269530708078E-3,3.7662352738235066E-2]
[2004,9,19,11,null,null,2.6158950891333448E-2,1.266219792380483E-2,0,0,5.5033611111111239E-5,9.8248710769464724E-3,4.8701053503195854E-2,null,2.1123342305762422E-2,1.5405733580987822E-2,0,0,2.3297889647639351E-5,9.0027176172016461E-3,4.5555091393599527E-2]
[2004,9,19,15,null,null,2.512218048522314E-2,1.3279709042639847E-2,0,0,5.5033611111111239E-5,7.2935498403774567E-3,4.5750472979351552E-2,null,2.0286150620525235E-2,1.6157041674362767E-2,0,0,2.3297889647639351E-5,6.6832194667649295E-3,4.314970965130057E-2]
[2004,9,19,18,null,null,3.2934362230012761E-2,1.2400455327925292E-2,0,0,5.5033611111111239E-5,5.7234486751180716E-3,5.1113299844167237E-2,null,2.6594484232049808E-2,1.5087278860631922E-2,0,0,2.3297889647639351E-5,5.2445056851218369E-3,4.694956666745121E-2]
[2004,9,19,20,null,null,2.977854507536741E-2,1.2804731613118361E-2,1.1896116666689938E-3,1.7200024097567303E-6,5.5033611111111239E-5,6.3569765657651555E-3,5.0186618534440786E-2,null,2.404616315109789E-2,1.55791502387508E-2,6.7249464877482243E-4,2.2696348227778729E-6,2.3297889647639351E-5,5.8250194300298987E-3,4.6148394993123829E-2]
[2004,9,19,23,null,null,2.1552282505952397E-2,1.3363594711606166E-2,1.1896116666689938E-3,1.7200024097567303E-6,5.5033611111111239E-5,6.1794427161350916E-3,4.2341685213883512E-2,null,1.7403459440514323E-2,1.6259102965390963E-2,6.7249464877482243E-4,2.2696348227778729E-6,2.3297889647639351E-5,5.6623417619773887E-3,4.0022966341127911E-2]
[2004,9,20,2,null,null,1.310130322961298E-2,1.3834927265575711E-2,1.1896116666689938E-3,1.7200024097567303E-6,5.5033611111111239E-5,6.6617130039669029E-3,3.4844308779345454E-2,null,1.0579297079623776E-2,1.6832559785304537E-2,6.7249464877482243E-4,2.2696348227778729E-6,2.3297889647639351E-5,6.1042552672552364E-3,3.4214174305428786E-2]
[2004,9,20,6,null,null,1.4590057552796467E-2,1.5322403406037775E-2,1.1896116666689938E-3,1.7200024097567303E-6,5.5033611111111239E-5,7.2468481305730751E-3,3.840567436959718E-2,null,1.1781465595801047E-2,1.8642329405549794E-2,6.7249464877482243E-4,2.2696348227778729E-6,2.3297889647639351E-5,6.6404257952432854E-3,3.7762282969839363E-2]
[2004,9,20,9,null,null,2.3100814789120998E-2,1.999550268997979E-2,0,0,5.5033611111111239E-5,1.1207414830305273E-2,5.4358765920517173E-2,null,1.8653898635296068E-2,2.4327955471350766E-2,0,0,2.3297889647639351E-5,1.0269568948627333E-2,5.3274720944921805E-2]
[2004,9,20,12,null,null,2.2243715703429576E-2,2.0318518858756508E-2,0,0,5.5033611111111239E-5,1.056464956293128E-2,5.3181917736228469E-2,null,1.7961791468910655E-2,2.4720959993035748E-2,0,0,2.3297889647639351E-5,9.6805908184316915E-3,5.2386640170025735E-2]
[2004,9,20,16,null,null,2.2492653977372035E-2,2.0334470881185146E-2,0,0,5.5033611111111239E-5,8.3375852934606115E-3,5.1219743763128898E-2,null,1.8162809024826261E-2,2.4740368361874425E-2,0,0,2.3297889647639351E-5,7.6398891566613622E-3,5.0566364433009686E-2]
[2004,9,20,17,null,null,2.5335823240358653E-2,1.9845916459608797E-2,0,0,5.5033611111111239E-5,8.3560739914412784E-3,5.3592847302519842E-2,null,2.0458667059224184E-2,2.4145958188861019E-2,0,0,2.3297889647639351E-5,7.6568307048736576E-3,5.2284753842606495E-2]
[2004,9,20,21,null,null,2.6566432691803053E-2,1.8309082463708382E-2,1.1896116666689938E-3,1.7200024097567303E-6,5.5033611111111239E-5,5.548742127560383E-3,5.1670622563261673E-2,null,2.1452383695474253E-2,2.2276136279464391E-2,6.7249464877482243E-4,2.2696348227778729E-6,2.3297889647639351E-5,5.0844187281307521E-3,4.9511000876314631E-2]
[2004,9,20,24,null,null,1.6166387919742332E-2,1.6147428855902205E-2,1.1896116666689938E-3,1.7200024097567303E-6,5.5033611111111239E-5,7.3989455977476158E-3,4.0959127653582006E-2,null,1.3054351732033564E-2,1.9646114242481708E-2,6.7249464877482243E-4,2.2696348227778729E-6,2.3297889647639351E-5,6.7797956186781139E-3,4.0178323766438623E-2]
[2004,9,21,3,null,null,1.1838331329002505E-2,1.5194539627435303E-2,1.1896116666689938E-3,1.7200024097567303E-6,5.5033611111111239E-5,6.8605000775077618E-3,3.5139736314135431E-2,null,9.5594477787103744E-3,1.8486761208017136E-2,6.7249464877482243E-4,2.2696348227778729E-6,2.3297889647639351E-5,6.2864076715995034E-3,3.5030678831572251E-2]
[2004,9,21,7,null,null,2.0479273992920159E-2,1.8673271359050867E-2,0,0,5.5033611111111239E-5,1.0362368857679206E-2,4.9569947820761337E-2,null,1.6537005498537379E-2,2.2719234478415517E-2,0,0,2.3297889647639351E-5,9.4952371324107231E-3,4.8774774999011256E-2]
[2004,9,21,10,null,null,2.2044105721506869E-2,2.2009926834126826E-2,0,0,5.5033611111111239E-5,1.2016690955053713E-2,5.6125757121798521E-2,null,1.7800606488927482E-2,2.677884763640653E-2,0,0,2.3297889647639351E-5,1.1011124167865672E-2,5.561387618284732E-2]
[2004,9,21,14,null,null,2.2508690358140755E-2,2.2141248388042954E-2,0,0,5.5033611111111239E-5,1.0005760596467139E-2,5.4710732953761956E-2,null,1.8175758395836222E-2,2.6938622810136027E-2,0,0,2.3297889647639351E-5,9.1684701498712107E-3,5.4306149245491098E-2]
[2004,9,21,18,null,null,2.6209298717273375E-2,2.0349753733461318E-2,0,0,5.5033611111111239E-5,7.803881611484831E-3,5.4417967673330632E-2,null,2.1163998154924646E-2,2.4758962570552972E-2,0,0,2.3297889647639351E-5,7.1508462468400915E-3,5.3097104861965352E-2]
[2004,9,21,21,null,null,2.7360262259879177E-2,1.7836431251352231E-2,1.1896116666689938E-3,1.7200024097567303E-6,5.5033611111111239E-5,4.697589198476966E-3,5.114064798989823E-2,null,2.2093400751875505E-2,2.1701075085656916E-2,6.7249464877482243E-4,2.2696348227778729E-6,2.3297889647639351E-5,4.3044909906999633E-3,4.8797029001477615E-2]
[2004,9,21,22,null,null,2.196093580579209E-2,1.7559331568854416E-2,1.1896116666689938E-3,1.7200024097567303E-6,5.5033611111111239E-5,5.3830957792928031E-3,4.6149728434129164E-2,null,1.7733446815495522E-2,2.1363935837824428E-2,6.7249464877482243E-4,2.2696348227778729E-6,2.3297889647639351E-5,4.9326338053471003E-3,4.4728078631912291E-2]
[2004,9,22,1,null,null,1.4047979902238392E-2,1.5905175201023084E-2,1.1896116666689938E-3,1.7200024097567303E-6,5.5033611111111239E-5,6.0241261332330438E-3,3.7223646516684389E-2,null,1.1343738111369121E-2,1.9351371158496895E-2,6.7249464877482243E-4,2.2696348227778729E-6,2.3297889647639351E-5,5.5200222011215936E-3,3.6913193644232845E-2]
[2004,9,22,4,null,null,1.286032670060235E-2,1.5430875489412238E-2,1.1896116666689938E-3,1.7200024097567303E-6,5.5033611111111239E-5,6.778532981972658E-3,3.6316100452177112E-2,null,1.0384708629532974E-2,1.8774304282857632E-2,6.7249464877482243E-4,2.2696348227778729E-6,2.3297889647639351E-5,6.2112996514305432E-3,3.6068374737066387E-2]
[2004,9,22,7,null,null,2.2704976385621307E-2,1.7525941729982161E-2,0,0,5.5033611111111239E-5,1.0531813587884119E-2,5.0817765314598695E-2,null,1.8334259283946521E-2,2.1323311377120728E-2,0,0,2.3297889647639351E-5,9.6505025853424325E-3,4.9331371136057317E-2]
[2004,9,22,12,null,null,2.4610481145668557E-2,2.1001560394863495E-2,0,0,5.5033611111111239E-5,1.1585689743913869E-2,5.7252764895557036E-2,null,1.9872953609989731E-2,2.5551997068378744E-2,0,0,2.3297889647639351E-5,1.0616189499901575E-2,5.6064438067917693E-2]
[2004,9,22,16,null,null,2.4722368143650475E-2,2.1473902931531744E-2,0,0,5.5033611111111239E-5,1.0696561066829162E-2,5.6947865753122488E-2,null,1.9963302315782791E-2,2.6126682705316918E-2,0,0,2.3297889647639351E-5,9.8014638569430632E-3,5.5914746767690406E-2]
[2004,9,22,19,null,null,2.8497705249706958E-2,1.9230237834635053E-2,1.1896116666689938E-3,1.7200024097567303E-6,5.5033611111111239E-5,6.3728468193640685E-3,5.5347155183895942E-2,null,2.3011885507905311E-2,2.339687963828626E-2,6.7249464877482243E-4,2.2696348227778729E-6,2.3297889647639351E-5,5.8395616474845018E-3,5.2946388966921311E-2]
[2004,9,22,22,null,null,2.3732780878578687E-2,1.7060033428787334E-2,1.1896116666689938E-3,1.7200024097567303E-6,5.5033611111111239E-5,5.272272454546781E-3,4.7311452042102659E-2,null,1.9164210997924931E-2,2.0756454090212886E-2,6.7249464877482243E-4,2.2696348227778729E-6,2.3297889647639351E-5,4.8310842694525326E-3,4.544981153083559E-2]
[2004,9,22,23,null,null,1.9326568984609917E-2,1.6294906065760974E-2,1.1896116666689938E-3,1.7200024097567303E-6,5.5033611111111239E-5,5.0424040909266164E-3,4.1910244421487358E-2,null,1.5606196668731791E-2,1.9825545540114505E-2,6.7249464877482243E-4,2.2696348227778729E-6,2.3297889647639351E-5,4.6204514834756868E-3,4.0750255865567221E-2]
[2004,9,23,4,null,null,1.1311525779077899E-2,1.5486461632242432E-2,1.1896116666689938E-3,1.7200024097567303E-6,5.5033611111111239E-5,6.8642090220933502E-3,3.4908561713603542E-2,null,9.134052509387109E-3,1.8841934350906621E-2,6.7249464877482243E-4,2.2696348227778729E-6,2.3297889647639351E-5,6.2898062485884929E-3,3.4963855282127462E-2]
[2004,9,23,6,null,null,1.4672358801310521E-2,1.7325786161679999E-2,1.1896116666689938E-3,1.7200024097567303E-6,5.5033611111111239E-5,9.007078358779147E-3,4.2251588601959524E-2,null,1.1847923820818396E-2,2.1079787829426273E-2,6.7249464877482243E-4,2.2696348227778729E-6,2.3297889647639351E-5,8.2533584802314333E-3,4.1879132303721339E-2]
[2004,9,23,10,null,null,2.1111415262002407E-2,2.1976738317240698E-2,0,0,5.5033611111111239E-5,1.2165337739000871E-2,5.5308524929355084E-2,null,1.7047459318642502E-2,2.6738468118397689E-2,0,0,2.3297889647639351E-5,1.1147332064142449E-2,5.4956557390830281E-2]
[2004,9,23,13,null,null,2.1450769939395441E-2,2.2589418021725361E-2,0,0,5.5033611111111239E-5,1.0403895800296518E-2,5.4499117372528431E-2,null,1.7321488083917241E-2,2.7483897968299514E-2,0,0,2.3297889647639351E-5,9.533289065607754E-3,5.4361973007472149E-2]
[2004,9,23,17,null,null,2.3786223597835512E-2,2.1767832093222701E-2,0,0,5.5033611111111239E-5,1.0174546642140821E-2,5.5783635944310142E-2,null,{"$f":"G6403*X$5","v":1.920736597219367E-2},{"$f":"H6403*Y$5","v":2.6484297898503956E-2},{"$f":"I6403*Z$5","v":0},{"$f":"J6403*AA$5","v":0},{"$f":"K6403*AB$5","v":2.3297889647639351E-5},{"$f":"L6403*AC$5","v":9.3231320375462331E-3},{"$f":"SUM(O6403:T6403)","v":5.5038093797891499E-2}]
[2004,9,23,20,null,null,2.579209498122681E-2,1.9018426178284122E-2,1.1896116666689938E-3,1.7200024097567303E-6,5.5033611111111239E-5,6.0701151094272555E-3,5.2127001549128041E-2,null,2.082710630615122E-2,2.3139174462081774E-2,6.7249464877482243E-4,2.2696348227778729E-6,2.3297889647639351E-5,5.5621627811799097E-3,5.0226505722658139E-2]
[2004,9,23,23,null,null,1.6941604744306712E-2,1.6783854720637054E-2,1.1896116666689938E-3,1.7200024097567303E-6,5.5033611111111239E-5,5.3140646627477207E-3,4.0285889407881338E-2,null,1.3680339005547838E-2,2.0420435365493244E-2,6.7249464877482243E-4,2.2696348227778729E-6,2.3297889647639351E-5,4.8693792705864604E-3,3.966821581487278E-2]
[2004,9,24,1,null,null,1.351469297124354E-2,1.5916500452184696E-2,1.1896116666689938E-3,1.7200024097567303E-6,5.5033611111111239E-5,5.9183134709499281E-3,3.6595872174568028E-2,null,1.091310912944287E-2,1.9365150267241164E-2,6.7249464877482243E-4,2.2696348227778729E-6,2.3297889647639351E-5,5.4230640312485619E-3,3.6399385601177836E-2]
[2004,9,24,4,null,null,1.2603324558202591E-2,1.4687596222625603E-2,1.1896116666689938E-3,1.7200024097567303E-6,5.5033611111111239E-5,6.9083581367173023E-3,3.5445644197735361E-2,null,1.017717950308689E-2,1.7869977685746118E-2,6.7249464877482243E-4,2.2696348227778729E-6,2.3297889647639351E-5,6.330260928237322E-3,3.5075480290315569E-2]
[2004,9,24,7,null,null,2.0833049306287963E-2,1.9272209223342059E-2,0,0,5.5033611111111239E-5,1.0186614850929985E-2,5.0346906991671117E-2,null,1.6822678921551922E-2,2.3447945024906748E-2,0,0,2.3297889647639351E-5,9.3341903684926002E-3,4.9628112204598909E-2]
[2004,9,24,11,null,null,2.2447975231953438E-2,2.2327001772428929E-2,0,0,5.5033611111111239E-5,1.1305952126163971E-2,5.6135962741657441E-2,null,1.8126730955901039E-2,2.7164623633124052E-2,0,0,2.3297889647639351E-5,1.0359860560846047E-2,5.5674513039518779E-2]
[2004,9,24,14,null,null,2.3724972612422072E-2,2.0508905228732659E-2,0,0,5.5033611111111239E-5,9.7201086279200578E-3,5.4009020080185904E-2,null,1.915790582614928E-2,2.4952597636907187E-2,0,0,2.3297889647639351E-5,8.9067217778583344E-3,5.3040523130562435E-2]
[2004,9,24,18,null,null,2.6857038290401127E-2,1.8649534128369196E-2,0,0,5.5033611111111239E-5,7.1914696255589699E-3,5.27530756554404E-2,null,2.1687047599262221E-2,2.2690354069656089E-2,0,0,2.3297889647639351E-5,6.589681410019279E-3,5.0990380968585228E-2]
[2004,9,24,22,null,null,2.1426722227499632E-2,1.5797497529948003E-2,1.1896116666689938E-3,1.7200024097567303E-6,5.5033611111111239E-5,7.1363677622439826E-3,4.5606952799881473E-2,null,1.7302069566249783E-2,1.9220362819882531E-2,6.7249464877482243E-4,2.2696348227778729E-6,2.3297889647639351E-5,6.5391905168847653E-3,4.3759685076262315E-2]
[2004,9,25,1,null,null,1.5569169324700163E-2,1.321368715263976E-2,1.1896116666689938E-3,1.7200024097567303E-6,5.5033611111111239E-5,7.1869673632580424E-3,3.7216189120787828E-2,null,1.2572097957146068E-2,1.6076714731601712E-2,6.7249464877482243E-4,2.2696348227778729E-6,2.3297889647639351E-5,6.5855559008073635E-3,3.593243076280038E-2]
[2004,9,25,2,null,null,1.4635107294031939E-2,1.291345358486363E-2,1.1896116666689938E-3,1.7200024097567303E-6,5.5033611111111239E-5,7.2626478090199193E-3,3.6057573968105348E-2,null,1.1817843243698929E-2,1.571142914808284E-2,6.7249464877482243E-4,2.2696348227778729E-6,2.3297889647639351E-5,6.6549033433337922E-3,3.48822379083608E-2]
[2004,9,25,5,null,null,1.3997257681894746E-2,1.1729242857341244E-2,1.1896116666689938E-3,1.7200024097567303E-6,5.5033611111111239E-5,8.6520306087776635E-3,3.5624896428203517E-2,null,1.1302779938876734E-2,1.4270633870537876E-2,6.7249464877482243E-4,2.2696348227778729E-6,2.3297889647639351E-5,7.9280214240143483E-3,3.419949740667419E-2]
[2004,9,25,9,null,null,2.2828129420005689E-2,1.4914596688543809E-2,0,0,5.5033611111111239E-5,1.0288986299505865E-2,4.8086746019166474E-2,null,1.8433705309595677E-2,1.814616265155853E-2,0,0,2.3297889647639351E-5,9.4279952883103337E-3,4.6031161139112181E-2]
[2004,9,25,12,null,null,2.8245847106902984E-2,1.3588649087270383E-2,0,0,5.5033611111111239E-5,5.1583838182948016E-3,4.7047913623579282E-2,null,2.2808510159060397E-2,1.6532920178925454E-2,0,0,2.3297889647639351E-5,4.7267259298921704E-3,4.4091454157525661E-2]
[2004,9,25,15,null,null,2.0938478801020406E-2,1.4253850883135669E-2,0,0,5.5033611111111239E-5,8.1171415410585795E-3,4.3364504836325764E-2,null,1.6907813196072648E-2,1.7342252153229001E-2,0,0,2.3297889647639351E-5,7.4378923225239101E-3,4.1711255561473204E-2]
[2004,9,25,20,null,null,2.7100026086875565E-2,1.2088319711584996E-2,1.1896116666689938E-3,1.7200024097567303E-6,5.5033611111111239E-5,7.1739224650485406E-3,4.7608633543698958E-2,null,2.1883260147019745E-2,1.4707512395488004E-2,6.7249464877482243E-4,2.2696348227778729E-6,2.3297889647639351E-5,6.5736026106312864E-3,4.3862437326384271E-2]
[2004,9,25,23,null,null,2.2055319199329838E-2,1.0141867762988574E-2,1.1896116666689938E-3,1.7200024097567303E-6,5.5033611111111239E-5,6.1084609138054831E-3,3.9552013156313751E-2,null,1.7809661367751813E-2,1.2339320054101785E-2,6.7249464877482243E-4,2.2696348227778729E-6,2.3297889647639351E-5,5.5972997764562821E-3,3.6444343371555117E-2]
[2004,9,26,2,null,null,1.2592919330029186E-2,9.388378551083227E-3,1.1896116666689938E-3,1.7200024097567303E-6,5.5033611111111239E-5,6.3267303217036793E-3,2.9554393483005956E-2,null,1.0168777285528952E-2,1.1422571309167131E-2,6.7249464877482243E-4,2.2696348227778729E-6,2.3297889647639351E-5,5.7973042170633531E-3,2.808671498500467E-2]
[2004,9,26,3,null,null,1.2101091419848794E-2,9.1437204164082023E-3,1.1896116666689938E-3,1.7200024097567303E-6,5.5033611111111239E-5,6.4389046371229851E-3,2.8930081753569845E-2,null,9.771626446207252E-3,1.1124902763476583E-2,6.7249464877482243E-4,2.2696348227778729E-6,2.3297889647639351E-5,5.9000916915975003E-3,2.7494683074526575E-2]
[2004,9,26,6,null,null,1.2004001296646888E-2,1.0002086002005684E-2,1.1896116666689938E-3,1.7200024097567303E-6,5.5033611111111239E-5,6.8646568142130332E-3,3.011710939305547E-2,null,9.6932262108376469E-3,1.2169251588726174E-2,6.7249464877482243E-4,2.2696348227778729E-6,2.3297889647639351E-5,6.2902165690876775E-3,2.8850756541896738E-2]
[2004,9,26,10,null,null,2.0281635014762395E-2,1.3563798578199091E-2,0,0,5.5033611111111239E-5,8.9184035086818086E-3,4.2818870712754406E-2,null,1.6377412103300317E-2,1.6502685276232575E-2,0,0,2.3297889647639351E-5,8.1721040160331986E-3,4.1075499285213729E-2]
[2004,9,26,12,null,null,2.1977203837740378E-2,1.4205401307268689E-2,0,0,5.5033611111111239E-5,8.1163458493184806E-3,4.4353984605438657E-2,null,1.7746583244739655E-2,1.7283304941819889E-2,0,0,2.3297889647639351E-5,7.4371632149366094E-3,4.2490349291143786E-2]
[2004,9,26,17,null,null,2.6078696119823386E-2,1.3540288845976937E-2,0,0,5.5033611111111239E-5,6.2122784334728894E-3,4.5886297010384325E-2,null,2.1058536610101309E-2,1.6474081658333507E-2,0,0,2.3297889647639351E-5,5.6924297589226189E-3,4.3248345917005077E-2]
[2004,9,26,21,null,null,2.4119955620843025E-2,1.3614448230651485E-2,1.1896116666689938E-3,1.7200024097567303E-6,5.5033611111111239E-5,5.6139794229097756E-3,4.4594748554594145E-2,null,1.947685444631737E-2,1.6564309257815126E-2,6.7249464877482243E-4,2.2696348227778729E-6,2.3297889647639351E-5,5.1441969118382882E-3,4.1883422789216022E-2]
[2004,9,26,24,null,null,1.4397155725925268E-2,1.3333161017755894E-2,1.1896116666689938E-3,1.7200024097567303E-6,5.5033611111111239E-5,5.418213176413755E-3,3.4394895200284784E-2,null,1.1625697448319369E-2,1.6222075161674419E-2,6.7249464877482243E-4,2.2696348227778729E-6,2.3297889647639351E-5,4.9648125491957486E-3,3.3510647332434772E-2]
[2004,9,27,1,null,null,1.1930887558007787E-2,1.4003425481329233E-2,1.1896116666689938E-3,1.7200024097567303E-6,5.5033611111111239E-5,6.0405336861191596E-3,3.3221212005646046E-2,null,9.6341868963428345E-3,1.7037566738788527E-2,6.7249464877482243E-4,2.2696348227778729E-6,2.3297889647639351E-5,5.5350567562079808E-3,3.2904872564584582E-2]
[2004,9,27,4,null,null,1.1064722129397931E-2,1.3607627350474513E-2,1.1896116666689938E-3,1.7200024097567303E-6,5.5033611111111239E-5,6.9100754398496089E-3,3.2828790199911917E-2,null,8.9347586617034604E-3,1.6556010488247112E-2,6.7249464877482243E-4,2.2696348227778729E-6,2.3297889647639351E-5,6.331834526001833E-3,3.252066584919764E-2]
[2004,9,27,9,null,null,2.0369617253227584E-2,2.0723002486222265E-2,0,0,5.5033611111111239E-5,1.1362124121318696E-2,5.2509777471879654E-2,null,1.6448457725414433E-2,2.5213083638559727E-2,0,0,2.3297889647639351E-5,1.0411332036289567E-2,5.2096171289911369E-2]
[2004,9,27,12,null,null,2.0807979141756847E-2,2.2429113657001537E-2,0,0,5.5033611111111239E-5,1.1725982919147216E-2,5.5018109329016712E-2,null,1.6802434773793382E-2,2.7288860238699513E-2,0,0,2.3297889647639351E-5,1.0744742824454607E-2,5.485933572659514E-2]
[2004,9,27,15,null,null,2.1312017565414284E-2,2.2151848315987446E-2,0,0,5.5033611111111239E-5,1.0921318889719572E-2,5.4440218382232411E-2,null,1.7209445597828388E-2,2.695151943889457E-2,0,0,2.3297889647639351E-5,1.0007413756528744E-2,5.4191676682899335E-2]
[2004,9,27,18,null,null,2.3811321144924329E-2,2.0641182571622424E-2,0,0,5.5033611111111239E-5,8.9544586312878382E-3,5.3461995958945706E-2,null,1.9227632231356522E-2,2.5113535691708051E-2,0,0,2.3297889647639351E-5,8.2051420157111098E-3,5.256960782842332E-2]
[2004,9,27,22,null,null,2.2518721586797689E-2,1.7319590827819753E-2,1.1896116666689938E-3,1.7200024097567303E-6,5.5033611111111239E-5,4.3162881967537302E-3,4.5400965891561028E-2,null,1.8183858608935288E-2,2.1072250144146785E-2,6.7249464877482243E-4,2.2696348227778729E-6,2.3297889647639351E-5,3.9550975769049304E-3,4.3909268503232242E-2]
[2004,9,28,1,null,null,1.2613245526569776E-2,1.6016223638455739E-2,1.1896116666689938E-3,1.7200024097567303E-6,5.5033611111111239E-5,6.1201637942259746E-3,3.5995998239441357E-2,null,1.0185190681046405E-2,1.9486480612003088E-2,6.7249464877482243E-4,2.2696348227778729E-6,2.3297889647639351E-5,5.6080233500185638E-3,3.5977756816313294E-2]
[2004,9,28,2,null,null,1.2069121566233857E-2,1.584122131294417E-2,1.1896116666689938E-3,1.7200024097567303E-6,5.5033611111111239E-5,6.3152539505321676E-3,3.5471962109900057E-2,null,9.7458108022932931E-3,1.9273560294447788E-2,6.7249464877482243E-4,2.2696348227778729E-6,2.3297889647639351E-5,5.7867881982659412E-3,3.5504221468252259E-2]
[2004,9,28,6,null,null,1.4839209902002045E-2,1.759165720286868E-2,1.1896116666689938E-3,1.7200024097567303E-6,5.5033611111111239E-5,8.8283127624164699E-3,4.250554514747705E-2,null,1.1982656017405375E-2,2.1403265510955193E-2,6.7249464877482243E-4,2.2696348227778729E-6,2.3297889647639351E-5,8.0895521390469526E-3,4.2173535840652761E-2]
[2004,9,28,9,null,null,2.2119943475343122E-2,2.1450041143242633E-2,0,0,5.5033611111111239E-5,1.0992060185334999E-2,5.4617078415031869E-2,null,1.7861845444596538E-2,2.6097650750883723E-2,0,0,2.3297889647639351E-5,1.0072235361139418E-2,5.4055029446267312E-2]
[2004,9,28,13,null,null,2.1914341200830884E-2,2.2306862602338256E-2,0,0,5.5033611111111239E-5,1.0550453583663697E-2,5.4826690997943947E-2,null,1.7695821690761507E-2,2.7140120881640771E-2,0,0,2.3297889647639351E-5,9.6675827706268116E-3,5.4526823232676734E-2]
[2004,9,28,16,null,null,2.2430983872351554E-2,2.2180862455549587E-2,0,0,5.5033611111111239E-5,1.0402827505149828E-2,5.5069707444162078E-2,null,1.8113010439868044E-2,2.6986820111563382E-2,0,0,2.3297889647639351E-5,9.5323101662957762E-3,5.4655438607374839E-2]
[2004,9,28,19,null,null,2.5599282549254945E-2,1.9737926952305897E-2,1.1896116666689938E-3,1.7200024097567303E-6,5.5033611111111239E-5,6.9382144382601372E-3,5.3521789220010829E-2,null,2.0671410345014737E-2,2.4014570448038949E-2,6.7249464877482243E-4,2.2696348227778729E-6,2.3297889647639351E-5,6.3576188294025456E-3,5.1741661795701471E-2]
[2004,9,28,23,null,null,1.7435162135276593E-2,1.6395217722040386E-2,1.1896116666689938E-3,1.7200024097567303E-6,5.5033611111111239E-5,5.4512874709983341E-3,4.0528032608505168E-2,null,1.4078886399910272E-2,1.9947591859482406E-2,6.7249464877482243E-4,2.2696348227778729E-6,2.3297889647639351E-5,4.9951191590434625E-3,3.9719659591681382E-2]
[2004,9,29,3,null,null,1.1374278362088684E-2,1.3819594383048818E-2,1.1896116666689938E-3,1.7200024097567303E-6,5.5033611111111239E-5,4.6667038925519043E-3,3.1106941917879268E-2,null,9.184725194886386E-3,1.6813904706252752E-2,6.7249464877482243E-4,2.2696348227778729E-6,2.3297889647639351E-5,4.2761901931030718E-3,3.0972882267487446E-2]
[2004,9,29,4,null,null,1.1593095492928883E-2,1.3887291207408807E-2,1.1896116666689938E-3,1.7200024097567303E-6,5.5033611111111239E-5,4.6948629827221582E-3,3.1421614963249717E-2,null,9.3614199398822061E-3,1.6896269493681025E-2,6.7249464877482243E-4,2.2696348227778729E-6,2.3297889647639351E-5,4.3019929069681891E-3,3.1257744513776657E-2]
[2004,9,29,7,null,null,2.0774149276087849E-2,1.8031895253780468E-2,0,0,5.5033611111111239E-5,7.1207441814681097E-3,4.5981822322447533E-2,null,1.6775117170895134E-2,2.1938890539514401E-2,0,0,2.3297889647639351E-5,6.5248743304642878E-3,4.5262179930521458E-2]
[2004,9,29,10,null,null,2.5406466806774119E-2,2.2295927869393408E-2,0,0,5.5033611111111239E-5,1.3212170751238863E-2,6.0969599038517501E-2,null,2.0515711710643602E-2,2.712681690522678E-2,0,0,2.3297889647639351E-5,1.210656521109508E-2,5.9772391716613103E-2]
[2004,9,29,14,null,null,2.5380463765650771E-2,2.1852879188295291E-2,0,0,5.5033611111111239E-5,1.1211888110584345E-2,5.8500264675641511E-2,null,2.0494714265412675E-2,2.658777226341355E-2,0,0,2.3297889647639351E-5,1.0273667901057312E-2,5.7379452319531177E-2]
[2004,9,29,17,null,null,2.8449451062732774E-2,2.1362614056682567E-2,0,0,5.5033611111111239E-5,1.1850756844685114E-2,6.1717855575211561E-2,null,2.2972920271364435E-2,2.5991280718491938E-2,0,0,2.3297889647639351E-5,1.085907556315519E-2,5.9846574442659208E-2]
[2004,9,29,20,null,null,3.1544313906177228E-2,1.8989509393427223E-2,1.1896116666689938E-3,1.7200024097567303E-6,5.5033611111111239E-5,7.7061301631423228E-3,5.9486318742936632E-2,null,2.5472020770579067E-2,2.310399223809469E-2,6.7249464877482243E-4,2.2696348227778729E-6,2.3297889647639351E-5,7.0612747217576903E-3,5.6335349903676682E-2]
[2004,9,30,1,null,null,1.3952599613583253E-2,1.5718365862465739E-2,1.1895616665989427E-3,1.719930117055351E-6,5.5033611111111239E-5,6.1495498000064437E-3,3.7066830483882547E-2,null,1.1266718566707168E-2,1.9124085586310055E-2,6.7246638343371168E-4,2.2695394287065901E-6,2.3297889647639351E-5,5.6349503101656316E-3,3.6723788275692913E-2]
[2004,9,30,4,null,null,1.2872893121285017E-2,1.5023129262946992E-2,1.1895616665989427E-3,1.719930117055351E-6,5.5033611111111239E-5,7.0207715402294622E-3,3.6163109132288582E-2,null,1.0394856009171432E-2,1.8278211126568602E-2,6.7246638343371168E-4,2.2695394287065901E-6,2.3297889647639351E-5,6.4332674837719976E-3,3.5804368432022088E-2]
[2004,9,30,5,null,null,1.3352495137305982E-2,1.5567564186850449E-2,1.1895616665989427E-3,1.719930117055351E-6,5.5033611111111239E-5,7.7448793021014416E-3,3.7911253834084981E-2,null,1.0782134443884995E-2,1.8940609506400731E-2,6.7246638343371168E-4,2.2695394287065901E-6,2.3297889647639351E-5,7.0967813002386238E-3,3.751755906303441E-2]
[2004,9,30,8,null,null,2.3135056675007308E-2,1.9739396397625144E-2,0,0,5.5033611111111239E-5,1.0386547372095972E-2,5.3316034055839526E-2,null,1.8681548944353799E-2,2.4016358280075405E-2,0,0,2.3297889647639351E-5,9.5173923684431158E-3,5.2238597482519959E-2]
[2004,9,30,11,null,null,2.3650942739239574E-2,2.2007252969213627E-2,0,0,5.5033611111111239E-5,1.2428584626143215E-2,5.814181394570752E-2,null,1.909812673337977E-2,2.6775594421543505E-2,0,0,2.3297889647639351E-5,1.138855023077171E-2,5.7285569275342625E-2]
[2004,9,30,17,null,null,2.65070288881652E-2,2.0717233158266821E-2,0,0,5.5033611111111239E-5,1.0509097247274104E-2,5.7788392904817236E-2,null,2.1404415147969452E-2,2.5206064262464221E-2,0,0,2.3297889647639351E-5,9.6296871671851404E-3,5.6263464467266447E-2]
[2004,9,30,19,null,null,2.8302478916073515E-2,1.8894807375962479E-2,1.1895616665989427E-3,1.719930117055351E-6,5.5033611111111239E-5,6.6703896347366128E-3,5.5113991134599721E-2,null,2.2854240322149621E-2,2.2988771005618053E-2,6.7246638343371168E-4,2.2695394287065901E-6,2.3297889647639351E-5,6.1122058302780641E-3,5.2653250970555801E-2]
[2004,9,30,23,null,null,1.9016933201078834E-2,1.6463396668012789E-2,1.1895616665989427E-3,1.719930117055351E-6,5.5033611111111239E-5,5.007042074286633E-3,4.1733687151205366E-2,null,1.535616589827735E-2,2.0030543230469017E-2,6.7246638343371168E-4,2.2695394287065901E-6,2.3297889647639351E-5,4.5880485900747182E-3,4.0672791531331139E-2]
[2004,10,1,2,null,null,1.0622940953140455E-2,1.6686534564782491E-2,1.1877691517482455E-3,1.7174105896356678E-6,7.8349502688172329E-5,5.0239959848729782E-3,3.3601307567821981E-2,null,8.5780205398615517E-3,2.0302028719018622E-2,6.7145306397937358E-4,2.2662147780338822E-6,3.3168422546197764E-5,4.6035837831903091E-3,3.4190520743374087E-2]
[2004,10,1,5,null,null,1.0937513729366388E-2,1.6459451091476601E-2,1.1877691517482455E-3,1.7174105896356678E-6,7.8349502688172329E-5,5.8783196353913462E-3,3.4543120521260386E-2,null,8.8320379299280573E-3,2.0025742760494868E-2,6.7145306397937358E-4,2.2662147780338822E-6,3.3168422546197764E-5,5.3864169134245372E-3,3.4951085305151064E-2]
[2004,10,1,6,null,null,1.3666488762300704E-2,1.7851372970988145E-2,1.1877691517482455E-3,1.7174105896356678E-6,7.8349502688172329E-5,7.0572567498877565E-3,3.9842954548202657E-2,null,1.1035684169565628E-2,2.1719254248021763E-2,6.7145306397937358E-4,2.2662147780338822E-6,3.3168422546197764E-5,6.4666995804565789E-3,3.9928525699347579E-2]
[2004,10,1,10,null,null,1.9687763741799494E-2,2.2863676040015896E-2,0,0,7.8349502688172329E-5,9.9511826039813383E-3,5.2580971888484901E-2,null,1.5897861289643246E-2,2.7817579844673476E-2,0,0,3.3168422546197764E-5,9.1184592896151068E-3,5.2867068846478023E-2]
[2004,10,1,13,null,null,1.9105116179292204E-2,2.3092438425408257E-2,0,0,7.8349502688172329E-5,8.4931491049607E-3,5.0769053212349334E-2,null,1.5427373617657248E-2,2.8095908487450447E-2,0,0,3.3168422546197764E-5,7.782435257818565E-3,5.1338885785472459E-2]
[2004,10,1,17,null,null,2.2276908530482864E-2,2.1405066932045819E-2,0,0,7.8349502688172329E-5,6.2328043723544136E-3,4.9993129337571267E-2,null,{"$f":"G6595*X$5","v":1.7988594663383369E-2},{"$f":"H6595*Y$5","v":2.6042931916137775E-2},{"$f":"I6595*Z$5","v":0},{"$f":"J6595*AA$5","v":0},{"$f":"K6595*AB$5","v":3.3168422546197764E-5},{"$f":"L6595*AC$5","v":5.7112380700069139E-3},{"$f":"SUM(O6595:T6595)","v":4.9775933072074258E-2}]
[2004,10,1,20,null,null,2.2028048903786623E-2,1.9607198878951331E-2,1.1877691517482455E-3,1.7174105896356678E-6,7.8349502688172329E-5,4.9377874236882727E-3,4.7840871271452284E-2,null,1.7787640615087398E-2,2.3855517345112005E-2,6.7145306397937358E-4,2.2662147780338822E-6,3.3168422546197764E-5,4.5245892267780372E-3,4.6874634888281051E-2]
[2004,10,1,24,null,null,1.377540398920849E-2,1.5636055481094382E-2,1.1877691517482455E-3,1.7174105896356678E-6,7.8349502688172329E-5,4.5423570110212788E-3,3.5221652546350207E-2,null,1.1123633171413601E-2,1.9023940902583962E-2,6.7145306397937358E-4,2.2662147780338822E-6,3.3168422546197764E-5,4.1622487630087268E-3,3.5016710538309889E-2]
[2004,10,2,3,null,null,1.0072042310046504E-2,1.4827960579730615E-2,1.1877691517482455E-3,1.7174105896356678E-6,7.8349502688172329E-5,4.8609116751774555E-3,3.1028750629980624E-2,null,8.1331701075107316E-3,1.8040754979138533E-2,6.7145306397937358E-4,2.2662147780338822E-6,3.3168422546197764E-5,4.4541465054401611E-3,3.1334959293393028E-2]
[2004,10,2,6,null,null,1.1677109244283499E-2,1.3704388089149E-2,1.1877691517482455E-3,1.7174105896356678E-6,7.8349502688172329E-5,6.5159849231923609E-3,3.3165318321650913E-2,null,9.4292610102533706E-3,1.6673736507859891E-2,6.7145306397937358E-4,2.2662147780338822E-6,3.3168422546197764E-5,5.9707218346193242E-3,3.2780607054036189E-2]
[2004,10,2,7,null,null,1.3884692093728645E-2,1.471075945858916E-2,0,0,7.8349502688172329E-5,7.6563506132525209E-3,3.6330151668258495E-2,null,1.1211883271783338E-2,1.7898159731570662E-2,0,0,3.3168422546197764E-5,7.0156607663928354E-3,3.615887219229303E-2]
[2004,10,2,11,null,null,2.1437139911954534E-2,1.7059671186619534E-2,0,0,7.8349502688172329E-5,7.9962095372983575E-3,4.6571370138560601E-2,null,1.7310481842250008E-2,2.0756013360541583E-2,0,0,3.3168422546197764E-5,7.3270800103613348E-3,4.5426743635699131E-2]
[2004,10,2,15,null,null,1.9124498764651696E-2,1.5815600884703865E-2,0,0,7.8349502688172329E-5,6.7816588087724486E-3,4.180010796081618E-2,null,1.5443025047526128E-2,1.9242388653151699E-2,0,0,3.3168422546197764E-5,6.2141639064195809E-3,4.0932746029643606E-2]
[2004,10,2,18,null,null,2.2926187344601123E-2,1.4124858198426226E-2,0,0,7.8349502688172329E-5,5.4767521414354958E-3,4.2606147187151021E-2,null,1.8512887044200649E-2,1.7185310447966753E-2,0,0,3.3168422546197764E-5,5.0184529244807312E-3,4.0749818839194332E-2]
[2004,10,2,21,null,null,2.1223099580134578E-2,1.2828392138024265E-2,1.1877691517482455E-3,1.7174105896356678E-6,7.8349502688172329E-5,6.0900058624191004E-3,4.1409333645603993E-2,null,1.7137644360538547E-2,1.5607937321789632E-2,6.7145306397937358E-4,2.2662147780338822E-6,3.3168422546197764E-5,5.5803890592630153E-3,3.9032858442894801E-2]
[2004,10,3,1,null,null,1.2464780328125806E-2,1.0282623745873921E-2,1.1877691517482455E-3,1.7174105896356678E-6,7.8349502688172329E-5,5.4612018015377344E-3,2.9476441940563515E-2,null,1.0065305093116962E-2,1.2510573827365357E-2,6.7145306397937358E-4,2.2662147780338822E-6,3.3168422546197764E-5,5.0042038500801985E-3,2.8286970471866121E-2]
[2004,10,3,4,null,null,1.0535703540774412E-2,9.667449789379506E-3,1.1877691517482455E-3,1.7174105896356678E-6,7.8349502688172329E-5,6.1095516396313656E-3,2.7580541034811338E-2,null,8.5075763645224185E-3,1.1762109292476191E-2,6.7145306397937358E-4,2.2662147780338822E-6,3.3168422546197764E-5,5.5982992294293854E-3,2.6574872587731599E-2]
[2004,10,3,8,null,null,1.5365081131035283E-2,1.2248871621824552E-2,0,0,7.8349502688172329E-5,7.0356993559875149E-3,3.4728001611535518E-2,null,1.2407296822985282E-2,1.4902851306627536E-2,0,0,3.3168422546197764E-5,6.4469461273754447E-3,3.3790262679534458E-2]
[2004,10,3,9,null,null,1.844077498505434E-2,1.3194446414063801E-2,0,0,7.8349502688172329E-5,7.9203075879736764E-3,3.9633878489779992E-2,null,1.4890918370961761E-2,1.6053305076012186E-2,0,0,3.3168422546197764E-5,7.2575295998761899E-3,3.8234921469396332E-2]
[2004,10,3,12,null,null,2.0219074896247323E-2,1.5093595425992406E-2,0,0,7.8349502688172329E-5,7.174023130703781E-3,4.2565042955631682E-2,null,1.6326894832803786E-2,1.8363945289064296E-2,0,0,3.3168422546197764E-5,6.573694852499987E-3,4.129770339691427E-2]
[2004,10,3,16,null,null,2.188126705683623E-2,1.5032021689016751E-2,0,0,7.8349502688172329E-5,6.3176153668576662E-3,4.3309253615398821E-2,null,1.7669114332810827E-2,1.8289030286697334E-2,0,0,3.3168422546197764E-5,5.7889520092909014E-3,4.1780265051345265E-2]
[2004,10,3,19,null,null,2.4323742922710431E-2,1.3678058846008229E-2,1.1877691517482455E-3,1.7174105896356678E-6,7.8349502688172329E-5,4.2249955710995128E-3,4.3494633404844225E-2,null,1.9641412610472919E-2,1.6641702471774163E-2,6.7145306397937358E-4,2.2662147780338822E-6,3.3168422546197764E-5,3.8714443948060511E-3,4.0861447178356741E-2]
[2004,10,3,21,null,null,2.1960154490035261E-2,1.4800901545528416E-2,1.1877691517482455E-3,1.7174105896356678E-6,7.8349502688172329E-5,4.7672019105134385E-3,4.2796094011103174E-2,null,1.7732815903336661E-2,1.8007833027168869E-2,6.7145306397937358E-4,2.2662147780338822E-6,3.3168422546197764E-5,4.3682784525530217E-3,4.0815815084362161E-2]
[2004,10,4,3,null,null,1.044556785945687E-2,1.5124575614541667E-2,1.1877691517482455E-3,1.7174105896356678E-6,7.8349502688172329E-5,6.4256552749128327E-3,3.3263634813937425E-2,null,8.4347918381726117E-3,1.8401637997230026E-2,6.7145306397937358E-4,2.2662147780338822E-6,3.3168422546197764E-5,5.8879510471399957E-3,3.3431268583846235E-2]
[2004,10,4,6,null,null,1.3153184738236023E-2,1.7786803262565636E-2,1.1877691517482455E-3,1.7174105896356678E-6,7.8349502688172329E-5,8.0321792896408256E-3,4.024000335546854E-2,null,1.062119137693472E-2,2.1640694132997094E-2,6.7145306397937358E-4,2.2662147780338822E-6,3.3168422546197764E-5,7.3600397836310078E-3,4.0328812994866431E-2]
[2004,10,4,7,null,null,1.7604393320718677E-2,2.0399497261855793E-2,0,0,7.8349502688172329E-5,1.0349527077769829E-2,4.8431767163032477E-2,null,1.4215540513974435E-2,2.4819484096944761E-2,0,0,3.3168422546197764E-5,9.4834699634248985E-3,4.8551662996890288E-2]
[2004,10,4,10,null,null,2.0717370152845308E-2,2.3625160728335988E-2,0,0,7.8349502688172329E-5,1.0951375227759066E-2,5.5372255611628542E-2,null,1.6729268051752108E-2,2.8744056456779361E-2,0,0,3.3168422546197764E-5,1.0034954954968655E-2,5.5541447886046327E-2]
[2004,10,4,13,null,null,2.0654700842582988E-2,2.4887605079756934E-2,0,0,7.8349502688172329E-5,1.0801471534122534E-2,5.6422126959150623E-2,null,1.6678662608963668E-2,3.0280036343987595E-2,0,0,3.3168422546197764E-5,9.8975953282604903E-3,5.6889462703757956E-2]
[2004,10,4,18,null,null,2.4073866553784823E-2,2.2761036485034258E-2,0,0,7.8349502688172329E-5,7.8073188348964052E-3,5.4720571376403661E-2,null,1.9439637543236361E-2,2.769270123762331E-2,0,0,3.3168422546197764E-5,7.15399584051102E-3,5.4319503043916889E-2]
[2004,10,4,21,null,null,2.1745557961032693E-2,2.1212670602481162E-2,1.1877691517482455E-3,1.7174105896356678E-6,7.8349502688172329E-5,6.9964838746308655E-3,5.1222548503170776E-2,null,1.7559529292624321E-2,2.580884881199827E-2,6.7145306397937358E-4,2.2662147780338822E-6,3.3168422546197764E-5,6.4110122304203024E-3,5.0486278036346498E-2]
[2004,10,4,24,null,null,1.2586041148298076E-2,1.8684795496906097E-2,1.1877691517482455E-3,1.7174105896356678E-6,7.8349502688172329E-5,5.386293578202318E-3,3.7924966288432546E-2,null,1.0163223156552182E-2,2.273325556690399E-2,6.7145306397937358E-4,2.2662147780338822E-6,3.3168422546197764E-5,4.9355640097592992E-3,3.8538930434519079E-2]
[2004,10,5,4,null,null,1.0481390219568575E-2,1.7063704207649109E-2,1.1877691517482455E-3,1.7174105896356678E-6,7.8349502688172329E-5,6.440473949385463E-3,3.5253404441629201E-2,null,8.4637183795306034E-3,2.0760920221726507E-2,6.7145306397937358E-4,2.2662147780338822E-6,3.3168422546197764E-5,5.9015296824924089E-3,3.5833055985053125E-2]
[2004,10,5,7,null,null,1.7577923378133586E-2,2.1063890890073045E-2,0,0,7.8349502688172329E-5,1.061055216186026E-2,4.9330715932755065E-2,null,1.4194166046001256E-2,2.5627832796816071E-2,0,0,3.3168422546197764E-5,9.7226522493468436E-3,4.9577819514710367E-2]
[2004,10,5,8,null,null,1.8845513332001119E-2,2.22943955033993E-2,0,0,7.8349502688172329E-5,1.0756577633202603E-2,5.1974835971291197E-2,null,1.5217744423059197E-2,2.7124952519407206E-2,0,0,3.3168422546197764E-5,9.8564581866581822E-3,5.2232323551670783E-2]
[2004,10,5,11,null,null,2.0385014081993738E-2,2.4445985932405264E-2,0,0,7.8349502688172329E-5,1.176987182992021E-2,5.667922134700739E-2,null,1.6460890658439985E-2,2.9742730974943222E-2,0,0,3.3168422546197764E-5,1.0784959074329168E-2,5.7021749130258578E-2]
[2004,10,5,15,null,null,1.9300026568336053E-2,2.4051807098913774E-2,0,0,7.8349502688172329E-5,9.7424292052871436E-3,5.3172612375225151E-2,null,1.5584763678284127E-2,2.9263144877128562E-2,0,0,3.3168422546197764E-5,8.9271745505731127E-3,5.3808251528531997E-2]
[2004,10,5,19,null,null,2.330590667171584E-2,2.2194746541324837E-2,1.1877691517482455E-3,1.7174105896356678E-6,7.8349502688172329E-5,6.95907534964889E-3,5.3727564627715621E-2,null,1.8819510247863425E-2,2.7003712481099555E-2,6.7145306397937358E-4,2.2662147780338822E-6,3.3168422546197764E-5,6.3767340822134533E-3,5.2906844512480046E-2]
[2004,10,5,22,null,null,1.9270824801913569E-2,1.9715343552403668E-2,1.1877691517482455E-3,1.7174105896356678E-6,7.8349502688172329E-5,5.6729994223248328E-3,4.5927003841668125E-2,null,1.5561183263662858E-2,2.3987093872144285E-2,6.7145306397937358E-4,2.2662147780338822E-6,3.3168422546197764E-5,5.1982780681547238E-3,4.5453442905265477E-2]
[2004,10,6,1,null,null,1.1602786134722135E-2,1.7843997030542104E-2,1.1877691517482455E-3,1.7174105896356678E-6,7.8349502688172329E-5,5.1101052034484267E-3,3.5824724433738714E-2,null,9.3692451292260656E-3,2.1710280152520751E-2,6.7145306397937358E-4,2.2662147780338822E-6,3.3168422546197764E-5,4.682487310066266E-3,3.6468900293116689E-2]
[2004,10,6,5,null,null,1.0950377021071388E-2,1.7813967811067536E-2,1.1877691517482455E-3,1.7174105896356678E-6,7.8349502688172329E-5,6.6086691032832198E-3,3.66408500004482E-2,null,8.8424250327974463E-3,2.1673744461193384E-2,6.7145306397937358E-4,2.2662147780338822E-6,3.3168422546197764E-5,6.0556501247113707E-3,3.7278707320005801E-2]
[2004,10,6,8,null,null,1.8525717447582433E-2,2.2556292361230811E-2,0,0,7.8349502688172329E-5,1.0369054953965976E-2,5.1529414265467394E-2,null,1.4959509375231345E-2,2.7443594925862159E-2,0,0,3.3168422546197764E-5,9.5013637305472066E-3,5.1937636454186913E-2]
[2004,10,6,12,null,null,2.0217186677954659E-2,2.4321945696385648E-2,0,0,7.8349502688172329E-5,1.0483633804645662E-2,5.510111568167414E-2,null,1.632537009729319E-2,2.9591814772168622E-2,0,0,3.3168422546197764E-5,9.6063545268125269E-3,5.5556707818820536E-2]
[2004,10,6,13,null,null,1.9974973440095922E-2,2.4538301490226601E-2,0,0,7.8349502688172329E-5,9.9741917957003792E-3,5.4565816228711074E-2,null,1.6129783005305789E-2,2.9855048670317585E-2,0,0,3.3168422546197764E-5,9.1395430528547726E-3,5.5157543151024349E-2]
[2004,10,6,16,null,null,2.0991998162416085E-2,2.40094140548106E-2,0,0,7.8349502688172329E-5,9.727912094395141E-3,5.4807673814310003E-2,null,1.6951030058837632E-2,2.9211566474463355E-2,0,0,3.3168422546197764E-5,8.9138722437077361E-3,5.5109637199554924E-2]
[2004,10,6,20,null,null,2.3821104324283107E-2,2.0916196987640343E-2,1.1877691517482455E-3,1.7174105896356678E-6,7.8349502688172329E-5,6.1856606614368479E-3,5.2190798038386353E-2,null,1.9235532144747262E-2,2.5448137855534431E-2,6.7145306397937358E-4,2.2662147780338822E-6,3.3168422546197764E-5,5.6680393843963001E-3,5.1058597085981601E-2]
[2004,10,6,23,null,null,1.6190976911128956E-2,1.7919167065662066E-2,1.1877691517482455E-3,1.7174105896356678E-6,7.8349502688172329E-5,4.9572131509368891E-3,4.0335193192753964E-2,null,1.3074207332671785E-2,2.1801737381455272E-2,6.7145306397937358E-4,2.2662147780338822E-6,3.3168422546197764E-5,4.5423893928624986E-3,4.0125221808293164E-2]
[2004,10,7,3,null,null,9.770849285656056E-3,1.6542356773577283E-2,1.1877691517482455E-3,1.7174105896356678E-6,7.8349502688172329E-5,5.4547101928313349E-3,3.3035752317090723E-2,null,7.8899568616609093E-3,2.0126611729569505E-2,6.7145306397937358E-4,2.2662147780338822E-6,3.3168422546197764E-5,4.9982554646400869E-3,3.3721711757174103E-2]
[2004,10,7,5,null,null,1.0564464462573024E-2,1.693991663760817E-2,1.1877691517482455E-3,1.7174105896356678E-6,7.8349502688172329E-5,6.1410274733973537E-3,3.4913244638604603E-2,null,8.5308007972875188E-3,2.0610311430412059E-2,6.7145306397937358E-4,2.2662147780338822E-6,3.3168422546197764E-5,5.6271411390017238E-3,3.5475141068004902E-2]
[2004,10,7,10,null,null,1.934198638293412E-2,2.3210413973629399E-2,0,0,7.8349502688172329E-5,1.0134488379533919E-2,5.2765238238785608E-2,null,1.5618646211667182E-2,2.8239445958267342E-2,0,0,3.3168422546197764E-5,9.286425883983377E-3,5.3177686476464106E-2]
[2004,10,7,11,null,null,1.9229454503517963E-2,2.3866585779312801E-2,0,0,7.8349502688172329E-5,1.03695863175457E-2,5.3543976103064633E-2,null,1.5527776764375785E-2,2.9037791402126638E-2,0,0,3.3168422546197764E-5,9.5018506291764965E-3,5.4100587218225117E-2]
[2004,10,7,14,null,null,1.8520717821966556E-2,2.379377713177689E-2,0,0,7.8349502688172329E-5,9.0420969381475036E-3,5.1434941394579124E-2,null,1.4955472179560787E-2,2.894920720583781E-2,0,0,3.3168422546197764E-5,8.2854466754799828E-3,5.2223294483424776E-2]
[2004,10,7,17,null,null,2.204301078792429E-2,2.2706607012239588E-2,0,0,7.8349502688172329E-5,8.3905373685023328E-3,5.3218504671354389E-2,null,1.7799722330500679E-2,2.7626478456880647E-2,0,0,3.3168422546197764E-5,7.688410157610074E-3,5.3147779367537604E-2]
[2004,10,7,21,null,null,2.1841847257531962E-2,1.9619388325450956E-2,1.1877691517482455E-3,1.7174105896356678E-6,7.8349502688172329E-5,5.3495437467263743E-3,4.8078615394735347E-2,null,1.7637282860754187E-2,2.3870347895574327E-2,6.7145306397937358E-4,2.2662147780338822E-6,3.3168422546197764E-5,4.9018894350329207E-3,4.7116407892665045E-2]
[2004,10,7,24,null,null,1.224657309722599E-2,1.7656306049440348E-2,1.1877691517482455E-3,1.7174105896356678E-6,7.8349502688172329E-5,4.7407989944525716E-3,3.5911514206144961E-2,null,9.8891028420772832E-3,2.1481921911099502E-2,6.7145306397937358E-4,2.2662147780338822E-6,3.3168422546197764E-5,4.3440849546735015E-3,3.6421997409153889E-2]
[2004,10,8,2,null,null,1.2643774979194866E-2,1.6012456007770817E-2,1.1877691517482455E-3,1.7174105896356678E-6,7.8349502688172329E-5,5.5007172244440202E-3,3.542478427643575E-2,null,1.0209843201741377E-2,1.9481896643649983E-2,6.7145306397937358E-4,2.2662147780338822E-6,3.3168422546197764E-5,5.0404125892243015E-3,3.543904013591926E-2]
[2004,10,8,8,null,null,2.231227075655318E-2,2.1141069330536198E-2,0,0,7.8349502688172329E-5,1.0351304787924703E-2,5.3882994377702255E-2,null,1.8017149646688321E-2,2.5721733595012897E-2,0,0,3.3168422546197764E-5,9.4850989133016157E-3,5.3257150577549039E-2]
[2004,10,8,11,null,null,2.273352736553598E-2,2.2487296924599869E-2,0,0,7.8349502688172329E-5,9.8227150347129574E-3,5.5121888827536984E-2,null,1.8357314188724921E-2,2.7359650154074797E-2,0,0,3.3168422546197764E-5,9.0007419943922383E-3,5.4750874759738152E-2]
[2004,10,8,12,null,null,2.231368009153829E-2,2.2305216181464076E-2,0,0,7.8349502688172329E-5,9.7081619999600244E-3,5.4405407775650561E-2,null,1.8018287684121E-2,2.7138117728515033E-2,0,0,3.3168422546197764E-5,8.8957748537552474E-3,5.4085348688937482E-2]
[2004,10,8,15,null,null,2.1666473560732834E-2,2.1553993529192617E-2,0,0,7.8349502688172329E-5,7.5749468682357558E-3,5.0873763460849382E-2,null,1.7495668671243921E-2,2.6224126641774891E-2,0,0,3.3168422546197764E-5,6.9410689550979043E-3,5.0694032690662916E-2]
[2004,10,8,19,null,null,2.6457743661322322E-2,1.9272396824571377E-2,1.1877691517482455E-3,1.7174105896356678E-6,7.8349502688172329E-5,4.2560323640814576E-3,5.1254008915001217E-2,null,2.1364617347149995E-2,2.3448173273949744E-2,6.7145306397937358E-4,2.2662147780338822E-6,3.3168422546197764E-5,3.8998840028957316E-3,4.941956232529908E-2]
[2004,10,8,23,null,null,1.9877434978227582E-2,1.4142484096042841E-2,1.1877691517482455E-3,1.7174105896356678E-6,7.8349502688172329E-5,4.6424142037816444E-3,3.9930169343078116E-2,null,1.6051020736643665E-2,1.72067553728085E-2,6.7145306397937358E-4,2.2662147780338822E-6,3.3168422546197764E-5,4.253933085880417E-3,3.8218596896636189E-2]
[2004,10,9,2,null,null,1.5144743869863076E-2,1.2838770585869552E-2,1.1877691517482455E-3,1.7174105896356678E-6,7.8349502688172329E-5,6.7205375975875293E-3,3.5971888118346208E-2,null,1.2229374573358803E-2,1.5620564482054445E-2,6.7145306397937358E-4,2.2662147780338822E-6,3.3168422546197764E-5,6.158157369498163E-3,3.4714984126215015E-2]
[2004,10,9,6,null,null,1.6253046970861846E-2,1.2508505668371597E-2,1.1877691517482455E-3,1.7174105896356678E-6,7.8349502688172329E-5,7.9760785896647538E-3,3.8005467293924247E-2,null,1.3124328880899138E-2,1.5218740615397372E-2,6.7145306397937358E-4,2.2662147780338822E-6,3.3168422546197764E-5,7.3086336373257375E-3,3.6358590834925847E-2]
[2004,10,9,9,null,null,2.3938503612624104E-2,1.472065352444832E-2,0,0,7.8349502688172329E-5,9.2349682575154392E-3,4.7972474897276032E-2,null,1.9330332022784471E-2,1.7910197558145179E-2,0,0,3.3168422546197764E-5,8.4621783609268204E-3,4.5735876364402669E-2]
[2004,10,9,12,null,null,2.6057382188244389E-2,1.3265551197069347E-2,0,0,7.8349502688172329E-5,7.5348325082463989E-3,4.6936115396248312E-2,null,2.1041325618938286E-2,1.6139816229123926E-2,0,0,3.3168422546197764E-5,6.9043113984286527E-3,4.4118621669037066E-2]
[2004,10,9,13,null,null,2.4210238087267407E-2,1.3170533447244339E-2,0,0,7.8349502688172329E-5,8.4056048100240432E-3,4.5864725847223967E-2,null,1.9549757501581815E-2,1.6024210854126818E-2,0,0,3.3168422546197764E-5,7.7022167429760587E-3,4.3309353521230894E-2]
[2004,10,9,16,null,null,2.4004606241182266E-2,1.2547317784252433E-2,0,0,7.8349502688172329E-5,7.6222122381684326E-3,4.4252485766291302E-2,null,1.9383709868713579E-2,1.5265962205248727E-2,0,0,3.3168422546197764E-5,6.9843791191951119E-3,4.1667219615703618E-2]
[2004,10,9,21,null,null,2.6701894009895439E-2,1.1337351677459553E-2,1.1877691517482455E-3,1.7174105896356678E-6,7.8349502688172329E-5,5.961166272198933E-3,4.5268248024579981E-2,null,2.1561768655258828E-2,1.3793831095354106E-2,6.7145306397937358E-4,2.2662147780338822E-6,3.3168422546197764E-5,5.4623308741139198E-3,4.1524818326030465E-2]
[2004,10,9,24,null,null,1.8724881632892057E-2,1.0187261257973071E-2,1.1877691517482455E-3,1.7174105896356678E-6,7.8349502688172329E-5,6.2699125474034835E-3,3.6449891503294661E-2,null,1.5120334374629058E-2,1.2394549019424335E-2,6.7145306397937358E-4,2.2662147780338822E-6,3.3168422546197764E-5,5.7452410018153889E-3,3.3967012097172379E-2]
[2004,10,10,3,null,null,1.2464078414569904E-2,9.3442486325943878E-3,1.1877691517482455E-3,1.7174105896356678E-6,7.8349502688172329E-5,5.9998468790906619E-3,2.9076009991281005E-2,null,1.0064738298203361E-2,1.1368879701179261E-2,6.7145306397937358E-4,2.2662147780338822E-6,3.3168422546197764E-5,5.4977746553483958E-3,2.763828035603462E-2]
[2004,10,10,7,null,null,1.5610489589529739E-2,1.0501170281209561E-2,0,0,7.8349502688172329E-5,5.8600960369313828E-3,3.2050105410358853E-2,null,1.2605464054348729E-2,1.2776473137950222E-2,0,0,3.3168422546197764E-5,5.369718280982501E-3,3.0784823895827648E-2]
[2004,10,10,10,null,null,2.2306147846541651E-2,1.2656003646751736E-2,0,0,7.8349502688172329E-5,7.994355718796791E-3,4.3034856714778358E-2,null,1.8012205399320826E-2,1.5398197181495332E-2,0,0,3.3168422546197764E-5,7.3253813209482694E-3,4.0768952324310624E-2]
[2004,10,10,13,null,null,2.3386882170501923E-2,1.3143291103945284E-2,0,0,7.8349502688172329E-5,7.7328359702845406E-3,4.4341358747419922E-2,null,1.8884897930509559E-2,1.5991065875228801E-2,0,0,3.3168422546197764E-5,7.0857457645385948E-3,4.1994877992823157E-2]
[2004,10,10,17,null,null,2.7246447756219677E-2,1.2274082213988504E-2,0,0,7.8349502688172329E-5,6.5188761106829592E-3,4.611775558357932E-2,null,2.2001495586024357E-2,1.4933524312106832E-2,0,0,3.3168422546197764E-5,5.9733710851135437E-3,4.2941559405790933E-2]
[2004,10,10,18,null,null,2.8960166616192946E-2,1.1269438452495088E-2,0,0,7.8349502688172329E-5,4.8071785330684519E-3,4.5115133104444663E-2,null,2.3385322875025052E-2,1.3711203019507866E-2,0,0,3.3168422546197764E-5,4.4049097977720665E-3,4.1534604114851187E-2]
[2004,10,10,22,null,null,2.3573586489032468E-2,1.0746781138495948E-2,1.1877691517482455E-3,1.7174105896356678E-6,7.8349502688172329E-5,4.9265023218439136E-3,4.0514706014398383E-2,null,1.9035661592503028E-2,1.3075300833956974E-2,6.7145306397937358E-4,2.2662147780338822E-6,3.3168422546197764E-5,4.5142484717299106E-3,3.7332098599493518E-2]
[2004,10,11,1,null,null,1.2683604798085963E-2,1.1081800152540114E-2,1.1877691517482455E-3,1.7174105896356678E-6,7.8349502688172329E-5,7.4247869620897551E-3,3.2458027977741881E-2,null,1.0242005764449192E-2,1.3482908873729169E-2,6.7145306397937358E-4,2.2662147780338822E-6,3.3168422546197764E-5,6.8034745559581548E-3,3.1235276895440117E-2]
[2004,10,11,4,null,null,1.1638857500115273E-2,1.0805398083144506E-2,1.1877691517482455E-3,1.7174105896356678E-6,7.8349502688172329E-5,8.3625287633907631E-3,3.2074620411676594E-2,null,9.3983727422484939E-3,1.3146618391779183E-2,6.7145306397937358E-4,2.2662147780338822E-6,3.3168422546197764E-5,7.6627453360875973E-3,3.0914624171418877E-2]
[2004,10,11,8,null,null,2.1221880554912129E-2,1.6218833960872845E-2,0,0,7.8349502688172329E-5,1.2628676797223647E-2,5.0147740815696791E-2,null,1.7136659998162544E-2,1.9732990788727447E-2,0,0,3.3168422546197764E-5,1.1571898520997803E-2,4.8474717730433992E-2]
[2004,10,11,10,null,null,2.166151534878491E-2,1.9020554301801402E-2,0,0,7.8349502688172329E-5,1.2095472740408376E-2,5.2855891893682859E-2,null,1.7491664917093551E-2,2.3141763689017884E-2,0,0,3.3168422546197764E-5,1.1083313427284174E-2,5.1749910455941808E-2]
[2004,10,11,13,null,null,2.1738020662218999E-2,1.9927465932898816E-2,0,0,7.8349502688172329E-5,1.2114218256109296E-2,5.3858054353915288E-2,null,1.755344292686891E-2,2.4245177097516207E-2,0,0,3.3168422546197764E-5,1.1100490302494291E-2,5.2932278749425604E-2]
[2004,10,11,16,null,null,2.3237404843663115E-2,1.9442387462969356E-2,0,0,7.8349502688172329E-5,1.1792690420313107E-2,5.455083222963375E-2,null,1.8764195049309054E-2,2.3654996015323729E-2,0,0,3.3168422546197764E-5,1.0805868185921672E-2,5.325822767310065E-2]
[2004,10,11,19,null,null,2.3998996741557217E-2,1.8011111055016397E-2,1.1877691517482455E-3,1.7174105896356678E-6,7.8349502688172329E-5,8.536009823347358E-3,5.1813953684947033E-2,null,1.9379180200026325E-2,2.1913603000117188E-2,6.7145306397937358E-4,2.2662147780338822E-6,3.3168422546197764E-5,7.8217093553088497E-3,4.9821380256755969E-2]
[2004,10,11,23,null,null,1.7009007216855825E-2,1.5732130423036662E-2,1.1877691517482455E-3,1.7174105896356678E-6,7.8349502688172329E-5,6.0762952244295936E-3,4.008526892934814E-2,null,1.3734766474975955E-2,1.9140832532953209E-2,6.7145306397937358E-4,2.2662147780338822E-6,3.3168422546197764E-5,5.5678257389706167E-3,3.9150312448203391E-2]
[2004,10,12,2,null,null,1.2035352448354606E-2,1.4082887850667592E-2,1.1877691517482455E-3,1.7174105896356678E-6,7.8349502688172329E-5,3.4371816580573392E-3,3.0823258022105587E-2,null,9.718542253210791E-3,1.7134246327838339E-2,6.7145306397937358E-4,2.2662147780338822E-6,3.3168422546197764E-5,3.1495554113807694E-3,3.0709231693733498E-2]
[2004,10,12,7,null,null,2.0866515159425968E-2,1.7620579689859483E-2,0,0,7.8349502688172329E-5,6.6496348812890406E-3,4.5215079233262664E-2,null,1.6849702584478047E-2,2.1438454672565294E-2,0,0,3.3168422546197764E-5,6.0931878520226988E-3,4.4414513531612243E-2]
[2004,10,12,10,null,null,2.6169830121001218E-2,2.2172170548023184E-2,0,0,7.8349502688172329E-5,1.1532588555517295E-2,5.9952938727229871E-2,null,2.1132127279336093E-2,2.6976244916603699E-2,0,0,3.3168422546197764E-5,1.0567531863528726E-2,5.8709072482014714E-2]
[2004,10,12,13,null,null,2.5054665094719011E-2,2.2634388904858478E-2,0,0,7.8349502688172329E-5,1.0489600714028449E-2,5.8257004216294109E-2,null,2.0231631969893932E-2,2.753861275388568E-2,0,0,3.3168422546197764E-5,9.6118221202089148E-3,5.741523526653472E-2]
[2004,10,12,14,null,null,2.4168945562869991E-2,2.2857409465971368E-2,0,0,7.8349502688172329E-5,1.0420072540424255E-2,5.7524777071953789E-2,null,1.9516413804766944E-2,2.780995548350202E-2,0,0,3.3168422546197764E-5,9.5481121225411501E-3,5.6907649833356312E-2]
[2004,10,12,17,null,null,2.8798258817069287E-2,2.1873164278769345E-2,0,0,7.8349502688172329E-5,9.9389380433229351E-3,6.0688710641849747E-2,null,2.3254582392462551E-2,2.6612452552048273E-2,0,0,3.3168422546197764E-5,9.1072393640719649E-3,5.9007442731128984E-2]
[2004,10,12,20,null,null,3.1388756081100574E-2,1.9331329756746819E-2,1.1877691517482455E-3,1.7174105896356678E-6,7.8349502688172329E-5,6.5064677232654685E-3,5.8494389626138919E-2,null,2.5346407889501228E-2,2.351987528474634E-2,6.7145306397937358E-4,2.2662147780338822E-6,3.3168422546197764E-5,5.9620010419720489E-3,5.5535171917523232E-2]
[2004,10,12,24,null,null,1.7088480257774E-2,1.687161494959348E-2,1.1877691517482455E-3,1.7174105896356678E-6,7.8349502688172329E-5,6.0047735339330355E-3,4.123270480632657E-2,null,1.3798940923499066E-2,2.0527210722697808E-2,6.7145306397937358E-4,2.2662147780338822E-6,3.3168422546197764E-5,5.502289043577609E-3,4.0535328391078089E-2]
[2004,10,13,4,null,null,1.5050714645631135E-2,1.5253782180176693E-2,1.1877691517482455E-3,1.7174105896356678E-6,7.8349502688172329E-5,6.9831470932543915E-3,3.855547998408828E-2,null,1.2153446012674259E-2,1.8558839925289092E-2,6.7145306397937358E-4,2.2662147780338822E-6,3.3168422546197764E-5,6.3987914821057026E-3,3.7817965121372664E-2]
[2004,10,13,7,null,null,2.4436466508488418E-2,1.9100289149006324E-2,0,0,7.8349502688172329E-5,8.7019742833346434E-3,5.2317079443517558E-2,null,1.973243686057426E-2,2.3238774794084444E-2,0,0,3.3168422546197764E-5,7.9737857699564464E-3,5.0978165847161347E-2]
[2004,10,13,11,null,null,2.5162515554716672E-2,2.1686700488127555E-2,0,0,7.8349502688172329E-5,9.2895919103206832E-3,5.6217157455853081E-2,null,2.0318721172890956E-2,2.6385587398114134E-2,0,0,3.3168422546197764E-5,8.5122310606085064E-3,5.5249708054159796E-2]
[2004,10,13,14,null,null,2.3797610162118978E-2,2.1750347454909946E-2,0,0,7.8349502688172329E-5,8.4059272441242665E-3,5.4032234363841372E-2,null,1.921656061826512E-2,2.6463024839811687E-2,0,0,3.3168422546197764E-5,7.7025121955200905E-3,5.3415266076143095E-2]
[2004,10,13,15,null,null,2.3431561898987582E-2,2.1848846748826055E-2,0,0,7.8349502688172329E-5,8.0556800372449302E-3,5.3414438187746743E-2,null,1.8920976793261039E-2,2.6582866109796432E-2,0,0,3.3168422546197764E-5,7.3815739689466111E-3,5.2918585294550284E-2]
[2004,10,13,18,null,null,3.1717091094662662E-2,2.0488848548310915E-2,0,0,7.8349502688172329E-5,8.4874519149228198E-3,6.0771741060584569E-2,null,2.561153828067211E-2,2.4928195248241667E-2,0,0,3.3168422546197764E-5,7.7772148134258728E-3,5.835011676488585E-2]
[2004,10,13,21,null,null,3.0554369261546852E-2,1.7708121295642122E-2,1.1877691517482455E-3,1.7174105896356678E-6,7.8349502688172329E-5,5.4023005746896263E-3,5.4932627196904657E-2,null,2.467264086887163E-2,2.154496403721547E-2,6.7145306397937358E-4,2.2662147780338822E-6,3.3168422546197764E-5,4.9502315273426004E-3,5.1874724134733312E-2]
[2004,10,14,2,null,null,1.442754007955621E-2,1.63092972509894E-2,1.1877691517482455E-3,1.7174105896356678E-6,7.8349502688172329E-5,5.9343453421492462E-3,3.793901873772091E-2,null,1.1650232801635022E-2,1.9843054883032528E-2,6.7145306397937358E-4,2.2662147780338822E-6,3.3168422546197764E-5,5.4377543420070888E-3,3.7637929727978248E-2]
[2004,10,14,5,null,null,1.4931837524459009E-2,1.6183714213694356E-2,1.1877691517482455E-3,1.7174105896356678E-6,7.8349502688172329E-5,6.9078327829307836E-3,3.9291220586110204E-2,null,1.2057452785221306E-2,1.9690261598130428E-2,6.7145306397937358E-4,2.2662147780338822E-6,3.3168422546197764E-5,6.3297795364966958E-3,3.8784381621152039E-2]
[2004,10,14,9,null,null,2.6335452590279897E-2,2.0826130785375593E-2,0,0,7.8349502688172329E-5,1.0210782531790771E-2,5.7450715410134433E-2,null,2.1265867356552195E-2,2.5338556886646435E-2,0,0,3.3168422546197764E-5,9.3563356775300741E-3,5.5993928343274907E-2]
[2004,10,14,12,null,null,2.4330147360803966E-2,2.1189022685335415E-2,0,0,7.8349502688172329E-5,8.7857483781555654E-3,5.4383267926983121E-2,null,1.9646584191653212E-2,2.5780077068460146E-2,0,0,3.3168422546197764E-5,8.0505495781940037E-3,5.3510379260853558E-2]
[2004,10,14,15,null,null,2.2572043945615013E-2,2.1378796357108244E-2,0,0,7.8349502688172329E-5,7.942495105471464E-3,5.1971684910882894E-2,null,1.8226916392197621E-2,2.6010969259974676E-2,0,0,3.3168422546197764E-5,7.2778604472832371E-3,5.1548914522001728E-2]
[2004,10,14,18,null,null,3.0414788761388513E-2,2.0372542995844747E-2,0,0,7.8349502688172329E-5,8.2645834233131994E-3,5.9130264683234637E-2,null,2.4559929671228345E-2,2.4786689613432812E-2,0,0,3.3168422546197764E-5,7.5729961442933024E-3,5.6952783851500662E-2]
[2004,10,14,20,null,null,3.1031605904060951E-2,1.8989616442505831E-2,1.1877691517482455E-3,1.7174105896356678E-6,7.8349502688172329E-5,5.1201332212491924E-3,5.6409191632842026E-2,null,2.5058009265431367E-2,2.3104122481642852E-2,6.7145306397937358E-4,2.2662147780338822E-6,3.3168422546197764E-5,4.691676174918895E-3,5.3560695623296725E-2]
[2004,10,14,23,null,null,2.2221721482817057E-2,1.702719256457506E-2,1.1877691517482455E-3,1.7174105896356678E-6,7.8349502688172329E-5,5.3521670181371269E-3,4.5868917130555298E-2,null,1.7944031144627139E-2,2.0716497551255889E-2,6.7145306397937358E-4,2.2662147780338822E-6,3.3168422546197764E-5,4.9042931888897724E-3,4.4271709586076416E-2]
[2004,10,15,3,null,null,1.3872849509189052E-2,1.5482283010032674E-2,1.1877691517482455E-3,1.7174105896356678E-6,7.8349502688172329E-5,6.470101639614193E-3,3.7093070223861969E-2,null,1.1202320389538788E-2,1.8836850340935643E-2,6.7145306397937358E-4,2.2662147780338822E-6,3.3168422546197764E-5,5.9286781027302121E-3,3.6674736534508243E-2]
[2004,10,15,6,null,null,1.8018321897681589E-2,1.7466372283198542E-2,1.1877691517482455E-3,1.7174105896356678E-6,7.8349502688172329E-5,7.7955298677654826E-3,4.4548060113671663E-2,null,1.4549787673107314E-2,2.1250834937229516E-2,6.7145306397937358E-4,2.2662147780338822E-6,3.3168422546197764E-5,7.1431933840465072E-3,4.3650703695686945E-2]
[2004,10,15,10,null,null,2.5661713012558828E-2,2.2319072469914131E-2,0,0,7.8349502688172329E-5,1.0731190925152073E-2,5.8790325910313211E-2,null,2.0721822918980469E-2,2.715497627784173E-2,0,0,3.3168422546197764E-5,9.8331958596495836E-3,5.7743163479017978E-2]
[2004,10,15,11,null,null,2.5011302596353164E-2,2.2755451778090258E-2,0,0,7.8349502688172329E-5,1.0613753318005369E-2,5.8458857195136965E-2,null,2.0196616769933513E-2,2.7685906484625062E-2,0,0,3.3168422546197764E-5,9.7255855300583446E-3,5.7641277207163125E-2]
[2004,10,15,17,null,null,2.8470930159733319E-2,2.0639812844301612E-2,0,0,7.8349502688172329E-5,6.7077863434060548E-3,5.5896878850129159E-2,null,2.2990264633538818E-2,2.5111869183704463E-2,0,0,3.3168422546197764E-5,6.146473150971333E-3,5.428177539076081E-2]
[2004,10,15,18,null,null,2.9127894242338345E-2,2.0057869002759358E-2,0,0,7.8349502688172329E-5,5.6718727252488069E-3,5.4935985473034681E-2,null,2.35207628655629E-2,2.4403834777999754E-2,0,0,3.3168422546197764E-5,5.1972456540358876E-3,5.3155011720144738E-2]
[2004,10,15,21,null,null,2.7632742121429583E-2,1.7587829930557148E-2,1.1877691517482455E-3,1.7174105896356678E-6,7.8349502688172329E-5,4.3670766147838993E-3,5.0855484731796692E-2,null,2.2313428130300031E-2,2.1398608978343066E-2,6.7145306397937358E-4,2.2662147780338822E-6,3.3168422546197764E-5,4.0016359774772171E-3,4.8420560787423919E-2]
[2004,10,16,1,null,null,1.7596981148458937E-2,1.4604022364575127E-2,1.1877691517482455E-3,1.7174105896356678E-6,7.8349502688172329E-5,6.2000440938299022E-3,3.9668883671890025E-2,null,1.420955518786093E-2,1.7768295766129271E-2,6.7145306397937358E-4,2.2662147780338822E-6,3.3168422546197764E-5,5.6812191990917435E-3,3.8365957854385555E-2]
[2004,10,16,4,null,null,1.5110315551966609E-2,1.385850011728668E-2,1.1877691517482455E-3,1.7174105896356678E-6,7.8349502688172329E-5,7.0305243623282835E-3,3.7267176096607624E-2,null,1.220157372052798E-2,1.6861240198877962E-2,6.7145306397937358E-4,2.2662147780338822E-6,3.3168422546197764E-5,6.4422041815300488E-3,3.621190580223959E-2]
[2004,10,16,7,null,null,2.0689172110081734E-2,1.4054526389088596E-2,0,0,7.8349502688172329E-5,8.7950125956929269E-3,4.3617060597551438E-2,null,1.6706498143581029E-2,1.7099739749779564E-2,0,0,3.3168422546197764E-5,8.0590385582304837E-3,4.1898444874137283E-2]
[2004,10,16,12,null,null,2.9068076047467053E-2,1.4327124839451477E-2,0,0,7.8349502688172329E-5,6.6750086979511835E-3,5.0148559087557894E-2,null,2.3472459697304049E-2,1.7431402477384342E-2,0,0,3.3168422546197764E-5,6.1164383664051138E-3,4.7053468963639704E-2]
[2004,10,16,15,null,null,2.5750317015523088E-2,1.3502432847787269E-2,0,0,7.8349502688172329E-5,6.8912960127354593E-3,4.6222395378733988E-2,null,2.0793370615677084E-2,1.6428023349494725E-2,0,0,3.3168422546197764E-5,6.3146265771140131E-3,4.3569188964832022E-2]
[2004,10,16,18,null,null,3.3286483760016909E-2,1.2924202713791974E-2,0,0,7.8349502688172329E-5,7.0207025537754094E-3,5.3309738530272467E-2,null,2.6878822225664477E-2,1.5724507305405467E-2,0,0,3.3168422546197764E-5,6.4332042701623349E-3,4.9069702223778482E-2]
[2004,10,16,19,null,null,3.24263333749241E-2,1.2615435081125968E-2,1.1877691517482455E-3,1.7174105896356678E-6,7.8349502688172329E-5,6.3320152648420735E-3,5.2641619785918199E-2,null,2.618425113624176E-2,1.5348838569542313E-2,6.7145306397937358E-4,2.2662147780338822E-6,3.3168422546197764E-5,5.8021469117231911E-3,4.8042124318810872E-2]
[2004,10,16,22,null,null,2.6713178610094333E-2,1.1231905223441512E-2,1.1877691517482455E-3,1.7174105896356678E-6,7.8349502688172329E-5,5.9539093841377184E-3,4.5166829282699619E-2,null,2.1570880965373067E-2,1.3665537414633177E-2,6.7145306397937358E-4,2.2662147780338822E-6,3.3168422546197764E-5,5.45568124853786E-3,4.139898732984771E-2]
[2004,10,17,2,null,null,1.5970521907261954E-2,9.7191699732033839E-3,1.1877691517482455E-3,1.7174105896356678E-6,7.8349502688172329E-5,6.8299219656319313E-3,3.3787449911123327E-2,null,1.2896190005866693E-2,1.1825035758919463E-2,6.7145306397937358E-4,2.2662147780338822E-6,3.3168422546197764E-5,6.2583883617959128E-3,3.1686501827885669E-2]
[2004,10,17,5,null,null,1.541312684483934E-2,9.4779370137614265E-3,1.1877691517482455E-3,1.7174105896356678E-6,7.8349502688172329E-5,7.233085229303343E-3,3.3391985152930161E-2,null,1.2446093717525272E-2,1.1531534525841334E-2,6.7145306397937358E-4,2.2662147780338822E-6,3.3168422546197764E-5,6.6278145851058259E-3,3.1312330529776035E-2]
[2004,10,17,9,null,null,2.4893874344375247E-2,1.347172895250992E-2,0,0,7.8349502688172329E-5,5.7208406547237956E-3,4.4164793454297135E-2,null,2.010179350377116E-2,1.6390666799440162E-2,0,0,3.3168422546197764E-5,5.2421159060635995E-3,4.1767744631821119E-2]
[2004,10,17,13,null,null,2.4937554191412432E-2,1.5193325114312968E-2,0,0,7.8349502688172329E-5,7.0675243684574333E-3,4.7276753176871009E-2,null,2.013706496265583E-2,1.8485283544683654E-2,0,0,3.3168422546197764E-5,6.4761079960846306E-3,4.5131624925970316E-2]
[2004,10,17,16,null,null,2.6739255202804086E-2,1.4486841553180758E-2,0,0,7.8349502688172329E-5,5.6627680730911775E-3,4.69672143317642E-2,null,2.1591937803480381E-2,1.7625725228849028E-2,0,0,3.3168422546197764E-5,5.1889028868142067E-3,4.4439734341689817E-2]
[2004,10,17,19,null,null,3.2371041067961542E-2,1.3192604222963774E-2,1.1877691517482455E-3,1.7174105896356678E-6,7.8349502688172329E-5,5.4600221417532282E-3,5.2291503497704603E-2,null,2.613960262064581E-2,1.6051063734859327E-2,6.7145306397937358E-4,2.2662147780338822E-6,3.3168422546197764E-5,5.00312290521679E-3,4.7900676962025539E-2]
[2004,10,17,20,null,null,2.9851143326200251E-2,1.3602013128207097E-2,1.1877691517482455E-3,1.7174105896356678E-6,7.8349502688172329E-5,5.8509607822499841E-3,5.0571953301683389E-2,null,2.4104786209396829E-2,1.6549179824800156E-2,6.7145306397937358E-4,2.2662147780338822E-6,3.3168422546197764E-5,5.3613474720819315E-3,4.6722201207582525E-2]
[2004,10,18,2,null,null,1.4130262542123191E-2,1.3730381038986999E-2,1.1877691517482455E-3,1.7174105896356678E-6,7.8349502688172329E-5,5.9221619093920595E-3,3.5050641555528304E-2,null,1.1410181309925844E-2,1.6705361385515243E-2,6.7145306397937358E-4,2.2662147780338822E-6,3.3168422546197764E-5,5.4265904291310729E-3,3.4249020825875762E-2]
[2004,10,18,4,null,null,1.398860119307614E-2,1.3603860600562368E-2,1.1877691517482455E-3,1.7174105896356678E-6,7.8349502688172329E-5,6.3476531236860666E-3,3.5207950982350626E-2,null,1.129578982764326E-2,1.6551427591505019E-2,6.7145306397937358E-4,2.2662147780338822E-6,3.3168422546197764E-5,5.8164761814110616E-3,3.4370581301862942E-2]
[2004,10,18,7,null,null,2.202429590930775E-2,1.7361207583094309E-2,0,0,7.8349502688172329E-5,6.4064939239449415E-3,4.5870346919035174E-2,null,1.7784610073557725E-2,2.1122884058426362E-2,0,0,3.3168422546197764E-5,5.8703931341071427E-3,4.4811055688637434E-2]
[2004,10,18,10,null,null,2.6116550705015847E-2,2.0690746563640523E-2,0,0,7.8349502688172329E-5,8.9868644308689957E-3,5.5872511202213544E-2,null,2.1089104172393264E-2,2.5173838781332444E-2,0,0,3.3168422546197764E-5,8.234836070778493E-3,5.4530947447050407E-2]
[2004,10,18,14,null,null,2.3520668966277421E-2,2.071662917819115E-2,0,0,7.8349502688172329E-5,6.7538527053890556E-3,5.1069500352545802E-2,null,1.8992930714197883E-2,2.5205329417203548E-2,0,0,3.3168422546197764E-5,6.1886846411106661E-3,5.0420113195058298E-2]
[2004,10,18,17,null,null,2.7940486080949539E-2,1.963878501138579E-2,0,0,7.8349502688172329E-5,6.2525798255025676E-3,5.3910200420526071E-2,null,2.2561931253627671E-2,2.3893947287849215E-2,0,0,3.3168422546197764E-5,5.7293586966340442E-3,5.2218405660657129E-2]
[2004,10,18,19,null,null,3.1214936036660014E-2,1.9146738827946076E-2,1.1877691517482455E-3,1.7174105896356678E-6,7.8349502688172329E-5,5.4532271180351023E-3,5.7082738047667246E-2,null,2.5206048273644567E-2,2.3295288788177281E-2,6.7145306397937358E-4,2.2662147780338822E-6,3.3168422546197764E-5,4.9968964947878511E-3,5.4205121257913304E-2]
[2004,10,18,22,null,null,2.6265443485939847E-2,1.7422267647628185E-2,1.1877691517482455E-3,1.7174105896356678E-6,7.8349502688172329E-5,4.3020556598676934E-3,4.9257602858461785E-2,null,2.1209335033003065E-2,2.1197174090244485E-2,6.7145306397937358E-4,2.2662147780338822E-6,3.3168422546197764E-5,3.9420560306538E-3,4.7055452855204953E-2]
[2004,10,19,1,null,null,1.8049736158085264E-2,1.6290373058220564E-2,1.1877691517482455E-3,1.7174105896356678E-6,7.8349502688172329E-5,5.9580093744189579E-3,4.1565954655750845E-2,null,1.4575154675727018E-2,1.982003035966097E-2,6.7145306397937358E-4,2.2662147780338822E-6,3.3168422546197764E-5,5.459438148190404E-3,4.0561510884881996E-2]
[2004,10,19,5,null,null,1.6787434841731015E-2,1.5683677136953907E-2,1.1877691517482455E-3,1.7174105896356678E-6,7.8349502688172329E-5,7.009335216046359E-3,4.0748283259757337E-2,null,1.3555846871330353E-2,1.9081880807430819E-2,6.7145306397937358E-4,2.2662147780338822E-6,3.3168422546197764E-5,6.4227881607973854E-3,3.9767403540862167E-2]
[2004,10,19,8,null,null,2.8652613608886362E-2,2.0350312300925641E-2,0,0,7.8349502688172329E-5,8.7196092409767383E-3,5.7800884653476922E-2,null,2.3136973945532779E-2,2.4759642163589991E-2,0,0,3.3168422546197764E-5,7.9899450195384213E-3,5.5919729551207387E-2]
[2004,10,19,11,null,null,2.7514231963009644E-2,2.1739501602232935E-2,0,0,7.8349502688172329E-5,9.9071250507589883E-3,5.9239208118689747E-2,null,2.2217731225121624E-2,2.6449829001474131E-2,0,0,3.3168422546197764E-5,9.0780885094329279E-3,5.7778817158574886E-2]
[2004,10,19,15,null,null,2.574044218384176E-2,2.1745479294826186E-2,0,0,7.8349502688172329E-5,9.0468017195710487E-3,5.6611072700927169E-2,null,2.0785396693072812E-2,2.6457101888857096E-2,0,0,3.3168422546197764E-5,8.2897577568443199E-3,5.5565424761320426E-2]
[2004,10,19,16,null,null,2.8059717801571665E-2,2.1419882008434754E-2,0,0,7.8349502688172329E-5,8.7721675174134029E-3,5.8330116830107998E-2,null,2.2658210819993637E-2,2.6060956995290964E-2,0,0,3.3168422546197764E-5,8.0381051752799419E-3,5.6790441413110737E-2]
[2004,10,19,20,null,null,3.5699885435856699E-2,1.9319497451362733E-2,1.1877691517482455E-3,1.7174105896356678E-6,7.8349502688172329E-5,6.1260970282766931E-3,6.2413315980522174E-2,null,2.882764310658727E-2,2.3505479257651122E-2,6.7145306397937358E-4,2.2662147780338822E-6,3.3168422546197764E-5,5.6134600860629396E-3,5.8653470151604943E-2]
[2004,10,19,23,null,null,2.6195712554842532E-2,1.7630378381140607E-2,1.1877691517482455E-3,1.7174105896356678E-6,7.8349502688172329E-5,6.8879773287896014E-3,5.1981904329798795E-2,null,2.115302733423537E-2,2.145037645962215E-2,6.7145306397937358E-4,2.2662147780338822E-6,3.3168422546197764E-5,6.3115856034267961E-3,4.9621877098587924E-2]
[2004,10,20,2,null,null,1.8186675566570928E-2,1.6221213032884329E-2,1.1877691517482455E-3,1.7174105896356678E-6,7.8349502688172329E-5,7.021631515701207E-3,4.269735618018252E-2,null,1.4685733192908671E-2,1.9735885337509536E-2,6.7145306397937358E-4,2.2662147780338822E-6,3.3168422546197764E-5,6.4340554957743133E-3,4.1562561727496131E-2]
[2004,10,20,6,null,null,2.0619752818091266E-2,1.6861629119572685E-2,1.1877691517482455E-3,1.7174105896356678E-6,7.8349502688172329E-5,6.9882115428456992E-3,4.573742954553571E-2,null,1.6650442093266559E-2,2.0515061249295866E-2,6.7145306397937358E-4,2.2662147780338822E-6,3.3168422546197764E-5,6.4034321343035801E-3,4.4275823178169617E-2]
[2004,10,20,9,null,null,3.2099942131459239E-2,2.1843574070679859E-2,0,0,7.8349502688172329E-5,1.0351199871061907E-2,6.4373065575889177E-2,null,{"$f":"G7043*X$5","v":2.5920690338641278E-2},{"$f":"H7043*Y$5","v":2.6576450993300277E-2},{"$f":"I7043*Z$5","v":0},{"$f":"J7043*AA$5","v":0},{"$f":"K7043*AB$5","v":3.3168422546197764E-5},{"$f":"L7043*AC$5","v":9.4850027759699768E-3},{"$f":"SUM(O7043:T7043)","v":6.2015312530457729E-2}]
[2004,10,20,13,null,null,2.908587371809521E-2,2.2037444944026638E-2,0,0,7.8349502688172329E-5,9.5194901566643102E-3,6.0721158321474331E-2,null,2.3486831309165911E-2,2.6812328132630004E-2,0,0,3.3168422546197764E-5,8.7228912286974273E-3,5.905521909303954E-2]
[2004,10,20,17,null,null,3.4078805601798622E-2,2.1676118450747149E-2,0,0,7.8349502688172329E-5,9.4473162979013987E-3,6.528058985313534E-2,null,2.7518621793690429E-2,2.6372712536292548E-2,0,0,3.3168422546197764E-5,8.6567569390260946E-3,6.2581259691555272E-2]
[2004,10,20,20,null,null,3.8888092893380508E-2,1.9484673465170486E-2,1.1877691517482455E-3,1.7174105896356678E-6,7.8349502688172329E-5,6.4071672613591158E-3,6.604776968493617E-2,null,3.1402119344064047E-2,2.3706444183172297E-2,6.7145306397937358E-4,2.2662147780338822E-6,3.3168422546197764E-5,5.8710101260812291E-3,6.1686461354621185E-2]
[2004,10,20,21,null,null,3.6447279151451357E-2,1.8971744174433428E-2,1.1877691517482455E-3,1.7174105896356678E-6,7.8349502688172329E-5,6.4012260376740951E-3,6.3088085428584934E-2,null,2.9431163230817941E-2,2.3082377804923351E-2,6.7145306397937358E-4,2.2662147780338822E-6,3.3168422546197764E-5,5.8655660689818567E-3,5.9085994806026762E-2]
[2004,10,20,24,null,null,2.2585490917267768E-2,1.7368183100326048E-2,1.1877691517482455E-3,1.7174105896356678E-6,7.8349502688172329E-5,7.8871198677441072E-3,4.9108629950363983E-2,null,1.8237774816389669E-2,2.1131370970470263E-2,6.7145306397937358E-4,2.2662147780338822E-6,3.3168422546197764E-5,7.2271190559366804E-3,4.7303152544100224E-2]
[2004,10,21,3,null,null,1.6014820739977197E-2,1.6050076771576757E-2,1.1877691517482455E-3,1.7174105896356678E-6,7.8349502688172329E-5,7.0211813263917526E-3,4.0353914902971764E-2,null,1.2931961295437017E-2,1.9527668749550964E-2,6.7145306397937358E-4,2.2662147780338822E-6,3.3168422546197764E-5,6.4336429786842099E-3,3.9600160724975797E-2]
[2004,10,21,6,null,null,1.9003360750097249E-2,1.6811476029834436E-2,1.1877691517482455E-3,1.7174105896356678E-6,7.8349502688172329E-5,6.6327673305554722E-3,4.3715440175513209E-2,null,1.5345206149577824E-2,2.0454041421346544E-2,6.7145306397937358E-4,2.2662147780338822E-6,3.3168422546197764E-5,6.0777317920949047E-3,4.2583867064322885E-2]
[2004,10,21,11,null,null,2.7883731454114064E-2,2.2112212976394971E-2,0,0,7.8349502688172329E-5,9.8431404522729762E-3,5.9917434385470182E-2,null,2.2516101915323484E-2,2.6903296256329583E-2,0,0,3.3168422546197764E-5,9.0194581958636007E-3,5.8472024790062874E-2]
[2004,10,21,15,null,null,2.6189233257939974E-2,2.1815184490053693E-2,0,0,7.8349502688172329E-5,9.1764449151906322E-3,5.7259212165872472E-2,null,2.1147795304596952E-2,2.6541910203602113E-2,0,0,3.3168422546197764E-5,8.4085523010183766E-3,5.6131426231763641E-2]
[2004,10,21,18,null,null,3.5237068615105269E-2,2.0909138723257028E-2,0,0,7.8349502688172329E-5,9.5107508756644664E-3,6.5735307716714944E-2,null,2.845391871029139E-2,2.5439550267401009E-2,0,0,3.3168422546197764E-5,8.7148832580683181E-3,6.2641520658306915E-2]
[2004,10,21,21,null,null,3.410534256667945E-2,1.870625394954404E-2,1.1877691517482455E-3,1.7174105896356678E-6,7.8349502688172329E-5,6.2196102773420213E-3,6.029904285859157E-2,null,2.7540050382140413E-2,2.275936345167958E-2,6.7145306397937358E-4,2.2662147780338822E-6,3.3168422546197764E-5,5.6991480679416647E-3,5.6705449603065269E-2]
[2004,10,21,22,null,null,3.0047768980897217E-2,1.8233311787425474E-2,1.1877691517482455E-3,1.7174105896356678E-6,7.8349502688172329E-5,6.6566471331137404E-3,5.620556396646248E-2,null,2.4263561346347551E-2,2.2183948267628689E-2,6.7145306397937358E-4,2.2662147780338822E-6,3.3168422546197764E-5,6.099613312727889E-3,5.325401062800774E-2]
[2004,10,22,1,null,null,1.7292036512443085E-2,1.6406870287054932E-2,1.1877691517482455E-3,1.7174105896356678E-6,7.8349502688172329E-5,7.4388931807020898E-3,4.240563604522616E-2,null,1.3963312517135054E-2,1.9961769201617595E-2,6.7145306397937358E-4,2.2662147780338822E-6,3.3168422546197764E-5,6.8164003543547723E-3,4.1448369774411034E-2]
[2004,10,22,7,null,null,2.3348447214842052E-2,1.829308147077878E-2,0,0,7.8349502688172329E-5,8.207909125012916E-3,4.9927787313321925E-2,null,1.8853861719298991E-2,2.2256668329619658E-2,0,0,3.3168422546197764E-5,7.5210643988531294E-3,4.8664762870317985E-2]
[2004,10,22,9,null,null,2.867731403052777E-2,2.1351238512257835E-2,0,0,7.8349502688172329E-5,1.1514508202373075E-2,6.1621410247846856E-2,null,2.3156919526056842E-2,2.5977440419374779E-2,0,0,3.3168422546197764E-5,1.0550964489514156E-2,5.9718492857491978E-2]
[2004,10,22,12,null,null,2.5352673385591454E-2,2.136526884455469E-2,0,0,7.8349502688172329E-5,1.0131424089099006E-2,5.6927715821933324E-2,null,2.0472273544711039E-2,2.5994510722865433E-2,0,0,3.3168422546197764E-5,9.2836180159445447E-3,5.5783570706067216E-2]
[2004,10,22,16,null,null,2.7029402540360393E-2,2.0081087901402051E-2,0,0,7.8349502688172329E-5,7.0366051211996948E-3,5.4225445065650316E-2,null,2.1826231661661751E-2,2.4432084547011877E-2,0,0,3.3168422546197764E-5,6.4477760973942746E-3,5.2739260728614103E-2]
[2004,10,22,19,null,null,3.285070347151537E-2,1.9237258120873211E-2,1.1877691517482455E-3,1.7174105896356678E-6,7.8349502688172329E-5,7.5235169124647991E-3,6.0879314569879439E-2,null,2.6526929818267833E-2,2.3405421019498128E-2,6.7145306397937358E-4,2.2662147780338822E-6,3.3168422546197764E-5,6.8939427012015527E-3,5.7533181240271125E-2]
[2004,10,22,22,null,null,2.7532090401243971E-2,1.7225673773022507E-2,1.1877691517482455E-3,1.7174105896356678E-6,7.8349502688172329E-5,6.5982146508566462E-3,5.2623814890149181E-2,null,2.2232151906800987E-2,2.0957983953267135E-2,6.7145306397937358E-4,2.2662147780338822E-6,3.3168422546197764E-5,6.0460705096404147E-3,4.9943094071012141E-2]
[2004,10,22,24,null,null,2.0493740663130998E-2,1.4594761504919172E-2,1.1877691517482455E-3,1.7174105896356678E-6,7.8349502688172329E-5,7.1661900917466973E-3,4.3522528324822923E-2,null,1.6548687328904261E-2,1.7757028343407793E-2,6.7145306397937358E-4,2.2662147780338822E-6,3.3168422546197764E-5,6.5665172888187059E-3,4.1579120662434368E-2]
[2004,10,23,3,null,null,1.5968450353468226E-2,1.4127536420558801E-2,1.1877691517482455E-3,1.7174105896356678E-6,7.8349502688172329E-5,7.1685369357643242E-3,3.8532359774817407E-2,null,1.2894517227012851E-2,1.7188568964133805E-2,6.7145306397937358E-4,2.2662147780338822E-6,3.3168422546197764E-5,6.5686677469587512E-3,3.735864163940901E-2]
[2004,10,23,7,null,null,2.1653718539016251E-2,1.3535234526540277E-2,0,0,7.8349502688172329E-5,9.3469247487281467E-3,4.461422731697285E-2,null,1.7485368996346558E-2,1.6467932212625665E-2,0,0,3.3168422546197764E-5,8.5647662389668425E-3,4.255123587048526E-2]
[2004,10,23,10,null,null,3.0728445979986196E-2,1.4786152134024885E-2,0,0,7.8349502688172329E-5,9.7495444496200432E-3,5.5342492066319297E-2,null,2.48132077488789E-2,1.7989887840601175E-2,0,0,3.3168422546197764E-5,8.9336943852869541E-3,5.1769958397313229E-2]
[2004,10,23,13,null,null,2.8130322140310988E-2,1.4220373442669165E-2,0,0,7.8349502688172329E-5,7.695115041375997E-3,5.012416012704432E-2,null,2.2715223795080373E-2,1.7301521110174405E-2,0,0,3.3168422546197764E-5,7.0511813546280172E-3,4.7101094682428998E-2]
[2004,10,23,17,null,null,2.9417967578522206E-2,1.3332690174433901E-2,0,0,7.8349502688172329E-5,7.8107893942893115E-3,5.0639796649933594E-2,null,2.375499696766583E-2,1.6221502300089043E-2,0,0,3.3168422546197764E-5,7.1571759805803773E-3,4.7166843670881448E-2]
[2004,10,23,21,null,null,3.0648112984188451E-2,1.1555682676861493E-2,1.1877691517482455E-3,1.7174105896356678E-6,7.8349502688172329E-5,6.0006544482382185E-3,4.947228617431422E-2,null,2.4748338887136994E-2,1.4059468169541175E-2,6.7145306397937358E-4,2.2662147780338822E-6,3.3168422546197764E-5,5.4985146464317262E-3,4.5013209404413501E-2]
[2004,10,23,24,null,null,2.1526775745830635E-2,1.0249692910341071E-2,1.1877691517482455E-3,1.7174105896356678E-6,7.8349502688172329E-5,6.7906715612392581E-3,3.9834976282437012E-2,null,1.7382862741992234E-2,1.2470507822879307E-2,6.7145306397937358E-4,2.2662147780338822E-6,3.3168422546197764E-5,6.2224224641937191E-3,3.6782680730368861E-2]
[2004,10,24,1,null,null,2.067155927617564E-2,1.0619364054436524E-2,1.1877691517482455E-3,1.7174105896356678E-6,7.8349502688172329E-5,7.9449503711275116E-3,4.0503709766765726E-2,null,1.6692275787297765E-2,1.292027611688195E-2,6.7145306397937358E-4,2.2662147780338822E-6,3.3168422546197764E-5,7.2801102542479788E-3,3.7599549859731296E-2]
[2004,10,24,4,null,null,1.862633377984704E-2,1.027519699258788E-2,1.1877691517482455E-3,1.7174105896356678E-6,7.8349502688172329E-5,8.711261321811669E-3,3.8880628159272637E-2,null,1.5040757022998433E-2,1.2501537909337147E-2,6.7145306397937358E-4,2.2662147780338822E-6,3.3168422546197764E-5,7.9822956612572021E-3,3.6231478294896383E-2]
[2004,10,24,8,null,null,2.7829508699591679E-2,1.1982643931645201E-2,0,0,7.8349502688172329E-5,8.0722976310641462E-3,4.7962799764989197E-2,null,2.2472317062892069E-2,1.4578939700485747E-2,0,0,3.3168422546197764E-5,7.3968009885644866E-3,4.4481226174488506E-2]
[2004,10,24,11,null,null,3.2308367181967369E-2,1.5278955769927263E-2,0,0,7.8349502688172329E-5,1.0271498900028778E-2,5.7937171354611586E-2,null,2.6088993482955743E-2,1.8589467910991739E-2,0,0,3.3168422546197764E-5,9.4119712491022439E-3,5.4123601065595925E-2]
[2004,10,24,14,null,null,2.9514822311869377E-2,1.583584224127315E-2,0,0,7.8349502688172329E-5,9.6567593738072256E-3,5.5085773429637927E-2,null,2.3833207125822573E-2,1.9267015731996986E-2,0,0,3.3168422546197764E-5,8.848673642511665E-3,5.1982064922877422E-2]
[2004,10,24,19,null,null,3.8363408104852552E-2,1.4062679120704269E-2,1.1877691517482455E-3,1.7174105896356678E-6,7.8349502688172329E-5,8.0406184526947699E-3,6.1734541743277645E-2,null,3.0978436588714159E-2,1.7109658944850132E-2,6.7145306397937358E-4,2.2662147780338822E-6,3.3168422546197764E-5,7.36777275043588E-3,5.6162755985303778E-2]
[2004,10,24,22,null,null,3.2012788658652376E-2,1.4088700978284987E-2,1.1877691517482455E-3,1.7174105896356678E-6,7.8349502688172329E-5,6.1544814041870422E-3,5.3523807106150456E-2,null,2.5850313944462366E-2,1.7141318993728161E-2,6.7145306397937358E-4,2.2662147780338822E-6,3.3168422546197764E-5,5.6394692335682926E-3,4.9337989873062427E-2]
[2004,10,25,1,null,null,1.8478898695451822E-2,1.4468923249359599E-2,1.1877691517482455E-3,1.7174105896356678E-6,7.8349502688172329E-5,8.0334237947521907E-3,4.2249081804589667E-2,null,1.4921703251748342E-2,1.7603924541752438E-2,6.7145306397937358E-4,2.2662147780338822E-6,3.3168422546197764E-5,7.3611801475098855E-3,4.0593695642314277E-2]
[2004,10,25,2,null,null,1.7380889677479253E-2,1.4985451931118877E-2,1.1877691517482455E-3,1.7174105896356678E-6,7.8349502688172329E-5,7.9072582969738642E-3,4.1541435970598048E-2,null,1.4035061412104356E-2,1.8232370195975095E-2,6.7145306397937358E-4,2.2662147780338822E-6,3.3168422546197764E-5,7.2455722845021844E-3,4.021989159388524E-2]
[2004,10,25,5,null,null,1.8379136753653179E-2,1.5328974610282896E-2,1.1877691517482455E-3,1.7174105896356678E-6,7.8349502688172329E-5,8.3931215371480551E-3,4.3369068966110189E-2,null,1.4841145523938301E-2,1.8650324401562002E-2,6.7145306397937358E-4,2.2662147780338822E-6,3.3168422546197764E-5,7.6907780808541E-3,4.188913570765801E-2]
[2004,10,25,9,null,null,3.2291861010762042E-2,2.1232364123000287E-2,0,0,7.8349502688172329E-5,1.1204024449067668E-2,6.4806599085518168E-2,null,2.6075664756357492E-2,2.5832809354410811E-2,0,0,3.3168422546197764E-5,1.0266462277337931E-2,6.2208104810652434E-2]
[2004,10,25,11,null,null,3.0099597628177998E-2,2.223304378983763E-2,0,0,7.8349502688172329E-5,1.17437659851616E-2,6.4154756905865404E-2,null,2.4305412958145915E-2,2.7050307646569509E-2,0,0,3.3168422546197764E-5,1.0761037788575938E-2,6.2149926815837558E-2]
[2004,10,25,16,null,null,3.021757077070689E-2,2.1166990004307936E-2,0,0,7.8349502688172329E-5,9.6013452447711901E-3,6.1064255522474187E-2,null,2.4400676223208653E-2,2.5753270536448346E-2,0,0,3.3168422546197764E-5,8.7978966143137886E-3,5.8985011796516981E-2]
[2004,10,25,20,null,null,3.6350151949662339E-2,1.9733933161709013E-2,1.1877691517482455E-3,1.7174105896356678E-6,7.8349502688172329E-5,7.9377820241792133E-3,6.5289703200576615E-2,null,2.9352733054504181E-2,2.4009711317397958E-2,6.7145306397937358E-4,2.2662147780338822E-6,3.3168422546197764E-5,7.2735417605901756E-3,6.1342873833795927E-2]
[2004,10,25,23,null,null,2.6649125334435163E-2,1.7460813042609023E-2,1.1877691517482455E-3,1.7174105896356678E-6,7.8349502688172329E-5,6.1006214707919112E-3,5.1478395912862157E-2,null,2.1519157971084245E-2,2.1244071168415434E-2,6.7145306397937358E-4,2.2662147780338822E-6,3.3168422546197764E-5,5.5901163446153354E-3,4.906023318541862E-2]
[2004,10,25,24,null,null,2.1893471178546266E-2,1.7653415030693027E-2,1.1877691517482455E-3,1.7174105896356678E-6,7.8349502688172329E-5,8.016809603425698E-3,4.8831531877691049E-2,null,1.767896915617485E-2,2.1478404491385574E-2,6.7145306397937358E-4,2.2662147780338822E-6,3.3168422546197764E-5,7.3459562456612863E-3,4.7210217594525317E-2]
[2004,10,26,3,null,null,1.6870299836878412E-2,1.6377317223405422E-2,1.1877691517482455E-3,1.7174105896356678E-6,7.8349502688172329E-5,7.2166889997405644E-3,4.1732142125050456E-2,null,1.3622760321527001E-2,1.9925812835445936E-2,6.7145306397937358E-4,2.2662147780338822E-6,3.3168422546197764E-5,6.612790405797573E-3,4.0868251264074118E-2]
[2004,10,26,8,null,null,3.1352777646895355E-2,1.9761704933368894E-2,0,0,7.8349502688172329E-5,9.2665170022769288E-3,6.0459349085229354E-2,null,2.5317355318375603E-2,2.4043500436620284E-2,0,0,3.3168422546197764E-5,8.4910870802413479E-3,5.7885111257783436E-2]
[2004,10,26,11,null,null,2.9576976233085674E-2,2.1957546239696132E-2,0,0,7.8349502688172329E-5,1.0350947056701207E-2,6.1963819032171186E-2,null,2.3883396392163993E-2,2.6715117667291455E-2,0,0,3.3168422546197764E-5,9.4847711173272203E-3,6.0116453599328872E-2]
[2004,10,26,14,null,null,2.7881116364491507E-2,2.1962865328577722E-2,0,0,7.8349502688172329E-5,9.7086735023716765E-3,5.9631004698129084E-2,null,2.2513990231506843E-2,2.6721589250400208E-2,0,0,3.3168422546197764E-5,8.8962435532156849E-3,5.8164991457668937E-2]
[2004,10,26,17,null,null,3.3682850804645052E-2,2.1232207966865573E-2,0,0,7.8349502688172329E-5,9.5322067531450842E-3,6.4525615027343886E-2,null,2.7198888454512269E-2,2.5832619363713866E-2,0,0,3.3168422546197764E-5,8.7345436897090477E-3,6.1799219930481375E-2]
[2004,10,26,21,null,null,3.6014733607063872E-2,1.8503919517700994E-2,1.1877691517482455E-3,1.7174105896356678E-6,7.8349502688172329E-5,6.571972184397915E-3,6.2358461374188837E-2,null,2.9081882877990173E-2,2.251318894311544E-2,6.7145306397937358E-4,2.2662147780338822E-6,3.3168422546197764E-5,6.0220240348056262E-3,5.8323983557214847E-2]
[2004,10,26,24,null,null,2.2162253697776697E-2,1.7344700673597637E-2,1.1877691517482455E-3,1.7174105896356678E-6,7.8349502688172329E-5,7.7658920728449323E-3,4.8540682509245321E-2,null,1.7896010932165592E-2,2.1102800574383428E-2,6.7145306397937358E-4,2.2662147780338822E-6,3.3168422546197764E-5,7.1160357046859777E-3,4.6821734912538604E-2]
[2004,10,27,1,null,null,1.6685290404862149E-2,1.610819181950339E-2,1.1877691517482455E-3,1.7174105896356678E-6,7.8349502688172329E-5,5.5684389099230642E-3,3.9629757199314657E-2,null,1.3473365279710972E-2,1.9598375664005435E-2,6.7145306397937358E-4,2.2662147780338822E-6,3.3168422546197764E-5,5.1024672672097824E-3,3.8881095912229796E-2]
[2004,10,27,5,null,null,1.5975975641433361E-2,1.621168416431442E-2,1.1877691517482455E-3,1.7174105896356678E-6,7.8349502688172329E-5,7.2369068345879313E-3,4.0692402705361772E-2,null,1.2900593894012888E-2,1.9724291836017961E-2,6.7145306397937358E-4,2.2662147780338822E-6,3.3168422546197764E-5,6.631316395251944E-3,3.9963089826586404E-2]
[2004,10,27,8,null,null,2.7345525847337192E-2,2.0708721728791187E-2,0,0,7.8349502688172329E-5,9.6619780861736497E-3,5.7794575164990203E-2,null,2.20815011046849E-2,2.5195708649980192E-2,0,0,3.3168422546197764E-5,8.8534556486461313E-3,5.6163833825857427E-2]
[2004,10,27,12,null,null,2.5966988814361741E-2,2.0890358540334393E-2,0,0,7.8349502688172329E-5,9.3869545828763144E-3,5.6322651440260621E-2,null,2.0968333005945975E-2,2.5416700956685023E-2,0,0,3.3168422546197764E-5,8.6014463429882563E-3,5.5019648728165449E-2]
[2004,10,27,15,null,null,2.4386949205961812E-2,2.0410596611050772E-2,0,0,7.8349502688172329E-5,8.9491739751516065E-3,5.3825069294852368E-2,null,1.9692451658733689E-2,2.4832988357235838E-2,0,0,3.3168422546197764E-5,8.2002995840368513E-3,5.2758908022552578E-2]
[2004,10,27,19,null,null,3.4331277352586065E-2,1.8905959949519661E-2,1.1877691517482455E-3,1.7174105896356678E-6,7.8349502688172329E-5,7.7139005137408668E-3,6.2218973880872643E-2,null,2.7722492630734782E-2,2.3002340022466327E-2,6.7145306397937358E-4,2.2662147780338822E-6,3.3168422546197764E-5,7.0683948428949019E-3,5.8500115197399616E-2]
[2004,10,27,22,null,null,2.645341691886318E-2,1.6375104546063703E-2,1.1877691517482455E-3,1.7174105896356678E-6,7.8349502688172329E-5,4.9517336565911849E-3,4.9048091186544122E-2,null,2.1361123504357409E-2,1.992312073429317E-2,6.7145306397937358E-4,2.2662147780338822E-6,3.3168422546197764E-5,4.5373684272037047E-3,4.6528500367157895E-2]
[2004,10,28,2,null,null,1.5552455867233984E-2,1.4574570640668267E-2,1.1877691517482455E-3,1.7174105896356678E-6,7.8349502688172329E-5,7.0059428473591675E-3,3.8400805420287475E-2,null,1.255860184697569E-2,1.7732462697120227E-2,6.7145306397937358E-4,2.2662147780338822E-6,3.3168422546197764E-5,6.4196796683698475E-3,3.7417631913769366E-2]
[2004,10,28,3,null,null,1.4719239290894252E-2,1.4230062619780376E-2,1.1877691517482455E-3,1.7174105896356678E-6,7.8349502688172329E-5,7.2969338114199714E-3,3.7514071787120656E-2,null,1.1885779797269919E-2,1.7313309654477103E-2,6.7145306397937358E-4,2.2662147780338822E-6,3.3168422546197764E-5,6.6863202642697466E-3,3.6592297417320369E-2]
[2004,10,28,6,null,null,1.8133173635886547E-2,1.5259903347089274E-2,1.1877691517482455E-3,1.7174105896356678E-6,7.8349502688172329E-5,8.1759937111720825E-3,4.2836906759173954E-2,null,1.4642530405436036E-2,1.8566287373767424E-2,6.7145306397937358E-4,2.2662147780338822E-6,3.3168422546197764E-5,7.4918196936356388E-3,4.1407525174142708E-2]
[2004,10,28,9,null,null,2.7398382030104525E-2,1.9749902871758002E-2,0,0,7.8349502688172329E-5,1.0923365454964215E-2,5.8149999859514918E-2,null,{"$f":"G7235*X$5","v":2.2124182450974677E-2},{"$f":"H7235*Y$5","v":2.4029141206257761E-2},{"$f":"I7235*Z$5","v":0},{"$f":"J7235*AA$5","v":0},{"$f":"K7235*AB$5","v":3.3168422546197764E-5},{"$f":"L7235*AC$5","v":1.0009289063475613E-2},{"$f":"SUM(O7235:T7235)","v":5.6195781143254249E-2}]
[2004,10,28,13,null,null,2.5050366508838868E-2,1.9885801730555579E-2,0,0,7.8349502688172329E-5,9.4355215371503577E-3,5.4450039279232976E-2,null,2.0228160863527543E-2,2.4194485455747001E-2,0,0,3.3168422546197764E-5,8.6459491737564571E-3,5.3101763915577208E-2]
[2004,10,28,16,null,null,2.5468677527644597E-2,1.9825784155818451E-2,0,0,7.8349502688172329E-5,8.239882715509286E-3,5.3612693901660506E-2,null,2.0565946842682887E-2,2.4121463791408702E-2,0,0,3.3168422546197764E-5,7.5503624124547818E-3,5.2270941469092572E-2]
[2004,10,28,19,null,null,3.2767370319993008E-2,1.9530583270216551E-2,1.1877691517482455E-3,1.7174105896356678E-6,7.8349502688172329E-5,7.2420175319541829E-3,6.0807807187189797E-2,null,2.6459638331987011E-2,2.3762301328160141E-2,6.7145306397937358E-4,2.2662147780338822E-6,3.3168422546197764E-5,6.6359994251721328E-3,5.7564826786622891E-2]
[2004,10,28,24,null,null,1.7652755740876935E-2,1.6383857247750006E-2,1.1877691517482455E-3,1.7174105896356678E-6,7.8349502688172329E-5,5.8324760413003152E-3,4.1136925094953307E-2,null,1.4254593148767845E-2,1.9933769895766121E-2,6.7145306397937358E-4,2.2662147780338822E-6,3.3168422546197764E-5,5.3444095497729585E-3,4.0239660295610533E-2]
[2004,10,29,3,null,null,1.3201450228535984E-2,1.4993371427475283E-2,1.1877691517482455E-3,1.7174105896356678E-6,7.8349502688172329E-5,6.0617567953606616E-3,3.5524414516397984E-2,null,1.0660165740906606E-2,1.8242005620385339E-2,6.7145306397937358E-4,2.2662147780338822E-6,3.3168422546197764E-5,5.5545038978512531E-3,3.5163562960446801E-2]
[2004,10,29,4,null,null,1.3308218192242713E-2,1.475776116202572E-2,1.1877691517482455E-3,1.7174105896356678E-6,7.8349502688172329E-5,6.0175504850180023E-3,3.5351365904312489E-2,null,1.0746380828584822E-2,1.795534535805933E-2,6.7145306397937358E-4,2.2662147780338822E-6,3.3168422546197764E-5,5.5139968086694744E-3,3.4922610696617229E-2]
[2004,10,29,7,null,null,2.2350301850393765E-2,1.8858206362288917E-2,0,0,7.8349502688172329E-5,8.9261330286989644E-3,5.0212990744069819E-2,null,1.804785973964252E-2,2.2944239600498493E-2,0,0,3.3168422546197764E-5,8.17918672332635E-3,4.9204454486013564E-2]
[2004,10,29,10,null,null,2.4475251162398255E-2,2.1652511979338093E-2,0,0,7.8349502688172329E-5,1.009798562107197E-2,5.630409826549649E-2,null,1.9763755452980786E-2,2.6343991218595292E-2,0,0,3.3168422546197764E-5,9.2529777069937647E-3,5.5393892801116042E-2]
[2004,10,29,16,null,null,2.5597198247887365E-2,2.0484494064533145E-2,0,0,7.8349502688172329E-5,6.9890566409743227E-3,5.314909845608301E-2,null,2.0669727272500146E-2,2.4922897272537391E-2,0,0,3.3168422546197764E-5,6.4042065139113371E-3,5.202999948149508E-2]
[2004,10,29,18,null,null,2.7909994076657566E-2,1.9536903121634759E-2,0,0,7.8349502688172329E-5,5.0875125396957809E-3,5.2612759240676286E-2,null,2.2537308972446605E-2,2.3769990510386342E-2,0,0,3.3168422546197764E-5,4.6617852193830906E-3,5.100225312476224E-2]
[2004,10,29,22,null,null,2.3643339503413609E-2,1.6817521333033943E-2,1.1877691517482455E-3,1.7174105896356678E-6,7.8349502688172329E-5,3.7569466625164516E-3,4.5485643563990055E-2,null,1.9091987123513517E-2,2.046139656861784E-2,6.7145306397937358E-4,2.2662147780338822E-6,3.3168422546197764E-5,3.4425622118225028E-3,4.3702833605257466E-2]
[2004,10,30,1,null,null,1.6504523286267548E-2,1.3862139583855442E-2,1.1877691517482455E-3,1.7174105896356678E-6,7.8349502688172329E-5,5.9242605340385762E-3,3.7558759469187623E-2,null,1.332739590427378E-2,1.6865668233621432E-2,6.7145306397937358E-4,2.2662147780338822E-6,3.3168422546197764E-5,5.4285134391053643E-3,3.6328465278304176E-2]
[2004,10,30,4,null,null,1.3931030624062779E-2,1.3533986075469595E-2,1.1877691517482455E-3,1.7174105896356678E-6,7.8349502688172329E-5,6.5519526870609973E-3,3.5284805451619425E-2,null,1.1249301616359158E-2,1.6466413257962376E-2,6.7145306397937358E-4,2.2662147780338822E-6,3.3168422546197764E-5,6.0036797858123245E-3,3.4426282361437459E-2]
[2004,10,30,5,null,null,1.4433869907893842E-2,1.3772164492160342E-2,1.1877691517482455E-3,1.7174105896356678E-6,7.8349502688172329E-5,6.4789482811150644E-3,3.5952818746195297E-2,null,1.1655344135467482E-2,1.6756198116354211E-2,6.7145306397937358E-4,2.2662147780338822E-6,3.3168422546197764E-5,5.9367844498434928E-3,3.5055214402968785E-2]
[2004,10,30,9,null,null,2.4730348991354904E-2,1.5529406637682581E-2,0,0,7.8349502688172329E-5,8.1912684643868864E-3,4.8529373596112542E-2,null,1.9969746847088771E-2,1.8894184309122895E-2,0,0,3.3168422546197764E-5,7.5058162426781998E-3,4.6402915821436068E-2]
[2004,10,30,13,null,null,2.4772429925571583E-2,1.5227525347538066E-2,0,0,7.8349502688172329E-5,6.3188503564036679E-3,4.6397155132201495E-2,null,2.0003727184515058E-2,1.8526893988987558E-2,0,0,3.3168422546197764E-5,5.7900836538749148E-3,4.435387324992373E-2]
[2004,10,30,16,null,null,2.372261684317193E-2,1.4784993026706545E-2,0,0,7.8349502688172329E-5,6.1802413361545135E-3,4.4766200708721157E-2,null,1.915600354342889E-2,1.7988477587922644E-2,0,0,3.3168422546197764E-5,5.6630735528031403E-3,4.2840723106700875E-2]
[2004,10,30,19,null,null,2.9578002215252419E-2,1.3613111076473429E-2,1.1877691517482455E-3,1.7174105896356678E-6,7.8349502688172329E-5,5.382480574303101E-3,4.9841429931055004E-2,null,2.3884224872350288E-2,1.6562682380621467E-2,6.7145306397937358E-4,2.2662147780338822E-6,3.3168422546197764E-5,4.9320700812274035E-3,4.6085865035502771E-2]
[2004,10,30,23,null,null,2.1284803088079778E-2,1.1603779240925245E-2,1.1877691517482455E-3,1.7174105896356678E-6,7.8349502688172329E-5,5.7596630428463011E-3,3.9916081436877381E-2,null,1.7187469918345018E-2,1.4117985881599212E-2,6.7145306397937358E-4,2.2662147780338822E-6,3.3168422546197764E-5,5.2776896041564344E-3,3.7290033105404276E-2]
[2004,10,31,2,null,null,1.738169291640785E-2,1.1094140336638003E-2,1.2432854475527468E-3,1.797682310930721E-6,7.8349502688172329E-5,7.3367002950574262E-3,3.7135966180655129E-2,null,1.4035710027215586E-2,1.3497922822310325E-2,7.0283676077251831E-4,2.3721375912242086E-6,3.3168422546197764E-5,6.722759055172267E-3,3.4994769225608117E-2]
[2004,10,31,5,null,null,1.6846657233873064E-2,1.0867405038100564E-2,1.2432854475527468E-3,1.797682310930721E-6,7.8349502688172329E-5,7.6638169596858451E-3,3.6701311864211328E-2,null,1.3603668929125378E-2,1.3222060478055964E-2,7.0283676077251831E-4,2.3721375912242086E-6,3.3168422546197764E-5,7.0225023226885858E-3,3.4586609050779871E-2]
[2004,10,31,6,null,null,1.8265685239968216E-2,1.1238589070626116E-2,1.2432854475527468E-3,1.797682310930721E-6,7.8349502688172329E-5,8.0070671397858856E-3,3.8834774082932066E-2,null,1.4749533472345347E-2,1.367366946008387E-2,7.0283676077251831E-4,2.3721375912242086E-6,3.3168422546197764E-5,7.3370290395576984E-3,3.6498609292896854E-2]
[2004,10,31,10,null,null,2.8743189707250094E-2,1.4441576326411101E-2,0,0,7.8349502688172329E-5,9.1234336685942115E-3,5.238654920494358E-2,null,2.3210114108469945E-2,1.7570652323790001E-2,0,0,3.3168422546197764E-5,8.3599770800403383E-3,4.9173911934846486E-2]
[2004,10,31,14,null,null,2.7497635959091434E-2,1.497895388928753E-2,0,0,7.8349502688172329E-5,8.7290334177743158E-3,5.128397276884146E-2,null,2.2204329958643913E-2,1.8224464214576429E-2,0,0,3.3168422546197764E-5,7.9985805733099359E-3,4.8460543169076484E-2]
[2004,10,31,17,null,null,3.5565216360646745E-2,1.3656844009127008E-2,0,0,7.8349502688172329E-5,5.4665216471226673E-3,5.4766931519584595E-2,null,2.8718897882611075E-2,1.6615890987312861E-2,0,0,3.3168422546197764E-5,5.0090785265205487E-3,5.0377035818990688E-2]
[2004,10,31,20,null,null,3.3195307629528652E-2,1.357985812894651E-2,1.2432854475527468E-3,1.797682310930721E-6,7.8349502688172329E-5,7.4853050563704338E-3,5.5583903447397449E-2,null,2.6805197537028494E-2,1.6522224471697204E-2,7.0283676077251831E-4,2.3721375912242086E-6,3.3168422546197764E-5,6.8589284453041991E-3,5.0924727774939837E-2]
[2004,10,31,24,null,null,2.0958208640550636E-2,1.3890509071476754E-2,1.2432854475527468E-3,1.797682310930721E-6,7.8349502688172329E-5,6.2400166797161845E-3,4.2412167024295427E-2,null,1.6923745033544497E-2,1.6900184576736033E-2,7.0283676077251831E-4,2.3721375912242086E-6,3.3168422546197764E-5,5.7178468454338856E-3,4.0280153776624361E-2]
[2004,11,1,3,null,null,1.7774515002366528E-2,1.507246963097795E-2,1.2368164150014451E-3,1.7084746006959106E-6,5.4211388888889014E-5,8.833685069866995E-3,4.2973405981702503E-2,null,1.4352913703365987E-2,1.8338242139292218E-2,6.9917977766164989E-4,2.2544232645112357E-6,2.2949810678943391E-5,8.0944748872999409E-3,4.1510014741563253E-2]
[2004,11,1,7,null,null,2.7535466854404677E-2,1.7581113814165841E-2,0,0,5.4211388888889014E-5,9.9108297204163996E-3,5.5081621777875817E-2,null,2.2234878391367941E-2,2.139043767187274E-2,0,0,2.2949810678943391E-5,9.081483169223319E-3,5.272974904314294E-2]
[2004,11,1,8,null,null,3.0216089521598294E-2,1.8788391790019551E-2,0,0,5.4211388888889014E-5,1.2261495049341153E-2,6.132018774984789E-2,null,2.4399480115150231E-2,2.2859298209839101E-2,0,0,2.2949810678943391E-5,1.1235442850028938E-2,5.8517170985697212E-2]
[2004,11,1,11,null,null,2.8007309309772417E-2,2.0799167776528689E-2,0,0,5.4211388888889014E-5,1.3273462434705657E-2,6.2134150909895658E-2,null,2.261589098398022E-2,2.5305751765976485E-2,0,0,2.2949810678943391E-5,1.2162727955034713E-2,6.0107320515670359E-2]
[2004,11,1,15,null,null,2.7419654526440233E-2,2.0809060218037467E-2,0,0,5.4211388888889014E-5,1.1189699926969764E-2,5.9472626060336355E-2,null,2.2141359983195441E-2,2.5317787616250413E-2,0,0,2.2949810678943391E-5,1.0253336443274684E-2,5.7735433853399479E-2]
[2004,11,1,18,null,null,3.8421868593614676E-2,1.9917611073037415E-2,0,0,5.4211388888889014E-5,1.0573305697578627E-2,6.8966996753119611E-2,null,3.1025643409836854E-2,2.4233186971756342E-2,0,0,2.2949810678943391E-5,9.6885226004648807E-3,6.4970302792737022E-2]
[2004,11,1,20,null,null,3.8105099551117308E-2,1.959590500902543E-2,1.2368164150014451E-3,1.7084746006959106E-6,5.4211388888889014E-5,8.5122471598080597E-3,6.7505987998441833E-2,null,3.0769852535641004E-2,2.3841776417018495E-2,6.9917977766164989E-4,2.2544232645112357E-6,2.2949810678943391E-5,7.7999351714033898E-3,6.3135948135668002E-2]
[2004,11,2,2,null,null,1.99231897273024E-2,1.7572983438947164E-2,1.2368164150014451E-3,1.7084746006959106E-6,5.4211388888889014E-5,7.1938678784976137E-3,4.5982777323238209E-2,null,1.6087967678087782E-2,2.1380545677190131E-2,6.9917977766164989E-4,2.2544232645112357E-6,2.2949810678943391E-5,6.5918789751386719E-3,4.4784776342021694E-2]
[2004,11,2,5,null,null,1.9788564226895691E-2,1.6339767972190243E-2,1.2368164150014451E-3,1.7084746006959106E-6,5.4211388888889014E-5,7.9249708342346206E-3,4.5346039311811588E-2,null,1.5979257640747653E-2,1.9880127736866083E-2,6.9917977766164989E-4,2.2544232645112357E-6,2.2949810678943391E-5,7.2618026217752011E-3,4.3845572010994045E-2]
[2004,11,2,6,null,null,2.238630690700448E-2,1.710757288567008E-2,1.2368164150014451E-3,1.7084746006959106E-6,5.4211388888889014E-5,7.6836391296645672E-3,4.8470255200830162E-2,null,1.8076933808349859E-2,2.0814293985918792E-2,6.9917977766164989E-4,2.2544232645112357E-6,2.2949810678943391E-5,7.0406657568426829E-3,4.6656277562716439E-2]
[2004,11,2,9,null,null,3.1682756187546415E-2,2.1305840157313669E-2,0,0,5.4211388888889014E-5,1.0652806209131241E-2,6.3695613942880216E-2,null,2.558381285700868E-2,2.5922205541078484E-2,0,0,2.2949810678943391E-5,9.7613704424697155E-3,6.1290338651235815E-2]
[2004,11,2,12,null,null,2.9921888842887944E-2,2.1739576291269474E-2,0,0,5.4211388888889014E-5,1.0103240012815729E-2,6.1818916535862037E-2,null,2.4161913185619995E-2,2.6449919873485866E-2,0,0,2.2949810678943391E-5,9.257792406825319E-3,5.989257527661012E-2]
[2004,11,2,16,null,null,3.1171376238354011E-2,2.2560943450591144E-2,0,0,5.4211388888889014E-5,9.009106431638535E-3,6.2795637509472577E-2,null,2.5170873754061962E-2,2.7449253773084249E-2,0,0,2.2949810678943391E-5,8.2552168422513721E-3,6.0898294180076529E-2]
[2004,11,2,21,null,null,4.0081259367050377E-2,2.0587242626285938E-2,1.2368164150014451E-3,1.7084746006959106E-6,5.4211388888889014E-5,5.8163091674031438E-3,6.7777547439230493E-2,null,3.2365600790846313E-2,2.5047908505004175E-2,6.9917977766164989E-4,2.2544232645112357E-6,2.2949810678943391E-5,5.3295955334556697E-3,6.346748884091126E-2]
[2004,11,2,23,null,null,3.0873485623464578E-2,1.942466383839957E-2,1.2368164150014451E-3,1.7084746006959106E-6,5.4211388888889014E-5,6.9004972418007801E-3,5.8491382982155955E-2,null,2.4930327202553726E-2,2.3633432188896863E-2,6.9917977766164989E-4,2.2544232645112357E-6,2.2949810678943391E-5,6.3230578396066724E-3,5.5611201242662375E-2]
[2004,11,3,3,null,null,1.788453136264713E-2,1.693892065324791E-2,1.2368164150014451E-3,1.7084746006959106E-6,5.4211388888889014E-5,7.6923127850766449E-3,4.3808501079462714E-2,null,1.4441751869968883E-2,2.0609099644764942E-2,6.9917977766164989E-4,2.2544232645112357E-6,2.2949810678943391E-5,7.0486135934883024E-3,4.2823849119827236E-2]
[2004,11,3,6,null,null,2.1410816797443825E-2,1.657237895537601E-2,1.2368164150014451E-3,1.7084746006959106E-6,5.4211388888889014E-5,7.6836391296645672E-3,4.6959571160975433E-2,null,1.7289225937887742E-2,2.0163138858358232E-2,6.9917977766164989E-4,2.2544232645112357E-6,2.2949810678943391E-5,7.0406657568426829E-3,4.5217414564693761E-2]
[2004,11,3,7,null,null,2.8323190921860173E-2,1.812503784960335E-2,0,0,5.4211388888889014E-5,7.2368318023412715E-3,5.3739271962693687E-2,null,2.287096525847784E-2,2.2052214468339687E-2,0,0,2.2949810678943391E-5,6.6312476417666744E-3,5.1577377179263147E-2]
[2004,11,3,10,null,null,2.9299180022067321E-2,2.1630264463181111E-2,0,0,5.4211388888889014E-5,1.0537792197464962E-2,6.1521448071602286E-2,null,2.3659076063685967E-2,2.6316923302834094E-2,0,0,2.2949810678943391E-5,9.6559808998544806E-3,5.9654930077053483E-2]
[2004,11,3,14,null,null,2.7318340177588493E-2,2.1982448191640663E-2,0,0,5.4211388888889014E-5,9.8039340081179267E-3,5.9158933766235974E-2,null,2.205954868731546E-2,2.6745415159054934E-2,0,0,2.2949810678943391E-5,8.9835325798694413E-3,5.7811446236918779E-2]
[2004,11,3,18,null,null,3.6799278222413148E-2,2.0836226489140471E-2,0,0,5.4211388888889014E-5,9.2500994593318654E-3,6.6939815559774379E-2,null,2.9715402338805246E-2,2.5350840040286128E-2,0,0,2.2949810678943391E-5,8.4760433710725329E-3,6.3565235560842842E-2]
[2004,11,3,21,null,null,3.8465065138229185E-2,1.9663307158841303E-2,1.2368164150014451E-3,1.7084746006959106E-6,5.4211388888889014E-5,5.8163091674031438E-3,6.5237417742964668E-2,null,3.1060524602209927E-2,2.3923782682368132E-2,6.9917977766164989E-4,2.2544232645112357E-6,2.2949810678943391E-5,5.3295955334556697E-3,6.1038286829638834E-2]
[2004,11,4,1,null,null,2.0380079962628361E-2,1.7507743860859425E-2,1.2368164150014451E-3,1.7084746006959106E-6,5.4211388888889014E-5,6.3893651295634669E-3,4.5569925231542283E-2,null,1.6456906359040315E-2,2.1301170550928183E-2,6.9917977766164989E-4,2.2544232645112357E-6,2.2949810678943391E-5,5.854697691619214E-3,4.4337158613192817E-2]
[2004,11,4,4,null,null,1.7378773628220136E-2,1.6167105639638246E-2,1.2368164150014451E-3,1.7084746006959106E-6,5.4211388888889014E-5,7.7698267251358529E-3,4.2608442271485268E-2,null,1.4033352703180138E-2,1.9670054421729598E-2,6.9917977766164989E-4,2.2544232645112357E-6,2.2949810678943391E-5,7.1196411019700352E-3,4.154743223848488E-2]
[2004,11,4,7,null,null,2.641333146466995E-2,1.8893175765922362E-2,0,0,5.4211388888889014E-5,7.2368318023412715E-3,5.2597550421822473E-2,null,2.132875451624611E-2,2.2986785872409949E-2,0,0,2.2949810678943391E-5,6.6312476417666744E-3,5.0969737841101675E-2]
[2004,11,4,11,null,null,2.6744031102475332E-2,2.1014988187656902E-2,0,0,5.4211388888889014E-5,1.050486344030143E-2,5.831809411932256E-2,null,2.1595794340540788E-2,2.556833427931169E-2,0,0,2.2949810678943391E-5,9.6258076487342401E-3,5.6812886079265656E-2]
[2004,11,4,12,null,null,2.7278509048216486E-2,2.1091868073486789E-2,0,0,5.4211388888889014E-5,1.0103240012815729E-2,5.8527828523407897E-2,null,2.2027385066394838E-2,2.5661871834636533E-2,0,0,2.2949810678943391E-5,9.257792406825319E-3,5.6969999118535633E-2]
[2004,11,4,15,null,null,2.5931832284493618E-2,2.190560126950385E-2,0,0,5.4211388888889014E-5,9.5644092737202594E-3,5.7456054216606621E-2,null,2.0939944122241424E-2,2.6651917709711405E-2,0,0,2.2949810678943391E-5,8.7640514763283224E-3,5.6378863118960093E-2]
[2004,11,4,19,null,null,3.819307003748787E-2,2.1455417311975963E-2,1.2368164150014451E-3,1.7084746006959106E-6,5.4211388888889014E-5,6.6863842356083749E-3,6.7627607863563241E-2,null,3.084088866794344E-2,2.6104191781413377E-2,6.9917977766164989E-4,2.2544232645112357E-6,2.2949810678943391E-5,6.1268619895213337E-3,6.3796326450483262E-2]
[2004,11,4,22,null,null,3.1943449233672233E-2,1.9553573516291667E-2,1.2368164150014451E-3,1.7084746006959106E-6,5.4211388888889014E-5,6.1167138183319536E-3,5.8906472846786885E-2,null,2.5794322386726555E-2,2.3790272902141679E-2,6.9917977766164989E-4,2.2544232645112357E-6,2.2949810678943391E-5,5.6048620710036252E-3,5.5913841371476966E-2]
[2004,11,5,2,null,null,1.7375173016741682E-2,1.6694657982259296E-2,1.2368164150014451E-3,1.7084746006959106E-6,5.4211388888889014E-5,7.7059753356943112E-3,4.3068542613186316E-2,null,1.403044521086191E-2,2.0311912248415959E-2,6.9917977766164989E-4,2.2544232645112357E-6,2.2949810678943391E-5,7.0611328504005064E-3,4.2127874321283482E-2]
[2004,11,5,4,null,null,1.6515206790689133E-2,1.6118869192417212E-2,1.2368164150014451E-3,1.7084746006959106E-6,5.4211388888889014E-5,8.2720730921651605E-3,4.2198885353762539E-2,null,1.333602282979001E-2,1.9611366517840213E-2,6.9917977766164989E-4,2.2544232645112357E-6,2.2949810678943391E-5,7.5798590713681193E-3,4.1251632430603452E-2]
[2004,11,5,9,null,null,2.7242771479170386E-2,2.1360493510637405E-2,0,0,5.4211388888889014E-5,1.0761559868668844E-2,5.9419036247365525E-2,null,{"$f":"G7427*X$5","v":2.1998526993788164E-2},{"$f":"H7427*Y$5","v":2.5988700710849143E-2},{"$f":"I7427*Z$5","v":0},{"$f":"J7427*AA$5","v":0},{"$f":"K7427*AB$5","v":2.2949810678943391E-5},{"$f":"L7427*AC$5","v":9.8610235044779976E-3},{"$f":"SUM(O7427:T7427)","v":5.7871201019794247E-2}]
[2004,11,5,10,null,null,2.5588937632531832E-2,2.1729994811571993E-2,0,0,5.4211388888889014E-5,1.0974131742115773E-2,5.8347275575108493E-2,null,2.0663056828928612E-2,2.6438262361542102E-2,0,0,2.2949810678943391E-5,1.0055807185099791E-2,5.7180076186249443E-2]
[2004,11,5,13,null,null,2.5238523311956491E-2,2.2225617759814398E-2,0,0,5.4211388888889014E-5,9.4858920940018403E-3,5.7004244554661618E-2,null,2.0380097406239899E-2,2.7041272608514445E-2,0,0,2.2949810678943391E-5,8.6921046801242859E-3,5.6136424505557572E-2]
[2004,11,5,16,null,null,2.9761703409991194E-2,2.2005178955191884E-2,0,0,5.4211388888889014E-5,6.7783043905640565E-3,5.8599398144636029E-2,null,2.4032563513091812E-2,2.6773071028080974E-2,0,0,2.2949810678943391E-5,6.211090188742917E-3,5.7039674540594651E-2]
[2004,11,5,20,null,null,3.5619721038678775E-2,2.0433096013638269E-2,1.2368164150014451E-3,1.7084746006959106E-6,5.4211388888889014E-5,5.9889046209183963E-3,6.3334457951726472E-2,null,2.8762910388162949E-2,2.4860362736003266E-2,6.9917977766164989E-4,2.2544232645112357E-6,2.2949810678943391E-5,5.4877480545260631E-3,5.983540519029739E-2]
[2004,11,5,23,null,null,2.7480363201603679E-2,1.8032159717541043E-2,1.2368164150014451E-3,1.7084746006959106E-6,5.4211388888889014E-5,6.8631700124349212E-3,5.3668429210070673E-2,null,2.2190382213931447E-2,2.1939212304997912E-2,6.9917977766164989E-4,2.2544232645112357E-6,2.2949810678943391E-5,6.2888541841305354E-3,5.1142832714665E-2]
[2004,11,6,1,null,null,2.0398120376624668E-2,1.54731890055232E-2,1.2368164150014451E-3,1.7084746006959106E-6,5.4211388888889014E-5,7.8754411331861535E-3,4.5039486793825051E-2,null,1.647147398607416E-2,1.8825785926092319E-2,6.9917977766164989E-4,2.2544232645112357E-6,2.2949810678943391E-5,7.2164176076908891E-3,4.3238061531462472E-2]
[2004,11,6,7,null,null,2.1204334813820058E-2,1.6033634938197986E-2,0,0,5.4211388888889014E-5,9.9517275147294887E-3,4.7243908655636421E-2,null,1.7122491819299573E-2,1.9507664441756962E-2,0,0,2.2949810678943391E-5,9.1189586017743959E-3,4.5772064673509874E-2]
[2004,11,6,10,null,null,3.0648769389703467E-2,1.6631549364390028E-2,0,0,5.4211388888889014E-5,1.0127364142257069E-2,5.7461894285239457E-2,null,2.4748868934325916E-2,2.0235129800423218E-2,0,0,2.2949810678943391E-5,9.2798978088626857E-3,5.4286846354290763E-2]
[2004,11,6,11,null,null,3.0785612201370438E-2,1.6949462457883025E-2,0,0,5.4211388888889014E-5,8.8207256663993261E-3,5.6610011714541678E-2,null,2.4859369449615393E-2,2.0621925556557563E-2,0,0,2.2949810678943391E-5,8.0825999375939272E-3,5.3586844754445827E-2]
[2004,11,6,14,null,null,2.7987893249525064E-2,1.6271504812691687E-2,0,0,5.4211388888889014E-5,7.8164494859735041E-3,5.2130058937079143E-2,null,2.2600212523152877E-2,1.9797073905693997E-2,0,0,2.2949810678943391E-5,7.1623624310407624E-3,4.958259867056658E-2]
[2004,11,6,18,null,null,3.6764705651691112E-2,1.5549541627927897E-2,0,0,5.4211388888889014E-5,6.943350650490821E-3,5.9311809318998723E-2,null,2.9687485001875891E-2,1.8918681975108039E-2,0,0,2.2949810678943391E-5,6.3623252390818908E-3,5.4991442026744761E-2]
[2004,11,6,22,null,null,3.0640470233048715E-2,1.3511410038683884E-2,1.2368164150014451E-3,1.7084746006959106E-6,5.4211388888889014E-5,6.0921071825052542E-3,5.1536723732728884E-2,null,2.4742167368670791E-2,1.6438945640560712E-2,6.9917977766164989E-4,2.2544232645112357E-6,2.2949810678943391E-5,5.5823145391202915E-3,4.7487811559956905E-2]
[2004,11,7,1,null,null,2.1356679145061629E-2,1.2291791286524171E-2,1.2368164150014451E-3,1.7084746006959106E-6,5.4211388888889014E-5,7.9351628044128548E-3,4.2876369514489684E-2,null,1.7245509805400242E-2,1.4955070433490541E-2,6.9917977766164989E-4,2.2544232645112357E-6,2.2949810678943391E-5,7.2711417193327132E-3,4.0196105969828602E-2]
[2004,11,7,5,null,null,1.8326783628329631E-2,1.1422847566308911E-2,1.2368164150014451E-3,1.7084746006959106E-6,5.4211388888889014E-5,9.3524878918356657E-3,4.0394855364965232E-2,null,1.4798870396331706E-2,1.3897851494798878E-2,6.9917977766164989E-4,2.2544232645112357E-6,2.2949810678943391E-5,8.569863853588839E-3,3.799096975632453E-2]
[2004,11,7,8,null,null,2.8045600872776369E-2,1.329841545282383E-2,0,0,5.4211388888889014E-5,8.2080381421993434E-3,4.9606265856688432E-2,null,2.2646811405678903E-2,1.6179801227900414E-2,0,0,2.2949810678943391E-5,7.5211826197730865E-3,4.6370745064031348E-2]
[2004,11,7,11,null,null,3.1437139529298337E-2,1.5085064757051072E-2,0,0,5.4211388888889014E-5,1.0744015606662702E-2,5.7320431281901001E-2,null,2.5385477504428065E-2,1.8353566268473349E-2,0,0,2.2949810678943391E-5,9.8449473610450217E-3,5.3606940944625377E-2]
[2004,11,7,12,null,null,3.1465885104302226E-2,1.5182029880465672E-2,0,0,5.4211388888889014E-5,1.0075530615553481E-2,5.6777656989210272E-2,null,2.5408689544662612E-2,1.8471540957146045E-2,0,0,2.2949810678943391E-5,9.2324017551881458E-3,5.3135582067675741E-2]
[2004,11,7,15,null,null,3.2796754805345531E-2,1.5425602698148385E-2,0,0,5.4211388888889014E-5,8.1203196588207106E-3,5.639688855120352E-2,null,2.6483366292070671E-2,1.8767889028734462E-2,0,0,2.2949810678943391E-5,7.440804492723661E-3,5.2715009624207741E-2]
[2004,11,7,20,null,null,3.7036926935227921E-2,1.4228090907700336E-2,1.2368164150014451E-3,1.7084746006959106E-6,5.4211388888889014E-5,8.5974645158943177E-3,6.1155218637313609E-2,null,2.9907303578658614E-2,1.7310910728857213E-2,6.9917977766164989E-4,2.2544232645112357E-6,2.2949810678943391E-5,7.8780214675919745E-3,5.5820619786712905E-2]
[2004,11,7,23,null,null,2.8804258042642403E-2,1.4394038659532019E-2,1.2368164150014451E-3,1.7084746006959106E-6,5.4211388888889014E-5,7.7719270571331893E-3,5.2262960037798643E-2,null,2.3259426764695858E-2,1.7512814605930287E-2,6.9917977766164989E-4,2.2544232645112357E-6,2.2949810678943391E-5,7.1215656764225957E-3,4.8618191058653844E-2]
[2004,11,8,2,null,null,1.761930966019417E-2,1.4007022615543511E-2,1.2368164150014451E-3,1.7084746006959106E-6,5.4211388888889014E-5,8.9798075446087099E-3,4.1898876098837426E-2,null,1.4227585452091358E-2,1.7041943268968653E-2,6.9917977766164989E-4,2.2544232645112357E-6,2.2949810678943391E-5,8.2283697106847568E-3,4.0222282443349869E-2]
[2004,11,8,6,null,null,1.9668334292659718E-2,1.5742046322161255E-2,1.2368164150014451E-3,1.7084746006959106E-6,5.4211388888889014E-5,9.23745471022153E-3,4.5940571603533542E-2,null,1.5882172017290669E-2,1.9152896923436493E-2,6.9917977766164989E-4,2.2544232645112357E-6,2.2949810678943391E-5,8.4644567451830771E-3,4.422390969751535E-2]
[2004,11,8,9,null,null,2.9788442545183667E-2,1.9170169393541429E-2,0,0,5.4211388888889014E-5,1.2707081526144751E-2,6.1719904853758736E-2,null,2.4054155353987E-2,2.3323796086308773E-2,0,0,2.2949810678943391E-5,1.1643742276381647E-2,5.9044643527356361E-2]
[2004,11,8,10,null,null,2.8713875933088502E-2,2.0108850273443574E-2,0,0,5.4211388888889014E-5,1.3700701262634936E-2,6.2577638858055909E-2,null,2.3186443247644475E-2,2.4465862229987746E-2,0,0,2.2949810678943391E-5,1.2554215079173843E-2,6.0229470367485001E-2]
[2004,11,8,16,null,null,2.9555247408336711E-2,2.1001789548665602E-2,0,0,5.4211388888889014E-5,1.0525744942685267E-2,6.1136993288576469E-2,null,2.3865850374933373E-2,2.5552275873247026E-2,0,0,2.2949810678943391E-5,9.6449417694684774E-3,5.9086017828327821E-2]
[2004,11,8,17,null,null,3.3341856524422828E-2,2.1473228132449552E-2,0,0,5.4211388888889014E-5,1.0023540860546175E-2,6.4892836906307441E-2,null,2.6923535710613525E-2,2.6125861696599199E-2,0,0,2.2949810678943391E-5,9.1847625465254976E-3,6.2257109764417159E-2]
[2004,11,8,21,null,null,3.6080830897372726E-2,2.0262238719767317E-2,1.2368164150014451E-3,1.7084746006959106E-6,5.4211388888889014E-5,7.1539307766706351E-3,6.4789736672301715E-2,null,2.9135256413285116E-2,2.4652485559735475E-2,6.9917977766164989E-4,2.2544232645112357E-6,2.2949810678943391E-5,6.5552838435199616E-3,6.1067409828145666E-2]
[2004,11,8,24,null,null,2.2049190415355337E-2,1.8474868947677279E-2,1.2368164150014451E-3,1.7084746006959106E-6,5.4211388888889014E-5,8.9596434142482969E-3,5.0776439055771949E-2,null,1.7804712377161584E-2,2.2477843946547366E-2,6.9917977766164989E-4,2.2544232645112357E-6,2.2949810678943391E-5,8.2098929316807862E-3,4.9216833266994837E-2]
[2004,11,9,3,null,null,1.8832163714601488E-2,1.755052575370214E-2,1.2368164150014451E-3,1.7084746006959106E-6,5.4211388888889014E-5,7.6923127850766449E-3,4.5367738531871302E-2,null,1.5206964612387327E-2,2.1353222054718547E-2,6.9917977766164989E-4,2.2544232645112357E-6,2.2949810678943391E-5,7.0486135934883024E-3,4.4333184272199282E-2]
[2004,11,9,7,null,null,3.0472894011388568E-2,1.9000206870659106E-2,0,0,5.4211388888889014E-5,7.2368318023412715E-3,5.6764144073277838E-2,null,2.4606849637193787E-2,2.3117007552277486E-2,0,0,2.2949810678943391E-5,6.6312476417666744E-3,5.437805464191689E-2]
[2004,11,9,9,null,null,3.2217371361987712E-2,2.1264976669442451E-2,0,0,5.4211388888889014E-5,1.0652806209131241E-2,6.4189365629450296E-2,null,2.6015514394982814E-2,2.587248810567571E-2,0,0,2.2949810678943391E-5,9.7613704424697155E-3,6.1672322753807185E-2]
[2004,11,9,12,null,null,3.0360203984347217E-2,2.3186375212038673E-2,0,0,5.4211388888889014E-5,1.0103240012815729E-2,6.3704030598090516E-2,null,2.4515852485758761E-2,2.8210198685486416E-2,0,0,2.2949810678943391E-5,9.257792406825319E-3,6.200679338874944E-2]
[2004,11,9,15,null,null,2.8590610337862761E-2,2.3265940710567166E-2,0,0,5.4211388888889014E-5,9.5644092737202594E-3,6.1475171711039077E-2,null,2.3086906329161268E-2,2.8307003748868343E-2,0,0,2.2949810678943391E-5,8.7640514763283224E-3,6.0180911365036879E-2]
[2004,11,9,18,null,null,3.8854593427404528E-2,2.2380543118167322E-2,0,0,5.4211388888889014E-5,9.2500994593318654E-3,7.0539447393792601E-2,null,3.1375068538784801E-2,2.7229765855112428E-2,0,0,2.2949810678943391E-5,8.4760433710725329E-3,6.71038275756487E-2]
[2004,11,9,22,null,null,3.5545173199225955E-2,2.0339409556387203E-2,1.2368164150014451E-3,1.7084746006959106E-6,5.4211388888889014E-5,6.1167138183319536E-3,6.329403285243615E-2,null,2.8702713037838831E-2,2.4746377106553964E-2,6.9917977766164989E-4,2.2544232645112357E-6,2.2949810678943391E-5,5.6048620710036252E-3,5.977833622700153E-2]
[2004,11,10,1,null,null,2.3769297405436041E-2,1.7604527936098301E-2,1.2368164150014451E-3,1.7084746006959106E-6,5.4211388888889014E-5,6.3893651295634669E-3,4.9055926749588842E-2,null,1.9193698078650366E-2,2.1418924963470518E-2,6.9917977766164989E-4,2.2544232645112357E-6,2.2949810678943391E-5,5.854697691619214E-3,4.7191704745345203E-2]
[2004,11,10,6,null,null,2.414439417666495E-2,1.7820918737199532E-2,1.2368164150014451E-3,1.7084746006959106E-6,5.4211388888889014E-5,7.6836391296645672E-3,5.0941688322020083E-2,null,1.9496588570297704E-2,2.168220145395049E-2,6.9917977766164989E-4,2.2544232645112357E-6,2.2949810678943391E-5,7.0406657568426829E-3,4.8943839792695981E-2]
[2004,11,10,9,null,null,3.4306482608374496E-2,2.2404545166245876E-2,0,0,5.4211388888889014E-5,1.0652806209131241E-2,6.7418045372640512E-2,null,2.7702470884773314E-2,2.7258968459614535E-2,0,0,2.2949810678943391E-5,9.7613704424697155E-3,6.4745759597536506E-2]
[2004,11,10,12,null,null,3.2073005814331534E-2,2.2845264265631687E-2,0,0,5.4211388888889014E-5,1.0103240012815729E-2,6.5075721481667848E-2,null,2.5898939273412833E-2,2.7795178766075335E-2,0,0,2.2949810678943391E-5,9.257792406825319E-3,6.2974860256992435E-2]
[2004,11,10,13,null,null,3.1498989778574661E-2,2.3043304495957973E-2,0,0,5.4211388888889014E-5,9.6362263865740309E-3,6.4232732049995564E-2,null,2.5435421555800301E-2,2.8036128642635744E-2,0,0,2.2949810678943391E-5,8.8298588728876835E-3,6.2324358882002669E-2]
[2004,11,10,16,null,null,3.3250053560804314E-2,2.329952138699622E-2,0,0,5.4211388888889014E-5,9.009106431638535E-3,6.5612892768327963E-2,null,2.6849404854477402E-2,2.8347860396162002E-2,0,0,2.2949810678943391E-5,8.2552168422513721E-3,6.3475431903569718E-2]
[2004,11,10,19,null,null,4.5687579247977637E-2,2.1903618592790754E-2,1.2368164150014451E-3,1.7084746006959106E-6,5.4211388888889014E-5,6.6863842356083749E-3,7.5570318354867799E-2,null,3.689270183600566E-2,2.6649505443736496E-2,6.9917977766164989E-4,2.2544232645112357E-6,2.2949810678943391E-5,6.1268619895213337E-3,7.0393453280868615E-2]
[2004,11,10,23,null,null,3.3098999459136261E-2,1.942755166789337E-2,1.2368164150014451E-3,1.7084746006959106E-6,5.4211388888889014E-5,6.9004972418007801E-3,6.0719784647321438E-2,null,2.6727428728237537E-2,2.3636945728337369E-2,6.9917977766164989E-4,2.2544232645112357E-6,2.2949810678943391E-5,6.3230578396066724E-3,5.7411816307786689E-2]
[2004,11,11,3,null,null,2.0163548086063243E-2,1.721412211334335E-2,1.2368164150014451E-3,1.7084746006959106E-6,5.4211388888889014E-5,7.6923127850766449E-3,4.6362719262974264E-2,null,1.6282056955950933E-2,2.0943929379763686E-2,6.9917977766164989E-4,2.2544232645112357E-6,2.2949810678943391E-5,7.0486135934883024E-3,4.4998983940808028E-2]
[2004,11,11,7,null,null,3.3493137189519018E-2,1.8680723805240888E-2,0,0,5.4211388888889014E-5,7.2368318023412715E-3,5.9464904185990063E-2,null,2.7045694786730332E-2,2.2728301656264178E-2,0,0,2.2949810678943391E-5,6.6312476417666744E-3,5.6428193895440126E-2]
[2004,11,11,10,null,null,3.3772801649969479E-2,2.1389307297771859E-2,0,0,5.4211388888889014E-5,1.0537792197464962E-2,6.5754112534095188E-2,null,2.7271523725872101E-2,2.6023757620457087E-2,0,0,2.2949810678943391E-5,9.6559808998544806E-3,6.2974212056862613E-2]
[2004,11,11,13,null,null,3.2041238862111715E-2,2.185929528453355E-2,0,0,5.4211388888889014E-5,9.6362263865740309E-3,6.3590971922108191E-2,null,2.5873287472293685E-2,2.6595578543955948E-2,0,0,2.2949810678943391E-5,8.8298588728876835E-3,6.1321674699816253E-2]
[2004,11,11,14,null,null,3.0875010518930865E-2,2.1801067171588463E-2,0,0,5.4211388888889014E-5,9.8039340081179267E-3,6.2534223087526139E-2,null,2.4931558555028398E-2,2.6524734066531594E-2,0,0,2.2949810678943391E-5,8.9835325798694413E-3,6.0462775012108373E-2]
[2004,11,11,17,null,null,3.7981933340447041E-2,2.1193715442479388E-2,0,0,5.4211388888889014E-5,8.9133805696632422E-3,6.8143240741478567E-2,null,3.0670395870146302E-2,2.5785786611681266E-2,0,0,2.2949810678943391E-5,8.1675014007684867E-3,6.4646633693275002E-2]
[2004,11,11,20,null,null,4.6717839216429122E-2,2.0480378051271238E-2,1.2368164150014451E-3,1.7084746006959106E-6,5.4211388888889014E-5,5.7987147557808623E-3,7.428966830197227E-2,null,3.7724636345456294E-2,2.4917889437080204E-2,6.9917977766164989E-4,2.2544232645112357E-6,2.2949810678943391E-5,5.3134734369685334E-3,6.8680383231110143E-2]
[2004,11,12,1,null,null,2.0036333410357546E-2,1.6913483839782667E-2,1.2368164150014451E-3,1.7084746006959106E-6,5.4211388888889014E-5,7.3419694166301577E-3,4.5584522945261399E-2,null,1.6179331156571178E-2,2.0578151402307121E-2,6.9917977766164989E-4,2.2544232645112357E-6,2.2949810678943391E-5,6.7275872522283399E-3,4.4209453822711749E-2]
[2004,11,12,4,null,null,1.7671858002228188E-2,1.5515594490395251E-2,1.2368164150014451E-3,1.7084746006959106E-6,5.4211388888889014E-5,8.2720730921651605E-3,4.2752261863279635E-2,null,1.427001821711301E-2,1.8877379465084727E-2,6.9917977766164989E-4,2.2544232645112357E-6,2.2949810678943391E-5,7.5798590713681193E-3,4.1451640765170966E-2]
[2004,11,12,8,null,null,2.784055689604932E-2,1.9850587284720798E-2,0,0,5.4211388888889014E-5,1.0472638398130982E-2,5.8217993967789997E-2,null,2.2481238477080487E-2,2.4151641048006947E-2,0,0,2.2949810678943391E-5,9.5962792251456912E-3,5.6252108560912069E-2]
[2004,11,12,11,null,null,2.6681898533081585E-2,2.1412214898923764E-2,0,0,5.4211388888889014E-5,1.0845693032504693E-2,5.8994017853398931E-2,null,2.1545622315787473E-2,2.6051628642727424E-2,0,0,2.2949810678943391E-5,9.9381163345338731E-3,5.7558317103727719E-2]
[2004,11,12,14,null,null,2.6311643676512654E-2,2.1117125023964536E-2,0,0,5.4211388888889014E-5,9.1330138250074414E-3,5.6615993914373518E-2,null,2.1246641668277347E-2,2.5692601242948566E-2,0,0,2.2949810678943391E-5,8.3687555609223228E-3,5.5330948282827176E-2]
[2004,11,12,17,null,null,3.4627466227392427E-2,2.0806678054958484E-2,0,0,5.4211388888889014E-5,6.190815012933293E-3,6.1679170684173099E-2,null,2.7961665027811541E-2,2.5314889306655021E-2,0,0,2.2949810678943391E-5,5.6727624154324198E-3,5.8972266560577927E-2]
[2004,11,12,19,null,null,3.8204730241095199E-2,1.9944971801412623E-2,1.2368164150014451E-3,1.7084746006959106E-6,5.4211388888889014E-5,7.1212568315984033E-3,6.656369515259726E-2,null,3.0850304277658665E-2,2.4266475986386083E-2,6.9917977766164989E-4,2.2544232645112357E-6,2.2949810678943391E-5,6.5253440816013062E-3,6.236650835725116E-2]
[2004,11,12,22,null,null,3.2890193529491553E-2,1.8303230332455532E-2,1.2368164150014451E-3,1.7084746006959106E-6,5.4211388888889014E-5,6.091252604036982E-3,5.8577412744475102E-2,null,2.6558818024173737E-2,2.2269016158968338E-2,6.9917977766164989E-4,2.2544232645112357E-6,2.2949810678943391E-5,5.5815314724956674E-3,5.5133749667242847E-2]
[2004,11,13,2,null,null,2.19948714983648E-2,1.4747980260066752E-2,1.2368164150014451E-3,1.7084746006959106E-6,5.4211388888889014E-5,8.2782923242744905E-3,4.6313880361197074E-2,null,1.776084987357588E-2,1.794344521476127E-2,6.9917977766164989E-4,2.2544232645112357E-6,2.2949810678943391E-5,7.5855578729134652E-3,4.4014236972855725E-2]
[2004,11,13,5,null,null,2.1010334097202012E-2,1.3676951554499427E-2,1.2368164150014451E-3,1.7084746006959106E-6,5.4211388888889014E-5,8.8387519322439805E-3,4.4818773862436455E-2,null,1.6965836318790038E-2,1.6640355261907144E-2,6.9917977766164989E-4,2.2544232645112357E-6,2.2949810678943391E-5,8.0991177503795652E-3,4.2429693342681853E-2]
[2004,11,13,9,null,null,3.446175730009346E-2,1.4185322889314388E-2,0,0,5.4211388888889014E-5,1.0009560083121968E-2,5.8710851661418706E-2,null,{"$f":"G7619*X$5","v":2.7827855135778887E-2},{"$f":"H7619*Y$5","v":1.7258876105721049E-2},{"$f":"I7619*Z$5","v":0},{"$f":"J7619*AA$5","v":0},{"$f":"K7619*AB$5","v":2.2949810678943391E-5},{"$f":"L7619*AC$5","v":9.1719516922930781E-3},{"$f":"SUM(O7619:T7619)","v":5.4281632744471953E-2}]
[2004,11,13,10,null,null,3.6996491141744553E-2,1.4570369837415191E-2,0,0,5.4211388888889014E-5,1.0127364142257069E-2,6.1748436510305704E-2,null,2.9874651691711676E-2,1.7727351700109084E-2,0,0,2.2949810678943391E-5,9.2798978088626857E-3,5.690485101136239E-2]
[2004,11,13,16,null,null,3.3330446556050997E-2,1.4272425551439583E-2,0,0,5.4211388888889014E-5,8.082583411931377E-3,5.5739666908310843E-2,null,2.6914322165750151E-2,1.7364851420194127E-2,0,0,2.2949810678943391E-5,7.4062260466537851E-3,5.1708349443277006E-2]
[2004,11,13,17,null,null,3.6679128048363326E-2,1.4249069038453965E-2,0,0,5.4211388888889014E-5,7.9588059347730084E-3,5.8941214410479191E-2,null,2.9618381121666443E-2,1.7336434219752107E-2,0,0,2.2949810678943391E-5,7.2928063726958089E-3,5.4270571524793303E-2]
[2004,11,13,20,null,null,4.2781486434127394E-2,1.3507039039940764E-2,1.2368164150014451E-3,1.7084746006959106E-6,5.4211388888889014E-5,5.8833606451096495E-3,6.3464622397668841E-2,null,3.4546033059636168E-2,1.6433627571571064E-2,6.9917977766164989E-4,2.2544232645112357E-6,2.2949810678943391E-5,5.3910360872176611E-3,5.7095080730030001E-2]
[2004,11,13,24,null,null,2.764934384162435E-2,1.1480697070512467E-2,1.2368164150014451E-3,1.7084746006959106E-6,5.4211388888889014E-5,6.8655338535301754E-3,4.7288311044158024E-2,null,2.2326834012668759E-2,1.3968235329810393E-2,6.9917977766164989E-4,2.2544232645112357E-6,2.2949810678943391E-5,6.2910202170184826E-3,4.3310473571102744E-2]
[2004,11,14,3,null,null,2.0355519341093743E-2,1.1065928989034912E-2,1.2368164150014451E-3,1.7084746006959106E-6,5.4211388888889014E-5,9.2418736135551835E-3,4.1956058222174866E-2,null,1.6437073667046161E-2,1.3463598883626917E-2,6.9917977766164989E-4,2.2544232645112357E-6,2.2949810678943391E-5,8.4685058709760806E-3,3.9093562433254264E-2]
[2004,11,14,6,null,null,2.2127234274231453E-2,1.1121518575586773E-2,1.2368164150014451E-3,1.7084746006959106E-6,5.4211388888889014E-5,9.7403151336412225E-3,4.4281804261950476E-2,null,1.7867732761761526E-2,1.3531233141553434E-2,6.9917977766164989E-4,2.2544232645112357E-6,2.2949810678943391E-5,8.9252373862172951E-3,4.1048587301137363E-2]
[2004,11,14,11,null,null,3.5413572685759065E-2,1.5625743025006369E-2,0,0,5.4211388888889014E-5,1.0744015606662702E-2,6.1837542706317028E-2,null,2.859644567623389E-2,1.9011394032600284E-2,0,0,2.2949810678943391E-5,9.8449473610450217E-3,5.7475736880558133E-2]
[2004,11,14,14,null,null,3.2713377551724966E-2,1.604589610652718E-2,0,0,5.4211388888889014E-5,1.0141910819211116E-2,5.895539586635215E-2,null,2.6416039193363321E-2,1.9522582254115281E-2,0,0,2.2949810678943391E-5,9.2932272076772134E-3,5.5254798465834754E-2]
[2004,11,14,17,null,null,4.677099906228379E-2,1.5785961079927999E-2,0,0,5.4211388888889014E-5,5.8291704636087328E-3,6.8440341994709414E-2,null,3.7767562899566752E-2,1.9206326751535784E-2,0,0,2.2949810678943391E-5,5.341380585597656E-3,6.2338220047379128E-2]
[2004,11,14,18,null,null,4.8365554945131228E-2,1.5368692304068041E-2,0,0,5.4211388888889014E-5,6.1838135665252076E-3,6.997227220461337E-2,null,3.9055166132547045E-2,1.8698647782114667E-2,0,0,2.2949810678943391E-5,5.6663468559375102E-3,6.3443110581278161E-2]
[2004,11,14,21,null,null,4.249926987172984E-2,1.4809392925675251E-2,1.2368164150014451E-3,1.7084746006959106E-6,5.4211388888889014E-5,6.3433935337548009E-3,6.4944792609650928E-2,null,3.4318143299200327E-2,1.8018164246208741E-2,6.9917977766164989E-4,2.2544232645112357E-6,2.2949810678943391E-5,5.8125730375411903E-3,5.8873264594555358E-2]
[2004,11,15,1,null,null,2.0868358031562902E-2,1.4305128132764579E-2,1.2368164150014451E-3,1.7084746006959106E-6,5.4211388888889014E-5,8.6739001361038452E-3,4.5140122578922359E-2,null,1.6851190702986157E-2,1.7404639714322458E-2,6.9917977766164989E-4,2.2544232645112357E-6,2.2949810678943391E-5,7.9480608909343019E-3,4.2928275319848025E-2]
[2004,11,15,4,null,null,1.9460479922276761E-2,1.4050856975503012E-2,1.2368164150014451E-3,1.7084746006959106E-6,5.4211388888889014E-5,9.1446728480873794E-3,4.3948746024358179E-2,null,1.5714329696947364E-2,1.7095275279358384E-2,6.9917977766164989E-4,2.2544232645112357E-6,2.2949810678943391E-5,8.3794389471631252E-3,4.191342793507398E-2]
[2004,11,15,8,null,null,3.3909241141878751E-2,1.6921736642069161E-2,0,0,5.4211388888889014E-5,1.2261495049341153E-2,6.3146684222177951E-2,null,2.7381698560619724E-2,2.0588192350496953E-2,0,0,2.2949810678943391E-5,1.1235442850028938E-2,5.9228283571824553E-2]
[2004,11,15,12,null,null,3.1394364173420175E-2,1.9257621537593472E-2,0,0,5.4211388888889014E-5,1.2750388082814638E-2,6.3456585182717185E-2,null,2.5350936421789903E-2,2.3430196605433426E-2,0,0,2.2949810678943391E-5,1.1683424904033337E-2,6.0487507741935606E-2]
[2004,11,15,15,null,null,2.9940610639830292E-2,1.9147389445851135E-2,0,0,5.4211388888889014E-5,1.1189699926969764E-2,6.0331911401540081E-2,null,2.4177031029108252E-2,2.3296080376349306E-2,0,0,2.2949810678943391E-5,1.0253336443274684E-2,5.7749397659411179E-2]
[2004,11,15,16,null,null,3.3130633734294819E-2,1.8983419903828517E-2,0,0,5.4211388888889014E-5,1.0525744942685267E-2,6.2694009969697498E-2,null,2.675297339268317E-2,2.3096583330496939E-2,0,0,2.2949810678943391E-5,9.6449417694684774E-3,5.951744830332753E-2]
[2004,11,15,19,null,null,4.3807240126783914E-2,1.8686271840981646E-2,1.2368164150014451E-3,1.7084746006959106E-6,5.4211388888889014E-5,8.8426651054740804E-3,7.262891335173069E-2,null,3.5374328753197869E-2,2.273505179245967E-2,6.9917977766164989E-4,2.2544232645112357E-6,2.2949810678943391E-5,8.1027034659886428E-3,6.6936468023251289E-2]
[2004,11,16,1,null,null,2.4131576871897799E-2,1.6001528200427512E-2,1.2368164150014451E-3,1.7084746006959106E-6,5.4211388888889014E-5,6.3893651295634669E-3,4.7815206480379811E-2,null,{"$f":"G7683*X$5","v":1.9486238601862101E-2},{"$f":"H7683*Y$5","v":1.9468601093417047E-2},{"$f":"I7683*Z$5","v":6.9917977766164989E-4},{"$f":"J7683*AA$5","v":2.2544232645112357E-6},{"$f":"K7683*AB$5","v":2.2949810678943391E-5},{"$f":"L7683*AC$5","v":5.854697691619214E-3},{"$f":"SUM(O7683:T7683)","v":4.5533921398503464E-2}]
[2004,11,16,3,null,null,2.0124389906872264E-2,1.5678449022525E-2,1.2368164150014451E-3,1.7084746006959106E-6,5.4211388888889014E-5,7.6923127850766449E-3,4.4787887992964938E-2,null,1.6250436742030371E-2,1.9075519910333228E-2,6.9917977766164989E-4,2.2544232645112357E-6,2.2949810678943391E-5,7.0486135934883024E-3,4.3098954257457009E-2]
[2004,11,16,6,null,null,2.4563248364282191E-2,1.6182678060333609E-2,1.2368164150014451E-3,1.7084746006959106E-6,5.4211388888889014E-5,7.6836391296645672E-3,4.9722301832771404E-2,null,1.9834813158049511E-2,1.9689000940010821E-2,6.9917977766164989E-4,2.2544232645112357E-6,2.2949810678943391E-5,7.0406657568426829E-3,4.7288863866508116E-2]
[2004,11,16,9,null,null,3.4931571338156865E-2,2.0657415432841719E-2,0,0,5.4211388888889014E-5,1.0652806209131241E-2,6.6296004369018724E-2,null,2.8207229782235128E-2,2.5133285749060374E-2,0,0,2.2949810678943391E-5,9.7613704424697155E-3,6.3124835784444153E-2]
[2004,11,16,13,null,null,3.1978186979889654E-2,2.1718315149676783E-2,0,0,5.4211388888889014E-5,9.6362263865740309E-3,6.338693990502936E-2,null,2.5822373102801884E-2,2.6424052051408242E-2,0,0,2.2949810678943391E-5,8.8298588728876835E-3,6.1099233837776754E-2]
[2004,11,16,16,null,null,3.3745286437389894E-2,2.1514227179586443E-2,0,0,5.4211388888889014E-5,9.009106431638535E-3,6.4322831437503766E-2,null,2.724930520279949E-2,2.6175744063078234E-2,0,0,2.2949810678943391E-5,8.2552168422513721E-3,6.1703215918808035E-2]
[2004,11,16,17,null,null,3.7907730516599257E-2,2.1208408424743391E-2,0,0,5.4211388888889014E-5,8.9133805696632422E-3,6.8083730899894779E-2,null,3.0610477119784249E-2,2.5803663142409304E-2,0,0,2.2949810678943391E-5,8.1675014007684867E-3,6.4604591473640977E-2]
[2004,11,16,22,null,null,3.814598108133508E-2,1.8791557536591404E-2,1.2368164150014451E-3,1.7084746006959106E-6,5.4211388888889014E-5,6.1167138183319536E-3,6.4346988714749476E-2,null,3.080286435482139E-2,2.2863149883029201E-2,6.9917977766164989E-4,2.2544232645112357E-6,2.2949810678943391E-5,5.6048620710036252E-3,5.999526032045932E-2]
[2004,11,16,24,null,null,2.5921316094668218E-2,1.72995498861001E-2,1.2368164150014451E-3,1.7084746006959106E-6,5.4211388888889014E-5,7.7007812293999967E-3,5.2214383488659345E-2,null,2.0931452303194202E-2,2.1047866904309362E-2,6.9917977766164989E-4,2.2544232645112357E-6,2.2949810678943391E-5,7.0563733912813774E-3,4.9760076610390051E-2]
[2004,11,17,4,null,null,2.0074638813923601E-2,1.5563721008144332E-2,1.2368164150014451E-3,1.7084746006959106E-6,5.4211388888889014E-5,7.7698267251358529E-3,4.4700922825694822E-2,null,1.6210262754518184E-2,1.8935933620933858E-2,6.9917977766164989E-4,2.2544232645112357E-6,2.2949810678943391E-5,7.1196411019700352E-3,4.2990221489027182E-2]
[2004,11,17,7,null,null,3.1929716880458175E-2,1.8080272632159056E-2,0,0,5.4211388888889014E-5,7.2368318023412715E-3,5.7301032703847392E-2,null,2.578323351703873E-2,2.1997749910307052E-2,0,0,2.2949810678943391E-5,6.6312476417666744E-3,5.4435180879791399E-2]
[2004,11,17,10,null,null,3.2419953637546364E-2,2.1659038964058061E-2,0,0,5.4211388888889014E-5,1.0537792197464962E-2,6.4670996187958282E-2,null,2.6179099500879526E-2,2.6351932413977649E-2,0,0,2.2949810678943391E-5,9.6559808998544806E-3,6.2209962625390594E-2]
[2004,11,17,14,null,null,2.9799454311866976E-2,2.1888593082741412E-2,0,0,5.4211388888889014E-5,9.8039340081179267E-3,6.1546192791615204E-2,null,2.406304735114732E-2,2.6631224335975302E-2,0,0,2.2949810678943391E-5,8.9835325798694413E-3,5.9700754077671003E-2]
[2004,11,17,15,null,null,2.9544745068031238E-2,2.1761606574084168E-2,0,0,5.4211388888889014E-5,9.5644092737202594E-3,6.0924972304724552E-2,null,2.3857369739367914E-2,2.6476723487660853E-2,0,0,2.2949810678943391E-5,8.7640514763283224E-3,5.9121094514036035E-2]
[2004,11,17,19,null,null,4.4738906511458079E-2,2.0253350322767642E-2,1.2368164150014451E-3,1.7084746006959106E-6,5.4211388888889014E-5,6.6863842356083749E-3,7.2971377348325123E-2,null,3.6126648983469969E-2,2.4641671301660926E-2,6.9917977766164989E-4,2.2544232645112357E-6,2.2949810678943391E-5,6.1268619895213337E-3,6.7619566286257329E-2]
[2004,11,17,22,null,null,3.683769683230935E-2,1.8507553269532465E-2,1.2368164150014451E-3,1.7084746006959106E-6,5.4211388888889014E-5,6.1167138183319536E-3,6.2754700198664803E-2,null,2.9746425350818232E-2,2.2517610024901713E-2,6.9917977766164989E-4,2.2544232645112357E-6,2.2949810678943391E-5,5.6048620710036252E-3,5.8593281458328678E-2]
[2004,11,18,1,null,null,2.2696759964372315E-2,1.6413889699707907E-2,1.2368164150014451E-3,1.7084746006959106E-6,5.4211388888889014E-5,6.3893651295634669E-3,4.6792751072134715E-2,null,1.8327624527098213E-2,1.9970309519963387E-2,6.9917977766164989E-4,2.2544232645112357E-6,2.2949810678943391E-5,5.854697691619214E-3,4.4877015750285916E-2]
[2004,11,18,5,null,null,2.0217870972807445E-2,1.5644093616348876E-2,1.2368164150014451E-3,1.7084746006959106E-6,5.4211388888889014E-5,7.9249708342346206E-3,4.5079671701881971E-2,null,1.6325922665111126E-2,1.9033720671543811E-2,6.9917977766164989E-4,2.2544232645112357E-6,2.2949810678943391E-5,7.2618026217752011E-3,4.3345829970035242E-2]
[2004,11,18,8,null,null,3.3057481163073867E-2,1.9588580094811105E-2,0,0,5.4211388888889014E-5,9.5232074668893021E-3,6.2223480113663167E-2,null,2.6693902720894159E-2,2.3832864403672271E-2,0,0,2.2949810678943391E-5,8.7262974712820924E-3,5.9276014406527459E-2]
[2004,11,18,12,null,null,3.0555760330447827E-2,2.125243172276358E-2,0,0,5.4211388888889014E-5,1.0103240012815729E-2,6.1965643454916029E-2,null,2.467376415644873E-2,2.5857225028326474E-2,0,0,2.2949810678943391E-5,9.257792406825319E-3,5.9811731402279467E-2]
[2004,11,18,16,null,null,3.1783901562427039E-2,2.1834718064706791E-2,0,0,5.4211388888889014E-5,9.009106431638535E-3,6.2681937447661262E-2,null,2.566548770647506E-2,2.6565676144460156E-2,0,0,2.2949810678943391E-5,8.2552168422513721E-3,6.0509330503865533E-2]
[2004,11,18,19,null,null,4.3315899634699798E-2,2.070562827476741E-2,1.2368164150014451E-3,1.7084746006959106E-6,5.4211388888889014E-5,6.6863842356083749E-3,7.2000648423566613E-2,null,3.4977571503792541E-2,2.5191944933062947E-2,6.9917977766164989E-4,2.2544232645112357E-6,2.2949810678943391E-5,6.1268619895213337E-3,6.7020762437981926E-2]
[2004,11,18,20,null,null,4.3641057674396078E-2,2.0247950490490087E-2,1.2368164150014451E-3,1.7084746006959106E-6,5.4211388888889014E-5,5.7987147557808623E-3,7.0980459199158061E-2,null,3.5240136489846731E-2,2.4635101480374712E-2,6.9917977766164989E-4,2.2544232645112357E-6,2.2949810678943391E-5,5.3134734369685334E-3,6.5913095418795087E-2]
[2004,11,18,23,null,null,3.1529278914136413E-2,1.830886297244062E-2,1.2368164150014451E-3,1.7084746006959106E-6,5.4211388888889014E-5,6.9004972418007801E-3,5.8031375406868847E-2,null,2.5459880020563447E-2,2.2275869230724922E-2,6.9917977766164989E-4,2.2544232645112357E-6,2.2949810678943391E-5,6.3230578396066724E-3,5.4783191102500156E-2]
[2004,11,19,2,null,null,1.7835389909123287E-2,1.6340921984595604E-2,1.2368164150014451E-3,1.7084746006959106E-6,5.4211388888889014E-5,7.7059753356943112E-3,4.3175023507904232E-2,null,1.4402070166046622E-2,1.9881531790709905E-2,6.9917977766164989E-4,2.2544232645112357E-6,2.2949810678943391E-5,7.0611328504005064E-3,4.2069118818762137E-2]
[2004,11,19,5,null,null,1.777107234250724E-2,1.5419203300672918E-2,1.2368164150014451E-3,1.7084746006959106E-6,5.4211388888889014E-5,8.2513464238662768E-3,4.2734358345537467E-2,null,1.4350133756916602E-2,1.8760103065098517E-2,6.9917977766164989E-4,2.2544232645112357E-6,2.2949810678943391E-5,7.5608668280726229E-3,4.1395487661692848E-2]
[2004,11,19,10,null,null,2.6414305201616431E-2,2.1281820002991569E-2,0,0,5.4211388888889014E-5,1.0974131742115773E-2,5.8724468335612665E-2,null,2.1329540808438092E-2,2.5892980907228403E-2,0,0,2.2949810678943391E-5,1.0055807185099791E-2,5.7301278711445226E-2]
[2004,11,19,14,null,null,2.539376198860948E-2,2.17210836259852E-2,0,0,5.4211388888889014E-5,9.1330138250074414E-3,5.6302070828491015E-2,null,2.0505452575094205E-2,2.6427420377246252E-2,0,0,2.2949810678943391E-5,8.3687555609223228E-3,5.532457832394172E-2]
[2004,11,19,17,null,null,3.3374141789342407E-2,2.0925304124233938E-2,0,0,5.4211388888889014E-5,6.190815012933293E-3,6.0544472315398529E-2,null,2.694960604902891E-2,2.5459218247808415E-2,0,0,2.2949810678943391E-5,5.6727624154324198E-3,5.810453652294869E-2]
[2004,11,19,20,null,null,3.6817608059054985E-2,1.9996330456886074E-2,1.2368164150014451E-3,1.7084746006959106E-6,5.4211388888889014E-5,5.9889046209183963E-3,6.409557941535049E-2,null,2.9730203674508755E-2,2.4328962591639209E-2,6.9917977766164989E-4,2.2544232645112357E-6,2.2949810678943391E-5,5.4877480545260631E-3,6.0271298332279136E-2]
[2004,11,19,21,null,null,3.4758002704130903E-2,1.9031999395995272E-2,1.2368164150014451E-3,1.7084746006959106E-6,5.4211388888889014E-5,5.872744038548241E-3,6.0955482417165446E-2,null,2.8067073180186967E-2,2.3155688607347315E-2,6.9917977766164989E-4,2.2544232645112357E-6,2.2949810678943391E-5,5.3813078872060032E-3,5.7328453686345392E-2]
[2004,11,19,24,null,null,2.3159996126651684E-2,1.3679254222962836E-2,1.2368164150014451E-3,1.7084746006959106E-6,5.4211388888889014E-5,7.4343912109257025E-3,4.5566377839031252E-2,null,1.8701687541508957E-2,1.6643156852680412E-2,6.9917977766164989E-4,2.2544232645112357E-6,2.2949810678943391E-5,6.8122751131886976E-3,4.2881503518983177E-2]
[2004,11,20,6,null,null,2.1604902426084746E-2,1.2544212412150058E-2,1.2368164150014451E-3,1.7084746006959106E-6,5.4211388888889014E-5,9.5108125859823256E-3,4.4952663702708159E-2,null,1.7445950004821537E-2,1.5262183987946572E-2,6.9917977766164989E-4,2.2544232645112357E-6,2.2949810678943391E-5,8.7149398044149735E-3,4.2147457808788188E-2]
[2004,11,20,8,null,null,2.9512964705285305E-2,1.4401190488187931E-2,0,0,5.4211388888889014E-5,9.9788485128705501E-3,5.3947215095232676E-2,null,2.3831707109254332E-2,1.7521516031034589E-2,0,0,2.2949810678943391E-5,9.1438100920228065E-3,5.0519983042990671E-2]
[2004,11,20,11,null,null,3.5362470096934953E-2,1.583822943392918E-2,0,0,5.4211388888889014E-5,8.8207256663993261E-3,6.0075636586152351E-2,null,2.8555180356346771E-2,1.9269920160934727E-2,0,0,2.2949810678943391E-5,8.0825999375939272E-3,5.5930650265554369E-2]
[2004,11,20,15,null,null,3.2879429373803934E-2,1.4735205817594441E-2,0,0,5.4211388888889014E-5,7.2119174867952811E-3,5.4880764067082546E-2,null,2.6550125972792677E-2,1.7927902916452691E-2,0,0,2.2949810678943391E-5,6.6084181770612585E-3,5.1109396876985569E-2]
[2004,11,20,18,null,null,4.2592973305018503E-2,1.4130214195691979E-2,0,0,5.4211388888889014E-5,6.943350650490821E-3,6.3720749540090188E-2,null,3.4393808783829423E-2,1.7191826936449495E-2,0,0,2.2949810678943391E-5,6.3623252390818908E-3,5.7970910770039748E-2]
[2004,11,20,21,null,null,3.9467882240821178E-2,1.3026000215054862E-2,1.2368164150014451E-3,1.7084746006959106E-6,5.4211388888889014E-5,5.6441325466656308E-3,5.9430751281032701E-2,null,3.1870299008535281E-2,1.584836140981162E-2,6.9917977766164989E-4,2.2544232645112357E-6,2.2949810678943391E-5,5.1718267968845627E-3,5.3614871226836572E-2]
[2004,11,20,23,null,null,2.9671660413391254E-2,1.2004941976001979E-2,1.2368164150014451E-3,1.7084746006959106E-6,5.4211388888889014E-5,7.1681720228329217E-3,5.0137510690717188E-2,null,2.3959853829614127E-2,1.4606069092460559E-2,6.9917977766164989E-4,2.2544232645112357E-6,2.2949810678943391E-5,6.5683333702477942E-3,4.5858640303927584E-2]
[2004,11,21,2,null,null,2.0870847754406278E-2,1.1088945825269944E-2,1.2368164150014451E-3,1.7084746006959106E-6,5.4211388888889014E-5,8.9372060430001586E-3,4.2189735901167411E-2,null,1.685320115317912E-2,1.3491602809094509E-2,6.9917977766164989E-4,2.2544232645112357E-6,2.2949810678943391E-5,8.1893331384949725E-3,3.9258521112373705E-2]
[2004,11,21,6,null,null,2.1440578739542727E-2,1.1010104768747043E-2,1.2368164150014451E-3,1.7084746006959106E-6,5.4211388888889014E-5,9.7403151336412225E-3,4.3483734920422026E-2,null,1.731325869414203E-2,1.3395679153553478E-2,6.9917977766164989E-4,2.2544232645112357E-6,2.2949810678943391E-5,8.9252373862172951E-3,4.0358559245517914E-2]
[2004,11,21,9,null,null,3.4959176724680012E-2,1.3802517851890671E-2,0,0,5.4211388888889014E-5,8.1768030428743671E-3,5.699270900833394E-2,null,{"$f":"G7811*X$5","v":2.8229521120730836E-2},{"$f":"H7811*Y$5","v":1.6793128179847707E-2},{"$f":"I7811*Z$5","v":0},{"$f":"J7811*AA$5","v":0},{"$f":"K7811*AB$5","v":2.2949810678943391E-5},{"$f":"L7811*AC$5","v":7.4925612997816379E-3},{"$f":"SUM(O7811:T7811)","v":5.2538160411039127E-2}]
[2004,11,21,12,null,null,3.4139385414522203E-2,1.6432591689022624E-2,0,0,5.4211388888889014E-5,1.0075530615553481E-2,6.0701719107987204E-2,null,2.756753996805816E-2,1.9993063694756008E-2,0,0,2.2949810678943391E-5,9.2324017551881458E-3,5.6815955228681256E-2]
[2004,11,21,16,null,null,3.6299935023016552E-2,1.6798794166423762E-2,0,0,5.4211388888889014E-5,8.1954844369470422E-3,6.1348425015276251E-2,null,2.9312182906469243E-2,2.0438611761330883E-2,0,0,2.2949810678943391E-5,7.5096794191151931E-3,5.7283423897594256E-2]
[2004,11,21,20,null,null,4.0157131088776651E-2,1.5643827898823064E-2,1.2368164150014451E-3,1.7084746006959106E-6,5.4211388888889014E-5,8.5974645158943177E-3,6.5691159781985059E-2,null,3.2426867175572874E-2,1.9033397380640044E-2,6.9917977766164989E-4,2.2544232645112357E-6,2.2949810678943391E-5,7.8780214675919745E-3,6.0062670035409993E-2]
[2004,11,21,23,null,null,3.137719469774513E-2,1.56881866946703E-2,1.2368164150014451E-3,1.7084746006959106E-6,5.4211388888889014E-5,7.7719270571331893E-3,5.6130044728039653E-2,null,2.5337072077099589E-2,1.9087367457155054E-2,6.9917977766164989E-4,2.2544232645112357E-6,2.2949810678943391E-5,7.1215656764225957E-3,5.2270389222282346E-2]
[2004,11,21,24,null,null,2.6337085847029745E-2,1.5530628269416105E-2,1.2368164150014451E-3,1.7084746006959106E-6,5.4211388888889014E-5,7.6392187046003535E-3,5.0799669099537238E-2,null,2.1267186210719689E-2,1.8895670633466744E-2,6.9917977766164989E-4,2.2544232645112357E-6,2.2949810678943391E-5,6.9999624702389998E-3,4.7887203326030539E-2]
[2004,11,22,3,null,null,1.9273339613152359E-2,1.5875802880559731E-2,1.2368164150014451E-3,1.7084746006959106E-6,5.4211388888889014E-5,8.833685069866995E-3,4.527556384207012E-2,null,1.5563213972725008E-2,1.9315634697383528E-2,6.9917977766164989E-4,2.2544232645112357E-6,2.2949810678943391E-5,8.0944748872999409E-3,4.3697707569013582E-2]
[2004,11,22,7,null,null,3.0595988703776077E-2,1.8446762413027992E-2,0,0,5.4211388888889014E-5,9.9108297204163996E-3,5.9007792226109357E-2,null,2.4706248551703974E-2,2.2443647530783109E-2,0,0,2.2949810678943391E-5,9.081483169223319E-3,5.6254329062389342E-2]
[2004,11,22,10,null,null,3.250729528677887E-2,2.1508937055401457E-2,0,0,5.4211388888889014E-5,1.3700701262634936E-2,6.7771144993704152E-2,null,2.6249627847446333E-2,2.6169307720486319E-2,0,0,2.2949810678943391E-5,1.2554215079173843E-2,6.4996100457785436E-2]
[2004,11,22,13,null,null,3.0438352833601946E-2,2.162612834240215E-2,0,0,5.4211388888889014E-5,1.2734410088776226E-2,6.4853102653669212E-2,null,2.4578957650047133E-2,2.6311891003136766E-2,0,0,2.2949810678943391E-5,1.1668783961949661E-2,6.2582582425812494E-2]
[2004,11,22,17,null,null,3.7282549589832389E-2,2.1067924963298484E-2,0,0,5.4211388888889014E-5,1.0023540860546175E-2,6.8428226802565939E-2,null,3.0105643773294596E-2,2.5632740938177571E-2,0,0,2.2949810678943391E-5,9.1847625465254976E-3,6.49460970686766E-2]
[2004,11,22,21,null,null,4.1010222793972609E-2,1.923672629567956E-2,1.2368164150014451E-3,1.7084746006959106E-6,5.4211388888889014E-5,7.1539307766706351E-3,6.869361614481384E-2,null,3.3115738383822702E-2,2.3404773963015962E-2,6.9917977766164989E-4,2.2544232645112357E-6,2.2949810678943391E-5,6.5552838435199616E-3,6.3800180201963735E-2]
[2004,11,22,22,null,null,3.7572982604775179E-2,1.9108367251909664E-2,1.2368164150014451E-3,1.7084746006959106E-6,5.4211388888889014E-5,7.2458742805877512E-3,6.5219960415763625E-2,null,3.0340168315850458E-2,2.3248603190538009E-2,6.9917977766164989E-4,2.2544232645112357E-6,2.2949810678943391E-5,6.6395334378422854E-3,6.095268895583586E-2]
[2004,11,23,1,null,null,2.1738627556765221E-2,1.791888977257516E-2,1.2368164150014451E-3,1.7084746006959106E-6,5.4211388888889014E-5,6.3893651295634669E-3,4.7339618737394874E-2,null,1.7553932993970477E-2,2.1801400006897838E-2,6.9917977766164989E-4,2.2544232645112357E-6,2.2949810678943391E-5,5.854697691619214E-3,4.5934414704092631E-2]
[2004,11,23,4,null,null,1.8616007095567599E-2,1.6717562231966163E-2,1.2368164150014451E-3,1.7084746006959106E-6,5.4211388888889014E-5,7.7698267251358529E-3,4.4396132331160645E-2,null,1.5032418229603228E-2,2.03397791930791E-2,6.9917977766164989E-4,2.2544232645112357E-6,2.2949810678943391E-5,7.1196411019700352E-3,4.3216222536257468E-2]
[2004,11,23,8,null,null,3.1142282658488223E-2,2.0821506477174911E-2,0,0,5.4211388888889014E-5,9.5232074668893021E-3,6.1541207991441325E-2,null,2.5147380700041636E-2,2.5332930623294309E-2,0,0,2.2949810678943391E-5,8.7262974712820924E-3,5.9229558605296974E-2]
[2004,11,23,10,null,null,2.9837245185859174E-2,2.2399141632637242E-2,0,0,5.4211388888889014E-5,1.0537792197464962E-2,6.2828390404850276E-2,null,2.4093563466670728E-2,2.7252394135024803E-2,0,0,2.2949810678943391E-5,9.6559808998544806E-3,6.102488831222895E-2]
[2004,11,23,15,null,null,2.7589933159040889E-2,2.3135800248632557E-2,0,0,5.4211388888889014E-5,9.5644092737202594E-3,6.0344354070282595E-2,null,2.2278859910418152E-2,2.8148665575927448E-2,0,0,2.2949810678943391E-5,8.7640514763283224E-3,5.9214526773352871E-2]
[2004,11,23,19,null,null,4.1197198749420856E-2,2.1835937395138803E-2,1.2368164150014451E-3,1.7084746006959106E-6,5.4211388888889014E-5,6.6863842356083749E-3,7.1012256658659068E-2,null,3.3266721392517774E-2,2.6567159668876357E-2,6.9917977766164989E-4,2.2544232645112357E-6,2.2949810678943391E-5,6.1268619895213337E-3,6.6685127062520569E-2]
[2004,11,23,22,null,null,3.4189602241236336E-2,2.0014396464756983E-2,1.2368164150014451E-3,1.7084746006959106E-6,5.4211388888889014E-5,6.1167138183319536E-3,6.1613448802816308E-2,null,2.7608090035398332E-2,2.4350942986023031E-2,6.9917977766164989E-4,2.2544232645112357E-6,2.2949810678943391E-5,5.6048620710036252E-3,5.8288279104030102E-2]
[2004,11,23,23,null,null,3.0126996279165884E-2,1.9206454003646942E-2,1.2368164150014451E-3,1.7084746006959106E-6,5.4211388888889014E-5,6.9004972418007801E-3,5.752668380310464E-2,null,2.4327537357780191E-2,2.3367942532268572E-2,6.9917977766164989E-4,2.2544232645112357E-6,2.2949810678943391E-5,6.3230578396066724E-3,5.4742921741260539E-2]
[2004,11,24,2,null,null,1.7856296205734909E-2,1.7534223549686073E-2,1.2368164150014451E-3,1.7084746006959106E-6,5.4211388888889014E-5,7.1938678784976137E-3,4.3877123912409631E-2,null,1.4418951992137722E-2,2.13333876299713E-2,6.9917977766164989E-4,2.2544232645112357E-6,2.2949810678943391E-5,6.5918789751386719E-3,4.3068602608852806E-2]
[2004,11,24,7,null,null,2.5489492656072275E-2,1.9007635171507956E-2,0,0,5.4211388888889014E-5,7.2368318023412715E-3,5.1788171018810392E-2,null,2.0582755050502183E-2,2.3126045353181045E-2,0,0,2.2949810678943391E-5,6.6312476417666744E-3,5.0362997856128848E-2]
[2004,11,24,10,null,null,2.6847143385656341E-2,2.2017185606047946E-2,0,0,5.4211388888889014E-5,1.0537792197464962E-2,5.9456332578058144E-2,null,2.1679057467667295E-2,2.6787679176318861E-2,0,0,2.2949810678943391E-5,9.6559808998544806E-3,5.8145667354519578E-2]
[2004,11,24,13,null,null,2.6360235704598188E-2,2.2732897938610795E-2,0,0,5.4211388888889014E-5,9.6362263865740309E-3,5.8783571418671909E-2,null,2.1285879711379529E-2,2.76584658740502E-2,0,0,2.2949810678943391E-5,8.8298588728876835E-3,5.7797154268996356E-2]
[2004,11,24,16,null,null,2.7939326946282435E-2,2.2869299052273577E-2,0,0,5.4211388888889014E-5,9.009106431638535E-3,5.9871943819083437E-2,null,2.256099525285098E-2,2.782442120264985E-2,0,0,2.2949810678943391E-5,8.2552168422513721E-3,5.8663583108431144E-2]
[2004,11,24,20,null,null,3.7804076737039033E-2,2.1629527450235459E-2,1.2368164150014451E-3,1.7084746006959106E-6,5.4211388888889014E-5,5.7987147557808623E-3,6.6525055221546378E-2,null,3.0526776734549687E-2,2.6316026600290445E-2,6.9917977766164989E-4,2.2544232645112357E-6,2.2949810678943391E-5,5.3134734369685334E-3,6.2880660783413769E-2]
[2004,11,24,23,null,null,2.741312392336745E-2,1.959958667200384E-2,1.2368164150014451E-3,1.7084746006959106E-6,5.4211388888889014E-5,6.9004972418007801E-3,5.5205944115663104E-2,null,2.2136086523845234E-2,2.3846255790925117E-2,6.9917977766164989E-4,2.2544232645112357E-6,2.2949810678943391E-5,6.3230578396066724E-3,5.3029784165982127E-2]
[2004,11,24,24,null,null,2.1336008834296961E-2,1.8947874975797564E-2,1.2368164150014451E-3,1.7084746006959106E-6,5.4211388888889014E-5,7.7007812293999967E-3,4.9277401317985553E-2,null,1.7228818537785483E-2,2.3053336834533488E-2,6.9917977766164989E-4,2.2544232645112357E-6,2.2949810678943391E-5,7.0563733912813774E-3,4.8062912775205455E-2]
[2004,11,25,4,null,null,1.9175587779705756E-2,1.629101293788035E-2,1.2368164150014451E-3,1.7084746006959106E-6,5.4211388888889014E-5,7.7698267251358529E-3,4.4529163721212989E-2,null,1.54842794065994E-2,1.9820808882917509E-2,6.9917977766164989E-4,2.2544232645112357E-6,2.2949810678943391E-5,7.1196411019700352E-3,4.3149113403092049E-2]
[2004,11,25,7,null,null,2.4868331774815532E-2,1.7361256402608667E-2,0,0,5.4211388888889014E-5,7.2368318023412715E-3,4.9520631368654359E-2,null,2.0081167889142347E-2,2.112294345573134E-2,0,0,2.2949810678943391E-5,6.6312476417666744E-3,4.7858308797319303E-2]
[2004,11,25,11,null,null,3.2859052346438392E-2,2.0888387441632857E-2,0,0,5.4211388888889014E-5,1.050486344030143E-2,6.430651461726157E-2,null,2.6533671531404554E-2,2.5414302777345191E-2,0,0,2.2949810678943391E-5,9.6258076487342401E-3,6.1596731768162924E-2]
[2004,11,25,14,null,null,3.0620410816153191E-2,2.0799202597487992E-2,0,0,5.4211388888889014E-5,9.8039340081179267E-3,6.1277758810647995E-2,null,2.4725969397609248E-2,2.5305794131640431E-2,0,0,2.2949810678943391E-5,8.9835325798694413E-3,5.903824591979806E-2]
[2004,11,25,18,null,null,4.5069726625779863E-2,2.0157706994183341E-2,0,0,5.4211388888889014E-5,9.2500994593318654E-3,7.4531744468183961E-2,null,3.63937860925031E-2,2.4525304802903349E-2,0,0,2.2949810678943391E-5,8.4760433710725329E-3,6.9418084077157924E-2]
[2004,11,25,21,null,null,3.9477006891227309E-2,1.949055579396634E-2,1.2368164150014451E-3,1.7084746006959106E-6,5.4211388888889014E-5,5.8163091674031438E-3,6.607660813108783E-2,null,3.1877667160062066E-2,2.3713601044154094E-2,6.9917977766164989E-4,2.2544232645112357E-6,2.2949810678943391E-5,5.3295955334556697E-3,6.1645247749276932E-2]
[2004,11,26,1,null,null,2.0970785693486552E-2,1.6352021211312032E-2,1.2368164150014451E-3,1.7084746006959106E-6,5.4211388888889014E-5,7.3419694166301577E-3,4.5957512599919773E-2,null,1.6933900998723172E-2,1.9895035901984836E-2,6.9917977766164989E-4,2.2544232645112357E-6,2.2949810678943391E-5,6.7275872522283399E-3,4.4280908164541458E-2]
[2004,11,26,2,null,null,1.8979374737261055E-2,1.5694835792920865E-2,1.2368164150014451E-3,1.7084746006959106E-6,5.4211388888889014E-5,7.7059753356943112E-3,4.3672922144367264E-2,null,1.5325837453876149E-2,1.9095457224572877E-2,6.9917977766164989E-4,2.2544232645112357E-6,2.2949810678943391E-5,7.0611328504005064E-3,4.2206811540454636E-2]
[2004,11,26,5,null,null,1.7958919019418096E-2,1.5590328637476079E-2,1.2368164150014451E-3,1.7084746006959106E-6,5.4211388888889014E-5,8.2513464238662768E-3,4.3093330359251482E-2,null,1.4501819872841937E-2,1.8968306361525439E-2,6.9917977766164989E-4,2.2544232645112357E-6,2.2949810678943391E-5,7.5608668280726229E-3,4.1755377074045107E-2]
[2004,11,26,8,null,null,2.7346636129327456E-2,1.7263402936371759E-2,0,0,5.4211388888889014E-5,1.0472638398130982E-2,5.5136888852719085E-2,null,2.2082397656944724E-2,2.1003887945788006E-2,0,0,2.2949810678943391E-5,9.5962792251456912E-3,5.2705514638557362E-2]
[2004,11,26,12,null,null,3.0882471204781149E-2,1.8779108843090028E-2,0,0,5.4211388888889014E-5,9.9853056998375211E-3,5.9701097136597589E-2,null,2.4937583055846722E-2,2.2848003914164427E-2,0,0,2.2949810678943391E-5,9.1497269361635429E-3,5.6958263716853627E-2]
[2004,11,26,15,null,null,3.2188836117378564E-2,1.8752017972692294E-2,0,0,5.4211388888889014E-5,7.5878943311688454E-3,5.85829598101286E-2,null,2.599247219645728E-2,2.2815043228007408E-2,0,0,2.2949810678943391E-5,6.9529329634632963E-3,5.5783398198606927E-2]
[2004,11,26,18,null,null,4.241718004351766E-2,1.716304806739849E-2,0,0,5.4211388888889014E-5,7.100319695278863E-3,6.6734759195083898E-2,null,3.4251855795991562E-2,2.0881789050773061E-2,0,0,2.2949810678943391E-5,6.5061589824258106E-3,6.166275363986938E-2]
[2004,11,26,23,null,null,2.8242789137907127E-2,1.5082814734913765E-2,1.2368164150014451E-3,1.7084746006959106E-6,5.4211388888889014E-5,6.8631700124349212E-3,5.1481510163746844E-2,null,2.2806040850328245E-2,1.8350828730977313E-2,6.9917977766164989E-4,2.2544232645112357E-6,2.2949810678943391E-5,6.2888541841305354E-3,4.8170107777041199E-2]
[2004,11,27,2,null,null,1.963843792943621E-2,1.4408845480648821E-2,1.2368164150014451E-3,1.7084746006959106E-6,5.4211388888889014E-5,8.2782923242744905E-3,4.3618312012850553E-2,null,1.5858030716032413E-2,1.7530829641130292E-2,6.9917977766164989E-4,2.2544232645112357E-6,2.2949810678943391E-5,7.5855578729134652E-3,4.1698802241681279E-2]
[2004,11,27,3,null,null,1.8073710470692068E-2,1.4337744380421008E-2,1.2368164150014451E-3,1.7084746006959106E-6,5.4211388888889014E-5,8.8111317488402362E-3,4.2515322878444339E-2,null,1.4594513923498177E-2,1.7444322968748753E-2,6.9917977766164989E-4,2.2544232645112357E-6,2.2949810678943391E-5,8.0738088471103212E-3,4.0837029750962359E-2]
[2004,11,27,6,null,null,1.9528485937376647E-2,1.4782771335655526E-2,1.2368164150014451E-3,1.7084746006959106E-6,5.4211388888889014E-5,9.5108125859823256E-3,4.5114806137505528E-2,null,1.5769244526742075E-2,1.7985774520047917E-2,6.9917977766164989E-4,2.2544232645112357E-6,2.2949810678943391E-5,8.7149398044149735E-3,4.319434286281007E-2]
[2004,11,27,10,null,null,3.2256399510632888E-2,1.7529061380791858E-2,0,0,5.4211388888889014E-5,1.0127364142257069E-2,5.9967036422570702E-2,null,2.6047029609290024E-2,2.1327106966917152E-2,0,0,2.2949810678943391E-5,9.2798978088626857E-3,5.6676984195748806E-2]
[2004,11,27,15,null,null,2.9979373753991807E-2,1.6719778502466226E-2,0,0,5.4211388888889014E-5,7.2119174867952811E-3,5.3965281132142204E-2,null,2.4208332228176685E-2,2.0342475665924717E-2,0,0,2.2949810678943391E-5,6.6084181770612585E-3,5.1182175881841603E-2]
[2004,11,27,17,null,null,3.2647082979669673E-2,1.6181968704904022E-2,0,0,5.4211388888889014E-5,7.9588059347730084E-3,5.6842069008235595E-2,null,2.636250635313761E-2,1.9688137887574887E-2,0,0,2.2949810678943391E-5,7.2928063726958089E-3,5.3366400424087246E-2]
[2004,11,27,21,null,null,3.5589476846407245E-2,1.4901555327698568E-2,1.2368164150014451E-3,1.7084746006959106E-6,5.4211388888889014E-5,5.6441325466656308E-3,5.7427900999262475E-2,null,2.8738488215088547E-2,1.8130295601309881E-2,6.9917977766164989E-4,2.2544232645112357E-6,2.2949810678943391E-5,5.1718267968845627E-3,5.2764994624888102E-2]
[2004,11,27,24,null,null,2.4688782258755426E-2,1.332158607702935E-2,1.2368164150014451E-3,1.7084746006959106E-6,5.4211388888889014E-5,6.8655338535301754E-3,4.6168638467805986E-2,null,1.993618172726121E-2,1.6207992262787362E-2,6.9917977766164989E-4,2.2544232645112357E-6,2.2949810678943391E-5,6.2910202170184826E-3,4.3159578218672161E-2]
[2004,11,28,3,null,null,1.8548224200666406E-2,1.2220401853264602E-2,1.2368164150014451E-3,1.7084746006959106E-6,5.4211388888889014E-5,9.2418736135551835E-3,4.1303235945977221E-2,null,1.497768356927907E-2,1.4868212954566839E-2,6.9917977766164989E-4,2.2544232645112357E-6,2.2949810678943391E-5,8.4685058709760806E-3,3.9038786406427092E-2]
[2004,11,28,4,null,null,1.8621989156846843E-2,1.1990883652232423E-2,1.2368164150014451E-3,1.7084746006959106E-6,5.4211388888889014E-5,9.093252193742872E-3,4.0998861281313172E-2,null,1.5037248741676147E-2,1.4588964732546719E-2,6.9917977766164989E-4,2.2544232645112357E-6,2.2949810678943391E-5,8.3323212163420503E-3,3.868291870217002E-2]
[2004,11,28,7,null,null,2.4027083074103537E-2,1.30430224053823E-2,0,0,5.4211388888889014E-5,8.6036141144807399E-3,4.5727930982855471E-2,null,1.940185990224198E-2,1.5869071821284213E-2,0,0,2.2949810678943391E-5,7.8836564626060673E-3,4.3177537996811198E-2]
[2004,11,28,12,null,null,3.1873707346873517E-2,1.5472678711891941E-2,0,0,5.4211388888889014E-5,1.0075530615553481E-2,5.7476128063207829E-2,null,2.5738005841234392E-2,1.8825165066445472E-2,0,0,2.2949810678943391E-5,9.2324017551881458E-3,5.3818522473546945E-2]
[2004,11,28,15,null,null,3.3221706073889835E-2,1.570955019942654E-2,0,0,5.4211388888889014E-5,8.1203196588207106E-3,5.7105787321025975E-2,null,2.6826514270214673E-2,1.911335982156219E-2,0,0,2.2949810678943391E-5,7.440804492723661E-3,5.3403628395179467E-2]
[2004,11,28,18,null,null,4.3806987380884732E-2,1.552987272301537E-2,0,0,5.4211388888889014E-5,6.1838135665252076E-3,6.5574885059314206E-2,null,3.5374124660986106E-2,1.8894751381799076E-2,0,0,2.2949810678943391E-5,5.6663468559375102E-3,5.9958172709401639E-2]
[2004,11,28,22,null,null,3.5399538854319235E-2,1.5812526614273938E-2,1.2368164150014451E-3,1.7084746006959106E-6,5.4211388888889014E-5,6.0931347902659317E-3,5.8597936537350133E-2,null,2.8585113363000215E-2,1.9238648276363689E-2,6.9917977766164989E-4,2.2544232645112357E-6,2.2949810678943391E-5,5.5832561558008739E-3,5.4131401806769883E-2]
[2004,11,29,1,null,null,1.9741692236476677E-2,1.5149209725462512E-2,1.2368164150014451E-3,1.7084746006959106E-6,5.4211388888889014E-5,8.6739001361038452E-3,4.485753837653407E-2,null,1.5941408527368216E-2,1.8431609614490689E-2,6.9917977766164989E-4,2.2544232645112357E-6,2.2949810678943391E-5,7.9480608909343019E-3,4.3045463044398311E-2]
[2004,11,29,4,null,null,1.8214175067149757E-2,1.4923789725135347E-2,1.2368164150014451E-3,1.7084746006959106E-6,5.4211388888889014E-5,9.1446728480873794E-3,4.3575373918863514E-2,null,1.4707939028547001E-2,1.8157347555899917E-2,6.9917977766164989E-4,2.2544232645112357E-6,2.2949810678943391E-5,8.3794389471631252E-3,4.1969109543215144E-2]
[2004,11,29,5,null,null,1.9162254410441462E-2,1.5181514348021263E-2,1.2368164150014451E-3,1.7084746006959106E-6,5.4211388888889014E-5,9.3621174264265934E-3,4.499862246338035E-2,null,1.5473512716290267E-2,1.8470913723585277E-2,6.9917977766164989E-4,2.2544232645112357E-6,2.2949810678943391E-5,8.5786875806411582E-3,4.3247498032121814E-2]
[2004,11,29,9,null,null,3.1908204272312168E-2,1.9694505409308661E-2,0,0,5.4211388888889014E-5,1.2707081526144751E-2,6.4364002596654465E-2,null,{"$f":"G8003*X$5","v":2.5765862094627889E-2},{"$f":"H8003*Y$5","v":2.3961740700224533E-2},{"$f":"I8003*Z$5","v":0},{"$f":"J8003*AA$5","v":0},{"$f":"K8003*AB$5","v":2.2949810678943391E-5},{"$f":"L8003*AC$5","v":1.1643742276381647E-2},{"$f":"SUM(O8003:T8003)","v":6.139429488191301E-2}]
[2004,11,29,13,null,null,2.8940168069957459E-2,2.0335608833349113E-2,0,0,5.4211388888889014E-5,1.2734410088776226E-2,6.2064398380971691E-2,null,2.3369174056996966E-2,2.4741752875682494E-2,0,0,2.2949810678943391E-5,1.1668783961949661E-2,5.9802660705308062E-2]
[2004,11,29,16,null,null,3.1259920100906016E-2,2.1035125560354861E-2,0,0,5.4211388888889014E-5,1.0525744942685267E-2,6.2875001992835036E-2,null,2.5242372887399913E-2,2.5592834843958735E-2,0,0,2.2949810678943391E-5,9.6449417694684774E-3,6.0503099311506069E-2]
[2004,11,29,19,null,null,4.0775731567763776E-2,2.0262453169499966E-2,1.2368164150014451E-3,1.7084746006959106E-6,5.4211388888889014E-5,8.8426651054740804E-3,7.1173586121228857E-2,null,3.2926386813131529E-2,2.465274647458356E-2,6.9917977766164989E-4,2.2544232645112357E-6,2.2949810678943391E-5,8.1027034659886428E-3,6.6406220765308846E-2]
[2004,11,29,23,null,null,3.0376548438974159E-2,1.8232445596017111E-2,1.2368164150014451E-3,1.7084746006959106E-6,5.4211388888889014E-5,6.4886309841051745E-3,5.6390361297587475E-2,null,2.4529050626285118E-2,2.2182894397349003E-2,6.9917977766164989E-4,2.2544232645112357E-6,2.2949810678943391E-5,5.9456568961187154E-3,5.3381985931357942E-2]
[2004,11,30,2,null,null,2.1356680759744881E-2,1.7037878179766524E-2,1.3505280241899967E-3,1.8655499707722962E-6,5.4211388888889014E-5,7.1938678784976137E-3,4.6995031781058683E-2,null,1.7245511109256317E-2,2.0729498433233826E-2,7.6346163604069396E-4,2.4616925844283567E-6,2.2949810678943391E-5,6.5918789751386719E-3,4.5355761656932878E-2]
[2004,11,30,4,null,null,2.0573874026537309E-2,1.6560275510334076E-2,1.3505280241899967E-3,1.8655499707722962E-6,5.4211388888889014E-5,7.7698267251358529E-3,4.63105812250569E-2,null,1.6613394987570512E-2,2.0148412943406482E-2,7.6346163604069396E-4,2.4616925844283567E-6,2.2949810678943391E-5,7.1196411019700352E-3,4.4670322172251094E-2]
[2004,11,30,7,null,null,3.2951271325605713E-2,1.895317046306998E-2,1.3659594076801529E-4,1.8868660904702217E-7,5.4211388888889014E-5,7.2368318023412715E-3,5.9332269607282911E-2,null,2.6608138319928733E-2,2.3059779702240286E-2,7.7218509018214506E-5,2.4898203401096729E-7,2.2949810678943391E-5,6.6312476417666744E-3,5.6399582965666863E-2]
[2004,11,30,10,null,null,3.33039179581796E-2,2.2282393567184866E-2,1.3659594076801529E-4,1.8868660904702217E-7,5.4211388888889014E-5,1.0537792197464962E-2,6.6315099739095384E-2,null,2.6892900333656912E-2,2.7110350107338765E-2,7.7218509018214506E-5,2.4898203401096729E-7,2.2949810678943391E-5,9.6559808998544806E-3,6.3759648642581324E-2]
[2004,11,30,14,null,null,3.0502233731205856E-2,2.2912139641910044E-2,1.3659594076801529E-4,1.8868660904702217E-7,5.4211388888889014E-5,9.8039340081179267E-3,6.3409303397499783E-2,null,2.4630541449125781E-2,2.7876544121148154E-2,7.7218509018214506E-5,2.4898203401096729E-7,2.2949810678943391E-5,8.9835325798694413E-3,6.159103545187454E-2]
[2004,11,30,17,null,null,3.7529297087202922E-2,2.2165186250551871E-2,1.3659594076801529E-4,1.8868660904702217E-7,5.4211388888889014E-5,8.9133805696632422E-3,6.879885992368398E-2,null,3.0304892278011E-2,2.6967747321893769E-2,7.7218509018214506E-5,2.4898203401096729E-7,2.2949810678943391E-5,8.1675014007684867E-3,6.554055830240442E-2]
[2004,11,30,19,null,null,4.5951100060208513E-2,2.1926092142387561E-2,1.3505280241899967E-3,1.8655499707722962E-6,5.4211388888889014E-5,6.6863842356083749E-3,7.5970181401254111E-2,null,3.7105494785714108E-2,2.6676848367910556E-2,7.6346163604069396E-4,2.4616925844283567E-6,2.2949810678943391E-5,6.1268619895213337E-3,7.0698078282450075E-2]
[2004,12,1,1,null,null,2.4978760581397939E-2,1.8847786467148721E-2,1.4049599999999879E-3,1.6661480863503531E-6,6.4846814516129276E-5,8.6923814726747404E-3,5.399040148382387E-2,null,2.0170339105967786E-2,2.2931562012496975E-2,7.9423236020226609E-4,2.1985711736417401E-6,2.7452204172963845E-5,7.9649956937457751E-3,5.1890779947759411E-2]
[2004,12,1,4,null,null,2.3529425045329122E-2,1.8309080776493014E-2,1.4049599999999879E-3,1.6661480863503531E-6,6.4846814516129276E-5,9.4671207878000534E-3,5.2777099572224664E-2,null,1.9000001244504461E-2,2.2276134226677773E-2,7.9423236020226609E-4,2.1985711736417401E-6,2.7452204172963845E-5,8.6749041725840657E-3,5.0774922779315168E-2]
[2004,12,1,5,null,null,2.3952328609446231E-2,1.8378891676975286E-2,1.4049599999999879E-3,1.6661480863503531E-6,6.4846814516129276E-5,9.4756869024115748E-3,5.3278380151435559E-2,null,1.9341495702148485E-2,2.2361071149978966E-2,7.9423236020226609E-4,2.1985711736417401E-6,2.7452204172963845E-5,8.6827534675336018E-3,5.120920345520992E-2]
[2004,12,1,8,null,null,3.7585582915050611E-2,2.2225169116400371E-2,1.421013333333321E-4,1.6851858031628439E-7,6.4846814516129276E-5,1.1105652788611468E-2,7.112352148649223E-2,null,3.0350343061321422E-2,2.7040726756921304E-2,8.0330740634055263E-5,2.2236924553205979E-7,2.7452204172963845E-5,1.0176322440012183E-2,6.7675397572307464E-2]
[2004,12,1,11,null,null,3.4933232138200578E-2,2.5199693614495575E-2,1.421013333333321E-4,1.6851858031628439E-7,6.4846814516129276E-5,1.3291507450320634E-2,7.3631549869446561E-2,null,2.820857087760132E-2,3.0659745526295152E-2,8.0330740634055263E-5,2.2236924553205979E-7,2.7452204172963845E-5,1.2179262948594153E-2,7.1155584666543176E-2]
[2004,12,1,15,null,null,3.1855461205023847E-2,2.4138396863524786E-2,1.421013333333321E-4,1.6851858031628439E-7,6.4846814516129276E-5,1.1576388143886908E-2,6.7777362878865322E-2,null,2.5723272089041838E-2,2.9368496163885014E-2,8.0330740634055263E-5,2.2236924553205979E-7,2.7452204172963845E-5,1.0607666265573606E-2,6.5807439832553008E-2]
[2004,12,1,20,null,null,4.5629334608358253E-2,2.1773138230401605E-2,1.4049599999999879E-3,1.6661480863503531E-6,6.4846814516129276E-5,5.3115735549645561E-3,7.4185519356326876E-2,null,3.6845669312978765E-2,2.6490753723646975E-2,7.9423236020226609E-4,2.1985711736417401E-6,2.7452204172963845E-5,4.8670966207938881E-3,6.9027402792968498E-2]
[2004,12,1,22,null,null,4.0051794931102704E-2,2.0708533718247005E-2,1.4049599999999879E-3,1.6661480863503531E-6,6.4846814516129276E-5,7.0781525742939508E-3,6.9309954186246137E-2,null,3.2341808270689276E-2,2.5195479902935525E-2,7.9423236020226609E-4,2.1985711736417401E-6,2.7452204172963845E-5,6.485846824734319E-3,6.4847018133907988E-2]
[2004,12,2,2,null,null,2.222892000410261E-2,1.8464236677446066E-2,1.4049599999999879E-3,1.6661480863503531E-6,6.4846814516129276E-5,9.174853703807908E-3,5.1339483347959056E-2,null,1.7949843947665061E-2,2.246490796785482E-2,7.9423236020226609E-4,2.1985711736417401E-6,2.7452204172963845E-5,8.4070942435399889E-3,4.964572929460874E-2]
[2004,12,2,5,null,null,2.3169174615812468E-2,1.8017901014430689E-2,1.4049599999999879E-3,1.6661480863503531E-6,6.4846814516129276E-5,9.4459564628411284E-3,5.2104505055686756E-2,null,1.8709099167808434E-2,2.192186414927879E-2,7.9423236020226609E-4,2.1985711736417401E-6,2.7452204172963845E-5,8.6555108961052559E-3,5.011035734874135E-2]
[2004,12,2,6,null,null,2.5166444357752893E-2,1.8596664523485809E-2,1.4049599999999879E-3,1.6661480863503531E-6,6.4846814516129276E-5,9.5459593675998478E-3,5.478054121144102E-2,null,2.032189367975986E-2,2.2626029135528001E-2,7.9423236020226609E-4,2.1985711736417401E-6,2.7452204172963845E-5,8.7471454738408515E-3,5.2518951424677586E-2]
[2004,12,2,9,null,null,3.884640515642715E-2,2.3365845917051892E-2,1.421013333333321E-4,1.6851858031628439E-7,6.4846814516129276E-5,1.2276827577098963E-2,7.4696195317007774E-2,null,3.1368456513269478E-2,2.8428555552411371E-2,8.0330740634055263E-5,2.2236924553205979E-7,2.7452204172963845E-5,1.1249492338992244E-2,7.1154509718725639E-2]
[2004,12,2,13,null,null,3.3436903529321653E-2,2.4178369806325161E-2,1.421013333333321E-4,1.6851858031628439E-7,6.4846814516129276E-5,1.1072094627739332E-2,6.8894484629815927E-2,null,2.7000286128776529E-2,2.941713009860443E-2,8.0330740634055263E-5,2.2236924553205979E-7,2.7452204172963845E-5,1.0145572454214062E-2,6.6670993995647576E-2]
[2004,12,2,17,null,null,3.6186783912242275E-2,2.4045144037275937E-2,1.421013333333321E-4,1.6851858031628439E-7,6.4846814516129276E-5,9.9011879919071993E-3,7.0340232607855185E-2,null,2.922081343010564E-2,2.9255038120857342E-2,8.0330740634055263E-5,2.2236924553205979E-7,2.7452204172963845E-5,9.0726482686500458E-3,6.765650513366557E-2]
[2004,12,2,20,null,null,4.4317651463652602E-2,2.1633814025608166E-2,1.4049599999999879E-3,1.6661480863503531E-6,6.4846814516129276E-5,5.1280604823233473E-3,7.2550998934186581E-2,null,3.5786485702083426E-2,2.632124195378311E-2,7.9423236020226609E-4,2.1985711736417401E-6,2.7452204172963845E-5,4.6989400761313915E-3,6.763055086754681E-2]
[2004,12,2,24,null,null,2.9532460446795986E-2,1.9296390967277293E-2,1.4049599999999879E-3,1.6661480863503531E-6,6.4846814516129276E-5,7.0344643323872373E-3,5.7334788709062993E-2,null,2.384744991266971E-2,2.3477366260211362E-2,7.9423236020226609E-4,2.1985711736417401E-6,2.7452204172963845E-5,6.4458144515868463E-3,5.459451376001679E-2]
[2004,12,3,3,null,null,2.4664809771138274E-2,1.8824609112459634E-2,1.4049599999999879E-3,1.6661480863503531E-6,6.4846814516129276E-5,8.6495565140321095E-3,5.3610448360232488E-2,null,1.9916823953168461E-2,2.2903362788823423E-2,7.9423236020226609E-4,2.1985711736417401E-6,2.7452204172963845E-5,7.925754363594115E-3,5.1569824241134862E-2]
[2004,12,3,6,null,null,2.8962160356998532E-2,1.8828804577367256E-2,1.4049599999999879E-3,1.6661480863503531E-6,6.4846814516129276E-5,9.9159423479307212E-3,5.9178380244898979E-2,null,2.338693281992232E-2,2.2908467290822535E-2,7.9423236020226609E-4,2.1985711736417401E-6,2.7452204172963845E-5,9.0861679677751682E-3,5.6205451214068891E-2]
[2004,12,3,10,null,null,3.9389689887022142E-2,2.3835857821843619E-2,1.421013333333321E-4,1.6851858031628439E-7,6.4846814516129276E-5,1.2548437302956607E-2,7.5981101678252144E-2,null,3.1807158714344905E-2,2.9000405576292389E-2,8.0330740634055263E-5,2.2236924553205979E-7,2.7452204172963845E-5,1.1498373534972465E-2,7.2413943139662304E-2]
[2004,12,3,11,null,null,3.7290572602741982E-2,2.414460336639224E-2,1.421013333333321E-4,1.6851858031628439E-7,6.4846814516129276E-5,1.2920067567251926E-2,7.4562360202815925E-2,null,3.0112122352986759E-2,2.9376047438175703E-2,8.0330740634055263E-5,2.2236924553205979E-7,2.7452204172963845E-5,1.183890546676618E-2,7.1435080571981197E-2]
[2004,12,3,14,null,null,3.3929343733611519E-2,2.4098902357809038E-2,1.421013333333321E-4,1.6851858031628439E-7,6.4846814516129276E-5,1.2414522464874315E-2,7.0649885222724654E-2,null,2.7397931395344948E-2,2.9320444329864494E-2,8.0330740634055263E-5,2.2236924553205979E-7,2.7452204172963845E-5,1.1375664802963042E-2,6.8202045842225029E-2]
[2004,12,3,18,null,null,4.611904705820033E-2,2.2804652353226523E-2,1.421013333333321E-4,1.6851858031628439E-7,6.4846814516129276E-5,1.0057432203606467E-2,7.9188248281463106E-2,null,3.7241111918929558E-2,2.7745767415337234E-2,8.0330740634055263E-5,2.2236924553205979E-7,2.7452204172963845E-5,9.215817833546561E-3,7.4310702481865915E-2]
[2004,12,3,21,null,null,4.3233038750582743E-2,2.1137014060621788E-2,1.4049599999999879E-3,1.6661480863503531E-6,6.4846814516129276E-5,7.4772083322147123E-3,7.3318734106021702E-2,null,3.4910661373251238E-2,2.5716799664246979E-2,7.9423236020226609E-4,2.1985711736417401E-6,2.7452204172963845E-5,6.8515092618230671E-3,6.830285343487015E-2]
[2004,12,4,1,null,null,3.0059365382763818E-2,1.4513591341687608E-2,1.4049599999999879E-3,1.6661480863503531E-6,6.4846814516129276E-5,8.7361369601136399E-3,5.4780566647167538E-2,null,2.4272925436182841E-2,1.7658270930437658E-2,7.9423236020226609E-4,2.1985711736417401E-6,2.7452204172963845E-5,8.0050896852628482E-3,5.0760169187432216E-2]
[2004,12,4,4,null,null,2.7235102356181869E-2,1.3290277331224145E-2,1.4049599999999879E-3,1.6661480863503531E-6,6.4846814516129276E-5,9.9877714270343119E-3,5.1984624077042796E-2,null,2.1992334180064691E-2,1.6169899808417883E-2,7.9423236020226609E-4,2.1985711736417401E-6,2.7452204172963845E-5,9.1519863292385158E-3,4.8138103453269965E-2]
[2004,12,4,7,null,null,3.1457652805808166E-2,1.4197818437965143E-2,1.421013333333321E-4,1.6851858031628439E-7,6.4846814516129276E-5,1.0152272321725881E-2,5.6014860231928969E-2,null,2.5402041966945309E-2,1.727407908190419E-2,8.0330740634055263E-5,2.2236924553205979E-7,2.7452204172963845E-5,9.3027216509630126E-3,5.208684801386506E-2]
[2004,12,4,9,null,null,3.9300649842051831E-2,1.6545254029740376E-2,1.421013333333321E-4,1.6851858031628439E-7,6.4846814516129276E-5,1.0047941754842721E-2,6.6100962293064711E-2,null,3.1735258913904073E-2,2.0130136738168571E-2,8.0330740634055263E-5,2.2236924553205979E-7,2.7452204172963845E-5,9.2071215535026417E-3,6.1180522519627828E-2]
[2004,12,4,12,null,null,4.2106591264841918E-2,1.6874812328031109E-2,1.421013333333321E-4,1.6851858031628439E-7,6.4846814516129276E-5,9.8960690707801165E-3,6.9084589330082921E-2,null,3.4001055482341752E-2,2.0531100881473096E-2,8.0330740634055263E-5,2.2236924553205979E-7,2.7452204172963845E-5,9.0679577031402368E-3,6.3708119381007636E-2]
[2004,12,4,16,null,null,3.8947313067986926E-2,1.5960629827509388E-2,1.421013333333321E-4,1.6851858031628439E-7,6.4846814516129276E-5,9.2035311496600231E-3,6.4318590711586118E-2,null,3.1449939611199948E-2,1.9418841214376776E-2,8.0330740634055263E-5,2.2236924553205979E-7,2.7452204172963845E-5,8.4333719366483477E-3,5.9410158076277614E-2]
[2004,12,4,19,null,null,4.9905014796682079E-2,1.4816219187395611E-2,1.4049599999999879E-3,1.6661480863503531E-6,6.4846814516129276E-5,5.1832967599524183E-3,7.1376003706632579E-2,null,4.0298279342452586E-2,1.8026469563346473E-2,7.9423236020226609E-4,2.1985711736417401E-6,2.7452204172963845E-5,4.7495541356773448E-3,6.3898186177025265E-2]
[2004,12,4,22,null,null,4.0584097522763089E-2,1.3403206059222805E-2,1.4049599999999879E-3,1.6661480863503531E-6,6.4846814516129276E-5,7.8402417866530703E-3,6.3299018331241436E-2,null,3.2771642398999518E-2,1.6307296957606056E-2,7.9423236020226609E-4,2.1985711736417401E-6,2.7452204172963845E-5,7.1841637720257128E-3,5.7086986264180156E-2]
[2004,12,4,24,null,null,3.4771525788659337E-2,1.2623586404186022E-2,1.4049599999999879E-3,1.6661480863503531E-6,6.4846814516129276E-5,8.8240344900059522E-3,5.7690619645453786E-2,null,2.8077993065495462E-2,1.5358756050863598E-2,7.9423236020226609E-4,2.1985711736417401E-6,2.7452204172963845E-5,8.0856318760633775E-3,5.2346264127971304E-2]
[2004,12,5,6,null,null,2.5375115251642995E-2,1.1977665949786564E-2,1.4049599999999879E-3,1.6661480863503531E-6,6.4846814516129276E-5,9.8741753107548687E-3,4.8698429474786892E-2,null,2.0490395342506219E-2,1.457288313252285E-2,7.9423236020226609E-4,2.1985711736417401E-6,2.7452204172963845E-5,9.0478960313338172E-3,4.4935057641911753E-2]
[2004,12,5,9,null,null,3.5906014645820758E-2,1.4215713921117465E-2,1.421013333333321E-4,1.6851858031628439E-7,6.4846814516129276E-5,8.0557483766353598E-3,5.8384593610003366E-2,null,2.8994092360587351E-2,1.7295852003746569E-2,8.0330740634055263E-5,2.2236924553205979E-7,2.7452204172963845E-5,7.3816365896394783E-3,5.3779586268025953E-2]
[2004,12,5,10,null,null,3.8215213022567626E-2,1.5404565308552247E-2,1.421013333333321E-4,1.6851858031628439E-7,6.4846814516129276E-5,7.5567262619953869E-3,6.1383621259545038E-2,null,3.085876911947432E-2,1.8742293439303004E-2,8.0330740634055263E-5,2.2236924553205979E-7,2.7452204172963845E-5,6.9243730644840146E-3,5.6633440937313886E-2]
[2004,12,5,13,null,null,3.6148463451721305E-2,1.6789405175874964E-2,1.421013333333321E-4,1.6851858031628439E-7,6.4846814516129276E-5,8.6559767275655678E-3,6.1800962021591611E-2,null,2.9189869673673607E-2,2.0427188445421626E-2,8.0330740634055263E-5,2.2236924553205979E-7,2.7452204172963845E-5,7.9316373282692938E-3,5.7656700761417073E-2]
[2004,12,5,17,null,null,3.9441453127731153E-2,1.6256904686640313E-2,1.421013333333321E-4,1.6851858031628439E-7,6.4846814516129276E-5,6.3876875656367817E-3,6.2293162046438026E-2,null,3.1848957510362916E-2,1.9779310350460551E-2,8.0330740634055263E-5,2.2236924553205979E-7,2.7452204172963845E-5,5.8531605076502374E-3,5.7589433682526253E-2]
[2004,12,5,21,null,null,4.1447466894810318E-2,1.6072688379567067E-2,1.4049599999999879E-3,1.6661480863503531E-6,6.4846814516129276E-5,6.1896396151202094E-3,6.5181267852100072E-2,null,3.3468812819091052E-2,1.955517964541854E-2,7.9423236020226609E-4,2.1985711736417401E-6,2.7452204172963845E-5,5.6716853758950869E-3,5.9519560975953546E-2]
[2004,12,5,24,null,null,2.8983442520663406E-2,1.555335457414889E-2,1.4049599999999879E-3,1.6661480863503531E-6,6.4846814516129276E-5,7.2490018004520889E-3,5.3257271857866863E-2,null,2.340411815850749E-2,1.8923321077576088E-2,7.9423236020226609E-4,2.1985711736417401E-6,2.7452204172963845E-5,6.6423992442188069E-3,4.9793721615851251E-2]
[2004,12,6,4,null,null,2.5473276974603293E-2,1.5838476023347644E-2,1.4049599999999879E-3,1.6661480863503531E-6,6.4846814516129276E-5,1.0084078296267219E-2,5.2867304256820624E-2,null,2.0569660894248998E-2,1.9270220179218093E-2,7.9423236020226609E-4,2.1985711736417401E-6,2.7452204172963845E-5,9.2402341588039404E-3,4.9903998367819898E-2]
[2004,12,6,7,null,null,3.4031803739072684E-2,1.7558355998756506E-2,1.421013333333321E-4,1.6851858031628439E-7,6.4846814516129276E-5,9.798583436811446E-3,6.1595859841070418E-2,null,2.7480667808475471E-2,2.1362748889625669E-2,8.0330740634055263E-5,2.2236924553205979E-7,2.7452204172963845E-5,8.9786297488617176E-3,5.7930051761015407E-2]
[2004,12,6,10,null,null,3.9536547004877395E-2,2.3084820577411593E-2,1.421013333333321E-4,1.6851858031628439E-7,6.4846814516129276E-5,1.3804473190416043E-2,7.6632957439134813E-2,null,3.1925745777846827E-2,2.8086640069960585E-2,8.0330740634055263E-5,2.2236924553205979E-7,2.7452204172963845E-5,1.2649303284921202E-2,7.2769694446781163E-2]
[2004,12,6,11,null,null,3.8205548436791782E-2,2.3464632859101033E-2,1.421013333333321E-4,1.6851858031628439E-7,6.4846814516129276E-5,1.3535165973481511E-2,7.54124639358041E-2,null,3.0850964970354021E-2,2.8548746795641618E-2,8.0330740634055263E-5,2.2236924553205979E-7,2.7452204172963845E-5,1.2402531921984438E-2,7.191024900203262E-2]
[2004,12,6,14,null,null,3.57484221437014E-2,2.3523116223955441E-2,1.421013333333321E-4,1.6851858031628439E-7,6.4846814516129276E-5,1.2507434171303627E-2,7.198608920539025E-2,null,2.8866836478617264E-2,2.8619901830753879E-2,8.0330740634055263E-5,2.2236924553205979E-7,2.7452204172963845E-5,1.1460801579798532E-2,6.9055545203222227E-2]
[2004,12,6,19,null,null,4.7169331263507058E-2,2.1732476580798746E-2,1.4049599999999879E-3,1.6661480863503531E-6,6.4846814516129276E-5,7.8343899826292199E-3,7.8207670789537484E-2,null,3.8089215991573382E-2,2.6441281859084863E-2,7.9423236020226609E-4,2.1985711736417401E-6,2.7452204172963845E-5,7.1788016518751956E-3,7.2533182638082311E-2]
[2004,12,6,22,null,null,4.0387976497839248E-2,1.9423324882485712E-2,1.4049599999999879E-3,1.6661480863503531E-6,6.4846814516129276E-5,7.0837226747602344E-3,6.8366497017687669E-2,null,3.2613274750387292E-2,2.363180311958285E-2,7.9423236020226609E-4,2.1985711736417401E-6,2.7452204172963845E-5,6.4909508145174584E-3,6.3559911820036466E-2]
[2004,12,7,1,null,null,2.5961826464907561E-2,1.792807745140686E-2,1.4049599999999879E-3,1.6661480863503531E-6,6.4846814516129276E-5,9.4317962902128061E-3,5.4793173169129697E-2,null,2.0964164410841545E-2,2.1812578392606273E-2,7.9423236020226609E-4,2.1985711736417401E-6,2.7452204172963845E-5,8.6425356586100031E-3,5.2243161597606683E-2]
[2004,12,7,5,null,null,2.5223645020155824E-2,1.6767542474773207E-2,1.4049599999999879E-3,1.6661480863503531E-6,6.4846814516129276E-5,1.0607905797706924E-2,5.4070566255238421E-2,null,2.0368083191605067E-2,2.040058872311739E-2,7.9423236020226609E-4,2.1985711736417401E-6,2.7452204172963845E-5,9.7202273351674941E-3,5.1312782385438821E-2]
[2004,12,7,8,null,null,3.8881464409372006E-2,2.1166762591385477E-2,1.421013333333321E-4,1.6851858031628439E-7,6.4846814516129276E-5,1.1925697904007477E-2,7.2181041571194746E-2,null,3.1396766845897685E-2,2.5752993849658474E-2,8.0330740634055263E-5,2.2236924553205979E-7,2.7452204172963845E-5,1.0927745491720084E-2,6.8185511501328788E-2]
[2004,12,7,9,null,null,4.1189243253043711E-2,2.3039347397144368E-2,1.421013333333321E-4,1.6851858031628439E-7,6.4846814516129276E-5,1.3078996379204379E-2,7.7514703695822224E-2,null,{"$f":"G8195*X$5","v":3.3260297332398367E-2},{"$f":"H8195*Y$5","v":2.803131415383665E-2},{"$f":"I8195*Z$5","v":8.0330740634055263E-5},{"$f":"J8195*AA$5","v":2.2236924553205979E-7},{"$f":"K8195*AB$5","v":2.7452204172963845E-5},{"$f":"L8195*AC$5","v":1.1984534982312958E-2},{"$f":"SUM(O8195:T8195)","v":7.3384151782600521E-2}]
[2004,12,7,15,null,null,3.2732022051832045E-2,2.3789143975456124E-2,1.421013333333321E-4,1.6851858031628439E-7,6.4846814516129276E-5,1.2056847508874697E-2,6.8785130202592651E-2,null,2.643109461968824E-2,2.8943570177231381E-2,8.0330740634055263E-5,2.2236924553205979E-7,2.7452204172963845E-5,1.1047920387551298E-2,6.6530590498523459E-2]
[2004,12,7,16,null,null,3.4225015859380162E-2,2.3448665794001657E-2,1.421013333333321E-4,1.6851858031628439E-7,6.4846814516129276E-5,1.1845658209344979E-2,6.9726456529156572E-2,null,2.7636686517781936E-2,2.8529320124816262E-2,8.0330740634055263E-5,2.2236924553205979E-7,2.7452204172963845E-5,1.0854403585900646E-2,6.712841554255139E-2]
[2004,12,7,20,null,null,4.6776272166529423E-2,2.1213501287675303E-2,1.4049599999999879E-3,1.6661480863503531E-6,6.4846814516129276E-5,5.8273200951610401E-3,7.5288566511968233E-2,null,3.777182092912066E-2,2.5809859482883973E-2,7.9423236020226609E-4,2.1985711736417401E-6,2.7452204172963845E-5,5.3396850575350594E-3,6.9745248605088558E-2]
[2004,12,7,23,null,null,3.803524969250429E-2,1.9043296416955558E-2,1.4049599999999879E-3,1.6661480863503531E-6,6.4846814516129276E-5,6.7516975032942024E-3,6.5301716575356522E-2,null,3.0713448802952292E-2,2.3169433369214117E-2,7.9423236020226609E-4,2.1985711736417401E-6,2.7452204172963845E-5,6.1867097881364132E-3,6.0893475095851697E-2]
[2004,12,8,2,null,null,2.4864324442351451E-2,1.7647365855977613E-2,1.4049599999999879E-3,1.6661480863503531E-6,6.4846814516129276E-5,1.0372095482759006E-2,5.4355258743690536E-2,null,2.0077931969792087E-2,2.1471044633751751E-2,7.9423236020226609E-4,2.1985711736417401E-6,2.7452204172963845E-5,9.5041498253382976E-3,5.1877009564431004E-2]
[2004,12,8,6,null,null,2.8220694844337566E-2,1.7486203746079631E-2,1.4049599999999879E-3,1.6661480863503531E-6,6.4846814516129276E-5,1.0820077493624019E-2,5.7998449046643689E-2,null,2.2788199717172233E-2,2.127496331016333E-2,7.9423236020226609E-4,2.1985711736417401E-6,2.7452204172963845E-5,9.9146443254511003E-3,5.4801690488335539E-2]
[2004,12,8,8,null,null,3.9978004442012167E-2,2.1437644024048821E-2,1.421013333333321E-4,1.6851858031628439E-7,6.4846814516129276E-5,1.2019571404674011E-2,7.3642336537164774E-2,null,3.2282222480477581E-2,2.6082567531001924E-2,8.0330740634055263E-5,2.2236924553205979E-7,2.7452204172963845E-5,1.1013763579043592E-2,6.948655890457564E-2]
[2004,12,8,11,null,null,3.6985617286195024E-2,2.4989886799724054E-2,1.421013333333321E-4,1.6851858031628439E-7,6.4846814516129276E-5,1.4056571963699024E-2,7.6239192716047885E-2,null,2.9865871057736321E-2,3.0404479583423641E-2,8.0330740634055263E-5,2.2236924553205979E-7,2.7452204172963845E-5,1.2880306221217745E-2,7.3258662176430248E-2]
[2004,12,8,14,null,null,3.3984840973120121E-2,2.4143577119765683E-2,1.421013333333321E-4,1.6851858031628439E-7,6.4846814516129276E-5,1.4105077441086857E-2,7.2440612200402446E-2,null,2.7442745393889266E-2,2.9374798833295863E-2,8.0330740634055263E-5,2.2236924553205979E-7,2.7452204172963845E-5,1.2924752719537184E-2,6.9850302260774863E-2]
[2004,12,8,17,null,null,3.9606709202787263E-2,2.3281237493535535E-2,1.421013333333321E-4,1.6851858031628439E-7,6.4846814516129276E-5,1.1377077757886362E-2,7.4472141120638949E-2,null,3.1982401724391908E-2,2.8325614906621124E-2,8.0330740634055263E-5,2.2236924553205979E-7,2.7452204172963845E-5,1.0425034339995603E-2,7.0841056285061182E-2]
[2004,12,8,21,null,null,4.4405952636928203E-2,2.1074976307309059E-2,1.4049599999999879E-3,1.6661480863503531E-6,6.4846814516129276E-5,8.1611010577782219E-3,7.511350296461794E-2,null,3.5857788863928458E-2,2.5641320106491672E-2,7.9423236020226609E-4,2.1985711736417401E-6,2.7452204172963845E-5,7.4781732699802294E-3,6.9801165375949228E-2]
[2004,12,8,24,null,null,3.2619667534813247E-2,1.8528050410209298E-2,1.4049599999999879E-3,1.6661480863503531E-6,6.4846814516129276E-5,8.0835461881363108E-3,6.0702737095761322E-2,null,2.6340368392461254E-2,2.2542548308945247E-2,7.9423236020226609E-4,2.1985711736417401E-6,2.7452204172963845E-5,7.4071082569376352E-3,5.7113908093893002E-2]
[2004,12,9,5,null,null,2.6469093303998964E-2,1.6755786859329769E-2,1.4049599999999879E-3,1.6661480863503531E-6,6.4846814516129276E-5,1.0944181516917156E-2,5.5640534642848363E-2,null,2.1373782179038809E-2,2.0386286002476633E-2,7.9423236020226609E-4,2.1985711736417401E-6,2.7452204172963845E-5,1.002836321988915E-2,5.2612314536953461E-2]
[2004,12,9,8,null,null,4.0581861127894726E-2,2.1236312288017322E-2,1.421013333333321E-4,1.6851858031628439E-7,6.4846814516129276E-5,1.2251568967886699E-2,7.4276859050228516E-2,null,3.2769836511044322E-2,2.5837612973715472E-2,8.0330740634055263E-5,2.2236924553205979E-7,2.7452204172963845E-5,1.1226347391403584E-2,6.9941802190215924E-2]
[2004,12,9,11,null,null,3.7781861214248667E-2,2.4239730352236567E-2,1.421013333333321E-4,1.6851858031628439E-7,6.4846814516129276E-5,1.4667371238751706E-2,7.6896079471666726E-2,null,3.0508837708846714E-2,2.94917857175091E-2,8.0330740634055263E-5,2.2236924553205979E-7,2.7452204172963845E-5,1.3439993300165124E-2,7.3548622040573483E-2]
[2004,12,9,12,null,null,3.7923895533240666E-2,2.4099749436866314E-2,1.421013333333321E-4,1.6851858031628439E-7,6.4846814516129276E-5,1.4185149868762065E-2,7.6415911505298834E-2,null,3.0623530364209582E-2,2.9321474946693973E-2,8.0330740634055263E-5,2.2236924553205979E-7,2.7452204172963845E-5,1.2998124619243347E-2,7.3051135244199455E-2]
[2004,12,9,15,null,null,3.4131668642457542E-2,2.3939887511863756E-2,1.421013333333321E-4,1.6851858031628439E-7,6.4846814516129276E-5,1.2503663428707731E-2,7.0782336249458816E-2,null,2.75613086777249E-2,2.9126975520831797E-2,8.0330740634055263E-5,2.2236924553205979E-7,2.7452204172963845E-5,1.1457346376108615E-2,6.8253635888717856E-2]
[2004,12,9,18,null,null,4.7040394077307465E-2,2.2805117472821258E-2,1.421013333333321E-4,1.6851858031628439E-7,6.4846814516129276E-5,1.1233275155198971E-2,8.1285903371757465E-2,null,3.7985099265663777E-2,2.7746333313027578E-2,8.0330740634055263E-5,2.2236924553205979E-7,2.7452204172963845E-5,1.0293265259824059E-2,7.6132703152567968E-2]
[2004,12,9,22,null,null,4.2682360203123319E-2,2.0236203550136105E-2,1.4049599999999879E-3,1.6661480863503531E-6,6.4846814516129276E-5,7.9928411845539057E-3,7.2382877900415782E-2,null,3.4465988668036629E-2,2.4620809314466852E-2,7.9423236020226609E-4,2.1985711736417401E-6,2.7452204172963845E-5,7.3239935242022875E-3,6.7234674642254633E-2]
[2004,12,10,2,null,null,2.6489585896788213E-2,1.7897387577023017E-2,1.4049599999999879E-3,1.6661480863503531E-6,6.4846814516129276E-5,9.6182802080252774E-3,5.5476726644438978E-2,null,2.1390329939460016E-2,2.1775238901371296E-2,7.9423236020226609E-4,2.1985711736417401E-6,2.7452204172963845E-5,8.8134144456257918E-3,5.2802866422005969E-2]
[2004,12,10,6,null,null,3.0494316068289451E-2,1.7648544832615382E-2,1.4049599999999879E-3,1.6661480863503531E-6,6.4846814516129276E-5,1.0805505162319375E-2,6.0419839025826677E-2,null,2.4624147939510673E-2,2.1472479060862189E-2,7.9423236020226609E-4,2.1985711736417401E-6,2.7452204172963845E-5,9.9012914190635699E-3,5.6821801554985299E-2]
[2004,12,10,9,null,null,4.3518036533986157E-2,2.3016860513116164E-2,1.421013333333321E-4,1.6851858031628439E-7,6.4846814516129276E-5,1.2460316841950187E-2,7.9202330555482287E-2,null,3.5140796968528815E-2,2.8003955006041796E-2,8.0330740634055263E-5,2.2236924553205979E-7,2.7452204172963845E-5,1.1417627068120609E-2,7.467038435674378E-2]
[2004,12,10,12,null,null,3.7627695513283113E-2,2.4477194080286417E-2,1.421013333333321E-4,1.6851858031628439E-7,6.4846814516129276E-5,1.299178473408426E-2,7.5303790994083575E-2,null,3.0384348967427727E-2,2.9780701034699535E-2,8.0330740634055263E-5,2.2236924553205979E-7,2.7452204172963845E-5,1.1904621280871082E-2,7.2177676597050891E-2]
[2004,12,10,13,null,null,3.7531100179394705E-2,2.4111303289884051E-2,1.421013333333321E-4,1.6851858031628439E-7,6.4846814516129276E-5,1.1052257623680506E-2,7.2901777759389039E-2,null,3.0306348274229431E-2,2.9335532188769657E-2,8.0330740634055263E-5,2.2236924553205979E-7,2.7452204172963845E-5,1.0127395427308138E-2,6.9877281204359779E-2]
[2004,12,10,16,null,null,3.7534098462220021E-2,2.3196040731957013E-2,1.421013333333321E-4,1.6851858031628439E-7,6.4846814516129276E-5,1.0398478771684278E-2,7.1335734632291092E-2,null,3.0308769386402916E-2,2.8221958446760068E-2,8.0330740634055263E-5,2.2236924553205979E-7,2.7452204172963845E-5,9.5283253384974061E-3,6.8167058485712945E-2]
[2004,12,10,19,null,null,4.8640045007823998E-2,2.2263010296203933E-2,1.4049599999999879E-3,1.6661480863503531E-6,6.4846814516129276E-5,9.4003385537547706E-3,8.1774866820385164E-2,null,3.9276816747584153E-2,2.7086767036654094E-2,7.9423236020226609E-4,2.1985711736417401E-6,2.7452204172963845E-5,8.6137103319476951E-3,7.5801177251734825E-2]
[2004,12,10,24,null,null,3.4748741356525566E-2,1.5884085206986316E-2,1.4049599999999879E-3,1.6661480863503531E-6,6.4846814516129276E-5,6.1154758552097073E-3,5.8219775381324057E-2,null,2.8059594645726896E-2,1.9325711566749067E-2,7.9423236020226609E-4,2.1985711736417401E-6,2.7452204172963845E-5,5.6037277016747246E-3,5.3812917049699552E-2]
[2004,12,11,3,null,null,2.8937739069243056E-2,1.4697857457150815E-2,1.4049599999999879E-3,1.6661480863503531E-6,6.4846814516129276E-5,9.4635141976760588E-3,5.4570583686672405E-2,null,2.3367212639898688E-2,1.788246223592127E-2,7.9423236020226609E-4,2.1985711736417401E-6,2.7452204172963845E-5,8.6715993849493973E-3,5.0745157396318227E-2]
[2004,12,11,7,null,null,3.3240758711066506E-2,1.4991693130688186E-2,1.421013333333321E-4,1.6851858031628439E-7,6.4846814516129276E-5,9.9652805786704032E-3,5.8404849086854872E-2,null,2.6841899267058857E-2,1.8239963684749252E-2,8.0330740634055263E-5,2.2236924553205979E-7,2.7452204172963845E-5,9.1313775339468741E-3,5.432124579980753E-2]
[2004,12,11,10,null,null,4.3120753518722056E-2,1.8156465346334163E-2,1.421013333333321E-4,1.6851858031628439E-7,6.4846814516129276E-5,1.1149105871436336E-2,7.2633441402922327E-2,null,3.4819991093761514E-2,2.2090451403559447E-2,8.0330740634055263E-5,2.2236924553205979E-7,2.7452204172963845E-5,1.0216139332387195E-2,6.723458714376071E-2]
[2004,12,11,13,null,null,4.4403898575504322E-2,1.7218273137715769E-2,1.421013333333321E-4,1.6851858031628439E-7,6.4846814516129276E-5,9.0443582886290605E-3,7.0873646668278931E-2,null,3.5856130210156219E-2,2.0948979812236347E-2,8.0330740634055263E-5,2.2236924553205979E-7,2.7452204172963845E-5,8.2875187942548292E-3,6.5200634130699944E-2]
[2004,12,11,16,null,null,4.0960609030344403E-2,1.6458575672126937E-2,1.421013333333321E-4,1.6851858031628439E-7,6.4846814516129276E-5,9.4365719522655749E-3,6.7062873321166699E-2,null,3.3075675289681451E-2,2.0024677662843285E-2,8.0330740634055263E-5,2.2236924553205979E-7,2.7452204172963845E-5,8.6469116892530055E-3,6.1855269955830294E-2]
[2004,12,11,18,null,null,5.1306745363021947E-2,1.6185231262715587E-2,1.421013333333321E-4,1.6851858031628439E-7,6.4846814516129276E-5,7.8292279782983046E-3,7.5528321270465604E-2,null,4.1430176210038999E-2,1.9692107348227766E-2,8.0330740634055263E-5,2.2236924553205979E-7,2.7452204172963845E-5,7.1740716084002188E-3,6.8404360480719531E-2]
[2004,12,11,22,null,null,4.2450524627012043E-2,1.4169605389180794E-2,1.4049599999999879E-3,1.6661480863503531E-6,6.4846814516129276E-5,7.9081995102570132E-3,6.5999802489052323E-2,null,3.4278781533729319E-2,1.7239753073442266E-2,7.9423236020226609E-4,2.1985711736417401E-6,2.7452204172963845E-5,7.2464347362676462E-3,5.9588852478988097E-2]
[2004,12,12,1,null,null,2.9862279348504876E-2,1.2975329838139539E-2,1.4049599999999879E-3,1.6661480863503531E-6,6.4846814516129276E-5,9.8322170220641394E-3,5.4141299171311025E-2,null,2.4113778542921304E-2,1.578671221336855E-2,7.9423236020226609E-4,2.1985711736417401E-6,2.7452204172963845E-5,9.0094488474649105E-3,4.9733822739303629E-2]
[2004,12,12,4,null,null,2.7013448753479379E-2,1.2298269684897565E-2,1.4049599999999879E-3,1.6661480863503531E-6,6.4846814516129276E-5,1.049329245160518E-2,5.1276483852584591E-2,null,2.1813348985182838E-2,1.4962952515256487E-2,7.9423236020226609E-4,2.1985711736417401E-6,2.7452204172963845E-5,9.6152049300859931E-3,4.7215389566074184E-2]
[2004,12,12,8,null,null,3.4604103970741297E-2,1.4514371061300935E-2,1.421013333333321E-4,1.6851858031628439E-7,6.4846814516129276E-5,1.0313752059359553E-2,5.9639343757831566E-2,null,2.7942800014978002E-2,1.7659219592960788E-2,8.0330740634055263E-5,2.2236924553205979E-7,2.7452204172963845E-5,9.4506886285884925E-3,5.5160713550579832E-2]
[2004,12,12,9,null,null,3.9441188210848875E-2,1.5042000402747972E-2,1.421013333333321E-4,1.6851858031628439E-7,6.4846814516129276E-5,8.6349588816193694E-3,6.3325264161645994E-2,null,3.1848743590087207E-2,1.8301171101913555E-2,8.0330740634055263E-5,2.2236924553205979E-7,2.7452204172963845E-5,7.9123782733164557E-3,5.8170298279369773E-2]
[2004,12,12,13,null,null,3.9624571804208322E-2,1.7004911962516855E-2,1.421013333333321E-4,1.6851858031628439E-7,6.4846814516129276E-5,1.019413220800835E-2,6.7030732641163313E-2,null,3.1996825767842879E-2,2.068938938082622E-2,8.0330740634055263E-5,2.2236924553205979E-7,2.7452204172963845E-5,9.3410786668197913E-3,6.2135299129541438E-2]
[2004,12,12,14,null,null,3.8207715517456838E-2,1.7498519109762384E-2,1.421013333333321E-4,1.6851858031628439E-7,6.4846814516129276E-5,1.0163942815937363E-2,6.6077294109586363E-2,null,3.0852714887117973E-2,2.128994706045622E-2,8.0330740634055263E-5,2.2236924553205979E-7,2.7452204172963845E-5,9.3134155484214422E-3,6.1564082810048187E-2]
[2004,12,12,15,null,null,3.7969748706654941E-2,1.77178486456879E-2,1.421013333333321E-4,1.6851858031628439E-7,6.4846814516129276E-5,8.5148209331557517E-3,6.4409534951928374E-2,null,3.0660556783268157E-2,2.155679902543442E-2,8.0330740634055263E-5,2.2236924553205979E-7,2.7452204172963845E-5,7.8022935692366518E-3,6.0127654691991779E-2]
[2004,12,12,16,null,null,3.9886946648376477E-2,1.7494367241326435E-2,1.421013333333321E-4,1.6851858031628439E-7,6.4846814516129276E-5,7.9068763738615946E-3,6.5495306929994279E-2,null,3.2208693348802372E-2,2.1284895601035633E-2,8.0330740634055263E-5,2.2236924553205979E-7,2.7452204172963845E-5,7.2452223210365757E-3,6.0846816584927133E-2]
[2004,12,12,17,null,null,4.2940176893696273E-2,1.7149178723054943E-2,1.421013333333321E-4,1.6851858031628439E-7,6.4846814516129276E-5,7.2681135446278997E-3,6.7564585827808901E-2,null,{"$f":"G8323*X$5","v":3.4674175541804395E-2},{"$f":"H8323*Y$5","v":2.086491461671466E-2},{"$f":"I8323*Z$5","v":8.0330740634055263E-5},{"$f":"J8323*AA$5","v":2.2236924553205979E-7},{"$f":"K8323*AB$5","v":2.7452204172963845E-5},{"$f":"L8323*AC$5","v":6.6599117015975866E-3},{"$f":"SUM(O8323:T8323)","v":6.2307007174169191E-2}]
[2004,12,12,18,null,null,4.9707272818405257E-2,1.6815020043912512E-2,1.421013333333321E-4,1.6851858031628439E-7,6.4846814516129276E-5,5.9888465843472337E-3,7.2718256113094779E-2,null,4.0138602774660873E-2,2.0458353321778259E-2,8.0330740634055263E-5,2.2236924553205979E-7,2.7452204172963845E-5,5.4876948745038968E-3,6.6192656284995571E-2]
[2004,12,12,19,null,null,5.0063620400778094E-2,1.6527960538047014E-2,1.4049599999999879E-3,1.6661480863503531E-6,6.4846814516129276E-5,5.4943359477385382E-3,7.3557389849166113E-2,null,4.0426353303860657E-2,2.0109096242093866E-2,7.9423236020226609E-4,2.1985711736417401E-6,2.7452204172963845E-5,5.0345653031106464E-3,6.6393897984614036E-2]
[2004,12,12,20,null,null,4.6672947144190589E-2,1.6460580473822702E-2,1.4049599999999879E-3,1.6661480863503531E-6,6.4846814516129276E-5,7.1177098353806126E-3,7.1722710415996357E-2,null,3.7688386015209921E-2,2.0027116847650971E-2,7.9423236020226609E-4,2.1985711736417401E-6,2.7452204172963845E-5,6.5220939010047409E-3,6.5061479899414507E-2]
[2004,12,12,21,null,null,4.5197064314751519E-2,1.6548331820067375E-2,1.4049599999999879E-3,1.6661480863503531E-6,6.4846814516129276E-5,7.4802205144337093E-3,7.0697089611855071E-2,null,3.6496611225045557E-2,2.0133881397514538E-2,7.9423236020226609E-4,2.1985711736417401E-6,2.7452204172963845E-5,6.8542693821052368E-3,6.4308645140214199E-2]
[2004,12,12,22,null,null,4.351462317795958E-2,1.7288204436653389E-2,1.4049599999999879E-3,1.6661480863503531E-6,6.4846814516129276E-5,5.7354277416360811E-3,6.800972831885152E-2,null,3.5138040684912532E-2,2.1034063220890069E-2,7.9423236020226609E-4,2.1985711736417401E-6,2.7452204172963845E-5,5.2554823332971361E-3,6.2251469374648608E-2]
[2004,12,12,23,null,null,3.9360600897045669E-2,1.6221668697808583E-2,1.4049599999999879E-3,1.6661480863503531E-6,6.4846814516129276E-5,4.5676672309344643E-3,6.1621409788391188E-2,null,3.1783669366658357E-2,1.9736439731973081E-2,7.9423236020226609E-4,2.1985711736417401E-6,2.7452204172963845E-5,4.1854410024715271E-3,5.6529433236651834E-2]
[2004,12,12,24,null,null,3.1643106516882222E-2,1.69169173593582E-2,1.4049599999999879E-3,1.6661480863503531E-6,6.4846814516129276E-5,7.7325543092905125E-3,5.7764051148133405E-2,null,2.5551795763921512E-2,2.0582328867242046E-2,7.9423236020226609E-4,2.1985711736417401E-6,2.7452204172963845E-5,7.0854876731730031E-3,5.4043495439885431E-2]
[2004,12,13,1,null,null,2.6624208821924081E-2,1.7001715167197725E-2,1.4049599999999879E-3,1.6661480863503531E-6,6.4846814516129276E-5,8.4317223527065575E-3,5.3529119304430842E-2,null,2.1499037897269979E-2,2.0685499931514511E-2,7.9423236020226609E-4,2.1985711736417401E-6,2.7452204172963845E-5,7.7261487477610991E-3,5.073456971209446E-2]
[2004,12,13,2,null,null,2.4701139779102949E-2,1.7228736497973938E-2,1.4049599999999879E-3,1.6661480863503531E-6,6.4846814516129276E-5,9.4444253543673386E-3,5.2845774594046699E-2,null,1.9946160419963204E-2,2.0961710283002106E-2,7.9423236020226609E-4,2.1985711736417401E-6,2.7452204172963845E-5,8.6541079120739245E-3,5.0385861750588103E-2]
[2004,12,13,3,null,null,2.4258549912361888E-2,1.718890983916652E-2,1.4049599999999879E-3,1.6661480863503531E-6,6.4846814516129276E-5,9.7276715027847741E-3,5.2646604216915652E-2,null,1.9588769280881609E-2,2.0913254327827493E-2,7.9423236020226609E-4,2.1985711736417401E-6,2.7452204172963845E-5,8.9136517850053019E-3,5.0239558529263276E-2]
[2004,12,13,4,null,null,2.5176316028005814E-2,1.7183686577014138E-2,1.4049599999999879E-3,1.6661480863503531E-6,6.4846814516129276E-5,9.3365399263199301E-3,5.3168015493942351E-2,null,2.0329865049511966E-2,2.0906899334355786E-2,7.9423236020226609E-4,2.1985711736417401E-6,2.7452204172963845E-5,8.5552504272158533E-3,5.0615897946632474E-2]
[2004,12,13,5,null,null,2.5577648968756996E-2,1.743355715491874E-2,1.4049599999999879E-3,1.6661480863503531E-6,6.4846814516129276E-5,9.6990172978456118E-3,5.4181696384123818E-2,null,2.0653941237478438E-2,2.1210909710444509E-2,7.9423236020226609E-4,2.1985711736417401E-6,2.7452204172963845E-5,8.8873953879907899E-3,5.1576129471462603E-2]
[2004,12,13,6,null,null,2.733893466464413E-2,1.7867574995279148E-2,1.4049599999999879E-3,1.6661480863503531E-6,6.4846814516129276E-5,9.3723830040965996E-3,5.6050365626622342E-2,null,2.2076178727315723E-2,2.1738966786966574E-2,7.9423236020226609E-4,2.1985711736417401E-6,2.7452204172963845E-5,8.588094126153736E-3,5.3227122775984903E-2]
[2004,12,13,7,null,null,3.3662932632423918E-2,1.9242126833670697E-2,1.421013333333321E-4,1.6851858031628439E-7,6.4846814516129276E-5,8.834044523978811E-3,6.1946220656503202E-2,null,2.7182804538468389E-2,2.341134464292368E-2,8.0330740634055263E-5,2.2236924553205979E-7,2.7452204172963845E-5,8.0948042619899165E-3,5.8796958757434542E-2]
[2004,12,13,8,null,null,3.9609237486753865E-2,2.1351325409367499E-2,1.421013333333321E-4,1.6851858031628439E-7,6.4846814516129276E-5,1.0421466893696383E-2,7.1589146456247532E-2,null,3.1984443312676338E-2,2.5977546144599462E-2,8.0330740634055263E-5,2.2236924553205979E-7,2.7452204172963845E-5,9.5493897951609008E-3,6.7619384566489249E-2]
[2004,12,13,9,null,null,4.1893175941330123E-2,2.3150453204076982E-2,1.421013333333321E-4,1.6851858031628439E-7,6.4846814516129276E-5,1.1191440319028611E-2,7.6442186130865494E-2,null,3.3828722694587324E-2,2.8166493407170434E-2,8.0330740634055263E-5,2.2236924553205979E-7,2.7452204172963845E-5,1.025493119786498E-2,7.2358152613675286E-2]
[2004,12,13,10,null,null,3.9274185229747127E-2,2.4576512413108157E-2,1.421013333333321E-4,1.6851858031628439E-7,6.4846814516129276E-5,1.3011036614829708E-2,7.7068850924114765E-2,null,3.1713888750130162E-2,2.9901538805864294E-2,8.0330740634055263E-5,2.2236924553205979E-7,2.7452204172963845E-5,1.1922262148073706E-2,7.364569501812071E-2]
[2004,12,13,11,null,null,3.7813608045643175E-2,2.5247177281102831E-2,1.421013333333321E-4,1.6851858031628439E-7,6.4846814516129276E-5,1.2573520592738705E-2,7.5841422585914489E-2,null,3.0534473262407533E-2,3.071751754357065E-2,8.0330740634055263E-5,2.2236924553205979E-7,2.7452204172963845E-5,1.1521357834008056E-2,7.2881353954038788E-2]
[2004,12,13,12,null,null,3.7211669343509619E-2,2.5199625443632859E-2,1.421013333333321E-4,1.6851858031628439E-7,6.4846814516129276E-5,1.2559094517818951E-2,7.5177505971391209E-2,null,3.0048408002945389E-2,3.0659662584758832E-2,8.0330740634055263E-5,2.2236924553205979E-7,2.7452204172963845E-5,1.1508138945148346E-2,7.2324214846905113E-2]
[2004,12,13,13,null,null,3.714564589345154E-2,2.4856870332360809E-2,1.421013333333321E-4,1.6851858031628439E-7,6.4846814516129276E-5,1.1282187013413759E-2,7.3491819905655884E-2,null,2.9995094093623196E-2,3.0242642257043692E-2,8.0330740634055263E-5,2.2236924553205979E-7,2.7452204172963845E-5,1.0338084132681696E-2,7.0683825797401123E-2]
[2004,12,13,14,null,null,3.5422025561306046E-2,2.5097760072926658E-2,1.421013333333321E-4,1.6851858031628439E-7,6.4846814516129276E-5,1.1668651710023863E-2,7.2395554010686342E-2,null,2.860327136983256E-2,3.0535725905544712E-2,8.0330740634055263E-5,2.2236924553205979E-7,2.7452204172963845E-5,1.0692209139040518E-2,6.9939211728470341E-2]
[2004,12,13,15,null,null,3.5012391011932521E-2,2.4646551108634309E-2,1.421013333333321E-4,1.6851858031628439E-7,6.4846814516129276E-5,1.1145003673879869E-2,7.1011062460876476E-2,null,2.827249163624812E-2,2.9986752880871548E-2,8.0330740634055263E-5,2.2236924553205979E-7,2.7452204172963845E-5,1.0212380410166068E-2,6.8579630241338285E-2]
[2004,12,13,16,null,null,3.6416634317830827E-2,2.4026842790301824E-2,1.421013333333321E-4,1.6851858031628439E-7,6.4846814516129276E-5,9.0439711527428319E-3,6.9694564927305261E-2,null,2.9406417540015637E-2,2.923277151779367E-2,8.0330740634055263E-5,2.2236924553205979E-7,2.7452204172963845E-5,8.287164054224562E-3,6.7034358426086418E-2]
[2004,12,13,17,null,null,4.0787525690120299E-2,2.4104628602922871E-2,1.421013333333321E-4,1.6851858031628439E-7,6.4846814516129276E-5,9.1779101166515782E-3,7.4277181076124521E-2,null,3.2935910562182771E-2,2.9327411288300465E-2,8.0330740634055263E-5,2.2236924553205979E-7,2.7452204172963845E-5,8.4098948931910274E-3,7.0781222057726814E-2]
[2004,12,13,18,null,null,4.7488884043719377E-2,2.3660692622681483E-2,1.421013333333321E-4,1.6851858031628439E-7,6.4846814516129276E-5,8.2738851121778416E-3,7.9630578445008482E-2,null,3.8347254732852533E-2,2.8787287095030988E-2,8.0330740634055263E-5,2.2236924553205979E-7,2.7452204172963845E-5,7.5815194600249393E-3,7.4824066601961017E-2]
[2004,12,13,19,null,null,4.702979944563155E-2,2.2981352649634287E-2,1.4049599999999879E-3,1.6661480863503531E-6,6.4846814516129276E-5,7.1698954718972642E-3,7.8652520529765568E-2,null,3.797654410485387E-2,2.7960753605453713E-2,7.9423236020226609E-4,2.1985711736417401E-6,2.7452204172963845E-5,6.5699125996475892E-3,7.333109344550405E-2]
[2004,12,13,20,null,null,4.5827451565401391E-2,2.2293209936286994E-2,1.4049599999999879E-3,1.6661480863503531E-6,6.4846814516129276E-5,5.1319686438933759E-3,7.4724103108184212E-2,null,3.7005648675973203E-2,2.7123510073855141E-2,7.9423236020226609E-4,2.1985711736417401E-6,2.7452204172963845E-5,4.7025211994603201E-3,6.9655563084837543E-2]
[2004,12,13,21,null,null,4.2894030253478835E-2,2.1955535124847065E-2,1.4049599999999879E-3,1.6661480863503531E-6,6.4846814516129276E-5,6.4129476093764048E-3,7.2733985950304753E-2,null,3.4636912148420497E-2,2.6712670801450948E-2,7.9423236020226609E-4,2.1985711736417401E-6,2.7452204172963845E-5,5.8763067697238016E-3,6.8049772855144117E-2]
[2004,12,13,22,null,null,4.0064602103446874E-2,2.100362158453185E-2,1.4049599999999879E-3,1.6661480863503531E-6,6.4846814516129276E-5,6.2156732720740253E-3,6.8755369922655213E-2,null,3.2352150057197403E-2,2.5554504858817783E-2,7.9423236020226609E-4,2.1985711736417401E-6,2.7452204172963845E-5,5.6955405145796287E-3,6.4426078566143685E-2]
[2004,12,13,23,null,null,3.7511265613362037E-2,2.0203403330976252E-2,1.4049599999999879E-3,1.6661480863503531E-6,6.4846814516129276E-5,5.6181531208440586E-3,6.4804295027784814E-2,null,3.0290331870149054E-2,2.4580902227181102E-2,7.9423236020226609E-4,2.1985711736417401E-6,2.7452204172963845E-5,5.1480213512255912E-3,6.0843138584104617E-2]
[2004,12,13,24,null,null,2.9667445564670269E-2,1.9792183518796767E-2,1.4049599999999879E-3,1.6661480863503531E-6,6.4846814516129276E-5,7.7117553727021424E-3,5.8642857418771649E-2,null,2.3956450340970024E-2,2.4080582858633643E-2,7.9423236020226609E-4,2.1985711736417401E-6,2.7452204172963845E-5,7.0664292090591536E-3,5.5927345544211686E-2]
[2004,12,14,1,null,null,2.425494469875553E-2,1.9106131082731591E-2,1.4049599999999879E-3,1.6661480863503531E-6,6.4846814516129276E-5,8.3477838804359387E-3,5.3180332624525532E-2,null,1.9585858072346952E-2,2.3245882507540734E-2,7.9423236020226609E-4,2.1985711736417401E-6,2.7452204172963845E-5,7.6492343173168321E-3,5.1304858032753385E-2]
[2004,12,14,2,null,null,2.2451206942373621E-2,1.8614421347213174E-2,1.4049599999999879E-3,1.6661480863503531E-6,6.4846814516129276E-5,9.1713729011542264E-3,5.1708474153343488E-2,null,1.8129340560763336E-2,2.2647633354419102E-2,7.9423236020226609E-4,2.1985711736417401E-6,2.7452204172963845E-5,8.4039047173745177E-3,5.0004761768105824E-2]
[2004,12,14,3,null,null,2.1837339803823349E-2,1.8284179798853554E-2,1.4049599999999879E-3,1.6661480863503531E-6,6.4846814516129276E-5,9.5997016849031121E-3,5.1192694250182483E-2,null,1.7633643093700455E-2,2.2245837920323374E-2,7.9423236020226609E-4,2.1985711736417401E-6,2.7452204172963845E-5,8.7963905889152476E-3,4.9499754738487944E-2]
[2004,12,14,4,null,null,2.2998849439194564E-2,1.807473931749027E-2,1.4049599999999879E-3,1.6661480863503531E-6,6.4846814516129276E-5,9.4401737750304856E-3,5.1985235494317793E-2,null,1.8571561656310548E-2,2.1991017684818235E-2,7.9423236020226609E-4,2.1985711736417401E-6,2.7452204172963845E-5,8.6502121084652012E-3,5.0036674585142847E-2]
[2004,12,14,5,null,null,2.3416231599160474E-2,1.8140018344930234E-2,1.4049599999999879E-3,1.6661480863503531E-6,6.4846814516129276E-5,9.451272350417473E-3,5.2478995257110653E-2,null,1.890859758232696E-2,2.2070440807977244E-2,7.9423236020226609E-4,2.1985711736417401E-6,2.7452204172963845E-5,8.6603819457464985E-3,5.0463303471599566E-2]
[2004,12,14,6,null,null,2.5384688144225228E-2,1.8849000751777811E-2,1.4049599999999879E-3,1.6661480863503531E-6,6.4846814516129276E-5,9.469103282776151E-3,5.5174265141381663E-2,null,2.049812544940962E-2,2.2933039397829268E-2,7.9423236020226609E-4,2.1985711736417401E-6,2.7452204172963845E-5,8.6767207707162501E-3,5.2931768753503999E-2]
[2004,12,14,7,null,null,3.1377489060574901E-2,1.9469989338972919E-2,1.421013333333321E-4,1.6851858031628439E-7,6.4846814516129276E-5,1.0011816288407962E-2,6.1066411354385564E-2,null,2.5337309774966035E-2,2.3688578427366661E-2,8.0330740634055263E-5,2.2236924553205979E-7,2.7452204172963845E-5,9.1740190964266447E-3,5.8307912612811888E-2]
[2004,12,14,8,null,null,3.7236985998182467E-2,2.0898184893983363E-2,1.421013333333321E-4,1.6851858031628439E-7,6.4846814516129276E-5,1.1714099138572869E-2,7.0056386697168474E-2,null,3.0068851191394071E-2,2.5426223057030645E-2,8.0330740634055263E-5,2.2236924553205979E-7,2.7452204172963845E-5,1.0733853488615212E-2,6.6336933051092478E-2]
[2004,12,14,9,null,null,3.9449214525438682E-2,2.2912704210551072E-2,1.421013333333321E-4,1.6851858031628439E-7,6.4846814516129276E-5,1.2664022675591444E-2,7.5233058078010978E-2,null,3.1855224835884814E-2,2.7877231015645001E-2,8.0330740634055263E-5,2.2236924553205979E-7,2.7452204172963845E-5,1.160428662659075E-2,7.1444747792173108E-2]
[2004,12,14,10,null,null,3.6192635453667764E-2,2.3933560326810273E-2,1.421013333333321E-4,1.6851858031628439E-7,6.4846814516129276E-5,1.3846165684413001E-2,7.4179478131320822E-2,null,2.9225538547449238E-2,2.9119277415981585E-2,8.0330740634055263E-5,2.2236924553205979E-7,2.7452204172963845E-5,1.2687506916019447E-2,7.1140328193502814E-2]
[2004,12,14,11,null,null,3.437937291043229E-2,2.4500294778648877E-2,1.421013333333321E-4,1.6851858031628439E-7,6.4846814516129276E-5,1.3439997847359548E-2,7.2526782202870496E-2,null,2.7761329774318742E-2,2.980880699281584E-2,8.0330740634055263E-5,2.2236924553205979E-7,2.7452204172963845E-5,1.2315327544550456E-2,6.9993469625737589E-2]
[2004,12,14,12,null,null,3.4674494102622168E-2,2.4270904075360391E-2,1.421013333333321E-4,1.6851858031628439E-7,6.4846814516129276E-5,1.2921384247926871E-2,7.2073899092339203E-2,null,2.7999640018112837E-2,2.952971389364906E-2,8.0330740634055263E-5,2.2236924553205979E-7,2.7452204172963845E-5,1.1840111966496886E-2,6.9477471192311333E-2]
[2004,12,14,13,null,null,3.3951560776579071E-2,2.3838799933117705E-2,1.421013333333321E-4,1.6851858031628439E-7,6.4846814516129276E-5,1.1392165501520958E-2,6.9389642877647512E-2,null,2.7415871648590384E-2,2.9003985158820394E-2,8.0330740634055263E-5,2.2236924553205979E-7,2.7452204172963845E-5,1.0438859528576622E-2,6.6966721650039945E-2]
[2004,12,14,14,null,null,3.131035528232097E-2,2.4572255683604952E-2,1.421013333333321E-4,1.6851858031628439E-7,6.4846814516129276E-5,1.2823452256445928E-2,6.8913179888801634E-2,null,2.5283099276073025E-2,2.9896359764986294E-2,8.0330740634055263E-5,2.2236924553205979E-7,2.7452204172963845E-5,1.1750375006277441E-2,6.7037839361389309E-2]
[2004,12,14,15,null,null,3.1191022630236702E-2,2.3941209655414124E-2,1.421013333333321E-4,1.6851858031628439E-7,6.4846814516129276E-5,1.1421084942319696E-2,6.6760433894400298E-2,null,2.5186738207592041E-2,2.9128584135024636E-2,8.0330740634055263E-5,2.2236924553205979E-7,2.7452204172963845E-5,1.0465358966291314E-2,6.4888686622960545E-2]
[2004,12,14,16,null,null,3.2703850065861753E-2,2.3427696816746078E-2,1.421013333333321E-4,1.6851858031628439E-7,6.4846814516129276E-5,1.1335386607529885E-2,6.7674050156567495E-2,null,2.6408345752367238E-2,2.8503807770720303E-2,8.0330740634055263E-5,2.2236924553205979E-7,2.7452204172963845E-5,1.0386831940100873E-2,6.5406990777240964E-2]
[2004,12,14,17,null,null,3.6645714679344223E-2,2.385055600071647E-2,1.421013333333321E-4,1.6851858031628439E-7,6.4846814516129276E-5,1.014239520327455E-2,7.0845782549765021E-2,null,2.9591399839645184E-2,2.9018288429585589E-2,8.0330740634055263E-5,2.2236924553205979E-7,2.7452204172963845E-5,9.2936710580755772E-3,6.8011364641358901E-2]
[2004,12,14,18,null,null,4.3029605668752823E-2,2.3902260453045811E-2,1.421013333333321E-4,1.6851858031628439E-7,6.4846814516129276E-5,9.5281876227413988E-3,7.6667170410969807E-2,null,3.4746389241633251E-2,2.9081195755969992E-2,8.0330740634055263E-5,2.2236924553205979E-7,2.7452204172963845E-5,8.7308608835116215E-3,7.2666451195167417E-2]
[2004,12,14,19,null,null,4.5221269743944782E-2,2.3315977491508377E-2,1.4049599999999879E-3,1.6661480863503531E-6,6.4846814516129276E-5,7.4572784007720496E-3,7.7465998598827662E-2,null,3.6516157099367175E-2,2.836788206723528E-2,7.9423236020226609E-4,2.1985711736417401E-6,2.7452204172963845E-5,6.8332470837747985E-3,7.2541169385926127E-2]
[2004,12,14,20,null,null,4.4414666663463796E-2,2.2480960729040423E-2,1.4049599999999879E-3,1.6661480863503531E-6,6.4846814516129276E-5,4.7053396111074158E-3,7.3072439966214098E-2,null,3.5864825436845223E-2,2.7351941086400034E-2,7.9423236020226609E-4,2.1985711736417401E-6,2.7452204172963845E-5,4.3115928422949893E-3,6.8352242501089122E-2]
[2004,12,14,21,null,null,4.1158752176667174E-2,2.2181093952693187E-2,1.4049599999999879E-3,1.6661480863503531E-6,6.4846814516129276E-5,6.6445931091417311E-3,7.1455912201104546E-2,null,3.3235675800508638E-2,2.698710176750815E-2,7.9423236020226609E-4,2.1985711736417401E-6,2.7452204172963845E-5,6.0885679796012677E-3,6.7135228683166931E-2]
[2004,12,14,22,null,null,3.8953419780342863E-2,2.1388185457190571E-2,1.4049599999999879E-3,1.6661480863503531E-6,6.4846814516129276E-5,6.4569531048791363E-3,6.8270031305015036E-2,null,3.1454870778967074E-2,2.6022392709150244E-2,7.9423236020226609E-4,2.1985711736417401E-6,2.7452204172963845E-5,5.9166298484200422E-3,6.4217776472086235E-2]
[2004,12,14,23,null,null,3.5894860159837512E-2,2.0456343964401644E-2,1.4049599999999879E-3,1.6661480863503531E-6,6.4846814516129276E-5,5.5568793930827623E-3,6.3379556479924395E-2,null,2.8985085117649828E-2,2.4888647851898597E-2,7.9423236020226609E-4,2.1985711736417401E-6,2.7452204172963845E-5,5.0918750604429458E-3,5.9789491165540234E-2]
[2004,12,14,24,null,null,2.9634099673993084E-2,1.9891844673247196E-2,1.4049599999999879E-3,1.6661480863503531E-6,6.4846814516129276E-5,6.7494503253145771E-3,5.774686763515733E-2,null,2.3929523547682678E-2,2.4201837731055952E-2,7.9423236020226609E-4,2.1985711736417401E-6,2.7452204172963845E-5,6.184650655896639E-3,5.5139895070184131E-2]
[2004,12,15,1,null,null,2.4648489034642326E-2,1.9114280072541297E-2,1.4049599999999879E-3,1.6661480863503531E-6,6.4846814516129276E-5,8.4642398198209075E-3,5.3698481889607005E-2,null,1.9903644965023327E-2,2.3255797150063144E-2,7.9423236020226609E-4,2.1985711736417401E-6,2.7452204172963845E-5,7.755945125928752E-3,5.1739270376564096E-2]
[2004,12,15,2,null,null,2.283626262448735E-2,1.8615827737769527E-2,1.4049599999999879E-3,1.6661480863503531E-6,6.4846814516129276E-5,9.2887177032488933E-3,5.2212281028108237E-2,null,1.8440272868937891E-2,2.2649344469531374E-2,7.9423236020226609E-4,2.1985711736417401E-6,2.7452204172963845E-5,8.5114300079183833E-3,5.0424930481936511E-2]
[2004,12,15,3,null,null,2.2209823590791031E-2,1.8292459980522511E-2,1.4049599999999879E-3,1.6661480863503531E-6,6.4846814516129276E-5,9.7177174356500255E-3,5.1691473969566033E-2,null,1.7934423601609576E-2,2.2255912180223728E-2,7.9423236020226609E-4,2.1985711736417401E-6,2.7452204172963845E-5,8.9045306825648752E-3,4.9918749599947042E-2]
[2004,12,15,4,null,null,2.3499330794777763E-2,1.7822311956571191E-2,1.4049599999999879E-3,1.6661480863503531E-6,6.4846814516129276E-5,9.6986218823025775E-3,5.2491737596254001E-2,null,1.8975700149308692E-2,2.1683896544059552E-2,7.9423236020226609E-4,2.1985711736417401E-6,2.7452204172963845E-5,8.8870330611523496E-3,5.0370512890069462E-2]
[2004,12,15,5,null,null,2.406722927656272E-2,1.7523434652229056E-2,1.4049599999999879E-3,1.6661480863503531E-6,6.4846814516129276E-5,9.9281716593181569E-3,5.2990308550712406E-2,null,1.9434277944553557E-2,2.132026108741877E-2,7.9423236020226609E-4,2.1985711736417401E-6,2.7452204172963845E-5,9.0973739201191377E-3,5.0675796087640335E-2]
[2004,12,15,6,null,null,2.6283980857816344E-2,1.7691924648075376E-2,1.4049599999999879E-3,1.6661480863503531E-6,6.4846814516129276E-5,1.0264460194474849E-2,5.571183866296904E-2,null,2.122430395332495E-2,2.1525258039977079E-2,7.9423236020226609E-4,2.1985711736417401E-6,2.7452204172963845E-5,9.4055215483380954E-3,5.2978966677188995E-2]
[2004,12,15,7,null,null,3.1756560283315416E-2,1.9797203252221989E-2,1.421013333333321E-4,1.6851858031628439E-7,6.4846814516129276E-5,9.9005131087414704E-3,6.1661393310708662E-2,null,2.5643409634607754E-2,2.4086690224531877E-2,8.0330740634055263E-5,2.2236924553205979E-7,2.7452204172963845E-5,9.0720298602741927E-3,5.8910135033466378E-2]
[2004,12,15,8,null,null,3.7177267146374267E-2,2.2452924983551503E-2,1.421013333333321E-4,1.6851858031628439E-7,6.4846814516129276E-5,1.0901653300449931E-2,7.0738962096805483E-2,null,3.0020628242618641E-2,2.7317830797779864E-2,8.0330740634055263E-5,2.2236924553205979E-7,2.7452204172963845E-5,9.9893938002785423E-3,6.7435858154729592E-2]
[2004,12,15,9,null,null,3.9568750671533197E-2,2.4050860337921674E-2,1.421013333333321E-4,1.6851858031628439E-7,6.4846814516129276E-5,1.2139339568321915E-2,7.596606724420657E-2,null,{"$f":"G8387*X$5","v":3.1951750225697087E-2},{"$f":"H8387*Y$5","v":2.9261992980143779E-2},{"$f":"I8387*Z$5","v":8.0330740634055263E-5},{"$f":"J8387*AA$5","v":2.2236924553205979E-7},{"$f":"K8387*AB$5","v":2.7452204172963845E-5},{"$f":"L8387*AC$5","v":1.1123509442211497E-2},{"$f":"SUM(O8387:T8387)","v":7.2445257962104909E-2}]
[2004,12,15,10,null,null,3.632958427011896E-2,2.4978884025298052E-2,1.421013333333321E-4,1.6851858031628439E-7,6.4846814516129276E-5,1.3386642619417643E-2,7.4902227581264441E-2,null,2.9336124661559267E-2,3.0391092822888172E-2,8.0330740634055263E-5,2.2236924553205979E-7,2.7452204172963845E-5,1.2266437126874696E-2,7.2101659925374678E-2]
[2004,12,15,11,null,null,3.4468763406329823E-2,2.5609116936664716E-2,1.421013333333321E-4,1.6851858031628439E-7,6.4846814516129276E-5,1.2948431428911389E-2,7.3233428438335704E-2,null,2.7833512563742113E-2,3.1157879156896735E-2,8.0330740634055263E-5,2.2236924553205979E-7,2.7452204172963845E-5,1.1864895816670383E-2,7.0964292851361771E-2]
[2004,12,15,12,null,null,3.4886317814248148E-2,2.5026617559989642E-2,1.421013333333321E-4,1.6851858031628439E-7,6.4846814516129276E-5,1.2656085227740498E-2,7.2776137268408064E-2,null,2.8170687579910703E-2,3.0449168847505904E-2,8.0330740634055263E-5,2.2236924553205979E-7,2.7452204172963845E-5,1.1597013391039496E-2,7.0324875132508652E-2]
[2004,12,15,13,null,null,3.4251158883741278E-2,2.438180562546095E-2,1.421013333333321E-4,1.6851858031628439E-7,6.4846814516129276E-5,1.1225641872924168E-2,7.0065723048556183E-2,null,2.7657796999420965E-2,2.9664644633544998E-2,8.0330740634055263E-5,2.2236924553205979E-7,2.7452204172963845E-5,1.028627073701819E-2,6.7716717684036698E-2]
[2004,12,15,14,null,null,3.1473515939559445E-2,2.5354506861017236E-2,1.421013333333321E-4,1.6851858031628439E-7,6.4846814516129276E-5,1.2549478332655873E-2,6.9584617799662338E-2,null,2.5414851441058484E-2,3.0848102369638808E-2,8.0330740634055263E-5,2.2236924553205979E-7,2.7452204172963845E-5,1.1499327450432547E-2,6.787028657518239E-2]
[2004,12,15,15,null,null,3.1283311202225071E-2,2.4898190380313531E-2,1.421013333333321E-4,1.6851858031628439E-7,6.4846814516129276E-5,1.1022272921275842E-2,6.7410891170244222E-2,null,2.526126119229118E-2,3.02929151760222E-2,8.0330740634055263E-5,2.2236924553205979E-7,2.7452204172963845E-5,1.0099919869972995E-2,6.5762101552338914E-2]
[2004,12,15,16,null,null,3.2708545986133222E-2,2.4643103026883235E-2,1.421013333333321E-4,1.6851858031628439E-7,6.4846814516129276E-5,1.0774653375712087E-2,6.8333419055158315E-2,null,2.6412137706094543E-2,2.998255769855469E-2,8.0330740634055263E-5,2.2236924553205979E-7,2.7452204172963845E-5,9.873021335859801E-3,6.6375722054561576E-2]
[2004,12,15,17,null,null,3.6887834729914727E-2,2.454504395770617E-2,1.421013333333321E-4,1.6851858031628439E-7,6.4846814516129276E-5,9.8960523433869862E-3,7.1536047697437669E-2,null,2.9786911682934882E-2,2.9863252037402335E-2,8.0330740634055263E-5,2.2236924553205979E-7,2.7452204172963845E-5,9.0679423755094055E-3,6.8826111409899166E-2]
[2004,12,15,18,null,null,4.3471869421529717E-2,2.4240258153412221E-2,1.421013333333321E-4,1.6851858031628439E-7,6.4846814516129276E-5,9.4949149070680874E-3,7.7414159148439798E-2,null,3.510351704382017E-2,2.9492427878083812E-2,8.0330740634055263E-5,2.2236924553205979E-7,2.7452204172963845E-5,8.7003724566184562E-3,7.3404322692574991E-2]
[2004,12,15,19,null,null,4.5874053222744827E-2,2.3182054804271209E-2,1.4049599999999879E-3,1.6661480863503531E-6,6.4846814516129276E-5,7.6931906388303358E-3,7.8220771628448829E-2,null,3.7043279495503026E-2,2.8204942169087976E-2,7.9423236020226609E-4,2.1985711736417401E-6,2.7452204172963845E-5,7.0494179877029226E-3,7.3121522787842799E-2]
[2004,12,15,20,null,null,4.5106855429484213E-2,2.2239870028647937E-2,1.4049599999999879E-3,1.6661480863503531E-6,6.4846814516129276E-5,4.9662043277048885E-3,7.3784402748439504E-2,null,3.6423767586535816E-2,2.7058612935833237E-2,7.9423236020226609E-4,2.1985711736417401E-6,2.7452204172963845E-5,4.5506281804104159E-3,6.8856891838328341E-2]
[2004,12,15,21,null,null,4.1764305659535012E-2,2.2001871531998791E-2,1.4049599999999879E-3,1.6661480863503531E-6,6.4846814516129276E-5,6.9144729156927608E-3,7.2152123069829016E-2,null,3.3724659993957379E-2,2.6769046981003287E-2,7.9423236020226609E-4,2.1985711736417401E-6,2.7452204172963845E-5,6.3358640173747276E-3,6.765345412788426E-2]
[2004,12,15,22,null,null,3.9687810023204199E-2,2.0873970209136082E-2,1.4049599999999879E-3,1.6661480863503531E-6,6.4846814516129276E-5,6.9019473141463871E-3,6.8935200509089134E-2,null,3.2047890604204467E-2,2.5396761743461737E-2,7.9423236020226609E-4,2.1985711736417401E-6,2.7452204172963845E-5,6.3243865686810567E-3,6.4592922051896123E-2]
[2004,12,15,23,null,null,3.6581595752013939E-2,2.0004626480715527E-2,1.4049599999999879E-3,1.6661480863503531E-6,6.4846814516129276E-5,5.9393869733143428E-3,6.3997082168646274E-2,null,2.9539623831658389E-2,2.4339056126242535E-2,7.9423236020226609E-4,2.1985711736417401E-6,2.7452204172963845E-5,5.442374085243817E-3,6.0144937178693611E-2]
[2004,12,15,24,null,null,3.0366095567075313E-2,1.9223450063782226E-2,1.4049599999999879E-3,1.6661480863503531E-6,6.4846814516129276E-5,7.2484887518823923E-3,5.8309507345342404E-2,null,2.4520609936438082E-2,2.3388621151884711E-2,7.9423236020226609E-4,2.1985711736417401E-6,2.7452204172963845E-5,6.6419291279841298E-3,5.5375043351855786E-2]
[2004,12,16,1,null,null,2.538582659115822E-2,1.8277858813791431E-2,1.4049599999999879E-3,1.6661480863503531E-6,6.4846814516129276E-5,9.0887733205644392E-3,5.422393168811656E-2,null,2.049904474484935E-2,2.2238147358825087E-2,7.9423236020226609E-4,2.1985711736417401E-6,2.7452204172963845E-5,8.3282171390312246E-3,5.1889292378254528E-2]
[2004,12,16,2,null,null,2.3238868577446909E-2,1.858697426715001E-2,1.4049599999999879E-3,1.6661480863503531E-6,6.4846814516129276E-5,9.4258720228058111E-3,5.2723187830005208E-2,null,1.8765377013749755E-2,2.2614239278163653E-2,7.9423236020226609E-4,2.1985711736417401E-6,2.7452204172963845E-5,8.637107138873076E-3,5.084060656633535E-2]
[2004,12,16,3,null,null,2.2535960299014574E-2,1.8429707476536817E-2,1.4049599999999879E-3,1.6661480863503531E-6,6.4846814516129276E-5,9.7601466490550987E-3,5.2197287387208961E-2,null,1.8197778862105243E-2,2.2422897277990919E-2,7.9423236020226609E-4,2.1985711736417401E-6,2.7452204172963845E-5,8.9434093837726866E-3,5.038796865941772E-2]
[2004,12,16,4,null,null,2.3811105999322336E-2,1.8055187562892813E-2,1.4049599999999879E-3,1.6661480863503531E-6,6.4846814516129276E-5,9.6676162932479073E-3,5.3005382818065529E-2,null,1.9227458501369591E-2,2.1967229624942547E-2,7.9423236020226609E-4,2.1985711736417401E-6,2.7452204172963845E-5,8.8586220458191142E-3,5.0877193307680119E-2]
[2004,12,16,5,null,null,2.4341217103691373E-2,1.7862557441215291E-2,1.4049599999999879E-3,1.6661480863503531E-6,6.4846814516129276E-5,9.8335836855531576E-3,5.3508831193062288E-2,null,1.9655523004574984E-2,2.1732862072634897E-2,7.9423236020226609E-4,2.1985711736417401E-6,2.7452204172963845E-5,9.0107011474058474E-3,5.1222969360164593E-2]
[2004,12,16,6,null,null,2.6407981380514839E-2,1.8486277943663573E-2,1.4049599999999879E-3,1.6661480863503531E-6,6.4846814516129276E-5,9.8912587844371229E-3,5.625699107121801E-2,null,2.1324434325446315E-2,2.2491724945221458E-2,7.9423236020226609E-4,2.1985711736417401E-6,2.7452204172963845E-5,9.0635499455966832E-3,5.3703592351813323E-2]
[2004,12,16,7,null,null,3.2295251519871108E-2,1.9743768154936114E-2,1.421013333333321E-4,1.6851858031628439E-7,6.4846814516129276E-5,1.0018634635220873E-2,6.2264770976457877E-2,null,2.6078402591097085E-2,2.4021677271992829E-2,8.0330740634055263E-5,2.2236924553205979E-7,2.7452204172963845E-5,9.1802668782542153E-3,5.9388352055396679E-2]
[2004,12,16,8,null,null,3.7835588955029927E-2,2.2234357966993249E-2,1.421013333333321E-4,1.6851858031628439E-7,6.4846814516129276E-5,1.1154096771240027E-2,7.1431160359692991E-2,null,3.0552222837881605E-2,2.7051906568278009E-2,8.0330740634055263E-5,2.2236924553205979E-7,2.7452204172963845E-5,1.022071258950543E-2,6.7932847309717589E-2]
[2004,12,16,9,null,null,4.0088509393005962E-2,2.4209817702956497E-2,1.421013333333321E-4,1.6851858031628439E-7,6.4846814516129276E-5,1.2203972990715765E-2,7.6709416753108009E-2,null,3.2371455183884533E-2,2.9455391853798918E-2,8.0330740634055263E-5,2.2236924553205979E-7,2.7452204172963845E-5,1.1182734285559364E-2,7.3117586637295368E-2]
[2004,12,16,10,null,null,3.6872173102326856E-2,2.5030777457553988E-2,1.421013333333321E-4,1.6851858031628439E-7,6.4846814516129276E-5,1.3525096093486087E-2,7.5635163319796722E-2,null,2.9774264924967476E-2,3.0454230075737065E-2,8.0330740634055263E-5,2.2236924553205979E-7,2.7452204172963845E-5,1.2393304698000745E-2,7.2729805012757831E-2]
[2004,12,16,11,null,null,3.5073628080494905E-2,2.5449451145829902E-2,1.421013333333321E-4,1.6851858031628439E-7,6.4846814516129276E-5,1.3219838067773873E-2,7.3950033960528461E-2,null,2.8321940544440889E-2,3.0963618361859364E-2,8.0330740634055263E-5,2.2236924553205979E-7,2.7452204172963845E-5,1.2113590920145691E-2,7.1507155140498491E-2]
[2004,12,16,12,null,null,3.5292745683142293E-2,2.5314458510526494E-2,1.421013333333321E-4,1.6851858031628439E-7,6.4846814516129276E-5,1.2673947642233129E-2,7.3488268502331699E-2,null,2.849887792029996E-2,3.0799376688542126E-2,8.0330740634055263E-5,2.2236924553205979E-7,2.7452204172963845E-5,1.1613381063691803E-2,7.1019640986586433E-2]
[2004,12,16,13,null,null,3.4553880149270841E-2,2.4935207810651606E-2,1.421013333333321E-4,1.6851858031628439E-7,6.4846814516129276E-5,1.105512595240885E-2,7.0751330578761068E-2,null,2.790224429937492E-2,3.0337953223371707E-2,8.0330740634055263E-5,2.2236924553205979E-7,2.7452204172963845E-5,1.0130023731880518E-2,6.8478226568679704E-2]
[2004,12,16,14,null,null,3.1897768777642492E-2,2.5501509895976441E-2,1.421013333333321E-4,1.6851858031628439E-7,6.4846814516129276E-5,1.2659121020978348E-2,7.0265516361027069E-2,null,2.5757435436886408E-2,3.1026956752251211E-2,8.0330740634055263E-5,2.2236924553205979E-7,2.7452204172963845E-5,1.1599795146550641E-2,6.849219264974081E-2]
[2004,12,16,15,null,null,3.1756314594922792E-2,2.4921176167977042E-2,1.421013333333321E-4,1.6851858031628439E-7,6.4846814516129276E-5,1.1185916595157937E-2,6.8070524024487558E-2,null,2.5643211241329695E-2,3.0320881325582024E-2,8.0330740634055263E-5,2.2236924553205979E-7,2.7452204172963845E-5,1.0249869703844996E-2,6.6321967584809266E-2]
[2004,12,16,16,null,null,3.3085283823092747E-2,2.4946717116733744E-2,1.421013333333321E-4,1.6851858031628439E-7,6.4846814516129276E-5,1.0762956307346938E-2,6.9002073913603218E-2,null,2.6716353357658193E-2,3.0351956266466629E-2,8.0330740634055263E-5,2.2236924553205979E-7,2.7452204172963845E-5,9.8623030879951921E-3,6.7038618026172558E-2]
[2004,12,16,17,null,null,3.73217918060492E-2,2.4778775796511606E-2,1.421013333333321E-4,1.6851858031628439E-7,6.4846814516129276E-5,9.9283603810667708E-3,7.2236044650057354E-2,null,3.013733184707966E-2,3.0147626871826733E-2,8.0330740634055263E-5,2.2236924553205979E-7,2.7452204172963845E-5,9.0975468494733942E-3,6.9490510882432341E-2]
[2004,12,16,18,null,null,4.3994871216544364E-2,2.4396953038147918E-2,1.421013333333321E-4,1.6851858031628439E-7,6.4846814516129276E-5,9.5727301567728688E-3,7.8171671077894939E-2,null,3.552584078258611E-2,2.9683074056754216E-2,8.0330740634055263E-5,2.2236924553205979E-7,2.7452204172963845E-5,8.7716760609016699E-3,7.4088596214294547E-2]
[2004,12,16,19,null,null,4.650176616435335E-2,2.3131813218867529E-2,1.4049599999999879E-3,1.6661480863503531E-6,6.4846814516129276E-5,7.8811254057670685E-3,7.8986177751590392E-2,null,3.7550157442957206E-2,2.8143814670996952E-2,7.9423236020226609E-4,2.1985711736417401E-6,2.7452204172963845E-5,7.2216262155702596E-3,7.3739481465073295E-2]
[2004,12,16,20,null,null,4.5736898341510922E-2,2.217493054618009E-2,1.4049599999999879E-3,1.6661480863503531E-6,6.4846814516129276E-5,5.1230963947622868E-3,7.4506398245055755E-2,null,3.693252698416398E-2,2.6979602927317572E-2,7.9423236020226609E-4,2.1985711736417401E-6,2.7452204172963845E-5,4.6943913875848158E-3,6.9430404434615248E-2]
[2004,12,16,21,null,null,4.2303385834173986E-2,2.2007431184904475E-2,1.4049599999999879E-3,1.6661480863503531E-6,6.4846814516129276E-5,7.075857348112201E-3,7.2858147329793108E-2,null,3.4159967017792267E-2,2.6775811251470636E-2,7.9423236020226609E-4,2.1985711736417401E-6,2.7452204172963845E-5,6.4837436650063114E-3,6.8243405069818075E-2]
[2004,12,16,22,null,null,4.0050420900985845E-2,2.1306767663806646E-2,1.4049599999999879E-3,1.6661480863503531E-6,6.4846814516129276E-5,6.7810810110279758E-3,6.9609742538422933E-2,null,3.2340698741923489E-2,2.5923334011665616E-2,7.9423236020226609E-4,2.1985711736417401E-6,2.7452204172963845E-5,6.2136344592754293E-3,6.5301550348413395E-2]
[2004,12,16,23,null,null,3.7008154645578842E-2,2.0220426299673796E-2,1.4049599999999879E-3,1.6661480863503531E-6,6.4846814516129276E-5,5.9232534478991837E-3,6.4623307355754292E-2,null,2.9884069966358839E-2,2.4601613585674309E-2,7.9423236020226609E-4,2.1985711736417401E-6,2.7452204172963845E-5,5.4275906267795696E-3,6.0737157314361585E-2]
[2004,12,16,24,null,null,3.0811549704878153E-2,1.9286959727015416E-2,1.4049599999999879E-3,1.6661480863503531E-6,6.4846814516129276E-5,7.3100958085092508E-3,5.8880078203005289E-2,null,2.4880313973248098E-2,2.346589154028619E-2,7.9423236020226609E-4,2.1985711736417401E-6,2.7452204172963845E-5,6.6983808543930358E-3,5.5868469503476195E-2]
[2004,12,17,1,null,null,2.2858756428543396E-2,1.8866629621553586E-2,1.4049599999999879E-3,1.6661480863503531E-6,6.4846814516129276E-5,7.6130184350220046E-3,5.080987744772146E-2,null,1.8458436606650783E-2,2.2954487938811947E-2,7.9423236020226609E-4,2.1985711736417401E-6,2.7452204172963845E-5,6.9759546612142183E-3,4.9212762342225824E-2]
[2004,12,17,2,null,null,2.1521054738002122E-2,1.8587595107673681E-2,1.4049599999999879E-3,1.6661480863503531E-6,6.4846814516129276E-5,8.1814250106404564E-3,4.9761547818918728E-2,null,1.7378243030475603E-2,2.2614994637048542E-2,7.9423236020226609E-4,2.1985711736417401E-6,2.7452204172963845E-5,7.4967964974048977E-3,4.8313917300477911E-2]
[2004,12,17,3,null,null,2.1178849749218992E-2,1.8129257549784009E-2,1.4049599999999879E-3,1.6661480863503531E-6,6.4846814516129276E-5,8.3167436424311618E-3,4.9096323904036634E-2,null,1.7101912639901705E-2,2.2057348456701431E-2,7.9423236020226609E-4,2.1985711736417401E-6,2.7452204172963845E-5,7.6207915524867222E-3,4.7603935784638729E-2]
[2004,12,17,4,null,null,2.2346068436242889E-2,1.7289810394019601E-2,1.4049599999999879E-3,1.6661480863503531E-6,6.4846814516129276E-5,8.4136398022115633E-3,4.9520991595076523E-2,null,1.804444125942126E-2,2.1036017143224499E-2,7.9423236020226609E-4,2.1985711736417401E-6,2.7452204172963845E-5,7.7095793602719133E-3,4.7613920898466541E-2]
[2004,12,17,5,null,null,2.285112133245382E-2,1.7455676430287594E-2,1.4049599999999879E-3,1.6661480863503531E-6,6.4846814516129276E-5,8.3500453923654409E-3,5.0128316117709328E-2,null,1.8452271269634501E-2,2.1237821599311483E-2,7.9423236020226609E-4,2.1985711736417401E-6,2.7452204172963845E-5,7.6513065840295236E-3,4.8165282588524372E-2]
[2004,12,17,6,null,null,2.4954212841768214E-2,1.821751473327908E-2,1.4049599999999879E-3,1.6661480863503531E-6,6.4846814516129276E-5,9.5522229801608162E-3,5.4195423517810579E-2,null,2.0150516816106641E-2,2.216472844426088E-2,7.9423236020226609E-4,2.1985711736417401E-6,2.7452204172963845E-5,8.7528849420443859E-3,5.1892013337960771E-2]
[2004,12,17,7,null,null,3.0354591029768636E-2,1.872742991723738E-2,1.421013333333321E-4,1.6851858031628439E-7,6.4846814516129276E-5,7.7750922325666612E-3,5.7064229846002457E-2,null,2.4511320027197917E-2,2.2785127645113163E-2,8.0330740634055263E-5,2.2236924553205979E-7,2.7452204172963845E-5,7.1244659873186148E-3,5.4528918973682242E-2]
[2004,12,17,8,null,null,3.5616016928600523E-2,2.0719802792637874E-2,1.421013333333321E-4,1.6851858031628439E-7,6.4846814516129276E-5,1.013742775935244E-2,6.668036414702061E-2,null,2.8759919320767081E-2,2.5209190663011676E-2,8.0330740634055263E-5,2.2236924553205979E-7,2.7452204172963845E-5,9.2891192940310618E-3,6.3366234591862358E-2]
[2004,12,17,9,null,null,3.6921939512345306E-2,2.2369560449185616E-2,1.421013333333321E-4,1.6851858031628439E-7,6.4846814516129276E-5,1.1544344633557605E-2,7.1042961261518309E-2,null,2.9814451281007348E-2,2.7216403556295232E-2,8.0330740634055263E-5,2.2236924553205979E-7,2.7452204172963845E-5,1.0578304183089339E-2,6.7717164334444468E-2]
[2004,12,17,10,null,null,3.4343201824420327E-2,2.3339906189567373E-2,1.421013333333321E-4,1.6851858031628439E-7,6.4846814516129276E-5,1.1693089658241005E-2,6.9583314338658483E-2,null,2.7732121636936787E-2,2.8396995428869261E-2,8.0330740634055263E-5,2.2236924553205979E-7,2.7452204172963845E-5,1.0714602099235077E-2,6.6951724479093672E-2]
[2004,12,17,11,null,null,3.2442823475805981E-2,2.3920854308327046E-2,1.421013333333321E-4,1.6851858031628439E-7,6.4846814516129276E-5,1.1713238502017574E-2,6.828403295258037E-2,null,2.6197566886060304E-2,2.9103818367180928E-2,8.0330740634055263E-5,2.2236924553205979E-7,2.7452204172963845E-5,1.0733064870849372E-2,6.614245543814315E-2]
[2004,12,17,12,null,null,3.1996553713871452E-2,2.3506632738403709E-2,1.421013333333321E-4,1.6851858031628439E-7,6.4846814516129276E-5,1.1835741024316043E-2,6.7546044143020983E-2,null,2.5837204233092548E-2,2.8599846845953913E-2,8.0330740634055263E-5,2.2236924553205979E-7,2.7452204172963845E-5,1.0845316279240456E-2,6.5390372672339464E-2]
[2004,12,17,13,null,null,3.1840681209996065E-2,2.3079361312469428E-2,1.421013333333321E-4,1.6851858031628439E-7,6.4846814516129276E-5,1.0264322464916011E-2,6.5391481653811284E-2,null,2.571133724901151E-2,2.8079997938653439E-2,8.0330740634055263E-5,2.2236924553205979E-7,2.7452204172963845E-5,9.4053953441043652E-3,6.3304735845821858E-2]
[2004,12,17,14,null,null,2.9553849722819908E-2,2.3350223114987544E-2,1.421013333333321E-4,1.6851858031628439E-7,6.4846814516129276E-5,1.1589814877540692E-2,6.4701004381777921E-2,null,2.386472174444166E-2,2.8409547736561378E-2,8.0330740634055263E-5,2.2236924553205979E-7,2.7452204172963845E-5,1.0619969438883435E-2,6.300224423393902E-2]
[2004,12,17,15,null,null,2.970651074550576E-2,2.3277766235010513E-2,1.421013333333321E-4,1.6851858031628439E-7,6.4846814516129276E-5,1.1257180345983291E-2,6.4448573992929345E-2,null,2.3987995458755997E-2,2.8321391525787165E-2,8.0330740634055263E-5,2.2236924553205979E-7,2.7452204172963845E-5,1.0315170044175027E-2,6.2732562342770734E-2]
[2004,12,17,16,null,null,3.2014850323586003E-2,2.2711088464734564E-2,1.421013333333321E-4,1.6851858031628439E-7,6.4846814516129276E-5,9.0537161261909031E-3,6.3986771580941251E-2,null,2.5851978738065658E-2,2.7631930911786888E-2,8.0330740634055263E-5,2.2236924553205979E-7,2.7452204172963845E-5,8.2960935601135467E-3,6.1888008524018642E-2]
[2004,12,17,17,null,null,3.501999707997696E-2,2.2508968252310274E-2,1.421013333333321E-4,1.6851858031628439E-7,6.4846814516129276E-5,8.2062861399537345E-3,6.5942368138670743E-2,null,2.8278633533129652E-2,2.7386017037854517E-2,8.0330740634055263E-5,2.2236924553205979E-7,2.7452204172963845E-5,7.5195772265462041E-3,6.3292233111582927E-2]
[2004,12,17,18,null,null,4.0849095427690094E-2,2.2444236698356719E-2,1.421013333333321E-4,1.6851858031628439E-7,6.4846814516129276E-5,9.0199696795724323E-3,7.2520418472049028E-2,null,3.2985628100465E-2,2.7307260010007321E-2,8.0330740634055263E-5,2.2236924553205979E-7,2.7452204172963845E-5,8.2651710444784122E-3,6.866606446900328E-2]
[2004,12,17,19,null,null,4.1972996683109963E-2,2.2001708762907777E-2,1.4049599999999879E-3,1.6661480863503531E-6,6.4846814516129276E-5,7.9042932451356736E-3,7.3350471653755869E-2,null,3.3893177911416147E-2,2.6768848944511797E-2,7.9423236020226609E-4,2.1985711736417401E-6,2.7452204172963845E-5,7.2428553506909887E-3,6.8728765342167805E-2]
[2004,12,17,20,null,null,3.9496713916539243E-2,2.1409911582654553E-2,1.4049599999999879E-3,1.6661480863503531E-6,6.4846814516129276E-5,6.5756216557898411E-3,6.8953720117586104E-2,null,3.1893580575061829E-2,2.6048826263787388E-2,7.9423236020226609E-4,2.1985711736417401E-6,2.7452204172963845E-5,6.0253681153677272E-3,6.4791658089765808E-2]
[2004,12,17,21,null,null,3.8331702467146622E-2,2.0633158339338206E-2,1.4049599999999879E-3,1.6661480863503531E-6,6.4846814516129276E-5,6.7087914928259671E-3,6.7145125261913269E-2,null,3.0952834299040274E-2,2.5103772838093969E-2,7.9423236020226609E-4,2.1985711736417401E-6,2.7452204172963845E-5,6.1473941886439594E-3,6.3027884461327066E-2]
[2004,12,17,22,null,null,3.5818409798001154E-2,1.9419090847700351E-2,1.4049599999999879E-3,1.6661480863503531E-6,6.4846814516129276E-5,5.7008433987854002E-3,6.240981700708937E-2,null,2.8923351481267498E-2,2.3626651690718099E-2,7.9423236020226609E-4,2.1985711736417401E-6,2.7452204172963845E-5,5.2237920372899208E-3,5.8597678344824385E-2]
[2004,12,17,23,null,null,3.4599359821939457E-2,1.7616269570248221E-2,1.4049599999999879E-3,1.6661480863503531E-6,6.4846814516129276E-5,6.4166910502641422E-3,6.0103793405054291E-2,null,2.7938969116731851E-2,2.1433210673471863E-2,7.9423236020226609E-4,2.1985711736417401E-6,2.7452204172963845E-5,5.8797369563354171E-3,5.6075799882087995E-2]
[2004,12,17,24,null,null,2.9906683782630346E-2,1.4545394627215512E-2,1.4049599999999879E-3,1.6661480863503531E-6,6.4846814516129276E-5,6.2984585810907509E-3,5.2222009953539081E-2,null,2.414963510558784E-2,1.7696965077124614E-2,7.9423236020226609E-4,2.1985711736417401E-6,2.7452204172963845E-5,5.7713982794391746E-3,4.8441881597700499E-2]
[2004,12,18,1,null,null,2.8657235845372477E-2,1.4023269666053212E-2,1.4049599999999879E-3,1.6661480863503531E-6,6.4846814516129276E-5,8.6864111207816831E-3,5.283838959480984E-2,null,{"$f":"G8451*X$5","v":2.3140706399633098E-2},{"$f":"H8451*Y$5","v":1.7061710590024246E-2},{"$f":"I8451*Z$5","v":7.9423236020226609E-4},{"$f":"J8451*AA$5","v":2.1985711736417401E-6},{"$f":"K8451*AB$5","v":2.7452204172963845E-5},{"$f":"L8451*AC$5","v":7.9595249459112668E-3},{"$f":"SUM(O8451:T8451)","v":4.8985825071117484E-2}]
[2004,12,18,2,null,null,2.7052494787715202E-2,1.3401240570363619E-2,1.4049599999999879E-3,1.6661480863503531E-6,6.4846814516129276E-5,9.2316580289924354E-3,5.115686634967373E-2,null,2.1844878642097294E-2,1.6304905603600754E-2,7.9423236020226609E-4,2.1985711736417401E-6,2.7452204172963845E-5,8.4591451351055738E-3,4.7432812516352493E-2]
[2004,12,18,3,null,null,2.6310222040920924E-2,1.2940240108170261E-2,1.4049599999999879E-3,1.6661480863503531E-6,6.4846814516129276E-5,9.7600009538774523E-3,5.0481936065571109E-2,null,2.1245493698109779E-2,1.5744019543850313E-2,7.9423236020226609E-4,2.1985711736417401E-6,2.7452204172963845E-5,8.943275880489817E-3,4.6756672257998774E-2]
[2004,12,18,4,null,null,2.5795033161858535E-2,1.3065817249466878E-2,1.4049599999999879E-3,1.6661480863503531E-6,6.4846814516129276E-5,9.8092509962455395E-3,5.0141574370173428E-2,null,2.0829478885827597E-2,1.5896805655259982E-2,7.9423236020226609E-4,2.1985711736417401E-6,2.7452204172963845E-5,8.9884046379668982E-3,4.6538572314603344E-2]
[2004,12,18,5,null,null,2.600215568252626E-2,1.346524449070495E-2,1.4049599999999879E-3,1.6661480863503531E-6,6.4846814516129276E-5,9.8211421292966321E-3,5.0760015265130312E-2,null,2.0996730237820699E-2,1.638277734047067E-2,7.9423236020226609E-4,2.1985711736417401E-6,2.7452204172963845E-5,8.9993007110216131E-3,4.7202691424861845E-2]
[2004,12,18,6,null,null,2.7093663072967639E-2,1.3482913463133314E-2,1.4049599999999879E-3,1.6661480863503531E-6,6.4846814516129276E-5,9.7808474622506515E-3,5.1828896960954073E-2,null,2.1878122015852645E-2,1.6404274673202251E-2,7.9423236020226609E-4,2.1985711736417401E-6,2.7452204172963845E-5,8.9623779355416048E-3,4.8068657760145364E-2]
[2004,12,18,7,null,null,2.9700716007924063E-2,1.4225620773858069E-2,1.421013333333321E-4,1.6851858031628439E-7,6.4846814516129276E-5,9.8954706833728028E-3,5.4028924131584721E-2,null,2.3983316210493374E-2,1.7307905387753536E-2,8.0330740634055263E-5,2.2236924553205979E-7,2.7452204172963845E-5,9.0674093892935161E-3,5.0466636301592982E-2]
[2004,12,18,8,null,null,3.4853893894772697E-2,1.5561325991801159E-2,1.421013333333321E-4,1.6851858031628439E-7,6.4846814516129276E-5,8.7813831123320675E-3,5.9403719665335697E-2,null,2.8144505277997313E-2,1.8933019673140036E-2,8.0330740634055263E-5,2.2236924553205979E-7,2.7452204172963845E-5,8.0465496014792779E-3,5.523207986666917E-2]
[2004,12,18,9,null,null,3.7359597263962506E-2,1.6437456319768201E-2,1.421013333333321E-4,1.6851858031628439E-7,6.4846814516129276E-5,9.7532670615236815E-3,6.3757437311684165E-2,null,3.0167859739113491E-2,1.9998982351665907E-2,8.0330740634055263E-5,2.2236924553205979E-7,2.7452204172963845E-5,8.9371054859013442E-3,5.9211952890733291E-2]
[2004,12,18,10,null,null,3.9156206997986359E-2,1.721866178497896E-2,1.421013333333321E-4,1.6851858031628439E-7,6.4846814516129276E-5,1.060946498936617E-2,6.7191450438761263E-2,null,3.161862137551473E-2,2.0949452668230999E-2,8.0330740634055263E-5,2.2236924553205979E-7,2.7452204172963845E-5,9.7216560523597454E-3,6.2397735410158021E-2]
[2004,12,18,11,null,null,3.9937524822325231E-2,1.7285749942687542E-2,1.421013333333321E-4,1.6851858031628439E-7,6.4846814516129276E-5,1.0483786380971376E-2,6.7914177812413934E-2,null,3.2249535203888922E-2,2.103107690837612E-2,8.0330740634055263E-5,2.2236924553205979E-7,2.7452204172963845E-5,9.6064943354232171E-3,6.2995111761740802E-2]
[2004,12,18,12,null,null,4.0111371428781253E-2,1.6921487984045216E-2,1.421013333333321E-4,1.6851858031628439E-7,6.4846814516129276E-5,9.3953078017573396E-3,6.6635283881013585E-2,null,3.2389916268562365E-2,2.058788981540054E-2,8.0330740634055263E-5,2.2236924553205979E-7,2.7452204172963845E-5,8.6091005575007502E-3,6.1694911955516206E-2]
[2004,12,18,13,null,null,4.0487653373996901E-2,1.6353913437460097E-2,1.421013333333321E-4,1.6851858031628439E-7,6.4846814516129276E-5,8.5148300726262394E-3,6.5563513550513014E-2,null,3.2693763787726503E-2,1.9897338119347689E-2,8.0330740634055263E-5,2.2236924553205979E-7,2.7452204172963845E-5,7.8023019439085765E-3,6.0501409165035318E-2]
[2004,12,18,14,null,null,3.8532641195172829E-2,1.6226531887421621E-2,1.421013333333321E-4,1.6851858031628439E-7,6.4846814516129276E-5,8.1220094254113237E-3,6.3088299174435564E-2,null,3.1115092240966695E-2,1.9742356635498292E-2,8.0330740634055263E-5,2.2236924553205979E-7,2.7452204172963845E-5,7.4423528582274042E-3,5.8407807048744938E-2]
[2004,12,18,15,null,null,3.7686866458259582E-2,1.6247865557940711E-2,1.421013333333321E-4,1.6851858031628439E-7,6.4846814516129276E-5,8.4728511818292791E-3,6.2614699864459347E-2,null,3.0432129481657275E-2,1.9768312701443511E-2,8.0330740634055263E-5,2.2236924553205979E-7,2.7452204172963845E-5,7.7638358819349844E-3,5.8072283379088319E-2]
[2004,12,18,16,null,null,3.7106971995088285E-2,1.5964948945556189E-2,1.421013333333321E-4,1.6851858031628439E-7,6.4846814516129276E-5,8.7592186264143189E-3,6.2038256233488576E-2,null,2.9963864936275914E-2,1.942409616160902E-2,8.0330740634055263E-5,2.2236924553205979E-7,2.7452204172963845E-5,8.0262398583503172E-3,5.7522206270287798E-2]
[2004,12,18,17,null,null,4.1377193816037036E-2,1.5766064753529839E-2,1.421013333333321E-4,1.6851858031628439E-7,6.4846814516129276E-5,7.0197036249998474E-3,6.4370078860996507E-2,null,3.3412067336293441E-2,1.9182119461018381E-2,8.0330740634055263E-5,2.2236924553205979E-7,2.7452204172963845E-5,6.4322889325853167E-3,5.9134481043949687E-2]
[2004,12,18,18,null,null,4.6690135914285669E-2,1.5659557123511254E-2,1.421013333333321E-4,1.6851858031628439E-7,6.4846814516129276E-5,7.312628242439642E-3,6.9869437946666349E-2,null,3.7702265940136634E-2,1.9052534677848627E-2,8.0330740634055263E-5,2.2236924553205979E-7,2.7452204172963845E-5,6.7007013721261414E-3,6.3563507304163949E-2]
[2004,12,18,19,null,null,4.7740411712455001E-2,1.4666253088961165E-2,1.4049599999999879E-3,1.6661480863503531E-6,6.4846814516129276E-5,4.9673192629873329E-3,6.8845457027005966E-2,null,3.8550363224020404E-2,1.7844010106262971E-2,7.9423236020226609E-4,2.1985711736417401E-6,2.7452204172963845E-5,4.551649816972432E-3,6.1769906282804675E-2]
[2004,12,18,20,null,null,4.5550636091936422E-2,1.4103586254464688E-2,1.4049599999999879E-3,1.6661480863503531E-6,6.4846814516129276E-5,5.041781408887812E-3,6.6167476717891388E-2,null,3.6782120292674407E-2,1.7159429482956321E-2,7.9423236020226609E-4,2.1985711736417401E-6,2.7452204172963845E-5,4.619880907992634E-3,5.9385313819172232E-2]
[2004,12,18,21,null,null,4.2641217967134826E-2,1.4014853353256369E-2,1.4049599999999879E-3,1.6661480863503531E-6,6.4846814516129276E-5,6.9623622788332505E-3,6.5089906561826921E-2,null,3.4432766329051415E-2,1.7051470703279253E-2,7.9423236020226609E-4,2.1985711736417401E-6,2.7452204172963845E-5,6.3797459584042735E-3,5.8687866126283808E-2]
[2004,12,18,22,null,null,3.8793688324588196E-2,1.3364530622188614E-2,1.4049599999999879E-3,1.6661480863503531E-6,6.4846814516129276E-5,7.4251380308144469E-3,6.1054829940193726E-2,null,3.1325887692798225E-2,1.6260241660993068E-2,7.9423236020226609E-4,2.1985711736417401E-6,2.7452204172963845E-5,6.8037962469572411E-3,5.5213808736297401E-2]
[2004,12,18,23,null,null,3.6846509842926659E-2,1.2659335295961228E-2,1.4049599999999879E-3,1.6661480863503531E-6,6.4846814516129276E-5,6.8737774621998203E-3,5.7851095563690176E-2,null,2.9753541853341101E-2,1.5402250703673362E-2,7.9423236020226609E-4,2.1985711736417401E-6,2.7452204172963845E-5,6.2985739935941028E-3,5.2278249686157435E-2]
[2004,12,18,24,null,null,3.316250062734178E-2,1.2437592603183278E-2,1.4049599999999879E-3,1.6661480863503531E-6,6.4846814516129276E-5,8.573706213723057E-3,5.5645272406850591E-2,null,2.6778705895979971E-2,1.5132462719863246E-2,7.9423236020226609E-4,2.1985711736417401E-6,2.7452204172963845E-5,7.856251280091613E-3,5.0591303031483695E-2]
[2004,12,19,1,null,null,2.9372528112366781E-2,1.2718513062828792E-2,1.4049599999999879E-3,1.6661480863503531E-6,6.4846814516129276E-5,9.7503611780609626E-3,5.3312875315859008E-2,null,2.3718304617052103E-2,1.5474250597828035E-2,7.9423236020226609E-4,2.1985711736417401E-6,2.7452204172963845E-5,8.9344427692062897E-3,4.8950881119635296E-2]
[2004,12,19,2,null,null,2.7265581732089497E-2,1.245866195258709E-2,1.4049599999999879E-3,1.6661480863503531E-6,6.4846814516129276E-5,1.0335717170836832E-2,5.1531433818115889E-2,null,2.2016946263830488E-2,1.5158097193877401E-2,7.9423236020226609E-4,2.1985711736417401E-6,2.7452204172963845E-5,9.4708156810975365E-3,4.7469742274354298E-2]
[2004,12,19,3,null,null,2.650433384039564E-2,1.2207969678048339E-2,1.4049599999999879E-3,1.6661480863503531E-6,6.4846814516129276E-5,1.0593916614009121E-2,5.0777693095055573E-2,null,2.1402238897981322E-2,1.4853087083026493E-2,7.9423236020226609E-4,2.1985711736417401E-6,2.7452204172963845E-5,9.7074087781055095E-3,4.6786617894662194E-2]
[2004,12,19,4,null,null,2.6495686896371381E-2,1.2170234893291181E-2,1.4049599999999879E-3,1.6661480863503531E-6,6.4846814516129276E-5,1.0354496760678672E-2,5.0491891512943705E-2,null,2.1395256494165436E-2,1.4807176251099612E-2,7.9423236020226609E-4,2.1985711736417401E-6,2.7452204172963845E-5,9.4880237790958572E-3,4.6514339659909774E-2]
[2004,12,19,5,null,null,2.6093252129755232E-2,1.2391221097872404E-2,1.4049599999999879E-3,1.6661480863503531E-6,6.4846814516129276E-5,1.1106062176654233E-2,5.1062008366884341E-2,null,2.1070290582256908E-2,1.5076043837385849E-2,7.9423236020226609E-4,2.1985711736417401E-6,2.7452204172963845E-5,1.0176697570119846E-2,4.7146915125311467E-2]
[2004,12,19,6,null,null,2.7624158328471312E-2,1.2400979438138735E-2,1.4049599999999879E-3,1.6661480863503531E-6,6.4846814516129276E-5,1.0514617678002859E-2,5.2011228407215379E-2,null,2.2306496720944487E-2,1.5087916530518617E-2,7.9423236020226609E-4,2.1985711736417401E-6,2.7452204172963845E-5,9.6347456436360855E-3,4.7853042030648052E-2]
[2004,12,19,7,null,null,3.1115953266541697E-2,1.2991065208517194E-2,1.421013333333321E-4,1.6851858031628439E-7,6.4846814516129276E-5,1.0227833832778029E-2,5.4541968974266705E-2,null,2.5126119726652477E-2,1.5805856987861498E-2,8.0330740634055263E-5,2.2236924553205979E-7,2.7452204172963845E-5,9.3719601113360692E-3,5.0411942139902591E-2]
[2004,12,19,8,null,null,3.4032565018333398E-2,1.4217100221368344E-2,1.421013333333321E-4,1.6851858031628439E-7,6.4846814516129276E-5,1.0270011490449493E-2,5.8726793396581017E-2,null,2.7481282541171794E-2,1.7297538675559537E-2,8.0330740634055263E-5,2.2236924553205979E-7,2.7452204172963845E-5,9.4106083072052413E-3,5.4297434837989121E-2]
[2004,12,19,9,null,null,3.8709639342911217E-2,1.497544444288834E-2,1.421013333333321E-4,1.6851858031628439E-7,6.4846814516129276E-5,8.4641074649904387E-3,6.2356307917219779E-2,null,3.1258018173955945E-2,1.822019437164963E-2,8.0330740634055263E-5,2.2236924553205979E-7,2.7452204172963845E-5,7.75582384666161E-3,5.7342041706319735E-2]
[2004,12,19,10,null,null,4.1013400641554301E-2,1.6225495997201092E-2,1.421013333333321E-4,1.6851858031628439E-7,6.4846814516129276E-5,8.1133407841642302E-3,6.5559354089349403E-2,null,3.3118304494464616E-2,1.9741096297533851E-2,8.0330740634055263E-5,2.2236924553205979E-7,2.7452204172963845E-5,7.4344096161572332E-3,6.0401815722208249E-2]
[2004,12,19,11,null,null,4.0107750202367828E-2,1.7470245257239878E-2,1.421013333333321E-4,1.6851858031628439E-7,6.4846814516129276E-5,1.0704799036682351E-2,6.8489911162719838E-2,null,3.2386992129692455E-2,2.125554707382744E-2,8.0330740634055263E-5,2.2236924553205979E-7,2.7452204172963845E-5,9.8090124665631221E-3,6.3559556984135568E-2]
[2004,12,19,12,null,null,3.9739306422770022E-2,1.758472876433104E-2,1.421013333333321E-4,1.6851858031628439E-7,6.4846814516129276E-5,1.0114682403625862E-2,6.7645834257156701E-2,null,3.2089473926106858E-2,2.1394835878210117E-2,8.0330740634055263E-5,2.2236924553205979E-7,2.7452204172963845E-5,9.2682772887665178E-3,6.286059240713604E-2]
[2004,12,19,13,null,null,3.8600399353823589E-2,1.7817821070258252E-2,1.421013333333321E-4,1.6851858031628439E-7,6.4846814516129276E-5,9.3797449915095522E-3,6.6005082082021174E-2,null,3.1169806926778593E-2,2.167843261129717E-2,8.0330740634055263E-5,2.2236924553205979E-7,2.7452204172963845E-5,8.5948400562795499E-3,6.1551084908407862E-2]
[2004,12,19,14,null,null,3.7300769797357407E-2,1.8044648834578132E-2,1.421013333333321E-4,1.6851858031628439E-7,6.4846814516129276E-5,9.5136958811927533E-3,6.5066231179558065E-2,null,3.0120356583530444E-2,2.19544074560209E-2,8.0330740634055263E-5,2.2236924553205979E-7,2.7452204172963845E-5,8.7175818230616521E-3,6.0900351176665549E-2]
[2004,12,19,15,null,null,3.7221463294708379E-2,1.7862788092822716E-2,1.421013333333321E-4,1.6851858031628439E-7,6.4846814516129276E-5,8.1326246401785245E-3,6.3423992694139397E-2,null,3.0056316614592571E-2,2.1733142699840016E-2,8.0330740634055263E-5,2.2236924553205979E-7,2.7452204172963845E-5,7.4520797829113628E-3,5.9349544411396497E-2]
[2004,12,19,16,null,null,3.9213551083754725E-2,1.7403298356425945E-2,1.421013333333321E-4,1.6851858031628439E-7,6.4846814516129276E-5,7.6691827972312819E-3,6.4493148903841724E-2,null,3.1664926701669746E-2,2.117409469690058E-2,8.0330740634055263E-5,2.2236924553205979E-7,2.7452204172963845E-5,7.0274191424435743E-3,5.9974445855066449E-2]
[2004,12,19,17,null,null,4.2252309514623144E-2,1.6978456982147908E-2,1.421013333333321E-4,1.6851858031628439E-7,6.4846814516129276E-5,7.0928872372558434E-3,6.6530770400456671E-2,null,3.411872291033273E-2,2.0657202363855962E-2,8.0330740634055263E-5,2.2236924553205979E-7,2.7452204172963845E-5,6.499348478729741E-3,6.1383279066970976E-2]
[2004,12,19,18,null,null,4.8992032540767623E-2,1.6537972902700766E-2,1.421013333333321E-4,1.6851858031628439E-7,6.4846814516129276E-5,5.8684572654336565E-3,7.1605579375331824E-2,null,3.9561046538626438E-2,2.0121277999423801E-2,8.0330740634055263E-5,2.2236924553205979E-7,2.7452204172963845E-5,5.3773798348644136E-3,6.5167709686967196E-2]
[2004,12,19,19,null,null,4.9399971286083789E-2,1.6159508674613649E-2,1.4049599999999879E-3,1.6661480863503531E-6,6.4846814516129276E-5,5.4009233048443956E-3,7.2431876228144301E-2,null,3.9890456911117769E-2,1.9660811411953784E-2,7.9423236020226609E-4,2.1985711736417401E-6,2.7452204172963845E-5,4.9489695085942432E-3,6.5324120967214669E-2]
[2004,12,19,20,null,null,4.6073005065920623E-2,1.602614126983035E-2,1.4049599999999879E-3,1.6661480863503531E-6,6.4846814516129276E-5,7.054653739495766E-3,7.0625273037849198E-2,null,3.7203933028713221E-2,1.9498547110065358E-2,7.9423236020226609E-4,2.1985711736417401E-6,2.7452204172963845E-5,6.4643143921594296E-3,6.3990677666486875E-2]
[2004,12,19,21,null,null,4.4748521517826122E-2,1.5738804892011255E-2,1.4049599999999879E-3,1.6661480863503531E-6,6.4846814516129276E-5,7.6565452647673277E-3,6.9615344637207185E-2,null,3.6134413097238444E-2,1.9148953168204363E-2,7.9423236020226609E-4,2.1985711736417401E-6,2.7452204172963845E-5,7.015839129305472E-3,6.3123088530297147E-2]
[2004,12,19,22,null,null,4.3528341269240878E-2,1.5342647870567721E-2,1.4049599999999879E-3,1.6661480863503531E-6,6.4846814516129276E-5,6.6266330545445415E-3,6.6969095156955608E-2,null,3.5149118038095402E-2,1.8666960265761812E-2,7.9423236020226609E-4,2.1985711736417401E-6,2.7452204172963845E-5,6.0721108374503221E-3,6.0712072276856405E-2]
[2004,12,19,23,null,null,3.8948363796447331E-2,1.5481510877537706E-2,1.4049599999999879E-3,1.6661480863503531E-6,6.4846814516129276E-5,4.777183286083812E-3,6.0678530922671323E-2,null,3.1450788074008404E-2,1.883591090944213E-2,7.9423236020226609E-4,2.1985711736417401E-6,2.7452204172963845E-5,4.3774245782362536E-3,5.5488006697235658E-2]
[2004,12,19,24,null,null,3.1361408431608423E-2,1.6050398651057059E-2,1.4049599999999879E-3,1.6661480863503531E-6,6.4846814516129276E-5,7.9969156005550626E-3,5.6880195645823022E-2,null,2.5324324673554211E-2,1.9528060371096334E-2,7.9423236020226609E-4,2.1985711736417401E-6,2.7452204172963845E-5,7.3277269896519755E-3,5.3003995169851388E-2]
[2004,12,20,1,null,null,2.7165083325753216E-2,1.6281161287144214E-2,1.4049599999999879E-3,1.6661480863503531E-6,6.4846814516129276E-5,8.929688093233145E-3,5.3847405668733042E-2,null,2.1935793841203012E-2,1.9808822661608445E-2,7.9423236020226609E-4,2.1985711736417401E-6,2.7452204172963845E-5,8.1824442970758176E-3,5.0750943935436145E-2]
[2004,12,20,2,null,null,2.534977714635837E-2,1.6210379427105896E-2,1.4049599999999879E-3,1.6661480863503531E-6,6.4846814516129276E-5,1.0128366985153427E-2,5.3159996521220165E-2,null,2.046993483269717E-2,1.9722704399622742E-2,7.9423236020226609E-4,2.1985711736417401E-6,2.7452204172963845E-5,9.2808167330235853E-3,5.0297339100892367E-2]
[2004,12,20,3,null,null,2.5003422939415512E-2,1.5944265194063972E-2,1.4049599999999879E-3,1.6661480863503531E-6,6.4846814516129276E-5,1.0540478687329134E-2,5.2959639783411089E-2,null,2.0190253950130937E-2,1.9398930833530757E-2,7.9423236020226609E-4,2.1985711736417401E-6,2.7452204172963845E-5,9.6584425819914964E-3,5.0071510501202052E-2]
[2004,12,20,4,null,null,2.591807342765582E-2,1.5965937099576822E-2,1.4049599999999879E-3,1.6661480863503531E-6,6.4846814516129276E-5,1.0128672648914504E-2,5.3484156138749621E-2,null,2.0928833850888107E-2,1.9425298420306165E-2,7.9423236020226609E-4,2.1985711736417401E-6,2.7452204172963845E-5,9.2810968185845291E-3,5.0459112225327674E-2]
[2004,12,20,5,null,null,2.6300105589766767E-2,1.6279474181812824E-2,1.4049599999999879E-3,1.6661480863503531E-6,6.4846814516129276E-5,1.0452807762738495E-2,5.4503860496920561E-2,null,2.1237324667878539E-2,1.9806770008868782E-2,7.9423236020226609E-4,2.1985711736417401E-6,2.7452204172963845E-5,9.5781080339707603E-3,5.1446085846266948E-2]
[2004,12,20,6,null,null,2.8035742655189735E-2,1.6813135648859303E-2,1.4049599999999879E-3,1.6661480863503531E-6,6.4846814516129276E-5,1.0063291005736753E-2,5.6383642272388262E-2,null,2.26388508989494E-2,2.0456060632284244E-2,7.9423236020226609E-4,2.1985711736417401E-6,2.7452204172963845E-5,9.2211863661960918E-3,5.3139981032978602E-2]
[2004,12,20,7,null,null,3.4534441196006377E-2,1.7867498120065585E-2,1.421013333333321E-4,1.6851858031628439E-7,6.4846814516129276E-5,9.7055037488839382E-3,6.231455973138568E-2,null,2.7886547352445484E-2,2.1738873255095863E-2,8.0330740634055263E-5,2.2236924553205979E-7,2.7452204172963845E-5,8.8933390473608237E-3,5.862676496895472E-2]
[2004,12,20,8,null,null,4.0397863168776367E-2,2.0261390379058389E-2,1.421013333333321E-4,1.6851858031628439E-7,6.4846814516129276E-5,1.1148446964502279E-2,7.2014817178766816E-2,null,3.2621258233185846E-2,2.4651453407890565E-2,8.0330740634055263E-5,2.2236924553205979E-7,2.7452204172963845E-5,1.0215535563338537E-2,6.7596252518467501E-2]
[2004,12,20,9,null,null,4.2813815455510155E-2,2.1735163605030181E-2,1.421013333333321E-4,1.6851858031628439E-7,6.4846814516129276E-5,1.2140613878826957E-2,7.6896709605797059E-2,null,3.4572138731377947E-2,2.6444551084513514E-2,8.0330740634055263E-5,2.2236924553205979E-7,2.7452204172963845E-5,1.1124677117343686E-2,7.2249372247287696E-2]
[2004,12,20,10,null,null,4.0213447873849985E-2,2.3110365207053743E-2,1.421013333333321E-4,1.6851858031628439E-7,6.4846814516129276E-5,1.3996171705525778E-2,7.7527101452859293E-2,null,3.2472342956830526E-2,2.8117719489273101E-2,8.0330740634055263E-5,2.2236924553205979E-7,2.7452204172963845E-5,1.282496030735474E-2,7.3523028067510918E-2]
[2004,12,20,11,null,null,3.878853277217021E-2,2.3657549490607138E-2,1.421013333333321E-4,1.6851858031628439E-7,6.4846814516129276E-5,1.3639173652023825E-2,7.6292372581230949E-2,null,3.1321724586297783E-2,2.8783462936252349E-2,8.0330740634055263E-5,2.2236924553205979E-7,2.7452204172963845E-5,1.2497836150671392E-2,7.2711028987274079E-2]
[2004,12,20,12,null,null,3.8063148719022138E-2,2.3907704504667227E-2,1.421013333333321E-4,1.6851858031628439E-7,6.4846814516129276E-5,1.3446538739785598E-2,7.5624508629904746E-2,null,3.0735977255625418E-2,2.908781937766548E-2,8.0330740634055263E-5,2.2236924553205979E-7,2.7452204172963845E-5,1.2321321089607184E-2,7.2253123036950626E-2]
[2004,12,20,13,null,null,3.7997583357430628E-2,2.3546503996433939E-2,1.421013333333321E-4,1.6851858031628439E-7,6.4846814516129276E-5,1.2177600706984629E-2,7.3928804727278974E-2,null,3.0683033252555426E-2,2.8648357063725646E-2,8.0330740634055263E-5,2.2236924553205979E-7,2.7452204172963845E-5,1.1158568856670508E-2,7.0597964487004131E-2]
[2004,12,20,14,null,null,3.6298718839187935E-2,2.3706962730474866E-2,1.421013333333321E-4,1.6851858031628439E-7,6.4846814516129276E-5,1.2613222811278225E-2,7.2826021047370806E-2,null,2.9311200838517612E-2,2.8843582610052779E-2,8.0330740634055263E-5,2.2236924553205979E-7,2.7452204172963845E-5,1.155773773756999E-2,6.9820526500192936E-2]
[2004,12,20,15,null,null,3.5936425348467041E-2,2.3119424441865641E-2,1.421013333333321E-4,1.6851858031628439E-7,6.4846814516129276E-5,1.2170324744925052E-2,7.143329120168751E-2,null,2.9018648990722276E-2,2.8128741600821152E-2,8.0330740634055263E-5,2.2236924553205979E-7,2.7452204172963845E-5,1.115190175322428E-2,6.8407297658820254E-2]
[2004,12,20,16,null,null,3.7337990945749723E-2,2.2516603129149194E-2,1.421013333333321E-4,1.6851858031628439E-7,6.4846814516129276E-5,1.0047262160764471E-2,7.010897290209317E-2,null,3.015041264586148E-2,2.7395306173849061E-2,8.0330740634055263E-5,2.2236924553205979E-7,2.7452204172963845E-5,9.2064988284273827E-3,6.6860222962190477E-2]
[2004,12,20,17,null,null,4.1613321143935234E-2,2.2882570678894841E-2,1.421013333333321E-4,1.6851858031628439E-7,6.4846814516129276E-5,1.0015822224746033E-2,7.4718830714005896E-2,null,{"$f":"G8515*X$5","v":3.3602740058439613E-2},{"$f":"H8515*Y$5","v":2.7840568410673599E-2},{"$f":"I8515*Z$5","v":8.0330740634055263E-5},{"$f":"J8515*AA$5","v":2.2236924553205979E-7},{"$f":"K8515*AB$5","v":2.7452204172963845E-5},{"$f":"L8515*AC$5","v":9.177689812648944E-3},{"$f":"SUM(O8515:T8515)","v":7.0729003595814702E-2}]
[2004,12,20,18,null,null,4.8424894174618406E-2,2.2236426108916602E-2,1.421013333333321E-4,1.6851858031628439E-7,6.4846814516129276E-5,9.235624184613463E-3,8.0104061134578242E-2,null,3.9103082536451193E-2,2.7054422817326597E-2,8.0330740634055263E-5,2.2236924553205979E-7,2.7452204172963845E-5,8.4627793994946285E-3,7.4728290067324982E-2]
[2004,12,20,19,null,null,4.79736847121527E-2,2.157085768301157E-2,1.4049599999999879E-3,1.6661480863503531E-6,6.4846814516129276E-5,8.1041731585042871E-3,7.912018851627102E-2,null,3.8738731077294634E-2,2.6244644774753616E-2,7.9423236020226609E-4,2.1985711736417401E-6,2.7452204172963845E-5,7.4260091451087799E-3,7.3233268132705906E-2]
[2004,12,20,20,null,null,4.6817191249762843E-2,2.0713474496942684E-2,1.4049599999999879E-3,1.6661480863503531E-6,6.4846814516129276E-5,6.1662795089282296E-3,7.5168418218236208E-2,null,3.7804863072346054E-2,2.5201491206875509E-2,7.9423236020226609E-4,2.1985711736417401E-6,2.7452204172963845E-5,5.6502800630001725E-3,6.9480517477770606E-2]
[2004,12,20,21,null,null,4.3745637307645566E-2,2.066943575531096E-2,1.4049599999999879E-3,1.6661480863503531E-6,6.4846814516129276E-5,7.279921183018275E-3,7.3166467208577252E-2,null,3.5324584501562367E-2,2.5147910531158474E-2,7.9423236020226609E-4,2.1985711736417401E-6,2.7452204172963845E-5,6.6707312668948865E-3,6.7967109435164597E-2]
[2004,12,20,22,null,null,4.0970877994055528E-2,1.955282356675209E-2,1.4049599999999879E-3,1.6661480863503531E-6,6.4846814516129276E-5,7.1690156728298152E-3,6.9164190196239914E-2,null,3.3083967473740997E-2,2.3789360460014695E-2,7.9423236020226609E-4,2.1985711736417401E-6,2.7452204172963845E-5,6.5691064229046999E-3,6.4266317492209263E-2]
[2004,12,20,23,null,null,3.8385086166831228E-2,1.8820320257130686E-2,1.4049599999999879E-3,1.6661480863503531E-6,6.4846814516129276E-5,6.5127366629443894E-3,6.5189616049508778E-2,null,3.0995941615028222E-2,2.2898144661373295E-2,7.9423236020226609E-4,2.1985711736417401E-6,2.7452204172963845E-5,5.9677453915158328E-3,6.0685714803466219E-2]
[2004,12,20,24,null,null,3.0563785370062296E-2,1.8242168745954853E-2,1.4049599999999879E-3,1.6661480863503531E-6,6.4846814516129276E-5,8.7141215161030735E-3,5.8991548594722699E-2,null,2.4680244372704264E-2,2.2194724275416796E-2,7.9423236020226609E-4,2.1985711736417401E-6,2.7452204172963845E-5,7.9849165120891557E-3,5.5683768295759085E-2]
[2004,12,21,1,null,null,2.5548555316587198E-2,1.7648180108647722E-2,1.4049599999999879E-3,1.6661480863503531E-6,6.4846814516129276E-5,9.4389584380925075E-3,5.4107166825929892E-2,null,2.0630448125072656E-2,2.1472035311656073E-2,7.9423236020226609E-4,2.1985711736417401E-6,2.7452204172963845E-5,8.6490984719424738E-3,5.1575465044220073E-2]
[2004,12,21,2,null,null,2.3597393963772594E-2,1.7474643633341634E-2,1.4049599999999879E-3,1.6661480863503531E-6,6.4846814516129276E-5,1.0066145144965594E-2,5.260965570468229E-2,null,1.9054886118764061E-2,2.1260898452065278E-2,7.9423236020226609E-4,2.1985711736417401E-6,2.7452204172963845E-5,9.2238016686582002E-3,5.0363469375036406E-2]
[2004,12,21,3,null,null,2.2966768015679574E-2,1.7142394219206498E-2,1.4049599999999879E-3,1.6661480863503531E-6,6.4846814516129276E-5,1.0504251714267582E-2,5.2084886911756126E-2,null,1.8545655919747245E-2,2.0856660105183781E-2,7.9423236020226609E-4,2.1985711736417401E-6,2.7452204172963845E-5,9.6252471124484516E-3,4.985144627292834E-2]
[2004,12,21,4,null,null,2.4209857491207454E-2,1.6834643160832691E-2,1.4049599999999879E-3,1.6661480863503531E-6,6.4846814516129276E-5,1.0375265660825006E-2,5.2891239275467621E-2,null,1.9549450170416739E-2,2.0482228206148256E-2,7.9423236020226609E-4,2.1985711736417401E-6,2.7452204172963845E-5,9.5070547202423545E-3,5.0362616232356217E-2]
[2004,12,21,5,null,null,2.4708055704353506E-2,1.671906609091622E-2,1.4049599999999879E-3,1.6661480863503531E-6,6.4846814516129276E-5,1.0495008754739566E-2,5.3393603512611756E-2,null,1.9951745026816722E-2,2.0341608895194593E-2,7.9423236020226609E-4,2.1985711736417401E-6,2.7452204172963845E-5,9.6167776115332494E-3,5.0734014669093434E-2]
[2004,12,21,6,null,null,2.6732990566309633E-2,1.7429318499296177E-2,1.4049599999999879E-3,1.6661480863503531E-6,6.4846814516129276E-5,1.0502064916588836E-2,5.6135846944797119E-2,null,2.1586879112035027E-2,2.1205752659539466E-2,7.9423236020226609E-4,2.1985711736417401E-6,2.7452204172963845E-5,9.6232433078352903E-3,5.3239758214958653E-2]
[2004,12,21,7,null,null,3.2617279221067927E-2,1.8652519039483839E-2,1.421013333333321E-4,1.6851858031628439E-7,6.4846814516129276E-5,1.0653771857132397E-2,6.2130686784113945E-2,null,2.6338439830074119E-2,2.2693985725524352E-2,8.0330740634055263E-5,2.2236924553205979E-7,2.7452204172963845E-5,9.7622552842354694E-3,5.8902686153886497E-2]
[2004,12,21,8,null,null,3.8197437507356061E-2,2.1013979535122705E-2,1.421013333333321E-4,1.6851858031628439E-7,6.4846814516129276E-5,1.1858807214184058E-2,7.1277340923092597E-2,null,3.084441539810243E-2,2.5567107080660151E-2,8.0330740634055263E-5,2.2236924553205979E-7,2.7452204172963845E-5,1.0866452270976139E-2,6.7385980063791262E-2]
[2004,12,21,9,null,null,4.0521125031615979E-2,2.2805712190698178E-2,1.421013333333321E-4,1.6851858031628439E-7,6.4846814516129276E-5,1.3010270778497013E-2,7.6544224667240951E-2,null,3.272079213776876E-2,2.7747056889236291E-2,8.0330740634055263E-5,2.2236924553205979E-7,2.7452204172963845E-5,1.1921560397568254E-2,7.2497414738625865E-2]
[2004,12,21,10,null,null,3.7390819506935305E-2,2.3422961005964422E-2,1.421013333333321E-4,1.6851858031628439E-7,6.4846814516129276E-5,1.445139590450316E-2,7.5472293083832673E-2,null,3.0193071687735124E-2,2.8498045845371228E-2,8.0330740634055263E-5,2.2236924553205979E-7,2.7452204172963845E-5,1.3242090963198817E-2,7.2041213810357718E-2]
[2004,12,21,11,null,null,3.551358603700025E-2,2.4050587511752576E-2,1.421013333333321E-4,1.6851858031628439E-7,6.4846814516129276E-5,1.4019498340369311E-2,7.379078855555192E-2,null,2.8677206417067495E-2,2.9261661040357313E-2,8.0330740634055263E-5,2.2236924553205979E-7,2.7452204172963845E-5,1.2846334949811744E-2,7.0893207721289098E-2]
[2004,12,21,12,null,null,3.5775821588685044E-2,2.3818590666901278E-2,1.421013333333321E-4,1.6851858031628439E-7,6.4846814516129276E-5,1.3528482329318059E-2,7.3330011251334162E-2,null,2.8888961519402796E-2,2.897939712338839E-2,8.0330740634055263E-5,2.2236924553205979E-7,2.7452204172963845E-5,1.2396407570775536E-2,7.0372771527619282E-2]
[2004,12,21,13,null,null,3.5043953113692107E-2,2.3420409744466752E-2,1.421013333333321E-4,1.6851858031628439E-7,6.4846814516129276E-5,1.1927496331483597E-2,7.0598975856072235E-2,null,2.8297978020703163E-2,2.8494941798572634E-2,8.0330740634055263E-5,2.2236924553205979E-7,2.7452204172963845E-5,1.0929393425275213E-2,6.7830318558603553E-2]
[2004,12,21,14,null,null,3.2520292611780743E-2,2.367882166064798E-2,1.421013333333321E-4,1.6851858031628439E-7,6.4846814516129276E-5,1.3707977883541011E-2,7.0114208822399521E-2,null,2.6260123182148949E-2,2.8809344176326995E-2,8.0330740634055263E-5,2.2236924553205979E-7,2.7452204172963845E-5,1.256088278633374E-2,6.7738355458862226E-2]
[2004,12,21,15,null,null,3.2333193393767369E-2,2.3212976765287874E-2,1.421013333333321E-4,1.6851858031628439E-7,6.4846814516129276E-5,1.2170652546876787E-2,6.7923939372361811E-2,null,2.610904063898219E-2,2.8242564033482374E-2,8.0330740634055263E-5,2.2236924553205979E-7,2.7452204172963845E-5,1.1152202124433503E-2,6.5611812110950615E-2]
[2004,12,21,16,null,null,3.3785799409465585E-2,2.2920826777862845E-2,1.421013333333321E-4,1.6851858031628439E-7,6.4846814516129276E-5,1.193974034476044E-2,6.8853483198518639E-2,null,2.7282019411428632E-2,2.7887113510670889E-2,8.0330740634055263E-5,2.2236924553205979E-7,2.7452204172963845E-5,1.0940612849242142E-2,6.6217751085394211E-2]
[2004,12,21,17,null,null,3.7969999502718343E-2,2.2867287978416449E-2,1.421013333333321E-4,1.6851858031628439E-7,6.4846814516129276E-5,1.1036085677457227E-2,7.2080489825021798E-2,null,3.0660759300988313E-2,2.7821974386683063E-2,8.0330740634055263E-5,2.2236924553205979E-7,2.7452204172963845E-5,1.0112576763121248E-2,6.8703315764845174E-2]
[2004,12,21,18,null,null,4.4632943086619185E-2,2.247848194696862E-2,1.421013333333321E-4,1.6851858031628439E-7,6.4846814516129276E-5,1.0684795739826466E-2,7.8003337439844042E-2,null,3.6041083560603399E-2,2.7348925223243153E-2,8.0330740634055263E-5,2.2236924553205979E-7,2.7452204172963845E-5,9.7906830623810011E-3,7.3288697160280109E-2]
[2004,12,21,19,null,null,4.6912913601912749E-2,2.176790072041565E-2,1.4049599999999879E-3,1.6661480863503531E-6,6.4846814516129276E-5,8.6637993638825437E-3,7.8816086648813399E-2,null,3.7882158833142221E-2,2.6484381395244203E-2,7.9423236020226609E-4,2.1985711736417401E-6,2.7452204172963845E-5,7.9388053598121247E-3,7.3129228723747414E-2]
[2004,12,21,20,null,null,4.6168462761391763E-2,2.0762009584553941E-2,1.4049599999999879E-3,1.6661480863503531E-6,6.4846814516129276E-5,5.9440134921431714E-3,7.4345958800691336E-2,null,3.7281015079347904E-2,2.5260542457974912E-2,7.9423236020226609E-4,2.1985711736417401E-6,2.7452204172963845E-5,5.4466134530930643E-3,6.8812054125964764E-2]
[2004,12,21,21,null,null,4.2717402178276347E-2,2.0673139617248749E-2,1.4049599999999879E-3,1.6661480863503531E-6,6.4846814516129276E-5,7.8392373318347894E-3,7.2701252089962351E-2,null,3.4494285048854892E-2,2.5152416913903217E-2,7.9423236020226609E-4,2.1985711736417401E-6,2.7452204172963845E-5,7.1832433708298709E-3,6.765382846913684E-2]
[2004,12,21,22,null,null,4.0451400760313033E-2,2.0008025438385139E-2,1.4049599999999879E-3,1.6661480863503531E-6,6.4846814516129276E-5,7.5289492010338971E-3,6.9459848362334542E-2,null,3.2664489816782334E-2,2.4343191540696345E-2,7.9423236020226609E-4,2.1985711736417401E-6,2.7452204172963845E-5,6.8989204113027568E-3,6.4730484904330296E-2]
[2004,12,21,23,null,null,3.7416389412519256E-2,1.8916292707932523E-2,1.4049599999999879E-3,1.6661480863503531E-6,6.4846814516129276E-5,6.6799862141669435E-3,6.4484141297221201E-2,null,3.021371937619249E-2,2.3014911593707211E-2,7.9423236020226609E-4,2.1985711736417401E-6,2.7452204172963845E-5,6.1209993598852911E-3,6.017351346533386E-2]
[2004,12,21,24,null,null,3.1110871922950478E-2,1.8278166232200566E-2,1.4049599999999879E-3,1.6661480863503531E-6,6.4846814516129276E-5,7.8927733480291945E-3,5.8753284465782707E-2,null,2.5122016543749751E-2,2.2238521385999323E-2,7.9423236020226609E-4,2.1985711736417401E-6,2.7452204172963845E-5,7.232299448245388E-3,5.5416720513543336E-2]
[2004,12,22,1,null,null,2.5805393994913484E-2,1.8025637502866974E-2,1.4049599999999879E-3,1.6661480863503531E-6,6.4846814516129276E-5,9.3374131774039571E-3,5.4639917637786889E-2,null,2.0837845254345268E-2,2.1931276913193791E-2,7.9423236020226609E-4,2.1985711736417401E-6,2.7452204172963845E-5,8.5560506039160707E-3,5.2149055907003999E-2]
[2004,12,22,2,null,null,2.3932191286994524E-2,1.7628689040376355E-2,1.4049599999999879E-3,1.6661480863503531E-6,6.4846814516129276E-5,1.0095305304383134E-2,5.3127658594356482E-2,null,1.9325234822381712E-2,2.1448321087095344E-2,7.9423236020226609E-4,2.1985711736417401E-6,2.7452204172963845E-5,9.2505216814555875E-3,5.0847960726481511E-2]
[2004,12,22,3,null,null,2.316288906214296E-2,1.7617538095229833E-2,1.4049599999999879E-3,1.6661480863503531E-6,6.4846814516129276E-5,1.0345822869537703E-2,5.2597722989512964E-2,null,1.8704023585752648E-2,2.1434754051487682E-2,7.9423236020226609E-4,2.1985711736417401E-6,2.7452204172963845E-5,9.4800757264473373E-3,5.0442736499236536E-2]
[2004,12,22,4,null,null,2.4638813927716365E-2,1.6788939014115836E-2,1.4049599999999879E-3,1.6661480863503531E-6,6.4846814516129276E-5,1.0512791634413069E-2,5.3412017538847743E-2,null,1.9895832320078546E-2,2.0426621279759707E-2,7.9423236020226609E-4,2.1985711736417401E-6,2.7452204172963845E-5,9.633072404906861E-3,5.0779409140293982E-2]
[2004,12,22,5,null,null,2.5020802086661301E-2,1.6975614692164218E-2,1.4049599999999879E-3,1.6661480863503531E-6,6.4846814516129276E-5,1.0451438563491268E-2,5.3919328304919259E-2,null,2.0204287604530153E-2,2.0653744231033198E-2,7.9423236020226609E-4,2.1985711736417401E-6,2.7452204172963845E-5,9.5768534104659908E-3,5.125876838157821E-2]
[2004,12,22,6,null,null,2.7024505142281486E-2,1.782068343014831E-2,1.4049599999999879E-3,1.6661480863503531E-6,6.4846814516129276E-5,1.0371909985804255E-2,5.668857152083652E-2,null,2.1822277014686111E-2,2.1681915162600228E-2,7.9423236020226609E-4,2.1985711736417401E-6,2.7452204172963845E-5,9.5039798509244447E-3,5.3832055163759648E-2]
[2004,12,22,7,null,null,3.2924994986270904E-2,1.9193818165194519E-2,1.421013333333321E-4,1.6851858031628439E-7,6.4846814516129276E-5,1.0416504905667633E-2,6.2742434723562834E-2,null,2.6586920186502157E-2,2.3352568869501506E-2,8.0330740634055263E-5,2.2236924553205979E-7,2.7452204172963845E-5,9.54484303045601E-3,5.9592337400512223E-2]
[2004,12,22,8,null,null,3.8557275353146486E-2,2.1560590800061844E-2,1.421013333333321E-4,1.6851858031628439E-7,6.4846814516129276E-5,1.1654163872172685E-2,7.1979146691810797E-2,null,3.1134984313605747E-2,2.6232153352302123E-2,8.0330740634055263E-5,2.2236924553205979E-7,2.7452204172963845E-5,1.0678933655623337E-2,6.815407663558376E-2]
[2004,12,22,9,null,null,4.0960790471810046E-2,2.3184919354104942E-2,1.421013333333321E-4,1.6851858031628439E-7,6.4846814516129276E-5,1.2945072669083665E-2,7.7297899161428429E-2,null,3.3075821803591858E-2,2.8208427384832785E-2,8.0330740634055263E-5,2.2236924553205979E-7,2.7452204172963845E-5,1.1861818120684738E-2,7.3254072623161928E-2]
[2004,12,22,10,null,null,3.7792977197371076E-2,2.3845084914358074E-2,1.421013333333321E-4,1.6851858031628439E-7,6.4846814516129276E-5,1.437022913400416E-2,7.621540791216308E-2,null,3.0517813860739623E-2,2.9011631915499866E-2,8.0330740634055263E-5,2.2236924553205979E-7,2.7452204172963845E-5,1.3167716296195063E-2,7.2805167386487096E-2]
[2004,12,22,11,null,null,3.5932720248301617E-2,2.4373502095282502E-2,1.421013333333321E-4,1.6851858031628439E-7,6.4846814516129276E-5,1.4004014354458314E-2,7.4517353364472211E-2,null,2.9015657123831418E-2,2.9654541966181825E-2,8.0330740634055263E-5,2.2236924553205979E-7,2.7452204172963845E-5,1.2832146676840659E-2,7.1610351080906451E-2]
[2004,12,22,12,null,null,3.6210801873452159E-2,2.4053227656817399E-2,1.421013333333321E-4,1.6851858031628439E-7,6.4846814516129276E-5,1.3580889826332564E-2,7.4052036023031897E-2,null,2.9240207924106199E-2,2.9264873229246521E-2,8.0330740634055263E-5,2.2236924553205979E-7,2.7452204172963845E-5,1.2444429564443523E-2,7.1057516031848789E-2]
[2004,12,22,13,null,null,3.5579568351360578E-2,2.3410412066990332E-2,1.421013333333321E-4,1.6851858031628439E-7,6.4846814516129276E-5,1.2097013660792662E-2,7.1294110745573347E-2,null,2.8730487109330329E-2,2.8482777910710733E-2,8.0330740634055263E-5,2.2236924553205979E-7,2.7452204172963845E-5,1.1084725402157092E-2,6.840599573625071E-2]
[2004,12,22,14,null,null,3.2933938287549196E-2,2.386906706119039E-2,1.421013333333321E-4,1.6851858031628439E-7,6.4846814516129276E-5,1.3794439300227803E-2,7.0804561315397169E-2,null,2.6594141898681277E-2,2.9040810306725624E-2,8.0330740634055263E-5,2.2236924553205979E-7,2.7452204172963845E-5,1.2640109039087412E-2,6.8383066558546868E-2]
[2004,12,22,15,null,null,3.2764506803566504E-2,2.3356797377375189E-2,1.421013333333321E-4,1.6851858031628439E-7,6.4846814516129276E-5,1.2264312560051956E-2,6.8592733407423417E-2,null,2.6457326043626269E-2,2.8417546453328012E-2,8.0330740634055263E-5,2.2236924553205979E-7,2.7452204172963845E-5,1.1238024589078147E-2,6.6220902400084977E-2]
[2004,12,22,16,null,null,3.4287787853010732E-2,2.2928953440621562E-2,1.421013333333321E-4,1.6851858031628439E-7,6.4846814516129276E-5,1.2107572775626661E-2,6.9531430735688737E-2,null,2.7687374877348868E-2,2.7897000988509783E-2,8.0330740634055263E-5,2.2236924553205979E-7,2.7452204172963845E-5,1.1094400921397355E-2,6.6786782101308562E-2]
[2004,12,22,17,null,null,3.8617881066750723E-2,2.2585104063950184E-2,1.421013333333321E-4,1.6851858031628439E-7,6.4846814516129276E-5,1.1380110066586695E-2,7.2790211863717383E-2,null,3.1183923402924172E-2,2.7478649299421967E-2,8.0330740634055263E-5,2.2236924553205979E-7,2.7452204172963845E-5,1.0427812902558254E-2,6.9198390918956937E-2]
[2004,12,22,18,null,null,4.5269545623356666E-2,2.2371808136691439E-2,1.421013333333321E-4,1.6851858031628439E-7,6.4846814516129276E-5,1.0922902134806381E-2,7.8771372561284275E-2,null,3.6555139852542752E-2,2.7219138253312007E-2,8.0330740634055263E-5,2.2236924553205979E-7,2.7452204172963845E-5,1.0008864514337548E-2,7.3891147934244866E-2]
[2004,12,22,19,null,null,4.760123783376962E-2,2.1587377253959796E-2,1.4049599999999879E-3,1.6661480863503531E-6,6.4846814516129276E-5,8.9320378151434808E-3,7.9592125865475358E-2,null,3.8437980373052703E-2,2.6264743663622043E-2,7.9423236020226609E-4,2.1985711736417401E-6,2.7452204172963845E-5,8.1845973922840924E-3,7.3711204564507721E-2]
[2004,12,22,20,null,null,4.6970897475051697E-2,2.0287515619356825E-2,1.4049599999999879E-3,1.6661480863503531E-6,6.4846814516129276E-5,6.3480932759776175E-3,7.5077979332988598E-2,null,3.7928980787341221E-2,2.4683239239560464E-2,7.9423236020226609E-4,2.1985711736417401E-6,2.7452204172963845E-5,5.8168795013893463E-3,6.9252982663839904E-2]
[2004,12,22,21,null,null,4.335010217725678E-2,2.0463690229324958E-2,1.4049599999999879E-3,1.6661480863503531E-6,6.4846814516129276E-5,8.1318234121431597E-3,7.3417088781327355E-2,null,3.5005190043127694E-2,2.4897585842040985E-2,7.9423236020226609E-4,2.1985711736417401E-6,2.7452204172963845E-5,7.4513456023106318E-3,6.8178004623028185E-2]
[2004,12,22,22,null,null,4.124919991735438E-2,1.9372648807709534E-2,1.4049599999999879E-3,1.6661480863503531E-6,6.4846814516129276E-5,8.0504424891003675E-3,7.0143764176766751E-2,null,3.3308712314673722E-2,2.3570146990715659E-2,7.9423236020226609E-4,2.1985711736417401E-6,2.7452204172963845E-5,7.3767747032277321E-3,6.5079517144165988E-2]
[2004,12,22,23,null,null,3.8193433193497384E-2,1.827464504787343E-2,1.4049599999999879E-3,1.6661480863503531E-6,6.4846814516129276E-5,7.179515258661508E-3,6.5119066462634795E-2,null,3.0841181916274815E-2,2.2234237261871754E-2,7.9423236020226609E-4,2.1985711736417401E-6,2.7452204172963845E-5,6.5787273945795439E-3,6.0478029708274976E-2]
[2004,12,22,24,null,null,3.2216417312497372E-2,1.6709608778994994E-2,1.4049599999999879E-3,1.6661480863503531E-6,6.4846814516129276E-5,8.9342830975542471E-3,5.9331782151649082E-2,null,2.6014744000403732E-2,2.0330102454628157E-2,7.9423236020226609E-4,2.1985711736417401E-6,2.7452204172963845E-5,8.1866547875778014E-3,5.5355384378158561E-2]
[2004,12,23,1,null,null,2.5395698746333351E-2,1.5852650850735395E-2,1.4049599999999879E-3,1.6661480863503531E-6,6.4846814516129276E-5,1.0248864663667959E-2,5.2968687223339174E-2,null,2.0507016506175948E-2,1.928746628574764E-2,7.9423236020226609E-4,2.1985711736417401E-6,2.7452204172963845E-5,9.3912310646416478E-3,5.0009596992114103E-2]
[2004,12,23,2,null,null,2.3577864683912535E-2,1.5407552570794552E-2,1.4049599999999879E-3,1.6661480863503531E-6,6.4846814516129276E-5,1.1045793551138824E-2,5.1502683768448382E-2,null,1.9039116233145071E-2,1.8745927955720963E-2,7.9423236020226609E-4,2.1985711736417401E-6,2.7452204172963845E-5,1.0121472273783363E-2,4.8730399598198269E-2]
[2004,12,23,3,null,null,2.2921766365779223E-2,1.5192788557163885E-2,1.4049599999999879E-3,1.6661480863503531E-6,6.4846814516129276E-5,1.1402930034637423E-2,5.0988957920183001E-2,null,1.8509317105583099E-2,1.8484630730966834E-2,7.9423236020226609E-4,2.1985711736417401E-6,2.7452204172963845E-5,1.0448723276525025E-2,4.8266554248623826E-2]
[2004,12,23,4,null,null,2.4138869279376977E-2,1.4820448219161128E-2,1.4049599999999879E-3,1.6661480863503531E-6,6.4846814516129276E-5,1.1347556112848449E-2,5.1778346573989026E-2,null,1.9492127217963551E-2,1.8031614905180265E-2,7.9423236020226609E-4,2.1985711736417401E-6,2.7452204172963845E-5,1.0397983090998023E-2,4.8745608349690703E-2]
[2004,12,23,5,null,null,2.463252718675241E-2,1.4690460463889582E-2,1.4049599999999879E-3,1.6661480863503531E-6,6.4846814516129276E-5,1.1475679493886158E-2,5.2270140107130617E-2,null,1.9890755779282971E-2,1.7873462526062946E-2,7.9423236020226609E-4,2.1985711736417401E-6,2.7452204172963845E-5,1.0515384999950309E-2,4.9103486440845098E-2]
[2004,12,23,6,null,null,2.6578481384474998E-2,1.5423142157205725E-2,1.4049599999999879E-3,1.6661480863503531E-6,6.4846814516129276E-5,1.148158536956315E-2,5.4954681873846348E-2,null,2.1462113009952637E-2,1.8764895359037002E-2,7.9423236020226609E-4,2.1985711736417401E-6,2.7452204172963845E-5,1.0520796666992641E-2,5.1571688171531148E-2]
[2004,12,23,7,null,null,3.2201580953737027E-2,1.6891729637872235E-2,1.421013333333321E-4,1.6851858031628439E-7,6.4846814516129276E-5,1.1522955807839063E-2,6.0823383065878103E-2,null,2.6002763646682067E-2,2.0551683687861665E-2,8.0330740634055263E-5,2.2236924553205979E-7,2.7452204172963845E-5,1.0558705192262945E-2,5.7221157840859224E-2]
[2004,12,23,8,null,null,3.7691676419703585E-2,1.918858585216426E-2,1.421013333333321E-4,1.6851858031628439E-7,6.4846814516129276E-5,1.2690199561791465E-2,6.9777578500089088E-2,null,3.0436013523585458E-2,2.3346202864085893E-2,8.0330740634055263E-5,2.2236924553205979E-7,2.7452204172963845E-5,1.1628273008977933E-2,6.5518494710701827E-2]
[2004,12,23,9,null,null,4.0091908953978073E-2,2.0720923429657673E-2,1.421013333333321E-4,1.6851858031628439E-7,6.4846814516129276E-5,1.3913694053037037E-2,7.4933643103102562E-2,null,{"$f":"G8579*X$5","v":3.237420032799989E-2},{"$f":"H8579*Y$5","v":2.5210554109979723E-2},{"$f":"I8579*Z$5","v":8.0330740634055263E-5},{"$f":"J8579*AA$5","v":2.2236924553205979E-7},{"$f":"K8579*AB$5","v":2.7452204172963845E-5},{"$f":"L8579*AC$5","v":1.2749384454066637E-2},{"$f":"SUM(O8579:T8579)","v":7.0442144206098803E-2}]
[2004,12,23,10,null,null,3.6976107452968414E-2,2.1410394014306871E-2,1.421013333333321E-4,1.6851858031628439E-7,6.4846814516129276E-5,1.5290648156533495E-2,7.3884266290238559E-2,null,2.9858191871237179E-2,2.6049413224562393E-2,8.0330740634055263E-5,2.2236924553205979E-7,2.7452204172963845E-5,1.4011113882223E-2,7.0026724292075126E-2]
[2004,12,23,11,null,null,3.5192521569632762E-2,2.1925588114381358E-2,1.421013333333321E-4,1.6851858031628439E-7,6.4846814516129276E-5,1.4912919866526535E-2,7.2238146216970445E-2,null,2.8417946989019578E-2,2.6676235131470275E-2,8.0330740634055263E-5,2.2236924553205979E-7,2.7452204172963845E-5,1.3664994212628517E-2,6.8867181647170914E-2]
[2004,12,23,12,null,null,3.5444150624760744E-2,2.1824154924607424E-2,1.421013333333321E-4,1.6851858031628439E-7,6.4846814516129276E-5,1.4311642507949158E-2,7.1787064723747102E-2,null,2.8621137349658422E-2,2.6552824274419205E-2,8.0330740634055263E-5,2.2236924553205979E-7,2.7452204172963845E-5,1.3114032248192093E-2,6.8395999186322276E-2]
[2004,12,23,13,null,null,3.4737933922862563E-2,2.1347655324132186E-2,1.421013333333321E-4,1.6851858031628439E-7,6.4846814516129276E-5,1.2820787040523682E-2,6.9113492953948211E-2,null,2.8050867647398149E-2,2.5973080857001288E-2,8.0330740634055263E-5,2.2236924553205979E-7,2.7452204172963845E-5,1.174793281786103E-2,6.5879886636313015E-2]
[2004,12,23,14,null,null,3.2157420342968375E-2,2.1970989432925504E-2,1.421013333333321E-4,1.6851858031628439E-7,6.4846814516129276E-5,1.4303392965331015E-2,6.863891940765468E-2,null,2.5967103971277928E-2,2.673147361549379E-2,8.0330740634055263E-5,2.2236924553205979E-7,2.7452204172963845E-5,1.3106473034225767E-2,6.5913055935050036E-2]
[2004,12,23,15,null,null,3.2023468767595938E-2,2.1377369451079976E-2,1.421013333333321E-4,1.6851858031628439E-7,6.4846814516129276E-5,1.2886786528626976E-2,6.6494741413732669E-2,null,2.5858938128131458E-2,2.6009233184275268E-2,8.0330740634055263E-5,2.2236924553205979E-7,2.7452204172963845E-5,1.1808409413392956E-2,6.3784586039852237E-2]
[2004,12,23,16,null,null,3.3484321032460844E-2,2.0977448524333062E-2,1.421013333333321E-4,1.6851858031628439E-7,6.4846814516129276E-5,1.2735838942978771E-2,6.7404725166202467E-2,null,2.7038575743457735E-2,2.5522660846044643E-2,8.0330740634055263E-5,2.2236924553205979E-7,2.7452204172963845E-5,1.1670093248433008E-2,6.4339335151987934E-2]
[2004,12,23,17,null,null,3.7715527319074668E-2,2.0648347795251851E-2,1.421013333333321E-4,1.6851858031628439E-7,6.4846814516129276E-5,1.199284101974551E-2,7.0563832800501811E-2,null,3.0455273115218492E-2,2.5122253414093011E-2,8.0330740634055263E-5,2.2236924553205979E-7,2.7452204172963845E-5,1.0989270015166192E-2,6.6674801858530239E-2]
[2004,12,23,18,null,null,4.4115197461997172E-2,2.0602115887715385E-2,1.421013333333321E-4,1.6851858031628439E-7,6.4846814516129276E-5,1.1437627817180577E-2,7.6362057833322922E-2,null,3.5623004177311887E-2,2.5066004376229793E-2,8.0330740634055263E-5,2.2236924553205979E-7,2.7452204172963845E-5,1.0480517519496016E-2,7.127753138709024E-2]
[2004,12,23,19,null,null,4.6376591596811831E-2,1.9819722758998279E-2,1.4049599999999879E-3,1.6661480863503531E-6,6.4846814516129276E-5,9.4899134779218956E-3,7.7157700796334466E-2,null,3.7449079030098101E-2,2.4114089063490045E-2,7.9423236020226609E-4,2.1985711736417401E-6,2.7452204172963845E-5,8.6957895512619413E-3,7.1082840780398948E-2]
[2004,12,23,20,null,null,4.5635639506599004E-2,1.8824341086619258E-2,1.4049599999999879E-3,1.6661480863503531E-6,6.4846814516129276E-5,6.8501759098362931E-3,7.2781629465657013E-2,null,3.6850760515768036E-2,2.2903036689459436E-2,7.9423236020226609E-4,2.1985711736417401E-6,2.7452204172963845E-5,6.2769474389459713E-3,6.6854627779722314E-2]
[2004,12,23,21,null,null,4.2302177706502825E-2,1.8781220334789503E-2,1.4049599999999879E-3,1.6661480863503531E-6,6.4846814516129276E-5,8.6166601764275721E-3,7.1171531180322378E-2,null,3.4158991455184536E-2,2.2850572905644129E-2,7.9423236020226609E-4,2.1985711736417401E-6,2.7452204172963845E-5,7.895610819136957E-3,6.5729058315514483E-2]
[2004,12,23,22,null,null,4.0082000450476177E-2,1.8030795911739804E-2,1.4049599999999879E-3,1.6661480863503531E-6,6.4846814516129276E-5,8.4140570696849392E-3,6.7998326394503386E-2,null,3.2366199215414074E-2,2.1937553001537602E-2,7.9423236020226609E-4,2.1985711736417401E-6,2.7452204172963845E-5,7.7099617104528194E-3,6.283759706295336E-2]
[2004,12,23,23,null,null,3.7037226960772614E-2,1.7087620646674524E-2,1.4049599999999879E-3,1.6661480863503531E-6,6.4846814516129276E-5,7.5310032478058545E-3,6.3127323817855463E-2,null,2.9907545849165079E-2,2.0790018668145418E-2,7.9423236020226609E-4,2.1985711736417401E-6,2.7452204172963845E-5,6.9008025737164547E-3,5.8422250226575823E-2]
[2004,12,23,24,null,null,3.0822849205478165E-2,1.6449617824913575E-2,1.4049599999999879E-3,1.6661480863503531E-6,6.4846814516129276E-5,8.7731067346667416E-3,5.7517046727660955E-2,null,2.4889438315430234E-2,2.0013778906682728E-2,7.9423236020226609E-4,2.1985711736417401E-6,2.7452204172963845E-5,8.0389657980450453E-3,5.3766066155706879E-2]
[2004,12,24,1,null,null,2.7258842264173667E-2,1.5753414979576708E-2,1.4049599999999879E-3,1.6661480863503531E-6,6.4846814516129276E-5,7.6224152137341992E-3,5.2106145420087048E-2,null,2.2011504146203672E-2,1.9166728843326701E-2,7.9423236020226609E-4,2.1985711736417401E-6,2.7452204172963845E-5,6.9845651095951358E-3,4.8986681234674374E-2]
[2004,12,24,2,null,null,2.5250250809202665E-2,1.516274516620135E-2,1.4049599999999879E-3,1.6661480863503531E-6,6.4846814516129276E-5,8.3159968177501809E-3,5.0200465755756665E-2,null,2.0389567355541378E-2,1.844807779759591E-2,7.9423236020226609E-4,2.1985711736417401E-6,2.7452204172963845E-5,7.6201072227220085E-3,4.7281635511408161E-2]
[2004,12,24,3,null,null,2.3882333934025637E-2,1.5084844136062456E-2,1.4049599999999879E-3,1.6661480863503531E-6,6.4846814516129276E-5,8.8894384121221397E-3,4.9328089444812706E-2,null,1.9284975029946003E-2,1.8353297845234869E-2,7.9423236020226609E-4,2.1985711736417401E-6,2.7452204172963845E-5,8.1455627430699791E-3,4.6607718753799723E-2]
[2004,12,24,4,null,null,2.4590018058246375E-2,1.4256322119840901E-2,1.4049599999999879E-3,1.6661480863503531E-6,6.4846814516129276E-5,8.7891769713037103E-3,4.9106990111993459E-2,null,1.9856429675140543E-2,1.7345258836154467E-2,7.9423236020226609E-4,2.1985711736417401E-6,2.7452204172963845E-5,8.0536912637891919E-3,4.6079262910633072E-2]
[2004,12,24,5,null,null,2.3960327199589546E-2,1.4550280014059388E-2,1.4049599999999879E-3,1.6661480863503531E-6,6.4846814516129276E-5,9.6378084030167514E-3,4.9619888579268155E-2,null,1.9347954560466719E-2,1.7702908987384879E-2,7.9423236020226609E-4,2.1985711736417401E-6,2.7452204172963845E-5,8.831308504866367E-3,4.6706055188266836E-2]
[2004,12,24,6,null,null,2.5400766130340976E-2,1.5036203437431893E-2,1.4049599999999879E-3,1.6661480863503531E-6,6.4846814516129276E-5,9.2756985968282541E-3,5.118414112720359E-2,null,2.0511108416720544E-2,1.8294118100232872E-2,7.9423236020226609E-4,2.1985711736417401E-6,2.7452204172963845E-5,8.4995003512526261E-3,4.8128610003754908E-2]
[2004,12,24,7,null,null,2.9933715301841645E-2,1.5747935732788564E-2,1.421013333333321E-4,1.6851858031628439E-7,6.4846814516129276E-5,8.8540417697388681E-3,5.4742809470798855E-2,null,2.4171463046460433E-2,1.9160062400679807E-2,8.0330740634055263E-5,2.2236924553205979E-7,2.7452204172963845E-5,8.1131281214369896E-3,5.1552658882629776E-2]
[2004,12,24,8,null,null,3.3134021612013655E-2,1.7127403616734531E-2,1.421013333333321E-4,1.6851858031628439E-7,6.4846814516129276E-5,9.573178258882353E-3,6.004172015406032E-2,null,2.6755709102576214E-2,2.083842146847226E-2,8.0330740634055263E-5,2.2236924553205979E-7,2.7452204172963845E-5,8.7720866654504483E-3,5.647422255055147E-2]
[2004,12,24,9,null,null,3.6933452140674568E-2,1.8026229935722417E-2,1.421013333333321E-4,1.6851858031628439E-7,6.4846814516129276E-5,9.0036403798966665E-3,6.4170439122723424E-2,null,2.9823747723744989E-2,2.1931997709282315E-2,8.0330740634055263E-5,2.2236924553205979E-7,2.7452204172963845E-5,8.2502081943080386E-3,6.0113958941387886E-2]
[2004,12,24,10,null,null,3.9675428681160654E-2,1.8894893591593527E-2,1.421013333333321E-4,1.6851858031628439E-7,6.4846814516129276E-5,1.0001532938076766E-2,6.8778971877260731E-2,null,3.2037892675492528E-2,2.2988875901707218E-2,8.0330740634055263E-5,2.2236924553205979E-7,2.7452204172963845E-5,9.1645962654840849E-3,6.4299370156736382E-2]
[2004,12,24,11,null,null,3.9214168852299967E-2,1.9630135325109439E-2,1.421013333333321E-4,1.6851858031628439E-7,6.4846814516129276E-5,1.1425664131275355E-2,7.047708497511454E-2,null,3.1665425549521141E-2,2.3883423462275295E-2,8.0330740634055263E-5,2.2236924553205979E-7,2.7452204172963845E-5,1.0469554964870913E-2,6.6126409290719904E-2]
[2004,12,24,12,null,null,4.0215912986051178E-2,1.8681492918803805E-2,1.421013333333321E-4,1.6851858031628439E-7,6.4846814516129276E-5,1.1978715443284927E-2,7.1083238014569686E-2,null,3.2474333533939838E-2,2.2729237414709523E-2,8.0330740634055263E-5,2.2236924553205979E-7,2.7452204172963845E-5,1.097632647880232E-2,6.6287902741504229E-2]
[2004,12,24,13,null,null,3.9180963672203348E-2,1.8114440597161413E-2,1.421013333333321E-4,1.6851858031628439E-7,6.4846814516129276E-5,1.0731964661300192E-2,6.8234485597094732E-2,null,3.1638612379970912E-2,2.203932109478848E-2,8.0330740634055263E-5,2.2236924553205979E-7,2.7452204172963845E-5,9.8339048489072718E-3,6.361984363771922E-2]
[2004,12,24,14,null,null,3.8567779435272828E-2,1.7902998790986672E-2,1.421013333333321E-4,1.6851858031628439E-7,6.4846814516129276E-5,1.0759424957238788E-2,6.7437319849928068E-2,null,3.1143466355690853E-2,2.178206590470122E-2,8.0330740634055263E-5,2.2236924553205979E-7,2.7452204172963845E-5,9.8590672442286781E-3,6.2892604818673301E-2]
[2004,12,24,15,null,null,3.6835651325320934E-2,1.7843241747040963E-2,1.421013333333321E-4,1.6851858031628439E-7,6.4846814516129276E-5,1.2095571000445334E-2,6.6981580739237018E-2,null,2.9744773604749187E-2,2.1709361220715491E-2,8.0330740634055263E-5,2.2236924553205979E-7,2.7452204172963845E-5,1.1083403464838749E-2,6.264554360435598E-2]
[2004,12,24,16,null,null,3.7624714863188996E-2,1.7285841756025291E-2,1.421013333333321E-4,1.6851858031628439E-7,6.4846814516129276E-5,1.1301377644943158E-2,6.6419050930587226E-2,null,3.0381942093677582E-2,2.1031188615034713E-2,8.0330740634055263E-5,2.2236924553205979E-7,2.7452204172963845E-5,1.0355668876054089E-2,6.1876804898818936E-2]
[2004,12,24,17,null,null,4.2667695500208373E-2,1.7065045567296877E-2,1.421013333333321E-4,1.6851858031628439E-7,6.4846814516129276E-5,1.0113072104024763E-2,7.0052929837959799E-2,null,3.445414692634096E-2,2.0762552215594723E-2,8.0330740634055263E-5,2.2236924553205979E-7,2.7452204172963845E-5,9.2668017403878932E-3,6.4591506196376117E-2]
[2004,12,24,18,null,null,4.6251350260434566E-2,1.7302141114736592E-2,1.421013333333321E-4,1.6851858031628439E-7,6.4846814516129276E-5,1.1233251984379661E-2,7.4993860025980602E-2,null,3.7347946701431031E-2,2.1051019577981139E-2,8.0330740634055263E-5,2.2236924553205979E-7,2.7452204172963845E-5,1.0293244027958361E-2,6.8800215621423078E-2]
[2004,12,24,19,null,null,4.7958590258721838E-2,1.6459645980438791E-2,1.4049599999999879E-3,1.6661480863503531E-6,6.4846814516129276E-5,8.1099527407048327E-3,7.3999661942467918E-2,null,3.8726542312230501E-2,2.002597987631374E-2,7.9423236020226609E-4,2.1985711736417401E-6,2.7452204172963845E-5,7.4313050870187967E-3,6.7007710411111907E-2]
[2004,12,24,20,null,null,4.5796620472060803E-2,1.6417453762531748E-2,1.4049599999999879E-3,1.6661480863503531E-6,6.4846814516129276E-5,8.3618061151345211E-3,7.2047353312329532E-2,null,3.698075258052199E-2,1.9974645813129899E-2,7.9423236020226609E-4,2.1985711736417401E-6,2.7452204172963845E-5,7.6620831596441044E-3,6.5441364688844872E-2]
[2004,12,24,21,null,null,4.1767313833722501E-2,1.6361198672067572E-2,1.4049599999999879E-3,1.6661480863503531E-6,6.4846814516129276E-5,9.7776114331147908E-3,6.9377596901507327E-2,null,3.3727089093401837E-2,1.9906201855652644E-2,7.9423236020226609E-4,2.1985711736417401E-6,2.7452204172963845E-5,8.9594127000404943E-3,6.3416586784643847E-2]
[2004,12,24,22,null,null,4.0821007734482884E-2,1.5068019543667916E-2,1.4049599999999879E-3,1.6661480863503531E-6,6.4846814516129276E-5,8.1169973614088845E-3,6.5477497602162163E-2,null,3.2962947299516224E-2,1.8332827845508225E-2,7.9423236020226609E-4,2.1985711736417401E-6,2.7452204172963845E-5,7.4377602079483407E-3,5.9557418488521661E-2]
[2004,12,24,23,null,null,3.7987100845892227E-2,1.4232902885328405E-2,1.4049599999999879E-3,1.6661480863503531E-6,6.4846814516129276E-5,8.3612054359522535E-3,6.2052682129775355E-2,null,3.0674568628711388E-2,1.7316765324226976E-2,7.9423236020226609E-4,2.1985711736417401E-6,2.7452204172963845E-5,7.6615327458000818E-3,5.6476749834287313E-2]
[2004,12,24,24,null,null,3.4703115295044842E-2,1.2980364190111103E-2,1.4049599999999879E-3,1.6661480863503531E-6,6.4846814516129276E-5,7.022759783198604E-3,5.6177712230957022E-2,null,2.8022751619463163E-2,1.5792837365233459E-2,7.9423236020226609E-4,2.1985711736417401E-6,2.7452204172963845E-5,6.4350893489003424E-3,5.1074561469145831E-2]
[2004,12,25,1,null,null,3.1039570751891215E-2,1.3379096967067126E-2,1.4049599999999879E-3,1.6661480863503531E-6,6.4846814516129276E-5,9.5294078894391683E-3,5.5419548570999982E-2,null,2.5064440876845406E-2,1.6277964115640951E-2,7.9423236020226609E-4,2.1985711736417401E-6,2.7452204172963845E-5,8.7319790372677019E-3,5.0898267165302928E-2]
[2004,12,25,2,null,null,2.9233373123046216E-2,1.294262336712333E-2,1.4049599999999879E-3,1.6661480863503531E-6,6.4846814516129276E-5,1.0008414313799936E-2,5.3655883766571953E-2,null,2.3605937019238885E-2,1.5746919186764317E-2,7.9423236020226609E-4,2.1985711736417401E-6,2.7452204172963845E-5,9.1709018019097924E-3,4.9347641143461865E-2]
[2004,12,25,3,null,null,2.8468322761593345E-2,1.2568596645580384E-2,1.4049599999999879E-3,1.6661480863503531E-6,6.4846814516129276E-5,1.0439589212344152E-2,5.2947981582120357E-2,null,2.2988159160591264E-2,1.5291851586420767E-2,7.9423236020226609E-4,2.1985711736417401E-6,2.7452204172963845E-5,9.565995622970452E-3,4.8669889505531354E-2]
[2004,12,25,4,null,null,2.8126253510027305E-2,1.2321873464530753E-2,1.4049599999999879E-3,1.6661480863503531E-6,6.4846814516129276E-5,1.0671393143053086E-2,5.2590993080213616E-2,null,2.271193837776548E-2,1.4991670557947133E-2,7.9423236020226609E-4,2.1985711736417401E-6,2.7452204172963845E-5,9.7784020061571619E-3,4.8305894077418643E-2]
[2004,12,25,5,null,null,2.8492068203428748E-2,1.2403017861607496E-2,1.4049599999999879E-3,1.6661480863503531E-6,6.4846814516129276E-5,1.0873082512320333E-2,5.3239641539959047E-2,null,2.3007333595306725E-2,1.5090396621974615E-2,7.9423236020226609E-4,2.1985711736417401E-6,2.7452204172963845E-5,9.9632138396849416E-3,4.8884827192515148E-2]
[2004,12,25,6,null,null,2.9604556554792737E-2,1.2501220342168412E-2,1.4049599999999879E-3,1.6661480863503531E-6,6.4846814516129276E-5,1.0783490043230395E-2,5.4360739902794011E-2,null,2.3905667490830812E-2,1.5209876767650539E-2,7.9423236020226609E-4,2.1985711736417401E-6,2.7452204172963845E-5,9.881118543621753E-3,4.9820545937651971E-2]
[2004,12,25,7,null,null,3.2373979402411414E-2,1.3343888949106054E-2,1.421013333333321E-4,1.6851858031628439E-7,6.4846814516129276E-5,1.0743254238938861E-2,5.6668239256886112E-2,null,2.6141975324530279E-2,1.6235127528510748E-2,8.0330740634055263E-5,2.2236924553205979E-7,2.7452204172963845E-5,9.8442497052114823E-3,5.2329357872305055E-2]
[2004,12,25,8,null,null,3.7897683950172074E-2,1.4538885758545171E-2,1.421013333333321E-4,1.6851858031628439E-7,6.4846814516129276E-5,9.6619027034094834E-3,6.230558907855651E-2,null,3.060236452144189E-2,1.7689045923021011E-2,8.0330740634055263E-5,2.2236924553205979E-7,2.7452204172963845E-5,8.8533865739749557E-3,5.7252802332490409E-2]
[2004,12,25,9,null,null,4.035037470374031E-2,1.5554084389869995E-2,1.421013333333321E-4,1.6851858031628439E-7,6.4846814516129276E-5,1.0760416351321975E-2,6.6871992111362064E-2,null,3.2582911316801515E-2,1.892420902346275E-2,8.0330740634055263E-5,2.2236924553205979E-7,2.7452204172963845E-5,9.8599756776227027E-3,6.1475101331939515E-2]
[2004,12,25,10,null,null,4.2129212517031306E-2,1.6331372561085876E-2,1.421013333333321E-4,1.6851858031628439E-7,6.4846814516129276E-5,1.1806058349185128E-2,7.0473760093732088E-2,null,3.401932213437097E-2,1.9869913280611724E-2,8.0330740634055263E-5,2.2236924553205979E-7,2.7452204172963845E-5,1.0818117475283244E-2,6.4815358204318482E-2]
[2004,12,25,11,null,null,4.3047291421094876E-2,1.6213609008912968E-2,1.421013333333321E-4,1.6851858031628439E-7,6.4846814516129276E-5,1.1763767480634754E-2,7.1231784577072368E-2,null,3.4760670479524178E-2,1.9726633739315356E-2,8.0330740634055263E-5,2.2236924553205979E-7,2.7452204172963845E-5,1.0779365542116549E-2,6.5374675075008631E-2]
[2004,12,25,12,null,null,4.3162170652985304E-2,1.5862707821564407E-2,1.421013333333321E-4,1.6851858031628439E-7,6.4846814516129276E-5,1.0658430639494156E-2,6.9890425780473636E-2,null,3.4853435412992836E-2,1.9299702314133541E-2,8.0330740634055263E-5,2.2236924553205979E-7,2.7452204172963845E-5,9.7665242157781249E-3,6.4027667256957049E-2]
[2004,12,25,13,null,null,4.3404315356186288E-2,1.549027886817194E-2,1.421013333333321E-4,1.6851858031628439E-7,6.4846814516129276E-5,9.6645848762021477E-3,6.8766295766990157E-2,null,3.5048967163271716E-2,1.8846578672540169E-2,8.0330740634055263E-5,2.2236924553205979E-7,2.7452204172963845E-5,8.8558443002966329E-3,6.285939545016106E-2]
[2004,12,25,14,null,null,4.145371954671638E-2,1.5365296533386348E-2,1.421013333333321E-4,1.6851858031628439E-7,6.4846814516129276E-5,9.1440315198204128E-3,6.6170164266352915E-2,null,3.3473861832986118E-2,1.8694516245177786E-2,8.0330740634055263E-5,2.2236924553205979E-7,2.7452204172963845E-5,8.3788512857839378E-3,6.0655234678000394E-2]
[2004,12,25,15,null,null,4.0602134912598259E-2,1.5449963012098484E-2,1.421013333333321E-4,1.6851858031628439E-7,6.4846814516129276E-5,9.4142096131574638E-3,6.5673424204283987E-2,null,3.2786207584024465E-2,1.8797527525062092E-2,8.0330740634055263E-5,2.2236924553205979E-7,2.7452204172963845E-5,8.6264206494547514E-3,6.0318161072593857E-2]
[2004,12,25,16,null,null,3.9780650069668445E-2,1.5390189825079217E-2,1.421013333333321E-4,1.6851858031628439E-7,6.4846814516129276E-5,9.6908671428072961E-3,6.5068823703984743E-2,null,3.2122858904320692E-2,1.8724803200261091E-2,8.0330740634055263E-5,2.2236924553205979E-7,2.7452204172963845E-5,8.8799272447681755E-3,5.9835594663402505E-2]
[2004,12,25,17,null,null,4.4311153732566229E-2,1.5202660555653115E-2,1.421013333333321E-4,1.6851858031628439E-7,6.4846814516129276E-5,7.7936314376609349E-3,6.751456239231006E-2,null,3.5781238786849003E-2,1.8496641708804343E-2,8.0330740634055263E-5,2.2236924553205979E-7,2.7452204172963845E-5,7.1414538161668492E-3,6.1527339625872743E-2]
[2004,12,25,18,null,null,4.9732633343111593E-2,1.5332281724960421E-2,1.421013333333321E-4,1.6851858031628439E-7,6.4846814516129276E-5,8.0105265294692449E-3,7.3282558263971051E-2,null,4.0159081388143926E-2,1.8654348073277632E-2,8.0330740634055263E-5,2.2236924553205979E-7,2.7452204172963845E-5,7.3401989446081799E-3,6.6261633720082286E-2]
[2004,12,25,19,null,null,5.0682606353065908E-2,1.4702170546291754E-2,1.4049599999999879E-3,1.6661480863503531E-6,6.4846814516129276E-5,5.3523117255616145E-3,7.220856158752173E-2,null,4.0926184210954321E-2,1.7887709847956419E-2,7.9423236020226609E-4,2.1985711736417401E-6,2.7452204172963845E-5,4.9044257870754964E-3,6.454220298153511E-2]
[2004,12,25,20,null,null,4.8299444145770004E-2,1.4235437672076997E-2,1.4049599999999879E-3,1.6661480863503531E-6,6.4846814516129276E-5,5.3934086368332985E-3,6.9399763417282753E-2,null,3.9001781688697758E-2,1.7319849326670186E-2,7.9423236020226609E-4,2.1985711736417401E-6,2.7452204172963845E-5,4.9420836743109134E-3,6.2087597825227721E-2]
[2004,12,25,21,null,null,4.5220424549181494E-2,1.4276764964096638E-2,1.4049599999999879E-3,1.6661480863503531E-6,6.4846814516129276E-5,7.3008927491212336E-3,6.8269555225001832E-2,null,3.6515474604936329E-2,1.7370131059297453E-2,7.9423236020226609E-4,2.1985711736417401E-6,2.7452204172963845E-5,6.68994791474062E-3,6.1399436714523269E-2]
[2004,12,25,22,null,null,4.1076279374164193E-2,1.3657834706748806E-2,1.4049599999999879E-3,1.6661480863503531E-6,6.4846814516129276E-5,7.8317713982627938E-3,6.4037358441778269E-2,null,3.3169079045714346E-2,1.6617096340736697E-2,7.9423236020226609E-4,2.1985711736417401E-6,2.7452204172963845E-5,7.1764021928468662E-3,5.7786460714846777E-2]
[2004,12,25,23,null,null,3.9008893489164281E-2,1.3019062891897389E-2,1.4049599999999879E-3,1.6661480863503531E-6,6.4846814516129276E-5,7.1776920558229767E-3,6.0677121399487118E-2,null,3.1499665776490972E-2,1.5839920967404043E-2,7.9423236020226609E-4,2.1985711736417401E-6,2.7452204172963845E-5,6.5770567588851287E-3,5.4740526638329012E-2]
[2004,12,25,24,null,null,3.5270762716115005E-2,1.2760045034483679E-2,1.4049599999999879E-3,1.6661480863503531E-6,6.4846814516129276E-5,8.8612669927513824E-3,5.8363547705952534E-2,null,2.8481126683281982E-2,1.5524781358305682E-2,7.9423236020226609E-4,2.1985711736417401E-6,2.7452204172963845E-5,8.1197487317222067E-3,5.2949539908858735E-2]
[2004,12,26,1,null,null,3.0498076913951622E-2,1.2823476642870644E-2,1.4049599999999879E-3,1.6661480863503531E-6,6.4846814516129276E-5,1.0152084322462892E-2,5.4945110841887634E-2,null,{"$f":"G8643*X$5","v":2.4627184820867697E-2},{"$f":"H8643*Y$5","v":1.5601956779611173E-2},{"$f":"I8643*Z$5","v":7.9423236020226609E-4},{"$f":"J8643*AA$5","v":2.1985711736417401E-6},{"$f":"K8643*AB$5","v":2.7452204172963845E-5},{"$f":"L8643*AC$5","v":9.3025493836361769E-3},{"$f":"SUM(O8643:T8643)","v":5.0355574119663918E-2}]
[2004,12,26,2,null,null,2.8295063437389235E-2,1.2602220355114709E-2,1.4049599999999879E-3,1.6661480863503531E-6,6.4846814516129276E-5,1.0740370712688269E-2,5.3109127467794684E-2,null,2.2848252326099633E-2,1.533276059086118E-2,7.9423236020226609E-4,2.1985711736417401E-6,2.7452204172963845E-5,9.8416074748582747E-3,4.8846503527367954E-2]
[2004,12,26,3,null,null,2.7581947029569773E-2,1.2258046749984838E-2,1.4049599999999879E-3,1.6661480863503531E-6,6.4846814516129276E-5,1.1020842119921766E-2,5.2332308862078847E-2,null,2.2272411114087697E-2,1.4914014422293502E-2,7.9423236020226609E-4,2.1985711736417401E-6,2.7452204172963845E-5,1.0098608799277395E-2,4.8108917471207463E-2]
[2004,12,26,4,null,null,2.7769399869179597E-2,1.1789275301805251E-2,1.4049599999999879E-3,1.6661480863503531E-6,6.4846814516129276E-5,1.1007611656056666E-2,5.2037759789643985E-2,null,2.2423779206551121E-2,1.4343673626447017E-2,7.9423236020226609E-4,2.1985711736417401E-6,2.7452204172963845E-5,1.0086485471735563E-2,4.767782144028257E-2]
[2004,12,26,5,null,null,2.7329853171961134E-2,1.2075712345369966E-2,1.4049599999999879E-3,1.6661480863503531E-6,6.4846814516129276E-5,1.1748292351150748E-2,5.2625330831084317E-2,null,2.206884542563298E-2,1.4692173374076757E-2,7.9423236020226609E-4,2.1985711736417401E-6,2.7452204172963845E-5,1.0765185384459209E-2,4.8350087319717815E-2]
[2004,12,26,6,null,null,2.8878375513649218E-2,1.2172049037049638E-2,1.4049599999999879E-3,1.6661480863503531E-6,6.4846814516129276E-5,1.1081714875451452E-2,5.3603612388752782E-2,null,2.3319276592673212E-2,1.4809383467855233E-2,7.9423236020226609E-4,2.1985711736417401E-6,2.7452204172963845E-5,1.0154387671521388E-2,4.9106930867598701E-2]
[2004,12,26,7,null,null,3.2330332490272368E-2,1.3199951212183401E-2,1.421013333333321E-4,1.6851858031628439E-7,6.4846814516129276E-5,1.047443364922652E-2,5.6211834018112063E-2,null,2.6106730460562586E-2,1.6060002606232297E-2,8.0330740634055263E-5,2.2236924553205979E-7,2.7452204172963845E-5,9.5979242481224331E-3,5.1872662628969869E-2]
[2004,12,26,8,null,null,3.5365012790046758E-2,1.4287514871718962E-2,1.421013333333321E-4,1.6851858031628439E-7,6.4846814516129276E-5,1.0665136746183846E-2,6.052478107437935E-2,null,2.8557233580010145E-2,1.7383210164034744E-2,8.0330740634055263E-5,2.2236924553205979E-7,2.7452204172963845E-5,9.7726691498302137E-3,5.5821118207927657E-2]
[2004,12,26,9,null,null,4.0379103332764649E-2,1.4536953291043249E-2,1.421013333333321E-4,1.6851858031628439E-7,6.4846814516129276E-5,9.1422452348752792E-3,6.4265418525112958E-2,null,3.26061096731644E-2,1.7686694745155395E-2,8.0330740634055263E-5,2.2236924553205979E-7,2.7452204172963845E-5,8.377214478662607E-3,5.8778024211034952E-2]
[2004,12,26,10,null,null,4.294246039854626E-2,1.5161615715135385E-2,1.421013333333321E-4,1.6851858031628439E-7,6.4846814516129276E-5,9.2553338416222312E-3,6.7566526621733652E-2,null,3.4676019471050777E-2,1.8446703626830319E-2,8.0330740634055263E-5,2.2236924553205979E-7,2.7452204172963845E-5,8.4808397358585516E-3,6.1711568147792197E-2]
[2004,12,26,11,null,null,4.214944830226041E-2,1.6007692958799058E-2,1.421013333333321E-4,1.6851858031628439E-7,6.4846814516129276E-5,1.2222547173407081E-2,7.0586805100896322E-2,null,3.4035662522790826E-2,1.9476101578375083E-2,8.0330740634055263E-5,2.2236924553205979E-7,2.7452204172963845E-5,1.1199754165049956E-2,6.4819523580268421E-2]
[2004,12,26,12,null,null,4.1864672180844394E-2,1.5827532837370248E-2,1.421013333333321E-4,1.6851858031628439E-7,6.4846814516129276E-5,1.181757101134397E-2,6.9716892695988394E-2,null,3.3805705919478769E-2,1.9256905918241488E-2,8.0330740634055263E-5,2.2236924553205979E-7,2.7452204172963845E-5,1.0828666748207698E-2,6.3999283899980497E-2]
[2004,12,26,13,null,null,4.0830582122930566E-2,1.5686079895411077E-2,1.421013333333321E-4,1.6851858031628439E-7,6.4846814516129276E-5,1.1302126276221861E-2,6.8025904960993283E-2,null,3.2970678614330375E-2,1.9084804174833016E-2,8.0330740634055263E-5,2.2236924553205979E-7,2.7452204172963845E-5,1.0356354861238912E-2,6.2519842964454841E-2]
[2004,12,26,14,null,null,3.9445756426409899E-2,1.6074505790101955E-2,1.421013333333321E-4,1.6851858031628439E-7,6.4846814516129276E-5,1.133093232471156E-2,6.7058311207653196E-2,null,3.1852432422312275E-2,1.9557390836767486E-2,8.0330740634055263E-5,2.2236924553205979E-7,2.7452204172963845E-5,1.0382750395408178E-2,6.1900578968540496E-2]
[2004,12,26,15,null,null,3.9373147671548266E-2,1.5885722607209732E-2,1.421013333333321E-4,1.6851858031628439E-7,6.4846814516129276E-5,9.8997983858954298E-3,6.5365785331083212E-2,null,3.179380088201432E-2,1.9327703744707363E-2,8.0330740634055263E-5,2.2236924553205979E-7,2.7452204172963845E-5,9.0713749460359216E-3,6.0300884886810159E-2]
[2004,12,26,16,null,null,4.1354489301762221E-2,1.5549599701098109E-2,1.421013333333321E-4,1.6851858031628439E-7,6.4846814516129276E-5,9.3564769306283477E-3,6.6467682599918448E-2,null,3.3393733450163783E-2,1.8918752631071078E-2,8.0330740634055263E-5,2.2236924553205979E-7,2.7452204172963845E-5,8.573519086266532E-3,6.0994010481553937E-2]
[2004,12,26,17,null,null,4.4467742805529828E-2,1.5166871189823197E-2,1.421013333333321E-4,1.6851858031628439E-7,6.4846814516129276E-5,8.7259509546239837E-3,6.8567681616406792E-2,null,3.5907684400180079E-2,1.8453097812371349E-2,8.0330740634055263E-5,2.2236924553205979E-7,2.7452204172963845E-5,7.9957560532637664E-3,6.2464543579867748E-2]
[2004,12,26,18,null,null,5.1367055645306019E-2,1.4672022010218444E-2,1.421013333333321E-4,1.6851858031628439E-7,6.4846814516129276E-5,7.5516682450839923E-3,7.3797862567038242E-2,null,4.1478876738685416E-2,1.7851028987540467E-2,8.0330740634055263E-5,2.2236924553205979E-7,2.7452204172963845E-5,6.9197383066739943E-3,6.635764934695243E-2]
[2004,12,26,19,null,null,5.1712655644230346E-2,1.4375490375188206E-2,1.4049599999999879E-3,1.6661480863503531E-6,6.4846814516129276E-5,7.089840827079039E-3,7.4649459809100052E-2,null,4.1757948598580542E-2,1.7490247439573805E-2,7.9423236020226609E-4,2.1985711736417401E-6,2.7452204172963845E-5,6.496556994714007E-3,6.6568636168417225E-2]
[2004,12,26,20,null,null,4.8281341468611336E-2,1.4319274271141049E-2,1.4049599999999879E-3,1.6661480863503531E-6,6.4846814516129276E-5,8.7154576891918939E-3,7.2787546391546734E-2,null,3.8987163784185389E-2,1.7421850915753608E-2,7.9423236020226609E-4,2.1985711736417401E-6,2.7452204172963845E-5,7.9861408730921794E-3,6.5219038708580049E-2]
[2004,12,26,21,null,null,4.6899405046931686E-2,1.4169508994219995E-2,1.4049599999999879E-3,1.6661480863503531E-6,6.4846814516129276E-5,9.206306422826032E-3,7.1746693426580188E-2,null,3.7871250680437375E-2,1.7239635792454119E-2,7.9423236020226609E-4,2.1985711736417401E-6,2.7452204172963845E-5,8.4359149726259686E-3,6.4370684581066331E-2]
[2004,12,26,22,null,null,4.5756719055374789E-2,1.3543673281688011E-2,1.4049599999999879E-3,1.6661480863503531E-6,6.4846814516129276E-5,8.2475639380478107E-3,6.9019429237713079E-2,null,3.6948532202623625E-2,1.6478199404336258E-2,7.9423236020226609E-4,2.1985711736417401E-6,2.7452204172963845E-5,7.5574008638428607E-3,6.1808015606351616E-2]
[2004,12,26,23,null,null,4.1340286697288939E-2,1.2994966753573504E-2,1.4049599999999879E-3,1.6661480863503531E-6,6.4846814516129276E-5,6.7295440680150507E-3,6.2536270481479972E-2,null,3.338226485277359E-2,1.5810603885995093E-2,7.9423236020226609E-4,2.1985711736417401E-6,2.7452204172963845E-5,6.1664101709193349E-3,5.6183162045236892E-2]
[2004,12,26,24,null,null,3.3631912126093282E-2,1.3473750297688231E-2,1.4049599999999879E-3,1.6661480863503531E-6,6.4846814516129276E-5,1.0044511036074191E-2,5.8621646422458179E-2,null,2.7157755492104026E-2,1.6393126112229275E-2,7.9423236020226609E-4,2.1985711736417401E-6,2.7452204172963845E-5,9.2039779201607674E-3,5.3578742660042943E-2]
[2004,12,27,1,null,null,2.9234222944661253E-2,1.2939834876152308E-2,1.4049599999999879E-3,1.6661480863503531E-6,6.4846814516129276E-5,1.0431362728771898E-2,5.4076893512187925E-2,null,2.3606623249850651E-2,1.5743526509659517E-2,7.9423236020226609E-4,2.1985711736417401E-6,2.7452204172963845E-5,9.5584575384496974E-3,4.9732490433508733E-2]
[2004,12,27,2,null,null,2.7283612037283814E-2,1.280872029557149E-2,1.4049599999999879E-3,1.6661480863503531E-6,6.4846814516129276E-5,1.0535331862096389E-2,5.2099137157554168E-2,null,2.2031505728010801E-2,1.5584003154459576E-2,7.9423236020226609E-4,2.1985711736417401E-6,2.7452204172963845E-5,9.6537264474150127E-3,4.8093118465434265E-2]
[2004,12,27,3,null,null,2.6059036575461453E-2,1.2580798222296236E-2,1.4049599999999879E-3,1.6661480863503531E-6,6.4846814516129276E-5,1.1082459109610112E-2,5.1193766869970278E-2,null,2.1042661535949539E-2,1.5306696895369776E-2,7.9423236020226609E-4,2.1985711736417401E-6,2.7452204172963845E-5,1.0155069627540864E-2,4.7328311194409042E-2]
[2004,12,27,4,null,null,2.7039471013540307E-2,1.2331721814387504E-2,1.4049599999999879E-3,1.6661480863503531E-6,6.4846814516129276E-5,1.0121635312276042E-2,5.0964301102806323E-2,null,2.1834361949698119E-2,1.5003652763170781E-2,7.9423236020226609E-4,2.1985711736417401E-6,2.7452204172963845E-5,9.2746483721838514E-3,4.6936546220601616E-2]
[2004,12,27,5,null,null,2.6749642253980306E-2,1.2482870898725927E-2,1.4049599999999879E-3,1.6661480863503531E-6,6.4846814516129276E-5,1.0792612275551722E-2,5.1496598390860425E-2,null,2.1600325343120418E-2,1.5187551525324097E-2,7.9423236020226609E-4,2.1985711736417401E-6,2.7452204172963845E-5,9.8894774198842739E-3,4.7501237423877657E-2]
[2004,12,27,6,null,null,2.831163182669209E-2,1.2735992280882364E-2,1.4049599999999879E-3,1.6661480863503531E-6,6.4846814516129276E-5,1.0600919768080731E-2,5.3120016838257657E-2,null,2.2861631293786572E-2,1.5495517061846188E-2,7.9423236020226609E-4,2.1985711736417401E-6,2.7452204172963845E-5,9.7138259023652265E-3,4.8894857393546855E-2]
[2004,12,27,7,null,null,3.3653081778496796E-2,1.3754849361904126E-2,1.421013333333321E-4,1.6851858031628439E-7,6.4846814516129276E-5,9.198234121251328E-3,5.6813281928082028E-2,null,2.7174849977890977E-2,1.6735131293259788E-2,8.0330740634055263E-5,2.2236924553205979E-7,2.7452204172963845E-5,8.4285181680237714E-3,5.244650475322709E-2]
[2004,12,27,8,null,null,3.8277175397912089E-2,1.5163745422084344E-2,1.421013333333321E-4,1.6851858031628439E-7,6.4846814516129276E-5,8.6645670534536909E-3,6.2312604539879905E-2,null,3.0908803712601404E-2,1.8449294780282406E-2,8.0330740634055263E-5,2.2236924553205979E-7,2.7452204172963845E-5,7.9395088084754806E-3,5.7405612615411834E-2]
[2004,12,27,9,null,null,4.1923890379810896E-2,1.6160469811337546E-2,1.421013333333321E-4,1.6851858031628439E-7,6.4846814516129276E-5,8.3059984956943174E-3,6.6597475353272539E-2,null,3.3853524591286231E-2,1.9661980799479738E-2,8.0330740634055263E-5,2.2236924553205979E-7,2.7452204172963845E-5,7.6109455686494184E-3,6.1234456273467935E-2]
[2004,12,27,10,null,null,4.1261643039505629E-2,1.7759420937585476E-2,1.421013333333321E-4,1.6851858031628439E-7,6.4846814516129276E-5,1.2152136098473137E-2,7.1380316741994021E-2,null,3.3318760130797737E-2,2.1607378842396614E-2,8.0330740634055263E-5,2.2236924553205979E-7,2.7452204172963845E-5,1.1135235147976916E-2,6.6169379435223816E-2]
[2004,12,27,11,null,null,4.0278367090121156E-2,1.8758117389781791E-2,1.421013333333321E-4,1.6851858031628439E-7,6.4846814516129276E-5,1.3899051503358928E-2,7.3142652649691664E-2,null,3.2524765197814672E-2,2.2822464214098889E-2,8.0330740634055263E-5,2.2236924553205979E-7,2.7452204172963845E-5,1.2735967205238083E-2,6.819120193120419E-2]
[2004,12,27,12,null,null,3.9712937843005509E-2,1.9122796413272792E-2,1.421013333333321E-4,1.6851858031628439E-7,6.4846814516129276E-5,1.472887571546087E-2,7.3771726638168958E-2,null,3.2068181308570455E-2,2.3266158737931524E-2,8.0330740634055263E-5,2.2236924553205979E-7,2.7452204172963845E-5,1.3496351030629966E-2,6.8938696391184495E-2]
[2004,12,27,13,null,null,4.0105337024964903E-2,1.8454512466700775E-2,1.421013333333321E-4,1.6851858031628439E-7,6.4846814516129276E-5,1.2048272403403988E-2,7.0815238561499447E-2,null,3.2385043489911815E-2,2.2453076799132863E-2,8.0330740634055263E-5,2.2236924553205979E-7,2.7452204172963845E-5,1.1040062854105219E-2,6.5986188457202444E-2]
[2004,12,27,14,null,null,3.7962644146372286E-2,1.8744694132558932E-2,1.421013333333321E-4,1.6851858031628439E-7,6.4846814516129276E-5,1.3073461655555655E-2,6.9987916600916661E-2,null,3.065481985370222E-2,2.2806132521464732E-2,8.0330740634055263E-5,2.2236924553205979E-7,2.7452204172963845E-5,1.1979463408985586E-2,6.5548421098205092E-2]
[2004,12,27,15,null,null,3.6990548656339162E-2,1.846120760901819E-2,1.421013333333321E-4,1.6851858031628439E-7,6.4846814516129276E-5,1.3856066334654381E-2,6.9514939266441506E-2,null,2.9869853137140946E-2,2.2461222587048166E-2,8.0330740634055263E-5,2.2236924553205979E-7,2.7452204172963845E-5,1.2696579071536986E-2,6.5135660109778656E-2]
[2004,12,27,16,null,null,3.8705810098220578E-2,1.7961991128019394E-2,1.421013333333321E-4,1.6851858031628439E-7,6.4846814516129276E-5,1.2056218179290673E-2,6.8931136071960428E-2,null,3.1254926060410991E-2,2.1853840191686371E-2,8.0330740634055263E-5,2.2236924553205979E-7,2.7452204172963845E-5,1.104734372079519E-2,6.4264115286945103E-2]
[2004,12,27,17,null,null,4.4315802235982173E-2,1.7823110842301228E-2,1.421013333333321E-4,1.6851858031628439E-7,6.4846814516129276E-5,1.0356423583427624E-2,7.2702453328140806E-2,null,3.578499245148458E-2,2.1684868525447987E-2,8.0330740634055263E-5,2.2236924553205979E-7,2.7452204172963845E-5,9.4897893636996002E-3,6.7067655654684713E-2]
[2004,12,27,18,null,null,4.86609136940893E-2,1.7753070389024753E-2,1.421013333333321E-4,1.6851858031628439E-7,6.4846814516129276E-5,1.1209158089456562E-2,7.7830258839000396E-2,null,3.9293668203335755E-2,2.1599652311836252E-2,8.0330740634055263E-5,2.2236924553205979E-7,2.7452204172963845E-5,1.0271166330389367E-2,7.1272492159613926E-2]
[2004,12,27,19,null,null,4.7946221788313953E-2,1.7366820907322049E-2,1.4049599999999879E-3,1.6661480863503531E-6,6.4846814516129276E-5,1.0013941015159029E-2,7.6798456673397492E-2,null,3.8716554777359177E-2,2.1129713629254164E-2,7.9423236020226609E-4,2.1985711736417401E-6,2.7452204172963845E-5,9.1759660242594632E-3,6.9846117566421673E-2]
[2004,12,27,20,null,null,4.7556022925569735E-2,1.6579585112372026E-2,1.4049599999999879E-3,1.6661480863503531E-6,6.4846814516129276E-5,9.1652295282498072E-3,7.4772310528794017E-2,null,3.8401469352897608E-2,2.0171906383198029E-2,7.9423236020226609E-4,2.1985711736417401E-6,2.7452204172963845E-5,8.3982754270721313E-3,6.7795534298716639E-2]
[2004,12,27,21,null,null,4.4371717246166641E-2,1.6364988746041344E-2,1.4049599999999879E-3,1.6661480863503531E-6,6.4846814516129276E-5,9.7933982084282556E-3,7.2001577163238711E-2,null,3.5830143799681344E-2,1.9910813130112538E-2,7.9423236020226609E-4,2.1985711736417401E-6,2.7452204172963845E-5,8.9738784247426553E-3,6.5538718490085413E-2]
[2004,12,27,22,null,null,4.188471001035339E-2,1.5400149212149689E-2,1.4049599999999879E-3,1.6661480863503531E-6,6.4846814516129276E-5,9.1976391015560661E-3,6.7953971286661613E-2,null,3.3821886458734386E-2,1.8736920501282672E-2,7.9423236020226609E-4,2.1985711736417401E-6,2.7452204172963845E-5,8.4279729400761321E-3,6.1810663035642061E-2]
[2004,12,27,23,null,null,3.8584290184332522E-2,1.4856155261965053E-2,1.4049599999999879E-3,1.6661480863503531E-6,6.4846814516129276E-5,9.4877086076731888E-3,6.439962701657323E-2,null,3.1156798778904662E-2,1.8075058641545183E-2,7.9423236020226609E-4,2.1985711736417401E-6,2.7452204172963845E-5,8.6937691864066441E-3,5.8749509742405358E-2]
[2004,12,27,24,null,null,3.2451697683395939E-2,1.4150111723133596E-2,1.4049599999999879E-3,1.6661480863503531E-6,6.4846814516129276E-5,1.0229169681579447E-2,5.8302452050711454E-2,null,2.6204732805113928E-2,1.7216035688242079E-2,7.9423236020226609E-4,2.1985711736417401E-6,2.7452204172963845E-5,9.373184175188334E-3,5.3617835804093211E-2]
[2004,12,28,1,null,null,2.9845044340504733E-2,1.3678966246270434E-2,1.4049599999999879E-3,1.6661480863503531E-6,6.4846814516129276E-5,1.04210444091193E-2,5.5416527958496935E-2,null,2.4099861280904876E-2,1.6642806479686138E-2,7.9423236020226609E-4,2.1985711736417401E-6,2.7452204172963845E-5,9.5490026644479056E-3,5.1115553560587793E-2]
[2004,12,28,2,null,null,2.7665286649307345E-2,1.3383839478904114E-2,1.4049599999999879E-3,1.6661480863503531E-6,6.4846814516129276E-5,1.0869178504595055E-2,5.3389777595408985E-2,null,2.2339707823449694E-2,1.6283734193972135E-2,7.9423236020226609E-4,2.1985711736417401E-6,2.7452204172963845E-5,9.9596365226035481E-3,4.9406961675574249E-2]
[2004,12,28,3,null,null,2.6880987773508839E-2,1.3137595665152876E-2,1.4049599999999879E-3,1.6661480863503531E-6,6.4846814516129276E-5,1.0971924274487952E-2,5.246198067575214E-2,null,2.1706386797222869E-2,1.5984136397961847E-2,7.9423236020226609E-4,2.1985711736417401E-6,2.7452204172963845E-5,1.0053784440216245E-2,4.8568190770949829E-2]
[2004,12,28,4,null,null,2.7748754363042371E-2,1.2678243350888576E-2,1.4049599999999879E-3,1.6661480863503531E-6,6.4846814516129276E-5,1.0328361506816678E-2,5.22268321833501E-2,null,2.2407107968663027E-2,1.5425255592595352E-2,7.9423236020226609E-4,2.1985711736417401E-6,2.7452204172963845E-5,9.4640755452177049E-3,4.8120322242024956E-2]
[2004,12,28,5,null,null,2.7785179145947511E-2,1.2682877569214945E-2,1.4049599999999879E-3,1.6661480863503531E-6,6.4846814516129276E-5,1.0832784618440054E-2,5.2772314296204985E-2,null,2.2436520966184013E-2,1.5430893913313587E-2,7.9423236020226609E-4,2.1985711736417401E-6,2.7452204172963845E-5,9.9262881073948379E-3,4.8617586122441311E-2]
[2004,12,28,6,null,null,2.9076068250140464E-2,1.3392899076713021E-2,1.4049599999999879E-3,1.6661480863503531E-6,6.4846814516129276E-5,1.0495510177115374E-2,5.4435950466571334E-2,null,2.3478913397742909E-2,1.6294756747168251E-2,7.9423236020226609E-4,2.1985711736417401E-6,2.7452204172963845E-5,9.6172370744637033E-3,5.0214790354923738E-2]
[2004,12,28,7,null,null,3.4180650074610693E-2,1.4420080171756264E-2,1.421013333333321E-4,1.6851858031628439E-7,6.4846814516129276E-5,9.4128585522627716E-3,5.8220705465059509E-2,null,2.7600861164454798E-2,1.7544498568050206E-2,8.0330740634055263E-5,2.2236924553205979E-7,2.7452204172963845E-5,8.6251826464699491E-3,5.3878547693027502E-2]
[2004,12,28,8,null,null,3.8481936373396218E-2,1.6379380009130296E-2,1.421013333333321E-4,1.6851858031628439E-7,6.4846814516129276E-5,8.7878282991755395E-3,6.385626134813184E-2,null,3.1074148117810178E-2,1.9928322567761236E-2,8.0330740634055263E-5,2.2236924553205979E-7,2.7452204172963845E-5,8.0524554496769225E-3,5.9162931449300883E-2]
[2004,12,28,9,null,null,4.1696720895324849E-2,1.7571827345565255E-2,1.421013333333321E-4,1.6851858031628439E-7,6.4846814516129276E-5,8.7716210991617607E-3,6.8247286006481639E-2,null,3.3670085324086406E-2,2.1379139091481741E-2,8.0330740634055263E-5,2.2236924553205979E-7,2.7452204172963845E-5,8.0376044817663181E-3,6.319483421138701E-2]
[2004,12,28,10,null,null,4.1372065196043688E-2,1.8960850293183455E-2,1.421013333333321E-4,1.6851858031628439E-7,6.4846814516129276E-5,1.2608573893796458E-2,7.3148606049453391E-2,null,3.3407925977715046E-2,2.3069123531596562E-2,8.0330740634055263E-5,2.2236924553205979E-7,2.7452204172963845E-5,1.1553477845405885E-2,6.8138532668770041E-2]
[2004,12,28,11,null,null,3.9949715385902147E-2,2.0004961994340546E-2,1.421013333333321E-4,1.6851858031628439E-7,6.4846814516129276E-5,1.4792807615155936E-2,7.4954601661828407E-2,null,3.2259379079065911E-2,2.4339464336061312E-2,8.0330740634055263E-5,2.2236924553205979E-7,2.7452204172963845E-5,1.3554933055287415E-2,7.0261781784467181E-2]
[2004,12,28,12,null,null,4.0715098899307717E-2,1.9843967337824765E-2,1.421013333333321E-4,1.6851858031628439E-7,6.4846814516129276E-5,1.4833076208546158E-2,7.5599259112108422E-2,null,3.2877425957781113E-2,2.4143586748207317E-2,8.0330740634055263E-5,2.2236924553205979E-7,2.7452204172963845E-5,1.3591831938977068E-2,7.0720849959018048E-2]
[2004,12,28,13,null,null,4.0156330677768783E-2,1.9358225098492086E-2,1.421013333333321E-4,1.6851858031628439E-7,6.4846814516129276E-5,1.284786097749332E-2,7.2569533420183976E-2,null,3.2426220844006488E-2,2.3552598076791647E-2,8.0330740634055263E-5,2.2236924553205979E-7,2.7452204172963845E-5,1.1772741185056348E-2,6.7859565419907036E-2]
[2004,12,28,14,null,null,3.7910088753257985E-2,1.9789465851079723E-2,1.421013333333321E-4,1.6851858031628439E-7,6.4846814516129276E-5,1.3815043312540012E-2,7.1721714583307491E-2,null,3.0612381394936081E-2,2.4077276350153647E-2,8.0330740634055263E-5,2.2236924553205979E-7,2.7452204172963845E-5,1.2658988890352168E-2,6.7456651949494448E-2]
[2004,12,28,15,null,null,3.6831277738844419E-2,1.9687454009468086E-2,1.421013333333321E-4,1.6851858031628439E-7,6.4846814516129276E-5,1.4511172082636456E-2,7.1237020497378734E-2,null,2.9741241935431442E-2,2.3953161463983668E-2,8.0330740634055263E-5,2.2236924553205979E-7,2.7452204172963845E-5,1.3296865020563533E-2,6.7099273734031198E-2]
[2004,12,28,16,null,null,3.7907498646786858E-2,1.9060802575228044E-2,1.421013333333321E-4,1.6851858031628439E-7,6.4846814516129276E-5,1.346333656437481E-2,7.0638754452819502E-2,null,3.0610289885004156E-2,2.319073261062508E-2,8.0330740634055263E-5,2.2236924553205979E-7,2.7452204172963845E-5,1.2336713258132917E-2,6.6245741067814695E-2]
[2004,12,28,17,null,null,4.4035216389326032E-2,1.8726232463255641E-2,1.421013333333321E-4,1.6851858031628439E-7,6.4846814516129276E-5,1.1534932573302695E-2,7.4503498092314144E-2,null,{"$f":"G8707*X$5","v":3.5558419493352936E-2},{"$f":"H8707*Y$5","v":2.2783670737147484E-2},{"$f":"I8707*Z$5","v":8.0330740634055263E-5},{"$f":"J8707*AA$5","v":2.2236924553205979E-7},{"$f":"K8707*AB$5","v":2.7452204172963845E-5},{"$f":"L8707*AC$5","v":1.0569679731938028E-2},{"$f":"SUM(O8707:T8707)","v":6.9019775276491002E-2}]
[2004,12,28,18,null,null,4.7785600692313537E-2,1.8911190188995616E-2,1.421013333333321E-4,1.6851858031628439E-7,6.4846814516129276E-5,1.2854427832663981E-2,7.9758335380402917E-2,null,3.8586853307050306E-2,2.3008703505047804E-2,8.0330740634055263E-5,2.2236924553205979E-7,2.7452204172963845E-5,1.1778758520273424E-2,7.3482320646424085E-2]
[2004,12,28,19,null,null,4.9648494642307112E-2,1.7956606774357779E-2,1.4049599999999879E-3,1.6661480863503531E-6,6.4846814516129276E-5,9.6244021693407469E-3,7.8700976548608109E-2,null,4.0091139421142334E-2,2.1847289202788882E-2,7.9423236020226609E-4,2.1985711736417401E-6,2.7452204172963845E-5,8.8190241160789676E-3,7.1581335875559066E-2]
[2004,12,28,20,null,null,4.8362577972234283E-2,1.7560029990155854E-2,1.4049599999999879E-3,1.6661480863503531E-6,6.4846814516129276E-5,9.2305503930244313E-3,7.6624631318017028E-2,null,3.9052762228132136E-2,2.1364785587019788E-2,7.9423236020226609E-4,2.1985711736417401E-6,2.7452204172963845E-5,8.4581301870452381E-3,6.969956113774603E-2]
[2004,12,28,21,null,null,4.5564187757799426E-2,1.7237884215950048E-2,1.4049599999999879E-3,1.6661480863503531E-6,6.4846814516129276E-5,9.511714468159696E-3,7.3785259404511624E-2,null,3.6793063257399054E-2,2.0972840049481987E-2,7.9423236020226609E-4,2.1985711736417401E-6,2.7452204172963845E-5,8.715766216334608E-3,6.730555265876452E-2]
[2004,12,28,22,null,null,4.3038733955450985E-2,1.6387009393917906E-2,1.4049599999999879E-3,1.6661480863503531E-6,6.4846814516129276E-5,8.7401633431043874E-3,6.9637379655075743E-2,null,3.4753760329464388E-2,1.9937605021734237E-2,7.9423236020226609E-4,2.1985711736417401E-6,2.7452204172963845E-5,8.0087791371447614E-3,6.3524027623892254E-2]
[2004,12,28,23,null,null,3.9878079657114748E-2,1.5748891795449894E-2,1.4049599999999879E-3,1.6661480863503531E-6,6.4846814516129276E-5,8.8965396834291399E-3,6.5994984098596249E-2,null,3.2201533256930884E-2,1.9161225614739152E-2,7.9423236020226609E-4,2.1985711736417401E-6,2.7452204172963845E-5,8.1520697740324593E-3,6.0338711781251365E-2]
[2004,12,28,24,null,null,3.3717936729865901E-2,1.5406833359818739E-2,1.4049599999999879E-3,1.6661480863503531E-6,6.4846814516129276E-5,9.1505253769884748E-3,5.9746768429275586E-2,null,2.7227220324992588E-2,1.8745052912324187E-2,7.9423236020226609E-4,2.1985711736417401E-6,2.7452204172963845E-5,8.3848017315325523E-3,5.5180958104398194E-2]
[2004,12,29,1,null,null,3.1369890878173372E-2,1.5594135122738597E-2,1.4049599999999879E-3,1.6661480863503531E-6,6.4846814516129276E-5,9.7793807603352833E-3,5.8214879723849727E-2,null,2.5331174245737977E-2,1.8972937603130346E-2,7.9423236020226609E-4,2.1985711736417401E-6,2.7452204172963845E-5,8.961033968473817E-3,5.4089028952891006E-2]
[2004,12,29,2,null,null,2.9127648513246517E-2,1.5267711803941294E-2,1.4049599999999879E-3,1.6661480863503531E-6,6.4846814516129276E-5,1.0218949916281073E-2,5.6085783196071354E-2,null,2.3520564439420247E-2,1.8575787699592745E-2,7.9423236020226609E-4,2.1985711736417401E-6,2.7452204172963845E-5,9.3638196084296684E-3,5.2284054882991531E-2]
[2004,12,29,3,null,null,2.832381947746011E-2,1.4947075058587734E-2,1.4049599999999879E-3,1.6661480863503531E-6,6.4846814516129276E-5,1.0368766169530636E-2,5.5111133668180948E-2,null,2.2871472816871553E-2,1.8185678154242369E-2,7.9423236020226609E-4,2.1985711736417401E-6,2.7452204172963845E-5,9.501099111835852E-3,5.1382133218498646E-2]
[2004,12,29,4,null,null,2.9270832753627726E-2,1.4509177626141319E-2,1.4049599999999879E-3,1.6661480863503531E-6,6.4846814516129276E-5,9.6126276684009894E-3,5.4864111010772501E-2,null,2.3636185655841618E-2,1.7652900889136965E-2,7.9423236020226609E-4,2.1985711736417401E-6,2.7452204172963845E-5,8.8082349152625982E-3,5.0921204595790047E-2]
[2004,12,29,5,null,null,2.9267067422172423E-2,1.4529383724451407E-2,1.4049599999999879E-3,1.6661480863503531E-6,6.4846814516129276E-5,1.0169214466454569E-2,5.5437138575680875E-2,null,2.3633145152208448E-2,1.7677485070268048E-2,7.9423236020226609E-4,2.1985711736417401E-6,2.7452204172963845E-5,9.3182460627977935E-3,5.1452759420823155E-2]
[2004,12,29,6,null,null,3.0685530244376435E-2,1.5150823069126554E-2,1.4049599999999879E-3,1.6661480863503531E-6,6.4846814516129276E-5,9.8769583553338196E-3,5.7184784631439278E-2,null,2.4778553309664025E-2,1.8433572523522151E-2,7.9423236020226609E-4,2.1985711736417401E-6,2.7452204172963845E-5,9.0504461884060219E-3,5.3086455157141069E-2]
[2004,12,29,7,null,null,3.603450876380386E-2,1.6360536912510479E-2,1.421013333333321E-4,1.6851858031628439E-7,6.4846814516129276E-5,8.5584955771558328E-3,6.1160657919899955E-2,null,2.9097851309090646E-2,1.9905396711751674E-2,8.0330740634055263E-5,2.2236924553205979E-7,2.7452204172963845E-5,7.8423134823617357E-3,5.6953566817256607E-2]
[2004,12,29,8,null,null,4.0571550765968224E-2,1.820923904718548E-2,1.421013333333321E-4,1.6851858031628439E-7,6.4846814516129276E-5,8.0928860709506157E-3,6.7080792550534105E-2,null,3.276151089794254E-2,2.2154659653998311E-2,8.0330740634055263E-5,2.2236924553205979E-7,2.7452204172963845E-5,7.4156665705171626E-3,6.2439842436510566E-2]
[2004,12,29,9,null,null,4.421204419876542E-2,1.8806120048708706E-2,1.421013333333321E-4,1.6851858031628439E-7,6.4846814516129276E-5,8.4682619225746828E-3,7.1693542836478594E-2,null,3.5701207878234373E-2,2.2880867674466288E-2,8.0330740634055263E-5,2.2236924553205979E-7,2.7452204172963845E-5,7.7596306557475171E-3,6.6449711522500732E-2]
[2004,12,29,10,null,null,4.3999234437628564E-2,2.022417480594374E-2,1.421013333333321E-4,1.6851858031628439E-7,6.4846814516129276E-5,1.2411839546224856E-2,7.6842365456226941E-2,null,3.5529364081853733E-2,2.4606174285899413E-2,8.0330740634055263E-5,2.2236924553205979E-7,2.7452204172963845E-5,1.1373206393198493E-2,7.161675007500419E-2]
[2004,12,29,11,null,null,4.2430728492046717E-2,2.1283138038304523E-2,1.421013333333321E-4,1.6851858031628439E-7,6.4846814516129276E-5,1.4818570710395882E-2,7.8739553907176907E-2,null,3.4262796162720335E-2,2.5894584523046438E-2,8.0330740634055263E-5,2.2236924553205979E-7,2.7452204172963845E-5,1.3578540273089442E-2,7.3843926272908769E-2]
[2004,12,29,12,null,null,4.3145584802200397E-2,2.1111388277414617E-2,1.421013333333321E-4,1.6851858031628439E-7,6.4846814516129276E-5,1.4952679821265755E-2,7.9416769567310558E-2,null,3.4840042345166182E-2,2.5685621507716066E-2,8.0330740634055263E-5,2.2236924553205979E-7,2.7452204172963845E-5,1.3701427020976488E-2,7.4335096187911287E-2]
[2004,12,29,13,null,null,4.2675424569380525E-2,2.0489157320982131E-2,1.421013333333321E-4,1.6851858031628439E-7,6.4846814516129276E-5,1.2862353742903353E-2,7.6234052299695793E-2,null,3.4460388146583566E-2,2.4928570923107789E-2,8.0330740634055263E-5,2.2236924553205979E-7,2.7452204172963845E-5,1.1786021183690126E-2,7.1282985567434037E-2]
[2004,12,29,14,null,null,4.0184298378812086E-2,2.12047547978357E-2,1.421013333333321E-4,1.6851858031628439E-7,6.4846814516129276E-5,1.3747253372345988E-2,7.5343423215423561E-2,null,3.2448804751331252E-2,2.5799217879187E-2,8.0330740634055263E-5,2.2236924553205979E-7,2.7452204172963845E-5,1.2596871669263559E-2,7.0952899613834358E-2]
[2004,12,29,15,null,null,3.8806136573145127E-2,2.1433865466487064E-2,1.421013333333321E-4,1.6851858031628439E-7,6.4846814516129276E-5,1.4387136935254738E-2,7.483425564131671E-2,null,3.133593964849276E-2,2.6077970268230711E-2,8.0330740634055263E-5,2.2236924553205979E-7,2.7452204172963845E-5,1.3183209238442812E-2,7.0705124469218839E-2]
[2004,12,29,16,null,null,3.9831282039432349E-2,2.1081321857161089E-2,1.421013333333321E-4,1.6851858031628439E-7,6.4846814516129276E-5,1.3086054270155223E-2,7.4205774833178431E-2,null,3.2163744199506301E-2,2.5649040555266327E-2,8.0330740634055263E-5,2.2236924553205979E-7,2.7452204172963845E-5,1.1991002263023904E-2,6.9911792331849076E-2]
[2004,12,29,17,null,null,4.6179362126635731E-2,2.1110186421473272E-2,1.421013333333321E-4,1.6851858031628439E-7,6.4846814516129276E-5,1.076901102942837E-2,7.8265676243967158E-2,null,3.7289816312391248E-2,2.5684159244012204E-2,8.0330740634055263E-5,2.2236924553205979E-7,2.7452204172963845E-5,9.8678511458498812E-3,7.2949832016305893E-2]
[2004,12,29,18,null,null,4.9884252047993266E-2,2.1266507298768174E-2,1.421013333333321E-4,1.6851858031628439E-7,6.4846814516129276E-5,1.2427985897345371E-2,8.378586191053658E-2,null,4.0281513431251317E-2,2.5874350378540599E-2,8.0330740634055263E-5,2.2236924553205979E-7,2.7452204172963845E-5,1.1388001604102305E-2,7.765187072794677E-2]
[2004,12,29,19,null,null,5.1919277861881573E-2,2.0120578776296711E-2,1.4049599999999879E-3,1.6661480863503531E-6,6.4846814516129276E-5,9.1637814884172608E-3,8.2675111089198006E-2,null,4.1924795956089389E-2,2.4480131963516359E-2,7.9423236020226609E-4,2.1985711736417401E-6,2.7452204172963845E-5,8.3969485604284081E-3,7.5625759615583044E-2]
[2004,12,29,20,null,null,5.0598117380492386E-2,1.9444246110169473E-2,1.4049599999999879E-3,1.6661480863503531E-6,6.4846814516129276E-5,8.9800785414699252E-3,8.0493914994734239E-2,null,4.0857959399640348E-2,2.3657257378142282E-2,7.9423236020226609E-4,2.1985711736417401E-6,2.7452204172963845E-5,8.2286180303011228E-3,7.3567717943632621E-2]
[2004,12,29,21,null,null,4.7617771375159865E-2,1.9137200271983755E-2,1.4049599999999879E-3,1.6661480863503531E-6,6.4846814516129276E-5,9.2847220803329786E-3,7.7511166690079042E-2,null,3.8451331201064254E-2,2.3283683500312794E-2,7.9423236020226609E-4,2.1985711736417401E-6,2.7452204172963845E-5,8.507768742082417E-3,7.1066666579008342E-2]
[2004,12,29,22,null,null,4.505919633288083E-2,1.8251862359970887E-2,1.4049599999999879E-3,1.6661480863503531E-6,6.4846814516129276E-5,8.3713031155150316E-3,7.3153834770969206E-2,null,3.638528288522961E-2,2.2206518217974525E-2,7.9423236020226609E-4,2.1985711736417401E-6,2.7452204172963845E-5,7.670785443059997E-3,6.7086469681813005E-2]
[2004,12,29,23,null,null,4.1775038239752947E-2,1.753697270719325E-2,1.4049599999999879E-3,1.6661480863503531E-6,6.4846814516129276E-5,8.544023327587023E-3,6.9327507237135697E-2,null,3.3733326548159394E-2,2.1336732451177114E-2,7.9423236020226609E-4,2.1985711736417401E-6,2.7452204172963845E-5,7.829052282786365E-3,6.3722994417671736E-2]
[2004,12,29,24,null,null,3.5599573326064275E-2,1.6849297532022953E-2,1.4049599999999879E-3,1.6661480863503531E-6,6.4846814516129276E-5,8.8434372364484259E-3,6.2763781057138118E-2,null,2.8746641118343904E-2,2.0500057759888658E-2,7.9423236020226609E-4,2.1985711736417401E-6,2.7452204172963845E-5,8.103410984394847E-3,5.8173992998176279E-2]
[2004,12,30,1,null,null,2.7412371135945194E-2,1.5954788358937565E-2,1.4049599999999879E-3,1.6661480863503531E-6,6.4846814516129276E-5,8.7202768818838636E-3,5.3558909339369097E-2,null,2.2135478648305049E-2,1.9411734066859358E-2,7.9423236020226609E-4,2.1985711736417401E-6,2.7452204172963845E-5,7.9905567916939511E-3,5.0361652642407224E-2]
[2004,12,30,2,null,null,2.5265847885040299E-2,1.5701021423794013E-2,1.4049599999999879E-3,1.6661480863503531E-6,6.4846814516129276E-5,9.1617516910007298E-3,5.1600093962437511E-2,null,2.0402161987996475E-2,1.9102983104505845E-2,7.9423236020226609E-4,2.1985711736417401E-6,2.7452204172963845E-5,8.3950886181637166E-3,4.8724116846214902E-2]
[2004,12,30,3,null,null,2.4533967272556176E-2,1.5405635367059106E-2,1.4049599999999879E-3,1.6661480863503531E-6,6.4846814516129276E-5,9.2923221352955599E-3,5.0703397737513312E-2,null,1.9811168688277599E-2,1.8743595348842877E-2,7.9423236020226609E-4,2.1985711736417401E-6,2.7452204172963845E-5,8.5147328180654475E-3,4.7893379990734793E-2]
[2004,12,30,4,null,null,2.5375662007638876E-2,1.4865780342960195E-2,1.4049599999999879E-3,1.6661480863503531E-6,6.4846814516129276E-5,8.7632170874507101E-3,5.0476132400652254E-2,null,2.0490836847752613E-2,1.808676920193911E-2,7.9423236020226609E-4,2.1985711736417401E-6,2.7452204172963845E-5,8.0299037248104561E-3,4.7431392910051051E-2]
[2004,12,30,5,null,null,2.5482937757257774E-2,1.4749768676780829E-2,1.4049599999999879E-3,1.6661480863503531E-6,6.4846814516129276E-5,9.299149709020748E-3,5.1003329105661827E-2,null,2.0577461972350327E-2,1.7945621130158792E-2,7.9423236020226609E-4,2.1985711736417401E-6,2.7452204172963845E-5,8.5209890546895321E-3,4.7867955292747517E-2]
[2004,12,30,6,null,null,2.671905061212964E-2,1.5443899892384969E-2,1.4049599999999879E-3,1.6661480863503531E-6,6.4846814516129276E-5,8.9767737385756628E-3,5.2611197205692739E-2,null,2.1575622604650849E-2,1.8790150700948451E-2,7.9423236020226609E-4,2.1985711736417401E-6,2.7452204172963845E-5,8.2255897760874497E-3,4.9415246217235621E-2]
[2004,12,30,7,null,null,3.1642096011068259E-2,1.6398107044605252E-2,1.421013333333321E-4,1.6851858031628439E-7,6.4846814516129276E-5,8.0217653171917279E-3,5.6269085039295022E-2,null,2.5550979780883852E-2,1.9951107215499721E-2,8.0330740634055263E-5,2.2236924553205979E-7,2.7452204172963845E-5,7.3504972611390298E-3,5.2960589571575151E-2]
[2004,12,30,8,null,null,3.582159845460979E-2,1.8344126650150304E-2,1.421013333333321E-4,1.6851858031628439E-7,6.4846814516129276E-5,7.342888010379015E-3,6.171572978156889E-2,null,2.892592632019432E-2,2.2318773537477216E-2,8.0330740634055263E-5,2.2236924553205979E-7,2.7452204172963845E-5,6.7284289772811291E-3,5.8081134149005217E-2]
[2004,12,30,9,null,null,3.8925300582956603E-2,1.950361340103917E-2,1.421013333333321E-4,1.6851858031628439E-7,6.4846814516129276E-5,7.3235320393667284E-3,6.5959562689792278E-2,null,3.1432164538406408E-2,2.372948786072257E-2,8.0330740634055263E-5,2.2236924553205979E-7,2.7452204172963845E-5,6.7106927301725803E-3,6.1980350443354107E-2]
[2004,12,30,10,null,null,3.854408610788701E-2,2.0829191730299963E-2,1.421013333333321E-4,1.6851858031628439E-7,6.4846814516129276E-5,1.1116189752143686E-2,7.0696584256760439E-2,null,3.1124334003372438E-2,2.5342281050673463E-2,8.0330740634055263E-5,2.2236924553205979E-7,2.7452204172963845E-5,1.0185977661590193E-2,6.6760598029688645E-2]
[2004,12,30,11,null,null,3.7264347167042626E-2,2.1749599602704742E-2,1.421013333333321E-4,1.6851858031628439E-7,6.4846814516129276E-5,1.3220977004264875E-2,7.2442040440442029E-2,null,3.0090945324225307E-2,2.6462114949451367E-2,8.0330740634055263E-5,2.2236924553205979E-7,2.7452204172963845E-5,1.2114634549474984E-2,6.8775700137204202E-2]
[2004,12,30,12,null,null,3.8035708673279489E-2,2.1664583138461087E-2,1.421013333333321E-4,1.6851858031628439E-7,6.4846814516129276E-5,1.3157686322114445E-2,7.3065094800284808E-2,null,3.0713819429743348E-2,2.6358677852194104E-2,8.0330740634055263E-5,2.2236924553205979E-7,2.7452204172963845E-5,1.205664008473973E-2,6.9237142680729724E-2]
[2004,12,30,13,null,null,3.7416992561865155E-2,2.1272258093414546E-2,1.421013333333321E-4,1.6851858031628439E-7,6.4846814516129276E-5,1.1240557524141968E-2,7.0136924845851448E-2,null,3.0214206419046305E-2,2.5881347205689732E-2,8.0330740634055263E-5,2.2236924553205979E-7,2.7452204172963845E-5,1.0299938234020324E-2,6.6503497172808901E-2]
[2004,12,30,14,null,null,3.5267796946754436E-2,2.167834039613821E-2,1.421013333333321E-4,1.6851858031628439E-7,6.4846814516129276E-5,1.2164272344714145E-2,6.9317526354036568E-2,null,2.8478731825718178E-2,2.6375415913615519E-2,8.0330740634055263E-5,2.2236924553205979E-7,2.7452204172963845E-5,1.1146355822944039E-2,6.6108508876330282E-2]
[2004,12,30,15,null,null,3.4347016479803039E-2,2.145813261649274E-2,1.421013333333321E-4,1.6851858031628439E-7,6.4846814516129276E-5,1.2836816095267951E-2,6.8849081857993502E-2,null,2.7735201969621467E-2,2.6107495414655287E-2,8.0330740634055263E-5,2.2236924553205979E-7,2.7452204172963845E-5,1.1762620547847829E-2,6.5713323246177138E-2]
[2004,12,30,16,null,null,3.5301119315638986E-2,2.1039138919722682E-2,1.421013333333321E-4,1.6851858031628439E-7,6.4846814516129276E-5,1.1723491462924129E-2,6.8270866364715577E-2,null,2.8505639625167448E-2,2.5597717783362891E-2,8.0330740634055263E-5,2.2236924553205979E-7,2.7452204172963845E-5,1.0742459855379857E-2,6.4953822577962742E-2]
[2004,12,30,17,null,null,4.1161778228119623E-2,2.0764919768726908E-2,1.421013333333321E-4,1.6851858031628439E-7,6.4846814516129276E-5,9.8722444669413906E-3,7.2006059130217709E-2,null,3.3238119335837348E-2,2.5264083195713345E-2,8.0330740634055263E-5,2.2236924553205979E-7,2.7452204172963845E-5,9.0461267621516021E-3,6.7656334607754845E-2]
[2004,12,30,18,null,null,4.4960275352580792E-2,2.0924152021083189E-2,1.421013333333321E-4,1.6851858031628439E-7,6.4846814516129276E-5,1.0993205172929224E-2,7.7084749213022982E-2,null,3.6305404233490879E-2,2.54578165169E-2,8.0330740634055263E-5,2.2236924553205979E-7,2.7452204172963845E-5,1.0073284535210536E-2,7.1944510599653969E-2]
[2004,12,30,19,null,null,4.6874105299014042E-2,1.9684042522048428E-2,1.4049599999999879E-3,1.6661480863503531E-6,6.4846814516129276E-5,8.0332126027387197E-3,7.6062833386403642E-2,null,3.7850821144186711E-2,2.3949010804941814E-2,7.9423236020226609E-4,2.1985711736417401E-6,2.7452204172963845E-5,7.3609866282213984E-3,6.9984701712898806E-2]
[2004,12,30,20,null,null,4.5753644572726564E-2,1.9118417495569816E-2,1.4049599999999879E-3,1.6661480863503531E-6,6.4846814516129276E-5,7.7125577505519028E-3,7.4056092781450741E-2,null,3.6946049559123839E-2,2.3260831034170214E-2,7.9423236020226609E-4,2.1985711736417401E-6,2.7452204172963845E-5,7.0671644432568461E-3,6.8097928172099767E-2]
[2004,12,30,21,null,null,4.3122330368880329E-2,1.8670654384665676E-2,1.4049599999999879E-3,1.6661480863503531E-6,6.4846814516129276E-5,8.0474402809660919E-3,7.1311897997114557E-2,null,3.4821264399629036E-2,2.2716050480628629E-2,7.9423236020226609E-4,2.1985711736417401E-6,2.7452204172963845E-5,7.3740237223905011E-3,6.5735221738197028E-2]
[2004,12,30,22,null,null,4.0544836285000635E-2,1.8027523155826564E-2,1.4049599999999879E-3,1.6661480863503531E-6,6.4846814516129276E-5,7.259227603665752E-3,6.7303060007095419E-2,null,3.2739938965324011E-2,2.1933571133146475E-2,7.9423236020226609E-4,2.1985711736417401E-6,2.7452204172963845E-5,6.6517693436349409E-3,6.21491625776543E-2]
[2004,12,30,23,null,null,3.7637215271521661E-2,1.7013218708953216E-2,1.4049599999999879E-3,1.6661480863503531E-6,6.4846814516129276E-5,7.6608533140664695E-3,6.3782760257143828E-2,null,3.039203616837001E-2,2.0699495961318284E-2,7.9423236020226609E-4,2.1985711736417401E-6,2.7452204172963845E-5,7.0197866774226337E-3,5.8935201942659797E-2]
[2004,12,30,24,null,null,3.1937508586857469E-2,1.5776175123072191E-2,1.4049599999999879E-3,1.6661480863503531E-6,6.4846814516129276E-5,8.5588367255294336E-3,5.774399339806157E-2,null,2.5789525316817018E-2,1.9194420458089511E-2,7.9423236020226609E-4,2.1985711736417401E-6,2.7452204172963845E-5,7.8426260831530367E-3,5.3650454993608432E-2]
[2004,12,31,1,null,null,2.5920806277792308E-2,1.4104896070888955E-2,0,0,6.4846814516129276E-5,9.1577047348872804E-3,4.9248253898084668E-2,null,2.0931040626272303E-2,1.7161023099087871E-2,0,0,2.7452204172963845E-5,8.3913803147352799E-3,4.6510896244268407E-2]
[2004,12,31,2,null,null,2.4582690985441923E-2,1.3737745484522945E-2,0,0,6.4846814516129276E-5,9.0618121085400839E-3,4.7447095393021083E-2,null,1.9850513066802897E-2,1.6714321495488346E-2,0,0,2.7452204172963845E-5,8.3035120638631325E-3,4.4895798830327335E-2]
[2004,12,31,3,null,null,2.3240262690604977E-2,1.3694111986651644E-2,0,0,6.4846814516129276E-5,9.6233455513074512E-3,4.6622567043080196E-2,null,1.8766502759563229E-2,1.6661233868248835E-2,0,0,2.7452204172963845E-5,8.8180559167297338E-3,4.427324474871476E-2]
[2004,12,31,4,null,null,2.3436799340849173E-2,1.3387776153281621E-2,0,0,6.4846814516129276E-5,9.5241724841274352E-3,4.6413594792774356E-2,null,1.8925206025454198E-2,1.6288523832944761E-2,0,0,2.7452204172963845E-5,8.7271817350676028E-3,4.3968363797639527E-2]
[2004,12,31,5,null,null,2.2978842417506581E-2,1.3766076699350489E-2,0,0,6.4846814516129276E-5,1.0088595895073897E-2,4.6898361826447091E-2,null,1.8555405994357985E-2,1.6748791273190865E-2,0,0,2.7452204172963845E-5,9.2443737211499299E-3,4.4576023192871746E-2]
[2004,12,31,6,null,null,2.4270081607780779E-2,1.4093979303896227E-2,0,0,6.4846814516129276E-5,9.947914342264063E-3,4.8376822068457198E-2,null,1.959808112028644E-2,1.7147740981333297E-2,0,0,2.7452204172963845E-5,9.115464518782054E-3,4.5888738824574754E-2]
[2004,12,31,7,null,null,2.7189548828626089E-2,1.479018757968378E-2,0,0,6.4846814516129276E-5,9.695720622770328E-3,5.1740303845596324E-2,null,2.1955549724916128E-2,1.7994797651763154E-2,0,0,2.7452204172963845E-5,8.8843745814533807E-3,4.8862174162305622E-2]
[2004,12,31,8,null,null,3.0667498356682213E-2,1.6015199768897773E-2,0,0,6.4846814516129276E-5,1.0001038098128879E-2,5.6748583038224991E-2,null,2.4763992567615675E-2,1.9485234899234528E-2,0,0,2.7452204172963845E-5,9.164142834158456E-3,5.3440822505181618E-2]
[2004,12,31,9,null,null,3.4637440555305973E-2,1.6662344689733512E-2,0,0,6.4846814516129276E-5,9.2862180738004091E-3,6.0650850133356027E-2,null,{"$f":"G8771*X$5","v":2.7969719293583245E-2},{"$f":"H8771*Y$5","v":2.0272597590820781E-2},{"$f":"I8771*Z$5","v":0},{"$f":"J8771*AA$5","v":0},{"$f":"K8771*AB$5","v":2.7452204172963845E-5},{"$f":"L8771*AC$5","v":8.5091395495605991E-3},{"$f":"SUM(O8771:T8771)","v":5.6778908638137587E-2}]
[2004,12,31,10,null,null,3.8380441996532087E-2,1.6957376108533245E-2,0,0,6.4846814516129276E-5,9.6039573949379953E-3,6.5006622314519452E-2,null,3.0992191449382724E-2,2.0631553868664505E-2,0,0,2.7452204172963845E-5,8.8002901775617228E-3,6.0451487699781911E-2]
[2004,12,31,11,null,null,3.7656764840118873E-2,1.7321099544955885E-2,0,0,6.4846814516129276E-5,1.1568882901572822E-2,6.6611594101163712E-2,null,3.0407822437136075E-2,2.1074085757078143E-2,0,0,2.7452204172963845E-5,1.0600789068237051E-2,6.2110149466624229E-2]
[2004,12,31,12,null,null,3.7840594279247144E-2,1.7513366481777461E-2,0,0,6.4846814516129276E-5,1.1765693150850562E-2,6.7184500726391289E-2,null,3.0556264635170451E-2,2.1308011432772819E-2,0,0,2.7452204172963845E-5,1.0781130070632089E-2,6.2672858342748314E-2]
[2004,12,31,13,null,null,3.7347285495096555E-2,1.7301607540256704E-2,0,0,6.4846814516129276E-5,9.7782591671662939E-3,6.4491999017035687E-2,null,3.0157917990714433E-2,2.1050370393192509E-2,0,0,2.7452204172963845E-5,8.9600062311627916E-3,6.0195746819242689E-2]
[2004,12,31,14,null,null,3.5800637233001184E-2,1.7186168550835604E-2,0,0,6.4846814516129276E-5,1.0686898926356363E-2,6.373855152470928E-2,null,2.8909000142190285E-2,2.0909919080823073E-2,0,0,2.7452204172963845E-5,9.7926102524964424E-3,5.9638981679682762E-2]
[2004,12,31,15,null,null,3.5273067085758808E-2,1.6345208506836711E-2,0,0,6.4846814516129276E-5,1.1624683727679686E-2,6.3307806134791339E-2,null,2.848298746084096E-2,1.9886747079558877E-2,0,0,2.7452204172963845E-5,1.0651920434370233E-2,5.9049107178943031E-2]
[2004,12,31,16,null,null,3.6645303086748515E-2,1.5770289292079267E-2,0,0,6.4846814516129276E-5,1.0295688749378225E-2,6.2776127942722137E-2,null,2.9591067478789975E-2,1.9187259336084835E-2,0,0,2.7452204172963845E-5,9.4341368715506364E-3,5.8239915890598404E-2]
[2004,12,31,17,null,null,4.0668654119085289E-2,1.5481543231504786E-2,0,0,6.4846814516129276E-5,9.9956603300312176E-3,6.6210704495137426E-2,null,3.2839921816463308E-2,1.8835950273587292E-2,0,0,2.7452204172963845E-5,9.1592150822098692E-3,6.0862539376433433E-2]
[2004,12,31,18,null,null,4.5201085111828306E-2,1.507815138434686E-2,0,0,6.4846814516129276E-5,1.0536549543829597E-2,7.0880632854520884E-2,null,3.6499858017065158E-2,1.8345154965896334E-2,0,0,2.7452204172963845E-5,9.654842232518536E-3,6.4527307419652985E-2]
[2004,12,31,19,null,null,4.6684206013428285E-2,1.4582630439331241E-2,0,0,6.4846814516129276E-5,8.6092857013725273E-3,6.9940968968648182E-2,null,3.7697477547583354E-2,1.7742268823328754E-2,0,0,2.7452204172963845E-5,7.8888534463454254E-3,6.3356052021430492E-2]
[2004,12,31,20,null,null,4.3567136493889248E-2,1.4495656998757678E-2,0,0,6.4846814516129276E-5,9.9680967612488236E-3,6.8095737068411877E-2,null,3.5180445166369034E-2,1.7636450729016769E-2,0,0,2.7452204172963845E-5,9.1339580560029342E-3,6.1978306155561699E-2]
[2004,12,31,21,null,null,4.0876731744633001E-2,1.416442812390589E-2,0,0,6.4846814516129276E-5,1.0466404092623853E-2,6.557241077567888E-2,null,3.3007944415262204E-2,1.723345404305408E-2,0,0,2.7452204172963845E-5,9.5905666115571279E-3,5.9859417274046367E-2]
[2004,12,31,22,null,null,3.9336814870217514E-2,1.331467504802019E-2,0,0,6.4846814516129276E-5,9.1698868039419342E-3,6.1886223536695768E-2,null,3.1764462159577601E-2,1.6199583811716996E-2,0,0,2.7452204172963845E-5,8.4025429780245353E-3,5.6394041153492093E-2]
[2004,12,31,23,null,null,3.6253342797232108E-2,1.3057584672388921E-2,0,0,6.4846814516129276E-5,9.2734761405374212E-3,5.8649250424674573E-2,null,2.9274559702919506E-2,1.5886789314502148E-2,0,0,2.7452204172963845E-5,8.4974638719699722E-3,5.3686265093564584E-2]
[2004,12,31,24,null,null,2.9753747173788932E-2,1.3098546050197122E-2,0,0,6.4846814516129276E-5,1.0179366509749273E-2,5.3096506548251453E-2,null,2.4026138855563917E-2,1.5936625849787778E-2,0,0,2.7452204172963845E-5,9.3275485745869073E-3,4.9317765484111556E-2]
[]
["NCP",1,null,null,null,null,{"$f":"MAX(IF($B$3:$B$8786=$B8788,G$3:G$8786))","v":6.0081866217598583E-2},{"$f":"MAX(IF($B$3:$B$8786=$B8788,H$3:H$8786))","v":2.4096631966098968E-2},{"$f":"MAX(IF($B$3:$B$8786=$B8788,I$3:I$8786))","v":1.21485E-3},{"$f":"MAX(IF($B$3:$B$8786=$B8788,J$3:J$8786))","v":1.6100000000000204E-6},{"$f":"MAX(IF($B$3:$B$8786=$B8788,K$3:K$8786))","v":6.0365631720430322E-5},{"$f":"MAX(IF($B$3:$B$8786=$B8788,L$3:L$8786))","v":1.6982614581594106E-2},{"$f":"MAX(IF($B$3:$B$8786=$B8788,M$3:M$8786))","v":9.0994937727813197E-2},null,{"$f":"MAX(IF($B$3:$B$8786=$B8788,O$3:O$8786))","v":4.8516082764765059E-2},{"$f":"MAX(IF($B$3:$B$8786=$B8788,P$3:P$8786))","v":2.9317682009292641E-2},{"$f":"MAX(IF($B$3:$B$8786=$B8788,Q$3:Q$8786))","v":6.8676203079926206E-4},{"$f":"MAX(IF($B$3:$B$8786=$B8788,R$3:R$8786))","v":2.1244807820875342E-6},{"$f":"MAX(IF($B$3:$B$8786=$B8788,S$3:S$8786))","v":2.5555143446668611E-5},{"$f":"MAX(IF($B$3:$B$8786=$B8788,T$3:T$8786))","v":1.5561495136420687E-2},{"$f":"MAX(IF($B$3:$B$8786=$B8788,U$3:U$8786))","v":8.4750910259157666E-2}]
[null,2,null,null,null,null,{"$f":"MAX(IF($B$3:$B$8786=$B8789,G$3:G$8786))","v":5.7738138935845083E-2},{"$f":"MAX(IF($B$3:$B$8786=$B8789,H$3:H$8786))","v":2.3269617897073453E-2},{"$f":"MAX(IF($B$3:$B$8786=$B8789,I$3:I$8786))","v":1.1514966817880363E-3},{"$f":"MAX(IF($B$3:$B$8786=$B8789,J$3:J$8786))","v":1.538136157251452E-6},{"$f":"MAX(IF($B$3:$B$8786=$B8789,K$3:K$8786))","v":5.9020057471264436E-5},{"$f":"MAX(IF($B$3:$B$8786=$B8789,L$3:L$8786))","v":1.5251798563231864E-2},{"$f":"MAX(IF($B$3:$B$8786=$B8789,M$3:M$8786))","v":8.6754928426886313E-2},null,{"$f":"MAX(IF($B$3:$B$8786=$B8789,O$3:O$8786))","v":4.6623523928996338E-2},{"$f":"MAX(IF($B$3:$B$8786=$B8789,P$3:P$8786))","v":2.8311477676379534E-2},{"$f":"MAX(IF($B$3:$B$8786=$B8789,Q$3:Q$8786))","v":6.5094801798029677E-4},{"$f":"MAX(IF($B$3:$B$8786=$B8789,R$3:R$8786))","v":2.0296526126177876E-6},{"$f":"MAX(IF($B$3:$B$8786=$B8789,S$3:S$8786))","v":2.4985509004427866E-5},{"$f":"MAX(IF($B$3:$B$8786=$B8789,T$3:T$8786))","v":1.3975515255503269E-2},{"$f":"MAX(IF($B$3:$B$8786=$B8789,U$3:U$8786))","v":7.959897368457701E-2}]
[null,3,null,null,null,null,{"$f":"MAX(IF($B$3:$B$8786=$B8790,G$3:G$8786))","v":5.334200947325371E-2},{"$f":"MAX(IF($B$3:$B$8786=$B8790,H$3:H$8786))","v":2.3530828221767903E-2},{"$f":"MAX(IF($B$3:$B$8786=$B8790,I$3:I$8786))","v":1.1895551606997791E-3},{"$f":"MAX(IF($B$3:$B$8786=$B8790,J$3:J$8786))","v":1.5901940504221894E-6},{"$f":"MAX(IF($B$3:$B$8786=$B8790,K$3:K$8786))","v":5.7942244623656132E-5},{"$f":"MAX(IF($B$3:$B$8786=$B8790,L$3:L$8786))","v":1.5608599324572481E-2},{"$f":"MAX(IF($B$3:$B$8786=$B8790,M$3:M$8786))","v":8.4586219114279174E-2},null,{"$f":"MAX(IF($B$3:$B$8786=$B8790,O$3:O$8786))","v":4.3073651159078408E-2},{"$f":"MAX(IF($B$3:$B$8786=$B8790,P$3:P$8786))","v":2.862928479762826E-2},{"$f":"MAX(IF($B$3:$B$8786=$B8790,Q$3:Q$8786))","v":6.7246270560968264E-4},{"$f":"MAX(IF($B$3:$B$8786=$B8790,R$3:R$8786))","v":2.0983457763427539E-6},{"$f":"MAX(IF($B$3:$B$8786=$B8790,S$3:S$8786))","v":2.4529228482808298E-5},{"$f":"MAX(IF($B$3:$B$8786=$B8790,T$3:T$8786))","v":1.4302458629598967E-2},{"$f":"MAX(IF($B$3:$B$8786=$B8790,U$3:U$8786))","v":7.8545233442348428E-2}]
[null,4,null,null,null,null,{"$f":"MAX(IF($B$3:$B$8786=$B8791,G$3:G$8786))","v":4.5987856302325818E-2},{"$f":"MAX(IF($B$3:$B$8786=$B8791,H$3:H$8786))","v":2.0966480533378528E-2},{"$f":"MAX(IF($B$3:$B$8786=$B8791,I$3:I$8786))","v":1.1895600000000033E-3},{"$f":"MAX(IF($B$3:$B$8786=$B8791,J$3:J$8786))","v":1.6100000000000178E-6},{"$f":"MAX(IF($B$3:$B$8786=$B8791,K$3:K$8786))","v":6.0108611111111254E-5},{"$f":"MAX(IF($B$3:$B$8786=$B8791,L$3:L$8786))","v":1.4062325126247525E-2},{"$f":"MAX(IF($B$3:$B$8786=$B8791,M$3:M$8786))","v":7.2079263004699967E-2},null,{"$f":"MAX(IF($B$3:$B$8786=$B8791,O$3:O$8786))","v":3.7135175436415375E-2},{"$f":"MAX(IF($B$3:$B$8786=$B8791,P$3:P$8786))","v":2.5509316405562744E-2},{"$f":"MAX(IF($B$3:$B$8786=$B8791,Q$3:Q$8786))","v":6.7246544129528137E-4},{"$f":"MAX(IF($B$3:$B$8786=$B8791,R$3:R$8786))","v":2.1244807820875308E-6},{"$f":"MAX(IF($B$3:$B$8786=$B8791,S$3:S$8786))","v":2.5446336525367462E-5},{"$f":"MAX(IF($B$3:$B$8786=$B8791,T$3:T$8786))","v":1.288557795429438E-2},{"$f":"MAX(IF($B$3:$B$8786=$B8791,U$3:U$8786))","v":6.5895919496977776E-2}]
[null,5,null,null,null,null,{"$f":"MAX(IF($B$3:$B$8786=$B8792,G$3:G$8786))","v":3.6328770825506722E-2},{"$f":"MAX(IF($B$3:$B$8786=$B8792,H$3:H$8786))","v":2.0676181957136597E-2},{"$f":"MAX(IF($B$3:$B$8786=$B8792,I$3:I$8786))","v":1.1895600000000033E-3},{"$f":"MAX(IF($B$3:$B$8786=$B8792,J$3:J$8786))","v":1.610000000000018E-6},{"$f":"MAX(IF($B$3:$B$8786=$B8792,K$3:K$8786))","v":6.356455645161313E-5},{"$f":"MAX(IF($B$3:$B$8786=$B8792,L$3:L$8786))","v":1.2071297595761617E-2},{"$f":"MAX(IF($B$3:$B$8786=$B8792,M$3:M$8786))","v":6.3286462379453068E-2},null,{"$f":"MAX(IF($B$3:$B$8786=$B8792,O$3:O$8786))","v":2.9335467805362607E-2},{"$f":"MAX(IF($B$3:$B$8786=$B8792,P$3:P$8786))","v":2.5156118441715138E-2},{"$f":"MAX(IF($B$3:$B$8786=$B8792,Q$3:Q$8786))","v":6.7246544129528137E-4},{"$f":"MAX(IF($B$3:$B$8786=$B8792,R$3:R$8786))","v":2.1244807820875312E-6},{"$f":"MAX(IF($B$3:$B$8786=$B8792,S$3:S$8786))","v":2.6909373959140912E-5},{"$f":"MAX(IF($B$3:$B$8786=$B8792,T$3:T$8786))","v":1.1061161279036603E-2},{"$f":"MAX(IF($B$3:$B$8786=$B8792,U$3:U$8786))","v":6.0015522275510415E-2}]
[null,6,null,null,null,null,{"$f":"MAX(IF($B$3:$B$8786=$B8793,G$3:G$8786))","v":3.4836436103966147E-2},{"$f":"MAX(IF($B$3:$B$8786=$B8793,H$3:H$8786))","v":2.1460845475642216E-2},{"$f":"MAX(IF($B$3:$B$8786=$B8793,I$3:I$8786))","v":1.1896662684531417E-3},{"$f":"MAX(IF($B$3:$B$8786=$B8793,J$3:J$8786))","v":1.6101438281461833E-6},{"$f":"MAX(IF($B$3:$B$8786=$B8793,K$3:K$8786))","v":6.1686388888889033E-5},{"$f":"MAX(IF($B$3:$B$8786=$B8793,L$3:L$8786))","v":1.3005198018995355E-2},{"$f":"MAX(IF($B$3:$B$8786=$B8793,M$3:M$8786))","v":6.2659193422403392E-2},null,{"$f":"MAX(IF($B$3:$B$8786=$B8793,O$3:O$8786))","v":2.8130408118954467E-2},{"$f":"MAX(IF($B$3:$B$8786=$B8793,P$3:P$8786))","v":2.6110796072688836E-2},{"$f":"MAX(IF($B$3:$B$8786=$B8793,Q$3:Q$8786))","v":6.7252551549266135E-4},{"$f":"MAX(IF($B$3:$B$8786=$B8793,R$3:R$8786))","v":2.1246705709896745E-6},{"$f":"MAX(IF($B$3:$B$8786=$B8793,S$3:S$8786))","v":2.6114271843675928E-5},{"$f":"MAX(IF($B$3:$B$8786=$B8793,T$3:T$8786))","v":1.19169121308403E-2},{"$f":"MAX(IF($B$3:$B$8786=$B8793,U$3:U$8786))","v":6.0481719278498228E-2}]
[null,7,null,null,null,null,{"$f":"MAX(IF($B$3:$B$8786=$B8794,G$3:G$8786))","v":3.4008440295948086E-2},{"$f":"MAX(IF($B$3:$B$8786=$B8794,H$3:H$8786))","v":2.2292292562548707E-2},{"$f":"MAX(IF($B$3:$B$8786=$B8794,I$3:I$8786))","v":1.189456901377714E-3},{"$f":"MAX(IF($B$3:$B$8786=$B8794,J$3:J$8786))","v":1.7198364706319528E-6},{"$f":"MAX(IF($B$3:$B$8786=$B8794,K$3:K$8786))","v":5.858875000000021E-5},{"$f":"MAX(IF($B$3:$B$8786=$B8794,L$3:L$8786))","v":1.4846090573139504E-2},{"$f":"MAX(IF($B$3:$B$8786=$B8794,M$3:M$8786))","v":6.0938594720887189E-2},null,{"$f":"MAX(IF($B$3:$B$8786=$B8794,O$3:O$8786))","v":2.7461801837565088E-2},{"$f":"MAX(IF($B$3:$B$8786=$B8794,P$3:P$8786))","v":2.7122393931500448E-2},{"$f":"MAX(IF($B$3:$B$8786=$B8794,Q$3:Q$8786))","v":6.7240715902239494E-4},{"$f":"MAX(IF($B$3:$B$8786=$B8794,R$3:R$8786))","v":2.2694158572613597E-6},{"$f":"MAX(IF($B$3:$B$8786=$B8794,S$3:S$8786))","v":2.4802919607387782E-5},{"$f":"MAX(IF($B$3:$B$8786=$B8794,T$3:T$8786))","v":1.3603757250615621E-2},{"$f":"MAX(IF($B$3:$B$8786=$B8794,U$3:U$8786))","v":5.8886359561099201E-2}]
[null,8,null,null,null,null,{"$f":"MAX(IF($B$3:$B$8786=$B8795,G$3:G$8786))","v":3.290786804268403E-2},{"$f":"MAX(IF($B$3:$B$8786=$B8795,H$3:H$8786))","v":2.2550448667022945E-2},{"$f":"MAX(IF($B$3:$B$8786=$B8795,I$3:I$8786))","v":1.1896083870311712E-3},{"$f":"MAX(IF($B$3:$B$8786=$B8795,J$3:J$8786))","v":1.7200699634265082E-6},{"$f":"MAX(IF($B$3:$B$8786=$B8795,K$3:K$8786))","v":5.5420739247312028E-5},{"$f":"MAX(IF($B$3:$B$8786=$B8795,L$3:L$8786))","v":1.4946890269315043E-2},{"$f":"MAX(IF($B$3:$B$8786=$B8795,M$3:M$8786))","v":6.1539669492672144E-2},null,{"$f":"MAX(IF($B$3:$B$8786=$B8795,O$3:O$8786))","v":2.6573090186455907E-2},{"$f":"MAX(IF($B$3:$B$8786=$B8795,P$3:P$8786))","v":2.743648507047711E-2},{"$f":"MAX(IF($B$3:$B$8786=$B8795,Q$3:Q$8786))","v":6.7249279477578437E-4},{"$f":"MAX(IF($B$3:$B$8786=$B8795,R$3:R$8786))","v":2.2697239634444584E-6},{"$f":"MAX(IF($B$3:$B$8786=$B8795,S$3:S$8786))","v":2.3461776196506599E-5},{"$f":"MAX(IF($B$3:$B$8786=$B8795,T$3:T$8786))","v":1.3696121943593369E-2},{"$f":"MAX(IF($B$3:$B$8786=$B8795,U$3:U$8786))","v":5.994726550962283E-2}]
[null,9,null,null,null,null,{"$f":"MAX(IF($B$3:$B$8786=$B8796,G$3:G$8786))","v":3.2934362230012761E-2},{"$f":"MAX(IF($B$3:$B$8786=$B8796,H$3:H$8786))","v":2.3735855676306105E-2},{"$f":"MAX(IF($B$3:$B$8786=$B8796,I$3:I$8786))","v":1.1896116666689938E-3},{"$f":"MAX(IF($B$3:$B$8786=$B8796,J$3:J$8786))","v":1.7200024097567303E-6},{"$f":"MAX(IF($B$3:$B$8786=$B8796,K$3:K$8786))","v":5.5033611111111239E-5},{"$f":"MAX(IF($B$3:$B$8786=$B8796,L$3:L$8786))","v":1.3504302059971725E-2},{"$f":"MAX(IF($B$3:$B$8786=$B8796,M$3:M$8786))","v":6.2210276382985083E-2},null,{"$f":"MAX(IF($B$3:$B$8786=$B8796,O$3:O$8786))","v":2.6594484232049808E-2},{"$f":"MAX(IF($B$3:$B$8786=$B8796,P$3:P$8786))","v":2.8878735829780074E-2},{"$f":"MAX(IF($B$3:$B$8786=$B8796,Q$3:Q$8786))","v":6.7249464877482243E-4},{"$f":"MAX(IF($B$3:$B$8786=$B8796,R$3:R$8786))","v":2.2696348227778729E-6},{"$f":"MAX(IF($B$3:$B$8786=$B8796,S$3:S$8786))","v":2.3297889647639351E-5},{"$f":"MAX(IF($B$3:$B$8786=$B8796,T$3:T$8786))","v":1.2374250726667554E-2},{"$f":"MAX(IF($B$3:$B$8786=$B8796,U$3:U$8786))","v":6.0353031145132928E-2}]
[null,10,null,null,null,null,{"$f":"MAX(IF($B$3:$B$8786=$B8797,G$3:G$8786))","v":4.0178543791973359E-2},{"$f":"MAX(IF($B$3:$B$8786=$B8797,H$3:H$8786))","v":2.4887605079756934E-2},{"$f":"MAX(IF($B$3:$B$8786=$B8797,I$3:I$8786))","v":1.2432854475527468E-3},{"$f":"MAX(IF($B$3:$B$8786=$B8797,J$3:J$8786))","v":1.797682310930721E-6},{"$f":"MAX(IF($B$3:$B$8786=$B8797,K$3:K$8786))","v":7.8349502688172329E-5},{"$f":"MAX(IF($B$3:$B$8786=$B8797,L$3:L$8786))","v":1.2927217630008279E-2},{"$f":"MAX(IF($B$3:$B$8786=$B8797,M$3:M$8786))","v":6.8775795513511567E-2},null,{"$f":"MAX(IF($B$3:$B$8786=$B8797,O$3:O$8786))","v":3.2444157924777402E-2},{"$f":"MAX(IF($B$3:$B$8786=$B8797,P$3:P$8786))","v":3.0280036343987595E-2},{"$f":"MAX(IF($B$3:$B$8786=$B8797,Q$3:Q$8786))","v":7.0283676077251831E-4},{"$f":"MAX(IF($B$3:$B$8786=$B8797,R$3:R$8786))","v":2.3721375912242086E-6},{"$f":"MAX(IF($B$3:$B$8786=$B8797,S$3:S$8786))","v":3.3168422546197764E-5},{"$f":"MAX(IF($B$3:$B$8786=$B8797,T$3:T$8786))","v":1.184545720626857E-2},{"$f":"MAX(IF($B$3:$B$8786=$B8797,U$3:U$8786))","v":6.5303565491486748E-2}]
[null,11,null,null,null,null,{"$f":"MAX(IF($B$3:$B$8786=$B8798,G$3:G$8786))","v":4.8365554945131228E-2},{"$f":"MAX(IF($B$3:$B$8786=$B8798,H$3:H$8786))","v":2.3577125902615591E-2},{"$f":"MAX(IF($B$3:$B$8786=$B8798,I$3:I$8786))","v":1.3505280241899967E-3},{"$f":"MAX(IF($B$3:$B$8786=$B8798,J$3:J$8786))","v":1.8655499707722962E-6},{"$f":"MAX(IF($B$3:$B$8786=$B8798,K$3:K$8786))","v":5.4211388888889014E-5},{"$f":"MAX(IF($B$3:$B$8786=$B8798,L$3:L$8786))","v":1.3700701262634936E-2},{"$f":"MAX(IF($B$3:$B$8786=$B8798,M$3:M$8786))","v":7.5970181401254111E-2},null,{"$f":"MAX(IF($B$3:$B$8786=$B8798,O$3:O$8786))","v":3.9055166132547045E-2},{"$f":"MAX(IF($B$3:$B$8786=$B8798,P$3:P$8786))","v":2.868561385999556E-2},{"$f":"MAX(IF($B$3:$B$8786=$B8798,Q$3:Q$8786))","v":7.6346163604069396E-4},{"$f":"MAX(IF($B$3:$B$8786=$B8798,R$3:R$8786))","v":2.4616925844283567E-6},{"$f":"MAX(IF($B$3:$B$8786=$B8798,S$3:S$8786))","v":2.2949810678943391E-5},{"$f":"MAX(IF($B$3:$B$8786=$B8798,T$3:T$8786))","v":1.2554215079173843E-2},{"$f":"MAX(IF($B$3:$B$8786=$B8798,U$3:U$8786))","v":7.0698078282450075E-2}]
[null,12,null,null,null,null,{"$f":"MAX(IF($B$3:$B$8786=$B8799,G$3:G$8786))","v":5.2307186801602533E-2},{"$f":"MAX(IF($B$3:$B$8786=$B8799,H$3:H$8786))","v":2.5609116936664716E-2},{"$f":"MAX(IF($B$3:$B$8786=$B8799,I$3:I$8786))","v":1.4049599999999879E-3},{"$f":"MAX(IF($B$3:$B$8786=$B8799,J$3:J$8786))","v":1.6661480863503531E-6},{"$f":"MAX(IF($B$3:$B$8786=$B8799,K$3:K$8786))","v":6.4846814516129276E-5},{"$f":"MAX(IF($B$3:$B$8786=$B8799,L$3:L$8786))","v":1.5290648156533495E-2},{"$f":"MAX(IF($B$3:$B$8786=$B8799,M$3:M$8786))","v":8.378586191053658E-2},null,{"$f":"MAX(IF($B$3:$B$8786=$B8799,O$3:O$8786))","v":4.2238032268632257E-2},{"$f":"MAX(IF($B$3:$B$8786=$B8799,P$3:P$8786))","v":3.1157879156896735E-2},{"$f":"MAX(IF($B$3:$B$8786=$B8799,Q$3:Q$8786))","v":7.9423236020226609E-4},{"$f":"MAX(IF($B$3:$B$8786=$B8799,R$3:R$8786))","v":2.1985711736417401E-6},{"$f":"MAX(IF($B$3:$B$8786=$B8799,S$3:S$8786))","v":2.7452204172963845E-5},{"$f":"MAX(IF($B$3:$B$8786=$B8799,T$3:T$8786))","v":1.4011113882223E-2},{"$f":"MAX(IF($B$3:$B$8786=$B8799,U$3:U$8786))","v":7.765187072794677E-2}]
[]
["CP"]
[null,1,null,null,null,null,{"$f":"MAX(IF($M$3:$M$8786=$M8802,G$3:G$8786))","v":5.2245532129167868E-2},{"$f":"MAX(IF($M$3:$M$8786=$M8802,H$3:H$8786))","v":2.3590971985126611E-2},{"$f":"MAX(IF($M$3:$M$8786=$M8802,I$3:I$8786))","v":0},{"$f":"MAX(IF($M$3:$M$8786=$M8802,J$3:J$8786))","v":0},{"$f":"MAX(IF($M$3:$M$8786=$M8802,K$3:K$8786))","v":6.0365631720430322E-5},{"$f":"MAX(IF($M$3:$M$8786=$M8802,L$3:L$8786))","v":1.509806798179829E-2},{"$f":"MAX(IF($B$3:$B$8786=$B8802,M$3:M$8786))","v":9.0994937727813197E-2},{"$f":"IF(SUM(G8802:K8802)=M8802,TRUE)","v":false},{"$f":"MAX(IF($U$3:$U$8786=$U8802,O$3:O$8786))","v":4.2188246145480862E-2},{"$f":"MAX(IF($U$3:$U$8786=$U8802,P$3:P$8786))","v":2.8702459992048523E-2},{"$f":"MAX(IF($U$3:$U$8786=$U8802,Q$3:Q$8786))","v":0},{"$f":"MAX(IF($U$3:$U$8786=$U8802,R$3:R$8786))","v":0},{"$f":"MAX(IF($U$3:$U$8786=$U8802,S$3:S$8786))","v":2.5555143446668611E-5},{"$f":"MAX(IF($U$3:$U$8786=$U8802,T$3:T$8786))","v":1.3834648978181608E-2},{"$f":"U8788","v":8.4750910259157666E-2}]
[null,2,null,null,null,null,{"$f":"MAX(IF($M$3:$M$8786=$M8803,G$3:G$8786))","v":5.4991535437135711E-2},{"$f":"MAX(IF($M$3:$M$8786=$M8803,H$3:H$8786))","v":2.1706053897272884E-2},{"$f":"MAX(IF($M$3:$M$8786=$M8803,I$3:I$8786))","v":1.1482717688530194E-3},{"$f":"MAX(IF($M$3:$M$8786=$M8803,J$3:J$8786))","v":1.5338284112824102E-6},{"$f":"MAX(IF($M$3:$M$8786=$M8803,K$3:K$8786))","v":5.9020057471264436E-5},{"$f":"MAX(IF($M$3:$M$8786=$M8803,L$3:L$8786))","v":8.8485134377421556E-3},{"$f":"MAX(IF($B$3:$B$8786=$B8803,M$3:M$8786))","v":8.6754928426886313E-2},false,{"$f":"MAX(IF($U$3:$U$8786=$U8803,O$3:O$8786))","v":4.4405642710347609E-2},{"$f":"MAX(IF($U$3:$U$8786=$U8803,P$3:P$8786))","v":2.6409134136758636E-2},{"$f":"MAX(IF($U$3:$U$8786=$U8803,Q$3:Q$8786))","v":6.491249552512331E-4},{"$f":"MAX(IF($U$3:$U$8786=$U8803,R$3:R$8786))","v":2.0239683122914868E-6},{"$f":"MAX(IF($U$3:$U$8786=$U8803,S$3:S$8786))","v":2.4985509004427866E-5},{"$f":"MAX(IF($U$3:$U$8786=$U8803,T$3:T$8786))","v":8.1080624049028223E-3},{"$f":"U8789","v":7.959897368457701E-2}]
[null,3,null,null,null,null,{"$f":"MAX(IF($M$3:$M$8786=$M8804,G$3:G$8786))","v":4.8702160631378048E-2},{"$f":"MAX(IF($M$3:$M$8786=$M8804,H$3:H$8786))","v":2.1193693136566247E-2},{"$f":"MAX(IF($M$3:$M$8786=$M8804,I$3:I$8786))","v":0},{"$f":"MAX(IF($M$3:$M$8786=$M8804,J$3:J$8786))","v":0},{"$f":"MAX(IF($M$3:$M$8786=$M8804,K$3:K$8786))","v":5.7942244623656132E-5},{"$f":"MAX(IF($M$3:$M$8786=$M8804,L$3:L$8786))","v":1.4632423101711218E-2},{"$f":"MAX(IF($B$3:$B$8786=$B8804,M$3:M$8786))","v":8.4586219114279174E-2},false,{"$f":"MAX(IF($U$3:$U$8786=$U8804,O$3:O$8786))","v":3.9326975088578742E-2},{"$f":"MAX(IF($U$3:$U$8786=$U8804,P$3:P$8786))","v":2.5785759472715566E-2},{"$f":"MAX(IF($U$3:$U$8786=$U8804,Q$3:Q$8786))","v":0},{"$f":"MAX(IF($U$3:$U$8786=$U8804,R$3:R$8786))","v":0},{"$f":"MAX(IF($U$3:$U$8786=$U8804,S$3:S$8786))","v":2.4529228482808298E-5},{"$f":"MAX(IF($U$3:$U$8786=$U8804,T$3:T$8786))","v":1.3407969652571312E-2},7.8545233442348428E-2]
[null,4,null,null,null,null,{"$f":"MAX(IF($M$3:$M$8786=$M8805,G$3:G$8786))","v":4.5987856302325818E-2},{"$f":"MAX(IF($M$3:$M$8786=$M8805,H$3:H$8786))","v":1.7643361607402694E-2},{"$f":"MAX(IF($M$3:$M$8786=$M8805,I$3:I$8786))","v":1.1895600000000033E-3},{"$f":"MAX(IF($M$3:$M$8786=$M8805,J$3:J$8786))","v":1.6100000000000178E-6},{"$f":"MAX(IF($M$3:$M$8786=$M8805,K$3:K$8786))","v":6.0108611111111254E-5},{"$f":"MAX(IF($M$3:$M$8786=$M8805,L$3:L$8786))","v":7.1967664838603548E-3},{"$f":"MAX(IF($B$3:$B$8786=$B8805,M$3:M$8786))","v":7.2079263004699967E-2},false,{"$f":"MAX(IF($U$3:$U$8786=$U8805,O$3:O$8786))","v":3.7135175436415375E-2},{"$f":"MAX(IF($U$3:$U$8786=$U8805,P$3:P$8786))","v":2.146617277918839E-2},{"$f":"MAX(IF($U$3:$U$8786=$U8805,Q$3:Q$8786))","v":6.7246544129528137E-4},{"$f":"MAX(IF($U$3:$U$8786=$U8805,R$3:R$8786))","v":2.1244807820875308E-6},{"$f":"MAX(IF($U$3:$U$8786=$U8805,S$3:S$8786))","v":2.5446336525367462E-5},{"$f":"MAX(IF($U$3:$U$8786=$U8805,T$3:T$8786))","v":6.5945350227712661E-3},6.5895919496977776E-2]
[null,5,null,null,null,null,{"$f":"MAX(IF($M$3:$M$8786=$M8806,G$3:G$8786))","v":3.3258358966699784E-2},{"$f":"MAX(IF($M$3:$M$8786=$M8806,H$3:H$8786))","v":1.8895884020543621E-2},{"$f":"MAX(IF($M$3:$M$8786=$M8806,I$3:I$8786))","v":0},{"$f":"MAX(IF($M$3:$M$8786=$M8806,J$3:J$8786))","v":0},{"$f":"MAX(IF($M$3:$M$8786=$M8806,K$3:K$8786))","v":6.356455645161313E-5},{"$f":"MAX(IF($M$3:$M$8786=$M8806,L$3:L$8786))","v":1.1068654835758052E-2},{"$f":"MAX(IF($B$3:$B$8786=$B8806,M$3:M$8786))","v":6.3286462379453068E-2},false,{"$f":"MAX(IF($U$3:$U$8786=$U8806,O$3:O$8786))","v":2.6856111466391892E-2},{"$f":"MAX(IF($U$3:$U$8786=$U8806,P$3:P$8786))","v":2.2990080928245882E-2},{"$f":"MAX(IF($U$3:$U$8786=$U8806,Q$3:Q$8786))","v":0},{"$f":"MAX(IF($U$3:$U$8786=$U8806,R$3:R$8786))","v":0},{"$f":"MAX(IF($U$3:$U$8786=$U8806,S$3:S$8786))","v":2.6909373959140912E-5},{"$f":"MAX(IF($U$3:$U$8786=$U8806,T$3:T$8786))","v":1.0142420506913497E-2},6.0015522275510415E-2]
[null,6,null,null,null,null,{"$f":"MAX(IF($M$3:$M$8786=$M8807,G$3:G$8786))","v":3.0780331645762386E-2},{"$f":"MAX(IF($M$3:$M$8786=$M8807,H$3:H$8786))","v":2.1460845475642216E-2},{"$f":"MAX(IF($M$3:$M$8786=$M8807,I$3:I$8786))","v":0},{"$f":"MAX(IF($M$3:$M$8786=$M8807,J$3:J$8786))","v":0},{"$f":"MAX(IF($M$3:$M$8786=$M8807,K$3:K$8786))","v":6.1686388888889033E-5},{"$f":"MAX(IF($M$3:$M$8786=$M8807,L$3:L$8786))","v":1.0356329912109902E-2},{"$f":"MAX(IF($B$3:$B$8786=$B8807,M$3:M$8786))","v":6.2659193422403392E-2},false,{"$f":"MAX(IF($U$3:$U$8786=$U8807,O$3:O$8786))","v":2.4855105403089332E-2},{"$f":"MAX(IF($U$3:$U$8786=$U8807,P$3:P$8786))","v":2.6110796072688836E-2},{"$f":"MAX(IF($U$3:$U$8786=$U8807,Q$3:Q$8786))","v":0},{"$f":"MAX(IF($U$3:$U$8786=$U8807,R$3:R$8786))","v":0},{"$f":"MAX(IF($U$3:$U$8786=$U8807,S$3:S$8786))","v":2.6114271843675928E-5},{"$f":"MAX(IF($U$3:$U$8786=$U8807,T$3:T$8786))","v":9.4897035308763832E-3},6.0481719278498228E-2]
[null,7,null,null,null,null,{"$f":"MAX(IF($M$3:$M$8786=$M8808,G$3:G$8786))","v":3.4008440295948086E-2},{"$f":"MAX(IF($M$3:$M$8786=$M8808,H$3:H$8786))","v":2.0094639109189613E-2},{"$f":"MAX(IF($M$3:$M$8786=$M8808,I$3:I$8786))","v":0},{"$f":"MAX(IF($M$3:$M$8786=$M8808,J$3:J$8786))","v":0},{"$f":"MAX(IF($M$3:$M$8786=$M8808,K$3:K$8786))","v":5.858875000000021E-5},{"$f":"MAX(IF($M$3:$M$8786=$M8808,L$3:L$8786))","v":6.7769265657494923E-3},{"$f":"MAX(IF($B$3:$B$8786=$B8808,M$3:M$8786))","v":6.0938594720887189E-2},false,{"$f":"MAX(IF($U$3:$U$8786=$U8808,O$3:O$8786))","v":2.314112132238277E-2},{"$f":"MAX(IF($U$3:$U$8786=$U8808,P$3:P$8786))","v":2.6187027239019178E-2},{"$f":"MAX(IF($U$3:$U$8786=$U8808,Q$3:Q$8786))","v":0},{"$f":"MAX(IF($U$3:$U$8786=$U8808,R$3:R$8786))","v":0},{"$f":"MAX(IF($U$3:$U$8786=$U8808,S$3:S$8786))","v":2.4802919607387782E-5},{"$f":"MAX(IF($U$3:$U$8786=$U8808,T$3:T$8786))","v":9.5334080800898637E-3},5.8886359561099201E-2]
[null,8,null,null,null,null,{"$f":"MAX(IF($M$3:$M$8786=$M8809,G$3:G$8786))","v":2.5967224673678766E-2},{"$f":"MAX(IF($M$3:$M$8786=$M8809,H$3:H$8786))","v":2.1342778820102069E-2},{"$f":"MAX(IF($M$3:$M$8786=$M8809,I$3:I$8786))","v":0},{"$f":"MAX(IF($M$3:$M$8786=$M8809,J$3:J$8786))","v":0},{"$f":"MAX(IF($M$3:$M$8786=$M8809,K$3:K$8786))","v":5.5420739247312028E-5},{"$f":"MAX(IF($M$3:$M$8786=$M8809,L$3:L$8786))","v":1.4174245259643996E-2},{"$f":"MAX(IF($B$3:$B$8786=$B8809,M$3:M$8786))","v":6.1539669492672144E-2},false,{"$f":"MAX(IF($U$3:$U$8786=$U8809,O$3:O$8786))","v":2.0968523462249446E-2},{"$f":"MAX(IF($U$3:$U$8786=$U8809,P$3:P$8786))","v":2.5967147754206131E-2},{"$f":"MAX(IF($U$3:$U$8786=$U8809,Q$3:Q$8786))","v":0},{"$f":"MAX(IF($U$3:$U$8786=$U8809,R$3:R$8786))","v":0},{"$f":"MAX(IF($U$3:$U$8786=$U8809,S$3:S$8786))","v":2.3461776196506599E-5},{"$f":"MAX(IF($U$3:$U$8786=$U8809,T$3:T$8786))","v":1.298813251697075E-2},5.994726550962283E-2]
[null,9,null,null,null,null,{"$f":"MAX(IF($M$3:$M$8786=$M8810,G$3:G$8786))","v":3.1696532697096179E-2},{"$f":"MAX(IF($M$3:$M$8786=$M8810,H$3:H$8786))","v":1.9873854502748294E-2},{"$f":"MAX(IF($M$3:$M$8786=$M8810,I$3:I$8786))","v":1.1896116666689938E-3},{"$f":"MAX(IF($M$3:$M$8786=$M8810,J$3:J$8786))","v":1.7200024097567303E-6},{"$f":"MAX(IF($M$3:$M$8786=$M8810,K$3:K$8786))","v":5.5033611111111239E-5},{"$f":"MAX(IF($M$3:$M$8786=$M8810,L$3:L$8786))","v":9.3935239029507567E-3},{"$f":"MAX(IF($B$3:$B$8786=$B8810,M$3:M$8786))","v":6.2210276382985083E-2},false,{"$f":"MAX(IF($U$3:$U$8786=$U8810,O$3:O$8786))","v":2.0477083006879358E-2},{"$f":"MAX(IF($U$3:$U$8786=$U8810,P$3:P$8786))","v":2.7478399521938379E-2},{"$f":"MAX(IF($U$3:$U$8786=$U8810,Q$3:Q$8786))","v":0},{"$f":"MAX(IF($U$3:$U$8786=$U8810,R$3:R$8786))","v":0},{"$f":"MAX(IF($U$3:$U$8786=$U8810,S$3:S$8786))","v":2.3297889647639351E-5},{"$f":"MAX(IF($U$3:$U$8786=$U8810,T$3:T$8786))","v":1.2374250726667554E-2},6.0353031145132928E-2]
[null,10,null,null,null,null,{"$f":"MAX(IF($M$3:$M$8786=$M8811,G$3:G$8786))","v":3.7538496399529213E-2},{"$f":"MAX(IF($M$3:$M$8786=$M8811,H$3:H$8786))","v":2.1330071129162041E-2},{"$f":"MAX(IF($M$3:$M$8786=$M8811,I$3:I$8786))","v":0},{"$f":"MAX(IF($M$3:$M$8786=$M8811,J$3:J$8786))","v":0},{"$f":"MAX(IF($M$3:$M$8786=$M8811,K$3:K$8786))","v":7.8349502688172329E-5},{"$f":"MAX(IF($M$3:$M$8786=$M8811,L$3:L$8786))","v":9.8288784821321407E-3},{"$f":"MAX(IF($B$3:$B$8786=$B8811,M$3:M$8786))","v":6.8775795513511567E-2},false,{"$f":"MAX(IF($U$3:$U$8786=$U8811,O$3:O$8786))","v":3.0312320719008235E-2},{"$f":"MAX(IF($U$3:$U$8786=$U8811,P$3:P$8786))","v":2.595168667057518E-2},{"$f":"MAX(IF($U$3:$U$8786=$U8811,Q$3:Q$8786))","v":0},{"$f":"MAX(IF($U$3:$U$8786=$U8811,R$3:R$8786))","v":0},{"$f":"MAX(IF($U$3:$U$8786=$U8811,S$3:S$8786))","v":3.3168422546197764E-5},{"$f":"MAX(IF($U$3:$U$8786=$U8811,T$3:T$8786))","v":9.0063896793571418E-3},6.5303565491486748E-2]
[null,11,null,null,null,null,{"$f":"MAX(IF($M$3:$M$8786=$M8812,G$3:G$8786))","v":4.5951100060208513E-2},{"$f":"MAX(IF($M$3:$M$8786=$M8812,H$3:H$8786))","v":2.1926092142387561E-2},{"$f":"MAX(IF($M$3:$M$8786=$M8812,I$3:I$8786))","v":1.3505280241899967E-3},{"$f":"MAX(IF($M$3:$M$8786=$M8812,J$3:J$8786))","v":1.8655499707722962E-6},{"$f":"MAX(IF($M$3:$M$8786=$M8812,K$3:K$8786))","v":5.4211388888889014E-5},{"$f":"MAX(IF($M$3:$M$8786=$M8812,L$3:L$8786))","v":6.6863842356083749E-3},{"$f":"MAX(IF($B$3:$B$8786=$B8812,M$3:M$8786))","v":7.5970181401254111E-2},false,{"$f":"MAX(IF($U$3:$U$8786=$U8812,O$3:O$8786))","v":3.7105494785714108E-2},{"$f":"MAX(IF($U$3:$U$8786=$U8812,P$3:P$8786))","v":2.6676848367910556E-2},{"$f":"MAX(IF($U$3:$U$8786=$U8812,Q$3:Q$8786))","v":7.6346163604069396E-4},{"$f":"MAX(IF($U$3:$U$8786=$U8812,R$3:R$8786))","v":2.4616925844283567E-6},{"$f":"MAX(IF($U$3:$U$8786=$U8812,S$3:S$8786))","v":2.2949810678943391E-5},{"$f":"MAX(IF($U$3:$U$8786=$U8812,T$3:T$8786))","v":6.1268619895213337E-3},7.0698078282450075E-2]
[null,12,null,null,null,null,{"$f":"MAX(IF($M$3:$M$8786=$M8813,G$3:G$8786))","v":4.9884252047993266E-2},{"$f":"MAX(IF($M$3:$M$8786=$M8813,H$3:H$8786))","v":2.1266507298768174E-2},{"$f":"MAX(IF($M$3:$M$8786=$M8813,I$3:I$8786))","v":1.421013333333321E-4},{"$f":"MAX(IF($M$3:$M$8786=$M8813,J$3:J$8786))","v":1.6851858031628439E-7},{"$f":"MAX(IF($M$3:$M$8786=$M8813,K$3:K$8786))","v":6.4846814516129276E-5},{"$f":"MAX(IF($M$3:$M$8786=$M8813,L$3:L$8786))","v":1.2427985897345371E-2},{"$f":"MAX(IF($B$3:$B$8786=$B8813,M$3:M$8786))","v":8.378586191053658E-2},false,{"$f":"MAX(IF($U$3:$U$8786=$U8813,O$3:O$8786))","v":4.0281513431251317E-2},{"$f":"MAX(IF($U$3:$U$8786=$U8813,P$3:P$8786))","v":2.5874350378540599E-2},{"$f":"MAX(IF($U$3:$U$8786=$U8813,Q$3:Q$8786))","v":8.0330740634055263E-5},{"$f":"MAX(IF($U$3:$U$8786=$U8813,R$3:R$8786))","v":2.2236924553205979E-7},{"$f":"MAX(IF($U$3:$U$8786=$U8813,S$3:S$8786))","v":2.7452204172963845E-5},{"$f":"MAX(IF($U$3:$U$8786=$U8813,T$3:T$8786))","v":1.1388001604102305E-2},7.765187072794677E-2]
[]
["4CP",{"$f":"SUMIF($M$8802:$M$8813,$M8815,B$8802:B$8813)","v":1},null,null,null,null,{"$f":"SUMIF($M$8802:$M$8813,$M8815,G$8802:G$8813)","v":5.2245532129167868E-2},2.3590971985126611E-2,0,0,6.0365631720430322E-5,1.509806798179829E-2,{"$f":"LARGE(M$8802:M$8813,1)","v":9.0994937727813197E-2},null,{"$f":"SUMIF($U$8802:$U$8813,$U8815,O$8802:O$8813)","v":4.2188246145480862E-2},2.8702459992048523E-2,0,0,2.5555143446668611E-5,1.3834648978181608E-2,{"$f":"LARGE(U$8802:U$8813,1)","v":8.4750910259157666E-2}]
[null,{"$f":"SUMIF($M$8802:$M$8813,$M8816,B$8802:B$8813)","v":2},null,null,null,null,5.4991535437135711E-2,2.1706053897272884E-2,1.1482717688530194E-3,1.5338284112824102E-6,5.9020057471264436E-5,8.8485134377421556E-3,{"$f":"LARGE(M$8802:M$8813,2)","v":8.6754928426886313E-2},null,4.4405642710347609E-2,2.6409134136758636E-2,6.491249552512331E-4,2.0239683122914868E-6,2.4985509004427866E-5,8.1080624049028223E-3,{"$f":"LARGE(U$8802:U$8813,2)","v":7.959897368457701E-2}]
[null,{"$f":"SUMIF($M$8802:$M$8813,$M8817,B$8802:B$8813)","v":3},null,null,null,null,4.8702160631378048E-2,2.1193693136566247E-2,0,0,5.7942244623656132E-5,1.4632423101711218E-2,{"$f":"LARGE(M$8802:M$8813,3)","v":8.4586219114279174E-2},null,3.9326975088578742E-2,2.5785759472715566E-2,0,0,2.4529228482808298E-5,1.3407969652571312E-2,{"$f":"LARGE(U$8802:U$8813,3)","v":7.8545233442348428E-2}]
[null,{"$f":"SUMIF($M$8802:$M$8813,$M8818,B$8802:B$8813)","v":12},null,null,null,null,4.9884252047993266E-2,2.1266507298768174E-2,1.421013333333321E-4,1.6851858031628439E-7,6.4846814516129276E-5,1.2427985897345371E-2,{"$f":"LARGE(M$8802:M$8813,4)","v":8.378586191053658E-2},null,4.0281513431251317E-2,2.5874350378540599E-2,8.0330740634055263E-5,2.2236924553205979E-7,2.7452204172963845E-5,1.1388001604102305E-2,{"$f":"LARGE(U$8802:U$8813,4)","v":7.765187072794677E-2}]

{"sheet":"2006 Input to CA model","index":2,"n_rows":33,"n_cols":23,"rows_kept":33,"cut":false,"hidden":false,"merged":[]}
[]
[" Feed into OEB Cost Allocation Model (version 50) sheet \"I6 Customer Data\", row 27"]
[null,null,null,1,2,3,4,5,6,7,8,9,10,11,12,13,14,15,16,17,18,19,20]
[null,"ID","Total","Residential","GS>50kW","Street Lighting","Sentinel Lighting","USL","GS<50kW"]
[]
["kWh - 30 year weather normalized amount",null,{"$f":"SUM(D6:I6)","v":468300043.07000053},239658158.53911489,146047497.30911869,5353155.3500000956,7299.4399999996076,534100.96999995504,76699831.461766869,0,0,0,0,0]
[]
[]
[" Feed into OEB Cost Allocation Model sheet (version 50) \"I8 Demand Data\", row 40, 45, 50, 55, 61 and 67"]
[null,null,null,1,2,3,4,5,6,7,8,9,10,11,12,13,14,15,16,17,18,19,20]
["Customer Classes",null,"Total","Residential","GS>50kW","Street Lighting","Sentinel Lighting","USL","GS<50kW"]
[]
["CO-INCIDENT PEAK (kW)"]
[]
["1 CP"]
["Total Sytem CP ","DCP1",{"$f":"SUM(D16:I16)","v":90994.937727813201},52245.53212916787,23590.971985126613,0,0,60.365631720430322,15098.067981798289]
[]
["4 CP"]
["Total Sytem CP ","DCP4",{"$f":"SUM(D19:I19)","v":346121.94717951526},205823.4802456749,87757.226317733919,1290.3731021863514,1.7023469915986946,242.17474833148017,51006.990418597037]
[]
["12 CP"]
["Total Sytem CP ","DCP12",{"$f":"SUM(D22:I22)","v":873581.38349738193},491011.82128692366,250324.75312491204,5020.072793045345,6.8978993721277391,729.13829671857843,126488.70009641009]
[]
["NON CO_INCIDENT PEAK (kW)"]
[]
["1 NCP"]
["Classification NCP from \n Load Data Provider","DNCP1",{"$f":"SUM(D27:I27)","v":104158.77278851633},60081.866217598581,25609.116936664715,1404.959999999988,1.8655499707722962,78.349502688172336,16982.614581594105]
[]
["4 NCP"]
["Classification NCP from \n Load Data Provider","DNCP4",{"$f":"SUM(D30:I30)","v":390421.24575200101},223469.20142829992,98329.20965882673,5213.6234717427315,7.103304654886256,268.44726254480383,63133.660625931938]
[]
["12 NCP"]
["Classification NCP from \n Load Data Provider","DNCP12",{"$f":"SUM(D33:I33)","v":993309.08260159439},529017.03396584804,276653.03087601269,14692.138537761575,20.057763247688442,729.13829671857843,172197.68316200594]

{"sheet":"Revised Inputs to CA model","index":3,"n_rows":33,"n_cols":16,"rows_kept":33,"cut":false,"hidden":false,"merged":[[8,10,8,15]]}
[]
[" Feed into OEB Cost Allocation Model (version 50) sheet \"I6 Customer Data\", row 27"]
[]
[null,"ID","Total",{"$f":"'Hourly load shapes by class'!G2","v":"Residential"},{"$f":"'Hourly load shapes by class'!H2","v":"GS>50kW"},{"$f":"'Hourly load shapes by class'!I2","v":"Street Lighting"},{"$f":"'Hourly load shapes by class'!J2","v":"Sentinel Lighting"},{"$f":"'Hourly load shapes by class'!K2","v":"USL"},{"$f":"'Hourly load shapes by class'!L2","v":"GS<50kW"}]
[]
["kWh - 30 year weather normalized amount",null,{"$f":"SUM(D6:I6)","v":442163537.15698183},{"$f":"'Hourly load shapes by class'!X4","v":193523866.46620405},{"$f":"'Hourly load shapes by class'!Y4","v":177691807.31920129},430600.27297694178,{"$f":"'Hourly load shapes by class'!AA4","v":9632},{"$f":"'Hourly load shapes by class'!AB4","v":226105.92342619819},{"$f":"'Hourly load shapes by class'!AC4","v":70281525.175173312}]
[]
[]
[" Feed into OEB Cost Allocation Model sheet (version 50) \"I8 Demand Data\", row 40, 45, 50, 55, 61 and 67",null,null,null,null,null,null,null,null,null,"2024 Demand Data"]
[]
["Customer Classes",null,"Total",{"$f":"'Hourly load shapes by class'!G2","v":"Residential"},{"$f":"'Hourly load shapes by class'!H2","v":"GS>50kW"},{"$f":"'Hourly load shapes by class'!I2","v":"Street Lighting"},{"$f":"'Hourly load shapes by class'!J2","v":"Sentinel Lighting"},{"$f":"'Hourly load shapes by class'!K2","v":"USL"},{"$f":"'Hourly load shapes by class'!L2","v":"GS<50kW"},null,{"$f":"D11","v":"Residential"},{"$f":"E11","v":"GS>50kW"},"Street Lighting","Sentinel Lighting","USL","GS<50kW"]
[]
["CO-INCIDENT PEAK (kW)"]
[]
["1 CP"]
["Total Sytem CP ","DCP1",{"$f":"SUM(D16:I16)","v":90994.937727813201},{"$f":"'Hourly load shapes by class'!G8802*1000000","v":52245.53212916787},{"$f":"'Hourly load shapes by class'!H8802*1000000","v":23590.971985126613},{"$f":"'Hourly load shapes by class'!I8802*1000000","v":0},{"$f":"'Hourly load shapes by class'!J8802*1000000","v":0},{"$f":"'Hourly load shapes by class'!K8802*1000000","v":60.365631720430322},{"$f":"'Hourly load shapes by class'!L8802*1000000","v":15098.067981798289},null,{"$f":"'Hourly load shapes by class'!O8815*1000000","v":42188.246145480865},{"$f":"'Hourly load shapes by class'!P8815*1000000","v":28702.459992048523},{"$f":"'Hourly load shapes by class'!Q8815*1000000","v":0},{"$f":"'Hourly load shapes by class'!R8815*1000000","v":0},{"$f":"'Hourly load shapes by class'!S8815*1000000","v":25.555143446668612},{"$f":"'Hourly load shapes by class'!T8815*1000000","v":13834.648978181609}]
[]
["4 CP"]
["Total Sytem CP ","DCP4",{"$f":"SUM(D19:I19)","v":346121.94717951526},{"$f":"SUM('Hourly load shapes by class'!G8815:G8818)*1000000","v":205823.4802456749},{"$f":"SUM('Hourly load shapes by class'!H8815:H8818)*1000000","v":87757.226317733919},{"$f":"SUM('Hourly load shapes by class'!I8815:I8818)*1000000","v":1290.3731021863514},{"$f":"SUM('Hourly load shapes by class'!J8815:J8818)*1000000","v":1.7023469915986946},{"$f":"SUM('Hourly load shapes by class'!K8815:K8818)*1000000","v":242.17474833148017},{"$f":"SUM('Hourly load shapes by class'!L8815:L8818)*1000000","v":51006.990418597037},null,{"$f":"SUM('Hourly load shapes by class'!O8815:O8818)*1000000","v":166202.37737565851},{"$f":"SUM('Hourly load shapes by class'!P8815:P8818)*1000000","v":106771.70398006334},{"$f":"SUM('Hourly load shapes by class'!Q8815:Q8818)*1000000","v":729.45569588528838},{"$f":"SUM('Hourly load shapes by class'!R8815:R8818)*1000000","v":2.2463375578235465},{"$f":"SUM('Hourly load shapes by class'!S8815:S8818)*1000000","v":102.52208510686862},{"$f":"SUM('Hourly load shapes by class'!T8815:T8818)*1000000","v":46738.682639758044}]
[]
["12 CP"]
["Total Sytem CP ","DCP12",{"$f":"SUM(D22:I22)","v":873581.38349738193},{"$f":"SUM('Hourly load shapes by class'!G8802:G8813)*1000000","v":491011.82128692366},{"$f":"SUM('Hourly load shapes by class'!H8802:H8813)*1000000","v":250324.75312491204},{"$f":"SUM('Hourly load shapes by class'!I8802:I8813)*1000000","v":5020.072793045345},{"$f":"SUM('Hourly load shapes by class'!J8802:J8813)*1000000","v":6.8978993721277391},{"$f":"SUM('Hourly load shapes by class'!K8802:K8813)*1000000","v":729.13829671857843},{"$f":"SUM('Hourly load shapes by class'!L8802:L8813)*1000000","v":126488.70009641009},null,{"$f":"SUM('Hourly load shapes by class'!O8802:O8813)*1000000","v":387053.31297778903},{"$f":"SUM('Hourly load shapes by class'!P8802:P8813)*1000000","v":309599.86331383587},{"$f":"SUM('Hourly load shapes by class'!Q8802:Q8813)*1000000","v":2165.382773221264},{"$f":"SUM('Hourly load shapes by class'!R8802:R8813)*1000000","v":6.8325109243394335},{"$f":"SUM('Hourly load shapes by class'!S8802:S8813)*1000000","v":308.67288611172773},{"$f":"SUM('Hourly load shapes by class'!T8802:T8813)*1000000","v":122994.38469292584}]
[]
["NON CO_INCIDENT PEAK (kW)"]
[]
["1 NCP"]
["Classification NCP from \n Load Data Provider","DNCP1",{"$f":"SUM(D27:I27)","v":102437.9383970121},{"$f":"'Hourly load shapes by class'!G8788*1000000","v":60081.866217598581},{"$f":"'Hourly load shapes by class'!H8788*1000000","v":24096.631966098968},{"$f":"'Hourly load shapes by class'!I8788*1000000","v":1214.8499999999999},{"$f":"'Hourly load shapes by class'!J8788*1000000","v":1.6100000000000203},{"$f":"'Hourly load shapes by class'!K8788*1000000","v":60.365631720430322},{"$f":"'Hourly load shapes by class'!L8788*1000000","v":16982.614581594105},null,{"$f":"MAX('Hourly load shapes by class'!O8788:O8799*1000000)","v":48516.082764765059},{"$f":"MAX('Hourly load shapes by class'!P8788:P8799*1000000)","v":31157.879156896735},{"$f":"MAX('Hourly load shapes by class'!Q8788:Q8799*1000000)","v":794.23236020226614},{"$f":"MAX('Hourly load shapes by class'!R8788:R8799*1000000)","v":2.4616925844283566},{"$f":"MAX('Hourly load shapes by class'!S8788:S8799*1000000)","v":33.16842254619776},{"$f":"MAX('Hourly load shapes by class'!T8788:T8799*1000000)","v":15561.495136420686}]
[]
["4 NCP"]
["Classification NCP from \n Load Data Provider","DNCP4",{"$f":"SUM(D30:I30)","v":390421.24575200101},{"$f":"(LARGE('Hourly load shapes by class'!G8788:G8799,1)+LARGE('Hourly load shapes by class'!G8788:G8799,2)+LARGE('Hourly load shapes by class'!G8788:G8799,3)+LARGE('Hourly load shapes by class'!G8788:G8799,4))*1000000","v":223469.20142829992},{"$f":"(LARGE('Hourly load shapes by class'!H8788:H8799,1)+LARGE('Hourly load shapes by class'!H8788:H8799,2)+LARGE('Hourly load shapes by class'!H8788:H8799,3)+LARGE('Hourly load shapes by class'!H8788:H8799,4))*1000000","v":98329.20965882673},{"$f":"(LARGE('Hourly load shapes by class'!I8788:I8799,1)+LARGE('Hourly load shapes by class'!I8788:I8799,2)+LARGE('Hourly load shapes by class'!I8788:I8799,3)+LARGE('Hourly load shapes by class'!I8788:I8799,4))*1000000","v":5213.6234717427315},{"$f":"(LARGE('Hourly load shapes by class'!J8788:J8799,1)+LARGE('Hourly load shapes by class'!J8788:J8799,2)+LARGE('Hourly load shapes by class'!J8788:J8799,3)+LARGE('Hourly load shapes by class'!J8788:J8799,4))*1000000","v":7.103304654886256},{"$f":"(LARGE('Hourly load shapes by class'!K8788:K8799,1)+LARGE('Hourly load shapes by class'!K8788:K8799,2)+LARGE('Hourly load shapes by class'!K8788:K8799,3)+LARGE('Hourly load shapes by class'!K8788:K8799,4))*1000000","v":268.44726254480383},{"$f":"(LARGE('Hourly load shapes by class'!L8788:L8799,1)+LARGE('Hourly load shapes by class'!L8788:L8799,2)+LARGE('Hourly load shapes by class'!L8788:L8799,3)+LARGE('Hourly load shapes by class'!L8788:L8799,4))*1000000","v":63133.660625931938},null,{"$f":"(LARGE('Hourly load shapes by class'!O8788:O8799,1)+LARGE('Hourly load shapes by class'!O8788:O8799,2)+LARGE('Hourly load shapes by class'!O8788:O8799,3)+LARGE('Hourly load shapes by class'!O8788:O8799,4))*1000000","v":180451.29012147206},{"$f":"(LARGE('Hourly load shapes by class'!P8788:P8799,1)+LARGE('Hourly load shapes by class'!P8788:P8799,2)+LARGE('Hourly load shapes by class'!P8788:P8799,3)+LARGE('Hourly load shapes by class'!P8788:P8799,4))*1000000","v":119634.33333995704},{"$f":"(LARGE('Hourly load shapes by class'!Q8788:Q8799,1)+LARGE('Hourly load shapes by class'!Q8788:Q8799,2)+LARGE('Hourly load shapes by class'!Q8788:Q8799,3)+LARGE('Hourly load shapes by class'!Q8788:Q8799,4))*1000000","v":2947.2927878147402},{"$f":"(LARGE('Hourly load shapes by class'!R8788:R8799,1)+LARGE('Hourly load shapes by class'!R8788:R8799,2)+LARGE('Hourly load shapes by class'!R8788:R8799,3)+LARGE('Hourly load shapes by class'!R8788:R8799,4))*1000000","v":9.3731889618748969},{"$f":"(LARGE('Hourly load shapes by class'!S8788:S8799,1)+LARGE('Hourly load shapes by class'!S8788:S8799,2)+LARGE('Hourly load shapes by class'!S8788:S8799,3)+LARGE('Hourly load shapes by class'!S8788:S8799,4))*1000000","v":113.64427252197844},{"$f":"(LARGE('Hourly load shapes by class'!T8788:T8799,1)+LARGE('Hourly load shapes by class'!T8788:T8799,2)+LARGE('Hourly load shapes by class'!T8788:T8799,3)+LARGE('Hourly load shapes by class'!T8788:T8799,4))*1000000","v":57850.582903745926}]
[]
["12 NCP"]
["Classification NCP from \n Load Data Provider","DNCP12",{"$f":"SUM(D33:I33)","v":993309.08260159439},{"$f":"SUM('Hourly load shapes by class'!G8788:G8799)*1000000","v":529017.03396584804},{"$f":"SUM('Hourly load shapes by class'!H8788:H8799)*1000000","v":276653.03087601269},{"$f":"SUM('Hourly load shapes by class'!I8788:I8799)*1000000","v":14692.138537761575},{"$f":"SUM('Hourly load shapes by class'!J8788:J8799)*1000000","v":20.057763247688442},{"$f":"SUM('Hourly load shapes by class'!K8788:K8799)*1000000","v":729.13829671857843},{"$f":"SUM('Hourly load shapes by class'!L8788:L8799)*1000000","v":172197.68316200594},null,{"$f":"SUM('Hourly load shapes by class'!O8788:O8799)*1000000","v":427181.0417955998},{"$f":"SUM('Hourly load shapes by class'!P8788:P8799)*1000000","v":336595.81959590467},{"$f":"SUM('Hourly load shapes by class'!Q8788:Q8799)*1000000","v":8305.554512060944},{"$f":"SUM('Hourly load shapes by class'!R8788:R8799)*1000000","v":26.467287298990811},{"$f":"SUM('Hourly load shapes by class'!S8788:S8799)*1000000","v":308.67288611172773},{"$f":"SUM('Hourly load shapes by class'!T8788:T8799)*1000000","v":157788.03647423617}]