## 1. LDC Info
LDC Info:
Utility Name | Wasaga Distribution Inc.
Service Territory | Town of Wasaga Beach
Assigned EB Number | EB-2023-0055
Name of Contact and Title | Ashly Karamatic, Manager of Finance and Regulatory
Phone Number | 705-429-2517
Email Address | a.karamatic@wasagadist.ca
Bridge Year | 2023
Test Year | 2024
Last Rebasing Year | 2016

## 2. Customer Classes
Customer Classes |  |  |  | Input Cell
Customer Class Name | Energy (kWh) Weather Sensitive / Non-weather sensitive | Demand (kW)
Residential | Weather-Sensitive | n/a | Enter Only Customer Clasess in which Distribution Volumetric is billed in kWh
General Service < 50 kW | Weather-Sensitive | n/a
Unmetered Scattered Load | Weather-Sensitive | n/a
Sentinel Lighting | Weather-Sensitive | n/a
General Service > 50 kW - 4999 kW - Excluding Wholesale Market Participant | Weather-Sensitive | Weather-Sensitive | Enter Only Customer Clasess in which Distribution Volumetric is billed in kW
General Service > 50 kW - 4999 kW - Wholesale Market Participant | n/a | n/a
Streetlighting | n/a | Weather-Sensitive
N/A | n/a | n/a
other | n/a | n/a
other | n/a | n/a
Instructions:
1. This page will be overwrite by utilities specific classes

## 3. Consumption by Rate Class
Consumption by Rate Class
| Notes: | [12 empty] | (POWER FACTOR ADJUSTED)
| 1) "Wholesale" purchases are purchases measured at the wholesale meter. | [12 empty] | Input Cell
2) "Metered" or Class consumption is monthly usage measured at the retail meter, unadjusted for losses (i.e., the retail consumption amount)
3) "Consumed" consumption (retail) is the uplifted consumption billed
4) Number of customers is defined as number of connections (i.e., meters). Add or delete rate classes as appropriate.
Consumption should reflect usage in the month, not the month in which it was billed (e.g what was used in January not what was billed in January, etc.).
|  | Residential |  | General Service < 50 kW |  | Unmetered Scattered Load |  | Sentinel Lighting |  | General Service > 50 kW - 4999 kW - Excluding Wholesale Market Participant |  |  | General Service > 50 kW - 4999 kW - Wholesale Market Participant |  |  | Streetlighting |  |  | Streetlighting |  | N/A |  | other |  | other
|  | Unadjusted |  | Unadjusted |  | Unadjusted |  | Unadjusted |  | Unadjusted |  |  | Unadjusted |  |  | Unadjusted |  |  | Unadjusted |  | Unadjusted |  | Unadjusted |  | Unadjusted
|  |  | Customer |  | Customer |  | Customer |  | Customer |  |  | Customer |  |  | Customer |  |  | Customer |  | Customer |  | Customer |  | Customer |  | Customer
|  | kWh | Connections | kWh | Connections | kWh | Connections | kWh | Connections | kWh | kW | Connections | kWh | kW | Connections | kWh | kW | Connections | kWh | Connections | kWh | Connections | kWh | Connections | kWh | Connections
Year | Montth
2013 | January | 8377247 | 11715 | 1386128 | 787 | 22012 | 43 |  |  | 1459153 | 3493 | 35 | 284454 | 484 | 1 | 191828 | 442 | 2682
2013 | February | 7734168 |  | 1288061 |  | 22012 |  |  |  | 1338574 | 3449 |  | 256457 | 466 | 1 | 173927 | 442
2013 | March | 7601860 |  | 1307377 |  | 22062 |  |  |  | 1429848 | 3403 |  | 281842 | 468 | 1 | 154303 | 442
2013 | April | 6435227 |  | 1157649 |  | 21962 |  |  |  | 1319226 | 3543 |  | 277471 | 516 | 1 | 129134 | 442
2013 | May | 5952310 |  | 1277883 |  | 21962 |  |  |  | 1485679 | 4472 |  | 307911 | 627 | 1 | 115425 | 442
2013 | June | 6277996 |  | 1399541 |  | 21962 |  |  |  | 1568347 | 4598 |  | 318570 | 604 | 1 | 101826 | 442
2013 | July | 7988736 |  | 1747659 |  | 21962 |  |  |  | 1762624 | 4615 |  | 345163 | 610 | 1 | 111334 | 442
2013 | August | 7116905 |  | 1635933 |  | 21962 |  |  |  | 1679021 | 4379 |  | 342291 | 624 | 1 | 127255 | 442
2013 | September | 5901546 |  | 1272666 |  | 22927 |  |  |  | 1455879 | 4337 |  | 313675 | 677 | 1 | 143065 | 443
2013 | October | 6237527 |  | 1189230 |  | 22538 |  |  |  | 1392428 | 3699 |  | 302871 | 539 | 1 | 168802 | 443
2013 | November | 7352984 |  | 1272663 |  | 21961 |  |  |  | 1322982 | 3455 |  | 271859 | 480 | 1 | 181421 | 443
2013 | December | 9300027 | 11999 | 1497559 | 781 | 21228 | 42 |  |  | 1478014 | 3425 | 35 | 292319 | 461 | 1 | 197856 | 445 | 2705
2014 | January | 9596052 | 11999 | 1588583 | 781 | 20011 | 42 |  |  | 1498289 | 3455 | 35 | 280512 | 442 | 1 | 193074 | 445 | 2705
2014 | February | 8315457 | 12050 | 1416213 | 778 | 20011 | 40 |  |  | 1334289 | 3392 | 35 | 248535 | 451 | 1 | 177830 | 452 | 2759
2014 | March | 8474305 | 11990 | 1467995 | 777 | 20011 | 40 |  |  | 1441915 | 3389 | 35 | 273517 | 448 | 1 | 157720 | 452 | 2759
2014 | April | 6656004 | 11998 | 1197218 | 777 | 20011 | 40 |  |  | 1303531 | 3367 | 35 | 267143 | 474 | 1 | 131961 | 452 | 2759
2014 | May | 5973235 | 11996 | 1278819 | 778 | 20011 | 40 |  |  | 1428257 | 4445 | 35 | 291404 | 559 | 1 | 117951 | 452 | 2759
2014 | June | 6234249 | 12006 | 1379959 | 780 | 20011 | 40 |  |  | 1466163 | 4434 | 35 | 307103 | 585 | 1 | 104055 | 452 | 2759
2014 | July | 6986424 | 12011 | 1583159 | 782 | 22175 | 43 |  |  | 1593511 | 4206 | 36 | 325023 | 550 | 1 | 113771 | 452 | 2759
2014 | August | 7166813 | 12075 | 1561806 | 782 | 21651 | 43 |  |  | 1612793 | 4410 | 36 | 339894 | 571 | 1 | 130040 | 452 | 2759
2014 | September | 5938552 | 12057 | 1232094 | 781 | 21651 | 40 |  |  | 1449575 | 4283 | 36 | 300632 | 561 | 1 | 146651 | 454 | 2759
2014 | October | 6303404 | 12100 | 1164868 | 783 | 21651 | 40 |  |  | 1340331 | 3647 | 37 | 285924 | 532 | 1 | 173267 | 454 | 2771
2014 | November | 7427575 | 12113 | 1256884 | 785 | 21651 | 40 |  |  | 1345579 | 3460 | 37 | 263844 | 465 | 1 | 186219 | 454 | 2771
2014 | December | 8539120 | 12165 | 1425043 | 785 | 21651 | 40 |  |  | 1497190 | 3502 | 37 | 269668 | 442 | 1 | 202126 | 454 | 2771
2015 | January | 9541118 | 12186 | 1595097 | 786 | 21651 | 40 |  |  | 1579015 | 3725.2 | 37 | 265440 | 440.48 | 1 | 197240 | 454.47 | 2771
2015 | February | 9034606 | 12192 | 1530906 | 786 | 21651 | 40 |  |  | 1449548 | 3502.7 | 37 | 239284 | 433.47 | 1 | 178833.97 | 454.47 | 2771
2015 | March | 8082229 | 12197 | 1391087 | 786 | 21651 | 40 |  |  | 1521804 | 3427.2 | 37 | 265073 | 429.6 | 1 | 158610.12 | 454.47 | 2772
2015 | April | 6392446 | 12214 | 1233529 | 787 | 22728 | 41 |  |  | 1351204 | 3322 | 37 | 262368 | 463 | 1 | 132690.26 | 454.47 | 2772
2015 | May | 6200525 | 12222 | 1289030 | 783 | 22727 | 41 |  |  | 1516858 | 4329.7 | 37 | 301326 | 606.2 | 1 | 118590.44 | 454.47 | 2772
2015 | June | 5866497 | 12233 | 1306768 | 783 | 22727 | 41 |  |  | 1511831 | 3989.8 | 37 | 306050 | 567.2 | 1 | 104618.79 | 454.37 | 2772
2015 | July | 7877919 | 12249 | 1716497 | 783 | 22688 | 41 |  |  | 1798904 | 4438.9 | 37 | 333118 | 613.2 | 1 | 114387.61 | 454.37 | 2772
2015 | August | 7539173 | 12278 | 1664516 | 783 | 21382 | 40 |  |  | 1615429 | 4380.5 | 37 | 330081 | 600.3 | 1 | 130744.89 | 454.37 | 2836
2015 | September | 6733369 | 12296 | 1404225 | 783 | 19884 | 41 |  |  | 1547861 | 4522.5 | 37 | 312472 | 597.9 | 1 | 149058.98 | 454.37 | 2836
2015 | October | 6414034 | 12309 | 1198659 | 784 | 20673 | 41 |  |  | 1403304 | 4008.7 | 37 | 275413 | 483.1 | 1 | 175668.52 | 460.77 | 2849
2015 | November | 6615516 | 12327 | 1176302 | 785 | 20673 | 41 |  |  | 1218321 | 3239.5 | 37 | 263455 | 504.6 | 1 | 190451.8 | 460.77 | 2849
2015 | December | 7722462 | 12350 | 1310104 | 785 | 20298 | 41 |  |  | 1322221 | 3412.1 | 37 | 268967 | 475.48 | 1 | 160448.01 | 464.8 | 2899
2016 | January | 8687331 | 12358 | 1488181 | 785 | 19485 | 39 |  |  | 1414813 | 3245 | 35 | 252266 | 432.3 | 1 | 120639.7 | 360.76 | 2899
2016 | February | 8002540 | 12365 | 1398342 | 786 | 19485 | 39 |  |  | 1355914 | 3503.7 | 35 | 233706 | 424.46 | 1 | 111969.8 | 360.76 | 2899
2016 | March | 7516984 | 12366 | 1358251 | 786 | 19485 | 39 |  |  | 1344468 | 3420.3 | 35 | 254694 | 445.71 | 1 | 96013.48 | 275.11 | 2899
2016 | April | 6791889 | 12376 | 1265672 | 791 | 19485 | 39 |  |  | 1248616 | 3384 | 35 | 240785 | 442.72 | 1 | 80332.14 | 275.11 | 2899
2016 | May | 6366089 | 12376 | 1326373 | 791 | 19485 | 39 |  |  | 1402072 | 4178.5 | 35 | 267591 | 566.4 | 1 | 71803.84 | 275.11 | 2899
2016 | June | 6452022 | 12393 | 1420257 | 792 | 12317 | 39 |  |  | 1457885 | 4403.6 | 35 | 280678 | 579.5 | 1 | 63343.98 | 275.11 | 2984
2016 | July | 8792338 | 12398 | 1836013 | 793 | 12321 | 32 |  |  | 1709708 | 4164.5 | 35 | 313232 | 561 | 1 | 46538.38 | 184.86 | 2984
2016 | August | 9032002 | 12426 | 1852583 | 798 | 12317 | 32 |  |  | 1712644 | 3184.3 | 35 | 325470 | 581.8 | 1 | 53193.32 | 184.86 | 2984
2016 | September | 6365487 | 12443 | 1364343 | 799 | 12317 | 32 |  |  | 1441872 | 5082.7 | 35 | 286033 | 563 | 1 | 59802.07 | 184.46 | 2984
2016 | October | 6334776 | 12441 | 1166010 | 799 | 12317 | 32 |  |  | 1297154 | 4109.9 | 35 | 262158 | 531.8 | 1 | 70477.71 | 184.86 | 2997
2016 | November | 6632338 | 12490 | 1211157 | 801 | 12317 | 32 |  |  | 1190548 | 3290.6 | 35 | 234872 | 420 | 1 | 76008.68 | 185.5 | 2997
2016 | December | 8569733 | 12504 | 1329968 | 806 | 12317 | 32 |  |  | 1452097 | 3213 | 35 | 229271 | 374 | 1 | 82501 | 186 | 2997
2017 | January | 8444957 | 12508 | 1505714 | 806 | 12317 | 32 |  |  | 1357062 | 3144 | 34 | 223597 | 360 | 1 | 80828 | 186 | 3013
2017 | February | 7266035 | 12510 | 1300393 | 808 | 12317 | 32 |  |  | 1233220 | 3376 | 34 | 197835 | 385 |  | 73285 | 186 | 3022
2017 | March | 7899090 | 12517 | 1452721 | 809 | 12317 | 32 |  |  | 1318022 | 3084 | 34 | 217733 | 363 |  | 65181 | 187 | 3026
2017 | April | 6387102 | 12535 | 1173941 | 810 | 12317 | 32 |  |  | 1189224 | 3326 | 34 | 216149 | 470 |  | 54639 | 187 | 3026
2017 | May | 6309848 | 12542 | 1300315 | 809 | 12317 | 32 |  |  | 1429646 | 4140 | 34 | 230649 | 526 |  | 48838 | 187 | 3026
2017 | June | 6446238 | 12574 | 1395847 | 810 | 12317 | 32 |  |  | 1473481 | 4228 | 34 | 249908 | 551 |  | 43084 | 187 | 3026
2017 | July | 7919850 | 12609 | 1724292 | 808 | 12317 | 32 |  |  | 1623698 | 3799 | 34 | 278334 | 532 |  | 47107 | 187 | 3026
2017 | August | 7479034 | 12670 | 1657243 | 814 | 12343 | 32 |  |  | 1545944 | 3760 | 34 | 271100 | 527 |  | 53844 | 187 | 3026
2017 | September | 6767051 | 12682 | 1404392 | 817 | 12343 | 33 |  |  | 1452372 | 4027 | 34 | 254129 | 574 |  | 60533 | 187 | 3026
2017 | October | 6279580 | 12703 | 1207012 | 816 | 12343 | 33 |  |  | 1292233 | 3666 | 34 | 241185 | 527 |  | 71340 | 187 | 3029
2017 | November | 7307809 | 12719 | 1320666 | 819 | 12730 | 34 |  |  | 1214294 | 3185 | 34 | 210240 | 378 |  | 76742 | 187 | 3029
2017 | December | 9332807 | 12738 | 1561102 | 819 | 12736 | 34 |  |  | 1345714 | 3351.4 | 34 | 212344 | 364.3 | 1 | 83297 | 187 | 3029
2018 | January | 9524048 | 12752 | 1635088 | 820 | 12736 | 34 |  |  | 1434346 | 3365.6 | 34 | 207205 | 366.4 | 1 | 81284 | 187 | 3029.002
2018 | February | 7793357 | 12754 | 1387603 | 822 | 12732 | 34 |  |  | 1258096 | 3250.7 | 34 | 184265 | 360.6 |  | 73698 | 187 | 3029.0022
2018 | March | 7969692 | 12767 | 1417452 | 819 | 12736 | 34 |  |  | 1357983 | 3134 | 33 | 204885 | 354.9 |  | 65364 | 187 | 3029.002
2018 | April | 7462180 | 12805 | 1318016 | 819 | 12733 | 34 |  |  | 1259940 | 3304.1 | 33 | 197149 | 363.5 |  | 54688 | 187 | 3029.025
2018 | May | 6585578 | 12835 | 1296881 | 820 | 12868 | 35 |  |  | 1405413 | 4329.3 | 33 | 233124 | 521.1 |  | 48883 | 187 | 3029.0024
2018 | June | 6814322 | 12871 | 1428015 | 821 | 12872 | 35 |  |  | 1472723 | 4621.5 | 33 | 238013 | 576 |  | 43123 | 187 | 3029
2018 | July | 9344628 | 12869 | 1829573 | 823 | 12874 | 35 |  |  | 1736936 | 4632.4 | 33 | 276598 | 577.7 |  | 47248 | 187 | 3035
2018 | August | 9269928 | 12884 | 1799338 | 820 | 12874 | 35 |  |  | 1625380 | 4336.9 | 33 | 278925 | 530.5 |  | 54005 | 187 | 3035
2018 | September | 7282638 | 12910 | 1404951 | 819 | 12873 | 35 |  |  | 1560980 | 4638.8 | 33 | 242234 | 541.8 |  | 60886 | 187 | 3044
2018 | October | 7105786 | 12922 | 1262720 | 823 | 12877 | 35 |  |  | 1358932 | 3883.6 | 33 | 214460 | 497.4 |  | 71755 | 188.2 | 3044.0024
2018 | November | 7792627 | 12923 | 1389679 | 820 | 12878 | 35 |  |  | 1219986 | 3200.2 | 33 | 198109 | 356.9 |  | 77119 | 188.2 | 3044
2018 | December | 8952363 | 12938 | 1496907 | 819 | 12853 | 35 |  |  | 1380259 | 3156 | 33 | 203710 | 347.7 | 1 | 83706 | 188.2 | 3044
2019 | January | 9606806 | 12970 | 1713906 | 818 | 12863 | 35 |  |  | 1442469 | 3253.9 | 33 | 201892 | 347.9 | 1 | 81683 | 188.2 | 3044
2019 | February | 8347548 | 12955 | 1508034 | 825 | 12879 | 35 |  |  | 1292758 | 3159 | 33 | 184815 | 356.2 |  | 74061 | 188.2 | 3044.0024
2019 | March | 8421809 | 12974 | 1528040 | 825 | 12919 | 35 |  |  | 1390577 | 3265.5 | 33 | 204752 | 338.7 |  | 65685 | 188.2 | 3044.0013
2019 | April | 7132988 | 12974 | 1264236 | 821 | 12604 | 35 |  |  | 1303547 | 3281.1 | 34 | 203573 | 319.9 |  | 55468 | 190 | 3044.0024
2019 | May | 6705513 | 12986 | 1307581 | 820 | 12880 | 35 |  |  | 1470520 | 3878.8 | 34 | 217454 | 448.66 |  | 49580 | 190 | 3057
2019 | June | 6548881 | 12989 | 1345163 | 819 | 12462 | 34 |  |  | 1485004 | 4053.4 | 34 | 229162 | 509.2 |  | 43738 | 190 | 3057.0024
2019 | July | 9498790 | 12995 | 1803782 | 825 | 12590 | 36 |  |  | 1794025 | 4287 | 35 | 275370 | 551 |  | 47822 | 190 | 3057
2019 | August | 8270744 | 13010 | 1685855 | 829 | 13406 | 36 |  |  | 1657788 | 4112.3 | 35 | 268373 | 517.9 |  | 54661 | 190 | 3057.0024
2019 | September | 6328603 | 13014 | 1305489 | 834 | 13231 | 36 |  |  | 1404835 | 3768.7 | 35 | 242729 | 521.1 |  | 61536 | 190.2 | 3057.0024
2019 | October | 6768785 | 13019 | 1207180 | 830 | 12763 | 36 |  |  | 1383386 | 3851.4 | 35 | 219808 | 531.7 |  | 73951 | 194 | 3061
2019 | November | 8117528 | 13103 | 1388335 | 830 | 12776 | 36 |  |  | 1350330 | 3386.7 | 35 | 203493 | 376.9 |  | 79479 | 194 | 3111.0012
2019 | December | 9298954 | 13133 | 1542415 | 834 | 12785 | 35 |  |  | 1435868 | 3356.1 | 35 | 216823 | 372.6 | 1 | 86268 | 194 | 3111
2020 | January | 9015483 | 13178 | 1576730 | 835 | 12787 | 35 |  |  | 1327972 | 2908.4 | 35 | 212478 | 374.6 | 1 | 84183 | 194 | 3111
2020 | February | 8438403 | 13199 | 1495099 | 836 | 12786 | 35 |  |  | 1350360 | 3271.4 | 33 | 196248 | 357.2 |  | 78946 | 194 | 3111
2020 | March | 8335459 | 13219 | 1357866 | 833 | 12772 | 35 |  |  | 1304084 | 3274.1 | 33 | 207493 | 355.6 |  | 67695 | 194 | 3111
2020 | April | 7833573 | 13243 | 1107351 | 830 | 12764 | 35 |  |  | 1159768 | 2932.1 | 33 | 196988 | 386.5 |  | 69819 | 194 | 3111
2020 | May | 7780133 | 13274 | 1151116 | 831 | 12758 | 35 |  |  | 1199335 | 3468.8 | 33 | 226186 | 543 |  | 50626 | 194 | 3111
2020 | June | 8079433 | 13303 | 1347755 | 833 | 12749 | 35 |  |  | 1409882 | 3865.5 | 33 | 249449 | 580.4 |  | 44661 | 194 | 3111
2020 | July | 10974707 | 13316 | 1780990 | 834 | 12752 | 35 |  |  | 1709099 | 4187 | 33 | 300371 | 598.1 |  | 48832 | 194 | 3111
2020 | August | 9609862 | 13350 | 1680105 | 830 | 12752 | 35 |  |  | 1644044 | 4089.2 | 33 | 280947 | 548.3 |  | 55815 | 194 | 3111
2020 | September | 7120955 | 13369 | 1333752 | 833 | 12750 | 35 |  |  | 1409658 | 3778.9 | 33 | 233219 | 493.7 |  | 62749 | 194 | 3111
2020 | October | 7566996 | 13378 | 1241968 | 832 | 12629 | 35 |  |  | 1357948 | 3854.5 | 33 | 213044 | 466.3 |  | 73951 | 194 | 3111
2020 | November | 7872664 | 13381 | 1252001 | 830 | 12636 | 35 |  |  | 1215270 | 3174.1 | 33 | 210670 | 473 |  | 79479 | 194 | 3111
2020 | December | 9940250 | 13393 | 1495966 | 831 | 12987 | 35 |  |  | 1314541 | 3246.9 | 33 | 207777 | 349.4 | 1 | 86268 | 194 | 3111
2021 | January | 10104058 | 13413 | 1533731 | 831 | 12789 | 35 |  |  | 1339407 | 3204.8 | 33 | 201299 | 340.5 | 1 | 84526 | 194.8 | 3153
2021 | February | 9469582 | 13423 | 1478985 | 830 | 12783 | 35 |  |  | 1274947 | 3423.7 | 33 | 178935 | 337.7 |  | 76638 | 194.8 | 3153
2021 | March | 8843472 | 13450 | 1424839 | 826 | 12777 | 35 |  |  | 1352669 | 3425.3 | 33 | 205202 | 392.3 |  | 68556 | 194.8 | 3153
2021 | April | 7571195 | 13465 | 1210587 | 827 | 12761 | 35 |  |  | 1201400 | 3161.5 | 33 | 207001 | 429 |  | 56870 | 194.8 | 3153
2021 | May | 7620296 | 13482 | 1268965 | 827 | 12752 | 35 |  |  | 1363148 | 3763.6 | 33 | 230199 | 506.8 |  | 50832 | 194.8 | 3153
2021 | June | 8808975 | 13507 | 1478971 | 828 | 12749 | 35 |  |  | 1523524 | 4103.7 | 33 | 257442 | 523.3 |  | 44843 | 194.8 | 3153
2021 | July | 9218829 | 13523 | 1664525 | 824 | 12750 | 35 |  |  | 1625378 | 3875.7 | 34 | 270721 | 491.1 |  | 49031 | 194.8 | 3153
2021 | August | 10797697 | 13523 | 1855171 | 826 | 12751 | 35 |  |  | 1773680 | 4314.3 | 34 | 289571 | 556.2 |  | 56042 | 194.8 | 3153
2021 | September | 7198878 | 13535 | 1402174 | 826 | 12749 | 35 |  |  | 1490917 | 4070.7 | 34 | 243251 | 519.6 |  | 63005 | 194.8 | 3153
2021 | October | 7424293 | 13568 | 1257817 | 827 | 12952 | 37 |  |  | 1378064 | 3551.1 | 34 | 239652 | 470 |  | 74252 | 194.8 | 3153
2021 | November | 8187727 | 13599 | 1365687 | 829 | 13960 | 37 |  |  | 1309036 | 3254.3 | 34 | 204699 | 369.6 |  | 79803 | 194.8 | 3153
2021 | December | 9600987 | 13622 | 1563139 | 831 | 13592 | 37 |  |  | 1435074 | 3423.6 | 34 | 210867 | 355.5 | 1 | 86620 | 194.8 | 3153
2022 | January | 11206192 | 13645 | 1777861 | 830 | 13999 | 36 |  |  | 1506498 | 3365.2 | 34 | 221620 | 349.7 | 1 | 85635 | 197.6 | 3153
2022 | February | 9560623 | 13658 | 1653167 | 832 | 13844 | 37 |  |  | 1373934 | 3343.4 | 34 | 202673 | 368 |  | 77756 | 197.6 | 3153
2022 | March | 9306504 | 13659 | 1620939 | 832 | 14195 | 37 |  |  | 1467767 | 3287.9 | 34 | 228574 | 380.7 |  | 69555 | 197.6 | 3153
2022 | April | 7764136 | 13709 | 1358857 | 833 | 14725 | 39 |  |  | 1324752 | 3271.4 | 34 | 212542 | 437.2 |  | 57699 | 197.6 | 3153
2022 | May | 7956077 | 13728 | 1420207 | 826 | 15352 | 40 |  |  | 1467840 | 3990.5 | 34 | 236246 | 569.5 |  | 51574 | 197.6 | 3153
2022 | June | 7389129 | 13761 | 1503272 | 834 | 15436 | 41 |  |  | 1531002 | 4305.2 | 34 | 241643 | 518 |  | 45497 | 197.6 | 3153
2022 | July | 9501529 | 13776 | 1814392 | 839 | 15501 | 41 |  |  | 1687928 | 3923.1 | 35 | 285108 | 562.7 |  | 49746 | 197.6 | 3153
2022 | August | 9848179 | 13808 | 1826959 | 840 | 15501 | 41 |  |  | 1736610 | 4366.7 | 35 | 292429 | 614.2 |  | 56859 | 197.6 | 3202
2022 | September | 7575937 | 13820 | 1475008 | 843 | 15862 | 45 |  |  | 1520431 | 4171.3 | 35 | 251379 | 558.9 |  | 63924 | 197.6 | 3202
2022 | October | 7380281 | 13897 | 1319887 | 842 | 16737 | 45 |  |  | 1467165 | 3833 | 35 | 225717 | 450.8 |  | 75335 | 197.6 | 3202
2022 | November | 7896365 | 13960 | 1394903 | 848 | 16737 | 45 |  |  | 1404405 | 3507.3 | 35 | 213971 | 483.5 |  | 80967 | 197.6 | 3202
2022 | December | 9827733 | 13978 | 1653113 | 849 | 16670 | 45 |  |  | 1549144 | 3655.9 | 35 | 209971 | 364.3 | 1 | 87883 | 197.6 | 3202
2023 | January | 9709366 | 13990 | 1703631 | 854 | 16612 | 44 |  |  | 1573469 | 3501.8 | 35 | 199797.49 | 347.4 | 1 | 85758 | 197.6 | 3202
2023 | February | 8959774 | 14002 | 1623175 | 854 | 16612 | 44 |  |  | 1467802 | 3610.5 | 35 | 172697.21 | 324.1 | 1 | 77756 | 197.6 | 3202
2023 | March | 9059510 | 14024 | 1667478 | 855 | 16612 | 44 |  |  | 1575415 | 3397.3 | 36 | 190062.16 | 322.2 | 1 | 69555 | 197.6 | 3202
2023 | April | 7527713 | 14043 | 1363495 | 854 | 17884 | 44 |  |  | 1440245 | 3712.7 | 36 | 193372.44 | 420.2 | 1 | 57699 | 197.6 | 3202
2023 | May | 7297590 | 14086 | 1414220 | 857 | 18190 | 51 |  |  | 1582551 | 4317.9 | 37 | 207301.91 | 492.3 | 1 | 51574 | 197.6 | 3202
2023 | June | 7782371 | 14179 | 1492880 | 860 | 18302 | 51 |  |  | 1672443 | 4307.6 | 37 | 231266.11 | 512.3 | 1 | 45497 | 197.6 | 3202
2023 | July | 10004623 | 14199 | 1835331 | 860 | 19009 | 54 |  |  | 1878621 | 4370.2 | 37 | 263174.17 | 519.8 | 1 | 49746 | 197.6 | 3202
2023 | August | 8828985 | 14291 | 1696760 | 862 | 19209 | 54 |  |  | 1782472 | 4153 | 37 | 253912.29 | 517.1 | 1 | 56859 | 197.6 | 3202
2023 | September | 7714833 | 14333 | 1467399 | 862 | 19209 | 54 |  |  | 1658801 | 4748.4 | 37 | 234839.18 | 523.6 | 1 | 63924 | 197.6 | 3202
2023 | October | 7660245 | 14418 | 1333674 | 862 | 19209 | 54 |  |  | 1567256 | 4273.6 | 37 | 213318.42 | 493.6 | 1 | 75335 | 197.6 | 3202
2023 | November | 8584301 | 14473 | 1463563 | 859 | 19220 | 55 |  |  | 1592707 | 3774.5 | 37 | 187741.33 | 351 | 1 | 80966.6 | 197.6 | 3202
2023 | December | 9682455 | 14509 | 1604709 | 859 | 15975 | 55 |  |  | 1779318 | 3896.65 | 37 | 196435.74 | 345.4 | 1 | 78534.57 | 197.6 | 3202
2024 | January
2024 | February
2024 | March
2024 | April
2024 | May
2024 | June
2024 | July
2024 | August
2024 | September
2024 | October
2024 | November
2024 | December

## 4. Customer Growth
Customer Growth Chart | [8 empty] | Input Cell
| Residential |  | General Service < 50 kW |  | Unmetered Scattered Load |  | Sentinel Lighting |  | General Service > 50 kW - 4999 kW - Excluding Wholesale Market Participant |  | General Service > 50 kW - 4999 kW - Wholesale Market Participant |  | Streetlighting |  | Streetlighting |  | N/A |  | other |  | Total Customers
Date | Customers or Connections | Growth Rate | Customers or Connections | Growth Rate | Customers or Connections | Growth Rate | Customers or Connections | Growth Rate | Customers or Connections | Growth Rate | Customers or Connections | Growth Rate | Customers or Connections | Growth Rate | Customers or Connections | Growth Rate | Customers or Connections | Growth Rate | Customers or Connections | Growth Rate | Customers & Connections | Growth Rate
2013 | 11857 |  | 784 |  | 42.5 |  | 0 |  | 35 |  | 1 |  | 2693.5 |  | #DIV/0! |  | #DIV/0! |  | #DIV/0! |  | 15413
2014 | 12046.6667 | 1.016 | 780.75 | 0.99585 | 40.6667 | 0.95686 | 0 | 0 | 35.75 | 1.0214 | 1 | 1 | 2757.5 | 1.0238 | #DIV/0! | #DIV/0! | #DIV/0! | #DIV/0! | #DIV/0! | #DIV/0! | 15662.3333 | 1.0162
2015 | 12254.4167 | 1.0172 | 784.5 | 1.0048 | 40.6667 | 1 | 0 | 0 | 37 | 1.035 | 1 | 1 | 2805.9167 | 1.0176 | #DIV/0! | #DIV/0! | #DIV/0! | #DIV/0! | #DIV/0! | #DIV/0! | 15923.5 | 1.0167
2016 | 12411.3333 | 1.0128 | 793.9167 | 1.012 | 35.5 | 0.87295 | 0 | 0 | 35 | 0.94595 | 1 | 1 | 2951.8333 | 1.052 | #DIV/0! | #DIV/0! | #DIV/0! | #DIV/0! | #DIV/0! | #DIV/0! | 16228.5833 | 1.0192
2017 | 12608.9167 | 1.0159 | 812.0833 | 1.0229 | 32.5 | 0.91549 | 0 | 0 | 34 | 0.97143 | 1 | 1 | 3025.3333 | 1.0249 | #DIV/0! | #DIV/0! | #DIV/0! | #DIV/0! | #DIV/0! | #DIV/0! | 16513.8333 | 1.0176
2018 | 12852.5 | 1.0193 | 820.4167 | 1.0103 | 34.6667 | 1.0667 | 0 | 0 | 33.1667 | 0.97549 | 1 | 1 | 3035.003 | 1.0032 | #DIV/0! | #DIV/0! | #DIV/0! | #DIV/0! | #DIV/0! | #DIV/0! | 16776.753 | 1.0159
2019 | 13010.1667 | 1.0123 | 825.8333 | 1.0066 | 35.3333 | 1.0192 | 0 | 0 | 34.25 | 1.0327 | 1 | 1 | 3062.0012 | 1.0089 | #DIV/0! | #DIV/0! | #DIV/0! | #DIV/0! | #DIV/0! | #DIV/0! | 16968.5845 | 1.0114
2020 | 13300.25 | 1.0223 | 832.3333 | 1.0079 | 35 | 0.99057 | 0 | 0 | 33.1667 | 0.96837 | 1 | 1 | 3111 | 1.016 | #DIV/0! | #DIV/0! | #DIV/0! | #DIV/0! | #DIV/0! | #DIV/0! | 17312.75 | 1.0203
2021 | 13509.1667 | 1.0157 | 827.6667 | 0.99439 | 35.5 | 1.0143 | 0 | 0 | 33.5 | 1.0101 | 1 | 1 | 3153 | 1.0135 | #DIV/0! | #DIV/0! | #DIV/0! | #DIV/0! | #DIV/0! | #DIV/0! | 17559.8333 | 1.0143
2022 | 13783.25 | 1.0203 | 837.3333 | 1.0117 | 41 | 1.1549 | 0 | 0 | 34.5 | 1.0299 | 1 | 1 | 3173.4167 | 1.0065 | #DIV/0! | #DIV/0! | #DIV/0! | #DIV/0! | #DIV/0! | #DIV/0! | 17870.5 | 1.0177
Geomean | (5 year) | 1.018 | (5 year) | 1.0061 | (5 year) | 1.0476 |  | 0 | (5 year) | 1.0029 |  | 1 | (5year) | 1.0096 |  | #DIV/0! |  | #DIV/0! |  | #DIV/0! |  | 1.0166
2023 | 14031 |  | 842 |  | 43 |  | 0 |  | 35 |  | 1 |  | 3204 |  | #DIV/0! |  | #DIV/0! |  | #DIV/0! |  | 18156
2024 | 14283 |  | 847 |  | 45 |  | 0 |  | 35 |  | 1 |  | 3235 |  | #DIV/0! |  | #DIV/0! |  | #DIV/0! |  | 18446
In the section below, LDCs can adjust the computed customer count for the Bridge and Test Year for special circumstance such as new subdivision or loss of customer or other utility specific reasons.
Adjusted
2023 | 14212.25 | 1.0311 | 858.1667 | 1.0249 | 50.3333 | 1.2276 |  | 0 | 36.5 | 1.058 | 1 | 1 | 3202 | 1.009 |  | #DIV/0! |  | #DIV/0! |  | #DIV/0!
2024 | 14500.7587 | 1.0203 | 865.8043 | 1.0089 | 54.2291 | 1.0774 |  | 0 | 37 | 1.0137 | 1 | 1 | 3236.5816 | 1.0108 |  | #DIV/0! |  | #DIV/0! |  | #DIV/0!
Note: The model computes an average customer count. Utility may chose to overwrite the customer/connection count if a year end count is more appropriate.
FINAL ADJUSTED NUMBERS | [20 empty] | FORECASTED GROWTH
2023 | 14212.25 | 1.0311 | 858.1667 | 1.0249 | 50.3333 | 1.2276 | 0 | 0 | 36.5 | 1.058 | 1 | 1 | 3202 | 1.009 | [6 empty] | 18360.25 | 1.0274
2024 | 14500.7587 | 1.0203 | 865.8043 | 1.0089 | 54.2291 | 1.0774 | 0 | 0 | 37 | 1.0137 | 1 | 1 | 3236.5816 | 1.0108 | [6 empty] | 18695.3738 | 1.0183
Instructions:
1. Utilities will have the choice to manually adjust the projected growth in the bridge and test years if it is felt that the Geomean average does not represent forecasted growth

## 5.Variables
Variables | [10 empty] | Input Cell
HDD
| Jan | Feb | Mar | Apr | May | Jun | Jul | Aug | Sept | Oct | Nov | Dec
2004 | 865.2 | 652.2 | 525 | 371.4 | 205.5 | 64.2 | 14 | 22.9 | 49.7 | 223.9 | 394.8 | 664.1
2005 | 780.6 | 627.9 | 646.4 | 358.2 | 234.3 | 18.5 | 1.6 | 3.7 | 30.2 | 214.8 | 392.5 | 658.5
2006 | 573.5 | 630.6 | 555.3 | 323.8 | 160.9 | 46.1 | 2.5 | 12.1 | 98.2 | 287.7 | 367.5 | 503.7
2007 | 668.8 | 729.3 | 559.9 | 402.3 | 185.5 | 45.6 | 13.4 | 17.5 | 50.4 | 141.9 | 466.3 | 654.1
2008 | 622.1 | 688.6 | 630.2 | 280.4 | 238.1 | 35.2 | 9.5 | 19.4 | 72.7 | 273 | 444.3 | 668.4 | http://climate.weather.gc.ca/prods_servs/cdn_climate_summary_e.html
2009 | 816.5 | 620.1 | 556.5 | 352 | 232.5 | 98.2 | 21.5 | 20 | 75.8 | 296.5 | 351.5 | 619 | - Collingwood
2010 | 725.8 | 625.3 | 485 | 265 | 139 | 51.7 | 7.7 | 6 | 93.2 | 238.8 | 410 | 668.7
2011 | 777.5 | 645.3 | 610.8 | 334.7 | 175.6 | 58.4 | 0.7 | 2.7 | 72.3 | 223 | 336.2 | 555.3
2012 | 633.7 | 551.6 | 362.4 | 377.9 | 133.5 | 40.8 | 0.2 | 4.5 | 90.2 | 235.2 | 446 | 524
2013 | 638.9 | 647.8 | 582.2 | 368.7 | 163.7 | 73.3 | 6.3 | 13.8 | 103.5 | 189.8 | 476.7 | 717.5 |  | HDD
2014 | 826.1 | 740.1 | 730 | 389.7 | 174.6 | 57.2 | 29.7 | 24.1 | 86.3 | 238.8 | 460.7 | 537.7 |  | CDD
2015 | 854.9 | 860.7 | 646.7 | 366.8 | 156 | 69.8 | 17.4 | 12.2 | 27.6 | 257.1 | 323.8 | 426 |  | Spring Fall Flag
2016 | 556.4 | 623.5 | 502.2 | 387.4 | 206 | 58.3 | 2.9 | 0.4 | 45.4 | 198.3 | 249.1 | 596.4 |  | Days in Month
2017 | 641 | 512.4 | 594.3 | 298.9 | 221 | 59.8 | 3.9 | 19.3 | 69 | 158.2 | 444.8 | 668.9 |  | Customer Count
2018 | 671.9 | 554.2 | 559.3 | 472.4 | 138.8 | 66.4 | 4.8 | 3.7 | 75.9 | 279.5 | 503 | 588.3
2019 | 777.9 | 634.4 | 585.7 | 391.1 | 237 | 96.1 | 4 | 7.3 | 61.6 | 252.6 | 523.2 | 583.1
2020 | 613.8 | 621.7 | 486.1 | 398.6 | 246.2 | 56.1 | 0 | 3.4 | 84.6 | 279.9 | 296.1 | 554.7
2021 | 636.7 | 639.6 | 460.9 | 315.1 | 206 | 22.7 | 14.2 | 3.5 | 52.9 | 137.3 | 412.5 | 511.6
2022 | 827 | 642.1 | 539.9 | 373.5 | 144.1 | 50.9 | 10.5 | 5.1 | 67.6 | 237.9 | 365 | 554.6
HDD - Normalized | 704.46 | 647.65 | 568.73 | 376.22 | 189.34 | 61.06 | 9.37 | 9.28 | 67.44 | 222.94 | 405.49 | 573.88 | 10 Years
CDD
| Jan | Feb | Mar | Apr | May | Jun | Jul | Aug | Sept | Oct | Nov | Dec
2004 | 0 | 0 | 0 | 0 | 7.2 | 25.3 | 63.9 | 54.2 | 49.4 | 1.3 | 0 | 0
2005 | 0 | 0 | 0 | 1.1 | 1.4 | 102.4 | 132.5 | 106.4 | 57.5 | 20 | 0 | 0
2006 | 0 | 0 | 0 | 0 | 15.6 | 44.9 | 141.4 | 73.6 | 9.2 | 0.6 | 0 | 0
2007 | 0 | 0 | 0 | 0 | 18 | 59.8 | 64.4 | 88.7 | 40.9 | 22.2 | 0 | 0 | http://climate.weather.gc.ca/climate_data/generate_chart_e.html?StationID=10955&Month=12&Day=7&Year=2017&timeframe=2&StartYear=1840&EndYear=2017&type=bar&MeasTypeID=heatingdegreedays
2008 | 0 | 0 | 0 | 0.9 | 0 | 49.6 | 87.9 | 50.5 | 21.6 | 3.7 | 0 | 0 | - Collingwood
2009 | 0 | 0 | 0 | 0.5 | 2.8 | 16.9 | 26.6 | 69.1 | 10.7 | 0 | 0 | 0
2010 | 0 | 0 | 0 | 3 | 20.7 | 21.9 | 136 | 129.8 | 26.8 | 0 | 0 | 0
2011 | 0 | 0 | 0 | 0 | 14.1 | 20.7 | 139.9 | 88.2 | 21.2 | 2.8 | 0 | 0
2012 | 0 | 0 | 2.8 | 0 | 24.4 | 77.8 | 125.7 | 84 | 24.4 | 0.1 | 0 | 0
2013 | 0 | 0 | 0 | 0 | 15.7 | 41 | 96.7 | 63.9 | 24.1 | 0.1 | 0 | 0
2014 | 0 | 0 | 0 | 0 | 4.1 | 41.5 | 50.3 | 45.9 | 21.4 | 1.2 | 0 | 0
2015 | 0 | 0 | 0 | 0 | 19.8 | 6 | 76.3 | 65.6 | 69.5 | 2.8 | 1.5 | 0
2016 | 0 | 0 | 0 | 0 | 18.4 | 34 | 117.6 | 125.8 | 41.4 | 4.5 | 0 | 0
2017 | 0 | 0 | 0 | 0.5 | 8.6 | 40.9 | 61.8 | 44.6 | 52 | 5.5 | 0 | 0
2018 | 0 | 0 | 0 | 0 | 26.8 | 31.4 | 109.3 | 122.1 | 54.8 | 12.6 | 0 | 0
2019 | 0 | 0 | 0 | 0 | 0 | 16.9 | 93.9 | 56.7 | 14.8 | 3.8 | 0 | 0
2020 | 0 | 0 | 0 | 0 | 19.4 | 45.2 | 139.4 | 81.3 | 23 | 0 | 5.4 | 0
2021 | 0 | 0 | 0 | 0.3 | 16 | 83 | 57.2 | 113.6 | 18.9 | 14.2 | 0 | 0
2022 | 0 | 0 | 0 | 0 | 29.9 | 27.4 | 74.6 | 86 | 37.9 | 1.4 | 5.1 | 0
CDD - Normalized | 0 | 0 | 0 | 0.08 | 15.87 | 36.73 | 87.71 | 80.55 | 35.78 | 4.61 | 1.2 | 0 | 10 Years
Spring Fall Flag
| Jan | Feb | Mar | Apr | May | Jun | Jul | Aug | Sept | Oct | Nov | Dec
2013 | 0 | 0 | 1 | 1 | 1 | 0 | 0 | 0 | 1 | 1 | 1 | 0
2014 | 0 | 0 | 1 | 1 | 1 | 0 | 0 | 0 | 1 | 1 | 1 | 0
2015 | 0 | 0 | 1 | 1 | 1 | 0 | 0 | 0 | 1 | 1 | 1 | 0
2016 | 0 | 0 | 1 | 1 | 1 | 0 | 0 | 0 | 1 | 1 | 1 | 0
2017 | 0 | 0 | 1 | 1 | 1 | 0 | 0 | 0 | 1 | 1 | 1 | 0
2018 | 0 | 0 | 1 | 1 | 1 | 0 | 0 | 0 | 1 | 1 | 1 | 0
2019 | 0 | 0 | 1 | 1 | 1 | 0 | 0 | 0 | 1 | 1 | 1 | 0
2020 | 0 | 0 | 1 | 1 | 1 | 0 | 0 | 0 | 1 | 1 | 1 | 0
2021 | 0 | 0 | 1 | 1 | 1 | 0 | 0 | 0 | 1 | 1 | 1 | 0
2022 | 0 | 0 | 1 | 1 | 1 | 0 | 0 | 0 | 1 | 1 | 1 | 0
Days in Month
| Jan | Feb | Mar | Apr | May | Jun | Jul | Aug | Sept | Oct | Nov | Dec
2013 | 31 | 28 | 31 | 30 | 31 | 30 | 31 | 31 | 30 | 31 | 30 | 31
2014 | 31 | 28 | 31 | 30 | 31 | 30 | 31 | 31 | 30 | 31 | 30 | 31
2015 | 31 | 28 | 31 | 30 | 31 | 30 | 31 | 31 | 30 | 31 | 30 | 31
2016 | 31 | 29 | 31 | 30 | 31 | 30 | 31 | 31 | 30 | 31 | 30 | 31
2017 | 31 | 28 | 31 | 30 | 31 | 30 | 31 | 31 | 30 | 31 | 30 | 31
2018 | 31 | 28 | 31 | 30 | 31 | 30 | 31 | 31 | 30 | 31 | 30 | 31
2019 | 31 | 28 | 31 | 30 | 31 | 30 | 31 | 31 | 30 | 31 | 30 | 31
2020 | 31 | 29 | 31 | 30 | 31 | 30 | 31 | 31 | 30 | 31 | 30 | 31
2021 | 31 | 28 | 31 | 30 | 31 | 30 | 31 | 31 | 30 | 31 | 30 | 31
2022 | 31 | 28 | 31 | 30 | 31 | 30 | 31 | 31 | 30 | 31 | 30 | 31
Customer Count
| Jan | Feb | Mar | Apr | May | Jun | Jul | Aug | Sept | Oct | Nov | Dec
2013 | 12593 | 12597 | 12608 | 12620 | 12628 | 12686 | 12684 | 12731 | 12749 | 12817 | 12853 | 12873
2014 | 12874 | 12904 | 12843 | 12851 | 12850 | 12862 | 12873 | 12937 | 12915 | 12961 | 12976 | 13021
2015 | 13050 | 13056 | 13061 | 13080 | 13084 | 13095 | 13111 | 13139 | 13158 | 13172 | 13191 | 13214
2016 | 13218 | 13226 | 13227 | 13242 | 13242 | 13260 | 13259 | 13292 | 13310 | 13308 | 13359 | 13379
2017 | 13381 | 13385 | 13393 | 13412 | 13418 | 13451 | 13484 | 13551 | 13567 | 13587 | 13607 | 13627
2018 | 13641 | 13645 | 13654 | 13692 | 13724 | 13761 | 13761 | 13773 | 13798 | 13814 | 13812 | 13827
2019 | 13857 | 13849 | 13868 | 13865 | 13876 | 13877 | 13892 | 13911 | 13920 | 13921 | 14005 | 14039
2020 | 14084 | 14104 | 14121 | 14142 | 14173.5 | 14205 | 14219 | 14249 | 14271 | 14279 | 14280 | 14294
2021 | 14313 | 14322 | 14345 | 14361 | 14378 | 14404 | 14417 | 14419 | 14431 | 14467 | 14500 | 14526
2022 | 14546 | 14562 | 14563 | 14616 | 14629 | 14671 | 14692 | 14725 | 14744 | 14820 | 14889 | 14899
CPI Index Ontario
| Jan | Feb | Mar | Apr | May | Jun | Jul | Aug | Sept | Oct | Nov | Dec
2013 | 121.3 | 122.8 | 123.2 | 122.9 | 123 | 123.2 | 123.4 | 123.4 | 123.5 | 123.3 | 123.3 | 123.1
2014 | 123.3 | 124.6 | 125.1 | 125.9 | 126.5 | 126.9 | 126.5 | 126.5 | 126.7 | 126.8 | 126.3 | 125.4
2015 | 125.3 | 126.2 | 127.1 | 126.9 | 127.7 | 128.2 | 128.4 | 128 | 127.8 | 127.9 | 127.9 | 127.5
2016 | 127.8 | 128.2 | 129 | 129.6 | 130.1 | 130.4 | 130.3 | 129.9 | 130.1 | 130.6 | 130.2 | 130
2017 | 130.8 | 131.2 | 131.4 | 132 | 131.9 | 132.1 | 131.9 | 131.8 | 132.3 | 132.3 | 132.7 | 132
2018 | 133.2 | 134 | 134.6 | 134.8 | 134.9 | 135.3 | 136 | 135.9 | 135.2 | 135.6 | 135.1 | 135
2019 | 135.2 | 136 | 137 | 137.4 | 138.1 | 138 | 138.8 | 138.5 | 137.5 | 137.9 | 137.7 | 137.8
2020 | 138 | 138.7 | 137.9 | 137.3 | 137.5 | 138.6 | 138.8 | 138.6 | 132.5 | 137.9 | 139 | 138.8
2021 | 139.5 | 140.2 | 141.1 | 141.8 | 142.6 | 143.1 | 143.7 | 144.1 | 144.4 | 145.7 | 146 | 146
2022 | 147.4 | 148.8 | 150.8 | 151.6 | 153.7 | 154.4 | 154.6 | 154.1 | 154.1 | 155.2 | 155.4 | 154.8
Summary of Variables
HDD
CDD
HDD - Normalized
CDD - Normalized
Spring Fall Flag
Days in Month
Customer Count
CPI Index Ontario
Instructions:
1. Enter Variables here that will be used to run the regression analysis in worksheet 6. WS Regression Analysis ( Maximum 6 variables)
Note: Your final regression analysis does not need to include all six of the variables

## 6. WS Regression Analysis
Regression Analysis
Input Cell
(COPY AND PASTE)
|  |  | Adjustments to Wholesale Purchases (i.e. CDM, Loss of customer etc) | [6 empty] | Variables Used
|  | Unadjusted Wholesale Purchases kWh |  | Wholesale Adjustment | MicroFit/Fit Generation | Adj 4 | Adj 5 | Adj 6 | Revised Wholesale Purchases (A) | Customer Count | Spring Fall Flag | Days in Month | HDD | CDD |  |  | Weather Normalized (HDD and CDD Normalized Variables) (B) | Regression - Dependant Variables (Actual HDD & CDD) (C) | Weather Normalized Ratio (D) = (B)/(C) | Weather Normalized Data (A)*(D) | Annual Weather Normalized Data | SUMMARY OUTPUT
|  | (With Losses) |  | (Without Losses) |  |  | FORECAST METHODOLOGY |  |  | Utility Adjusted Customer Growth % | Average | Average | Average | Average | Average | FORECAST METHODOLOGY
1 | 2013-January | 12427125.3 |  | 284454 | 3020 |  |  |  | 12714599.3 | 12593 | 0 | 31 | 638.9 | 0 | 0 |  | 13017835.935 | 12640161.1714 | 103% | 13094498.1968 |  | Regression Statistics
2 | 2013-February | 11414727.16 |  | 256457 | 2961 |  |  |  | 11674145.16 | 12597 | 0 | 28 | 647.8 | 0 | 0 |  | 11424250.8373 | 11425114.9497 | 99.99% | 11673262.2127 |  | Multiple R | 0.96602
3 | 2013-March | 11410609.51 |  | 281842 | 17416 |  |  |  | 11709867.51 | 12608 | 1 | 31 | 582.2 | 0 | 0 |  | 11389381.313 | 11466978.6142 | 99.32% | 11630626.5742 |  | R Square | 0.9332
4 | 2013-April | 9843368.62 |  | 277471 | 21274 |  |  |  | 10142113.62 | 12620 | 1 | 30 | 368.7 | 0 | 0 |  | 9871218.4075 | 9824756.2882 | 100.5% | 10190076.5495 |  | Adjusted R Square | 0.93027
5 | 2013-May | 9607315.98 |  | 307911 | 29336 |  |  |  | 9944562.98 | 12628 | 1 | 31 | 163.7 | 15.7 | 0 |  | 9845343.226 | 9690962.3785 | 101.6% | 10102983.785 |  | Standard Error | 408475.8159
6 | 2013-June | 10146122.73 |  | 318570 | 27674 |  |  |  | 10492366.73 | 12686 | 0 | 30 | 73.3 | 41 | 0 |  | 10415752.0609 | 10653929.4608 | 97.76% | 10257801.1984 |  | Observations | 120
7 | 2013-July | 12627370.01 |  | 345163 | 27702 |  |  |  | 13000235.01 | 12684 | 0 | 31 | 6.3 | 96.7 | 0 |  | 12541252.5114 | 12876568.3517 | 97.4% | 12661698.7939
8 | 2013-August | 11481797.8 |  | 342291 | 26339 |  |  |  | 11850427.8 | 12731 | 0 | 31 | 13.8 | 63.9 | 0 |  | 12302785.757 | 11675045.4419 | 105.4% | 12487598.0207 |  | ANOVA
9 | 2013-September | 9549656.14 |  | 313675 | 20249 |  |  |  | 9883580.14 | 12749 | 1 | 30 | 103.5 | 24.1 | 0 |  | 9612770.2518 | 9361876.01 | 102.7% | 10148455.8276 |  |  | df | SS | MS | F | Significance F
10 | 2013-October | 9762325.4 |  | 302871 | 13494 |  |  |  | 10078690.4 | 12817 | 1 | 31 | 189.8 | 0.1 | 0 |  | 9770473.4293 | 9402472.5163 | 103.9% | 10473157.6279 |  | Regression | 5 | 2.6572e+14 | 5.3144e+13 | 318.5077 | 3.1119e-65
11 | 2013-November | 11051534.07 |  | 271859 | 5211 |  |  |  | 11328604.07 | 12853 | 1 | 30 | 476.7 | 0 | 0 |  | 10297956.7131 | 10661060.5132 | 96.59% | 10942764.4828 |  | Residual | 114 | 1.9021e+13 | 166852492211.7326
12 | 2013-December | 13539376.79 |  | 292319 | 1504 |  |  |  | 13833199.79 | 12873 | 0 | 31 | 717.5 | 0 | 0 |  | 12522936.7235 | 13350295.6243 | 93.8% | 12975913.8321 | 136638837.1014 | Total | 119 | 2.8474e+14
13 | 2014-January | 14009823.02 |  | 280512 | 1549 |  |  |  | 14291884.02 | 12874 | 0 | 31 | 826.1 | 0 | 0 |  | 13276094.5153 | 13976832.1333 | 94.99% | 13575351.0697
14 | 2014-February | 12185867.46 |  | 248535 | 3679 |  |  |  | 12438081.46 | 12904 | 0 | 28 | 740.1 | 0 | 0 |  | 11706405.2293 | 12238986.5577 | 95.65% | 11896836.4872 |  |  | Coefficients | Standard Error | t Stat | P-value | Lower 95% | Upper 95% | Lower 95.0% | Upper 95.0%
15 | 2014-March | 12555380.39 |  | 273517 | 13601 |  |  |  | 12842498.39 | 12843 | 1 | 31 | 730 | 0 | 0 |  | 11605362.688 | 12534398.8246 | 92.59% | 11890626.2456 |  | Intercept | -15737489.2363 | 1635031.3203 | -9.6252 | 2.0801e-16 | -18976473.6888 | -12498504.7838 | -18976473.6888 | -12498504.7838
16 | 2014-April | 10082468.89 |  | 267143 | 23341 |  |  |  | 10372952.89 | 12851 | 1 | 30 | 389.7 | 0 | 0 |  | 10083523.5038 | 10158037.1325 | 99.27% | 10296862.7606 |  | Customer Count | 919.0697 | 59.0981 | 15.5516 | 5.9681e-30 | 801.9969 | 1036.1425 | 801.9969 | 1036.1425
17 | 2014-May | 9562255.66 |  | 291404 | 30133 |  |  |  | 9883792.66 | 12850 | 1 | 31 | 174.6 | 4.1 | 0 |  | 10049376.6952 | 9502302.4184 | 105.8% | 10452830.403 |  | Spring Fall Flag | -860334.0831 | 92843.7988 | -9.2665 | 1.4205e-15 | -1044256.9334 | -676411.2328 | -1044256.9334 | -676411.2328
18 | 2014-June | 9968997.28 |  | 307103 | 29309 |  |  |  | 10305409.28 | 12862 | 0 | 30 | 57.2 | 41.5 | 0 |  | 10577508.3247 | 10742570.6514 | 98.46% | 10147064.0488 |  | Days in Month | 423331.0582 | 47202.5528 | 8.9684 | 6.9639e-15 | 329823.1646 | 516838.9518 | 329823.1646 | 516838.9518
19 | 2014-July | 11153255.46 |  | 325023 | 31088 |  |  |  | 11509366.46 | 12873 | 0 | 31 | 29.7 | 50.3 | 0 |  | 12714956.6811 | 11363131.6562 | 111.9% | 12878588.4379 |  | HDD | 5760.7499 | 238.7346 | 24.1304 | 1.3054e-46 | 5287.8185 | 6233.6813 | 5287.8185 | 6233.6813
20 | 2014-August | 11362433.77 |  | 339894 | 26764 |  |  |  | 11729091.77 | 12937 | 0 | 31 | 24.1 | 45.9 | 0 |  | 12492114.1112 | 11216921.5152 | 111.4% | 13062510.2987 |  | CDD | 39266.0003 | 1967.1505 | 19.9609 | 5.251e-39 | 35369.0904 | 43162.9102 | 35369.0904 | 43162.9102
21 | 2014-September | 9514380.79 |  | 300632 | 21496 |  |  |  | 9836508.79 | 12915 | 1 | 30 | 86.3 | 21.4 | 0 |  | 9765335.8188 | 9309338.478 | 104.9% | 10318328.4018
22 | 2014-October | 9761646.97 |  | 285924 | 12808 |  |  |  | 10060378.97 | 12961 | 1 | 31 | 238.8 | 1.2 | 0 |  | 9902819.4633 | 9860287.8958 | 100.4% | 10103773.6144
23 | 2014-November | 11117966.66 |  | 263844 | 4238 |  |  |  | 11386048.66 | 12976 | 1 | 30 | 460.7 | 0 | 0 |  | 10411002.2839 | 10681934.0856 | 97.46% | 11097258.0109
24 | 2014-December | 12637824.1 |  | 269668 | 3728 |  |  |  | 12911220.1 | 13021 | 0 | 31 | 537.7 | 0 | 0 |  | 12658959.0363 | 12450535.1049 | 101.7% | 13127355.9713 | 138847385.75
25 | 2015-January | 13995263.05 |  | 265439.69 | 3098 |  |  |  | 14263800.74 | 13050 | 0 | 31 | 854.9 | 0 | 0 |  | 13437850.7792 | 14304497.9943 | 93.94% | 13399619.1942
26 | 2015-February | 13170058.06 |  | 239284.34 | 2339 |  |  |  | 13411681.4 | 13056 | 0 | 28 | 860.7 | 0 | 0 |  | 11846103.8208 | 13073431.5873 | 90.61% | 12152598.8961 |  | SUMMARY OUTPUT - NORMALIZED DATA
27 | 2015-March | 11998087.02 |  | 265072.74 | 22195 |  |  |  | 12285354.76 | 13061 | 1 | 31 | 646.7 | 0 | 0 |  | 11805719.8785 | 12254885.5483 | 96.33% | 11835072.3336
28 | 2015-April | 9783026.59 |  | 262368.12 | 29825 |  |  |  | 10075219.71 | 13080 | 1 | 30 | 366.8 | 0 | 0 |  | 10293990.4608 | 10236582.9167 | 100.6% | 10131722.3168 |  | Regression Statistics
29 | 2015-May | 9852639.42 |  | 301326.35 | 32885 |  |  |  | 10186850.77 | 13084 | 1 | 31 | 156 | 19.8 | 0 |  | 10264439.0005 | 10226690.9799 | 100.4% | 10224451.7353 |  | Multiple R | 0.87995
30 | 2015-June | 9493089.52 |  | 306050.44 | 32199 |  |  |  | 9831338.96 | 13095 | 0 | 30 | 69.8 | 6 | 0 |  | 10791651.5604 | 9635356.326 | 112% | 11011153.1778 |  | R Square | 0.77431
31 | 2015-July | 12323498.1 |  | 333118.44 | 37277 |  |  |  | 12693893.54 | 13111 | 0 | 31 | 17.4 | 76.3 | 0 |  | 12933695.2652 | 12531929.0237 | 103.2% | 13100852.2682 |  | Adjusted R Square | 0.76233
32 | 2015-August | 11878051.48 |  | 330081.02 | 29178 |  |  |  | 12237310.5 | 13139 | 0 | 31 | 12.2 | 65.6 | 0 |  | 12677766.1868 | 12107560.8723 | 104.7% | 12813626.3703 |  | Standard Error | 754607.4653
33 | 2015-September | 10579920.17 |  | 312471.6 | 44398 |  |  |  | 10936789.77 | 13158 | 1 | 30 | 27.6 | 69.5 | 0 |  | 9988669.7513 | 11083211.0046 | 90.12% | 9856708.5934 |  | Observations | 120
34 | 2015-October | 9909152.14 |  | 275412.58 | 35877 |  |  |  | 10220441.72 | 13172 | 1 | 31 | 257.1 | 2.8 | 0 |  | 10096743.166 | 10222458.9221 | 98.77% | 10094750.7714
35 | 2015-November | 9955156.1 |  | 263454.69 | 20699 |  |  |  | 10239309.79 | 13191 | 1 | 30 | 323.8 | 1.5 | 0 |  | 10608602.2653 | 10149786.4059 | 104.5% | 10702172.5077 |  | ANOVA
36 | 2015-December | 11330102.74 |  | 268967.2 | 12313 |  |  |  | 11611382.94 | 13214 | 0 | 31 | 426 | 0 | 0 |  | 12836339.4847 | 11984439.7893 | 107.1% | 12436764.3315 | 137759492.4965 |  | df | SS | MS | F | Significance F
37 | 2016-January | 12730345.99 |  | 252265.87 | 3877 |  |  |  | 12986488.86 | 13218 | 0 | 31 | 556.4 | 0 | 0 |  | 13592254.4856 | 12739317.8552 | 106.7% | 13855974.3517 |  | Regression | 6 | 2.2076e+14 | 3.6794e+13 | 64.6151 | 3.0288e-34
38 | 2016-February | 11705579.45 |  | 233705.77 | 15015 |  |  |  | 11954300.22 | 13226 | 0 | 29 | 623.5 | 0 | 0 |  | 12425676.7248 | 12286554.6146 | 101.1% | 12089660.1743 |  | Residual | 113 | 6.4346e+13 | 569432426753.5009
39 | 2016-March | 11115960.9 |  | 254694.03 | 36772 |  |  |  | 11407426.93 | 13227 | 1 | 31 | 502.2 | 0 | 0 |  | 11958285.4455 | 11575022.7546 | 103.3% | 11785140.325 |  | Total | 119 | 2.8511e+14
40 | 2016-April | 10054141.37 |  | 240785.11 | 15015 |  |  |  | 10309941.48 | 13242 | 1 | 30 | 387.4 | 0 | 0 |  | 10442879.7491 | 10504143.653 | 99.42% | 10249810.2323
41 | 2016-May | 9815290.68 |  | 267591.18 | 90708 |  |  |  | 10173589.86 | 13242 | 1 | 31 | 206 | 18.4 | 0 |  | 10409652.0101 | 10604969.0842 | 98.16% | 9986217.7151 |  |  | Coefficients | Standard Error | t Stat | P-value | Lower 95% | Upper 95% | Lower 95.0% | Upper 95.0%
42 | 2016-June | 10031359.4 |  | 280678.44 | 87486 |  |  |  | 10399523.84 | 13260 | 0 | 30 | 58.3 | 34 | 0 |  | 10943298.0577 | 10820202.2072 | 101.1% | 10517833.85 |  | Intercept | -15601804.8579 | 3250346.7802 | -4.8 | 4.8958e-06 | -22041328.0601 | -9162281.6557 | -22041328.0601 | -9162281.6557
43 | 2016-July | 13224478.04 |  | 313232.06 | 70853 |  |  |  | 13608563.1 | 13259 | 0 | 31 | 2.9 | 117.6 | 0 |  | 13069717.578 | 14206106.2744 | 92% | 12519973.6595 |  | Customer Count | 1151.9184 | 401.0116 | 2.8725 | 0.0048645 | 357.442 | 1946.3947 | 357.442 | 1946.3947
44 | 2016-August | 13591514.92 |  | 325470.08 | 61754 |  |  |  | 13978739 | 13292 | 0 | 31 | 0.4 | 125.8 | 0 |  | 12818383.848 | 14544014.9014 | 88.14% | 12320177.2982 |  | Spring Fall Flag | -1065359.9408 | 186813.2698 | -5.7028 | 9.5722e-08 | -1435470.7218 | -695249.1598 | -1435470.7218 | -695249.1598
45 | 2016-September | 9965584.51 |  | 286032.94 | 44303 |  |  |  | 10295920.45 | 13310 | 1 | 30 | 45.4 | 41.4 | 0 |  | 10128368.3428 | 10222076.3365 | 99.08% | 10201535.5112 |  | Days in Month | 406273.7977 | 89001.928 | 4.5648 | 1.2798e-05 | 229944.9261 | 582602.6694 | 229944.9261 | 582602.6694
46 | 2016-October | 9614905 |  | 262157.65 | 28110 |  |  |  | 9905172.65 | 13308 | 1 | 31 | 198.3 | 4.5 | 0 |  | 10221736.6426 | 10075472.505 | 101.5% | 10048964.5699 |  | CPI Index Ontario | -16990.7044 | 29586.2553 | -0.57428 | 0.56692 | -75606.4123 | 41625.0035 | -75606.4123 | 41625.0035
47 | 2016-November | 9822633 |  | 234871.68 | 18822 |  |  |  | 10076326.68 | 13359 | 1 | 30 | 249.1 | 0 | 0 |  | 10763005.9717 | 9814963.0943 | 109.7% | 11049615.0813 |  | HDD | 4886.531 | 518.1006 | 9.4316 | 6.3065e-16 | 3860.0803 | 5912.9817 | 3860.0803 | 5912.9817
48 | 2016-December | 12397998 |  | 229271 | 4166 |  |  |  | 12631435 | 13379 | 0 | 31 | 596.4 | 0 | 0 |  | 12987985.9821 | 13117718.0699 | 99.01% | 12506512.1723 | 137131414.9408 | CDD | 32790.1156 | 4600.5007 | 7.1275 | 1.0247e-10 | 23675.6939 | 41904.5373 | 23675.6939 | 41904.5373
49 | 2017-January | 12229219 |  | 223597 | 7742 |  |  |  | 12460558 | 13381 | 0 | 31 | 641 | 0 | 0 |  | 13742062.8436 | 13376485.6548 | 102.7% | 12801103.0341
50 | 2017-February | 10687297 |  | 197835 | 14063 |  |  |  | 10899195 | 13385 | 0 | 28 | 512.4 | 0 | 0 |  | 12148477.7458 | 11369336.3217 | 106.9% | 11646117.606
51 | 2017-March | 11665956 |  | 217733 | 39300 |  |  |  | 11922989 | 13393 | 1 | 31 | 594.3 | 0 | 0 |  | 12110851.0125 | 12258153.3875 | 98.8% | 11779714.1901
52 | 2017-April | 9357837 |  | 216149 | 84229 |  |  |  | 9658215 | 13412 | 1 | 30 | 298.9 | 0.5 | 0 |  | 10599121.5948 | 10170192.1326 | 104.2% | 10065551.7457 |  |  | Year | kWh Purchased | year over year | Predicted kWh | year over year | Weather Normalized kWh | Purchases Versus Adjusted
53 | 2017-May | 9739335 |  | 230649 | 149405 |  |  |  | 10119389 | 13418 | 1 | 31 | 221 | 8.6 | 0 |  | 10571408.2739 | 10468329.7938 | 101% | 10219031.5656 |  |  | 2013 | 136652392.51 |  | 133029221.3204 |  | 136638837.1014 | -0.00992%
54 | 2017-June | 9985792 |  | 249908 | 157958 |  |  |  | 10393658 | 13451 | 0 | 30 | 59.8 | 40.9 | 0 |  | 11118840.3668 | 11275321.0431 | 98.61% | 10249413.1819 |  |  | 2014 | 137567233.45 | 0.6695% | 134035276.4534 | 0.7563% | 138847385.75 | 0.9306%
55 | 2017-July | 12043306 |  | 278334 | 171673 |  |  |  | 12493313 | 13484 | 0 | 31 | 3.9 | 61.8 | 0 |  | 13276508.2562 | 12227614.887 | 108.6% | 13564998.1394 |  |  | 2015 | 137993374.6 | 0.3098% | 137810831.3704 | 2.817% | 137759492.4965 | -0.1695%
56 | 2017-August | 11325611 |  | 271100 | 150452 |  |  |  | 11747163 | 13551 | 0 | 31 | 19.3 | 44.6 | 0 |  | 13056422.8953 | 11702532.8994 | 111.6% | 13106216.3437 |  |  | 2016 | 137727428.07 | -0.1927% | 140510561.3502 | 1.959% | 137131414.9408 | -0.4327%
57 | 2017-September | 9819996 |  | 254129 | 128822 |  |  |  | 10202947 | 13567 | 1 | 30 | 69 | 52 | 0 |  | 10364569.2508 | 11010450.5451 | 94.13% | 9604434.4698 |  |  | 2017 | 134234594 | -2.536% | 145115867.0007 | 3.278% | 136986366.9144 | 2.05%
58 | 2017-October | 9479144 |  | 241185 | 85695 |  |  |  | 9806024 | 13587 | 1 | 31 | 158.2 | 5.5 | 0 |  | 10478157.0836 | 10140152.8752 | 103.3% | 10132890.6084 |  |  | 2018 | 144593587.54 | 7.717% | 148650121.7924 | 2.435% | 140544492.4087 | -2.8%
59 | 2017-November | 10779432 |  | 210240 | 31765 |  |  |  | 11021437 | 13607 | 1 | 30 | 444.8 | 0 | 0 |  | 10990935.2525 | 11170271.1308 | 98.39% | 10844490.616 |  |  | 2019 | 144125560.61 | -0.3237% | 145115867.0007 | -2.378% | 145329634.8822 | 0.8354%
60 | 2017-December | 13284790 |  | 212344 | 12572 |  |  |  | 13509706 | 13627 | 0 | 31 | 668.9 | 0 | 0 |  | 13215915.263 | 13763301.7186 | 96.02% | 12972405.4136 | 136986366.9144 |  | 2020 | 150603831.59 | 4.495% | 150850312.42 | 3.952% | 151709224.2061 | 0.734%
61 | 2018-January | 13615938.1 |  | 207205 | 22312.67 |  |  |  | 13845455.77 | 13641 | 0 | 31 | 671.9 | 0 | 0 |  | 13981020.9606 | 13793450.9438 | 101.4% | 14033732.9736 |  |  | 2021 | 154199190.51 | 2.387% | 150962375.2511 | 0.07429% | 155206961.4964 | 0.6536%
62 | 2018-February | 11305661.48 |  | 184265 | 38291.98 |  |  |  | 11528218.46 | 13645 | 0 | 28 | 554.2 | 0 | 0 |  | 12387435.8629 | 11849093.7846 | 104.5% | 12051982.1501 |  |  | 2022 | 157082097.17 | 1.87% | 154882580.7017 | 2.597% | 157201772.5104 | 0.07619%
63 | 2018-March | 11582097.93 |  | 204885 | 153070.38 |  |  |  | 11940053.31 | 13654 | 1 | 31 | 559.3 | 0 | 0 |  | 12350728.1993 | 12296404.3277 | 100.4% | 11992802.8704
64 | 2018-April | 10730509.54 |  | 197149 | 141724.07 |  |  |  | 11069382.61 | 13692 | 1 | 30 | 472.4 | 0 | 0 |  | 10856461.1055 | 11407388.751 | 95.17% | 10534779.2024 |  |  | Year | Purchased kWh | Predicted kWh | Adjusted
65 | 2018-May | 9875377.1 |  | 233124 | 245863.78 |  |  |  | 10354364.88 | 13724 | 1 | 31 | 138.8 | 26.8 | 0 |  | 10852643.5963 | 10990672.6793 | 98.74% | 10224327.026 |  |  | 2013 | 136652392.51 | 133029221.3204 | 2.651%
66 | 2018-June | 10350680.97 |  | 238013 | 238712.53 |  |  |  | 10827406.5 | 13761 | 0 | 30 | 66.4 | 31.4 | 0 |  | 11403751.9679 | 11225226.5909 | 101.6% | 10999604.9685 |  |  | 2014 | 137567233.45 | 134035276.4534 | 2.567%
67 | 2018-July | 13689624.53 |  | 276598 | 249198.27 |  |  |  | 14215420.8 | 13761 | 0 | 31 | 4.8 | 109.3 | 0 |  | 13531090.5578 | 14352516.8768 | 94.28% | 13401840.7931 |  |  | 2015 | 137993374.6 | 137810831.3704 | 0.1323%
68 | 2018-August | 13621544.03 |  | 278925 | 195987.16 |  |  |  | 14096456.19 | 13773 | 0 | 31 | 3.7 | 122.1 | 0 |  | 13260456.3645 | 14859813.6916 | 89.24% | 12579258.8037 |  |  | 2016 | 137727428.07 | 140510561.3502 | 2.021%
69 | 2018-September | 10918383.85 |  | 242234 | 158567.22 |  |  |  | 11319185.07 | 13798 | 1 | 30 | 75.9 | 54.8 | 0 |  | 10576874.3471 | 11372449.6165 | 93% | 10527335.9948 |  |  | 2017 | 134234594 | 145115867.0007 | 8.106%
70 | 2018-October | 10483323.64 |  | 214460.46 | 82153.02 |  |  |  | 10779937.12 | 13814 | 1 | 31 | 279.5 | 12.6 | 0 |  | 10686785.9012 | 11326349.2578 | 94.35% | 10171227.94 |  |  | 2018 | 144593587.54 | 148650121.7924 | 2.805%
71 | 2018-November | 11365095.9 |  | 198109.28 | 21623.02 |  |  |  | 11584828.2 | 13812 | 1 | 30 | 503 | 0 | 0 |  | 11179344.5371 | 11693956.0597 | 95.6% | 11075019.0261 |  |  | 2019 | 144125560.61 | 145115867.0007 | 0.6871%
72 | 2018-December | 12814047.14 |  | 203709.57 | 15121.92 |  |  |  | 13032878.63 | 13827 | 0 | 31 | 588.3 | 0 | 0 |  | 13399729.1992 | 13482799.2127 | 99.38% | 12952580.6601 | 140544492.4087 |  | 2020 | 150603831.59 | 150850312.42 | 0.1637%
73 | 2019-January | 13900952.76 |  | 201892.3 | 34016.19 |  |  |  | 14136861.25 | 13857 | 0 | 31 | 777.9 | 0 | 0 |  | 14179540.0117 | 14602609.4844 | 97.1% | 13727285.5203 |  |  | 2021 | 154199190.51 | 150962375.2511 | 2.099%
74 | 2019-February | 12089793.72 |  | 184815.21 | 39773.49 |  |  |  | 12314382.42 | 13849 | 0 | 28 | 634.4 | 0 | 0 |  | 12574926.0778 | 12498596.1416 | 100.6% | 12389587.3481 |  |  | 2022 | 157082097.17 | 154882580.7017 | 1.4%
75 | 2019-March | 12234304.98 |  | 204751.52 | 116687.74 |  |  |  | 12555744.24 | 13868 | 1 | 31 | 585.7 | 0 | 0 |  | 12547409.111 | 12645169.0368 | 99.23% | 12458675.6582 |  |  | Mean Average Percentage Error (Mape) : |  |  | 2.263%
76 | 2019-April | 10423342.37 |  | 203573.05 | 148170.1 |  |  |  | 10775085.52 | 13865 | 1 | 30 | 391.1 | 0 | 0 |  | 11015460.1603 | 11098038.8388 | 99.26% | 10694909.8839 |  |  | Median |  |  | 2.06%
77 | 2019-May | 10124014.43 |  | 217454.37 | 186415.58 |  |  |  | 10527884.38 | 13876 | 1 | 31 | 237 | 0 | 0 |  | 10992342.1878 | 10643748.1037 | 103.3% | 10872683.8038
78 | 2019-June | 9963808.22 |  | 229161.73 | 230038.8 |  |  |  | 10423008.75 | 13877 | 0 | 30 | 96.1 | 16.9 | 0 |  | 11510364.0509 | 10933575.9419 | 105.3% | 10972862.4793 |  |  | Note: Statistically, MAPE is defined as the average of percentage errors
79 | 2019-July | 13911423.38 |  | 275370.15 | 259763.25 |  |  |  | 14446556.78 | 13892 | 0 | 31 | 4 | 93.9 | 0 |  | 13651488.686 | 13863610.0008 | 98.47% | 14225516.0397 |  |  | Note: the median is the numerical value separating the higher half of a data sample, from the lower half
80 | 2019-August | 12353863.7 |  | 268373.45 | 233288.17 |  |  |  | 12855525.32 | 13911 | 0 | 31 | 7.3 | 56.7 | 0 |  | 13387287.9805 | 12439387.5891 | 107.6% | 13835136.044
81 | 2019-September | 9705119.4 |  | 242728.61 | 140209.61 |  |  |  | 10088057.62 | 13920 | 1 | 30 | 61.6 | 14.8 | 0 |  | 10689000.8482 | 9831557.3829 | 108.7% | 10967871.3409
82 | 2019-October | 10144367.21 |  | 219808.02 | 110569.83 |  |  |  | 10474745.06 | 13921 | 1 | 31 | 252.6 | 3.8 | 0 |  | 10785126.357 | 10924184.7389 | 98.73% | 10341407.7783
83 | 2019-November | 11757130.6 |  | 203492.75 | 33985.22 |  |  |  | 11994608.57 | 14005 | 1 | 30 | 523.2 | 0 | 0 |  | 11356724.9856 | 11987703.6561 | 94.74% | 11363266.4559
84 | 2019-December | 13295537.15 |  | 216283.34 | 21280.21 |  |  |  | 13533100.7 | 14039 | 0 | 31 | 583.1 | 0 | 0 |  | 13594571.9715 | 13647686.0856 | 99.61% | 13480432.5297 | 145329634.8822
85 | 2020-January | 13108024.91 |  | 212478.33 | 10148.05 |  |  |  | 13330651.29 | 14084 | 0 | 31 | 613.8 | 0 | 0 |  | 14388168.8293 | 13865899.2432 | 103.8% | 13832760.3569
86 | 2020-February | 12246829.32 |  | 196247.52 | 39431.1 |  |  |  | 12482507.94 | 14104 | 0 | 29 | 621.7 | 0 | 0 |  | 13232619.9046 | 13083128.4447 | 101.1% | 12625136.5432
87 | 2020-March | 11915050.17 |  | 207493.16 | 121450.72 |  |  |  | 12243994.05 | 14121 | 1 | 31 | 486.1 | 0 | 0 |  | 16223954.6246 | 12303922.9759 | 131.9% | 16144932.3342
88 | 2020-April | 10832586.26 |  | 196988.14 | 182612.16 |  |  |  | 11212186.56 | 14142 | 1 | 30 | 398.6 | 0 | 0 |  | 11270042.4619 | 11395826.7647 | 98.9% | 11088429.2322
89 | 2020-May | 10843267 |  | 226185.9 | 227575.58 |  |  |  | 11297028.48 | 14173.5 | 1 | 31 | 246.2 | 19.4 | 0 |  | 11265765.4179 | 11731930.6383 | 96.03% | 10848143.9841
90 | 2020-June | 11408378.16 |  | 249449.17 | 270115.97 |  |  |  | 11927943.3 | 14205 | 0 | 30 | 56.1 | 45.2 | 0 |  | 11811818.9062 | 12115828.6091 | 97.49% | 11628648.005
91 | 2020-July | 15505390.18 |  | 300371.33 | 234893.1 |  |  |  | 16040654.61 | 14219 | 0 | 31 | 0 | 139.4 | 0 |  | 13952024.4717 | 15927705.7995 | 87.6% | 14050963.0501
92 | 2020-August | 13862181.6 |  | 280947.03 | 205025.87 |  |  |  | 14348154.5 | 14249 | 0 | 31 | 3.4 | 81.3 | 0 |  | 13697933.5326 | 13693509.8234 | 100% | 14352789.6932
93 | 2020-September | 10501257.49 |  | 233218.7 | 161354.27 |  |  |  | 10895830.46 | 14271 | 1 | 30 | 84.6 | 23 | 0 |  | 9606656.8163 | 10608629.2909 | 90.56% | 9866732.175
94 | 2020-October | 10967477.16 |  | 213043.64 | 95630.51 |  |  |  | 11276151.31 | 14279 | 1 | 31 | 279.9 | 0 | 0 |  | 11114153.3028 | 11261269.3559 | 98.69% | 11128840.8406
95 | 2020-November | 11227626.33 |  | 210669.65 | 57638.98 |  |  |  | 11495934.96 | 14280 | 1 | 30 | 296.1 | 5.4 | 0 |  | 11609469.1478 | 11144217.9173 | 104.2% | 11975869.75
96 | 2020-December | 13826833.73 |  | 207777.22 | 18183.18 |  |  |  | 14052794.13 | 14294 | 0 | 31 | 554.7 | 0 | 0 |  | 13828934.7402 | 13718443.5571 | 100.8% | 14165978.2418 | 151709224.2061
97 | 2021-January | 14127144.22 |  | 201299.4 | 3181.99 |  |  |  | 14331625.61 | 14313 | 0 | 31 | 636.7 | 0 | 0 |  | 14598635.7862 | 14208287.3729 | 102.7% | 14725362.5306
98 | 2021-February | 13322300.05 |  | 178935.21 | 6516.33 |  |  |  | 13507751.59 | 14322 | 0 | 28 | 639.6 | 0 | 0 |  | 13009646.0369 | 12963272.0002 | 100.4% | 13556073.4155
99 | 2021-March | 12551973.98 |  | 205201.67 | 143798.21 |  |  |  | 12900973.86 | 14345 | 1 | 31 | 460.9 | 0 | 0 |  | 12985805.3488 | 12364623.687 | 105% | 13549101.0157
100 | 2021-April | 10695600.1 |  | 207001.49 | 176139.49 |  |  |  | 11078741.08 | 14361 | 1 | 30 | 315.1 | 0.3 | 0 |  | 11471318.7221 | 11127860.2082 | 103.1% | 11420683.5448
101 | 2021-May | 10920120.11 |  | 230199.33 | 231895.98 |  |  |  | 11382215.42 | 14378 | 1 | 31 | 206 | 16 | 0 |  | 11453715.1677 | 11554793.8411 | 99.13% | 11282646.4229
102 | 2021-June | 12524914.77 |  | 257441.96 | 218931.78 |  |  |  | 13001288.51 | 14404 | 0 | 30 | 22.7 | 83 | 0 |  | 11994713.7727 | 13590569.2394 | 88.26% | 11474628.5904
103 | 2021-July | 13320916.81 |  | 270720.65 | 198486.93 |  |  |  | 13790124.39 | 14417 | 0 | 31 | 14.2 | 57.2 | 0 |  | 14134000.2685 | 12963819.0221 | 109% | 15034892.2258
104 | 2021-August | 15442609.63 |  | 289570.98 | 204494.11 |  |  |  | 15936674.72 | 14419 | 0 | 31 | 3.5 | 113.6 | 0 |  | 13854175.3784 | 15118619.5531 | 91.64% | 14603812.5864
105 | 2021-September | 10775917.75 |  | 243251.37 | 154991.73 |  |  |  | 11174160.85 | 14431 | 1 | 30 | 52.9 | 18.9 | 0 |  | 11158645.4551 | 10412074.0669 | 107.2% | 11975375.74
106 | 2021-October | 10796234.01 |  | 239652.42 | 84374.94 |  |  |  | 11120261.37 | 14467 | 1 | 31 | 137.3 | 14.2 | 0 |  | 11286938.4028 | 11170148.7239 | 101% | 11236529.4508
107 | 2021-November | 11778395.46 |  | 204698.54 | 48111.42 |  |  |  | 12031205.42 | 14500 | 1 | 30 | 412.5 | 0 | 0 |  | 11811664.4776 | 11804928.1341 | 100.1% | 12038070.886
108 | 2021-December | 13705374.73 |  | 210866.97 | 27925.99 |  |  |  | 13944167.69 | 14526 | 0 | 31 | 511.6 | 0 | 0 |  | 14042158.9061 | 13683379.4023 | 102.6% | 14309785.0874 | 155206961.4964
109 | 2022-January | 15856085.71 |  | 221620.23 | 5541.3 |  |  |  | 16083247.24 | 14546 | 0 | 31 | 827 | 0 | 0 |  | 14812779.0219 | 15518701.3148 | 95.45% | 15351644.6053
110 | 2022-February | 13630051.55 |  | 202672.99 | 22570.88 |  |  |  | 13855295.42 | 14562 | 0 | 28 | 642.1 | 0 | 0 |  | 13230222.7603 | 13198250.5984 | 100.2% | 13888859.2432
111 | 2022-March | 13339493.23 |  | 228573.65 | 94639.95 |  |  |  | 13662706.83 | 14563 | 1 | 31 | 539.9 | 0 | 0 |  | 13186162.5393 | 13020080.1196 | 101.3% | 13836986.511
112 | 2022-April | 11179449.45 |  | 212541.61 | 162169.75 |  |  |  | 11554160.81 | 14616 | 1 | 30 | 373.5 | 0 | 0 |  | 11705681.4907 | 11686870.971 | 100.2% | 11572757.7271
113 | 2022-May | 11155592.32 |  | 236246.23 | 212232.54 |  |  |  | 11604071.09 | 14629 | 1 | 31 | 144.1 | 29.9 | 0 |  | 11684401.6576 | 11974687.3159 | 97.58% | 11322769.7644
114 | 2022-June | 11493285 |  | 241643.37 | 217707.59 |  |  |  | 11952635.96 | 14671 | 0 | 30 | 50.9 | 27.4 | 0 |  | 12240105.3776 | 11815224.376 | 103.6% | 12382458.3465
115 | 2022-July | 13900904.56 |  | 285107.88 | 208831.99 |  |  |  | 14394844.43 | 14692 | 0 | 31 | 10.5 | 74.6 | 0 |  | 14386744.4308 | 13878476.8145 | 103.7% | 14922022.8346
116 | 2022-August | 14218399.68 |  | 292429.07 | 189673.16 |  |  |  | 14700501.91 | 14725 | 0 | 31 | 5.1 | 86 | 0 |  | 14135410.7008 | 14325330.4677 | 98.67% | 14505608.2632
117 | 2022-September | 11324279.64 |  | 251379.35 | 135232.5 |  |  |  | 11710891.49 | 14744 | 1 | 30 | 67.6 | 37.9 | 0 |  | 11446314.2653 | 11530479.9058 | 99.27% | 11625408.9522
118 | 2022-October | 10976851.13 |  | 225716.73 | 112333.89 |  |  |  | 11314901.75 | 14820 | 1 | 31 | 237.9 | 1.4 | 0 |  | 11611370.0002 | 11571506.9578 | 100.3% | 11353880.8051
119 | 2022-November | 11621738.41 |  | 213971.39 | 44811.95 |  |  |  | 11880521.75 | 14889 | 1 | 30 | 365 | 5.1 | 0 |  | 12169182.5835 | 12089067.2211 | 100.7% | 11959255.0624
120 | 2022-December | 14136095.05 |  | 209970.95 | 22252.49 |  |  |  | 14368318.49 | 14899 | 0 | 31 | 554.6 | 0 | 0 |  | 14384971.8971 | 14273904.639 | 100.8% | 14480120.3955 | 157201772.5104
121 | 2023-January | [8 empty] | 14932.6062 | 0 | 31 | 704.46 | 0 | 0 |  |  | 15168097.0142 |  | 15168097.0142
122 | 2023-February | [8 empty] | 14966.2881 | 0 | 28.2 | 647.65 | 0 | 0 |  |  | 13686457.9117 |  | 13686457.9117
123 | 2023-March | [8 empty] | 15000.046 | 1 | 31 | 568.73 | 0 | 0 |  |  | 13587838.2959 |  | 13587838.2959
124 | 2023-April | [8 empty] | 15033.8801 | 1 | 30 | 376.22 | 0.08 | 0 |  |  | 12089742.4229 |  | 12089742.4229
125 | 2023-May | [8 empty] | 15067.7905 | 1 | 31 | 189.34 | 15.87 | 0 |  |  | 12087680.6923 |  | 12087680.6923
126 | 2023-June | [8 empty] | 15101.7774 | 0 | 30 | 61.06 | 36.73 | 0 |  |  | 12636019.792 |  | 12636019.792
127 | 2023-July | [8 empty] | 15135.8409 | 0 | 31 | 9.37 | 87.71 | 0 |  |  | 14794665.1448 |  | 14794665.1448
128 | 2023-August | [8 empty] | 15169.9813 | 0 | 31 | 9.28 | 80.55 | 0 |  |  | 14544379.4937 |  | 14544379.4937
129 | 2023-September | [8 empty] | 15204.1986 | 1 | 30 | 67.44 | 35.78 | 0 |  |  | 11869268.8874 |  | 11869268.8874
130 | 2023-October | [8 empty] | 15238.4932 | 1 | 31 | 222.94 | 4.61 | 0 |  |  | 11995994.414 |  | 11995994.414
131 | 2023-November | [8 empty] | 15272.8651 | 1 | 30 | 405.49 | 1.2 | 0 |  |  | 12521981.3712 |  | 12521981.3712
132 | 2023-December | [8 empty] | 15307.3146 | 0 | 31 | 573.88 | 0 | 0 |  |  | 14760241.4247 |  | 14760241.4247 | 159742366.8649
133 | 2024-January | [8 empty] | 15330.4053 | 0 | 31 | 711.016 | 0 | 0 |  |  | 15571469.6315 |  | 15571469.6315
134 | 2024-February | [8 empty] | 15353.5309 | 0 | 28.22 | 647.635 | 0 | 0 |  |  | 14050741.2217 |  | 14050741.2217
135 | 2024-March | [8 empty] | 15376.6914 | 1 | 31 | 567.383 | 0 | 0 |  |  | 13926241.8618 |  | 13926241.8618
136 | 2024-April | [8 empty] | 15399.8868 | 1 | 30 | 376.972 | 0.08 | 0 |  |  | 12430460.1264 |  | 12430460.1264
137 | 2024-May | [8 empty] | 15423.1172 | 1 | 31 | 191.904 | 15.87 | 0 |  |  | 12429021.2165 |  | 12429021.2165
138 | 2024-June | [8 empty] | 15446.3826 | 0 | 30 | 59.836 | 36.73 | 0 |  |  | 12945684.8459 |  | 12945684.8459
139 | 2024-July | [8 empty] | 15469.6831 | 0 | 31 | 9.677 | 87.71 | 0 |  |  | 15103257.9558 |  | 15103257.9558
140 | 2024-August | [8 empty] | 15493.0188 | 0 | 31 | 8.828 | 80.55 | 0 |  |  | 14838669.6328 |  | 14838669.6328
141 | 2024-September | [8 empty] | 15516.3897 | 1 | 30 | 63.834 | 35.78 | 0 |  |  | 12135420.9363 |  | 12135420.9363
142 | 2024-October | [8 empty] | 15539.7958 | 1 | 31 | 226.254 | 4.61 | 0 |  |  | 12292003.6343 |  | 12292003.6343
143 | 2024-November | [8 empty] | 15563.2373 | 1 | 30 | 398.369 | 1.2 | 0 |  |  | 12747831.3041 |  | 12747831.3041
144 | 2024-December | [8 empty] | 15586.7141 | 0 | 31 | 559.518 | 0 | 0 |  |  | 14934293.1496 |  | 14934293.1496 | 163405095.5168
[17 empty] | Weather Normalized (HDD and CDD Normalized Variables) (B) | Regression - Dependant Variables (Actual HDD & CDD) (C)
Forecasting Calculation Methodology
Average
| Utility Adjusted Customer Growth % | [14 empty] | 2013 | 133011957.1656 | 133029221.3204 | 0.99987 | 136652393 | 136634658.6404
| Linear Trending | [14 empty] | 2014 | 135243458.351 | 134035276.4534 | 1.009 | 137567233 | 138807251.6355
| Normalized | [14 empty] | 2015 | 137581571.6193 | 137810831.3704 | 0.99834 | 137993375 | 137763811.5725
[16 empty] | 2016 | 139761244.8378 | 140510561.3502 | 0.99467 | 137727428 | 136992953.4166
| Linear Trending Calculation ( y=mx+b) | [14 empty] | 2017 | 146284242.4283 | 145115867.0007 | 1.0081 | 134234594 | 135315360.7308
| Variables | Slope (m) | Intercept (b) | [12 empty] | 2018 | 144466322.5994 | 148650121.7924 | 0.97185 | 144593588 | 140523961.0834
| Customer Count | 18.206 | 12543.0731 | [12 empty] | 2019 | 146284242.4283 | 145115867.0007 | 1.0081 | 144125561 | 145285963.1493
| Spring Fall Flag | 0.00020835 | 0.48739 | [12 empty] | 2020 | 152001542.156 | 150850312.42 | 1.0076 | 150603832 | 151753180.6952
| Days in Month | 0.0006806 | 30.3922 | [12 empty] | 2021 | 151801417.723 | 150962375.2511 | 1.0056 | 154199191 | 155056223.5564
| HDD | -0.58084 | 354.7961 | [12 empty] | 2022 | 154993346.725 | 154882580.7017 | 1.0007 | 157082097 | 157194436.0322
| CDD | 0.066043 | 17.8819
| 0 | 0 | 0
Instructions:
1. Update Wholesale Purchases,
2. Use drop down lists to select the variables inputted from 5.Variable Worksheet and Select Forecast Methodology
3. Run Regression -> Data -> Data Analysis - > Regression
Note on E9: Data Extrated from Actual Bills from WMP

## 6.1 Regression Scenarios
Regression Scenarios
SUMMARY OUTPUT
Regression Statistics
Multiple R | 0.96647
R Square | 0.93406
Adjusted R Square | 0.93056
Standard Error | 407876.0594
Observations | 120
ANOVA
| df | SS | MS | F | Significance F
Regression | 6 | 2.6631e+14 | 4.4385e+13 | 266.7969 | 2.8059e-64
Residual | 113 | 1.8799e+13 | 166362879820.2922
Total | 119 | 2.8511e+14
| Coefficients | Standard Error | t Stat | P-value | Lower 95% | Upper 95% | Lower 95.0% | Upper 95.0%
Intercept | -15202873.8571 | 1760926.2054 | -8.6335 | 4.3534e-14 | -18691586.2696 | -11714161.4446 | -18691586.2696 | -11714161.4446
Customer Count | 738.0834 | 216.0766 | 3.4158 | 0.00088427 | 309.9967 | 1166.17 | 309.9967 | 1166.17
Spring Fall Flag | -860034.1636 | 92709.5328 | -9.2767 | 1.4405e-15 | -1043708.4692 | -676359.8581 | -1043708.4692 | -676359.8581
Days in Month | 423694.033 | 47136.8727 | 8.9886 | 6.6588e-15 | 330307.3865 | 517080.6794 | 330307.3865 | 517080.6794
CPI Index Ontario | 14207.4925 | 15963.0113 | 0.89003 | 0.37534 | -17418.1119 | 45833.097 | -17418.1119 | 45833.097
HDD | 5794.4011 | 240.761 | 24.067 | 2.7383e-46 | 5317.4101 | 6271.392 | 5317.4101 | 6271.392
CDD | 39333.4892 | 1965.7779 | 20.0091 | 6.1266e-39 | 35438.9286 | 43228.0497 | 35438.9286 | 43228.0497
SUMMARY OUTPUT
Regression Statistics
Multiple R | 0.87654
R Square | 0.76831
Adjusted R Square | 0.75815
Standard Error | 760714.0816
Observations | 120
ANOVA
| df | SS | MS | F | Significance F
Regression | 5 | 2.1877e+14 | 4.3754e+13 | 75.6092 | 1.4297e-34
Residual | 114 | 6.597e+13 | 578685913956.5214
Total | 119 | 2.8474e+14
| Coefficients | Standard Error | t Stat | P-value | Lower 95% | Upper 95% | Lower 95.0% | Upper 95.0%
Intercept | -14898805.1221 | 3048224.6709 | -4.8877 | 3.3661e-06 | -20937314.7177 | -8860295.5265 | -20937314.7177 | -8860295.5265
Customer Count | 923.7573 | 109.8468 | 8.4095 | 1.3412e-13 | 706.1517 | 1141.363 | 706.1517 | 1141.363
Spring Fall Flag | -1117782.373 | 185581.04 | -6.0231 | 2.1408e-08 | -1485416.9839 | -750147.7621 | -1485416.9839 | -750147.7621
Days in Month | 414095.4994 | 89591.0737 | 4.6221 | 1.0077e-05 | 236616.2725 | 591574.7263 | 236616.2725 | 591574.7263
HDD - Normalized | 4739.0453 | 511.7477 | 9.2605 | 1.4664e-15 | 3725.2771 | 5752.8136 | 3725.2771 | 5752.8136
CDD - Normalized | 31052.2181 | 4514.1175 | 6.8789 | 3.4332e-10 | 22109.7861 | 39994.65 | 22109.7861 | 39994.65
Instructions:
1. Examples of Correlation and Regression Results can be copied over from worksheet 6. WS Regression Analysis
2. This page will be overwrite by utilities specific studies

## 6.2. Weather Sensitive
Weather Sensitive Allocation | [5 empty] | Input Cell/Drop Down Selection
Non-Weather |  | Residential | General Service < 50 kW | Unmetered Scattered Load | General Service > 50 kW - 4999 kW - Excluding Wholesale Market Participant | General Service > 50 kW - 4999 kW - Wholesale Market Participant | Streetlighting | Total
2023 | 151527214.3102 | 109066220.8003 | 19436897.0858 | 225831.0427 | 19154802.6111 | 2832471.8965 | 810990.8738 | 151527214.3102
2024 | 155033352.6395 | 111873984.8906 | 19762515.6944 | 242514.2075 | 19490127.7573 | 2843110.6022 | 821099.4875 | 155033352.6395
Weather Corrected |  | Residential | General Service < 50 kW | Unmetered Scattered Load | General Service > 50 kW - 4999 kW - Excluding Wholesale Market Participant | General Service > 50 kW - 4999 kW - Wholesale Market Participant | Streetlighting | Total
2023 | 147935644.3523 | 106437447.2339 | 18968418.3864 | 225831.0427 | 18724164.5247 | 2768792.2908 | 810990.8738 | 147935644.3523
2024 | 151327656.9652 | 109154918.9289 | 19282193.2692 | 242514.2075 | 19048275.4134 | 2778655.6587 | 821099.4875 | 151327656.9652
%Weather Sensitive |  | 93.7% | 93.7% | 0% | 87.4% | 87.4% | 0% | Total
2023 | -3591569.9579 | 102195048.8899 | 18212372.5694 | 0 | 16741297.4821 | 2475580.4375 | 0 | 139624299.379
2024 | -3705695.6743 | 104825923.8424 | 18517477.2057 | 0 | 17034371.6599 | 2484878.6663 | 0 | 142862651.3743
Allocation of Weather Sensitive Data |  | Residential | General Service < 50 kW | Unmetered Scattered Load | General Service > 50 kW - 4999 kW - Excluding Wholesale Market Participant | General Service > 50 kW - 4999 kW - Wholesale Market Participant | Streetlighting | Total
2023 |  | -2628773.5664 | -468478.6994 | 0 | -430638.0864 | -63679.6057 | 0 | -3591569.9579
2024 |  | -2719065.9616 | -480322.4252 | 0 | -441852.344 | -64454.9435 | 0 | -3705695.6743
Residential |  |  |  |  | GEOMEAN AVERAGE YEARS | 9 |  |  | General Service > 50 kW - 4999 kW - Excluding Wholesale Market Participant |  |  |  |  | GEOMEAN AVERAGE YEARS | 9
Year | Metered kWh | CDM Adjustment | Total Adjusted Consumed kWh | Average Customer | Average kWh/Customer | % of Change |  |  | Year | Metered kWh | CDM Adjustment | Total Adjusted Consumed kWh | Average Customer | Average kWh/Customer | % of Change
2013 | 86276533 |  | 86276533 | 11857 | 7276.4218 |  |  |  | 2013 | 17691775 |  | 17691775 | 35 | 505479.2857
2014 | 87611190 |  | 87611190 | 12046.6667 | 7272.65 | 99.95% |  |  | 2014 | 17311423 |  | 17311423 | 35.75 | 484235.6084 | 95.8%
2015 | 88019894 |  | 88019894 | 12254.4167 | 7182.7078 | 98.76% |  |  | 2015 | 17836300 |  | 17836300 | 37 | 482062.1622 | 99.55%
2016 | 89543529 |  | 89543529 | 12411.3333 | 7214.6583 | 100.4% |  |  | 2016 | 17027791 |  | 17027791 | 35 | 486508.3143 | 100.9%
2017 | 87839401 |  | 87839401 | 12608.9167 | 6966.4511 | 96.56% |  |  | 2017 | 16474910 |  | 16474910 | 34 | 484556.1765 | 99.6%
2018 | 95897147 |  | 95897147 | 12852.5 | 7461.3614 | 107.1% |  |  | 2018 | 17070974 |  | 17070974 | 33.1667 | 514702.7337 | 106.2%
2019 | 95046949 |  | 95046949 | 13010.1667 | 7305.5904 | 97.91% |  |  | 2019 | 17411107 |  | 17411107 | 34.25 | 508353.4891 | 98.77%
2020 | 102567918 |  | 102567918 | 13300.25 | 7711.7286 | 105.6% |  |  | 2020 | 16401961 |  | 16401961 | 33.1667 | 494531.4874 | 97.28%
2021 | 104845989 |  | 104845989 | 13509.1667 | 7761.0997 | 100.6% |  |  | 2021 | 17067244 |  | 17067244 | 33.5 | 509469.9701 | 103%
2022 | 105212685 |  | 105212685 | 13783.25 | 7633.3728 | 98.35% |  |  | 2022 | 18037476 |  | 18037476 | 34.5 | 522825.3913 | 102.6%
2023 |  |  |  |  | 7674.0995 | 100.5% |  |  | 2023 |  |  |  |  | 524789.1126 | 100.4%
2024 |  |  |  |  | 7715.0436 |  |  |  | 2024 |  |  |  |  | 526760.2097
General Service < 50 kW |  |  |  |  | GEOMEAN AVERAGE YEARS | 9 |  |  | General Service > 50 kW - 4999 kW - Wholesale Market Participant |  |  |  |  | GEOMEAN AVERAGE YEARS | 9
Year | Metered kWh | CDM Adjustment | Total Adjusted Consumed kWh | Average Customer | Average kWh/Customer | % of Change |  |  | Year | Metered kWh | CDM Adjustment | Total Adjusted Consumed kWh | Average Customer | Average kWh/Customer | % of Change
2013 | 16432349 |  | 16432349 | 784 | 20959.6288 |  |  |  | 2013 | 3594883 |  | 3594883 | 1 | 3594883
2014 | 16552641 |  | 16552641 | 780.75 | 21200.9491 | 101.2% |  |  | 2014 | 3453199 |  | 3453199 | 1 | 3453199 | 96.06%
2015 | 16816720 |  | 16816720 | 784.5 | 21436.2269 | 101.1% |  |  | 2015 | 3423047 |  | 3423047 | 1 | 3423047 | 99.13%
2016 | 17017150 |  | 17017150 | 793.9167 | 21434.4285 | 99.99% |  |  | 2016 | 3180756 |  | 3180756 | 1 | 3180756 | 92.92%
2017 | 17003638 |  | 17003638 | 812.0833 | 20938.292 | 97.69% |  |  | 2017 | 2803203 |  | 2803203 | 1 | 2803203 | 88.13%
2018 | 17666223 |  | 17666223 | 820.4167 | 21533.2327 | 102.8% |  |  | 2018 | 2678677 |  | 2678677 | 1 | 2678677 | 95.56%
2019 | 17600016 |  | 17600016 | 825.8333 | 21311.8256 | 98.97% |  |  | 2019 | 2668244 |  | 2668244 | 1 | 2668244 | 99.61%
2020 | 16820699 |  | 16820699 | 832.3333 | 20209.0897 | 94.83% |  |  | 2020 | 2734870 |  | 2734870 | 1 | 2734870 | 102.5%
2021 | 17504591 |  | 17504591 | 827.6667 | 21149.3246 | 104.7% |  |  | 2021 | 2738839 |  | 2738839 | 1 | 2738839 | 100.1%
2022 | 18818565 |  | 18818565 | 837.3333 | 22474.4009 | 106.3% |  |  | 2022 | 2821873 |  | 2821873 | 1 | 2821873 | 103%
2023 |  |  |  |  | 22649.3266 | 100.8% |  |  | 2023 |  |  |  |  | 2832471.8965 | 100.4%
2024 |  |  |  |  | 22825.6138 |  |  |  | 2024 |  |  |  |  | 2843110.6022
Unmetered Scattered Load |  |  |  |  | GEOMEAN AVERAGE YEARS | 5 |  |  | Streetlighting |  |  |  |  | GEOMEAN AVERAGE YEARS | 5
Year | Metered kWh | CDM Adjustment | Total Adjusted Consumed kWh | Average Customer | Average kWh/Customer | % of Change |  |  | Year | Metered kWh | CDM Adjustment | Total Adjusted Consumed kWh | Average Customer | Average kWh/Customer | % of Change
2013 | 264550 | 0 | 264550 | 42.5 | 6224.7059 |  |  |  | 2013 | 1796176 | 0 | 1796176 | 2693.5 | 666.8558
2014 | 250496 | 0 | 250496 | 40.6667 | 6159.7377 | 98.96% |  |  | 2014 | 1834665 | 0 | 1834665 | 2757.5 | 665.3364 | 99.77%
2015 | 258733 | 0 | 258733 | 40.6667 | 6362.2869 | 103.3% |  |  | 2015 | 1811343.39 | 0 | 1811343.39 | 2805.9167 | 645.5443 | 97.03%
2016 | 183648 | 0 | 183648 | 35.5 | 5173.1831 | 81.31% |  |  | 2016 | 932624.1 | 0 | 932624.1 | 2951.8333 | 315.9474 | 48.94%
2017 | 148714 | 0 | 148714 | 32.5 | 4575.8154 | 88.45% |  |  | 2017 | 758718 | 0 | 758718 | 3025.3333 | 250.7882 | 79.38%
2018 | 153906 | 0 | 153906 | 34.6667 | 4439.5962 | 97.02% |  |  | 2018 | 761759 | 0 | 761759 | 3035.003 | 250.9912 | 100.1%
2019 | 154158 | 0 | 154158 | 35.3333 | 4362.9623 | 98.27% |  |  | 2019 | 773932 | 0 | 773932 | 3062.0012 | 252.7537 | 100.7%
2020 | 153122 | 0 | 153122 | 35 | 4374.9143 | 100.3% |  |  | 2020 | 803024 | 0 | 803024 | 3111 | 258.1241 | 102.1%
2021 | 155365 | 0 | 155365 | 35.5 | 4376.4789 | 100% |  |  | 2021 | 791018 | 0 | 791018 | 3153 | 250.8779 | 97.19%
2022 | 184559 | 0 | 184559 | 41 | 4501.439 | 102.9% |  |  | 2022 | 802430 | 0 | 802430 | 3173.4167 | 252.86 | 100.8%
2023 |  |  |  |  | 4486.7095 | 99.67% |  |  | 2023 |  |  |  |  | 253.2764 | 100.2%
2024 |  |  |  |  | 4472.0281 |  |  |  | 2024 |  |  |  |  | 253.6934
GEOMEAN YEARS
1
2
3
4
5
6
7
8
9
Instructions:
1. Please make sure all customers are included
2. Please update the % of Weather Sensitivity as per the Hydro One study
3. If required, adjust for CDM per customer class on consumption
Note on H18: Entered from Hydro One Run 1
Note on I18: Entered from Hydro One Run 1

## 7. Billed kWh
Weather Normalized - Billed kWh's
Drop Down Selection
Does Your Utility need to Adjust for Load Correct Growth? |  |  |  |  | No
Residential | [6 empty] | General Service < 50 kW | [6 empty] | Unmetered Scattered Load | [6 empty] | N/A | [6 empty] | N/A
Year | Residential Metered kWh | Wholesale Purchases | Weather Normalized Purchases | Ratio% * | Weather Normalized Consumption | Per customer | Year | General Service < 50 kW Metered kWh | Wholesale Purchases | Weather Normalized Purchases | Ratio% * | Weather Normalized Consumption | Per customer | Year | Unmetered Scattered Load Metered kWh | Wholesale Purchases | Weather Normalized Purchases | Ratio% * | Weather Normalized Consumption | Per customer | Year | N/A Metered kWh | Wholesale Purchases | Normalized Purchases | Ratio% * | Normalized Consumption | Per customer | Year | N/A Metered kWh | Wholesale Purchases | Normalized Purchases | Ratio% * | Normalized Consumption | Per customer
2013 | 86276533 | 136652392.51 | 136638837.1014 | 63.14% | 86267974.6891 | 7275.7 | 2013 | 16432349 | 136652392.51 | 136638837.1014 | 12.02% | 16430718.9722 | 20957.5497 | 2013 | 264550 | 136652392.51 | 136638837.1014 | 0.1936% | 264523.7576 | 6224.0884 | 2013 | 0 | 136652392.51 | 136638837.1014 | 0% | 0 | FALSE | 2013 | 0 | 136652392.51 | 136638837.1014 | 0% | 0 | FALSE
2014 | 87611190 | 137567233.45 | 138847385.75 | 63.69% | 88426468.9263 | 7340.3267 | 2014 | 16552641 | 137567233.45 | 138847385.75 | 12.03% | 16706674.0565 | 21398.2377 | 2014 | 250496 | 137567233.45 | 138847385.75 | 0.1821% | 252827.0277 | 6217.0581 | 2014 | 0 | 137567233.45 | 138847385.75 | 0% | 0 | FALSE | 2014 | 0 | 137567233.45 | 138847385.75 | 0% | 0 | FALSE
2015 | 88019894 | 137993374.6 | 137759492.4965 | 63.79% | 87870710.9105 | 7170.534 | 2015 | 16816720 | 137993374.6 | 137759492.4965 | 12.19% | 16788217.6907 | 21399.8951 | 2015 | 258733 | 137993374.6 | 137759492.4965 | 0.1875% | 258294.4788 | 6351.5036 | 2015 | 0 | 137993374.6 | 137759492.4965 | 0% | 0 | FALSE | 2015 | 0 | 137993374.6 | 137759492.4965 | 0% | 0 | FALSE
2016 | 89543529 | 137727428.07 | 137131414.9408 | 65.02% | 89156030.8839 | 7183.437 | 2016 | 17017150 | 137727428.07 | 137131414.9408 | 12.36% | 16943508.5695 | 21341.6713 | 2016 | 183648 | 137727428.07 | 137131414.9408 | 0.1333% | 182853.2664 | 5150.7962 | 2016 | 0 | 137727428.07 | 137131414.9408 | 0% | 0 | FALSE | 2016 | 0 | 137727428.07 | 137131414.9408 | 0% | 0 | FALSE
2017 | 87839401 | 134234594 | 136986366.9144 | 65.44% | 89640084.9912 | 7109.2614 | 2017 | 17003638 | 134234594 | 136986366.9144 | 12.67% | 17352207.9856 | 21367.5214 | 2017 | 148714 | 134234594 | 136986366.9144 | 0.1108% | 151762.5968 | 4669.6184 | 2017 | 0 | 134234594 | 136986366.9144 | 0% | 0 | FALSE | 2017 | 0 | 134234594 | 136986366.9144 | 0% | 0 | FALSE
2018 | 95897147 | 144593587.54 | 140544492.4087 | 66.32% | 93211712.0673 | 7252.4188 | 2018 | 17666223 | 144593587.54 | 140544492.4087 | 12.22% | 17171510.7603 | 20930.2315 | 2018 | 153906 | 144593587.54 | 140544492.4087 | 0.1064% | 149596.1267 | 4315.2729 | 2018 | 0 | 144593587.54 | 140544492.4087 | 0% | 0 | FALSE | 2018 | 0 | 144593587.54 | 140544492.4087 | 0% | 0 | FALSE
2019 | 95046949 | 144125560.61 | 145329634.8822 | 65.95% | 95841003.7496 | 7366.6238 | 2019 | 17600016 | 144125560.61 | 145329634.8822 | 12.21% | 17747052.5587 | 21489.8719 | 2019 | 154158 | 144125560.61 | 145329634.8822 | 0.107% | 155445.8887 | 4399.4119 | 2019 | 0 | 144125560.61 | 145329634.8822 | 0% | 0 | FALSE | 2019 | 0 | 144125560.61 | 145329634.8822 | 0% | 0 | FALSE
2020 | 102567918 | 150603831.59 | 151709224.2061 | 68.1% | 103320739.6116 | 7768.3306 | 2020 | 16820699 | 150603831.59 | 151709224.2061 | 11.17% | 16944158.5181 | 20357.4191 | 2020 | 153122 | 150603831.59 | 151709224.2061 | 0.1017% | 154245.8753 | 4407.025 | 2020 | 0 | 150603831.59 | 151709224.2061 | 0% | 0 | FALSE | 2020 | 0 | 150603831.59 | 151709224.2061 | 0% | 0 | FALSE
2021 | 104845989 | 154199190.51 | 155206961.4964 | 67.99% | 105531211.4412 | 7811.8224 | 2021 | 17504591 | 154199190.51 | 155206961.4964 | 11.35% | 17618992.5016 | 21287.5463 | 2021 | 155365 | 154199190.51 | 155206961.4964 | 0.1008% | 156380.3902 | 4405.0814 | 2021 | 0 | 154199190.51 | 155206961.4964 | 0% | 0 | FALSE | 2021 | 0 | 154199190.51 | 155206961.4964 | 0% | 0 | FALSE
2022 | 105212685 | 157082097.17 | 157201772.5104 | 66.98% | 105292842.8545 | 7639.1884 | 2022 | 18818565 | 157082097.17 | 157201772.5104 | 11.98% | 18832902.2046 | 22491.5233 | 2022 | 184559 | 157082097.17 | 157201772.5104 | 0.1175% | 184699.609 | 4504.8685 | 2022 | 0 | 157082097.17 | 157201772.5104 | 0% | 0 | FALSE | 2022 | 0 | 157082097.17 | 157201772.5104 | 0% | 0 | FALSE
2023 |  |  | 159742366.8649 |  | 106437447.2339 | 7489.1342 | 2023 |  |  | 159742366.8649 |  | 18968418.3864 | 22103.4201 | 2023 |  |  | 159742366.8649 |  | 225831.0427 | 4486.7095 | 2023 |  | 0 | 159742366.8649 | 0% | 0 | FALSE | 2023 |  | 0 | 159742366.8649 | 0% | 0 | FALSE
2024 |  |  | 163405095.5168 |  | 109154918.9289 | 7527.5316 | 2024 |  |  | 163405095.5168 |  | 19282193.2692 | 22270.8436 | 2024 |  |  | 163405095.5168 |  | 242514.2075 | 4472.0281 | 2024 |  | 0 | 163405095.5168 | 0% | 0 | FALSE | 2024 |  | 0 | 163405095.5168 | 0% | 0 | FALSE
* the model uses metered per class to determine the wholesale per class | [6 empty] | * the model uses metered per class to determine the wholesale per class | [6 empty] | * the model uses metered per class to determine the wholesale per class | [6 empty] | * the model uses metered per class to determine the wholesale per class | [6 empty] | * the model uses metered per class to determine the wholesale per class
Load corrected for Utility Growth based on utility input | [6 empty] | Load corrected for Utility Growth based on utility input | [6 empty] | Load corrected for Utility Growth based on utility input | [6 empty] | Load corrected for Utility Growth based on utility input | [6 empty] | Load corrected for Utility Growth based on utility input
Residential | [6 empty] | General Service < 50 kW | [6 empty] | Unmetered Scattered Load | [6 empty] | N/A | [6 empty] | N/A
Year | New Customer | Per Customer Weather Normalized (based on 2014 cust count) |  | Added Load |  | Total | Year | New Customer | Per Customer Weather Normalized (based on 2014 cust count) |  | Added Load |  | Total | Year | New Customer | Per Customer Weather Normalized (based on 2014 cust count) |  | Added Load |  | Total | Year | New Customer | Per Customer Weather Normalized (based on 2014 cust count) |  | Added Load |  | Total | Year | New Customer | Per Customer Weather Normalized (based on 2014 cust count) |  | Added Load |  | Total
2023 | 429 | 7489.1342 |  | 0 |  | 106437447.2339 | 2023 | 20.8333 | 22103.4201 |  | 0 |  | 18968418.3864 | 2023 | 9.3333 | 4486.7095 |  | 0 |  | 225831.0427 | 2023 | 0 | 0 |  | 0 |  | 0 | 2023 | 0 | 0 |  | 0 |  | 0
2024 | 717.5087 | 7527.5316 |  | 0 |  | 109154918.9289 | 2024 | 28.471 | 22270.8436 |  | 0 |  | 19282193.2692 | 2024 | 13.2291 | 4472.0281 |  | 0 |  | 242514.2075 | 2024 | 0 | 0 |  | 0 |  | 0 | 2024 | 0 | 0 |  | 0 |  | 0
Load Growth Corrected
Yes
No
Metered kWh
Instructions:
1. Please Select Only the billed kWh Customer Classes from the Drop Down List ( Include GS>50 kW customers)
2. Select if you need to manually adjust for Load Growth or not - i.e. if this was not captured through the regression analysis (this can be verified by a quick calculation, comparing weather normal kwh purchases/forecasted customer totals for the forecast year)-

## 7.1. Billed kW
Weather Normalized - Billed kW's | [13 empty] | Input Cell/Drop Down Selection
General Service > 50 kW - 4999 kW - Excluding Wholesale Market Participant | [8 empty] | General Service > 50 kW - 4999 kW - Wholesale Market Participant | [8 empty] | Streetlighting | [8 empty] | N/A | [8 empty] | N/A
Year | kWh | Adjusted kWh | kWh | kW | Customer/ Connection | kWh per connection | KW per connection | KW/kWh Ratio | Year | kWh | Adjusted kWh | kWh | kW | Customer/ Connection | kWh per connection | KW per connection | KW/kWh Ratio | Year | kWh | Adjusted kWh | kWh | kW | Customer/ Connection | kWh per connection | KW per connection | KW/kWh Ratio | Year | kWh | Adjusted kWh | kWh | kW | Customer/ Connection | kWh per connection | KW per connection | KW/kWh Ratio | Year | kWh | Adjusted kWh | kWh | kW | Customer/ Connection | kWh per connection | KW per connection | KW/kWh Ratio
2013 | 17691775 |  | 17691775 | 46868 | 35 | 505479.2857 | 1339.0857 | 0.0026491 | 2013 | 3594883 |  | 3594883 | 6556 | 1 | 3594883 | 6556 | 0.0018237 | 2013 | 1796176 |  | 1796176 | 5310 | 2693.5 | 666.8558 | 1.9714 | 0.0029563 | 2013 | 0 |  | 0 | 0 | 0 | 0 | 0 | 0 | 2013 | 0 |  | 0 | 0 | 0 | 0 | 0 | 0
2014 | 17311423 |  | 17311423 | 45990 | 35.75 | 484235.6084 | 1286.4336 | 0.0026566 | 2014 | 3453199 |  | 3453199 | 6080 | 1 | 3453199 | 6080 | 0.0017607 | 2014 | 1834665 |  | 1834665 | 5425 | 2757.5 | 665.3364 | 1.9674 | 0.0029569 | 2014 | 0 |  | 0 | 0 | 0 | 0 | 0 | 0 | 2014 | 0 |  | 0 | 0 | 0 | 0 | 0 | 0
2015 | 17836300 |  | 17836300 | 46298.8 | 37 | 482062.1622 | 1251.3189 | 0.0025958 | 2015 | 3423047 |  | 3423047 | 6214.53 | 1 | 3423047 | 6214.53 | 0.0018155 | 2015 | 1811343.39 |  | 1811343.39 | 5476.17 | 2805.9167 | 645.5443 | 1.9517 | 0.0030233 | 2015 | 0 |  | 0 | 0 | 0 | 0 | 0 | 0 | 2015 | 0 |  | 0 | 0 | 0 | 0 | 0 | 0
2016 | 17027791 |  | 17027791 | 45180.1 | 35 | 486508.3143 | 1290.86 | 0.0026533 | 2016 | 3180756 |  | 3180756 | 5922.69 | 1 | 3180756 | 5922.69 | 0.001862 | 2016 | 932624.1 |  | 932624.1 | 2932.5 | 2951.8333 | 315.9474 | 0.99345 | 0.0031444 | 2016 | 0 |  | 0 | 0 | 0 | 0 | 0 | 0 | 2016 | 0 |  | 0 | 0 | 0 | 0 | 0 | 0
2017 | 16474910 |  | 16474910 | 43086.4 | 34 | 484556.1765 | 1267.2471 | 0.0026153 | 2017 | 2803203 |  | 2803203 | 5557.3 | 1 | 2803203 | 5557.3 | 0.0019825 | 2017 | 758718 |  | 758718 | 2242 | 3025.3333 | 250.7882 | 0.74108 | 0.002955 | 2017 | 0 |  | 0 | 0 | 0 | 0 | 0 | 0 | 2017 | 0 |  | 0 | 0 | 0 | 0 | 0 | 0
2018 | 17070974 |  | 17070974 | 45853.1 | 33.1667 | 514702.7337 | 1382.5055 | 0.002686 | 2018 | 2678677 |  | 2678677 | 5394.5 | 1 | 2678677 | 5394.5 | 0.0020139 | 2018 | 761759 |  | 761759 | 2247.6 | 3035.003 | 250.9912 | 0.74056 | 0.0029505 | 2018 | 0 |  | 0 | 0 | 0 | 0 | 0 | 0 | 2018 | 0 |  | 0 | 0 | 0 | 0 | 0 | 0
2019 | 17411107 |  | 17411107 | 43653.9 | 34.25 | 508353.4891 | 1274.5664 | 0.0025072 | 2019 | 2668244 |  | 2668244 | 5191.76 | 1 | 2668244 | 5191.76 | 0.0019458 | 2019 | 773932 |  | 773932 | 2286.8 | 3062.0012 | 252.7537 | 0.74683 | 0.0029548 | 2019 | 0 |  | 0 | 0 | 0 | 0 | 0 | 0 | 2019 | 0 |  | 0 | 0 | 0 | 0 | 0 | 0
2020 | 16401961 |  | 16401961 | 42050.9 | 33.1667 | 494531.4874 | 1267.8663 | 0.0025638 | 2020 | 2734870 |  | 2734870 | 5526.1 | 1 | 2734870 | 5526.1 | 0.0020206 | 2020 | 803024 |  | 803024 | 2328 | 3111 | 258.1241 | 0.74831 | 0.002899 | 2020 | 0 |  | 0 | 0 | 0 | 0 | 0 | 0 | 2020 | 0 |  | 0 | 0 | 0 | 0 | 0 | 0
2021 | 17067244 |  | 17067244 | 43572.3 | 33.5 | 509469.9701 | 1300.6657 | 0.002553 | 2021 | 2738839 |  | 2738839 | 5291.6 | 1 | 2738839 | 5291.6 | 0.0019321 | 2021 | 791018 |  | 791018 | 2337.6 | 3153 | 250.8779 | 0.74139 | 0.0029552 | 2021 | 0 |  | 0 | 0 | 0 | 0 | 0 | 0 | 2021 | 0 |  | 0 | 0 | 0 | 0 | 0 | 0
2022 | 18037476 |  | 18037476 | 45020.9 | 34.5 | 522825.3913 | 1304.9536 | 0.002496 | 2022 | 2821873 |  | 2821873 | 5657.5 | 1 | 2821873 | 5657.5 | 0.0020049 | 2022 | 802430 |  | 802430 | 2371.2 | 3173.4167 | 252.86 | 0.74721 | 0.002955 | 2022 | 0 |  | 0 | 0 | 0 | 0 | 0 | 0 | 2022 | 0 |  | 0 | 0 | 0 | 0 | 0 | 0
2023 | 18724164.5247 |  | 18724164.5247 | 46734.8502 | 36.5 | 512990.8089 | 1280.4069 |  | 2023 | 2768792.2908 |  | 2768792.2908 | 5551.0799 | 1 | 2768792.2908 | 5551.0799 |  | 2023 | 810990.8738 |  | 810990.8738 | 2396.4976 | 3202 | 253.2764 | 0.74844 |  | 2023 | 0 |  | 0 | 0 | 0 | 0 | 0 |  | 2023 | 0 |  | 0 | 0 | 0 | 0 | 0
2024 | 19048275.4134 |  | 19048275.4134 | 47543.8195 | 37 | 514818.2544 | 1284.9681 |  | 2024 | 2778655.6587 |  | 2778655.6587 | 5570.8547 | 1 | 2778655.6587 | 5570.8547 |  | 2024 | 821099.4875 |  | 821099.4875 | 2426.3688 | 3236.5816 | 253.6934 | 0.74967 |  | 2024 | 0 |  | 0 | 0 | 0 | 0 | 0 |  | 2024 | 0 |  | 0 | 0 | 0 | 0 | 0
Avg - Years = |  |  | 1 |  |  | 522825.3913 | 1304.9536 | 0.002496 | Avg - Years = |  |  | 1 |  |  | 2821873 | 5657.5 | 0.0020049 | Avg - Years = | (5 years) |  | 1 |  |  | 252.86 | 0.74721 | 0.002955 | Avg - Years = | (5 years) |  | 5 |  |  | 0 | 0 | 0 | Avg - Years = | (5 years) |  | 5 |  |  | 0 | 0 | 0
* the model uses metered per class to determine the wholesale per class | [8 empty] | * the model uses metered per class to determine the wholesale per class | [8 empty] | * the model uses metered per class to determine the wholesale per class | [8 empty] | * the model uses metered per class to determine the wholesale per class | [8 empty] | * the model uses metered per class to determine the wholesale per class
Load corrected for Utility Growth based on utility input | [8 empty] | Load corrected for Utility Growth based on utility input | [8 empty] | Load corrected for Utility Growth based on utility input | [8 empty] | Load corrected for Utility Growth based on utility input | [8 empty] | Load corrected for Utility Growth based on utility input
General Service > 50 kW - 4999 kW - Excluding Wholesale Market Participant | [8 empty] | General Service > 50 kW - 4999 kW - Wholesale Market Participant | [8 empty] | Streetlighting | [8 empty] | N/A | [8 empty] | N/A
Year |  |  | New Customer | Average kWh | Average kW | Growth Corrected? | Total kWh | Total kW | Year |  |  | New Customer | Average kWh | Average kW | Growth Corrected? | Total kWh | Total kW | Year |  |  | New Customer | Average kWh | Average kW | Growth Corrected? | Total kWh | Total kW | Year |  |  | New Customer | Average kWh | Average kW | Growth Corrected? | Total kWh | Total kW | Year |  |  | New Customer | Average kWh | Average kW | Growth Corrected? | Total kWh | Total kW
2023 |  |  | 2 | 522825.3913 | 1304.9536 | No | 18724164.5247 | 46734.8502 | 2023 |  |  | 0 | 2821873 | 5657.5 | No | 2768792.2908 | 5551.0799 | 2023 |  |  | 28.5833 | 252.86 | 0.74721 | No | 810990.8738 | 2396.4976 | 2023 |  |  | 0 | 0 | 0 | No | 0 | 0 | 2023 |  |  | 0 | 0 | 0 | No | 0 | 0
2024 |  |  | 2.5 | 522825.3913 | 1304.9536 |  | 19048275.4134 | 47543.8195 | 2024 |  |  | 0 | 2821873 | 5657.5 |  | 2778655.6587 | 5570.8547 | 2024 |  |  | 63.1649 | 252.86 | 0.74721 |  | 821099.4875 | 2426.3688 | 2024 |  |  | 0 | 0 | 0 |  | 0 | 0 | 2024 |  |  | 0 | 0 | 0 |  | 0 | 0
Note: This worksheet uses average actual usage for customer load, and not weather normalized used in worksheet 7. Weather Sensitive Class
Summary of Years (Average) | [5 empty] | Wholesale Purchases | Weather Normalized
1 |  |  |  | 2013 |  | 136804831.51 | 136638837.1014
2 |  |  |  | 2014 |  | 137567233.45 | 138847385.75
3 |  |  |  | 2015 |  | 137993374.6 | 137759492.4965
4 |  |  |  | 2016 |  | 137727428.07 | 137131414.9408
5 |  |  |  | 2017 |  | 134234594 | 136986366.9144
6 |  |  |  | 2018 |  | 144593587.54 | 140544492.4087
7 |  |  |  | 2019 |  | 144125560.61 | 145329634.8822
8 |  |  |  | 2020 |  | 150603831.59 | 151709224.2061 | Growth Corrected
9 |  |  |  | 2021 |  | 154199190.51 | 28281435.9461 | Yes
10 |  |  |  | 2022 |  | 157082097.17 | 157201772.5104 | No
Instructions:
1. Please Select All Customers billed Distribution Volumetric Rates by kW
2. Please update the Average Years that is used to calculate an average kW/kWh ratio and forecast kW's
3. If required, A Distributor may manually adjust kWh's - i.e. Wholesale Market Participant might not have been reflected through Regression for Large Customers ( Distributor must support decision)
4. Select if you need to manually adjust for Load Growth or not - i.e. if this was not captured through the regression analysis (Distributor must support decision)

## 8.1. Loblaws KW Regression (hidden)
Regression Analysis - Wholesale Metered Customer
Input Cell
Variables Used
|  | Wholesale Metered kWh | Adj Billing | CDM Adj. | Revised Wholesale Purchases | HDD | CDD | Days in Month | Spring Fall Flag | Blank | Blank |  | Normalized Data | Yearly Total | SUMMARY OUTPUT
|  | Without Losses | FORECAST METHODOLOGY |  |  | Average | Average | Average | Average | Utility Adjusted Customer Growth % |  | FORECAST METHODOLOGY
1 | 2013-January |  |  |  | 0 | 638.9 | 0 | 31 | 0 | 0 | 0 |  |  |  | Regression Statistics
2 | 2013-February |  |  |  | 0 | 647.8 | 0 | 28 | 0 | 0 | 0 |  |  |  | Multiple R | 0.92575
3 | 2013-March |  |  |  | 0 | 582.2 | 0 | 31 | 1 | 0 | 0 |  |  |  | R Square | 0.85701
4 | 2013-April |  |  |  | 0 | 368.7 | 0 | 30 | 1 | 0 | 0 |  |  |  | Adjusted R Square | 0.85181
5 | 2013-May |  |  |  | 0 | 163.7 | 15.7 | 31 | 1 | 0 | 0 |  |  |  | Standard Error | 12504.8856
6 | 2013-June | 411215.21 |  |  | 411215.21 | 73.3 | 41 | 30 | 0 | 0 | 0 |  | 362726.7574 |  | Observations | 115
7 | 2013-July | 421621.82 |  |  | 421621.82 | 6.3 | 96.7 | 31 | 0 | 0 | 0 |  | 399352.9234
8 | 2013-August | 407495.31 |  |  | 407495.31 | 13.8 | 63.9 | 31 | 0 | 0 | 0 |  | 386420.9692 |  | ANOVA
9 | 2013-September | 363628.9 |  |  | 363628.9 | 103.5 | 24.1 | 30 | 1 | 0 | 0 |  | 343749.4182 |  |  | df | SS | MS | F | Significance F
10 | 2013-October | 338398.35 |  |  | 338398.35 | 189.8 | 0.1 | 31 | 1 | 0 | 0 |  | 342413.0298 |  | Regression | 4 | 103093198641.2062 | 25773299660.3016 | 164.8203 | 1.6764e-45
11 | 2013-November | 322377.48 |  |  | 322377.48 | 476.7 | 0 | 30 | 1 | 0 | 0 |  | 316446.4996 |  | Residual | 110 | 17200937985.93 | 156372163.5085
12 | 2013-December | 333422.75 |  |  | 333422.75 | 717.5 | 0 | 31 | 0 | 0 | 0 |  | 327866.1946 | 2478975.7922 | Total | 114 | 120294136627.1362
13 | 2014-January | 335213.5 |  |  | 335213.5 | 826.1 | 0 | 31 | 0 | 0 | 0 |  | 322608.5006
14 | 2014-February | 301289.78 |  |  | 301289.78 | 740.1 | 0 | 28 | 0 | 0 | 0 |  | 290656.8239 |  |  | Coefficients | Standard Error | t Stat | P-value | Lower 95% | Upper 95% | Lower 95.0% | Upper 95.0%
15 | 2014-March | 335533.61 |  |  | 335533.61 | 730 | 0 | 31 | 1 | 0 | 0 |  | 316221.7977 |  | Intercept | -10587.8894 | 45665.4131 | -0.23186 | 0.81708 | -101086.0197 | 79910.2409 | -101086.0197 | 79910.2409
16 | 2014-April | 326765.43 |  |  | 326765.43 | 389.7 | 0 | 30 | 1 | 0 | 0 |  | 320658.4644 |  | HDD | -48.4134 | 7.4537 | -6.4952 | 2.4835e-09 | -63.185 | -33.6418 | -63.185 | -33.6418
17 | 2014-May | 361032.47 |  |  | 361032.47 | 174.6 | 4.1 | 31 | 1 | 0 | 0 |  | 344681.7004 |  | CDD | 383.1968 | 56.8606 | 6.7392 | 7.6314e-10 | 270.5123 | 495.8812 | 270.5123 | 495.8812
18 | 2014-June | 367674.32 |  |  | 367674.32 | 57.2 | 41.5 | 30 | 0 | 0 | 0 |  | 363697.8113 |  | Days in Month | 12038.4094 | 1509.539 | 7.9749 | 1.5608e-12 | 9046.8574 | 15029.9613 | 9046.8574 | 15029.9613
19 | 2014-July | 427913.41 |  |  | 427913.41 | 29.7 | 50.3 | 31 | 0 | 0 | 0 |  | 380439.7203 |  | Spring Fall Flag | -11039.2295 | 3075.8949 | -3.5889 | 0.00049728 | -17134.9313 | -4943.5278 | -17134.9313 | -4943.5278
20 | 2014-August | 398924.3 |  |  | 398924.3 | 24.1 | 45.9 | 31 | 0 | 0 | 0 |  | 379024.7696
21 | 2014-September | 358425.98 |  |  | 358425.98 | 86.3 | 21.4 | 30 | 1 | 0 | 0 |  | 343547.4972
22 | 2014-October | 342184.75 |  |  | 342184.75 | 238.8 | 1.2 | 31 | 1 | 0 | 0 |  | 340462.2902
23 | 2014-November | 332941.05 |  |  | 332941.05 | 460.7 | 0 | 30 | 1 | 0 | 0 |  | 317221.1138 |  | RESIDUAL OUTPUT
24 | 2014-December | 345364.95 |  |  | 345364.95 | 537.7 | 0 | 31 | 0 | 0 | 0 |  | 336570.9218 | 4055791.4114
25 | 2015-January | 337237.76 |  |  | 337237.76 | 854.9 | 0 | 31 | 0 | 0 | 0 |  | 321214.195 |  | kWh Predicted Vs. Actual
26 | 2015-February | 302258.61 |  |  | 302258.61 | 860.7 | 0 | 28 | 0 | 0 | 0 |  | 284818.1693 |  | Year | kWh Purchased | year over year | Adjusted | year over year | Purch. VS Adj.
27 | 2015-March | 332559.85 |  |  | 332559.85 | 646.7 | 0 | 31 | 1 | 0 | 0 |  | 320254.633 |  | 2013 | 2598159.82 |  | 2478975.7922 |  | -4.587%
28 | 2015-April | 323203.26 |  |  | 323203.26 | 366.8 | 0 | 30 | 1 | 0 | 0 |  | 321767.131 |  | 2014 | 4233263.55 | 62.93% | 4055791.4114 | 63.61% | -4.192%
29 | 2015-May | 357832.93 |  |  | 357832.93 | 156 | 19.8 | 31 | 1 | 0 | 0 |  | 351598.3786 |  | 2015 | 4141943.81 | -2.157% | 4098697.977 | 1.058% | -1.044%
30 | 2015-June | 372632.13 |  |  | 372632.13 | 69.8 | 6 | 30 | 0 | 0 | 0 |  | 349484.3175 |  | 2016 | 4099392.62 | -1.027% | 4177827.3173 | 1.931% | 1.913%
31 | 2015-July | 386222.04 |  |  | 386222.04 | 17.4 | 76.3 | 31 | 0 | 0 | 0 |  | 390998.3208 |  | 2017 | 4140210.33 | 0.9957% | 4103977.1311 | -1.768% | -0.8752%
32 | 2015-August | 379514.46 |  |  | 379514.46 | 12.2 | 65.6 | 31 | 0 | 0 | 0 |  | 387149.8651 |  | 2018 | 4263662.85 | 2.982% | 4147837.2726 | 1.069% | -2.717%
33 | 2015-September | 353933.64 |  |  | 353933.64 | 27.6 | 69.5 | 30 | 1 | 0 | 0 |  | 364821.1274 |  | 2019 | 4201222.58 | -1.464% | 4070933.0689 | -1.854% | -3.101%
34 | 2015-October | 350233.07 |  |  | 350233.07 | 257.1 | 2.8 | 31 | 1 | 0 | 0 |  | 340189.44 |  | 2020 | #REF! | #REF! | 4156693.7708 | 2.107% | #REF!
35 | 2015-November | 319086.7 |  |  | 319086.7 | 323.8 | 1.5 | 30 | 1 | 0 | 0 |  | 324423.7019 |  | 2021 | #REF! | #REF! | 4151679.7306 | -0.1206% | #REF!
36 | 2015-December | 327229.36 |  |  | 327229.36 | 426 | 0 | 31 | 0 | 0 | 0 |  | 341978.6973 | 4098697.977 | 2022 | #REF! | #REF! | 4116389.8781 | -0.85% | #REF!
37 | 2016-January | 329003.87 |  |  | 329003.87 | 556.4 | 0 | 31 | 0 | 0 | 0 |  | 335665.5915
38 | 2016-February | 301411.94 |  |  | 301411.94 | 623.5 | 0 | 29 | 0 | 0 | 0 |  | 308340.2344 |  | Year | kWh Purchased | Adjusted
39 | 2016-March | 312389.95 |  |  | 312389.95 | 502.2 | 0 | 31 | 1 | 0 | 0 |  | 327250.3676 |  | 2013 | 2598159.82 | 2478975.7922 | 4.587%
40 | 2016-April | 313623.99 |  |  | 313623.99 | 387.4 | 0 | 30 | 1 | 0 | 0 |  | 320769.8152 |  | 2014 | 4233263.55 | 4055791.4114 | 4.192%
41 | 2016-May | 330914.47 |  |  | 330914.47 | 206 | 18.4 | 31 | 1 | 0 | 0 |  | 348641.2337 |  | 2015 | 4141943.81 | 4098697.977 | 1.044%
42 | 2016-June | 376652.81 |  |  | 376652.81 | 58.3 | 34 | 30 | 0 | 0 | 0 |  | 360770.5808 |  | 2016 | 4099392.62 | 4177827.3173 | 1.913%
43 | 2016-July | 403858.91 |  |  | 403858.91 | 2.9 | 117.6 | 31 | 0 | 0 | 0 |  | 407526.3413 |  | 2017 | 4140210.33 | 4103977.1311 | 0.8752%
44 | 2016-August | 382087.69 |  |  | 382087.69 | 0.4 | 125.8 | 31 | 0 | 0 | 0 |  | 410789.5882 |  | 2018 | 4263662.85 | 4147837.2726 | 2.717%
45 | 2016-September | 360163.38 |  |  | 360163.38 | 45.4 | 41.4 | 30 | 1 | 0 | 0 |  | 353191.54 |  | 2019 | 4201222.58 | 4070933.0689 | 3.101%
46 | 2016-October | 336042.38 |  |  | 336042.38 | 198.3 | 4.5 | 31 | 1 | 0 | 0 |  | 343687.5818 |  | 2020 | #REF! | 4156693.7708 | #REF!
47 | 2016-November | 320582.86 |  |  | 320582.86 | 249.1 | 0 | 30 | 1 | 0 | 0 |  | 327465.3868 |  | 2021 | #REF! | 4151679.7306 | #REF!
48 | 2016-December | 332660.37 |  |  | 332660.37 | 596.4 | 0 | 31 | 0 | 0 | 0 |  | 333729.0559 | 4177827.3173 | 2022 | #REF! | 4116389.8781 | #REF!
49 | 2017-January | 325317.21 |  |  | 325317.21 | 641 | 0 | 31 | 0 | 0 | 0 |  | 331569.8188 |  | Mean Average Percentage Error (Mape) : |  |  | #REF!
50 | 2017-February | 298766.8 |  |  | 298766.8 | 512.4 | 0 | 28 | 0 | 0 | 0 |  | 301680.5525 |  | Median |  |  | #REF!
51 | 2017-March | 322550.68 |  |  | 322550.68 | 594.3 | 0 | 31 | 1 | 0 | 0 |  | 322791.4945
52 | 2017-April | 311980.92 |  |  | 311980.92 | 298.9 | 0.5 | 30 | 1 | 0 | 0 |  | 325245.9985 |  | Note: Statistically, MAPE is defined as the average of percentage errors
53 | 2017-May | 333903.69 |  |  | 333903.69 | 221 | 8.6 | 31 | 1 | 0 | 0 |  | 344159.7046 |  | Note: the median is the numerical value separating the higher half of a data sample, from the lower half
54 | 2017-June | 343356.98 |  |  | 343356.98 | 59.8 | 40.9 | 30 | 0 | 0 | 0 |  | 363342.0184
55 | 2017-July | 392607.96 |  |  | 392607.96 | 3.9 | 61.8 | 31 | 0 | 0 | 0 |  | 386095.5485
56 | 2017-August | 405962.81 |  |  | 405962.81 | 19.3 | 44.6 | 31 | 0 | 0 | 0 |  | 378758.998
57 | 2017-September | 361913.15 |  |  | 361913.15 | 69 | 52 | 30 | 1 | 0 | 0 |  | 356110.8698
58 | 2017-October | 338114.58 |  |  | 338114.58 | 158.2 | 5.5 | 31 | 1 | 0 | 0 |  | 346012.1554
59 | 2017-November | 334022.76 |  |  | 334022.76 | 444.8 | 0 | 30 | 1 | 0 | 0 |  | 317990.8867
60 | 2017-December | 371712.79 |  |  | 371712.79 | 668.9 | 0 | 31 | 0 | 0 | 0 |  | 330219.0853 | 4103977.1311
61 | 2018-January | 338688.3 |  |  | 338688.3 | 671.9 | 0 | 31 | 0 | 0 | 0 |  | 330073.8451
62 | 2018-February | 296383.77 |  |  | 296383.77 | 554.2 | 0 | 28 | 0 | 0 | 0 |  | 299656.8729
63 | 2018-March | 334687.72 |  |  | 334687.72 | 559.3 | 0 | 31 | 1 | 0 | 0 |  | 324485.9631
64 | 2018-April | 334650.61 |  |  | 334650.61 | 472.4 | 0 | 30 | 1 | 0 | 0 |  | 316654.6772
65 | 2018-May | 375222.38 |  |  | 375222.38 | 138.8 | 26.8 | 31 | 1 | 0 | 0 |  | 355113.4662
66 | 2018-June | 372202.23 |  |  | 372202.23 | 66.4 | 31.4 | 30 | 0 | 0 | 0 |  | 359382.1208
67 | 2018-July | 415419.04 |  |  | 415419.04 | 4.8 | 109.3 | 31 | 0 | 0 | 0 |  | 404253.8227
68 | 2018-August | 417015.04 |  |  | 417015.04 | 3.7 | 122.1 | 31 | 0 | 0 | 0 |  | 409211.996
69 | 2018-September | 363280.95 |  |  | 363280.95 | 75.9 | 54.8 | 30 | 1 | 0 | 0 |  | 356849.7683
70 | 2018-October | 350795.93 |  |  | 350795.93 | 279.5 | 12.6 | 31 | 1 | 0 | 0 |  | 342860.3084
71 | 2018-November | 331007.25 |  |  | 331007.25 | 503 | 0 | 30 | 1 | 0 | 0 |  | 315173.2275
72 | 2018-December | 334309.63 |  |  | 334309.63 | 588.3 | 0 | 31 | 0 | 0 | 0 |  | 334121.2044 | 4147837.2726
73 | 2019-January | 327179.1 |  |  | 327179.1 | 777.9 | 0 | 31 | 0 | 0 | 0 |  | 324942.0259
74 | 2019-February | 294143.01 |  |  | 294143.01 | 634.4 | 0 | 28 | 0 | 0 | 0 |  | 295774.1191
75 | 2019-March | 327251.01 |  |  | 327251.01 | 585.7 | 0 | 31 | 1 | 0 | 0 |  | 323207.8497
76 | 2019-April | 319944.19 |  |  | 319944.19 | 391.1 | 0 | 30 | 1 | 0 | 0 |  | 320590.6857
77 | 2019-May | 353954.52 |  |  | 353954.52 | 237 | 0 | 31 | 1 | 0 | 0 |  | 340089.5982
78 | 2019-June | 353949.88 |  |  | 353949.88 | 96.1 | 16.9 | 30 | 0 | 0 | 0 |  | 352387.8901
79 | 2019-July | 417351.39 |  |  | 417351.39 | 4 | 93.9 | 31 | 0 | 0 | 0 |  | 398391.3233
80 | 2019-August | 406961.79 |  |  | 406961.79 | 7.3 | 56.7 | 31 | 0 | 0 | 0 |  | 383976.6395
81 | 2019-September | 368617.64 |  |  | 368617.64 | 61.6 | 14.8 | 30 | 1 | 0 | 0 |  | 342214.2093
82 | 2019-October | 345765.47 |  |  | 345765.47 | 252.6 | 3.8 | 31 | 1 | 0 | 0 |  | 340790.497
83 | 2019-November | 325881.66 |  |  | 325881.66 | 523.2 | 0 | 30 | 1 | 0 | 0 |  | 314195.2771
84 | 2019-December | 360222.92 |  |  | 360222.92 | 583.1 | 0 | 31 | 0 | 0 | 0 |  | 334372.954 | 4070933.0689
85 | 2020-January | 342672.64 |  |  | 342672.64 | 613.8 | 0 | 31 | 0 | 0 | 0 |  | 332886.663
86 | 2020-February | 294351.01 |  |  | 294351.01 | 621.7 | 0 | 29 | 0 | 0 | 0 |  | 308427.3785
87 | 2020-March | 313705.95 |  |  | 313705.95 | 486.1 | 0 | 31 | 1 | 0 | 0 |  | 328029.8231
88 | 2020-April | 182227.6966 | 167350.05 | #REF! | #REF! | 398.6 | 0 | 30 | 1 | 0 | 0 |  | 320227.5853
89 | 2020-May | 209237.6503 |  | #REF! | #REF! | 246.2 | 19.4 | 31 | 1 | 0 | 0 |  | 347078.2122
90 | 2020-June | 230757.7891 |  | #REF! | #REF! | 56.1 | 45.2 | 30 | 0 | 0 | 0 |  | 365168.894
91 | 2020-July | 277864.3201 |  | #REF! | #REF! | 0 | 139.4 | 31 | 0 | 0 | 0 |  | 416020.4295
92 | 2020-August | 259895.4949 |  | #REF! | #REF! | 3.4 | 81.3 | 31 | 0 | 0 | 0 |  | 393592.0921
93 | 2020-September | 215743.4783 |  | #REF! | #REF! | 84.6 | 23 | 30 | 1 | 0 | 0 |  | 344242.9148
94 | 2020-October | 197080.148 |  | #REF! | #REF! | 279.9 | 0 | 31 | 1 | 0 | 0 |  | 338012.6638
95 | 2020-November | 194884.0426 |  | #REF! | #REF! | 296.1 | 5.4 | 30 | 1 | 0 | 0 |  | 327259.2201
96 | 2020-December | 192208.3441 |  | #REF! | #REF! | 554.7 | 0 | 31 | 0 | 0 | 0 |  | 335747.8942 | 4156693.7708
97 | 2021-January | 186215.9112 |  | #REF! | #REF! | 636.7 | 0 | 31 | 0 | 0 | 0 |  | 331777.9964
98 | 2021-February | 165527.4838 |  | #REF! | #REF! | 639.6 | 0 | 28 | 0 | 0 | 0 |  | 295522.3695
99 | 2021-March | 189825.7817 |  | #REF! | #REF! | 460.9 | 0 | 31 | 1 | 0 | 0 |  | 329249.8405
100 | 2021-April | 191490.7401 |  | #REF! | #REF! | 315.1 | 0.3 | 30 | 1 | 0 | 0 |  | 324385.0622
101 | 2021-May | 212950.3515 |  | #REF! | #REF! | 206 | 16 | 31 | 1 | 0 | 0 |  | 347721.5615
102 | 2021-June | 238151.6744 |  | #REF! | #REF! | 22.7 | 83 | 30 | 0 | 0 | 0 |  | 381270.7388
103 | 2021-July | 250435.3839 |  | #REF! | #REF! | 14.2 | 57.2 | 31 | 0 | 0 | 0 |  | 383834.1855
104 | 2021-August | 267873.247 |  | #REF! | #REF! | 3.5 | 113.6 | 31 | 0 | 0 | 0 |  | 405964.5062
105 | 2021-September | 225024.3941 |  | #REF! | #REF! | 52.9 | 18.9 | 30 | 1 | 0 | 0 |  | 344206.5125
106 | 2021-October | 221695.1156 |  | #REF! | #REF! | 137.3 | 14.2 | 31 | 1 | 0 | 0 |  | 350357.8071
107 | 2021-November | 189360.3515 |  | #REF! | #REF! | 412.5 | 0 | 30 | 1 | 0 | 0 |  | 319554.6392
108 | 2021-December | 195066.5772 |  | #REF! | #REF! | 511.6 | 0 | 31 | 0 | 0 | 0 |  | 337834.5113 | 4151679.7306
109 | 2022-January | 205014.0888 |  | #REF! | #REF! | 827 | 0 | 31 | 0 | 0 | 0 |  | 322564.9286
110 | 2022-February | 187486.5772 |  | #REF! | #REF! | 642.1 | 0 | 28 | 0 | 0 | 0 |  | 295401.336
111 | 2022-March | 211446.4847 |  | #REF! | #REF! | 539.9 | 0 | 31 | 1 | 0 | 0 |  | 325425.1828
112 | 2022-April | 196615.7354 |  | #REF! | #REF! | 373.5 | 0 | 30 | 1 | 0 | 0 |  | 321442.7613
113 | 2022-May | 218544.1536 |  | #REF! | #REF! | 144.1 | 29.9 | 31 | 1 | 0 | 0 |  | 356044.7852
114 | 2022-June | 223536.8825 |  | #REF! | #REF! | 50.9 | 27.4 | 30 | 0 | 0 | 0 |  | 358599.7413
115 | 2022-July | 263744.5698 |  | #REF! | #REF! | 10.5 | 74.6 | 31 | 0 | 0 | 0 |  | 390680.9387
116 | 2022-August | 270517.1785 |  | #REF! | #REF! | 5.1 | 86 | 31 | 0 | 0 | 0 |  | 395310.8141
117 | 2022-September | 232543.3395 |  | #REF! | #REF! | 67.6 | 37.9 | 30 | 1 | 0 | 0 |  | 350775.5742
118 | 2022-October | 208803.6355 |  | #REF! | #REF! | 237.9 | 1.4 | 31 | 1 | 0 | 0 |  | 340582.5016
119 | 2022-November | 197938.3811 |  | #REF! | #REF! | 365 | 5.1 | 30 | 1 | 0 | 0 |  | 323808.5786
120 | 2022-December | 194237.6966 |  | #REF! | #REF! | 554.6 | 0 | 31 | 0 | 0 | 0 |  | 335752.7356 | 4116389.8781
121 | 2023-January |  |  |  |  | 704.46 | 0 | 31 | 0 | 0 | 0 |  | 328497.5052
122 | 2023-February |  |  |  |  | 647.65 | 0 | 28.2 | 0 | 0 | 0 |  | 297540.3236
123 | 2023-March |  |  |  |  | 568.73 | 0 | 31 | 1 | 0 | 0 |  | 324029.4249
124 | 2023-April |  |  |  |  | 376.22 | 0.08 | 30 | 1 | 0 | 0 |  | 321341.7326
125 | 2023-May |  |  |  |  | 189.34 | 15.87 | 31 | 1 | 0 | 0 |  | 348478.3129
126 | 2023-June |  |  |  |  | 61.06 | 36.73 | 30 | 0 | 0 | 0 |  | 361683.087
127 | 2023-July |  |  |  |  | 9.37 | 87.71 | 31 | 0 | 0 | 0 |  | 395759.3554
128 | 2023-August |  |  |  |  | 9.28 | 80.55 | 31 | 0 | 0 | 0 |  | 393020.0238
129 | 2023-September |  |  |  |  | 67.44 | 35.78 | 30 | 1 | 0 | 0 |  | 349970.9432
130 | 2023-October |  |  |  |  | 222.94 | 4.61 | 31 | 1 | 0 | 0 |  | 342536.8275
131 | 2023-November |  |  |  |  | 405.49 | 1.2 | 30 | 1 | 0 | 0 |  | 320353.8531
132 | 2023-December |  |  |  |  | 573.88 | 0 | 31 | 0 | 0 | 0 |  | 334819.3255 | 4118030.7147
133 | 2024-January |  |  |  |  | 704.46 | 0 | 31 | 0 | 0 | 0 |  | 328497.5052
134 | 2024-February |  |  |  |  | 647.65 | 0 | 28.2 | 0 | 0 | 0 |  | 297540.3236
135 | 2024-March |  |  |  |  | 568.73 | 0 | 31 | 1 | 0 | 0 |  | 324029.4249
136 | 2024-April |  |  |  |  | 376.22 | 0.08 | 30 | 1 | 0 | 0 |  | 321341.7326
137 | 2024-May |  |  |  |  | 189.34 | 15.87 | 31 | 1 | 0 | 0 |  | 348478.3129
138 | 2024-June |  |  |  |  | 61.06 | 36.73 | 30 | 0 | 0 | 0 |  | 361683.087
139 | 2024-July |  |  |  |  | 9.37 | 87.71 | 31 | 0 | 0 | 0 |  | 395759.3554
140 | 2024-August |  |  |  |  | 9.28 | 80.55 | 31 | 0 | 0 | 0 |  | 393020.0238
141 | 2024-September |  |  |  |  | 67.44 | 35.78 | 30 | 1 | 0 | 0 |  | 349970.9432
142 | 2024-October |  |  |  |  | 222.94 | 4.61 | 31 | 1 | 0 | 0 |  | 342536.8275
143 | 2024-November |  |  |  |  | 405.49 | 1.2 | 30 | 1 | 0 | 0 |  | 320353.8531
144 | 2024-December |  | CDM | #REF! |  | 573.88 | 0 | 31 | 0 | 0 | 0 |  | 334819.3255 | 4118030.7147 | #REF!
Note: A significant portion of the decrease is likely related to unverified conservation initiatives (efficiency upgrades) not captured through IESO reports. Since, there is no variable that captures this decreasing trend, the regression might be reporting lower then expected results. Furthermore, this might be explained by the 15% R-squared variation.
Forecasting Calculation Methodology
Average
Utility Adjusted Customer Growth %
Linear Trending
Linear Trending Calculation ( y=mx+b)
| Variables | Slope (m)
| HDD | -0.58084
| CDD | 0.066043
| Spring Fall Flag | 0.0006806
| Days in Month | 0.00020835
| Customer Count | 0
| GDP | 0
Instructions:
1. Update Wholesale Purchases,
2. Use drop down lists to select the variables inputted from 5.Variable Worksheet and Select Forecast Methodology
3. Run Regression -> Data -> Data Analysis - > Regression

## 8. Final LF
Drop Down Selection
Normalized Load Forecast Results
|  |  | 2013 | 2014 | 2015 | 2016 | 2017 | 2018 | 2019 | 2020 | 2021 | 2022 | 2023 | 2024
Actual kWh Purchases |  |  | 136652392.51 | 137567233.45 | 137993374.6 | 137727428.07 | 134234594 | 144593587.54 | 144125560.61 | 150603831.59 | 154199190.51 | 157082097.17
Predicted kWh Purchases |  |  | 133029221.3204 | 134035276.4534 | 137810831.3704 | 140510561.3502 | 145115867.0007 | 148650121.7924 | 145115867.0007 | 150850312.42 | 150962375.2511 | 154882580.7017 | 159742366.8649 | 163405095.5168
% Difference |  |  | -2.651% | -2.567% | -0.1323% | 2.021% | 8.106% | 2.805% | 0.6871% | 0.1637% | -2.099% | -1.4%
By Class:
Residential-WN | Residential | Cust/Conn | 11857 | 12046.6667 | 12254.4167 | 12411.3333 | 12608.9167 | 12852.5 | 13010.1667 | 13300.25 | 13509.1667 | 13783.25 | 14212.25 | 14500.7587
|  | kWh | 86276533 | 87611190 | 88019894 | 89543529 | 87839401 | 95897147 | 95046949 | 102567918 | 104845989 | 105212685 | 106437447.2339 | 109154918.9289
|  | kW | 0 | 0 | 0 | 0 | 0 | 0 | 0 | 0 | 0 | 0 | 0 | 0
General Service < 50 kW-WN | General Service < 50 kW | Cust/Conn | 784 | 780.75 | 784.5 | 793.9167 | 812.0833 | 820.4167 | 825.8333 | 832.3333 | 827.6667 | 837.3333 | 858.1667 | 865.8043
|  | kWh | 16432349 | 16552641 | 16816720 | 17017150 | 17003638 | 17666223 | 17600016 | 16820699 | 17504591 | 18818565 | 18968418.3864 | 19282193.2692
|  | kW | 0 | 0 | 0 | 0 | 0 | 0 | 0 | 0 | 0 | 0 | 0 | 0
General Service > 50 kW - 4999 kW - Excluding Wholesale Market Participant-Non-WN/kW | General Service > 50 kW - 4999 kW - Excluding Wholesale Market Participant | Cust/Conn | 35 | 35.75 | 37 | 35 | 34 | 33.1667 | 34.25 | 33.1667 | 33.5 | 34.5 | 36.5 | 37
|  | kWh | 17691775 | 17311423 | 17836300 | 17027791 | 16474910 | 17070974 | 17411107 | 16401961 | 17067244 | 18037476 | 18724164.5247 | 19048275.4134
|  | kW | 46868 | 45990 | 46298.8 | 45180.1 | 43086.4 | 45853.1 | 43653.9 | 42050.9 | 43572.3 | 45020.9 | 46734.8502 | 47543.8195
General Service > 50 kW - 4999 kW - Wholesale Market Participant-Non-WN/kW | General Service > 50 kW - 4999 kW - Wholesale Market Participant | Cust/Conn | bar: 2013 to 2024
|  | kWh | 3594883 | 3453199 | 3423047 | 3180756 | 2803203 | 2678677 | 2668244 | 2734870 | 2738839 | 2821873 | 2768792.2908 | 2778655.6587
|  | kW | 6556 | 6080 | 6214.53 | 5922.69 | 5557.3 | 5394.5 | 5191.76 | 5526.1 | 5291.6 | 5657.5 | 5551.0799 | 5570.8547
Streetlighting-Non-WN/kW | Streetlighting | Cust/Conn | 2693.5 | 2757.5 | 2805.9167 | 2951.8333 | 3025.3333 | 3035.003 | 3062.0012 | 3111 | 3153 | 3173.4167 | 3202 | 3236.5816
|  | kWh | 1796176 | 1834665 | 1811343.39 | 932624.1 | 758718 | 761759 | 773932 | 803024 | 791018 | 802430 | 810990.8738 | 821099.4875
|  | kW | 5310 | 5425 | 5476.17 | 2932.5 | 2242 | 2247.6 | 2286.8 | 2328 | 2337.6 | 2371.2 | 2396.4976 | 2426.3688
Unmetered Scattered Load-WN | Unmetered Scattered Load | Cust/Conn | 42.5 | 40.6667 | 40.6667 | 35.5 | 32.5 | 34.6667 | 35.3333 | 35 | 35.5 | 41 | 50.3333 | 54.2291
|  | kWh | 264550 | 250496 | 258733 | 183648 | 148714 | 153906 | 154158 | 153122 | 155365 | 184559 | 225831.0427 | 242514.2075
|  | kW | 0 | 0 | 0 | 0 | 0 | 0 | 0 | 0 | 0 | 0 | 0 | 0
N/A-Non-WN/kW | N/A | Cust/Conn | FALSE | FALSE | FALSE | FALSE | FALSE | FALSE | FALSE | FALSE | FALSE | FALSE | FALSE | FALSE
|  | kWh | 0 | 0 | 0 | 0 | 0 | 0 | 0 | 0 | 0 | 0 | 0 | 0
|  | kW | 0 | 0 | 0 | 0 | 0 | 0 | 0 | 0 | 0 | 0 | 0 | 0
N/A |  | Cust/Conn
kWh
kW
other |  | Cust/Conn
kWh
kW
other |  | Cust/Conn
kWh
kW
Total |  | Cust/Conn | 15413 | 15662.3333 | 15923.5 | 16228.5833 | 16513.8333 | 16776.753 | 16968.5845 | 17312.75 | 17559.8333 | 17870.5 | 18360.25 | 18695.3738
|  | kWh | 126056266 | 127013614 | 128166037.39 | 127885498.1 | 125028584 | 134228686 | 133654406 | 139481594 | 143103046 | 145877588 | 147935644.3523 | 151327656.9652
|  | kW | 58734 | 57495 | 57989.5 | 54035.29 | 50885.7 | 53495.2 | 51132.46 | 49905 | 51201.5 | 53049.6 | 54682.4276 | 55541.0429
Class Selection
Residential |  | - | 2013: WN; 2014: Residential-WN
General Service < 50 kW |  | - | 2013: WN; 2014: General Service < 50 kW-WN
Unmetered Scattered Load |  | - | 2013: WN; 2014: Unmetered Scattered Load-WN
N/A |  | - | 2013: WN; 2014: N/A-WN
N/A |  | - | 2013: WN; 2014: N/A-WN
General Service > 50 kW - 4999 kW - Excluding Wholesale Market Participant |  | - | 2013: Non-WN/kW; 2014: General Service > 50 kW - 4999 kW - Excluding Wholesale Market Participant-Non-WN/kW
General Service > 50 kW - 4999 kW - Wholesale Market Participant |  | - | 2013: Non-WN/kW; 2014: General Service > 50 kW - 4999 kW - Wholesale Market Participant-Non-WN/kW
Streetlighting |  | - | 2013: Non-WN/kW; 2014: Streetlighting-Non-WN/kW
N/A |  | - | 2013: Non-WN/kW; 2014: N/A-Non-WN/kW
N/A |  | - | 2013: Non-WN/kW; 2014: N/A-Non-WN/kW
Instructions:
1. Use the drop down selections to select the appropriate customer classes.

## 9. Exhibit_Tables
Summary of Load and Customer/Connection Forecat
Year | Billed (kWh) | Change (kWh) | Percentage Change % | Customer/ Connection Count | Average Growth | Percentage Change %
Billed Energy (kWh) and Customer Count/Connections
2016 Board Approved | 127120383 |  |  | 16158
2013 | 126056266 |  |  | 15413
2014 | 127013614 | 957348 | 0.7595% | 15662.3333 | 249.3333 | 1.618%
2015 | 128166037.39 | 1152423.39 | 0.9073% | 15923.5 | 261.1667 | 1.667%
2016 | 127885498.1 | -280539.29 | -0.2189% | 16228.5833 | 305.0833 | 1.916%
2017 | 125028584 | -2856914.1 | -2.234% | 16513.8333 | 285.25 | 1.758%
2018 | 134228686 | 9200102 | 7.358% | 16776.753 | 262.9197 | 1.592%
2019 | 133654406 | -574280 | -0.4278% | 16968.5845 | 191.8315 | 1.143%
2020 | 139481594 | 5827188 | 4.36% | 17312.75 | 344.1655 | 2.028%
2021 | 143103046 | 3621452 | 2.596% | 17559.8333 | 247.0833 | 1.427%
2022 | 145877588 | 2774542 | 1.939% | 17870.5 | 310.6667 | 1.769%
2023 Bridge | 147935644.3523 | 2058056.3523 | 1.411% | 18360.25 | 489.75 | 2.741%
2024 Test | 151327656.9652 | 3392012.6129 | 2.293% | 18695.3738 | 335.1238 | 1.825%
Month | 2013 | 2014 | 2015 | 2016 | 2017 | 2018 | 2019 | 2020 | 2021 | 2022
Jan | 12427125.3 | 14009823.02 | 13995263.05 | 12730345.99 | 12229219 | 13615938.1 | 13900952.76 | 13108024.91 | 14127144.22 | 15856085.71
Feb | 11414727.16 | 12185867.46 | 13170058.06 | 11705579.45 | 10687297 | 11305661.48 | 12089793.72 | 12246829.32 | 13322300.05 | 13630051.55
Mar | 11410609.51 | 12555380.39 | 11998087.02 | 11115960.9 | 11665956 | 11582097.93 | 12234304.98 | 11915050.17 | 12551973.98 | 13339493.23
Apr | 9843368.62 | 10082468.89 | 9783026.59 | 10054141.37 | 9357837 | 10730509.54 | 10423342.37 | 10832586.26 | 10695600.1 | 11179449.45
May | 9607315.98 | 9562255.66 | 9852639.42 | 9815290.68 | 9739335 | 9875377.1 | 10124014.43 | 10843267 | 10920120.11 | 11155592.32
Jun | 10146122.73 | 9968997.28 | 9493089.52 | 10031359.4 | 9985792 | 10350680.97 | 9963808.22 | 11408378.16 | 12524914.77 | 11493285
Jul | 12627370.01 | 11153255.46 | 12323498.1 | 13224478.04 | 12043306 | 13689624.53 | 13911423.38 | 15505390.18 | 13320916.81 | 13900904.56
Aug | 11481797.8 | 11362433.77 | 11878051.48 | 13591514.92 | 11325611 | 13621544.03 | 12353863.7 | 13862181.6 | 15442609.63 | 14218399.68
Sept | 9549656.14 | 9514380.79 | 10579920.17 | 9965584.51 | 9819996 | 10918383.85 | 9705119.4 | 10501257.49 | 10775917.75 | 11324279.64
Oct | 9762325.4 | 9761646.97 | 9909152.14 | 9614905 | 9479144 | 10483323.64 | 10144367.21 | 10967477.16 | 10796234.01 | 10976851.13
Nov | 11051534.07 | 11117966.66 | 9955156.1 | 9822633 | 10779432 | 11365095.9 | 11757130.6 | 11227626.33 | 11778395.46 | 11621738.41
Dec | 13539376.79 | 12637824.1 | 11330102.74 | 12397998 | 13284790 | 12814047.14 | 13295537.15 | 13826833.73 | 13705374.73 | 14136095.05
Total | 132861329.51 | 133912300.45 | 134268044.39 | 134069791.26 | 130397715 | 140352284.21 | 139903657.92 | 146244902.31 | 149961501.62 | 152832225.73
Month | 2013 | 2014 | 2015 | 2016 | 2017 | 2018 | 2019 | 2020 | 2021 | 2022
Jan | 12714599.3 | 14291884.02 | 14263800.74 | 12986488.86 | 12460558 | 13845455.77 | 14136861.25 | 13330651.29 | 14331625.61 | 16083247.24
Feb | 11674145.16 | 12438081.46 | 13411681.4 | 11954300.22 | 10899195 | 11528218.46 | 12314382.42 | 12482507.94 | 13507751.59 | 13855295.42
Mar | 11709867.51 | 12842498.39 | 12285354.76 | 11407426.93 | 11922989 | 11940053.31 | 12555744.24 | 12243994.05 | 12900973.86 | 13662706.83
Apr | 10142113.62 | 10372952.89 | 10075219.71 | 10309941.48 | 9658215 | 11069382.61 | 10775085.52 | 11212186.56 | 11078741.08 | 11554160.81
May | 9944562.98 | 9883792.66 | 10186850.77 | 10173589.86 | 10119389 | 10354364.88 | 10527884.38 | 11297028.48 | 11382215.42 | 11604071.09
Jun | 10492366.73 | 10305409.28 | 9831338.96 | 10399523.84 | 10393658 | 10827406.5 | 10423008.75 | 11927943.3 | 13001288.51 | 11952635.96
Jul | 13000235.01 | 11509366.46 | 12693893.54 | 13608563.1 | 12493313 | 14215420.8 | 14446556.78 | 16040654.61 | 13790124.39 | 14394844.43
Aug | 11850427.8 | 11729091.77 | 12237310.5 | 13978739 | 11747163 | 14096456.19 | 12855525.32 | 14348154.5 | 15936674.72 | 14700501.91
Sept | 9883580.14 | 9836508.79 | 10936789.77 | 10295920.45 | 10202947 | 11319185.07 | 10088057.62 | 10895830.46 | 11174160.85 | 11710891.49
Oct | 10078690.4 | 10060378.97 | 10220441.72 | 9905172.65 | 9806024 | 10779937.12 | 10474745.06 | 11276151.31 | 11120261.37 | 11314901.75
Nov | 11328604.07 | 11386048.66 | 10239309.79 | 10076326.68 | 11021437 | 11584828.2 | 11994608.57 | 11495934.96 | 12031205.42 | 11880521.75
Dec | 13833199.79 | 12911220.1 | 11611382.94 | 12631435 | 13509706 | 13032878.63 | 13533100.7 | 14052794.13 | 13944167.69 | 14368318.49
Total | 136652392.51 | 137567233.45 | 137993374.6 | 137727428.07 | 134234594 | 144593587.54 | 144125560.61 | 150603831.59 | 154199190.51 | 157082097.17
Average Consumption per customer
| Residential-WN |  | General Service < 50 kW-WN |  | General Service > 50 kW - 4999 kW - Excluding Wholesale Market Participant-Non-WN/kW |  | General Service > 50 kW - 4999 kW - Wholesale Market Participant-Non-WN/kW |  | Streetlighting-Non-WN/kW |  | Unmetered Scattered Load-WN |  | N/A-Non-WN/kW
Year | kWh | kW | kWh | kW | kWh | kW | kWh | kW | kWh | kW | kWh | kW | kWh | kW
2013 | 86276533 | 0 | 16432349 | 0 | 17691775 | 46868 | 3594883 | 6556 | 1796176 | 5310 | 264550 | 0 | 0 | 0
2014 | 87611190 | 0 | 16552641 | 0 | 17311423 | 45990 | 3453199 | 6080 | 1834665 | 5425 | 250496 | 0 | 0 | 0
2015 | 88019894 | 0 | 16816720 | 0 | 17836300 | 46298.8 | 3423047 | 6214.53 | 1811343.39 | 5476.17 | 258733 | 0 | 0 | 0
2016 | 89543529 | 0 | 17017150 | 0 | 17027791 | 45180.1 | 3180756 | 5922.69 | 932624.1 | 2932.5 | 183648 | 0 | 0 | 0
2017 | 87839401 | 0 | 17003638 | 0 | 16474910 | 43086.4 | 2803203 | 5557.3 | 758718 | 2242 | 148714 | 0 | 0 | 0
2018 | 95897147 | 0 | 17666223 | 0 | 17070974 | 45853.1 | 2678677 | 5394.5 | 761759 | 2247.6 | 153906 | 0 | 0 | 0
2019 | 95046949 | 0 | 17600016 | 0 | 17411107 | 43653.9 | 2668244 | 5191.76 | 773932 | 2286.8 | 154158 | 0 | 0 | 0
2020 | 102567918 | 0 | 16820699 | 0 | 16401961 | 42050.9 | 2734870 | 5526.1 | 803024 | 2328 | 153122 | 0 | 0 | 0
2021 | 104845989 | 0 | 17504591 | 0 | 17067244 | 43572.3 | 2738839 | 5291.6 | 791018 | 2337.6 | 155365 | 0 | 0 | 0
2022 | 105212685 | 0 | 18818565 | 0 | 18037476 | 45020.9 | 2821873 | 5657.5 | 802430 | 2371.2 | 184559 | 0 | 0 | 0
2023 | 106437447.2339 | 0 | 18968418.3864 | 0 | 18724164.5247 | 46734.8502 | 2768792.2908 | 5551.0799 | 810990.8738 | 2396.4976 | 225831.0427 | 0 | 0 | 0
2024 | 109154918.9289 | 0 | 19282193.2692 | 0 | 19048275.4134 | 47543.8195 | 2778655.6587 | 5570.8547 | 821099.4875 | 2426.3688 | 242514.2075 | 0 | 0 | 0
Year | Billed (kWh) | Change (kWh) | Percentage Change % | Customer/ Connection Count | Average Growth | Percentage Change %
2013 | 126056266 |  |  | 15413
2014 | 127013614 | 957348 | 0.7595% | 15662.3333 | 249.3333 | 1.618%
2015 | 128166037.39 | 1152423.39 | 0.9073% | 15923.5 | 261.1667 | 1.667%
2016 | 127885498.1 | -280539.29 | -0.2189% | 16228.5833 | 305.0833 | 1.916%
2017 | 125028584 | -2856914.1 | -2.234% | 16513.8333 | 285.25 | 1.758%
2018 | 134228686 | 9200102 | 7.358% | 16776.753 | 262.9197 | 1.592%
2019 | 133654406 | -574280 | -0.4278% | 16968.5845 | 191.8315 | 1.143%
2020 | 139481594 | 5827188 | 4.36% | 17312.75 | 344.1655 | 2.028%
2021 | 143103046 | 3621452 | 2.596% | 17559.8333 | 247.0833 | 1.427%
2022 | 145877588 | 2774542 | 1.939% | 17870.5 | 310.6667 | 1.769%
2023 | 147935644.3523 | 2058056.3523 | 1.411% | 18360.25 | 489.75 | 2.741%
2024 | 151327656.9652 | 3392012.6129 | 2.293% | 18695.3738 | 335.1238 | 1.825%
Year | Residential | General Service <50 kW | General Service > 50 kW | General Service > 50 kW - WMP | Streetlighting | Unmetered Scattered Load | Total
| kWh | kWh | kWh | kWh | kWh | kWh | kWh
2013 | 86276533 | 16432349 | 17691775 | 3594883 | 1796176 | 264550 | 126056266
2014 | 87611190 | 16552641 | 17311423 | 3453199 | 1834665 | 250496 | 127013614
2015 | 88019894 | 16816720 | 17836300 | 3423047 | 1811343.39 | 258733 | 128166037.39
2016 | 89543529 | 17017150 | 17027791 | 3180756 | 932624.1 | 183648 | 127885498.1
2017 | 87839401 | 17003638 | 16474910 | 2803203 | 758718 | 148714 | 125028584
2018 | 95897147 | 17666223 | 17070974 | 2678677 | 761759 | 153906 | 134228686
2019 | 95046949 | 17600016 | 17411107 | 2668244 | 773932 | 154158 | 133654406
2020 | 102567918 | 16820699 | 16401961 | 2734870 | 803024 | 153122 | 139481594
2021 | 104845989 | 17504591 | 17067244 | 2738839 | 791018 | 155365 | 143103046
2022 | 105212685 | 18818565 | 18037476 | 2821873 | 802430 | 184559 | 145877588
2023 | 106437447.2339 | 18968418.3864 | 18724164.5247 | 2768792.2908 | 810990.8738 | 225831.0427 | 147935644.3523
2024 | 109154918.9289 | 19282193.2692 | 19048275.4134 | 2778655.6587 | 821099.4875 | 242514.2075 | 151327656.9652
Customer Count/Customer Connections
Year | Residential | General Service <50 kW | General Service > 50 kW | General Service > 50 kW - WMP | Streetlighting | Unmetered Scattered Load | Total
2013 | 11857 | 784 | 35 | 1 | 2693.5 | 42.5 | 15413
2014 | 12046.6667 | 780.75 | 35.75 | 1 | 2757.5 | 40.6667 | 15662.3333
2015 | 12254.4167 | 784.5 | 37 | 1 | 2805.9167 | 40.6667 | 15923.5
2016 | 12411.3333 | 793.9167 | 35 | 1 | 2951.8333 | 35.5 | 16228.5833
2017 | 12608.9167 | 812.0833 | 34 | 1 | 3025.3333 | 32.5 | 16513.8333
2018 | 12852.5 | 820.4167 | 33.1667 | 1 | 3035.003 | 34.6667 | 16776.753
2019 | 13010.1667 | 825.8333 | 34.25 | 1 | 3062.0012 | 35.3333 | 16968.5845
2020 | 13300.25 | 832.3333 | 33.1667 | 1 | 3111 | 35 | 17312.75
2021 | 13509.1667 | 827.6667 | 33.5 | 1 | 3153 | 35.5 | 17559.8333
2022 | 13783.25 | 837.3333 | 34.5 | 1 | 3173.4167 | 41 | 17870.5
2023 | 14212.25 | 858.1667 | 36.5 | 1 | 3202 | 50.3333 | 18360.25
2024 | 14500.7587 | 865.8043 | 37 | 1 | 3236.5816 | 54.2291 | 18695.3738
Actual Usage Per Customer/Connection
Year | Residential | General Service <50 kW | General Service > 50 kW | General Service > 50 kW - WMP | Streetlighting | Unmetered Scattered Load | Total
2013 | 7276.4218 | 20959.6288 | 505479.2857 | 3594883 | 666.8558 | 6224.7059 | 8178.5678
2014 | 7272.65 | 21200.9491 | 484235.6084 | 3453199 | 665.3364 | 6159.7377 | 8109.495
2015 | 7182.7078 | 21436.2269 | 482062.1622 | 3423047 | 645.5443 | 6362.2869 | 8048.861
2016 | 7214.6583 | 21434.4285 | 486508.3143 | 3180756 | 315.9474 | 5173.1831 | 7880.2626
2017 | 6966.4511 | 20938.292 | 484556.1765 | 2803203 | 250.7882 | 4575.8154 | 7571.1424
2018 | 7461.3614 | 21533.2327 | 514702.7337 | 2678677 | 250.9912 | 4439.5962 | 8000.8739
2019 | 7305.5904 | 21311.8256 | 508353.4891 | 2668244 | 252.7537 | 4362.9623 | 7876.5796
2020 | 7711.7286 | 20209.0897 | 494531.4874 | 2734870 | 258.1241 | 4374.9143 | 8056.5822
2021 | 7761.0997 | 21149.3246 | 509469.9701 | 2738839 | 250.8779 | 4376.4789 | 8149.4535
2022 | 7633.3728 | 22474.4009 | 522825.3913 | 2821873 | 252.86 | 4501.439 | 8163.039
2023 | 7489.1342 | 22103.4201 | 512990.8089 | 2768792.2908 | 253.2764 | 4486.7095 | 8057.3873
2024 | 7527.5316 | 22270.8436 | 514818.2544 | 2778655.6587 | 253.6934 | 4472.0281 | 8094.3906
Growth in Customer Count/Customer Connections
Year | Residential | General Service <50 kW | General Service > 50 kW | General Service > 50 kW - WMP | Streetlighting | Unmetered Scattered Load | Total | [7 empty] | 0 | 0
2013 | 0 | 0 | 0 | 0 | 0 | 0 | 0 | [7 empty] | 0 | 0
2014 | 1.6% | -0.4145% | 2.143% | 0% | 2.376% | -4.314% | 1.618% | [7 empty] | 0 | 0
2015 | 1.725% | 0.4803% | 3.497% | 0% | 1.756% | 0% | 1.667% | [7 empty] | 0 | 0
2016 | 1.28% | 1.2% | -5.405% | 0% | 5.2% | -12.7% | 1.916% | [7 empty] | 0 | 0
2017 | 1.592% | 2.288% | -2.857% | 0% | 2.49% | -8.451% | 1.758%
2018 | 1.932% | 1.026% | -2.451% | 0% | 0.3196% | 6.667% | 1.592%
2019 | 1.227% | 0.6602% | 3.266% | 0% | 0.8896% | 1.923% | 1.143%
2020 | 2.23% | 0.7871% | -3.163% | 0% | 1.6% | -0.9434% | 2.028%
2021 | 1.571% | -0.5607% | 1.005% | 0% | 1.35% | 1.429% | 1.427%
2022 | 2.029% | 1.168% | 2.985% | 0% | 0.6475% | 15.49% | 1.769%
2023 | 3.112% | 2.488% | 5.797% | 0% | 0.9007% | 22.76% | 2.741%
2024 | 2.03% | 0.89% | 1.37% | 0% | 1.08% | 7.74% | 1.825%
Growth in Actual Usage Per Customer/Connection
Year | Residential | General Service <50 kW | General Service > 50 kW | General Service > 50 kW - WMP | Streetlighting | Unmetered Scattered Load | Total
2013
2014 | 99.95% | 101.2% | 95.8% | 96.06% | 99.77% | 98.96% | 99.16%
2015 | 98.76% | 101.1% | 99.55% | 99.13% | 97.03% | 103.3% | 99.25%
2016 | 100.4% | 99.99% | 100.9% | 92.92% | 48.94% | 81.31% | 97.91%
2017 | 96.56% | 97.69% | 99.6% | 88.13% | 79.38% | 88.45% | 96.08%
2018 | 107.1% | 102.8% | 106.2% | 95.56% | 100.1% | 97.02% | 105.7%
2019 | 97.91% | 98.97% | 98.77% | 99.61% | 100.7% | 98.27% | 98.45%
2020 | 105.6% | 94.83% | 97.28% | 102.5% | 102.1% | 100.3% | 102.3%
2021 | 100.6% | 104.7% | 103% | 100.1% | 97.19% | 100% | 101.2%
2022 | 98.35% | 106.3% | 102.6% | 103% | 100.8% | 102.9% | 100.2%
2023 | 98.11% | 98.35% | 98.12% | 98.12% | 100.2% | 99.67% | 98.71%
2024 | 100.5% | 100.8% | 100.4% | 100.4% | 100.2% | 99.67% | 100.5%

## 10. Analysis_Tables
Load Forecast Results
Customer Usage
[7 empty] | Year | Residential-WN | General Service < 50 kW-WN | General Service > 50 kW - 4999 kW - Excluding Wholesale Market Participant-Non-WN/kW |  | General Service > 50 kW - 4999 kW - Wholesale Market Participant-Non-WN/kW |  | Streetlighting-Non-WN/kW |  | Unmetered Scattered Load-WN | Total
Residential-WN | [7 empty] | kWh | kWh | kWh | kW | kWh | kW | kWh | kW | kWh | kWh | kW
Year | Customer | % Change | kWh | % Change | kW | % Change | 2013 | 86276533 | 16432349 | 17691775 | 46868 | 3594883 | 6556 | 1796176 | 5310 | 264550 | 126056266 | 58734
2013 | 11857 |  | 86276533 |  | 0 |  | 2014 | 87611190 | 16552641 | 17311423 | 45990 | 3453199 | 6080 | 1834665 | 5425 | 250496 | 127013614 | 57495
2014 | 12046.6667 | 1.6% | 87611190 | 1.547% | 0 | 0% | 2015 | 88019894 | 16816720 | 17836300 | 46298.8 | 3423047 | 6214.53 | 1811343.39 | 5476.17 | 258733 | 128166037.39 | 57989.5
2015 | 12254.4167 | 1.725% | 88019894 | 0.4665% | 0 | 0% | 2016 | 89543529 | 17017150 | 17027791 | 45180.1 | 3180756 | 5922.69 | 932624.1 | 2932.5 | 183648 | 127885498.1 | 54035.29
2016 | 12411.3333 | 1.28% | 89543529 | 1.731% | 0 | 0% | 2017 | 87839401 | 17003638 | 16474910 | 43086.4 | 2803203 | 5557.3 | 758718 | 2242 | 148714 | 125028584 | 50885.7
2017 | 12608.9167 | 1.592% | 87839401 | -1.903% | 0 | 0% | 2018 | 95897147 | 17666223 | 17070974 | 45853.1 | 2678677 | 5394.5 | 761759 | 2247.6 | 153906 | 134228686 | 53495.2
2018 | 12852.5 | 1.932% | 95897147 | 9.173% | 0 | 0% | 2019 | 95046949 | 17600016 | 17411107 | 43653.9 | 2668244 | 5191.76 | 773932 | 2286.8 | 154158 | 133654406 | 51132.46
2019 | 13010.1667 | 1.227% | 95046949 | -0.8866% | 0 | 0% | 2020 | 102567918 | 16820699 | 16401961 | 42050.9 | 2734870 | 5526.1 | 803024 | 2328 | 153122 | 139481594 | 49905
2020 | 13300.25 | 2.23% | 102567918 | 7.913% | 0 | 0% | 2021 | 104845989 | 17504591 | 17067244 | 43572.3 | 2738839 | 5291.6 | 791018 | 2337.6 | 155365 | 143103046 | 51201.5
2021 | 13509.1667 | 1.571% | 104845989 | 2.221% | 0 | 0% | 2022 | 105212685 | 18818565 | 18037476 | 45020.9 | 2821873 | 5657.5 | 802430 | 2371.2 | 184559 | 145877588 | 53049.6
2022 | 13783.25 | 2.029% | 105212685 | 0.3497% | 0 | 0% | 2023 | 106437447.2339 | 18968418.3864 | 18724164.5247 | 46734.8502 | 2768792.2908 | 5551.0799 | 810990.8738 | 2396.4976 | 225831.0427 | 147935644.3523 | 54682.4276
2023 | 14212.25 | 3.112% | 106437447.2339 | 1.164% | 0 | 0% | 2024 | 109154918.9289 | 19282193.2692 | 19048275.4134 | 47543.8195 | 2778655.6587 | 5570.8547 | 821099.4875 | 2426.3688 | 242514.2075 | 151327656.9652 | 55541.0429
2024 | 14500.7587 | 2.03% | 109154918.9289 | 2.553% | 0 | 0%
Customer Counts
[7 empty] | Year | Residential-WN | General Service < 50 kW-WN | General Service > 50 kW - 4999 kW - Excluding Wholesale Market Participant-Non-WN/kW | General Service > 50 kW - 4999 kW - Wholesale Market Participant-Non-WN/kW | Streetlighting-Non-WN/kW | Unmetered Scattered Load-WN | Total
General Service < 50 kW-WN | [6 empty] | 2013 | 11857 | 784 | 35 | 1 | 2693.5 | 42.5 | 15413
Year | Customer | % Change | kWh | % Change | kW | % Change | 2014 | 12046.6667 | 780.75 | 35.75 | 1 | 2757.5 | 40.6667 | 15662.3333
2013 | 784 |  | 16432349 |  | 0 |  | 2015 | 12254.4167 | 784.5 | 37 | 1 | 2805.9167 | 40.6667 | 15923.5
2014 | 780.75 | -0.4145% | 16552641 | 0.732% | 0 | 0% | 2016 | 12411.3333 | 793.9167 | 35 | 1 | 2951.8333 | 35.5 | 16228.5833
2015 | 784.5 | 0.4803% | 16816720 | 1.595% | 0 | 0% | 2017 | 12608.9167 | 812.0833 | 34 | 1 | 3025.3333 | 32.5 | 16513.8333
2016 | 793.9167 | 1.2% | 17017150 | 1.192% | 0 | 0% | 2018 | 12852.5 | 820.4167 | 33.1667 | 1 | 3035.003 | 34.6667 | 16776.753
2017 | 812.0833 | 2.288% | 17003638 | -0.0794% | 0 | 0% | 2019 | 13010.1667 | 825.8333 | 34.25 | 1 | 3062.0012 | 35.3333 | 16968.5845
2018 | 820.4167 | 1.026% | 17666223 | 3.897% | 0 | 0% | 2020 | 13300.25 | 832.3333 | 33.1667 | 1 | 3111 | 35 | 17312.75
2019 | 825.8333 | 0.6602% | 17600016 | -0.3748% | 0 | 0% | 2021 | 13509.1667 | 827.6667 | 33.5 | 1 | 3153 | 35.5 | 17559.8333
2020 | 832.3333 | 0.7871% | 16820699 | -4.428% | 0 | 0% | 2022 | 13783.25 | 837.3333 | 34.5 | 1 | 3173.4167 | 41 | 17870.5
2021 | 827.6667 | -0.5607% | 17504591 | 4.066% | 0 | 0% | 2023 | 14212.25 | 858.1667 | 36.5 | 1 | 3202 | 50.3333 | 18360.25
2022 | 837.3333 | 1.168% | 18818565 | 7.506% | 0 | 0% | 2024 | 14500.7587 | 865.8043 | 37 | 1 | 3236.5816 | 54.2291 | 18695.3738
2023 | 858.1667 | 2.488% | 18968418.3864 | 0.7963% | 0 | 0%
2024 | 865.8043 | 0.89% | 19282193.2692 | 1.654% | 0 | 0%
Growth in Customer Usage - Variance
[7 empty] | Year | Residential-WN | General Service < 50 kW-WN | General Service > 50 kW - 4999 kW - Excluding Wholesale Market Participant-Non-WN/kW |  | General Service > 50 kW - 4999 kW - Wholesale Market Participant-Non-WN/kW |  | Streetlighting-Non-WN/kW |  | Unmetered Scattered Load-WN | Total
General Service > 50 kW - 4999 kW - Excluding Wholesale Market Participant-Non-WN/kW | [7 empty] | kWh | kWh | kWh | kW | kWh | kW | kWh | kW | kWh | kWh | kW
Year | Customer | % Change | kWh | % Change | kW | % Change | 2013
2013 | 35 |  | 17691775 |  | 46868 |  | 2014 | 1.547% | 0.732% | -2.15% | -1.873% | -3.941% | -7.261% | 2.143% | 2.166% | -5.312% | 0.7595% | -2.11%
2014 | 35.75 | 2.143% | 17311423 | -2.15% | 45990 | -1.873% | 2015 | 0.4665% | 1.595% | 3.032% | 0.6715% | -0.8732% | 2.213% | -1.271% | 0.9432% | 3.288% | 0.9073% | 0.8601%
2015 | 37 | 3.497% | 17836300 | 3.032% | 46298.8 | 0.6715% | 2016 | 1.731% | 1.192% | -4.533% | -2.416% | -7.078% | -4.696% | -48.51% | -46.45% | -29.02% | -0.2189% | -6.819%
2016 | 35 | -5.405% | 17027791 | -4.533% | 45180.1 | -2.416% | 2017 | -1.903% | -0.0794% | -3.247% | -4.634% | -11.87% | -6.169% | -18.65% | -23.55% | -19.02% | -2.234% | -5.829%
2017 | 34 | -2.857% | 16474910 | -3.247% | 43086.4 | -4.634% | 2018 | 9.173% | 3.897% | 3.618% | 6.421% | -4.442% | -2.929% | 0.4008% | 0.2498% | 3.491% | 7.358% | 5.128%
2018 | 33.1667 | -2.451% | 17070974 | 3.618% | 45853.1 | 6.421% | 2019 | -0.8866% | -0.3748% | 1.992% | -4.796% | -0.3895% | -3.758% | 1.598% | 1.744% | 0.1637% | -0.4278% | -4.417%
2019 | 34.25 | 3.266% | 17411107 | 1.992% | 43653.9 | -4.796% | 2020 | 7.913% | -4.428% | -5.796% | -3.672% | 2.497% | 6.44% | 3.759% | 1.802% | -0.672% | 4.36% | -2.401%
2020 | 33.1667 | -3.163% | 16401961 | -5.796% | 42050.9 | -3.672% | 2021 | 2.221% | 4.066% | 4.056% | 3.618% | 0.1451% | -4.243% | -1.495% | 0.4124% | 1.465% | 2.596% | 2.598%
2021 | 33.5 | 1.005% | 17067244 | 4.056% | 43572.3 | 3.618% | 2022 | 0.3497% | 7.506% | 5.685% | 3.325% | 3.032% | 6.915% | 1.443% | 1.437% | 18.79% | 1.939% | 3.609%
2022 | 34.5 | 2.985% | 18037476 | 5.685% | 45020.9 | 3.325% | 2023 | 1.164% | 0.7963% | 3.807% | 3.807% | -1.881% | -1.881% | 1.067% | 1.067% | 22.36% | 1.411% | 3.078%
2023 | 36.5 | 5.797% | 18724164.5247 | 3.807% | 46734.8502 | 3.807% | 2024 | 2.553% | 1.654% | 1.731% | 1.731% | 0.3562% | 0.3562% | 1.246% | 1.246% | 7.387% | 2.293% | 1.57%
2024 | 37 | 1.37% | 19048275.4134 | 1.731% | 47543.8195 | 1.731%
Customer Usage - Weather Normalized
General Service > 50 kW - 4999 kW - Wholesale Market Participant-Non-WN/kW | [6 empty] | Year | Residential-WN | General Service < 50 kW-WN | General Service > 50 kW - 4999 kW - Excluding Wholesale Market Participant-Non-WN/kW |  | General Service > 50 kW - 4999 kW - Wholesale Market Participant-Non-WN/kW |  | Streetlighting-Non-WN/kW |  | Unmetered Scattered Load-WN | Total |  | Weather Normalized Conversion
Year | Customer | % Change | kWh | % Change | kW | % Change |  | kWh | kWh | kWh | kW | kWh | kW | kWh | kW | kWh | kWh | kW
2013 | 1 |  | 3594883 |  | 6556 |  | 2013 | 86265336.2765 | 16430216.4564 | 17689479.0117 | 46861.9176 | 3594416.4663 | 6555.1492 | 1795942.8974 | 5309.3109 | 264515.6675 | 126039906.7756 | 58726.3777 | 0.99987
2014 | 1 | 0% | 3453199 | -3.941% | 6080 | -7.261% | 2014 | 88400909.3678 | 16701845.0136 | 17467466.6062 | 46404.5497 | 3484325.8245 | 6134.8046 | 1851202.5049 | 5473.9005 | 252753.9484 | 128158503.2653 | 58013.2547 | 1.009
2015 | 1 | 0% | 3423047 | -0.8732% | 6214.53 | 2.213% | 2015 | 87873465.604 | 16788743.9911 | 17806627.8352 | 46221.7781 | 3417352.4773 | 6204.1916 | 1808330.07 | 5467.0599 | 258302.5762 | 127952822.5539 | 57893.0297 | 0.99834
2016 | 1 | 0% | 3180756 | -7.078% | 5922.69 | -4.696% | 2016 | 89066010.1273 | 16926400.7256 | 16936984.9791 | 44939.163 | 3163793.6239 | 5891.1054 | 927650.5903 | 2916.8615 | 182668.6396 | 127203508.6858 | 53747.1299 | 0.99467
2017 | 1 | 0% | 2803203 | -11.87% | 5557.3 | -6.169% | 2017 | 88546624.8193 | 17140539.8649 | 16607554.9024 | 43433.3027 | 2825772.5065 | 5602.0436 | 764826.6874 | 2260.0511 | 149911.3452 | 126035230.1257 | 51295.3975 | 1.0081
2018 | 1 | 0% | 2678677 | -4.442% | 5394.5 | -2.929% | 2018 | 93198095.0154 | 17169002.2198 | 16590506.6692 | 44562.5517 | 2603284.8877 | 5242.6703 | 740319.0802 | 2184.3407 | 149574.2726 | 130450782.1449 | 51989.5627 | 0.97185
2019 | 1 | 0% | 2668244 | -0.3895% | 5191.76 | -3.758% | 2019 | 95812203.1516 | 17741719.4997 | 17551289.5314 | 44005.3719 | 2689726.9073 | 5233.5606 | 780163.1803 | 2305.2118 | 155399.1766 | 134730501.447 | 51544.1442 | 1.0081
2020 | 1 | 0% | 2734870 | 2.497% | 5526.1 | 6.44% | 2020 | 103350675.6573 | 16949067.9013 | 16527134.259 | 42371.8158 | 2755741.4428 | 5568.273 | 809152.3606 | 2345.7664 | 154290.5664 | 140546062.1874 | 50285.8552 | 1.0076
2021 | 1 | 0% | 2738839 | 0.1451% | 5291.6 | -4.243% | 2021 | 105428718.5552 | 17601880.7736 | 17162103.0175 | 43814.473 | 2754061.3509 | 5321.0105 | 795414.4445 | 2350.5923 | 156228.5121 | 143898406.6537 | 51486.0758 | 1.0056
2022 | 1 | 0% | 2821873 | 3.032% | 5657.5 | 6.915% | 2022 | 105287929.0376 | 18832023.3089 | 18050375.7043 | 45053.0972 | 2823891.0943 | 5661.546 | 803003.8669 | 2372.8958 | 184690.9894 | 145981914.0013 | 53087.539 | 1.0007
2023 | 1 | 0% | 2768792.2908 | -1.881% | 5551.0799 | -1.881% | 2023 | 106437447.2339 | 18968418.3864 | 18724164.5247 | 46734.8502 | 2768792.2908 | 5551.0799 | 810990.8738 | 2396.4976 | 225831.0427 | 147935644.3523 | 54682.4276 | 1
2024 | 1 | 0% | 2778655.6587 | 0.3562% | 5570.8547 | 0.3562% | 2024 | 109154918.9289 | 19282193.2692 | 19048275.4134 | 47543.8195 | 2778655.6587 | 5570.8547 | 821099.4875 | 2426.3688 | 242514.2075 | 151327656.9652 | 55541.0429 | 1
Streetlighting-Non-WN/kW | [6 empty] | Customer Usage - Weather Normalized Variance
Year | Customer | % Change | kWh | % Change | kW | % Change | Year | Residential-WN | General Service < 50 kW-WN | General Service > 50 kW - 4999 kW - Excluding Wholesale Market Participant-Non-WN/kW |  | General Service > 50 kW - 4999 kW - Wholesale Market Participant-Non-WN/kW |  | Streetlighting-Non-WN/kW |  | Unmetered Scattered Load-WN | Total
2013 | 2693.5 |  | 1796176 |  | 5310 |  |  | kWh | kWh | kWh | kW | kWh | kW | kWh | kW | kWh | kWh | kW
2014 | 2757.5 | 2.376% | 1834665 | 2.143% | 5425 | 2.166% | 2013
2015 | 2805.9167 | 1.756% | 1811343.39 | -1.271% | 5476.17 | 0.9432% | 2014 | 2.476% | 1.653% | -1.255% | -0.976% | -3.063% | -6.412% | 3.077% | 3.1% | -4.447% | 1.681% | -1.214%
2016 | 2951.8333 | 5.2% | 932624.1 | -48.51% | 2932.5 | -46.45% | 2015 | -0.5966% | 0.5203% | 1.942% | -0.3939% | -1.922% | 1.131% | -2.316% | -0.125% | 2.195% | -0.1605% | -0.2072%
2017 | 3025.3333 | 2.49% | 758718 | -18.65% | 2242 | -23.55% | 2016 | 1.357% | 0.8199% | -4.884% | -2.775% | -7.42% | -5.046% | -48.7% | -46.65% | -29.28% | -0.5856% | -7.161%
2018 | 3035.003 | 0.3196% | 761759 | 0.4008% | 2247.6 | 0.2498% | 2017 | -0.5831% | 1.265% | -1.945% | -3.351% | -10.68% | -4.907% | -17.55% | -22.52% | -17.93% | -0.9184% | -4.562%
2019 | 3062.0012 | 0.8896% | 773932 | 1.598% | 2286.8 | 1.744% | 2018 | 5.253% | 0.1661% | -0.1027% | 2.6% | -7.874% | -6.415% | -3.204% | -3.35% | -0.2248% | 3.503% | 1.353%
2020 | 3111 | 1.6% | 803024 | 3.759% | 2328 | 1.802% | 2019 | 2.805% | 3.336% | 5.791% | -1.25% | 3.32% | -0.1738% | 5.382% | 5.534% | 3.894% | 3.281% | -0.8567%
2021 | 3153 | 1.35% | 791018 | -1.495% | 2337.6 | 0.4124% | 2020 | 7.868% | -4.468% | -5.835% | -3.712% | 2.454% | 6.396% | 3.716% | 1.759% | -0.7134% | 4.316% | -2.441%
2022 | 3173.4167 | 0.6475% | 802430 | 1.443% | 2371.2 | 1.437% | 2021 | 2.011% | 3.852% | 3.842% | 3.405% | -0.06097% | -4.441% | -1.698% | 0.2057% | 1.256% | 2.385% | 2.387%
2023 | 3202 | 0.9007% | 810990.8738 | 1.067% | 2396.4976 | 1.067% | 2022 | -0.1335% | 6.989% | 5.176% | 2.827% | 2.536% | 6.4% | 0.9541% | 0.9488% | 18.22% | 1.448% | 3.11%
2024 | 3236.5816 | 1.08% | 821099.4875 | 1.246% | 2426.3688 | 1.246% | 2023 | 1.092% | 0.7243% | 3.733% | 3.733% | -1.951% | -1.951% | 0.9946% | 0.9946% | 22.28% | 1.338% | 3.004%
[7 empty] | 2024 | 2.553% | 1.654% | 1.731% | 1.731% | 0.3562% | 0.3562% | 1.246% | 1.246% | 7.387% | 2.293% | 1.57%
Unmetered Scattered Load-WN
Year | Customer | % Change | kWh | % Change | kW | % Change
2013 | 42.5 |  | 264550 |  | 0
2014 | 40.6667 | -4.314% | 250496 | -5.312% | 0 | 0%
2015 | 40.6667 | 0% | 258733 | 3.288% | 0 | 0%
2016 | 35.5 | -12.7% | 183648 | -29.02% | 0 | 0%
2017 | 32.5 | -8.451% | 148714 | -19.02% | 0 | 0%
2018 | 34.6667 | 6.667% | 153906 | 3.491% | 0 | 0%
2019 | 35.3333 | 1.923% | 154158 | 0.1637% | 0 | 0%
2020 | 35 | -0.9434% | 153122 | -0.672% | 0 | 0%
2021 | 35.5 | 1.429% | 155365 | 1.465% | 0 | 0%
2022 | 41 | 15.49% | 184559 | 18.79% | 0 | 0%
2023 | 50.3333 | 22.76% | 225831.0427 | 22.36% | 0 | 0%
2024 | 54.2291 | 7.74% | 242514.2075 | 7.387% | 0 | 0%

## X.1 Loss Factor
Enter Data
| Wasaga Distribution Inc. | [12 empty] | FORECAST |  |  | Wholesale Purchases with Losses | Wholesale Purchases without Losses | Supply Loss Factor
|  |  | 2013 | 2014 | 2015 | 2016 | 2017 | 2018 | 2019 | 2020 | 2021 | 2022 | 5-Year Average | 2023 | 2024
| "Wholesale" kWh (IESO) with Losses |  | 132861329.51 | 133912300.45 | 134268044.39 | 134069791.26 | 130397715 | 140352284.21 | 139903657.92 | 146244902.31 | 149961501.62 | 152832225.73 |  | 154967919.3714 | 158435736.8008
[16 empty] | January | 12427125.3 | 12037372.63 | 1.0324
|  |  | 2013 | 2014 | 2015 | 2016 | 2017 | 2018 | 2019 | 2020 | 2021 | 2022 |  | 2023 | 2024 | February | 11414727.16 | 11056689.02 | 1.0324
A | “Wholesale" kWh (IESO) Qty at the Meter |  | 128710876.21 | 129721073.03 | 130062006.19 | 129854582.82 | 126280355.9 | 135908089.96 | 135499476.65 | 141661860.58 | 145258377.98 | 148041188.84 |  | 150100806.6431 | 153459709.5409 | March | 11410609.51 | 11053679.29 | 1.0323
B | “Wholesale" kWh (GEN) |  | 196180 | 202170 | 302283 | 476881 | 1033676 | 1562626.02 | 1554198 | 1624059 | 1498849 | 1427998 |  | 2005655.2027 | 2190703.0573 | April | 9843368.62 | 9536827.47 | 1.0321
C | Net "Wholesale" kWh (A)-(B) |  | 128907056.21 | 129923243.03 | 130364289.19 | 130331463.82 | 127314031.9 | 137470715.98 | 137053674.65 | 143285919.58 | 146757226.98 | 149469186.84 | 142807344.806 | 152106461.8458 | 155650412.5983 | May | 9607315.98 | 9309016.15 | 1.032
[16 empty] | June | 10146122.73 | 9830533.19 | 1.0321
D | Final Load Forecast (Distributor) Qty at the Meter |  | 126056266 | 127013614 | 128166037.39 | 127885498.1 | 125028584 | 134228686 | 133654406 | 139481594 | 143103046 | 145877588 |  | 147935644.3523 | 151327656.9652 | July | 12627370.01 | 12231693.16 | 1.0323
E | Less: Wholesale Market Participants |  | 3594883 | 3453199 | 3423047.21 | 3180755.81 | 2803203 | 2678677.31 | 2667704.5 | 2734869.57 | 2738839.99 | 2821873 |  | 2768792.2908 | 2778655.6587 | August | 11481797.8 | 11123354.54 | 1.0322
F | Net Retail kWh (Distributor) Qty at the Meter [(D)-(E)] |  | 122461383 | 123560415 | 124742990.18 | 124704742.29 | 122225381 | 131550008.69 | 130986701.5 | 136746724.43 | 140364206.01 | 143055715 | 136540671.126 | 145166852.0615 | 148549001.3065 | September | 9549656.14 | 9253334.67 | 1.032
[16 empty] | October | 9762325.4 | 9458916.87 | 1.0321
G | Distribution Loss Factor [(C)/(F)] |  | 1.0526 | 1.0515 | 1.0451 | 1.0451 | 1.0416 | 1.045 | 1.0463 | 1.0478 | 1.0455 | 1.0448 | 1.0459 | 1.0478 | 1.0478 | November | 11051534.07 | 10705477.99 | 1.0323
[16 empty] | December | 13539376.79 | 13113981.23 | 1.0324
H | Supply Facility Loss Factor |  | 1.0322 | 1.0323 | 1.0323 | 1.0325 | 1.0326 | 1.0327 | 1.0325 | 1.0324 | 1.0324 | 1.0324 | 1.0324 | 1.0324 | 1.0324 | 2013 Total | 132861329.51 | 128710876.21 | 1.0322
[16 empty] | January | 14009823.02 | 13569001.19 | 1.0325
| Total Utility Loss Adjustment Factor | LAF | 1.0866 | 1.0855 | 1.0789 | 1.079 | 1.0756 | 1.0792 | 1.0803 | 1.0817 | 1.0794 | 1.0786 | 1.0798 | 1.0818 | 1.0818 | February | 12185867.46 | 11802571.07 | 1.0325
[16 empty] | March | 12555380.39 | 12161096.95 | 1.0324
| Supply Facility Loss Factor | 1.0324 | [10 empty] | Difference | 277028.7121 | 283603.0226 | April | 10082468.89 | 9767547.53 | 1.0322
[16 empty] | May | 9562255.66 | 9264642.6 | 1.0321
| Total Loss Factor | [14 empty] | June | 9968997.28 | 9658593.13 | 1.0321
| Secondary Metered Customer | [14 empty] | July | 11153255.46 | 10804830.81 | 1.0322
| Total Loss Factor - Secondary Metered Customer < 5,000kW | 1.0798 | [13 empty] | August | 11362433.77 | 11007759.82 | 1.0322
| Total Loss Factor - Secondary Metered Customer > 5,000kW | n/a | [13 empty] | September | 9514380.79 | 9218609.32 | 1.0321
[16 empty] | October | 9761646.97 | 9457382.31 | 1.0322
| Primary Metered Customer | [14 empty] | November | 11117966.66 | 10769187.69 | 1.0324
| Total Loss Factor - Primary Metered Customer < 5,000kW | 1.069 | [13 empty] | December | 12637824.1 | 12239850.61 | 1.0325
| Total Loss Factor - Primary Metered Customer > 5,000kW | n/a | [13 empty] | 2014 Total | 133912300.45 | 129721073.03 | 1.0323
[16 empty] | January | 13995263.05 | 13553617.74 | 1.0326
[16 empty] | February | 13170058.06 | 12754658.41 | 1.0326
[16 empty] | March | 11998087.02 | 11621928.59 | 1.0324
[16 empty] | April | 9783026.59 | 9477215.87 | 1.0323
[16 empty] | May | 9852639.42 | 9545743.22 | 1.0322
[16 empty] | June | 9493089.52 | 9198114.57 | 1.0321
[16 empty] | July | 12323498.1 | 11937095.22 | 1.0324
[16 empty] | August | 11878051.48 | 11506041.18 | 1.0323
[16 empty] | September | 10579920.17 | 10249622.09 | 1.0322
[16 empty] | October | 9909152.14 | 9599502.45 | 1.0323
[16 empty] | November | 9955156.1 | 9643799.53 | 1.0323
[16 empty] | December | 11330102.74 | 10974667.32 | 1.0324
[16 empty] | 2015 Total | 134268044.39 | 130062006.19 | 1.0323
[16 empty] | January | 12730345.99 | 12329074.72 | 1.0325
[16 empty] | February | 11705579.45 | 11336672.4 | 1.0325
[16 empty] | March | 11115960.9 | 10766967.26 | 1.0324
[16 empty] | April | 10054141.37 | 9738766.64 | 1.0324
[16 empty] | May | 9815290.68 | 9507957.85 | 1.0323
[16 empty] | June | 10031359.4 | 9717280.93 | 1.0323
[16 empty] | July | 13224478.04 | 12807264.72 | 1.0326
[16 empty] | August | 13591514.92 | 13162948.99 | 1.0326
[16 empty] | September | 9965584.51 | 9653884.32 | 1.0323
[16 empty] | October | 9614905 | 9313919.51 | 1.0323
[16 empty] | November | 9822633 | 9513946.58 | 1.0324
[16 empty] | December | 12397998 | 12005898.9 | 1.0327
[16 empty] | 2016 Total | 134069791.26 | 129854582.82 | 1.0325
[16 empty] | January | 12229219 | 11842392.57 | 1.0327
[16 empty] | February | 10687297 | 10349202.35 | 1.0327
[16 empty] | March | 11665956 | 11297026.71 | 1.0327
[16 empty] | April | 9357837 | 9063316.55 | 1.0325
[16 empty] | May | 9739335 | 9432771.96 | 1.0325
[16 empty] | June | 9985792 | 9671820.07 | 1.0325
[16 empty] | July | 12043306 | 11663099.67 | 1.0326
[16 empty] | August | 11325611 | 10968271.41 | 1.0326
[16 empty] | September | 9819996 | 9509347.96 | 1.0327
[16 empty] | October | 9479144 | 9181326.54 | 1.0324
[16 empty] | November | 10779432 | 10438668.95 | 1.0326
[16 empty] | December | 13284790 | 12863111.16 | 1.0328
[16 empty] | 2017 Total | 130397715 | 126280355.9 | 1.0326
[16 empty] | January | 13615938.1 | 13183516.22 | 1.0328
[16 empty] | February | 11305661.48 | 10946971.21 | 1.0328
[16 empty] | March | 11582097.93 | 11215123.47 | 1.0327
[16 empty] | April | 10730509.54 | 10390815.03 | 1.0327
[16 empty] | May | 9875377.1 | 9564351.76 | 1.0325
[16 empty] | June | 10350680.97 | 10024232.91 | 1.0326
[16 empty] | July | 13689624.53 | 13255693.39 | 1.0327
[16 empty] | August | 13621544.03 | 13189977.19 | 1.0327
[16 empty] | September | 10918383.85 | 10573578.58 | 1.0326
[16 empty] | October | 10483323.64 | 10152017.5 | 1.0326
[16 empty] | November | 11365095.9 | 11004740.38 | 1.0327
[16 empty] | December | 12814047.14 | 12407072.32 | 1.0328
[16 empty] | 2018 Total | 140352284.21 | 135908089.96 | 1.0327
[16 empty] | January | 13900952.76 | 13458837.73 | 1.0328
[16 empty] | February | 12089793.72 | 11705620.48 | 1.0328
[16 empty] | March | 12234304.98 | 11846141.6 | 1.0328
[16 empty] | April | 10423342.37 | 10093738.14 | 1.0327
[16 empty] | May | 10124014.43 | 9807877.72 | 1.0322
[16 empty] | June | 9963808.22 | 9652652 | 1.0322
[16 empty] | July | 13911423.38 | 13470080.87 | 1.0328
[16 empty] | August | 12353863.7 | 11966498.8 | 1.0324
[16 empty] | September | 9705119.4 | 9402912.14 | 1.0321
[16 empty] | October | 10144367.21 | 9827541.39 | 1.0322
[16 empty] | November | 11757130.6 | 11388925.7 | 1.0323
[16 empty] | December | 13295537.15 | 12878650.08 | 1.0324
[16 empty] | 2019 Total | 139903657.92 | 135499476.65 | 1.0325
[16 empty] | January | 13108024.91 | 12697249.49 | 1.0324
[16 empty] | February | 12246829.32 | 11863039.13 | 1.0324
[16 empty] | March | 11915050.17 | 11542065.89 | 1.0323
[16 empty] | April | 10832586.26 | 10493403.18 | 1.0323
[16 empty] | May | 10843267 | 10504393.19 | 1.0323
[16 empty] | June | 11408378.16 | 11051375.45 | 1.0323
[16 empty] | July | 15505390.18 | 15017659.71 | 1.0325
[16 empty] | August | 13862181.6 | 13426859.6 | 1.0324
[16 empty] | September | 10501257.49 | 10173059.08 | 1.0323
[16 empty] | October | 10967477.16 | 10624130.46 | 1.0323
[16 empty] | November | 11227626.33 | 10876116.86 | 1.0323
[16 empty] | December | 13826833.73 | 13392508.54 | 1.0324
[16 empty] | 2020 Total | 146244902.31 | 141661860.58 | 1.0324
[16 empty] | January | 14127144.22 | 13683161.51 | 1.0324
[16 empty] | February | 13322300.05 | 12903469.89 | 1.0325
[16 empty] | March | 12551973.98 | 12158371.4 | 1.0324
[16 empty] | April | 10695600.1 | 10361167.45 | 1.0323
[16 empty] | May | 10920120.11 | 10578555.09 | 1.0323
[16 empty] | June | 12524914.77 | 12131936.52 | 1.0324
[16 empty] | July | 13320916.81 | 12902680.51 | 1.0324
[16 empty] | August | 15442609.63 | 14956390.94 | 1.0325
[16 empty] | September | 10775917.75 | 10439149.08 | 1.0323
[16 empty] | October | 10796234.01 | 10459233.02 | 1.0322
[16 empty] | November | 11778395.46 | 11409241.44 | 1.0324
[16 empty] | December | 13705374.73 | 13275021.13 | 1.0324
[16 empty] | 2021 Total | 149961501.62 | 145258377.98 | 1.0324
[16 empty] | January | 15856085.71 | 15358124 | 1.0324
[16 empty] | February | 13630051.55 | 13202268.23 | 1.0324
[16 empty] | March | 13339493.23 | 12921794.91 | 1.0323
[16 empty] | April | 11179449.45 | 10829785.54 | 1.0323
[16 empty] | May | 11155592.32 | 10806471.07 | 1.0323
[16 empty] | June | 11493285 | 11133158.24 | 1.0323
[16 empty] | July | 13900904.56 | 13464283.55 | 1.0324
[16 empty] | August | 14218399.68 | 13771961.14 | 1.0324
[16 empty] | September | 11324279.64 | 10970148.32 | 1.0323
[16 empty] | October | 10976851.13 | 10633526.94 | 1.0323
[16 empty] | November | 11621738.41 | 11257795.27 | 1.0323
[16 empty] | December | 14136095.05 | 13691871.63 | 1.0324
[16 empty] | 2022 Total | 152832225.73 | 148041188.84 | 1.0324
Note on U3: Extracted from Utilismart TSL - Settlement Report

## X.2 Appendix 3-1-1 (D)
Date | Customer Count | Spring Fall Flag | Days in Month | HDD | CDD
Forecast Methodology -> | Utility Adjusted Customer Growth % | Average | Average | Average | Average
2013-January | 12593 | 0 | 31 | 638.9 | 0
2013-February | 12597 | 0 | 28 | 647.8 | 0
2013-March | 12608 | 1 | 31 | 582.2 | 0
2013-April | 12620 | 1 | 30 | 368.7 | 0
2013-May | 12628 | 1 | 31 | 163.7 | 15.7
2013-June | 12686 | 0 | 30 | 73.3 | 41
2013-July | 12684 | 0 | 31 | 6.3 | 96.7
2013-August | 12731 | 0 | 31 | 13.8 | 63.9
2013-September | 12749 | 1 | 30 | 103.5 | 24.1
2013-October | 12817 | 1 | 31 | 189.8 | 0.1
2013-November | 12853 | 1 | 30 | 476.7 | 0
2013-December | 12873 | 0 | 31 | 717.5 | 0
2014-January | 12874 | 0 | 31 | 826.1 | 0
2014-February | 12904 | 0 | 28 | 740.1 | 0
2014-March | 12843 | 1 | 31 | 730 | 0
2014-April | 12851 | 1 | 30 | 389.7 | 0
2014-May | 12850 | 1 | 31 | 174.6 | 4.1
2014-June | 12862 | 0 | 30 | 57.2 | 41.5
2014-July | 12873 | 0 | 31 | 29.7 | 50.3
2014-August | 12937 | 0 | 31 | 24.1 | 45.9
2014-September | 12915 | 1 | 30 | 86.3 | 21.4
2014-October | 12961 | 1 | 31 | 238.8 | 1.2
2014-November | 12976 | 1 | 30 | 460.7 | 0
2014-December | 13021 | 0 | 31 | 537.7 | 0
2015-January | 13050 | 0 | 31 | 854.9 | 0
2015-February | 13056 | 0 | 28 | 860.7 | 0
2015-March | 13061 | 1 | 31 | 646.7 | 0
2015-April | 13080 | 1 | 30 | 366.8 | 0
2015-May | 13084 | 1 | 31 | 156 | 19.8
2015-June | 13095 | 0 | 30 | 69.8 | 6
2015-July | 13111 | 0 | 31 | 17.4 | 76.3
2015-August | 13139 | 0 | 31 | 12.2 | 65.6
2015-September | 13158 | 1 | 30 | 27.6 | 69.5
2015-October | 13172 | 1 | 31 | 257.1 | 2.8
2015-November | 13191 | 1 | 30 | 323.8 | 1.5
2015-December | 13214 | 0 | 31 | 426 | 0
2016-January | 13218 | 0 | 31 | 556.4 | 0
2016-February | 13226 | 0 | 29 | 623.5 | 0
2016-March | 13227 | 1 | 31 | 502.2 | 0
2016-April | 13242 | 1 | 30 | 387.4 | 0
2016-May | 13242 | 1 | 31 | 206 | 18.4
2016-June | 13260 | 0 | 30 | 58.3 | 34
2016-July | 13259 | 0 | 31 | 2.9 | 117.6
2016-August | 13292 | 0 | 31 | 0.4 | 125.8
2016-September | 13310 | 1 | 30 | 45.4 | 41.4
2016-October | 13308 | 1 | 31 | 198.3 | 4.5
2016-November | 13359 | 1 | 30 | 249.1 | 0
2016-December | 13379 | 0 | 31 | 596.4 | 0
2017-January | 13381 | 0 | 31 | 641 | 0
2017-February | 13385 | 0 | 28 | 512.4 | 0
2017-March | 13393 | 1 | 31 | 594.3 | 0
2017-April | 13412 | 1 | 30 | 298.9 | 0.5
2017-May | 13418 | 1 | 31 | 221 | 8.6
2017-June | 13451 | 0 | 30 | 59.8 | 40.9
2017-July | 13484 | 0 | 31 | 3.9 | 61.8
2017-August | 13551 | 0 | 31 | 19.3 | 44.6
2017-September | 13567 | 1 | 30 | 69 | 52
2017-October | 13587 | 1 | 31 | 158.2 | 5.5
2017-November | 13607 | 1 | 30 | 444.8 | 0
2017-December | 13627 | 0 | 31 | 668.9 | 0
2018-January | 13641 | 0 | 31 | 671.9 | 0
2018-February | 13645 | 0 | 28 | 554.2 | 0
2018-March | 13654 | 1 | 31 | 559.3 | 0
2018-April | 13692 | 1 | 30 | 472.4 | 0
2018-May | 13724 | 1 | 31 | 138.8 | 26.8
2018-June | 13761 | 0 | 30 | 66.4 | 31.4
2018-July | 13761 | 0 | 31 | 4.8 | 109.3
2018-August | 13773 | 0 | 31 | 3.7 | 122.1
2018-September | 13798 | 1 | 30 | 75.9 | 54.8
2018-October | 13814 | 1 | 31 | 279.5 | 12.6
2018-November | 13812 | 1 | 30 | 503 | 0
2018-December | 13827 | 0 | 31 | 588.3 | 0
2019-January | 13857 | 0 | 31 | 777.9 | 0
2019-February | 13849 | 0 | 28 | 634.4 | 0
2019-March | 13868 | 1 | 31 | 585.7 | 0
2019-April | 13865 | 1 | 30 | 391.1 | 0
2019-May | 13876 | 1 | 31 | 237 | 0
2019-June | 13877 | 0 | 30 | 96.1 | 16.9
2019-July | 13892 | 0 | 31 | 4 | 93.9
2019-August | 13911 | 0 | 31 | 7.3 | 56.7
2019-September | 13920 | 1 | 30 | 61.6 | 14.8
2019-October | 13921 | 1 | 31 | 252.6 | 3.8
2019-November | 14005 | 1 | 30 | 523.2 | 0
2019-December | 14039 | 0 | 31 | 583.1 | 0
2020-January | 14084 | 0 | 31 | 613.8 | 0
2020-February | 14104 | 0 | 29 | 621.7 | 0
2020-March | 14121 | 1 | 31 | 486.1 | 0
2020-April | 14142 | 1 | 30 | 398.6 | 0
2020-May | 14173.5 | 1 | 31 | 246.2 | 19.4
2020-June | 14205 | 0 | 30 | 56.1 | 45.2
2020-July | 14219 | 0 | 31 | 0 | 139.4
2020-August | 14249 | 0 | 31 | \ | 81.3
2020-September | 14271 | 1 | 30 | 84.6 | 23
2020-October | 14279 | 1 | 31 | 279.9 | 0
2020-November | 14280 | 1 | 30 | 296.1 | 5.4
2020-December | 14294 | 0 | 31 | 554.7 | 0
2021-January | 14313 | 0 | 31 | 636.7 | 0
2021-February | 14322 | 0 | 28 | 639.6 | 0
2021-March | 14345 | 1 | 31 | 460.9 | 0
2021-April | 14361 | 1 | 30 | 315.1 | 0.3
2021-May | 14378 | 1 | 31 | 206 | 16
2021-June | 14404 | 0 | 30 | 22.7 | 83
2021-July | 14417 | 0 | 31 | 14.2 | 57.2
2021-August | 14419 | 0 | 31 | 3.5 | 113.6
2021-September | 14431 | 1 | 30 | 52.9 | 18.9
2021-October | 14467 | 1 | 31 | 137.3 | 14.2
2021-November | 14500 | 1 | 30 | 412.5 | 0
2021-December | 14526 | 0 | 31 | 511.6 | 0
2022-January | 14546 | 0 | 31 | 827 | 0
2022-February | 14562 | 0 | 28 | 642.1 | 0
2022-March | 14563 | 1 | 31 | 539.9 | 0
2022-April | 14616 | 1 | 30 | 373.5 | 0
2022-May | 14629 | 1 | 31 | 144.1 | 29.9
2022-June | 14671 | 0 | 30 | 50.9 | 27.4
2022-July | 14692 | 0 | 31 | 10.5 | 74.6
2022-August | 14725 | 0 | 31 | 5.1 | 86
2022-September | 14744 | 1 | 30 | 67.6 | 37.9
2022-October | 14820 | 1 | 31 | 237.9 | 1.4
2022-November | 14889 | 1 | 30 | 365 | 5.1
2022-December | 14899 | 0 | 31 | 554.6 | 0
2023-January | 14926.8817 | 0 | 31 | 704.46 | 0
2023-February | 14954.8156 | 0 | 28.2 | 647.65 | 0
2023-March | 14982.8018 | 1 | 31 | 568.73 | 0
2023-April | 15010.8403 | 1 | 30 | 376.22 | 0.08
2023-May | 15038.9314 | 1 | 31 | 189.34 | 15.87
2023-June | 15067.0749 | 0 | 30 | 61.06 | 36.73
2023-July | 15095.2712 | 0 | 31 | 9.37 | 87.71
2023-August | 15123.5202 | 0 | 31 | 9.28 | 80.55
2023-September | 15151.8221 | 1 | 30 | 67.44 | 35.78
2023-October | 15180.177 | 1 | 31 | 222.94 | 4.61
2023-November | 15208.5849 | 1 | 30 | 405.49 | 1.2
2023-December | 15237.0459 | 0 | 31 | 573.88 | 0
2024-January | 15257.4333 | 0 | 31 | 711.016 | 0
2024-February | 15277.848 | 0 | 28.22 | 647.635 | 0
2024-March | 15298.29 | 1 | 31 | 567.383 | 0
2024-April | 15318.7593 | 1 | 30 | 376.972 | 0.08
2024-May | 15339.256 | 1 | 31 | 191.904 | 15.87
2024-June | 15359.7802 | 0 | 30 | 59.836 | 36.73
2024-July | 15380.3318 | 0 | 31 | 9.677 | 87.71
2024-August | 15400.9109 | 0 | 31 | 8.828 | 80.55
2024-September | 15421.5176 | 1 | 30 | 63.834 | 35.78
2024-October | 15442.1518 | 1 | 31 | 226.254 | 4.61
2024-November | 15462.8136 | 1 | 30 | 398.369 | 1.2
2024-December | 15483.5031 | 0 | 31 | 559.518 | 0