{"text_format":"1","workbook":"xlsx","n_sheets":4,"sheets":["Data summary","Hourly load shapes by class","2006 Input to CA model","Revised Inputs to CA model"],"not_rendered":{"charts":0,"images":0,"macros":1,"external_links":0,"defined_names":3,"comments":0,"pivot_tables":0},"unopened":[],"bounds":{"document_bytes":16777216,"sheet_cells":100000,"rows_first":2000,"rows_last":500,"rows_between":2000,"halvings":0,"cell_chars":16384,"cell_head_chars":4096},"cells_cut":0,"cells_raw":0,"read":"whole","date_system":"1900"}

{"sheet":"Data summary","index":0,"n_rows":38,"n_cols":15,"rows_kept":38,"cut":false,"hidden":false,"merged":[[34,0,34,1]]}
["RUN # 2","Rate classes","Weather station used for normalization",null,null,null,null,"Test Year"]
[1,"Residential","Windsor",null,null,null,null,2004]
[2,"GS>50kW"]
[3,"Street Lighting"]
[4,"Sentinel Lighting"]
[5,"USL"]
[6,"GS < 50 kW"]
[]
[]
["Monthly kWh by class (with actual weather)",null,"Jan","Feb","Mar","Apr","May","Jun","Jul","Aug","Sep","Oct","Nov","Dec","TOTAL"]
[1,"Residential",31053454.359999999,25345125.780000001,23836707.879999999,18973366.899999999,16112686.42,13989061.99,14542439.939999999,14816975.5,14140924.970000001,15981167.84,20100427.559999999,26823201.75,{"$f":"SUM(C11:N11)","v":235715540.88999999}]
[2,"GS>50kW",13034596.262370525,12068419.850471731,12565021.044281064,11096421.099499196,10758175.089680796,11014196.316113623,11364895.303555334,11567316.164901471,12142131.854073199,12662999.018036157,12767181.263103599,13872081.50466872,144913434.77075541]
[3,"Street Lighting",451924.19999999722,399948.72,442460.51999999676,428241.59999999928,442516.31999999925,428241.59999999928,441330.47000000271,442516.31999999925,428259.5999999966,442516.31999999925,448257.59999999678,556942.07999999996,5353155.3499999866]
[4,"Sentinel Lighting",598.92000000000394,534.23999999999683,591.47999999999797,579.60000000000377,598.92000000000394,579.60000000000377,638.11999999999887,639.84000000000594,619.20000000000562,639.84000000000594,619.20000000000562,660.47999999999524,7299.440000000026]
[5,"USL",44912.03,41077.96,43109.03,43278.2,47292.03,44414.2,43590.03,41233.03,39624.199999999997,58292.03,39032.199999999997,48246.03,534100.97]
[6,"GS < 50 kW",8114994.7599999998,7126092.71,6722067.6399999997,6361678.2699999996,5193246.7,5613903.1600000001,5953695.9199999999,5969889.5,5618992.0999999996,5442173.25,5953366.6200000001,7333311.3399999999,75403411.969999999]
[]
[]
["Monthly kWh by class (with normalized weather)",null,"Jan","Feb","Mar","Apr","May","Jun","Jul","Aug","Sep","Oct","Nov","Dec","TOTAL"]
[1,"Residential",29734588.427862093,25719070.307917964,25156025.506332491,19554428.118477762,16359235.858236812,14192988.717180761,14715282.603738856,15048879.432492197,14277205.274412457,16854868.864359271,21316452.744354501,26729132.683748811,{"$f":"SUM(C20:N20)","v":239658158.53911397}]
[2,"GS>50kW",12804647.065771723,12133618.474283226,12795048.995448183,11197731.291162947,10826717.524064381,11176057.515218401,11502084.387085503,11751383.496875215,12209996.503845258,12815332.051836861,12979199.79157749,13855680.211950365,146047497.30911955]
[3,"Street Lighting",451924.19999999722,399948.72,442460.51999999676,428241.59999999928,442516.31999999925,428241.59999999928,441330.47000000271,442516.31999999925,428259.5999999966,442516.31999999925,448257.59999999678,556942.07999999996,5353155.3499999866]
[4,"Sentinel Lighting",598.92000000000394,534.23999999999683,591.47999999999797,579.60000000000377,598.92000000000394,579.60000000000377,638.11999999999887,639.84000000000594,619.20000000000562,639.84000000000594,619.20000000000562,660.47999999999524,7299.440000000026]
[5,"USL",44912.03,41077.96,43109.03,43278.2,47292.03,44414.2,43590.03,41233.03,39624.199999999997,58292.03,39032.199999999997,48246.03,534100.97]
[6,"GS < 50 kW",7897692.27036619,7187705.5497988071,6939444.5462193321,6457416.6203592932,5270877.4596988047,5830411.6376008382,6137202.5211756434,6216101.3046325892,5705314.5817422932,5586128.2978038657,6153724.5840680096,7317812.0883008186,76699831.461766496]
[]
[]
["Residential class information",null,"Equipment saturation"]
[null,"Electric space heating",0.24]
[null,"Electric water heating",0.5]
[null,"Air conditioning",0.5]
[null,"Baseload",1]
[]
[]
["General service >50kW ",null,"2004 kWh (Actual)","2004 kWh (Weather Corrected)"]
[null,"Weather sensitive load",68956502.041829079,70090564.580193222]
[null,"Non-weather sensitive load",75956932.728926331,75956932.728926331]
[null,"TOTAL",{"$f":"SUM(C36:C37)","v":144913434.77075541},{"$f":"SUM(D36:D37)","v":146047497.30911955}]

{"sheet":"Hourly load shapes by class","index":1,"n_rows":8818,"n_cols":30,"rows_kept":4500,"cut":true,"hidden":false,"merged":[[0,14,0,20],[0,6,0,12]],"bounds":{"rows_first":2000,"rows_last":500,"rows_between":2000,"halvings":0}}
["ALL UNITS IN GWh",null,null,null,null,null,"2004 Load Shape",null,null,null,null,null,null,null,"2024 Load Shape"]
["Year","Month","Day","Hour (EST)",null,null,"Residential","GS>50kW","Street Lighting","Sentinel Lighting","USL","GS<50kW","TOTAL LDC sales",null,{"$f":"G2","v":"Residential"},"GS>50kW","Street Lighting","Sentinel Lighting","USL","GS<50kW","TOTAL LDC sales",null,null,"Residential","GS>50kW","Street Lighting","Sentinel Lighting","USL","GS<50kW","Total"]
[2004,1,1,1,null,null,2.6115016284870986E-2,1.0634492408954459E-2,1.21485E-3,1.6100000000000204E-6,6.0365631720430322E-5,9.6534748584122879E-3,4.7679809183958165E-2,null,{"$f":"G3*X$5","v":2.1136051486490472E-2},{"$f":"H3*Y$5","v":1.2959760225821801E-2},{"$f":"I3*Z$5","v":6.8642683906043091E-4},{"$f":"J3*AA$5","v":2.1399203226550308E-6},{"$f":"K3*AB$5","v":2.5555143446668611E-5},{"$f":"L3*AC$5","v":8.8930512705356034E-3},{"$f":"SUM(O3:T3)","v":4.3702984885677629E-2},null,2004,{"$f":"SUM(G3:G8786)*1000000","v":239658158.53911489},146047497.30911869,5353155.3500000956,7299.4399999996076,534100.96999995504,76699831.461766869,{"$f":"SUM(X3:AC3)","v":468300043.07000053}]
[2004,1,1,2,null,null,2.4700867908280511E-2,1.0446044090343977E-2,1.21485E-3,1.6100000000000204E-6,6.0365631720430322E-5,9.5122758444452591E-3,4.5936013474790184E-2,null,1.9991517913502854E-2,1.2730107043494575E-2,{"$f":"I4*Z$5","v":6.8642683906043091E-4},2.1399203226550308E-6,2.5555143446668611E-5,8.7629747862669749E-3,4.2198721646094159E-2,null,"2024 Forecast",193966073.87814435,177981277.70666391,3024694,9702,226105.92342619819,70658031.810849622,{"$f":"SUM(X4:AC4)","v":445865885.31908405}]
[2004,1,1,3,null,null,2.3285713942446475E-2,1.0456773462734581E-2,1.21485E-3,1.6100000000000204E-6,6.0365631720430322E-5,1.0118431437868895E-2,4.5137744474770383E-2,null,1.8846170472134136E-2,1.2743182429531683E-2,6.8642683906043091E-4,2.1399203226550308E-6,2.5555143446668611E-5,9.3213822871204988E-3,4.162485709161607E-2,null,"Scaling Factor",{"$f":"X4/X3","v":0.80934475613308576},{"$f":"Y4/Y3","v":1.2186533900677214},{"$f":"Z4/Z3","v":0.56503011817132232},1.3291430575496916,0.42333928625184342,0.92122799312891646,{"$f":"AD4/AD3","v":0.95209447856582186}]
[2004,1,1,4,null,null,2.3436912459813102E-2,1.0238252277842169E-2,1.21485E-3,1.6100000000000204E-6,6.0365631720430322E-5,9.9834371452859165E-3,4.4935427514661619E-2,null,1.8968542199299915E-2,1.2476880846760931E-2,6.8642683906043091E-4,2.1399203226550308E-6,2.5555143446668611E-5,9.197021765880423E-3,4.1356566714771024E-2]
[2004,1,1,5,null,null,2.30465959459571E-2,1.0368355348660516E-2,1.21485E-3,1.6100000000000204E-6,6.0365631720430322E-5,1.0712978896125529E-2,4.5404755822463588E-2,null,1.8652641575578412E-2,1.2635431395071931E-2,6.8642683906043091E-4,2.1399203226550308E-6,2.5555143446668611E-5,9.8690960489101563E-3,4.1871290922390253E-2]
[2004,1,1,6,null,null,2.4386622624346786E-2,1.0586599362316946E-2,1.21485E-3,1.6100000000000204E-6,6.0365631720430322E-5,1.0586082854863791E-2,4.6836130473247958E-2,null,1.973718514081154E-2,1.2901395202176324E-2,6.8642683906043091E-4,2.1399203226550308E-6,2.5555143446668611E-5,9.7521958634826014E-3,4.3104898109300217E-2]
[2004,1,1,7,null,null,2.7787445583968128E-2,1.1279502803779661E-2,0,0,6.0365631720430322E-5,1.0965178997304339E-2,5.0092493016772557E-2,null,2.2489623369718076E-2,1.3745804330104453E-2,0,0,2.5555143446668611E-5,1.0101429841986021E-2,4.6362412685255219E-2]
[2004,1,1,8,null,null,3.1338789394790505E-2,1.2394212690465306E-2,0,0,6.0365631720430322E-5,1.1147902207474867E-2,5.4941269924451107E-2,null,2.5363884860232857E-2,1.5104249312455921E-2,0,0,2.5555143446668611E-5,1.0269759578189489E-2,5.0763448894324936E-2]
[2004,1,1,9,null,null,3.549015628820703E-2,1.2756214368778688E-2,0,0,6.0365631720430322E-5,1.0412522412072371E-2,5.8719258700778522E-2,null,2.8723771886204019E-2,1.5545403884942728E-2,0,0,2.5555143446668611E-5,9.5923071250832957E-3,5.3887038039676705E-2]
[2004,1,1,10,null,null,3.9375540684182649E-2,1.2855180592850447E-2,0,0,6.0365631720430322E-5,1.0645222550341173E-2,6.2936309459094703E-2,null,3.1868387372648202E-2,1.5666009409409976E-2,0,0,2.5555143446668611E-5,9.8066770064614839E-3,5.7366628931966326E-2]
[2004,1,1,11,null,null,3.8533755776615247E-2,1.3260565956025466E-2,0,0,6.0365631720430322E-5,1.2635479185610235E-2,6.4490166549971389E-2,null,3.1187093171916553E-2,1.6160033656527049E-2,0,0,2.5555143446668611E-5,1.1640157132381913E-2,5.9012839104272186E-2]
[2004,1,1,12,null,null,3.8732126615804705E-2,1.3368939389937152E-2,0,0,6.0365631720430322E-5,1.2883395766630055E-2,6.5044827404092342E-2,null,3.1347643570384262E-2,1.6292103309156807E-2,0,0,2.5555143446668611E-5,1.1868544826778184E-2,5.9533846849765919E-2]
[2004,1,1,13,null,null,3.826625773805508E-2,1.3189136312457857E-2,0,0,6.0365631720430322E-5,1.0922316059247228E-2,6.2438075741480595E-2,null,3.0970595037131995E-2,1.6072985679242053E-2,0,0,2.5555143446668611E-5,1.0061943303580059E-2,5.7131079163400773E-2]
[2004,1,1,14,null,null,3.6527506715181027E-2,1.3447898633492949E-2,0,0,6.0365631720430322E-5,1.1672852855266416E-2,6.1708623835660829E-2,null,2.9563346014547839E-2,1.6388327258993262E-2,0,0,2.5555143446668611E-5,1.0753358809946222E-2,5.6730587226933998E-2]
[2004,1,1,15,null,null,3.5666439623539235E-2,1.3505040967123986E-2,0,0,6.0365631720430322E-5,1.2059750482921256E-2,6.1291596705304915E-2,null,2.8866445879248789E-2,1.6457963957589104E-2,0,0,2.5555143446668611E-5,1.110977973501703E-2,5.6459744715301588E-2]
[2004,1,1,16,null,null,3.7008405982018405E-2,1.313675063927304E-2,0,0,6.0365631720430322E-5,1.0571328999640197E-2,6.0776851252652073E-2,null,2.995255931439092E-2,1.6009145701024397E-2,0,0,2.5555143446668611E-5,9.7386041990440535E-3,5.5725864357906038E-2]
[2004,1,1,17,null,null,4.101232548750311E-2,1.2970220503844833E-2,0,0,6.0365631720430322E-5,1.0059132741724213E-2,6.4102044364792582E-2,null,3.3193110570133945E-2,1.5806203186936377E-2,0,0,2.5555143446668611E-5,9.2667546682759731E-3,5.8291623568792965E-2]
[2004,1,1,18,null,null,4.5445950748904555E-2,1.2970503643816121E-2,0,0,6.0365631720430322E-5,1.0146426118163505E-2,6.8623246142604608E-2,null,3.6781441926108382E-2,1.580654823642225E-2,0,0,2.5555143446668611E-5,9.347171770266588E-3,6.1960717076243885E-2]
[2004,1,1,19,null,null,4.6517506733591167E-2,1.2518825864955759E-2,1.21485E-3,1.6100000000000204E-6,6.0365631720430322E-5,7.4003501809613518E-3,6.7713508411228709E-2,null,3.7648700143217521E-2,1.525610957999581E-2,6.8642683906043091E-4,2.1399203226550308E-6,2.5555143446668611E-5,6.81740974565824E-3,6.0436341371701327E-2]
[2004,1,1,20,null,null,4.3314505339397409E-2,1.2428561735570645E-2,1.21485E-3,1.6100000000000204E-6,6.0365631720430322E-5,8.9071502374500153E-3,6.5927042944138509E-2,null,3.5056367760939837E-2,1.5146108892719131E-2,6.8642683906043091E-4,2.1399203226550308E-6,2.5555143446668611E-5,8.2055161377438297E-3,5.912211469423255E-2]
[2004,1,1,21,null,null,4.0542701477159979E-2,1.2199560381557688E-2,1.21485E-3,1.6100000000000204E-6,6.0365631720430322E-5,9.4649913560219297E-3,6.3484078846460026E-2,null,3.2813022840008539E-2,1.4867035616321142E-2,6.8642683906043091E-4,2.1399203226550308E-6,2.5555143446668611E-5,8.7194149918906234E-3,5.7113595351050053E-2]
[2004,1,1,22,null,null,3.8984254533550297E-2,1.1494210061303474E-2,1.21485E-3,1.6100000000000204E-6,6.0365631720430322E-5,8.1599980484521641E-3,5.991528827502636E-2,null,3.1551701978486411E-2,1.400745805735799E-2,6.8642683906043091E-4,2.1399203226550308E-6,2.5555143446668611E-5,7.5172186261114621E-3,5.3790500564785612E-2]
[2004,1,1,23,null,null,3.5838642791095124E-2,1.1341870004526843E-2,1.21485E-3,1.6100000000000204E-6,6.0365631720430322E-5,8.3240669564414761E-3,5.6781405383783873E-2,null,2.9005817609899655E-2,1.382180833072404E-2,6.8642683906043091E-4,2.1399203226550308E-6,2.5555143446668611E-5,7.6683634969533085E-3,5.1210111340406761E-2]
[2004,1,1,24,null,null,2.934173933598436E-2,1.1167216083388574E-2,1.21485E-3,1.6100000000000204E-6,6.0365631720430322E-5,9.6197227012715953E-3,5.1405503752364967E-2,null,2.3747582867402833E-2,1.3608965737640269E-2,6.8642683906043091E-4,2.1399203226550308E-6,2.5555143446668611E-5,8.8619578385491105E-3,4.6932628346421965E-2]
[2004,1,2,1,null,null,2.5498572708376247E-2,1.1364338150400581E-2,1.21485E-3,1.6100000000000204E-6,6.0365631720430322E-5,8.8483598386316642E-3,4.6988096329128926E-2,null,2.0637136110402531E-2,1.3849189212861606E-2,6.8642683906043091E-4,2.1399203226550308E-6,2.5555143446668611E-5,8.1513567766251516E-3,4.3351804002719041E-2]
[2004,1,2,2,null,null,2.3440578865639716E-2,1.1009659412583432E-2,1.21485E-3,1.6100000000000204E-6,6.0365631720430322E-5,9.5425360873665939E-3,4.5269599997310173E-2,null,1.8971509585629539E-2,1.3416958766635798E-2,6.8642683906043091E-4,2.1399203226550308E-6,2.5555143446668611E-5,8.7908513691249898E-3,4.1893441624220082E-2]
[2004,1,2,3,null,null,2.2055725607872598E-2,1.0993682518324511E-2,1.21485E-3,1.6100000000000204E-6,6.0365631720430322E-5,1.015667873211492E-2,4.4482912490032465E-2,null,1.7850685863441903E-2,1.3397488470284411E-2,6.8642683906043091E-4,2.1399203226550308E-6,2.5555143446668611E-5,9.3566167652413754E-3,4.1318913001797443E-2]
[2004,1,2,4,null,null,2.2476828432996306E-2,1.0641154806673899E-2,1.21485E-3,1.6100000000000204E-6,6.0365631720430322E-5,9.8887180409333569E-3,4.4283526912323998E-2,null,1.8191503226748604E-2,1.2967879379388576E-2,6.8642683906043091E-4,2.1399203226550308E-6,2.5555143446668611E-5,9.1097638754667459E-3,4.0983268384433683E-2]
[2004,1,2,5,null,null,2.1823099720858097E-2,1.0980997265853597E-2,1.21485E-3,1.6100000000000204E-6,6.0365631720430322E-5,1.0665122910703375E-2,4.4746045529135497E-2,null,1.7662411321645907E-2,1.3382029544356867E-2,6.8642683906043091E-4,2.1399203226550308E-6,2.5555143446668611E-5,9.825009775500498E-3,4.1583572544333029E-2]
[2004,1,2,6,null,null,2.3133668960897576E-2,1.1561158523706929E-2,1.21485E-3,1.6100000000000204E-6,6.0365631720430322E-5,1.0185004847307519E-2,4.6156657963632462E-2,null,1.8723113663621185E-2,1.4089045028025783E-2,6.8642683906043091E-4,2.1399203226550308E-6,2.5555143446668611E-5,9.382711575493391E-3,4.2908992169970114E-2]
[2004,1,2,7,null,null,2.717926248251611E-2,1.2559244210959605E-2,0,0,6.0365631720430322E-5,9.5669050214446175E-3,4.9365777346640764E-2,null,2.1997393565789128E-2,1.5305365534374327E-2,0,0,2.5555143446668611E-5,8.8133007133603791E-3,4.61416149569705E-2]
[2004,1,2,8,null,null,2.9933114018261341E-2,1.4429497015844369E-2,0,0,6.0365631720430322E-5,9.7212332389516026E-3,5.4144209904777744E-2,null,2.4226208865413577E-2,1.7584555455330809E-2,0,0,2.5555143446668611E-5,8.9554721874575017E-3,5.0791791651648557E-2]
[2004,1,2,9,null,null,3.3170008476281064E-2,1.6315938724623488E-2,0,0,6.0365631720430322E-5,8.321078429685708E-3,5.7867391262310691E-2,null,2.6845972421168086E-2,1.9883474038899628E-2,0,0,2.5555143446668611E-5,7.6656103824476801E-3,5.4420611985962063E-2]
[2004,1,2,10,null,null,3.574160824403691E-2,1.7235155021320902E-2,0,0,6.0365631720430322E-5,8.9861318414212622E-3,6.2023260738499508E-2,null,2.8927283208074341E-2,2.100368009507543E-2,0,0,2.5555143446668611E-5,8.2782762022643643E-3,5.8234794648860805E-2]
[2004,1,2,11,null,null,3.5404136379394519E-2,1.7841231219752465E-2,0,0,6.0365631720430322E-5,1.024883911297862E-2,6.3554572343846039E-2,null,2.8654152124083565E-2,2.1742276908933409E-2,0,0,2.5555143446668611E-5,9.4415174879504387E-3,5.9863501664414079E-2]
[2004,1,2,12,null,null,3.6113768435221009E-2,1.7902718046540398E-2,0,0,6.0365631720430322E-5,1.002433453504651E-2,6.4101186648528347E-2,null,2.9228489107250677E-2,2.1817208038843031E-2,0,0,2.5555143446668611E-5,9.2346975861737866E-3,6.0305949875714165E-2]
[2004,1,2,13,null,null,3.5066949276454325E-2,1.7364536185915283E-2,0,0,6.0365631720430322E-5,9.0404075063924734E-3,6.1532258600482517E-2,null,2.8381251510483214E-2,2.1161350889919283E-2,0,0,2.5555143446668611E-5,8.3282764641815308E-3,5.7896434008030691E-2]
[2004,1,2,14,null,null,3.454444915985258E-2,1.7425520193142838E-2,0,0,6.0365631720430322E-5,8.7830565605509885E-3,6.081339154526684E-2,null,2.7958368781032666E-2,2.1235669257067057E-2,0,0,2.5555143446668611E-5,8.0911975688141499E-3,5.7310790750360545E-2]
[2004,1,2,15,null,null,3.2799782868374525E-2,1.7763804943189177E-2,0,0,6.0365631720430322E-5,9.7784586611690694E-3,6.0402412104453199E-2,null,2.6546332266822743E-2,2.1647921114519238E-2,0,0,2.5555143446668611E-5,9.0081898483228527E-3,5.7227998373111502E-2]
[2004,1,2,16,null,null,3.3434854120341542E-2,1.7458160497527374E-2,0,0,6.0365631720430322E-5,8.9417586627533446E-3,5.9895138912342695E-2,null,2.7060323854373122E-2,2.1275446474658111E-2,0,0,2.5555143446668611E-5,8.2373983879313675E-3,5.6598723860409268E-2]
[2004,1,2,17,null,null,3.8032564714678863E-2,1.7303789158104117E-2,0,0,6.0365631720430322E-5,7.7753601721796892E-3,6.3172079676683091E-2,null,3.0781456814117567E-2,2.1087321318540665E-2,0,0,2.5555143446668611E-5,7.1628794472716013E-3,5.9057212723376502E-2]
[2004,1,2,18,null,null,4.1803644962105937E-2,1.7285599692548649E-2,0,0,6.0365631720430322E-5,8.478090721534666E-3,6.7627701007909685E-2,null,3.3833560837329732E-2,2.1065154664677975E-2,0,0,2.5555143446668611E-5,7.8102545009642674E-3,6.273452514641864E-2]
[2004,1,2,19,null,null,4.3510631081341927E-2,1.6472030210379261E-2,1.21485E-3,1.6100000000000204E-6,6.0365631720430322E-5,5.47166315986072E-3,6.673115008330234E-2,null,3.5215101101725342E-2,2.0073695457176608E-2,6.8642683906043091E-4,2.1399203226550308E-6,2.5555143446668611E-5,5.040649271835917E-3,6.1043567733567623E-2]
[2004,1,2,20,null,null,4.1582946720058092E-2,1.6323473692252222E-2,1.21485E-3,1.6100000000000204E-6,6.0365631720430322E-5,5.7873587019298522E-3,6.49706047459606E-2,null,3.3654939872440517E-2,1.9892656552744435E-2,6.8642683906043091E-4,2.1399203226550308E-6,2.5555143446668611E-5,5.3314768424960086E-3,5.9593195170510718E-2]
[2004,1,2,21,null,null,3.770961282441318E-2,1.6133453696259514E-2,1.21485E-3,1.6100000000000204E-6,6.0365631720430322E-5,7.443190391294343E-3,6.2563082543687476E-2,null,3.0520077395247768E-2,1.9661088040447267E-2,6.8642683906043091E-4,2.1399203226550308E-6,2.5555143446668611E-5,6.8568753466485216E-3,5.775216268517331E-2]
[2004,1,2,22,null,null,3.6852326526243526E-2,1.4972456786563424E-2,1.21485E-3,1.6100000000000204E-6,6.0365631720430322E-5,5.9444559151440625E-3,5.904606485967144E-2,null,2.9826237225319414E-2,1.8246235220587978E-2,6.8642683906043091E-4,2.1399203226550308E-6,2.5555143446668611E-5,5.4761991929514814E-3,5.4262793541688628E-2]
[2004,1,2,23,null,null,3.4694235658761001E-2,1.2886198028133488E-2,1.21485E-3,1.6100000000000204E-6,6.0365631720430322E-5,7.1003895106130479E-3,5.5957648829227977E-2,null,2.8079597698463729E-2,1.5703808912068865E-2,6.8642683906043091E-4,2.1399203226550308E-6,2.5555143446668611E-5,6.5410775792956672E-3,5.1038606092658013E-2]
[2004,1,2,24,null,null,3.1681465156704197E-2,1.1511059171376873E-2,1.21485E-3,1.6100000000000204E-6,6.0365631720430322E-5,6.1903880862274668E-3,5.0659738046028975E-2,null,2.5641227691191613E-2,1.4027991282468563E-2,6.8642683906043091E-4,2.1399203226550308E-6,2.5555143446668611E-5,5.7027587933644831E-3,4.6086099669854406E-2]
[2004,1,3,1,null,null,2.442783223928869E-2,1.1016054311315467E-2,1.21485E-3,1.6100000000000204E-6,6.0365631720430322E-5,8.7369757919549158E-3,4.5457687974279501E-2,null,1.9770537926567036E-2,1.3424751931654733E-2,6.8642683906043091E-4,2.1399203226550308E-6,2.5555143446668611E-5,8.0487466748385521E-3,4.1958158435890069E-2]
[2004,1,3,2,null,null,2.3007046122799819E-2,1.0609565918877267E-2,1.21485E-3,1.6100000000000204E-6,6.0365631720430322E-5,9.1176119247477656E-3,4.401104959814528E-2,null,1.8620632133600077E-2,1.2929383474186741E-2,6.8642683906043091E-4,2.1399203226550308E-6,2.5555143446668611E-5,8.399399335563662E-3,4.0663536846180237E-2]
[2004,1,3,3,null,null,2.2099383416155697E-2,1.0394750854083944E-2,1.21485E-3,1.6100000000000204E-6,6.0365631720430322E-5,9.6594339060760929E-3,4.343039380803617E-2,null,1.7886020081640093E-2,1.2667598367238742E-2,6.8642683906043091E-4,2.1399203226550308E-6,2.5555143446668611E-5,8.8985409120558891E-3,4.0166281263764481E-2]
[2004,1,3,4,null,null,2.1624922962516585E-2,1.0218746439194624E-2,1.21485E-3,1.6100000000000204E-6,6.0365631720430322E-5,1.0017080668110028E-2,4.3137575701541676E-2,null,1.7502018001494753E-2,1.2453109990366985E-2,6.8642683906043091E-4,2.1399203226550308E-6,2.5555143446668611E-5,9.228015120893468E-3,3.9897265015584958E-2]
[2004,1,3,5,null,null,2.1845438475347721E-2,1.0357385800004769E-2,1.21485E-3,1.6100000000000204E-6,6.0365631720430322E-5,1.0189981225140792E-2,4.3669631132213713E-2,null,1.7680491075450631E-2,1.2622063317415092E-2,6.8642683906043091E-4,2.1399203226550308E-6,2.5555143446668611E-5,9.3872959540577897E-3,4.0403972249753263E-2]
[2004,1,3,6,null,null,2.2779415183556903E-2,1.050288227735181E-2,1.21485E-3,1.6100000000000204E-6,6.0365631720430322E-5,1.0030082559167269E-2,4.4589205651796422E-2,null,1.8436400226590172E-2,1.2799373092776973E-2,6.8642683906043091E-4,2.1399203226550308E-6,2.5555143446668611E-5,9.23999282689901E-3,4.1189888049095909E-2]
[2004,1,3,7,null,null,2.4948808907929179E-2,1.1139546587310751E-2,0,0,6.0365631720430322E-5,1.033320087190253E-2,4.6481921998862891E-2,null,2.0192187661398898E-2,1.3575246212443564E-2,0,0,2.5555143446668611E-5,9.5192339018207381E-3,4.3312222919109869E-2]
[2004,1,3,8,null,null,2.9612980624005872E-2,1.2103028046195988E-2,0,0,6.0365631720430322E-5,9.3295690250370031E-3,5.1105943326959294E-2,null,2.3967110581509826E-2,1.4749396158581451E-2,0,0,2.5555143446668611E-5,8.5946601496925401E-3,4.7336722033230486E-2]
[2004,1,3,9,null,null,3.214577217482166E-2,1.2990544948362777E-2,0,0,6.0365631720430322E-5,9.6548308331126133E-3,5.4851513588017486E-2,null,2.6017012141540771E-2,1.5830971640149412E-2,0,0,2.5555143446668611E-5,8.8943004323875172E-3,5.0767839357524366E-2]
[2004,1,3,10,null,null,3.4138468934378607E-2,1.3430031716335807E-2,0,0,6.0365631720430322E-5,1.0176985464140835E-2,5.7805851746575682E-2,null,2.7629790814451577E-2,1.636655367982965E-2,0,0,2.5555143446668611E-5,9.3753238952326151E-3,5.339722353296051E-2]
[2004,1,3,11,null,null,3.4762173288554701E-2,1.3490960612572598E-2,0,0,6.0365631720430322E-5,1.0114121234410909E-2,5.8427620767258645E-2,null,2.8134582662881373E-2,1.6440804885781701E-2,0,0,2.5555143446668611E-5,9.317411607038922E-3,5.3918354299148666E-2]
[2004,1,3,12,null,null,3.5041123209363409E-2,1.3228864419247156E-2,0,0,6.0365631720430322E-5,8.9970173329991694E-3,5.7327370593330165E-2,null,2.8360349318511641E-2,1.6121400471261805E-2,0,0,2.5555143446668611E-5,8.2883042218249003E-3,5.2795609155045012E-2]
[2004,1,3,13,null,null,3.553552448127234E-2,1.2836168996791028E-2,0,0,6.0365631720430322E-5,7.9732479141113258E-3,5.6405307023895124E-2,null,2.876049039535666E-2,1.5642840863421568E-2,0,0,2.5555143446668611E-5,7.3451791746360958E-3,5.1774065576860991E-2]
[2004,1,3,14,null,null,3.3560513038383005E-2,1.2664594616878241E-2,0,0,6.0365631720430322E-5,7.9903723679669685E-3,5.4275845654948654E-2,null,2.7162025240751338E-2,1.5433751163692083E-2,0,0,2.5555143446668611E-5,7.3609547008949587E-3,4.9982286248785049E-2]
[2004,1,3,15,null,null,3.2595245720517231E-2,1.2787846314123143E-2,0,0,6.0365631720430322E-5,8.4249393093623788E-3,5.3868396975723182E-2,null,2.6380791198770025E-2,1.5583952262371184E-2,0,0,2.5555143446668611E-5,7.7612899321968234E-3,4.9751588536784699E-2]
[2004,1,3,16,null,null,3.2295890676563084E-2,1.2716378228590503E-2,0,0,6.0365631720430322E-5,8.2998402805061766E-3,5.3372474817380194E-2,null,2.6138509763723748E-2,1.5496857437655182E-2,0,0,2.5555143446668611E-5,7.6460452049012485E-3,4.9306967549726848E-2]
[2004,1,3,17,null,null,3.6013099341549212E-2,1.2541404702800067E-2,0,0,6.0365631720430322E-5,6.7637114855795041E-3,5.5378581161649218E-2,null,{"$f":"G67*X$5","v":2.9147013104182738E-2},{"$f":"H67*Y$5","v":1.5283625357278566E-2},{"$f":"I67*Z$5","v":0},{"$f":"J67*AA$5","v":0},{"$f":"K67*AB$5","v":2.5555143446668611E-5},{"$f":"L67*AC$5","v":6.2309203579634089E-3},{"$f":"SUM(O67:T67)","v":5.0687113962871386E-2}]
[2004,1,3,18,null,null,4.0853952159799894E-2,1.2607366735338564E-2,0,0,6.0365631720430322E-5,6.5880762750753948E-3,6.0109760801934281E-2,null,3.3064931947845995E-2,1.5364010211847363E-2,0,0,2.5555143446668611E-5,6.069120285467933E-3,5.4523617588607957E-2]
[2004,1,3,19,null,null,4.1717362613363979E-2,1.2148187638027174E-2,1.21485E-3,1.6100000000000204E-6,6.0365631720430322E-5,4.0864420141219536E-3,5.9228817897233547E-2,null,3.376372867082858E-2,1.4804430048260601E-2,6.8642683906043091E-4,2.1399203226550308E-6,2.5555143446668611E-5,3.7645447757072548E-3,5.3046825397626188E-2]
[2004,1,3,20,null,null,3.9789571582527286E-2,1.1692908394506082E-2,1.21485E-3,1.6100000000000204E-6,6.0365631720430322E-5,4.1656036977561674E-3,5.6924909306509973E-2,null,3.2203481109100505E-2,1.4249602454716155E-2,6.8642683906043091E-4,2.1399203226550308E-6,2.5555143446668611E-5,3.8374707346543078E-3,5.1004676201300718E-2]
[2004,1,3,21,null,null,3.7032880336077767E-2,1.16613424413353E-2,1.21485E-3,1.6100000000000204E-6,6.0365631720430322E-5,6.0268099355361782E-3,5.5997858344669672E-2,null,2.9972367504508608E-2,1.4211134498873863E-2,6.8642683906043091E-4,2.1399203226550308E-6,2.5555143446668611E-5,5.5520660218834079E-3,5.0449689928095634E-2]
[2004,1,3,22,null,null,3.3723780538464483E-2,1.1221703796386033E-2,1.21485E-3,1.6100000000000204E-6,6.0365631720430322E-5,6.3041109258288883E-3,5.2526420892399839E-2,null,2.729416493578924E-2,1.3675367373801659E-2,6.8642683906043091E-4,2.1399203226550308E-6,2.5555143446668611E-5,5.8075234566634226E-3,4.7491177669084075E-2]
[2004,1,3,23,null,null,3.18539451803996E-2,1.0961625693252545E-2,1.21485E-3,1.6100000000000204E-6,6.0365631720430322E-5,5.6777991708320836E-3,4.9770195676204665E-2,null,2.5780823493907198E-2,1.3358422311735651E-2,6.8642683906043091E-4,2.1399203226550308E-6,2.5555143446668611E-5,5.2305475355346664E-3,4.5083915244007268E-2]
[2004,1,3,24,null,null,2.8213372664338848E-2,1.0767613812432235E-2,1.21485E-3,1.6100000000000204E-6,6.0365631720430322E-5,7.6146793636063881E-3,4.7872491472097899E-2,null,2.2834345218711194E-2,1.3121989075460565E-2,6.8642683906043091E-4,2.1399203226550308E-6,2.5555143446668611E-5,7.0148557884552876E-3,4.3685311985456804E-2]
[2004,1,4,1,null,null,2.6005965280360831E-2,1.120667325892474E-2,1.21485E-3,1.6100000000000204E-6,6.0365631720430322E-5,8.5674027888200319E-3,4.7056866959826034E-2,null,2.1047791627839131E-2,1.3657050358369914E-2,6.8642683906043091E-4,2.1399203226550308E-6,2.5555143446668611E-5,7.8925312774717604E-3,4.3311495166510561E-2]
[2004,1,4,2,null,null,2.4108198426341734E-2,1.0947356834449501E-2,1.21485E-3,1.6100000000000204E-6,6.0365631720430322E-5,9.1520891094957618E-3,4.5484470002007435E-2,null,1.9511843976175593E-2,1.3341033518582924E-2,6.8642683906043091E-4,2.1399203226550308E-6,2.5555143446668611E-5,8.431160683277792E-3,4.1998160080866057E-2]
[2004,1,4,3,null,null,2.3251143550528139E-2,1.0745059354140008E-2,1.21485E-3,1.6100000000000204E-6,6.0365631720430322E-5,9.5461482231946615E-3,4.4819176759583246E-2,null,1.8818191106717567E-2,1.3094503008401603E-2,6.8642683906043091E-4,2.1399203226550308E-6,2.5555143446668611E-5,8.794178969764789E-3,4.1420994987713712E-2]
[2004,1,4,4,null,null,2.3230872739276334E-2,1.0535675271798602E-2,1.21485E-3,1.6100000000000204E-6,6.0365631720430322E-5,9.5235383556568302E-3,4.4566911998452204E-2,null,1.8801785031928354E-2,1.283933638663003E-2,6.8642683906043091E-4,2.1399203226550308E-6,2.5555143446668611E-5,8.7733501268680032E-3,4.1128593448256139E-2]
[2004,1,4,5,null,null,2.2841247595384827E-2,1.0723984985418962E-2,1.21485E-3,1.6100000000000204E-6,6.0365631720430322E-5,1.0228071178867112E-2,4.507012939139133E-2,null,1.8486443964862164E-2,1.3068820657516163E-2,6.8642683906043091E-4,2.1399203226550308E-6,2.5555143446668611E-5,9.4223854856874609E-3,4.1691772010895543E-2]
[2004,1,4,6,null,null,2.4248296616578017E-2,1.0719673040635239E-2,1.21485E-3,1.6100000000000204E-6,6.0365631720430322E-5,9.6631677044983853E-3,4.5907962993432076E-2,null,1.9625231711787063E-2,1.3063565891387694E-2,6.8642683906043091E-4,2.1399203226550308E-6,2.5555143446668611E-5,8.9019805916832062E-3,4.2304900097687718E-2]
[2004,1,4,7,null,null,2.7340892323201207E-2,1.1323866490582229E-2,0,0,6.0365631720430322E-5,9.4166081577931691E-3,4.8141732603297037E-2,null,2.2128207829782236E-2,1.3799868287422306E-2,0,0,2.5555143446668611E-5,8.6748430352851843E-3,4.4628474295936395E-2]
[2004,1,4,8,null,null,3.0235347342553821E-2,1.2271481166090763E-2,0,0,6.0365631720430322E-5,9.2682930901498498E-3,5.1835487230514864E-2,null,2.4470819821558364E-2,1.4954682124208704E-2,0,0,2.5555143446668611E-5,8.5382110431693505E-3,4.7989268132383092E-2]
[2004,1,4,9,null,null,3.4852945122918817E-2,1.2452498448338765E-2,0,0,6.0365631720430322E-5,7.6732891622719899E-3,5.5039098365250005E-2,null,2.8208048371028551E-2,1.5175279448881076E-2,0,0,2.5555143446668611E-5,7.06884877565769E-3,5.0477731739013987E-2]
[2004,1,4,10,null,null,3.7266512222898708E-2,1.3591893486067399E-2,0,0,6.0365631720430322E-5,6.9475066560937722E-3,5.7866277996780305E-2,null,3.0161456246972616E-2,1.6563807074235416E-2,0,0,2.5555143446668611E-5,6.4002376140430547E-3,5.3151056078697759E-2]
[2004,1,4,11,null,null,3.6383475014183361E-2,1.4819064752697841E-2,0,0,6.0365631720430322E-5,9.1900422701859958E-3,6.0452947668787629E-2,null,2.9446774712628451E-2,1.8059303498508303E-2,0,0,2.5555143446668611E-5,8.4661241973333565E-3,5.5997757551916778E-2]
[2004,1,4,12,null,null,3.6176001065815248E-2,1.4804530336755922E-2,0,0,6.0365631720430322E-5,8.6670297381121388E-3,5.970792677240374E-2,null,2.9278856760482492E-2,1.8041591083248029E-2,0,0,2.5555143446668611E-5,7.9843104120296843E-3,5.5330313399206868E-2]
[2004,1,4,13,null,null,3.5295589153015838E-2,1.4703717085859271E-2,0,0,6.0365631720430322E-5,8.2000316555887916E-3,5.8259703526184328E-2,null,2.856629999562119E-2,1.7918734673279077E-2,0,0,2.5555143446668611E-5,7.5540987056716491E-3,5.4064688518018579E-2]
[2004,1,4,14,null,null,3.4050698145718455E-2,1.4869615336022502E-2,0,0,6.0365631720430322E-5,8.4503473732060134E-3,5.7431026486667404E-2,null,2.7558753986907818E-2,1.8120907138246805E-2,0,0,2.5555143446668611E-5,7.7846965518607869E-3,5.3489912820462074E-2]
[2004,1,4,15,null,null,3.4012050757105936E-2,1.4747518652064263E-2,0,0,6.0365631720430322E-5,7.1615565348694763E-3,5.5981491575760108E-2,null,2.7527474925596037E-2,1.7972113600425069E-2,0,0,2.5555143446668611E-5,6.5974263542970847E-3,5.2122570023764858E-2]
[2004,1,4,16,null,null,3.5772509708455059E-2,1.4640380599602628E-2,0,0,6.0365631720430322E-5,6.4519335416545684E-3,5.6925189481432686E-2,null,2.8952293146258003E-2,1.7841549449587442E-2,0,0,2.5555143446668611E-5,5.9437017883795804E-3,5.2763099527671692E-2]
[2004,1,4,17,null,null,3.8487017908455143E-2,1.4484616535391532E-2,0,0,6.0365631720430322E-5,5.6917037885374083E-3,5.8723703864104512E-2,null,3.1149266123408331E-2,1.7651727044685865E-2,0,0,2.5555143446668611E-5,5.2433568585985675E-3,5.4069905170139425E-2]
[2004,1,4,18,null,null,4.4905401099661922E-2,1.411815672862515E-2,0,0,6.0365631720430322E-5,4.1190888291209012E-3,6.3203012289128405E-2,null,3.6343950902064277E-2,1.720513955884645E-2,0,0,2.5555143446668611E-5,3.7946199355707862E-3,5.7369265539928181E-2]
[2004,1,4,19,null,null,4.5417385089979452E-2,1.3814803602489037E-2,1.21485E-3,1.6100000000000204E-6,6.0365631720430322E-5,3.4233364998120653E-3,6.3932350824000991E-2,null,3.6758322459851868E-2,1.6835457243293037E-2,6.8642683906043091E-4,2.1399203226550308E-6,2.5555143446668611E-5,3.1536734135268383E-3,5.7461575019501498E-2]
[2004,1,4,20,null,null,4.2176739414779861E-2,1.3761178524232113E-2,1.21485E-3,1.6100000000000204E-6,6.0365631720430322E-5,5.1229909837104759E-3,6.2337734554442879E-2,null,3.4135522876143715E-2,1.6770106859882589E-2,6.8642683906043091E-4,2.1399203226550308E-6,2.5555143446668611E-5,4.7194427027411352E-3,5.633919434159719E-2]
[2004,1,4,21,null,null,4.0727504171284255E-2,1.3664358418348514E-2,1.21485E-3,1.6100000000000204E-6,6.0365631720430322E-5,5.7776282316517862E-3,6.1446316453004995E-2,null,3.296259193141729E-2,1.6652116709620825E-2,6.8642683906043091E-4,2.1399203226550308E-6,2.5555143446668611E-5,5.3225128608895451E-3,5.5651343404757414E-2]
[2004,1,4,22,null,null,3.9561578882966908E-2,1.3275458642216855E-2,1.21485E-3,1.6100000000000204E-6,6.0365631720430322E-5,4.9967330034563625E-3,5.911059616036056E-2,null,3.2018956413274687E-2,1.6178182679041399E-2,6.8642683906043091E-4,2.1399203226550308E-6,2.5555143446668611E-5,4.603130316975128E-3,5.3514391312120969E-2]
[2004,1,4,23,null,null,3.5274752796540167E-2,1.3582177270881301E-2,1.21485E-3,1.6100000000000204E-6,6.0365631720430322E-5,3.4244425675431628E-3,5.3558198266685064E-2,null,2.8549436199770687E-2,1.6551966375660251E-2,6.8642683906043091E-4,2.1399203226550308E-6,2.5555143446668611E-5,3.1546923540830218E-3,4.8970216832343712E-2]
[2004,1,4,24,null,null,2.8112043690506058E-2,1.3834961435557533E-2,1.21485E-3,1.6100000000000204E-6,6.0365631720430322E-5,6.9817474556118165E-3,5.0205578213395836E-2,null,2.2752335145095278E-2,1.6860022654898377E-2,6.8642683906043091E-4,2.1399203226550308E-6,2.5555143446668611E-5,6.4317811970661925E-3,4.6758260899889603E-2]
[2004,1,5,1,null,null,3.1168091267953096E-2,1.4724650885656611E-2,1.21485E-3,1.6100000000000204E-6,6.0365631720430322E-5,1.0299622893379684E-2,5.7469190678709828E-2,null,2.5225731226395258E-2,1.7944245719369107E-2,6.8642683906043091E-4,2.1399203226550308E-6,2.5555143446668611E-5,9.4883009280528098E-3,5.3372399776646928E-2]
[2004,1,5,2,null,null,2.8834256709955378E-2,1.471370908354319E-2,1.21485E-3,1.6100000000000204E-6,6.0365631720430322E-5,1.127513840733777E-2,5.6099929832556773E-2,null,2.3336854465197628E-2,1.7930911455130136E-2,6.8642683906043091E-4,2.1399203226550308E-6,2.5555143446668611E-5,1.0386973127242542E-2,5.236886095040006E-2]
[2004,1,5,3,null,null,2.8682374041645375E-2,1.4754452821104755E-2,1.21485E-3,1.6100000000000204E-6,6.0365631720430322E-5,1.1837530413975596E-2,5.6551182908446164E-2,null,2.3213929024053424E-2,1.7980563949033565E-2,6.8642683906043091E-4,2.1399203226550308E-6,2.5555143446668611E-5,1.0905064386869249E-2,5.281367926278599E-2]
[2004,1,5,4,null,null,2.9639478128219956E-2,1.4750418263420599E-2,1.21485E-3,1.6100000000000204E-6,6.0365631720430322E-5,1.1172085301221345E-2,5.6838807324582331E-2,null,2.3988556197596111E-2,1.7975647221634347E-2,6.8642683906043091E-4,2.1399203226550308E-6,2.5555143446668611E-5,1.0292037721109206E-2,5.2970363043169419E-2]
[2004,1,5,5,null,null,3.0215871990955788E-2,1.4972370890014689E-2,1.21485E-3,1.6100000000000204E-6,6.0365631720430322E-5,1.165344218540343E-2,5.8118510698094344E-2,null,2.4455057547868649E-2,1.8246130542467667E-2,6.8642683906043091E-4,2.1399203226550308E-6,2.5555143446668611E-5,1.0735477157503056E-2,5.4150787150669122E-2]
[2004,1,5,6,null,null,3.2293175913272146E-2,1.5725083645398617E-2,1.21485E-3,1.6100000000000204E-6,6.0365631720430322E-5,1.1298424332116575E-2,6.0593509522507763E-2,null,2.6136312584290083E-2,1.9163426493563507E-2,6.8642683906043091E-4,2.1399203226550308E-6,2.5555143446668611E-5,1.0408424772994671E-2,5.6422285753678011E-2]
[2004,1,5,7,null,null,3.9484275802847968E-2,1.6866499352768901E-2,0,0,6.0365631720430322E-5,1.0306992545617245E-2,6.6718133332954552E-2,null,3.1956391570747485E-2,2.0554416614826852E-2,0,0,2.5555143446668611E-5,9.495090057993677E-3,6.2031453387014684E-2]
[2004,1,5,8,null,null,4.5766782632560045E-2,1.9012122011212256E-2,0,0,6.0365631720430322E-5,1.1880469389688541E-2,7.6719739665181266E-2,null,3.7041105528745254E-2,2.3169186941344962E-2,0,0,2.5555143446668611E-5,1.0944620973292298E-2,7.1180468586829179E-2]
[2004,1,5,9,null,null,4.7957013159257003E-2,2.0374753535682136E-2,0,0,6.0365631720430322E-5,1.2707502917296533E-2,8.1099635243956109E-2,null,3.8813757120250043E-2,2.482976246805333E-2,0,0,2.5555143446668611E-5,1.1706507410180936E-2,7.5375582141930977E-2]
[2004,1,5,10,null,null,4.4828429376434581E-2,2.1242677043897869E-2,0,0,6.0365631720430322E-5,1.415867464982923E-2,8.0290146701882115E-2,null,3.6281654241499706E-2,2.5887460393659901E-2,0,0,2.5555143446668611E-5,1.3043367433027446E-2,7.5238037211633718E-2]
[2004,1,5,11,null,null,4.3154830803191387E-2,2.1902801231069729E-2,0,0,6.0365631720430322E-5,1.3889000393645802E-2,7.9006998059627354E-2,null,3.4927136012373509E-2,2.6691922972222587E-2,0,0,2.5555143446668611E-5,1.2794935959205053E-2,7.4439550087247813E-2]
[2004,1,5,12,null,null,4.2283183726268922E-2,2.1786919460635979E-2,0,0,6.0365631720430322E-5,1.3622675372713994E-2,7.775314419133933E-2,null,3.4221673021467579E-2,2.6550703259836449E-2,0,0,2.5555143446668611E-5,1.2549589894652026E-2,7.3347521319402725E-2]
[2004,1,5,13,null,null,4.2105424129243868E-2,2.1365620215653518E-2,0,0,6.0365631720430322E-5,1.2234153333708498E-2,7.5765563310326328E-2,null,3.4077804223763025E-2,2.6037285506705601E-2,0,0,2.5555143446668611E-5,1.1270444523243722E-2,7.1411089397159011E-2]
[2004,1,5,14,null,null,4.0429960082259665E-2,2.1507197876833008E-2,0,0,6.0365631720430322E-5,1.3096326614888213E-2,7.5093850205701321E-2,null,3.2721776183246842E-2,2.6209819603459847E-2,0,0,2.5555143446668611E-5,1.2064702684794286E-2,7.1021853614947644E-2]
[2004,1,5,15,null,null,3.9657866958394301E-2,2.0976703525530983E-2,0,0,6.0365631720430322E-5,1.2120270029054052E-2,7.2815206144699773E-2,null,3.2096886662199994E-2,2.5563330863833857E-2,0,0,2.5555143446668611E-5,1.1165532035046017E-2,6.8851304704526536E-2]
[2004,1,5,16,null,null,4.2219263556772767E-2,2.0346620259514673E-2,0,0,6.0365631720430322E-5,1.1346361160948185E-2,7.397261060895606E-2,null,3.416993956747473E-2,2.4795477755678138E-2,0,0,2.5555143446668611E-5,1.0452585521616179E-2,6.9443557988215721E-2]
[2004,1,5,17,null,null,4.6862646834116894E-2,2.0348187672702162E-2,0,0,6.0365631720430322E-5,1.1267327329550122E-2,7.8538527468089606E-2,null,3.7928037473709264E-2,2.4797387889072708E-2,0,0,2.5555143446668611E-5,1.0379777343728053E-2,7.3130757849956693E-2]
[2004,1,5,18,null,null,5.4482667829217242E-2,1.9957005235383976E-2,0,0,6.0365631720430322E-5,1.071081831458104E-2,8.5210857010902696E-2,null,4.4095261507717746E-2,2.4320672085699949E-2,0,0,2.5555143446668611E-5,9.8671056607099357E-3,7.8308594397574288E-2]
[2004,1,5,19,null,null,5.4131546103805502E-2,1.9616304295997922E-2,1.21485E-3,1.6100000000000204E-6,6.0365631720430322E-5,9.1217797211414105E-3,8.4146455752665258E-2,null,4.3811082980491349E-2,2.3905475730917874E-2,6.8642683906043091E-4,2.1399203226550308E-6,2.5555143446668611E-5,8.4032388262711491E-3,7.6833919440510129E-2]
[2004,1,5,20,null,null,5.3560945103000447E-2,1.8997828146209383E-2,1.21485E-3,1.6100000000000204E-6,6.0365631720430322E-5,8.507567434866331E-3,8.2343166315796593E-2,null,4.3349270052645494E-2,2.3151767674302041E-2,6.8642683906043091E-4,2.1399203226550308E-6,2.5555143446668611E-5,7.837409274430834E-3,7.5052568904208125E-2]
[2004,1,5,21,null,null,4.9811992205096522E-2,1.9030591750729603E-2,1.21485E-3,1.6100000000000204E-6,6.0365631720430322E-5,9.387069734748758E-3,7.950647932229532E-2,null,4.0315074683737011E-2,2.3191695152021446E-2,6.8642683906043091E-4,2.1399203226550308E-6,2.5555143446668611E-5,8.6476314131037884E-3,7.2868523151691997E-2]
[2004,1,5,22,null,null,4.6514397473423827E-2,1.8067780631343067E-2,1.21485E-3,1.6100000000000204E-6,6.0365631720430322E-5,8.6888705730620436E-3,7.4547874309549372E-2,null,3.7646183679805628E-2,2.2018362117386146E-2,6.8642683906043091E-4,2.1399203226550308E-6,2.5555143446668611E-5,8.0044308005788444E-3,6.838309850060037E-2]
[2004,1,5,23,null,null,4.3602381548106993E-2,1.7288073088862696E-2,1.21485E-3,1.6100000000000204E-6,6.0365631720430322E-5,7.4392102608418697E-3,6.9606490529531981E-2,null,3.5289358860874413E-2,2.1068168877481069E-2,6.8642683906043091E-4,2.1399203226550308E-6,2.5555143446668611E-5,6.8532087390593991E-3,6.3924858380244629E-2]
[2004,1,5,24,null,null,3.5105832398471537E-2,1.6867440679132876E-2,1.21485E-3,1.6100000000000204E-6,6.0365631720430322E-5,1.0278263107879394E-2,6.352836181720424E-2,null,2.8412721361389927E-2,2.0555563765391468E-2,6.8642683906043091E-4,2.1399203226550308E-6,2.5555143446668611E-5,9.4686236957227145E-3,5.9151030725333856E-2]
[2004,1,6,1,null,null,3.0047933700375409E-2,1.6591899872639038E-2,1.21485E-3,1.6100000000000204E-6,6.0365631720430322E-5,1.1020780025325163E-2,5.8937439230060049E-2,null,2.4319137573033466E-2,2.0219775027455759E-2,6.8642683906043091E-4,2.1399203226550308E-6,2.5555143446668611E-5,1.0152651065445549E-2,5.5405685568764532E-2]
[2004,1,6,2,null,null,2.9333522789035019E-2,1.5904077284362748E-2,1.21485E-3,1.6100000000000204E-6,6.0365631720430322E-5,1.1573528270269593E-2,5.8087953975387789E-2,null,2.3740932848215861E-2,1.9381557698487702E-2,6.8642683906043091E-4,2.1399203226550308E-6,2.5555143446668611E-5,1.0661858221841236E-2,5.4498470671374553E-2]
[2004,1,6,3,null,null,2.9324192049494865E-2,1.5771566351349846E-2,1.21485E-3,1.6100000000000204E-6,6.0365631720430322E-5,1.1454788679300923E-2,5.7827372711866061E-2,null,2.3733381063098195E-2,1.9220072800750495E-2,6.8642683906043091E-4,2.1399203226550308E-6,2.5555143446668611E-5,1.055247198674822E-2,5.4220047753426662E-2]
[2004,1,6,4,null,null,2.9806175661885863E-2,1.5472767601468613E-2,1.21485E-3,1.6100000000000204E-6,6.0365631720430322E-5,1.1813606154171933E-2,5.8369375049246844E-2,null,2.412347197232893E-2,1.8855940691259732E-2,6.8642683906043091E-4,2.1399203226550308E-6,2.5555143446668611E-5,1.0883024689023227E-2,5.4576559255441644E-2]
[2004,1,6,5,null,null,3.1012003282829818E-2,1.5562842475894801E-2,1.21485E-3,1.6100000000000204E-6,6.0365631720430322E-5,1.1865755774404213E-2,5.9717427164849263E-2,null,2.5099402234140353E-2,1.8965710742339131E-2,6.8642683906043091E-4,2.1399203226550308E-6,2.5555143446668611E-5,1.0931066379012245E-2,5.5710301258321479E-2]
[2004,1,6,6,null,null,3.3236658716423784E-2,1.6125900010801962E-2,1.21485E-3,1.6100000000000204E-6,6.0365631720430322E-5,1.12269440398434E-2,6.1866328398789576E-2,null,2.6899915443522607E-2,1.9651882716056918E-2,6.8642683906043091E-4,2.1399203226550308E-6,2.5555143446668611E-5,1.0342575126795586E-2,5.7608495189204863E-2]
[2004,1,6,7,null,null,4.0176715749928926E-2,1.7073078978412846E-2,0,0,6.0365631720430322E-5,1.0625888715563631E-2,6.7936049075625837E-2,null,3.2516814210854533E-2,2.0806165575936765E-2,0,0,2.5555143446668611E-5,9.7888661366498844E-3,6.3137401066887852E-2]
[2004,1,6,8,null,null,4.584785374872935E-2,1.8937960119832748E-2,0,0,6.0365631720430322E-5,1.2283043945552815E-2,7.7129223445835338E-2,null,3.7106720011490735E-2,2.307880930100149E-2,0,0,2.5555143446668611E-5,1.1315483923475908E-2,7.1526568379414804E-2]
[2004,1,6,9,null,null,4.6733385095965294E-2,2.0428589237333164E-2,0,0,6.0365631720430322E-5,1.3867667576493638E-2,8.1090007541512521E-2,null,{"$f":"G131*X$5","v":3.7823420163767614E-2},{"$f":"H131*Y$5","v":2.4895369528377027E-2},{"$f":"I131*Z$5","v":0},{"$f":"J131*AA$5","v":0},{"$f":"K131*AB$5","v":2.5555143446668611E-5},{"$f":"L131*AC$5","v":1.2775283570872178E-2},{"$f":"SUM(O131:T131)","v":7.5519628406463493E-2}]
[2004,1,6,10,null,null,4.2748838393602322E-2,2.1343494099279992E-2,0,0,6.0365631720430322E-5,1.6339720003155249E-2,8.0492418127758009E-2,null,3.4598548184642766E-2,2.601032143997797E-2,0,0,2.5555143446668611E-5,1.5052607466795122E-2,7.5687032234862534E-2]
[2004,1,6,11,null,null,4.1833985230779303E-2,2.1834102391569202E-2,0,0,6.0365631720430322E-5,1.6180271299757912E-2,7.9908724553826846E-2,null,3.3858116574680186E-2,2.6608202898571551E-2,0,0,2.5555143446668611E-5,1.4905718857757386E-2,7.5397593474455793E-2]
[2004,1,6,12,null,null,4.2430414556654437E-2,2.1469925521723617E-2,0,0,6.0365631720430322E-5,1.4667705869057829E-2,7.8628411579156315E-2,null,3.4340833521981216E-2,2.6164397521549979E-2,0,0,2.5555143446668611E-5,1.3512301241557374E-2,7.4043087428535243E-2]
[2004,1,6,13,null,null,4.0385628797224911E-2,2.1526454275636726E-2,0,0,6.0365631720430322E-5,1.4401097440470767E-2,7.6373546145052845E-2,null,3.2685896890171325E-2,2.6233286479142491E-2,0,0,2.5555143446668611E-5,1.3266694093938861E-2,7.2211432606699349E-2]
[2004,1,6,14,null,null,3.9094889432576663E-2,2.1532643929153723E-2,0,0,6.0365631720430322E-5,1.490391544154757E-2,7.5591814434998392E-2,null,3.1641243753858711E-2,2.6240829521384325E-2,0,0,2.5555143446668611E-5,1.3729904111979937E-2,7.1637532530669637E-2]
[2004,1,6,15,null,null,3.8354420507556108E-2,2.1091610797926374E-2,0,0,6.0365631720430322E-5,1.3811445342014249E-2,7.3317842279217171E-2,null,3.1041949112313821E-2,2.5703363000881937E-2,0,0,2.5555143446668611E-5,1.2723490074633508E-2,6.949435733127593E-2]
[2004,1,6,16,null,null,3.8831177363491461E-2,2.0879570413241951E-2,0,0,6.0365631720430322E-5,1.476623273596501E-2,7.4537346144418856E-2,null,3.1427809773615596E-2,2.5444959267254999E-2,0,0,2.5555143446668611E-5,1.3603066949427556E-2,7.0501391133744817E-2]
[2004,1,6,17,null,null,4.3974143561093346E-2,2.0566644545859891E-2,0,0,6.0365631720430322E-5,1.3372340362899323E-2,7.797349410157299E-2,null,3.5590242496614397E-2,2.5063611098129969E-2,0,0,2.5555143446668611E-5,1.2318974275950551E-2,7.2998383014141577E-2]
[2004,1,6,18,null,null,5.0095179020537964E-2,2.0755641601475285E-2,0,0,6.0365631720430322E-5,1.2746373551502726E-2,8.3657559805236412E-2,null,4.0544270447820573E-2,2.5293933000668487E-2,0,0,2.5555143446668611E-5,1.1742316126522356E-2,7.7606074718458082E-2]
[2004,1,6,19,null,null,5.2132155231309853E-2,2.0319942063232635E-2,1.21485E-3,1.6100000000000204E-6,6.0365631720430322E-5,1.0899722231817276E-2,8.4628645158080204E-2,null,4.2192886462376643E-2,2.4762966281338141E-2,6.8642683906043091E-4,2.1399203226550308E-6,2.5555143446668611E-5,1.0041129237279664E-2,7.7711103883824198E-2]
[2004,1,6,20,null,null,5.260030955527803E-2,1.9592362635129059E-2,1.21485E-3,1.6100000000000204E-6,6.0365631720430322E-5,8.6888668802624931E-3,8.2158364702390019E-2,null,4.2571784709541316E-2,2.3876299144736185E-2,6.8642683906043091E-4,2.1399203226550308E-6,2.5555143446668611E-5,8.004427398668525E-3,7.5166633155775778E-2]
[2004,1,6,21,null,null,5.0509256300612759E-2,1.9005830692322246E-2,1.21485E-3,1.6100000000000204E-6,6.0365631720430322E-5,8.3802418147016656E-3,7.9172154439357101E-2,null,4.0879401723082957E-2,2.3161520004251656E-2,6.8642683906043091E-4,2.1399203226550308E-6,2.5555143446668611E-5,7.7201133488926446E-3,7.2475156979057015E-2]
[2004,1,6,22,null,null,4.6891175774033102E-2,1.8206598235198879E-2,1.21485E-3,1.6100000000000204E-6,6.0365631720430322E-5,8.6821568918141641E-3,7.5056756532766569E-2,null,3.7951127221628481E-2,2.2187532660926108E-2,6.8642683906043091E-4,2.1399203226550308E-6,2.5555143446668611E-5,7.9982459694763527E-3,6.8851027754860697E-2]
[2004,1,6,23,null,null,4.4491994930002443E-2,1.7278711769700111E-2,1.21485E-3,1.6100000000000204E-6,6.0365631720430322E-5,7.4421731681033566E-3,7.0489705499526351E-2,null,3.6009362786497315E-2,2.1056760674148078E-2,6.8642683906043091E-4,2.1399203226550308E-6,2.5555143446668611E-5,6.855938252169725E-3,6.4636183615644868E-2]
[2004,1,6,24,null,null,3.6268942247332757E-2,1.6967543041436339E-2,1.21485E-3,1.6100000000000204E-6,6.0365631720430322E-5,9.7260126515406921E-3,6.4239323572030216E-2,null,2.9354078218372503E-2,2.0677553848566371E-2,6.8642683906043091E-4,2.1399203226550308E-6,2.5555143446668611E-5,8.9598751161252838E-3,5.9705629085893913E-2]
[2004,1,7,1,null,null,3.0356665233006071E-2,1.6512953053984505E-2,1.21485E-3,1.6100000000000204E-6,6.0365631720430322E-5,1.115248461664432E-2,5.929892853535533E-2,null,2.456900782002102E-2,2.012356621926735E-2,6.8642683906043091E-4,2.1399203226550308E-6,2.5555143446668611E-5,1.0273981021792359E-2,5.5680676963910485E-2]
[2004,1,7,2,null,null,2.9657824941130805E-2,1.5800935171810835E-2,1.21485E-3,1.6100000000000204E-6,6.0365631720430322E-5,1.170864990661182E-2,5.84442356512739E-2,null,2.4003405094417261E-2,1.9255863213367568E-2,6.8642683906043091E-4,2.1399203226550308E-6,2.5555143446668611E-5,1.0786336055717083E-2,5.4759726266331667E-2]
[2004,1,7,3,null,null,2.9691438226232846E-2,1.5566736586018294E-2,1.21485E-3,1.6100000000000204E-6,6.0365631720430322E-5,1.1647052346834349E-2,5.8182052790805926E-2,null,2.4030609830451004E-2,1.8970456312842422E-2,6.8642683906043091E-4,2.1399203226550308E-6,2.5555143446668611E-5,1.0729590659341644E-2,5.4444778705464825E-2]
[2004,1,7,4,null,null,3.0168912645274996E-2,1.5290380759803997E-2,1.21485E-3,1.6100000000000204E-6,6.0365631720430322E-5,1.1991264272102684E-2,5.8727383308902113E-2,null,2.4417051247690457E-2,1.8633674348361402E-2,6.8642683906043091E-4,2.1399203226550308E-6,2.5555143446668611E-5,1.1046688320467632E-2,5.4811535819349243E-2]
[2004,1,7,5,null,null,3.1367373540689497E-2,1.542679569772429E-2,1.21485E-3,1.6100000000000204E-6,6.0365631720430322E-5,1.2012703623732605E-2,6.0083698493866827E-2,null,2.5387019288824749E-2,1.8799916874913846E-2,6.8642683906043091E-4,2.1399203226550308E-6,2.5555143446668611E-5,1.106643885134365E-2,5.5967496917912002E-2]
[2004,1,7,6,null,null,3.3630619684733416E-2,1.5946592621531509E-2,1.21485E-3,1.6100000000000204E-6,6.0365631720430322E-5,1.1391749061225389E-2,6.2245786999210753E-2,null,2.7218765687345121E-2,1.9433369158258287E-2,6.8642683906043091E-4,2.1399203226550308E-6,2.5555143446668611E-5,1.0494398125900884E-2,5.786065487433404E-2]
[2004,1,7,7,null,null,4.061684733118924E-2,1.6914443160857176E-2,0,0,6.0365631720430322E-5,1.0761072535212936E-2,6.8352728658979789E-2,null,3.287303239815613E-2,2.0612843499086382E-2,0,0,2.5555143446668611E-5,9.9134012555289145E-3,6.3424832296218092E-2]
[2004,1,7,8,null,null,4.6425489101327558E-2,1.8503134285995409E-2,0,0,6.0365631720430322E-5,1.261330629902555E-2,7.7602295318068948E-2,null,3.7574226155073186E-2,2.2548907324506595E-2,0,0,2.5555143446668611E-5,1.1619730848571628E-2,7.176841947159808E-2]
[2004,1,7,9,null,null,4.7291929743589332E-2,2.0018312280889499E-2,0,0,6.0365631720430322E-5,1.4216761018342225E-2,8.1587368674541486E-2,null,3.8275475345388332E-2,2.439538412454029E-2,0,0,2.5555143446668611E-5,1.3096878221720818E-2,7.5793292835096102E-2]
[2004,1,7,10,null,null,4.3296239499254811E-2,2.0907247375611001E-2,0,0,6.0365631720430322E-5,1.6722261248454003E-2,8.0986113755040251E-2,null,3.504158439900406E-2,2.5478687891272819E-2,0,0,2.5555143446668611E-5,1.540501517049073E-2,7.595084260421428E-2]
[2004,1,7,11,null,null,4.2354136108427941E-2,2.1459305336957796E-2,0,0,6.0365631720430322E-5,1.6525033091101621E-2,8.0398840168207794E-2,null,3.4279097959903131E-2,2.6151455197381965E-2,0,0,2.5555143446668611E-5,1.5223323070904481E-2,7.5679431371636241E-2]
[2004,1,7,12,null,null,4.2919801414153302E-2,2.1160237128773834E-2,0,0,6.0365631720430322E-5,1.4970274868608606E-2,7.911067904325618E-2,null,3.4736916208818372E-2,2.5786994711617099E-2,0,0,2.5555143446668611E-5,1.379103627379656E-2,7.4340502337678693E-2]
[2004,1,7,13,null,null,4.0892778437274416E-2,2.1131162905482323E-2,0,0,6.0365631720430322E-5,1.4757674449851186E-2,7.6841981424328354E-2,null,3.3096355791920169E-2,2.5751563310839314E-2,0,0,2.5555143446668611E-5,1.3595182816686294E-2,7.2468657062892447E-2]
[2004,1,7,14,null,null,3.9579392719065694E-2,2.1179943562203925E-2,0,0,6.0365631720430322E-5,1.5235747656795419E-2,7.6055449569785466E-2,null,3.2033373948107853E-2,2.5811010023522825E-2,0,0,2.5555143446668611E-5,1.4035597237688236E-2,7.1905536352765587E-2]
[2004,1,7,15,null,null,3.8860636419271025E-2,2.0661949314218629E-2,0,0,6.0365631720430322E-5,1.4184580493022628E-2,7.3767531858232718E-2,null,3.1451652305931416E-2,2.5179754577179966E-2,0,0,2.5555143446668611E-5,1.3067232620962812E-2,6.972419464752086E-2]
[2004,1,7,16,null,null,3.9250268912338786E-2,2.066134524821794E-2,0,0,6.0365631720430322E-5,1.5022535625860077E-2,7.4994515418137231E-2,null,3.1766999321014872E-2,2.5179018430100401E-2,0,0,2.5555143446668611E-5,1.383918034631873E-2,7.0810753240880667E-2]
[2004,1,7,17,null,null,4.4238620291392007E-2,2.0810701186603671E-2,0,0,6.0365631720430322E-5,1.3342054433682629E-2,7.8451741543398734E-2,null,3.5804295351400846E-2,2.5361031550740917E-2,0,0,2.5555143446668611E-5,1.229107403015821E-2,7.3481956075746646E-2]
[2004,1,7,18,null,null,5.0363061402162485E-2,2.1064125656576928E-2,0,0,6.0365631720430322E-5,1.268311472895086E-2,8.4170667419410705E-2,null,4.0761079648648821E-2,2.566986814019994E-2,0,0,2.5555143446668611E-5,1.1684040328375202E-2,7.8140543260670631E-2]
[2004,1,7,19,null,null,5.2513381150053662E-2,2.0361055604206119E-2,1.21485E-3,1.6100000000000204E-6,6.0365631720430322E-5,1.0996446078080754E-2,8.5147708464060973E-2,null,4.2501429660613967E-2,2.4813069437423164E-2,6.8642683906043091E-4,2.1399203226550308E-6,2.5555143446668611E-5,1.0130233952060677E-2,7.815885495292757E-2]
[2004,1,7,20,null,null,5.3029596920191172E-2,1.9530315268245207E-2,1.21485E-3,1.6100000000000204E-6,6.0365631720430322E-5,8.8255463387017213E-3,8.266228415885854E-2,null,4.2919226187207962E-2,2.38006849107384E-2,6.8642683906043091E-4,2.1399203226550308E-6,2.5555143446668611E-5,8.1303403418684431E-3,7.556437334264457E-2]
[2004,1,7,21,null,null,5.0922597810719755E-2,1.8947024623290166E-2,1.21485E-3,1.6100000000000204E-6,6.0365631720430322E-5,8.5113057355222527E-3,7.9657753801252604E-2,null,4.1213937506780186E-2,2.3089855788869153E-2,6.8642683906043091E-4,2.1399203226550308E-6,2.5555143446668611E-5,7.8408531016418009E-3,7.2858768300120891E-2]
[2004,1,7,22,null,null,4.7264266123810801E-2,1.820138912145966E-2,1.21485E-3,1.6100000000000204E-6,6.0365631720430322E-5,8.7746355782407203E-3,7.5517116455231612E-2,null,3.8253085939784923E-2,2.2181184556808561E-2,6.8642683906043091E-4,2.1399203226550308E-6,2.5555143446668611E-5,8.0834399241802874E-3,6.9231832323603526E-2]
[2004,1,7,23,null,null,4.4881151762707079E-2,1.721897061433213E-2,1.21485E-3,1.6100000000000204E-6,6.0365631720430322E-5,7.5451054965810574E-3,7.0922053505340699E-2,null,3.632432482836017E-2,2.0983956912632325E-2,6.8642683906043091E-4,2.1399203226550308E-6,2.5555143446668611E-5,6.9507623945613238E-3,6.4973166038383573E-2]
[2004,1,7,24,null,null,3.6637127783637383E-2,1.6846767175736979E-2,1.21485E-3,1.6100000000000204E-6,6.0365631720430322E-5,9.8726097687611911E-3,6.4633330359855995E-2,null,2.9652067251464697E-2,2.0530369930393484E-2,6.8642683906043091E-4,2.1399203226550308E-6,2.5555143446668611E-5,9.0949244842208083E-3,5.9991483568908738E-2]
[2004,1,8,1,null,null,2.8926646273610673E-2,1.6380422753456966E-2,1.21485E-3,1.6100000000000204E-6,6.0365631720430322E-5,1.07870884369389E-2,5.7370983095726968E-2,null,2.3411629474063465E-2,1.9962057719242771E-2,6.8642683906043091E-4,2.1399203226550308E-6,2.5555143446668611E-5,9.937367832465363E-3,5.4025176928601357E-2]
[2004,1,8,2,null,null,2.8002067587998843E-2,1.6162229923315247E-2,1.21485E-3,1.6100000000000204E-6,6.0365631720430322E-5,1.1102952243367359E-2,5.6544075386401889E-2,null,2.2663326563231109E-2,1.9696156287102095E-2,6.8642683906043091E-4,2.1399203226550308E-6,2.5555143446668611E-5,1.0228350412963513E-2,5.3301955166126472E-2]
[2004,1,8,3,null,null,2.8053513450721112E-2,1.5839268448427236E-2,1.21485E-3,1.6100000000000204E-6,6.0365631720430322E-5,1.1120810118584014E-2,5.6290417649452792E-2,null,2.2704964002450121E-2,1.9302578190868551E-2,6.8642683906043091E-4,2.1399203226550308E-6,2.5555143446668611E-5,1.0244801587510899E-2,5.2966465683659328E-2]
[2004,1,8,4,null,null,2.8593622086246578E-2,1.5344602994251146E-2,1.21485E-3,1.6100000000000204E-6,6.0365631720430322E-5,1.1602966053339969E-2,5.6818016765558123E-2,null,2.3142098094354854E-2,1.8699752458187467E-2,6.8642683906043091E-4,2.1399203226550308E-6,2.5555143446668611E-5,1.0688977131661323E-2,5.3244949587033394E-2]
[2004,1,8,5,null,null,2.9785828719992261E-2,1.5350268991807883E-2,1.21485E-3,1.6100000000000204E-6,6.0365631720430322E-5,1.1717313813445008E-2,5.8130237156965588E-2,null,2.4107004281603998E-2,1.8706657345318102E-2,6.8642683906043091E-4,2.1399203226550308E-6,2.5555143446668611E-5,1.0794317489221675E-2,5.4322101018973529E-2]
[2004,1,8,6,null,null,3.1949261080895783E-2,1.5829844170035724E-2,1.21485E-3,1.6100000000000204E-6,6.0365631720430322E-5,1.1166095964348852E-2,6.0222026847000787E-2,null,2.5857966918149886E-2,1.9291093262057791E-2,6.8642683906043091E-4,2.1399203226550308E-6,2.5555143446668611E-5,1.0286520176321985E-2,5.6149702259359412E-2]
[2004,1,8,7,null,null,3.8561216256106007E-2,1.7014697702143672E-2,0,0,6.0365631720430322E-5,1.0494140146779166E-2,6.6130419736749282E-2,null,3.1209318166993297E-2,2.0735019035694857E-2,0,0,2.5555143446668611E-5,9.6674956670309634E-3,6.1637388013165782E-2]
[2004,1,8,8,null,null,4.4034726024156499E-2,1.9058419280049227E-2,0,0,6.0365631720430322E-5,1.1925748800582874E-2,7.5079259736509044E-2,null,3.5639274595408187E-2,2.3225607264964015E-2,0,0,2.5555143446668611E-5,1.0986333634120543E-2,6.9876770637939414E-2]
[2004,1,8,9,null,null,4.483215667758627E-2,2.0879361074738305E-2,0,0,6.0365631720430322E-5,1.3162891341981993E-2,7.8934774726027002E-2,null,3.6284670913141352E-2,2.5444704156177857E-2,0,0,2.5555143446668611E-5,1.2126023974748061E-2,7.3880954187513934E-2]
[2004,1,8,10,null,null,4.084135204228477E-2,2.2046244933568E-2,0,0,6.0365631720430322E-5,1.5405096495842666E-2,7.8353059103415876E-2,null,3.3054734108808471E-2,2.6866731126555972E-2,0,0,2.5555143446668611E-5,1.4191606128822441E-2,7.4138626507633559E-2]
[2004,1,8,11,null,null,3.9903407590501219E-2,2.2631456960471953E-2,0,0,6.0365631720430322E-5,1.5189655086042118E-2,7.7784885268735726E-2,null,3.2295613685213331E-2,2.7579901747050876E-2,0,0,2.5555143446668611E-5,1.3993135471235018E-2,7.3894206046945896E-2]
[2004,1,8,12,null,null,4.0557041186062223E-2,2.2179722065307869E-2,0,0,6.0365631720430322E-5,1.374147420979582E-2,7.6538603092886348E-2,null,3.2824628608213044E-2,2.7029393485647278E-2,0,0,2.5555143446668611E-5,1.2659030708922965E-2,7.253860794622996E-2]
[2004,1,8,13,null,null,3.8612812172314027E-2,2.2153362549576731E-2,0,0,6.0365631720430322E-5,1.3517127325164953E-2,7.4343667678776149E-2,null,3.1251077051214139E-2,2.6997270372440985E-2,0,0,2.5555143446668611E-5,1.2452356078629748E-2,7.0726258645731538E-2]
[2004,1,8,14,null,null,3.7359866701950024E-2,2.2129220215634599E-2,0,0,6.0365631720430322E-5,1.4033256322309747E-2,7.3582708871614805E-2,null,3.0237012205054335E-2,2.6967849235338258E-2,0,0,2.5555143446668611E-5,1.2927828558865087E-2,7.0158245142704342E-2]
[2004,1,8,15,null,null,3.6710534506911481E-2,2.154819389715721E-2,0,0,6.0365631720430322E-5,1.3050082869299953E-2,7.136917690508908E-2,null,2.9711478598011501E-2,2.625977954260722E-2,0,0,2.5555143446668611E-5,1.2022101651851247E-2,6.8018914935916636E-2]
[2004,1,8,16,null,null,3.721600721335163E-2,2.1311656255103992E-2,0,0,6.0365631720430322E-5,1.3968244306086194E-2,7.2556273406262251E-2,null,3.0120580282337234E-2,2.5971522143240441E-2,0,0,2.5555143446668611E-5,1.2867937669630198E-2,6.8985595238654537E-2]
[2004,1,8,17,null,null,4.2276238642109581E-2,2.0919746811853469E-2,0,0,6.0365631720430322E-5,1.264474022245479E-2,7.5901091308138269E-2,null,3.4216052054022318E-2,2.5493920371623638E-2,0,0,2.5555143446668611E-5,1.1648688658768514E-2,7.1384216227861133E-2]
[2004,1,8,18,null,null,4.8370642085901014E-2,2.0859898693071331E-2,0,0,6.0365631720430322E-5,1.2143174521309173E-2,8.143408093200194E-2,null,3.914852552301433E-2,2.5420986258780611E-2,0,0,2.5555143446668611E-5,1.118663229447984E-2,7.5781699219721457E-2]
[2004,1,8,19,null,null,5.0510440320372073E-2,2.0064399512233651E-2,1.21485E-3,1.6100000000000204E-6,6.0365631720430322E-5,1.052769406171827E-2,8.2379359526044429E-2,null,4.0880360003266315E-2,2.4451548485256675E-2,6.8642683906043091E-4,2.1399203226550308E-6,2.5555143446668611E-5,9.6984064727519328E-3,7.5744436864104675E-2]
[2004,1,8,20,null,null,5.0940610016815595E-2,1.9348585192668535E-2,1.21485E-3,1.6100000000000204E-6,6.0365631720430322E-5,8.4087162697850312E-3,7.9974737110989597E-2,null,4.1228515591330242E-2,2.3579218938059629E-2,6.8642683906043091E-4,2.1399203226550308E-6,2.5555143446668611E-5,7.7463448140045327E-3,7.3268201246224157E-2]
[2004,1,8,21,null,null,4.8921829071555033E-2,1.873987248234283E-2,1.21485E-3,1.6100000000000204E-6,6.0365631720430322E-5,8.1293625778000433E-3,7.7067889763418343E-2,null,3.959462581950221E-2,2.2837409130043895E-2,6.8642683906043091E-4,2.1399203226550308E-6,2.5555143446668611E-5,7.4889963729640489E-3,7.0635153225339906E-2]
[2004,1,8,22,null,null,4.5337163761373145E-2,1.8068857375418062E-2,1.21485E-3,1.6100000000000204E-6,6.0365631720430322E-5,8.3790266791203393E-3,7.3061873447631986E-2,null,3.6693395748214321E-2,2.2019674295203372E-2,6.8642683906043091E-4,2.1399203226550308E-6,2.5555143446668611E-5,7.7189939319796796E-3,6.7146185878227127E-2]
[2004,1,8,23,null,null,4.2877722877099844E-2,1.7353344271018548E-2,1.21485E-3,1.6100000000000204E-6,6.0365631720430322E-5,7.1083132128007759E-3,6.8616205992639609E-2,null,3.4702860165508408E-2,2.1147711824889025E-2,6.8642683906043091E-4,2.1399203226550308E-6,2.5555143446668611E-5,6.5483771155602196E-3,6.3113071008787408E-2]
[2004,1,8,24,null,null,3.4923685167951697E-2,1.6851266744850428E-2,1.21485E-3,1.6100000000000204E-6,6.0365631720430322E-5,9.4801739875620683E-3,6.2531951532084629E-2,null,2.8265301455524531E-2,2.0535853345547431E-2,6.8642683906043091E-4,2.1399203226550308E-6,2.5555143446668611E-5,8.7334016570747609E-3,5.8248678360976469E-2]
[2004,1,9,1,null,null,3.1900244499750062E-2,1.6711415066761506E-2,1.21485E-3,1.6100000000000204E-6,6.0365631720430322E-5,1.0896561751703141E-2,6.078504694993514E-2,null,{"$f":"G195*X$5","v":2.5818295605236026E-2},{"$f":"H195*Y$5","v":2.0365422623937708E-2},{"$f":"I195*Z$5","v":6.8642683906043091E-4},{"$f":"J195*AA$5","v":2.1399203226550308E-6},{"$f":"K195*AB$5","v":2.5555143446668611E-5},{"$f":"L195*AC$5","v":1.0038217714526796E-2},{"$f":"SUM(O195:T195)","v":5.6936057846530282E-2}]
[2004,1,9,2,null,null,3.0846711482190349E-2,1.6261272466262841E-2,1.21485E-3,1.6100000000000204E-6,6.0365631720430322E-5,1.1646112879247165E-2,6.003092245942078E-2,null,2.4965624182061004E-2,1.9816854817826107E-2,6.8642683906043091E-4,2.1399203226550308E-6,2.5555143446668611E-5,1.0728725195501693E-2,5.6225326098218557E-2]
[2004,1,9,3,null,null,3.0444001475581923E-2,1.6201449441051955E-2,1.21485E-3,1.6100000000000204E-6,6.0365631720430322E-5,1.1549138913589186E-2,5.947141546194349E-2,null,2.4639692949970156E-2,1.9743951285348754E-2,6.8642683906043091E-4,2.1399203226550308E-6,2.5555143446668611E-5,1.063939006373284E-2,5.5737156201881508E-2]
[2004,1,9,4,null,null,3.1915778970418501E-2,1.558324647592056E-2,1.21485E-3,1.6100000000000204E-6,6.0365631720430322E-5,1.1566106433452286E-2,6.0341957511511786E-2,null,2.5830868347610829E-2,1.8990576146141466E-2,6.8642683906043091E-4,2.1399203226550308E-6,2.5555143446668611E-5,1.0655021018004699E-2,5.619058741458674E-2]
[2004,1,9,5,null,null,3.2845280114840586E-2,1.5551008281455616E-2,1.21485E-3,1.6100000000000204E-6,6.0365631720430322E-5,1.1800029986949174E-2,6.1473144014965807E-2,null,2.6583155224668545E-2,1.8951288961167097E-2,6.8642683906043091E-4,2.1399203226550308E-6,2.5555143446668611E-5,1.0870517943738221E-2,5.7119084032403622E-2]
[2004,1,9,6,null,null,3.4429914477899795E-2,1.619425185971874E-2,1.21485E-3,1.6100000000000204E-6,6.0365631720430322E-5,1.123503621078027E-2,6.3136028180119236E-2,null,2.7865670736798808E-2,1.9735179928456744E-2,6.8642683906043091E-4,2.1399203226550308E-6,2.5555143446668611E-5,1.0350029861187814E-2,5.8665002429273118E-2]
[2004,1,9,7,null,null,4.3008600191532881E-2,1.7140424003486754E-2,0,0,6.0365631720430322E-5,9.9309533417575608E-3,7.0140343168497626E-2,null,3.4808785033641564E-2,2.0888235819047279E-2,0,0,2.5555143446668611E-5,9.1486722168842242E-3,6.4871248213019733E-2]
[2004,1,9,8,null,null,4.8518448365263853E-2,1.9195597393321516E-2,0,0,6.0365631720430322E-5,1.1938415600978049E-2,7.9712826991283847E-2,null,3.9268151760140188E-2,2.3392779837746382E-2,0,0,2.5555143446668611E-5,1.0998002645227956E-2,7.3684489386561206E-2]
[2004,1,9,9,null,null,4.8902199695441045E-2,2.0838142713632882E-2,0,0,6.0365631720430322E-5,1.280176643854351E-2,8.260247447933787E-2,null,3.9578738886878191E-2,2.5394473260683701E-2,0,0,2.5555143446668611E-5,1.1793345604684554E-2,7.6792112895693113E-2]
[2004,1,9,10,null,null,4.6617586001962801E-2,2.2004273871143742E-2,0,0,6.0365631720430322E-5,1.4735189544019523E-2,8.3417415048846491E-2,null,3.7729698774271736E-2,2.6815582949047904E-2,0,0,2.5555143446668611E-5,1.3574469092011298E-2,7.8145305958777597E-2]
[2004,1,9,11,null,null,4.397095784158913E-2,2.2561364085862953E-2,0,0,6.0365631720430322E-5,1.5286942589098271E-2,8.1879630148270779E-2,null,3.5587664151239151E-2,2.7494482827789025E-2,0,0,2.5555143446668611E-5,1.4082759442431963E-2,7.7190461564906804E-2]
[2004,1,9,12,null,null,4.2934965893957032E-2,2.2402158634513409E-2,0,0,6.0365631720430322E-5,1.5015593394842271E-2,8.0413083555033155E-2,null,3.4749189501027011E-2,2.7300466564784645E-2,0,0,2.5555143446668611E-5,1.3832784968770358E-2,7.590799617802868E-2]
[2004,1,9,13,null,null,4.2657963488629665E-2,2.2115470194789648E-2,0,0,6.0365631720430322E-5,1.2279564278603093E-2,7.7113363593742837E-2,null,3.4524999056839055E-2,2.6951092725822055E-2,0,0,2.5555143446668611E-5,1.1312278356875059E-2,7.2813925282982833E-2]
[2004,1,9,14,null,null,3.9793592330985082E-2,2.190176652709689E-2,0,0,6.0365631720430322E-5,1.4070066206935987E-2,7.5825790696738393E-2,null,3.2206735280780552E-2,2.6690662026718371E-2,0,0,2.5555143446668611E-5,1.2961738855006625E-2,7.1884691305952209E-2]
[2004,1,9,15,null,null,3.9313276774774433E-2,2.1677072666169462E-2,0,0,6.0365631720430322E-5,1.3537904011880576E-2,7.4588619084544894E-2,null,3.1817994404072319E-2,2.6416838091371755E-2,0,0,2.5555143446668611E-5,1.2471496144036649E-2,7.0731883782927385E-2]
[2004,1,9,16,null,null,4.1667686626920886E-2,2.0709051354498346E-2,0,0,6.0365631720430322E-5,1.0763161842625291E-2,7.3200265455764954E-2,null,3.3723523671695121E-2,2.523715563824595E-2,0,0,2.5555143446668611E-5,9.9153259840034265E-3,6.8901560437391166E-2]
[2004,1,9,17,null,null,4.5012671042094186E-2,2.0426364436122828E-2,0,0,6.0365631720430322E-5,8.4184977950402147E-3,7.3917898904977658E-2,null,3.6430769267462533E-2,2.4892658266839826E-2,0,0,2.5555143446668611E-5,7.7553558288851049E-3,6.9104338506634139E-2]
[2004,1,9,18,null,null,5.0967798424513502E-2,2.0246735939623558E-2,0,0,6.0365631720430322E-5,7.8158638607698262E-3,7.9090763856627319E-2,null,4.1250520386528156E-2,2.4673753390628224E-2,0,0,2.5555143446668611E-5,7.2001925790258119E-3,7.3150021499628848E-2]
[2004,1,9,19,null,null,5.2525354567164124E-2,1.9974405194783544E-2,1.21485E-3,1.6100000000000204E-6,6.0365631720430322E-5,7.3975773089990067E-3,8.1174162702667113E-2,null,4.251112028296531E-2,2.4341876605209273E-2,6.8642683906043091E-4,2.1399203226550308E-6,2.5555143446668611E-5,6.8148552983851654E-3,7.4381974089389513E-2]
[2004,1,9,20,null,null,5.076455628590245E-2,1.9423543025621073E-2,1.21485E-3,1.6100000000000204E-6,6.0365631720430322E-5,6.7188095395936511E-3,7.8183734482837608E-2,null,4.1086027427418022E-2,2.3670566555299366E-2,6.8642683906043091E-4,2.1399203226550308E-6,2.5555143446668611E-5,6.1895554283752782E-3,7.1660271313922413E-2]
[2004,1,9,21,null,null,4.8653944144044198E-2,1.9032371532223213E-2,1.21485E-3,1.6100000000000204E-6,6.0365631720430322E-5,6.5568326526743975E-3,7.5519973960662248E-2,null,3.9377814558174226E-2,2.3193864088772213E-2,6.8642683906043091E-4,2.1399203226550308E-6,2.5555143446668611E-5,6.0403377859053848E-3,6.9326138335681575E-2]
[2004,1,9,22,null,null,4.6373645053287109E-2,1.8146970278002241E-2,1.21485E-3,1.6100000000000204E-6,6.0365631720430322E-5,6.110040713896361E-3,7.1907481676906138E-2,null,3.7532266446654937E-2,2.2114866848745612E-2,6.8642683906043091E-4,2.1399203226550308E-6,2.5555143446668611E-5,5.6287405447987167E-3,6.5989995743029023E-2]
[2004,1,9,23,null,null,4.4198905773090463E-2,1.7270833374212403E-2,1.21485E-3,1.6100000000000204E-6,6.0365631720430322E-5,5.6613792483067157E-3,6.8407944027330012E-2,null,3.5772152614271135E-2,2.104715964077869E-2,6.8642683906043091E-4,2.1399203226550308E-6,2.5555143446668611E-5,5.215421043259289E-3,6.2748855201138862E-2]
[2004,1,9,24,null,null,3.9958004679302911E-2,1.6484105630755114E-2,1.21485E-3,1.6100000000000204E-6,6.0365631720430322E-5,7.5595703576350846E-3,6.527850629941355E-2,null,3.2339801552735116E-2,2.0088411209154135E-2,6.8642683906043091E-4,2.1399203226550308E-6,2.5555143446668611E-5,6.9640878294810141E-3,6.0106422494200014E-2]
[2004,1,10,1,null,null,3.6168751116286285E-2,1.6705650453582695E-2,1.21485E-3,1.6100000000000204E-6,6.0365631720430322E-5,7.9606766078133412E-3,6.2111903809402749E-2,null,2.9272989051848997E-2,2.0358397558544919E-2,6.8642683906043091E-4,2.1399203226550308E-6,2.5555143446668611E-5,7.3335981353641949E-3,5.7679106648587865E-2]
[2004,1,10,2,null,null,3.404355075046054E-2,1.5923744043235634E-2,1.21485E-3,1.6100000000000204E-6,6.0365631720430322E-5,8.8911418701046342E-3,6.0135262295521241E-2,null,2.7552969280035814E-2,1.9405524660859791E-2,6.8642683906043091E-4,2.1399203226550308E-6,2.5555143446668611E-5,8.1907687816209739E-3,5.5863384625346332E-2]
[2004,1,10,3,null,null,3.3368976177637309E-2,1.5341392232541674E-2,1.21485E-3,1.6100000000000204E-6,6.0365631720430322E-5,9.3546844263008421E-3,5.9341878468200257E-2,null,2.7007005886900616E-2,1.869583965254552E-2,6.8642683906043091E-4,2.1399203226550308E-6,2.5555143446668611E-5,8.6177971603954538E-3,5.5034764602671343E-2]
[2004,1,10,4,null,null,3.3189588958592205E-2,1.4839813123520148E-2,1.21485E-3,1.6100000000000204E-6,6.0365631720430322E-5,9.6355502781315088E-3,5.8941777991964289E-2,null,2.6861819781849164E-2,1.808458857094929E-2,6.8642683906043091E-4,2.1399203226550308E-6,2.5555143446668611E-5,8.8765386454158629E-3,5.4537068901044067E-2]
[2004,1,10,5,null,null,3.363197197032098E-2,1.4940481129419255E-2,1.21485E-3,1.6100000000000204E-6,6.0365631720430322E-5,9.8194839543174432E-3,5.9668762685778108E-2,null,2.721986015259421E-2,1.8207267977609593E-2,6.8642683906043091E-4,2.1399203226550308E-6,2.5555143446668611E-5,9.0459834967974544E-3,5.5187233529831015E-2]
[2004,1,10,6,null,null,3.4940214465046679E-2,1.5030581015877197E-2,1.21485E-3,1.6100000000000204E-6,6.0365631720430322E-5,9.6776187707976451E-3,6.0925239883441951E-2,null,2.827867935545092E-2,1.8317068509686282E-2,6.8642683906043091E-4,2.1399203226550308E-6,2.5555143446668611E-5,8.9152933184886464E-3,5.6225163086455601E-2]
[2004,1,10,7,null,null,3.8355871697849118E-2,1.595788804068737E-2,0,0,6.0365631720430322E-5,9.1372563597989769E-3,6.3511381730055896E-2,null,3.1043123625567621E-2,1.9447134359104813E-2,0,0,2.5555143446668611E-5,8.4174963390420392E-3,5.8933309467161146E-2]
[2004,1,10,8,null,null,4.4972973538651977E-2,1.7273797755040336E-2,0,0,6.0365631720430322E-5,7.5223551864654972E-3,6.982949211187825E-2,null,3.6398640301220003E-2,2.1050772193524102E-2,0,0,2.5555143446668611E-5,6.9298041720305065E-3,6.4404771810221279E-2]
[2004,1,10,9,null,null,4.7427413334085775E-2,1.8293224534352191E-2,0,0,6.0365631720430322E-5,9.1663156856004822E-3,7.4947319185758879E-2,null,3.8385128278898714E-2,2.2293100094058313E-2,0,0,2.5555143446668611E-5,8.4442666034318398E-3,6.9148050119835533E-2]
[2004,1,10,10,null,null,4.9126192254352261E-2,1.9055512181744335E-2,0,0,6.0365631720430322E-5,1.0741964334753728E-2,7.8984034402570763E-2,null,3.9760026089845815E-2,2.3222064519759496E-2,0,0,2.5555143446668611E-5,9.895798246367573E-3,7.2903443999419559E-2]
[2004,1,10,11,null,null,5.0246235919014066E-2,1.8924249672265508E-2,0,0,6.0365631720430322E-5,1.0602750210008191E-2,7.9833601433008189E-2,null,4.0666527556479933E-2,2.3062101017594327E-2,0,0,2.5555143446668611E-5,9.7675502976130434E-3,7.3521734015133969E-2]
[2004,1,10,12,null,null,5.0221920706228058E-2,1.8534774364722596E-2,0,0,6.0365631720430322E-5,9.513190861058075E-3,7.8330251563729164E-2,null,4.064684816651732E-2,2.258746561370949E-2,0,0,2.5555143446668611E-5,8.7638177251848793E-3,7.2023686648858359E-2]
[2004,1,10,13,null,null,5.0482676144709748E-2,1.778988299444156E-2,0,0,6.0365631720430322E-5,8.7374535777639418E-3,7.7070378348635685E-2,null,4.0857889213285654E-2,2.1679701220084314E-2,0,0,2.5555143446668611E-5,8.0491868245005475E-3,7.0612332401317188E-2]
[2004,1,10,14,null,null,4.8678341361077113E-2,1.7341329841423846E-2,0,0,6.0365631720430322E-5,8.0807077505719183E-3,7.4160744584793312E-2,null,3.9397560317844055E-2,2.1133070399533712E-2,0,0,2.5555143446668611E-5,7.4441741841206489E-3,6.8000360044945085E-2]
[2004,1,10,15,null,null,4.7952595902628715E-2,1.7206284975384626E-2,0,0,6.0365631720430322E-5,8.3847742414081758E-3,7.3604020751141946E-2,null,3.8810182036761447E-2,2.0968497515723775E-2,0,0,2.5555143446668611E-5,7.7242887472514865E-3,6.7528523443183386E-2]
[2004,1,10,16,null,null,4.6597790514517984E-2,1.7189526820675535E-2,0,0,6.0365631720430322E-5,9.0787261379051253E-3,7.2926409104819082E-2,null,3.7713677400313173E-2,2.0948075133676261E-2,0,0,2.5555143446668611E-5,8.3635766601893764E-3,6.7050884337625474E-2]
[2004,1,10,17,null,null,5.2162393838587784E-2,1.6855249824293733E-2,0,0,6.0365631720430322E-5,6.5894811769000574E-3,7.5667490471502008E-2,null,4.2217359920609807E-2,2.0540707338813923E-2,0,0,2.5555143446668611E-5,6.0704145203564104E-3,6.8854036923226808E-2]
[2004,1,10,18,null,null,5.8335308958463297E-2,1.6917488540765465E-2,0,0,6.0365631720430322E-5,6.8188558360054571E-3,8.2132018966954656E-2,null,4.7213376402935693E-2,2.0616554761635663E-2,0,0,2.5555143446668611E-5,6.2817208772387072E-3,7.4137207185256723E-2]
[2004,1,10,19,null,null,5.8751708859780469E-2,1.6494545844888603E-2,1.21485E-3,1.6100000000000204E-6,6.0365631720430322E-5,4.4052449015078267E-3,8.0928325237897336E-2,null,4.7550387479521075E-2,2.0101134211500945E-2,6.8642683906043091E-4,2.1399203226550308E-6,2.5555143446668611E-5,4.0582349198574463E-3,7.2423878513709225E-2]
[2004,1,10,20,null,null,5.6565810600740743E-2,1.5985207371950753E-2,1.21485E-3,1.6100000000000204E-6,6.0365631720430322E-5,3.9524970691015293E-3,7.7780340673513457E-2,null,4.5781242186126836E-2,1.9480427154763318E-2,6.8642683906043091E-4,2.1399203226550308E-6,2.5555143446668611E-5,3.641150942816326E-3,6.9616942186536232E-2]
[2004,1,10,21,null,null,5.2991221164091828E-2,1.6020602659536164E-2,1.21485E-3,1.6100000000000204E-6,6.0365631720430322E-5,6.2250050596358679E-3,7.6513654514984306E-2,null,4.2888166970246312E-2,1.9523561741971701E-2,6.8642683906043091E-4,2.1399203226550308E-6,2.5555143446668611E-5,5.7346489183057016E-3,6.8860499533353464E-2]
[2004,1,10,22,null,null,4.782642213359467E-2,1.5470916232613726E-2,1.21485E-3,1.6100000000000204E-6,6.0365631720430322E-5,7.1962229318463409E-3,7.1770386929775165E-2,null,3.8708063958432196E-2,1.8853684514328457E-2,6.8642683906043091E-4,2.1399203226550308E-6,2.5555143446668611E-5,6.6293620096130922E-3,6.4905232385203501E-2]
[2004,1,10,23,null,null,4.5493383006155616E-2,1.4844850988258166E-2,1.21485E-3,1.6100000000000204E-6,6.0365631720430322E-5,6.389313565925492E-3,6.8004373192059708E-2,null,3.6819830974786083E-2,1.8090727981890979E-2,6.8642683906043091E-4,2.1399203226550308E-6,2.5555143446668611E-5,5.8860145138089019E-3,6.1510695373315716E-2]
[2004,1,10,24,null,null,4.1422569156375058E-2,1.4603117354742583E-2,1.21485E-3,1.6100000000000204E-6,6.0365631720430322E-5,8.1089057945370035E-3,6.541141793737508E-2,null,3.3525139132272251E-2,1.7796138469913826E-2,6.8642683906043091E-4,2.1399203226550308E-6,2.5555143446668611E-5,7.4701510115727657E-3,5.9505550516588596E-2]
[2004,1,11,1,null,null,3.5935386754409417E-2,1.4583673289136633E-2,1.21485E-3,1.6100000000000204E-6,6.0365631720430322E-5,1.2373440629589076E-2,6.4169326304855556E-2,null,2.9084116829295608E-2,1.7772442893446434E-2,6.8642683906043091E-4,2.1399203226550308E-6,2.5555143446668611E-5,1.1398759879296141E-2,5.8969441504867937E-2]
[2004,1,11,2,null,null,3.3707652910620722E-2,1.4381209157055444E-2,1.21485E-3,1.6100000000000204E-6,6.0365631720430322E-5,1.3776458794789379E-2,6.314214649418598E-2,null,2.7281112124765028E-2,1.7525709292518576E-2,6.8642683906043091E-4,2.1399203226550308E-6,2.5555143446668611E-5,1.269125948794703E-2,5.8212202808060387E-2]
[2004,1,11,3,null,null,3.2986296388144848E-2,1.418342518014919E-2,1.21485E-3,1.6100000000000204E-6,6.0365631720430322E-5,1.3929854746207631E-2,6.2376401946222099E-2,null,2.669728600599678E-2,1.7284679178560695E-2,6.8642683906043091E-4,2.1399203226550308E-6,2.5555143446668611E-5,1.2832572132426168E-2,5.7528659219813399E-2]
[2004,1,11,4,null,null,3.3357917976411959E-2,1.3915572500540542E-2,1.21485E-3,1.6100000000000204E-6,6.0365631720430322E-5,1.3905363724800441E-2,6.2455679833473367E-2,null,2.6998055989726613E-2,1.695825960251689E-2,6.8642683906043091E-4,2.1399203226550308E-6,2.5555143446668611E-5,1.2810010317925544E-2,5.7480447812998797E-2]
[2004,1,11,5,null,null,3.2696206745452781E-2,1.4167361581604388E-2,1.21485E-3,1.6100000000000204E-6,6.0365631720430322E-5,1.4591892865015528E-2,6.2732286823793129E-2,null,2.6462503474875436E-2,1.7265103219737381E-2,6.8642683906043091E-4,2.1399203226550308E-6,2.5555143446668611E-5,1.344246017999041E-2,5.7884188777432975E-2]
[2004,1,11,6,null,null,3.4645859100837575E-2,1.4136101797750806E-2,1.21485E-3,1.6100000000000204E-6,6.0365631720430322E-5,1.3950310849303448E-2,6.4009097379612273E-2,null,2.8040444384988636E-2,1.722700837817143E-2,6.8642683906043091E-4,2.1399203226550308E-6,2.5555143446668611E-5,1.2851416867228365E-2,5.8832991533218179E-2]
[2004,1,11,7,null,null,3.873587671295467E-2,1.4631355766508272E-2,0,0,6.0365631720430322E-5,1.2888857309610494E-2,6.6316455420793868E-2,null,3.1350678691847572E-2,1.7830551306142212E-2,0,0,2.5555143446668611E-5,1.187357615305744E-2,6.1080361294493887E-2]
[2004,1,11,8,null,null,4.1799816748641867E-2,1.5585977313204142E-2,0,0,6.0365631720430322E-5,1.2747945000274536E-2,7.0194104693840978E-2,null,3.3830462492837228E-2,1.8993904090254823E-2,0,0,2.5555143446668611E-5,1.1743763789120714E-2,6.459368551565943E-2]
[2004,1,11,9,null,null,4.7380891940137157E-2,1.576960906177588E-2,0,0,6.0365631720430322E-5,1.0641636284865412E-2,7.3852502918498875E-2,null,3.8347476432658394E-2,1.9217687543175835E-2,0,0,2.5555143446668611E-5,9.8033732383144209E-3,6.7394092357595317E-2]
[2004,1,11,10,null,null,4.9493576016505482E-2,1.6184315062888095E-2,0,0,6.0365631720430322E-5,1.0129803228151286E-2,7.5868059939265292E-2,null,4.0057366211232973E-2,1.9723070417312666E-2,0,0,2.5555143446668611E-5,9.3318582986606276E-3,6.9137850070652929E-2]
[2004,1,11,11,null,null,4.6907508596561349E-2,1.6580336489249517E-2,0,0,6.0365631720430322E-5,1.1601336683045716E-2,7.5149547400577027E-2,null,3.7964346105894567E-2,2.0205683271087467E-2,0,0,2.5555143446668611E-5,1.0687476110135085E-2,6.8883060630563792E-2]
[2004,1,11,12,null,null,4.6114956411541168E-2,1.6500563728583311E-2,0,0,6.0365631720430322E-5,1.0711088624122197E-2,7.33869743959671E-2,null,3.7322898150986668E-2,2.0108467925866534E-2,0,0,2.5555143446668611E-5,9.867354677426058E-3,6.7324275897725924E-2]
[2004,1,11,13,null,null,4.4889988043794002E-2,1.6531759374444548E-2,0,0,6.0365631720430322E-5,1.027554055683629E-2,7.1757653606795271E-2,null,3.6331476426121591E-2,2.0146484605450682E-2,0,0,2.5555143446668611E-5,9.4661156054890849E-3,6.596963178050802E-2]
[2004,1,11,14,null,null,4.3261270100123247E-2,1.6767584374681274E-2,0,0,6.0365631720430322E-5,1.0131875236172139E-2,7.022109534269709E-2,null,3.5013282099191807E-2,2.0433873541451889E-2,0,0,2.5555143446668611E-5,9.3337670904514256E-3,6.4806477874541787E-2]
[2004,1,11,15,null,null,4.3457226512161669E-2,1.6649111378424321E-2,0,0,6.0365631720430322E-5,8.6628902892867364E-3,6.8829593811593162E-2,null,3.5171878393705752E-2,2.0289496022931872E-2,0,0,2.5555143446668611E-5,7.9804970358955986E-3,6.3467426595979884E-2]
[2004,1,11,16,null,null,4.5336914820220904E-2,1.6209712666976166E-2,0,0,6.0365631720430322E-5,7.5599387337793138E-3,6.9166931852696817E-2,null,3.6693194268998169E-2,1.975402129363419E-2,0,0,2.5555143446668611E-5,6.9644271878970794E-3,6.3437197893976102E-2]
[2004,1,11,17,null,null,4.9350687725091727E-2,1.6073156332996007E-2,0,0,6.0365631720430322E-5,7.3174904438578665E-3,7.2801700133666034E-2,null,{"$f":"G259*X$5","v":3.9941720321864431E-2},{"$f":"H259*Y$5","v":1.9587606454294051E-2},{"$f":"I259*Z$5","v":0},{"$f":"J259*AA$5","v":0},{"$f":"K259*AB$5","v":2.5555143446668611E-5},{"$f":"L259*AC$5","v":6.7410770363352064E-3},{"$f":"SUM(O259:T259)","v":6.6295958955940357E-2}]
[2004,1,11,18,null,null,5.6425088143578946E-2,1.5515784130723954E-2,0,0,6.0365631720430322E-5,5.0525576184141047E-3,7.7053795524437446E-2,null,4.5667349203352768E-2,1.8908362930465699E-2,0,0,2.5555143446668611E-5,4.6545575149798436E-3,6.9255824792244972E-2]
[2004,1,11,19,null,null,5.6895672358776204E-2,1.5483068314549075E-2,1.21485E-3,1.6100000000000204E-6,6.0365631720430322E-5,5.1911535780251976E-3,7.8846719883070918E-2,null,4.6048214070241678E-2,1.8868493690175351E-2,6.8642683906043091E-4,2.1399203226550308E-6,2.5555143446668611E-5,4.7822359927081467E-3,7.0413065655954926E-2]
[2004,1,11,20,null,null,5.3447783128400497E-2,1.5539369806348083E-2,1.21485E-3,1.6100000000000204E-6,6.0365631720430322E-5,7.7309765624755666E-3,7.7994955128944582E-2,null,4.3257683001909353E-2,1.8937105694022082E-2,6.8642683906043091E-4,2.1399203226550308E-6,2.5555143446668611E-5,7.1219920235760558E-3,7.0030902622337243E-2]
[2004,1,11,21,null,null,5.1922955881110781E-2,1.5089544279982953E-2,1.21485E-3,1.6100000000000204E-6,6.0365631720430322E-5,8.0408880247645684E-3,7.6330213817578735E-2,null,4.2023572065306575E-2,1.8388924291378221E-2,6.8642683906043091E-4,2.1399203226550308E-6,2.5555143446668611E-5,7.4074911380282004E-3,6.8534109397542745E-2]
[2004,1,11,22,null,null,5.1151489324772814E-2,1.4699506879929509E-2,1.21485E-3,1.6100000000000204E-6,6.0365631720430322E-5,7.4668096254021888E-3,7.4594631461824948E-2,null,4.1399189653402391E-2,1.791360389154989E-2,6.8642683906043091E-4,2.1399203226550308E-6,2.5555143446668611E-5,6.8786340462849349E-3,6.6905549494066963E-2]
[2004,1,11,23,null,null,4.7066439957926746E-2,1.4661073952756553E-2,1.21485E-3,1.6100000000000204E-6,6.0365631720430322E-5,6.9941157039999447E-3,6.9998455246403676E-2,null,3.8092976369800746E-2,1.7866767474560341E-2,6.8642683906043091E-4,2.1399203226550308E-6,2.5555143446668611E-5,6.4431751737073079E-3,6.3117040920898149E-2]
[2004,1,11,24,null,null,3.8298725618175739E-2,1.5274427615687347E-2,1.21485E-3,1.6100000000000204E-6,6.0365631720430322E-5,1.0567486761333834E-2,6.5417465626917345E-2,null,3.0996872745650408E-2,1.8614232995201409E-2,6.8642683906043091E-4,2.1399203226550308E-6,2.5555143446668611E-5,9.7350646215599614E-3,6.0060292265241524E-2]
[2004,1,12,1,null,null,3.3929502363061644E-2,1.4904540813316599E-2,1.21485E-3,1.6100000000000204E-6,6.0365631720430322E-5,1.0885963434573728E-2,6.0996832242672404E-2,null,2.7460664815749082E-2,1.8163469189550988E-2,6.8642683906043091E-4,2.1399203226550308E-6,2.5555143446668611E-5,1.0028454248107123E-2,5.6366710156236947E-2]
[2004,1,12,2,null,null,3.1420148034839578E-2,1.4965116485407815E-2,1.21485E-3,1.6100000000000204E-6,6.0365631720430322E-5,1.1881432020183651E-2,5.9543522172151482E-2,null,2.5429732048922692E-2,1.8237289937700577E-2,6.8642683906043091E-4,2.1399203226550308E-6,2.5555143446668611E-5,1.0945507775451432E-2,5.5326651664904455E-2]
[2004,1,12,3,null,null,3.1391978106727794E-2,1.4898473338765043E-2,1.21485E-3,1.6100000000000204E-6,6.0365631720430322E-5,1.2455194135658286E-2,6.0022471212871555E-2,null,2.5406932865324774E-2,1.8156075041119584E-2,6.8642683906043091E-4,2.1399203226550308E-6,2.5555143446668611E-5,1.1474073497623532E-2,5.5751203306897645E-2]
[2004,1,12,4,null,null,3.2462829414481767E-2,1.4811829671905676E-2,1.21485E-3,1.6100000000000204E-6,6.0365631720430322E-5,1.1776272153001281E-2,6.0327756871109153E-2,null,2.627362075585371E-2,1.8050486442773517E-2,6.8642683906043091E-4,2.1399203226550308E-6,2.5555143446668611E-5,1.0848631562049314E-2,5.5886860663506295E-2]
[2004,1,12,5,null,null,3.3324143417556559E-2,1.4496374264154416E-2,1.21485E-3,1.6100000000000204E-6,6.0365631720430322E-5,1.2588671381700275E-2,6.1686014695131686E-2,null,2.6970720727626289E-2,1.7666055640702252E-2,6.8642683906043091E-4,2.1399203226550308E-6,2.5555143446668611E-5,1.1597036473123167E-2,5.6947934744281462E-2]
[2004,1,12,6,null,null,3.5830059908761168E-2,1.4596685528709111E-2,1.21485E-3,1.6100000000000204E-6,6.0365631720430322E-5,1.260935859028727E-2,6.4312929659477977E-2,null,2.8998871099090162E-2,1.7788300303313808E-2,6.8642683906043091E-4,2.1399203226550308E-6,2.5555143446668611E-5,1.1616094108773204E-2,5.9117387414006933E-2]
[2004,1,12,7,null,null,4.3521588125935512E-2,1.5798958938462816E-2,0,0,6.0365631720430322E-5,1.1432589521215279E-2,7.081350221733404E-2,null,3.5223969128309877E-2,1.9253454869898441E-2,0,0,2.5555143446668611E-5,1.0532021500895831E-2,6.5035000642550814E-2]
[2004,1,12,8,null,null,5.0097421454075197E-2,1.8051254156988897E-2,0,0,6.0365631720430322E-5,1.3219998863783774E-2,8.1429040106568304E-2,null,4.0546085349644906E-2,2.1998222073388567E-2,0,0,2.5555143446668611E-5,1.2178633022450081E-2,7.4748495588930222E-2]
[2004,1,12,9,null,null,5.2144677783209602E-2,1.9756214116427216E-2,0,0,6.0365631720430322E-5,1.4116536425920839E-2,8.607779395727809E-2,null,4.2203021524090112E-2,2.40759773078878E-2,0,0,2.5555143446668611E-5,1.3004548521582301E-2,7.9309102497006873E-2]
[2004,1,12,10,null,null,4.880182985297473E-2,2.1026046497370891E-2,0,0,6.0365631720430322E-5,1.5330371181381903E-2,8.5218613163447962E-2,null,3.9497505081204178E-2,2.5623462843742575E-2,0,0,2.5555143446668611E-5,1.4122767077345827E-2,7.926929014573926E-2]
[2004,1,12,11,null,null,4.6963100537319988E-2,2.1706755152867001E-2,0,0,6.0365631720430322E-5,1.512648291545721E-2,8.3856704237364632E-2,null,3.8009339151630836E-2,2.6453010754411352E-2,0,0,2.5555143446668611E-5,1.3934939499305486E-2,7.8422844548794335E-2]
[2004,1,12,12,null,null,4.6018451203716886E-2,2.1621745219624976E-2,0,0,6.0365631720430322E-5,1.4825314551873709E-2,8.2525876606935999E-2,null,3.7244792167094552E-2,2.6349413111076529E-2,0,0,2.5555143446668611E-5,1.3657494772127538E-2,7.7277255193745287E-2]
[2004,1,12,13,null,null,4.5679099989793547E-2,2.140484531618508E-2,0,0,6.0365631720430322E-5,1.32719841746571E-2,8.0416295112356151E-2,null,3.6970140041618298E-2,2.6085087308444138E-2,0,0,2.5555143446668611E-5,1.2226523346058098E-2,7.5307305839567212E-2]
[2004,1,12,14,null,null,4.3982217153431875E-2,2.1416026962357164E-2,0,0,6.0365631720430322E-5,1.4244745194065643E-2,7.9703354941575114E-2,null,3.5596776816236742E-2,2.6098713859458285E-2,0,0,2.5555143446668611E-5,1.312265802776187E-2,7.4843703846903559E-2]
[2004,1,12,15,null,null,4.3095704675929575E-2,2.0920704879058925E-2,0,0,6.0365631720430322E-5,1.3208061499987992E-2,7.7284836686696917E-2,null,3.4879282591323703E-2,2.5495087923471479E-2,0,0,2.5555143446668611E-5,1.2167635988757244E-2,7.2567561646999096E-2]
[2004,1,12,16,null,null,4.548020832464196E-2,2.1028327494372438E-2,0,0,6.0365631720430322E-5,1.1944386577924331E-2,7.8513288028659159E-2,null,3.6809168115389285E-2,2.5626242588471248E-2,0,0,2.5555143446668611E-5,1.1003503276337197E-2,7.3464469123644405E-2]
[2004,1,12,17,null,null,5.0177486713909002E-2,2.1437827031653225E-2,0,0,6.0365631720430322E-5,1.1683798006576521E-2,8.3359477383859182E-2,null,4.0610885747839831E-2,2.6125280587809638E-2,0,0,2.5555143446668611E-5,1.0763441789722123E-2,7.7525163268818253E-2]
[2004,1,12,18,null,null,5.7985265251742947E-2,2.1466459366427035E-2,0,0,6.0365631720430322E-5,1.0929285485646324E-2,9.0441375735536747E-2,null,4.693007036448419E-2,2.6160173479647299E-2,0,0,2.5555143446668611E-5,1.0068363734274959E-2,8.3184162721853111E-2]
[2004,1,12,19,null,null,5.7803686245130201E-2,2.1094157722286316E-2,1.21485E-3,1.6100000000000204E-6,6.0365631720430322E-5,9.136966041792198E-3,8.9311635640929143E-2,null,4.6783110347658308E-2,2.5706466818887424E-2,6.8642683906043091E-4,2.1399203226550308E-6,2.5555143446668611E-5,8.4172288899672862E-3,8.1620927959342782E-2]
[2004,1,12,20,null,null,5.7076190047260326E-2,2.0392634160520579E-2,1.21485E-3,1.6100000000000204E-6,6.0365631720430322E-5,8.6520035737020703E-3,8.7397653413203408E-2,null,4.6194315114805568E-2,2.4851552752129226E-2,6.8642683906043091E-4,2.1399203226550308E-6,2.5555143446668611E-5,7.9704678887457716E-3,7.9730457658510306E-2]
[2004,1,12,21,null,null,5.3216044551778703E-2,2.0065627560145276E-2,1.21485E-3,1.6100000000000204E-6,6.0365631720430322E-5,9.8283439109910255E-3,8.4386841654635433E-2,null,4.3070126600126761E-2,2.4453045050007342E-2,6.8642683906043091E-4,2.1399203226550308E-6,2.5555143446668611E-5,9.0541455369030684E-3,7.7291439089866923E-2]
[2004,1,12,22,null,null,4.9780957909359345E-2,1.9096187062304978E-2,1.21485E-3,1.6100000000000204E-6,6.0365631720430322E-5,8.9698882771145332E-3,7.912385888049929E-2,null,4.0289957239221845E-2,2.3271633100845325E-2,6.8642683906043091E-4,2.1399203226550308E-6,2.5555143446668611E-5,8.2633121761168157E-3,7.2539024419013734E-2]
[2004,1,12,23,null,null,4.6860839802068989E-2,1.8154841105356458E-2,1.21485E-3,1.6100000000000204E-6,6.0365631720430322E-5,7.5866538848930604E-3,7.3879160424038942E-2,null,3.7926574961797126E-2,2.2124458659183468E-2,6.8642683906043091E-4,2.1399203226550308E-6,2.5555143446668611E-5,6.9890379329437318E-3,6.7754193456754069E-2]
[2004,1,12,24,null,null,3.7830370294291704E-2,1.7844551908616061E-2,1.21485E-3,1.6100000000000204E-6,6.0365631720430322E-5,1.0476191705834267E-2,6.7427939540462459E-2,null,3.0617811820257849E-2,2.174632367767439E-2,6.8642683906043091E-4,2.1399203226550308E-6,2.5555143446668611E-5,9.6509610607995022E-3,6.2729218461561501E-2]
[2004,1,13,1,null,null,3.1368005153249022E-2,1.711691001473371E-2,1.21485E-3,1.6100000000000204E-6,6.0365631720430322E-5,1.1160351181414802E-2,6.0922091981117962E-2,null,2.5387530481137708E-2,2.0859580416939368E-2,6.8642683906043091E-4,2.1399203226550308E-6,2.5555143446668611E-5,1.028122792146869E-2,5.7242460722375522E-2]
[2004,1,13,2,null,null,3.0903223078680517E-2,1.5876632067631673E-2,1.21485E-3,1.6100000000000204E-6,6.0365631720430322E-5,1.1987315117209562E-2,6.0043995895242189E-2,null,2.5011361546341031E-2,1.9348111492077234E-2,6.8642683906043091E-4,2.1399203226550308E-6,2.5555143446668611E-5,1.1043050248430886E-2,5.6116645189678904E-2]
[2004,1,13,3,null,null,3.098128761546182E-2,1.5565155234969536E-2,1.21485E-3,1.6100000000000204E-6,6.0365631720430322E-5,1.1951372910944086E-2,5.9774641393095879E-2,null,2.5074542669824937E-2,1.8968529194025967E-2,6.8642683906043091E-4,2.1399203226550308E-6,2.5555143446668611E-5,1.1009939281884316E-2,5.5767133048564975E-2]
[2004,1,13,4,null,null,3.1545423982896968E-2,1.5116254464706521E-2,1.21485E-3,1.6100000000000204E-6,6.0365631720430322E-5,1.2396391909011498E-2,6.0334895988335413E-2,null,2.5531123480552542E-2,1.8421474748540931E-2,6.8642683906043091E-4,2.1399203226550308E-6,2.5555143446668611E-5,1.14199032403782E-2,5.6086623372301428E-2]
[2004,1,13,5,null,null,3.2841398511719397E-2,1.5126934354319501E-2,1.21485E-3,1.6100000000000204E-6,6.0365631720430322E-5,1.2483182125372841E-2,6.172834062313217E-2,null,2.6580013669537023E-2,1.8434489832223337E-2,6.8642683906043091E-4,2.1399203226550308E-6,2.5555143446668611E-5,1.1499856817219984E-2,5.7228482221810095E-2]
[2004,1,13,6,null,null,3.5130468308888774E-2,1.582939483325263E-2,1.21485E-3,1.6100000000000204E-6,6.0365631720430322E-5,1.1712918595129978E-2,6.3949607368991815E-2,null,2.8432660306298683E-2,1.9290545676263791E-2,6.8642683906043091E-4,2.1399203226550308E-6,2.5555143446668611E-5,1.0790268491073956E-2,5.9227596376466185E-2]
[2004,1,13,7,null,null,4.2297842064962669E-2,1.6956992474944255E-2,0,0,6.0365631720430322E-5,1.0908511530920116E-2,7.0223711702547473E-2,null,3.4233536671022989E-2,2.0664696364943658E-2,0,0,2.5555143446668611E-5,1.0049226185653183E-2,6.49730143650665E-2]
[2004,1,13,8,null,null,4.7987557582062218E-2,1.9187877030258538E-2,0,0,6.0365631720430322E-5,1.2490660532909479E-2,7.9726460776950669E-2,null,3.8838478088676555E-2,2.3383371391127131E-2,0,0,2.5555143446668611E-5,1.1506746135586762E-2,7.3754150758837123E-2]
[2004,1,13,9,null,null,4.8781730883588878E-2,2.0778902971421695E-2,0,0,6.0365631720430322E-5,1.4199617941807532E-2,8.3820617428538538E-2,null,3.9481238085728058E-2,2.5322280548011299E-2,0,0,2.5555143446668611E-5,1.3081085539728709E-2,7.7910159316914737E-2]
[2004,1,13,10,null,null,4.4459433678792869E-2,2.2258221133614597E-2,0,0,6.0365631720430322E-5,1.6424879581183782E-2,8.320290002531168E-2,null,3.5983009508577711E-2,2.7125056641356431E-2,0,0,2.5555143446668611E-5,1.5131058853958053E-2,7.8264680147338866E-2]
[2004,1,13,11,null,null,4.3363307493069304E-2,2.3167159359022957E-2,0,0,6.0365631720430322E-5,1.600872129973056E-2,8.2599553783543264E-2,null,3.5095865528102184E-2,2.8232737291112468E-2,0,0,2.5555143446668611E-5,1.4747682195510923E-2,7.8101840158172245E-2]
[2004,1,13,12,null,null,4.3956912414737974E-2,2.273587158781433E-2,0,0,6.0365631720430322E-5,1.4522985589020199E-2,8.1276135223292925E-2,null,3.5576296558669514E-2,2.7707146986634321E-2,0,0,2.5555143446668611E-5,1.3378980868413253E-2,7.6687979557163763E-2]
[2004,1,13,13,null,null,4.1918135641071538E-2,2.2556370640618623E-2,0,0,6.0365631720430322E-5,1.4410466290009144E-2,7.8945338203419729E-2,null,3.3926223267976653E-2,2.7488397548813905E-2,0,0,2.5555143446668611E-5,1.3275324940397026E-2,7.4715500900634252E-2]
[2004,1,13,14,null,null,4.0509092821257232E-2,2.2780997463686253E-2,0,0,6.0365631720430322E-5,1.4786819244951916E-2,7.8137275161615824E-2,null,3.2785821850592971E-2,2.7762139788245415E-2,0,0,2.5555143446668611E-5,1.3622031817787093E-2,7.4195548600072145E-2]
[2004,1,13,15,null,null,3.9782136283458377E-2,2.2187617753486984E-2,0,0,6.0365631720430322E-5,1.3756613807503735E-2,7.5786733476169529E-2,null,3.2197463388788802E-2,2.7039015592813676E-2,0,0,2.5555143446668611E-5,1.2672977730136209E-2,7.1935011855185346E-2]
[2004,1,13,16,null,null,3.9970897504715844E-2,2.2649841139929825E-2,0,0,6.0365631720430322E-5,1.4366204013791276E-2,7.7047308290157379E-2,null,3.2350236293374808E-2,2.7602305689670825E-2,0,0,2.5555143446668611E-5,1.3234549292505522E-2,7.3212646418997815E-2]
[2004,1,13,17,null,null,4.5297539839507975E-2,2.2235397673496367E-2,0,0,6.0365631720430322E-5,1.300585837614064E-2,8.0599161520865423E-2,null,3.666132633483532E-2,2.7097242754310275E-2,0,0,2.5555143446668611E-5,1.198136081077095E-2,7.5765485043363209E-2]
[2004,1,13,18,null,null,5.163523989582107E-2,2.2272053020667596E-2,0,0,6.0365631720430322E-5,1.2506970894953558E-2,8.6474629443162657E-2,null,4.1790710641356685E-2,2.7141912917404601E-2,0,0,2.5555143446668611E-5,1.1521771697679834E-2,8.0479950399887784E-2]
[2004,1,13,19,null,null,5.3810895503547722E-2,2.1604678538586705E-2,1.21485E-3,1.6100000000000204E-6,6.0365631720430322E-5,1.0786013347708484E-2,8.7478413021563339E-2,null,4.3551566098621791E-2,2.6328614742372036E-2,6.8642683906043091E-4,2.1399203226550308E-6,2.5555143446668611E-5,9.9363774301711918E-3,8.053068017399477E-2]
[2004,1,13,20,null,null,5.4337684713988019E-2,2.0835337069508152E-2,1.21485E-3,1.6100000000000204E-6,6.0365631720430322E-5,8.475107581603792E-3,8.4924954996820387E-2,null,4.3977920183679138E-2,2.5391054152959773E-2,6.8642683906043091E-4,2.1399203226550308E-6,2.5555143446668611E-5,7.8075063489525262E-3,7.789060258842119E-2]
[2004,1,13,21,null,null,5.223288416656819E-2,2.0077966161454512E-2,1.21485E-3,1.6100000000000204E-6,6.0365631720430322E-5,8.2505073500027237E-3,8.1838183309745863E-2,null,4.2274410897918849E-2,2.4468081528321538E-2,6.8642683906043091E-4,2.1399203226550308E-6,2.5555143446668611E-5,7.6005983283383835E-3,7.5057212657408529E-2]
[2004,1,13,22,null,null,4.8479877734995659E-2,1.9352980511300064E-2,1.21485E-3,1.6100000000000204E-6,6.0365631720430322E-5,8.4745255215345622E-3,7.7584209399550727E-2,null,3.9236934822791877E-2,2.3584575308010367E-2,6.8642683906043091E-4,2.1399203226550308E-6,2.5555143446668611E-5,7.8069701389230691E-3,7.1342602172555059E-2]
[2004,1,13,23,null,null,4.5962844464342331E-2,1.8652457733872262E-2,1.21485E-3,1.6100000000000204E-6,6.0365631720430322E-5,6.9712316953035756E-3,7.2863359525238605E-2,null,3.7199787144176093E-2,2.2730880850478322E-2,6.8642683906043091E-4,2.1399203226550308E-6,2.5555143446668611E-5,6.4220937843012067E-3,6.7066883681785372E-2]
[2004,1,13,24,null,null,3.7542451291166193E-2,1.8216353324074026E-2,1.21485E-3,1.6100000000000204E-6,6.0365631720430322E-5,9.3668737227324654E-3,6.6402503969693119E-2,null,3.0384786084887153E-2,2.2199420733054219E-2,6.8642683906043091E-4,2.1399203226550308E-6,2.5555143446668611E-5,8.6290262814848126E-3,6.1927355002255942E-2]
[2004,1,14,1,null,null,2.9255399895895713E-2,1.7573360405876644E-2,1.21485E-3,1.6100000000000204E-6,6.0365631720430322E-5,1.0300251814318914E-2,5.8405837747811704E-2,null,2.3677704494319617E-2,2.1415835233503443E-2,6.8642683906043091E-4,2.1399203226550308E-6,2.5555143446668611E-5,9.4888803076274945E-3,5.5296541938280305E-2]
[2004,1,14,2,null,null,2.8555084132881808E-2,1.6826552822196753E-2,1.21485E-3,1.6100000000000204E-6,6.0365631720430322E-5,1.0905550344069707E-2,5.7564012930868699E-2,null,2.3110907603886972E-2,2.050573563992366E-2,6.8642683906043091E-4,2.1399203226550308E-6,2.5555143446668611E-5,1.00464982574337E-2,5.4377263404074089E-2]
[2004,1,14,3,null,null,2.8530179466165675E-2,1.6721947494240892E-2,1.21485E-3,1.6100000000000204E-6,6.0365631720430322E-5,1.0776829663833537E-2,5.7305782255960537E-2,null,2.309075114247703E-2,2.0378258002391104E-2,6.8642683906043091E-4,2.1399203226550308E-6,2.5555143446668611E-5,9.9279171635055438E-3,5.4111048211203432E-2]
[2004,1,14,4,null,null,2.899957638778743E-2,1.6439279554954774E-2,1.21485E-3,1.6100000000000204E-6,6.0365631720430322E-5,1.1127214129099658E-2,5.7842895703562297E-2,null,2.347065507953661E-2,2.0033783759916619E-2,6.8642683906043091E-4,2.1399203226550308E-6,2.5555143446668611E-5,1.0250701141266201E-2,5.4469261883549183E-2]
[2004,1,14,5,null,null,3.0206857484654251E-2,1.648517715166789E-2,1.21485E-3,1.6100000000000204E-6,6.0365631720430322E-5,1.1209928517038541E-2,5.9178788785081121E-2,null,2.4447761704464371E-2,2.0089717021747017E-2,6.8642683906043091E-4,2.1399203226550308E-6,2.5555143446668611E-5,1.0326899950870026E-2,5.5578500579911164E-2]
[2004,1,14,6,null,null,3.2359817874803097E-2,1.715006618744716E-2,1.21485E-3,1.6100000000000204E-6,6.0365631720430322E-5,1.052159761016553E-2,6.1308307304136216E-2,null,2.6190248906393581E-2,2.0899986299218284E-2,6.8642683906043091E-4,2.1399203226550308E-6,2.5555143446668611E-5,9.6927902509227944E-3,5.7497147359364419E-2]
[2004,1,14,7,null,null,3.9186965216472913E-2,1.8181902817678147E-2,0,0,6.0365631720430322E-5,9.8940468342253052E-3,6.7323280500096797E-2,null,3.1715764806721981E-2,2.2157437506645332E-2,0,0,2.5555143446668611E-5,9.1146729090168868E-3,6.3013430365830875E-2]
[2004,1,14,8,null,null,4.4966848158129395E-2,1.9658039516715409E-2,0,0,6.0365631720430322E-5,1.1748286513479892E-2,7.6433539820045138E-2,null,3.6393682756614733E-2,2.3956336499130464E-2,0,0,2.5555143446668611E-5,1.0822850407516597E-2,7.119842480670846E-2]
[2004,1,14,9,null,null,4.5801281890355934E-2,2.1314949745307066E-2,0,0,6.0365631720430322E-5,1.3181994356040195E-2,8.0358591623423625E-2,null,{"$f":"G323*X$5","v":3.7069027322132839E-2},{"$f":"H323*Y$5","v":2.5975535766241571E-2},{"$f":"I323*Z$5","v":0},{"$f":"J323*AA$5","v":0},{"$f":"K323*AB$5","v":2.5555143446668611E-5},{"$f":"L323*AC$5","v":1.2143622206051611E-2},{"$f":"SUM(O323:T323)","v":7.5213740437872698E-2}]
[2004,1,14,10,null,null,4.1822866302507943E-2,2.2294267743356515E-2,0,0,6.0365631720430322E-5,1.5588890439884763E-2,7.9766390117469652E-2,null,3.3849117528389941E-2,2.7168984964518868E-2,0,0,2.5555143446668611E-5,1.4360922255041592E-2,7.5404579891397067E-2]
[2004,1,14,11,null,null,4.092116061603409E-2,2.2763339211549029E-2,0,0,6.0365631720430322E-5,1.5443099116197959E-2,7.9187964575501507E-2,null,3.3119326759466945E-2,2.7740620499415718E-2,0,0,2.5555143446668611E-5,1.4226615206505989E-2,7.5112117608835322E-2]
[2004,1,14,12,null,null,4.1508780271078807E-2,2.2441595681032069E-2,0,0,6.0365631720430322E-5,1.3908459449924736E-2,7.7919201033756047E-2,null,3.3594913645878119E-2,2.7348526655218867E-2,0,0,2.5555143446668611E-5,1.2812862186569077E-2,7.3781857631112724E-2]
[2004,1,14,13,null,null,3.9536633761671082E-2,2.2371543629278654E-2,0,0,6.0365631720430322E-5,1.3716132904663152E-2,7.5684675927333328E-2,null,3.1998767210162808E-2,2.7263157484868367E-2,0,0,2.5555143446668611E-5,1.2635685589252332E-2,7.1923165427730182E-2]
[2004,1,14,14,null,null,3.8209643442882413E-2,2.2492895554417434E-2,0,0,6.0365631720430322E-5,1.4147086707749047E-2,7.490999133676933E-2,null,3.0924774554211824E-2,2.7411043419829986E-2,0,0,2.5555143446668611E-5,1.3032692296400424E-2,7.1394065413888902E-2]
[2004,1,14,15,null,null,3.7497865009305437E-2,2.2010073503892068E-2,0,0,6.0365631720430322E-5,1.3088225884806683E-2,7.2656530029724622E-2,null,3.0348700411467679E-2,2.6822650691157801E-2,0,0,2.5555143446668611E-5,1.2057240065478397E-2,6.9254146311550552E-2]
[2004,1,14,16,null,null,3.785531339196159E-2,2.2119626662062131E-2,0,0,6.0365631720430322E-5,1.3829731691942047E-2,7.3865037377686196E-2,null,3.0637999385558688E-2,2.6956158018754374E-2,0,0,2.5555143446668611E-5,1.2740335972079147E-2,7.0360048519838875E-2]
[2004,1,14,17,null,null,4.2932736564288851E-2,2.1875670020176086E-2,0,0,6.0365631720430322E-5,1.2401417315845669E-2,7.7270189532031033E-2,null,3.4747385204750375E-2,2.6658859430090408E-2,0,0,2.5555143446668611E-5,1.1424532785830699E-2,7.2856332564118151E-2]
[2004,1,14,18,null,null,4.9033565178208324E-2,2.2008771518799645E-2,0,0,6.0365631720430322E-5,1.1800286471730441E-2,8.2902988800458835E-2,null,3.9685058851492781E-2,2.6821064022611103E-2,0,0,2.5555143446668611E-5,1.0870754224698537E-2,7.7402432242249089E-2]
[2004,1,14,19,null,null,5.1129083078136649E-2,2.139051495439525E-2,1.21485E-3,1.6100000000000204E-6,6.0365631720430322E-5,1.0068887472396343E-2,8.3865311136648676E-2,null,4.1381055275182786E-2,2.6067623564468064E-2,6.8642683906043091E-4,2.1399203226550308E-6,2.5555143446668611E-5,9.2757409992365713E-3,7.7438541741717173E-2]
[2004,1,14,20,null,null,5.1565004092837811E-2,2.0716373867741552E-2,1.21485E-3,1.6100000000000204E-6,6.0365631720430322E-5,7.8591100553972639E-3,8.1417313647697054E-2,null,4.1733865662519389E-2,2.5246079243833597E-2,6.8642683906043091E-4,2.1399203226550308E-6,2.5555143446668611E-5,7.2400321841129085E-3,7.4934098993295645E-2]
[2004,1,14,21,null,null,4.9540053059615098E-2,2.0016033511660012E-2,1.21485E-3,1.6100000000000204E-6,6.0365631720430322E-5,7.6251251450511594E-3,7.8458037348046711E-2,null,4.0094982162354312E-2,2.4392607094693593E-2,6.8642683906043091E-4,2.1399203226550308E-6,2.5555143446668611E-5,7.0244787347323173E-3,7.222618989460998E-2]
[2004,1,14,22,null,null,4.5928920154747692E-2,1.9271544906122602E-2,1.21485E-3,1.6100000000000204E-6,6.0365631720430322E-5,7.9024712291719985E-3,7.4379761921762724E-2,null,3.7172330682100241E-2,2.3485333531688638E-2,6.8642683906043091E-4,2.1399203226550308E-6,2.5555143446668611E-5,7.279977711209122E-3,6.8651763827827755E-2]
[2004,1,14,23,null,null,4.353590493370188E-2,1.8347689081682786E-2,1.21485E-3,1.6100000000000204E-6,6.0365631720430322E-5,6.6934825306761573E-3,6.9853902177781257E-2,null,3.5235556361600154E-2,2.2359473499301247E-2,6.8642683906043091E-4,2.1399203226550308E-6,2.5555143446668611E-5,6.1662234787782577E-3,6.4475375242509403E-2]
[2004,1,14,24,null,null,3.5453879426805196E-2,1.7844599667866865E-2,1.21485E-3,1.6100000000000204E-6,6.0365631720430322E-5,9.0845934090863587E-3,6.3659898135478857E-2,null,2.8694411398659476E-2,2.1746381879647291E-2,6.8642683906043091E-4,2.1399203226550308E-6,2.5555143446668611E-5,8.3689817546448077E-3,5.9523896935781327E-2]
[2004,1,15,1,null,null,3.0232787760245267E-2,1.760954173042998E-2,1.21485E-3,1.6100000000000204E-6,6.0365631720430322E-5,1.0576704613660292E-2,5.969585973605597E-2,null,2.4468748237039047E-2,2.1459927727327504E-2,6.8642683906043091E-4,2.1399203226550308E-6,2.5555143446668611E-5,9.7435563651596217E-3,5.6386354232355926E-2]
[2004,1,15,2,null,null,2.9605474139664554E-2,1.6731815479529934E-2,1.21485E-3,1.6100000000000204E-6,6.0365631720430322E-5,1.1221330549942973E-2,5.8835445800857901E-2,null,2.3961035247771184E-2,2.0390283656116732E-2,6.8642683906043091E-4,2.1399203226550308E-6,2.5555143446668611E-5,1.0337403822760166E-2,5.5402844629477838E-2]
[2004,1,15,3,null,null,2.9513515450836643E-2,1.6827510040281952E-2,1.21485E-3,1.6100000000000204E-6,6.0365631720430322E-5,1.0953656891044957E-2,5.8571508013883992E-2,null,2.3886608965187441E-2,2.0506902156988221E-2,6.8642683906043091E-4,2.1399203226550308E-6,2.5555143446668611E-5,1.0090815355160073E-2,5.5198448380165487E-2]
[2004,1,15,4,null,null,2.9915429806921131E-2,1.6756291784930395E-2,1.21485E-3,1.6100000000000204E-6,6.0365631720430322E-5,1.1171939158023782E-2,5.9120486381595741E-2,null,2.4211896241699029E-2,2.0420111788669336E-2,6.8642683906043091E-4,2.1399203226550308E-6,2.5555143446668611E-5,1.0291903089904606E-2,5.5638033023102718E-2]
[2004,1,15,5,null,null,3.1174175287186294E-2,1.6768815791134949E-2,1.21485E-3,1.6100000000000204E-6,6.0365631720430322E-5,1.1266070329883115E-2,6.0485887039924795E-2,null,2.5230655295457861E-2,2.0435374211287747E-2,6.8642683906043091E-4,2.1399203226550308E-6,2.5555143446668611E-5,1.0378619360447452E-2,5.6758770770022809E-2]
[2004,1,15,6,null,null,3.349449259350077E-2,1.7203523076606154E-2,1.21485E-3,1.6100000000000204E-6,6.0365631720430322E-5,1.068759740263555E-2,6.2662438704462919E-2,null,2.7108591939888328E-2,2.0965131718414368E-2,6.8642683906043091E-4,2.1399203226550308E-6,2.5555143446668611E-5,9.8457139065997682E-3,5.8633559467732216E-2]
[2004,1,15,7,null,null,4.0458516589021429E-2,1.8380447595106653E-2,0,0,6.0365631720430322E-5,9.9109370370629602E-3,6.8810266852911472E-2,null,3.2744888242247951E-2,2.239939477273882E-2,0,0,2.5555143446668611E-5,9.130232636680561E-3,6.4300070795114003E-2]
[2004,1,15,8,null,null,4.6172471438203785E-2,2.0293883894904146E-2,0,0,6.0365631720430322E-5,1.1595020518485566E-2,7.8121741483313939E-2,null,3.7369447636214907E-2,2.4731210406165674E-2,0,0,2.5555143446668611E-5,1.0681657482533066E-2,7.2807870668360308E-2]
[2004,1,15,9,null,null,4.6909505843480394E-2,2.2113243230012784E-2,0,0,6.0365631720430322E-5,1.305037901332428E-2,8.2133493718537898E-2,null,3.7965962567215204E-2,2.6948378827647172E-2,0,0,2.5555143446668611E-5,1.2022374468016456E-2,7.6962271006325508E-2]
[2004,1,15,10,null,null,4.2875747015217076E-2,2.3039693795043781E-2,0,0,6.0365631720430322E-5,1.5552405365255798E-2,8.1528211807237086E-2,null,3.4701261012054743E-2,2.8077400949452349E-2,0,0,2.5555143446668611E-5,1.4327311182961992E-2,7.7131528287915752E-2]
[2004,1,15,11,null,null,4.1899389051496823E-2,2.3670301588543649E-2,0,0,6.0365631720430322E-5,1.5306946954580007E-2,8.0937003226340926E-2,null,3.3911050814008976E-2,2.884589327480409E-2,0,0,2.5555143446668611E-5,1.4101188023898519E-2,7.6883687256158253E-2]
[2004,1,15,12,null,null,4.2517316525222365E-2,2.3222766431861438E-2,0,0,6.0365631720430322E-5,1.3839772209615075E-2,7.9640220798419314E-2,null,3.4411167174539313E-2,2.8300503038938826E-2,0,0,2.5555143446668611E-5,1.2749585578025045E-2,7.5486810934949855E-2]
[2004,1,15,13,null,null,4.040862859107211E-2,2.3358321386543628E-2,0,0,6.0365631720430322E-5,1.3529021438855369E-2,7.7356337048191545E-2,null,3.2704511652713694E-2,2.8465697544002751E-2,0,0,2.5555143446668611E-5,1.2463313269114817E-2,7.3659077609277923E-2]
[2004,1,15,14,null,null,3.9066567772793499E-2,2.346361502357714E-2,0,0,6.0365631720430322E-5,1.3973996167755074E-2,7.6564544595846148E-2,null,3.1618321767028224E-2,2.8594013991726203E-2,0,0,2.5555143446668611E-5,1.2873236445612177E-2,7.3111127347813276E-2]
[2004,1,15,15,null,null,3.8296754955115843E-2,2.3052577090941696E-2,0,0,6.0365631720430322E-5,1.2851615300582405E-2,7.4261312978360375E-2,null,3.0995277799836775E-2,2.8093101221673591E-2,0,0,2.5555143446668611E-5,1.1839267771820405E-2,7.0953201936777441E-2]
[2004,1,15,16,null,null,3.8734813410748435E-2,2.2915790070457947E-2,0,0,6.0365631720430322E-5,1.3785544495832483E-2,7.5496513608759294E-2,null,3.1349818113782769E-2,2.7926405255443806E-2,0,0,2.5555143446668611E-5,1.2699629490085138E-2,7.200140800275838E-2]
[2004,1,15,17,null,null,4.3981003786056148E-2,2.247962782459529E-2,0,0,6.0365631720430322E-5,1.2455883639286717E-2,7.8976880881658593E-2,null,3.5595794783713934E-2,2.7394874655903727E-2,0,0,2.5555143446668611E-5,1.1474708687667406E-2,7.4490933270731738E-2]
[2004,1,15,18,null,null,5.0296037057524015E-2,2.2326133578633865E-2,0,0,6.0365631720430322E-5,1.2051548052781844E-2,8.4734084320660152E-2,null,4.070683384678242E-2,2.7207818372706947E-2,0,0,2.5555143446668611E-5,1.1102223426760918E-2,7.9042430789696944E-2]
[2004,1,15,19,null,null,5.2681337881497786E-2,2.1046945269938385E-2,1.21485E-3,1.6100000000000204E-6,6.0365631720430322E-5,1.0712560037272412E-2,8.5717668820429027E-2,null,4.2637364560465518E-2,2.5648931203780208E-2,6.8642683906043091E-4,2.1399203226550308E-6,2.5555143446668611E-5,9.8687101844094939E-3,7.8869127851484963E-2]
[2004,1,15,20,null,null,5.3184992731127652E-2,2.0269929271150552E-2,1.21485E-3,1.6100000000000204E-6,6.0365631720430322E-5,8.4838499373956835E-3,8.3215597571394323E-2,null,4.3044994971914448E-2,2.4702018022720557E-2,6.8642683906043091E-4,2.1399203226550308E-6,2.5555143446668611E-5,7.8155600518339096E-3,7.6276694949298673E-2]
[2004,1,15,21,null,null,5.106659671338061E-2,1.96745808275639E-2,1.21485E-3,1.6100000000000204E-6,6.0365631720430322E-5,8.1729578894975084E-3,8.0190961062162461E-2,null,4.1330482263537666E-2,2.3976494623672143E-2,6.8642683906043091E-4,2.1399203226550308E-6,2.5555143446668611E-5,7.529157594468934E-3,7.3550256384508489E-2]
[2004,1,15,22,null,null,4.7211198441080515E-2,1.9378583277452299E-2,1.21485E-3,1.6100000000000204E-6,6.0365631720430322E-5,8.1560027449264147E-3,7.602261009517966E-2,null,3.821013588904703E-2,2.3615776205776901E-2,6.8642683906043091E-4,2.1399203226550308E-6,2.5555143446668611E-5,7.5135380406624952E-3,7.0053572038316178E-2]
[2004,1,15,23,null,null,4.4914188521903597E-2,1.8161267597533757E-2,1.21485E-3,1.6100000000000204E-6,6.0365631720430322E-5,7.0445028381064092E-3,7.1396784589264198E-2,null,3.635106295617551E-2,2.2132290325661576E-2,6.8642683906043091E-4,2.1399203226550308E-6,2.5555143446668611E-5,6.4895932121397234E-3,6.5687068396806561E-2]
[2004,1,15,24,null,null,3.6696726626649488E-2,1.7595282702021459E-2,1.21485E-3,1.6100000000000204E-6,6.0365631720430322E-5,9.4971342668073583E-3,6.5065969227198733E-2,null,2.9700303262528146E-2,2.144255091401839E-2,6.8642683906043091E-4,2.1399203226550308E-6,2.5555143446668611E-5,8.7490259410868063E-3,6.0606002020463096E-2]
[2004,1,16,1,null,null,3.5991932895512543E-2,1.7565060633224619E-2,1.21485E-3,1.6100000000000204E-6,6.0365631720430322E-5,1.1472859410048287E-2,6.6306678570505886E-2,null,2.9129882152076986E-2,2.1405720687424259E-2,6.8642683906043091E-4,2.1399203226550308E-6,2.5555143446668611E-5,1.0569119249768989E-2,6.1818843992099984E-2]
[2004,1,16,2,null,null,3.4828826565602829E-2,1.7555855511110764E-2,1.21485E-3,1.6100000000000204E-6,6.0365631720430322E-5,1.1822545229177427E-2,6.5484052937611462E-2,null,2.8188528143139359E-2,2.1394502834154224E-2,6.8642683906043091E-4,2.1399203226550308E-6,2.5555143446668611E-5,1.0891259615150967E-2,6.1188412495274298E-2]
[2004,1,16,3,null,null,3.462496212490123E-2,1.7038912544853145E-2,1.21485E-3,1.6100000000000204E-6,6.0365631720430322E-5,1.1933015495716296E-2,6.4873715797191103E-2,null,2.8023531527095517E-2,2.076452853585271E-2,6.8642683906043091E-4,2.1399203226550308E-6,2.5555143446668611E-5,1.0993027917094986E-2,6.0495209882872963E-2]
[2004,1,16,4,null,null,3.6119806442687682E-2,1.6699281644864068E-2,1.21485E-3,1.6100000000000204E-6,6.0365631720430322E-5,1.1727426868026138E-2,6.5823340587298315E-2,null,2.9233375936931323E-2,2.0350636188209273E-2,6.8642683906043091E-4,2.1399203226550308E-6,2.5555143446668611E-5,1.0803633918197853E-2,6.1101767946168201E-2]
[2004,1,16,5,null,null,3.7028173995173566E-2,1.7000411871564022E-2,1.21485E-3,1.6100000000000204E-6,6.0365631720430322E-5,1.1751875204659911E-2,6.7057286703117933E-2,null,2.9968558452177219E-2,2.0717609559829032E-2,6.8642683906043091E-4,2.1399203226550308E-6,2.5555143446668611E-5,1.0826156410290324E-2,6.2226446325126326E-2]
[2004,1,16,6,null,null,3.8971617273229203E-2,1.7383028451639183E-2,1.21485E-3,1.6100000000000204E-6,6.0365631720430322E-5,1.1239753289000889E-2,6.8871224645589701E-2,null,3.154147407811364E-2,2.1183886552233744E-2,6.8642683906043091E-4,2.1399203226550308E-6,2.5555143446668611E-5,1.0354375365690427E-2,6.3793857898867559E-2]
[2004,1,16,7,null,null,4.7494502513047987E-2,1.8445901422545343E-2,0,0,6.0365631720430322E-5,1.0511027336823131E-2,7.6511796904136897E-2,null,3.8439426554085054E-2,2.2479160301439888E-2,0,0,2.5555143446668611E-5,9.6830526192247524E-3,7.0627194618196359E-2]
[2004,1,16,8,null,null,5.2699406108919856E-2,2.0829970058624924E-2,0,0,6.0365631720430322E-5,1.3364092233883695E-2,8.6953834033148908E-2,null,4.2651987985582195E-2,2.5384513626952397E-2,0,0,2.5555143446668611E-5,1.2311375868610414E-2,8.0373432624591679E-2]
[2004,1,16,9,null,null,5.4160442377217975E-2,2.229403637617958E-2,0,0,6.0365631720430322E-5,1.3591121544686982E-2,9.0105965929804979E-2,null,4.3834470027849529E-2,2.7168703008124344E-2,0,0,2.5555143446668611E-5,1.2520521624983167E-2,8.3549249804403702E-2]
[2004,1,16,10,null,null,5.2245532129167868E-2,2.3590971985126611E-2,0,0,6.0365631720430322E-5,1.509806798179829E-2,9.0994937727813197E-2,null,4.2284647460124662E-2,2.8749217984667189E-2,0,0,2.5555143446668611E-5,1.3908762866995989E-2,8.4968183455234506E-2]
[2004,1,16,11,null,null,4.9246230770270287E-2,2.4096631966098968E-2,0,0,6.0365631720430322E-5,1.5914234725377834E-2,8.9317463093467525E-2,null,3.9857178633238073E-2,2.9365442234700733E-2,0,0,2.5555143446668611E-5,1.4660638518242335E-2,8.3908814529627812E-2]
[2004,1,16,12,null,null,4.8081815234467883E-2,2.3847673493118261E-2,0,0,6.0365631720430322E-5,1.5727845237747444E-2,8.7717699597054027E-2,null,3.8914765025376497E-2,2.9062048147616711E-2,0,0,2.5555143446668611E-5,1.4488931304612264E-2,8.249129962105213E-2]
[2004,1,16,13,null,null,4.7901857744719514E-2,2.3471463142495687E-2,0,0,6.0365631720430322E-5,1.2684551948395991E-2,8.411823846733163E-2,null,3.876911737472178E-2,2.8603578128451945E-2,0,0,2.5555143446668611E-5,1.1685364335160325E-2,7.9083614981780709E-2]
[2004,1,16,14,null,null,4.4681945122066462E-2,2.3469024387954972E-2,0,0,6.0365631720430322E-5,1.4502370640452114E-2,8.2713705782193975E-2,null,3.6163097978370799E-2,2.8600606131963358E-2,0,0,2.5555143446668611E-5,1.335998980071542E-2,7.8149249054496245E-2]
[2004,1,16,15,null,null,4.4112942232368987E-2,2.2927650010435289E-2,0,0,6.0365631720430322E-5,1.4263189445301626E-2,8.136414731982633E-2,null,3.5702578473369578E-2,2.7940858411503195E-2,0,0,2.5555143446668611E-5,1.313964938831276E-2,7.6808641416632198E-2]
[2004,1,16,16,null,null,4.6709793732291192E-2,2.1409742540864512E-2,0,0,6.0365631720430322E-5,1.1669771718433022E-2,7.984967362330915E-2,null,3.7804326617287956E-2,2.6091055327901649E-2,0,0,2.5555143446668611E-5,1.0750520380444639E-2,7.467145746908091E-2]
[2004,1,16,17,null,null,5.0648629210942334E-2,2.0610913746832677E-2,0,0,6.0365631720430322E-5,9.3125960703476542E-3,8.0632504659843091E-2,null,4.099220245720521E-2,2.5117559909971044E-2,0,0,2.5555143446668611E-5,8.5790241887066035E-3,7.4714341699329528E-2]
[2004,1,16,18,null,null,5.7084539815939514E-2,2.0381932933783046E-2,0,0,6.0365631720430322E-5,8.7484268572225587E-3,8.6275265238665549E-2,null,4.6201072956300993E-2,2.4838511665887648E-2,0,0,2.5555143446668611E-5,8.0592957167142515E-3,7.9124435482349556E-2]
[2004,1,16,19,null,null,5.8715143506579102E-2,2.0037746230832647E-2,1.21485E-3,1.6100000000000204E-6,6.0365631720430322E-5,8.5181959569407655E-3,8.8547911326072953E-2,null,4.7520793502651398E-2,2.4419067373520911E-2,6.8642683906043091E-4,2.1399203226550308E-6,2.5555143446668611E-5,7.8472005664913906E-3,8.0501183345493457E-2]
[2004,1,16,20,null,null,5.6698955664120664E-2,1.9676014721952025E-2,1.21485E-3,1.6100000000000204E-6,6.0365631720430322E-5,7.6340424002442628E-3,8.5285838418037385E-2,null,4.5889002444978379E-2,2.3978242043929229E-2,6.8642683906043091E-4,2.1399203226550308E-6,2.5555143446668611E-5,7.0326935598380783E-3,7.7614059951575443E-2]
[2004,1,16,21,null,null,5.4491439099589437E-2,1.9202606194639173E-2,1.21485E-3,1.6100000000000204E-6,6.0365631720430322E-5,7.4092329454124358E-3,8.2380103871361479E-2,null,4.4102360489398106E-2,2.3401321137232457E-2,6.8642683906043091E-4,2.1399203226550308E-6,2.5555143446668611E-5,6.825592796926949E-3,7.5043396326387263E-2]
[2004,1,16,22,null,null,5.207596333931995E-2,1.8242106281548445E-2,1.21485E-3,1.6100000000000204E-6,6.0365631720430322E-5,6.8445599467282583E-3,7.8439455199317082E-2,null,4.2147407849257419E-2,2.2230804661984689E-2,6.8642683906043091E-4,2.1399203226550308E-6,2.5555143446668611E-5,6.305400223575037E-3,7.1397734637646898E-2]
[2004,1,16,23,null,null,4.983101372524644E-2,1.7122052699965983E-2,1.21485E-3,1.6100000000000204E-6,6.0365631720430322E-5,6.392134286223765E-3,7.4622026343156622E-2,null,4.033046965132403E-2,2.086584756773173E-2,6.8642683906043091E-4,2.1399203226550308E-6,2.5555143446668611E-5,5.888613040308458E-3,6.7799052162193965E-2]
[2004,1,16,24,null,null,4.5280466342803499E-2,1.6263966022826322E-2,1.21485E-3,1.6100000000000204E-6,6.0365631720430322E-5,8.3870590081256136E-3,7.1208317005475863E-2,null,3.6647507989808696E-2,1.9820137329663534E-2,6.8642683906043091E-4,2.1399203226550308E-6,2.5555143446668611E-5,7.7263935383093596E-3,6.4908160760611344E-2]
[2004,1,17,1,null,null,3.7615200245956999E-2,1.6271245862693493E-2,1.21485E-3,1.6100000000000204E-6,6.0365631720430322E-5,8.47079129356983E-3,6.3634063033940758E-2,null,{"$f":"G387*X$5","v":3.0443665069961254E-2},{"$f":"H387*Y$5","v":1.9829008931196813E-2},{"$f":"I387*Z$5","v":6.8642683906043091E-4},{"$f":"J387*AA$5","v":2.1399203226550308E-6},{"$f":"K387*AB$5","v":2.5555143446668611E-5},{"$f":"L387*AC$5","v":7.8035300635892323E-3},{"$f":"SUM(O387:T387)","v":5.8790325967577051E-2}]
[2004,1,17,2,null,null,3.5579369832937295E-2,1.5061986795319711E-2,1.21485E-3,1.6100000000000204E-6,6.0365631720430322E-5,9.6908019875400157E-3,6.160898424751745E-2,null,2.8795976400807503E-2,1.835534126927162E-2,6.8642683906043091E-4,2.1399203226550308E-6,2.5555143446668611E-5,8.9274380667912039E-3,5.6792877639700076E-2]
[2004,1,17,3,null,null,3.4908329378895181E-2,1.4491461611951795E-2,1.21485E-3,1.6100000000000204E-6,6.0365631720430322E-5,1.0119532781394536E-2,6.0796149403961941E-2,null,2.8252873328175353E-2,1.7660068820441303E-2,6.8642683906043091E-4,2.1399203226550308E-6,2.5555143446668611E-5,9.3223968756063706E-3,5.5949460927052781E-2]
[2004,1,17,4,null,null,3.4698240198122496E-2,1.4107554351747074E-2,1.21485E-3,1.6100000000000204E-6,6.0365631720430322E-5,1.0303627270191405E-2,6.0386247451781408E-2,null,2.8082838751396683E-2,1.7192218936321207E-2,6.8642683906043091E-4,2.1399203226550308E-6,2.5555143446668611E-5,9.4919898720668035E-3,5.5481169462614444E-2]
[2004,1,17,5,null,null,3.5202467537833577E-2,1.4098496520194518E-2,1.21485E-3,1.6100000000000204E-6,6.0365631720430322E-5,1.0553258886047885E-2,6.1131048575796418E-2,null,2.8490932504690786E-2,1.7181180579193024E-2,6.8642683906043091E-4,2.1399203226550308E-6,2.5555143446668611E-5,9.7219575045637985E-3,5.610819249127736E-2]
[2004,1,17,6,null,null,3.6728654843150903E-2,1.3713836495877223E-2,1.21485E-3,1.6100000000000204E-6,6.0365631720430322E-5,1.069899970147304E-2,6.2418316672221592E-2,null,2.9726144197126245E-2,1.6712413336535219E-2,6.8642683906043091E-4,2.1399203226550308E-6,2.5555143446668611E-5,9.8562180234748852E-3,5.700889745996611E-2]
[2004,1,17,7,null,null,4.0640651436417159E-2,1.369008120532678E-2,0,0,6.0365631720430322E-5,1.0676742503632666E-2,6.5067840777097041E-2,null,3.2892298125896786E-2,1.6683463871173879E-2,0,0,2.5555143446668611E-5,9.835714069775724E-3,5.9437031210293055E-2]
[2004,1,17,8,null,null,4.7455122404323161E-2,1.4861640338505717E-2,0,0,6.0365631720430322E-5,9.1636563676523401E-3,7.1540784742201657E-2,null,3.840755446959266E-2,1.8111188380487191E-2,0,0,2.5555143446668611E-5,8.4418167652953822E-3,6.4986114758821906E-2]
[2004,1,17,9,null,null,4.9910718124336256E-2,1.600017105664249E-2,0,0,6.0365631720430322E-5,1.0812781977116413E-2,7.6784036789815588E-2,null,4.0394977988768108E-2,1.9498662699840807E-2,0,0,2.5555143446668611E-5,9.96103744091947E-3,6.9880233272975059E-2]
[2004,1,17,10,null,null,5.1565886696875292E-2,1.6834761954847826E-2,0,0,6.0365631720430322E-5,1.2458654339221609E-2,8.0919668622665156E-2,null,4.1734579993468864E-2,2.0515739727258404E-2,0,0,2.5555143446668611E-5,1.1477261134007989E-2,7.3753135998181923E-2]
[2004,1,17,11,null,null,5.2725718006537227E-2,1.670019407331819E-2,0,0,6.0365631720430322E-5,1.2303780560367954E-2,8.17900582719438E-2,null,4.267328338194272E-2,2.035174812223808E-2,0,0,2.5555143446668611E-5,1.1334587073526345E-2,7.4385173721153816E-2]
[2004,1,17,12,null,null,5.2648906358162433E-2,1.6362422795533755E-2,0,0,6.0365631720430322E-5,1.1178175028944533E-2,8.0249869814361163E-2,null,4.2611116277120643E-2,1.9940122009498573E-2,0,0,2.5555143446668611E-5,1.029764774875834E-2,7.2874441178824217E-2]
[2004,1,17,13,null,null,5.2803257350615529E-2,1.5802755865716386E-2,0,0,6.0365631720430322E-5,1.0292742288878626E-2,7.8959121136930974E-2,null,4.2736039443466496E-2,1.9258082008167844E-2,0,0,2.5555143446668611E-5,9.4819623225767865E-3,7.1501638917657789E-2]
[2004,1,17,14,null,null,5.0948572663896019E-2,1.5497479217221725E-2,0,0,6.0365631720430322E-5,9.4717678979133121E-3,7.5978185410751492E-2,null,4.1234960117989723E-2,1.8886055585571312E-2,0,0,2.5555143446668611E-5,8.725657731977577E-3,6.8872228578985284E-2]
[2004,1,17,15,null,null,5.0142944876450955E-2,1.5598996521853365E-2,0,0,6.0365631720430322E-5,9.6055068223576939E-3,7.5407813852382446E-2,null,4.0582929492825957E-2,1.9009769993011197E-2,0,0,2.5555143446668611E-5,8.848861772946694E-3,6.8467116402230521E-2]
[2004,1,17,16,null,null,4.8623249178250089E-2,1.5762155418228712E-2,0,0,6.0365631720430322E-5,1.0267827315815747E-2,7.4713597544014979E-2,null,3.9352971748569082E-2,1.9208604135198724E-2,0,0,2.5555143446668611E-5,9.4590099519432091E-3,6.8046140979157677E-2]
[2004,1,17,17,null,null,5.4325046130170189E-2,1.549423647791656E-2,0,0,6.0365631720430322E-5,7.6422066741670082E-3,7.7521854913974189E-2,null,4.3967691212141224E-2,1.8882103810323968E-2,0,0,2.5555143446668611E-5,7.0402147175192839E-3,6.9915564883431147E-2]
[2004,1,17,18,null,null,5.9635466142789799E-2,1.5648337370221622E-2,0,0,6.0365631720430322E-5,8.8006417999294453E-3,8.4144810944661294E-2,null,4.8265651802219103E-2,1.9069899385143994E-2,0,0,2.5555143446668611E-5,8.1073975835954572E-3,7.5468503914405211E-2]
[2004,1,17,19,null,null,6.0081866217598583E-2,1.5077498712327763E-2,1.21485E-3,1.6100000000000204E-6,6.0365631720430322E-5,6.475426511307455E-3,8.2911617072954247E-2,null,4.8626943361903006E-2,1.8374244919519934E-2,6.8642683906043091E-4,2.1399203226550308E-6,2.5555143446668611E-5,5.9653441696655473E-3,7.368065435391824E-2]
[2004,1,17,20,null,null,5.8380160647299374E-2,1.4422477053188729E-2,1.21485E-3,1.6100000000000204E-6,6.0365631720430322E-5,5.6070179236399759E-3,7.9686481255848512E-2,null,4.7249676882098884E-2,1.7576000554042365E-2,6.8642683906043091E-4,2.1399203226550308E-6,2.5555143446668611E-5,5.1653418692327192E-3,7.0705141208203717E-2]
[2004,1,17,21,null,null,5.5243661980007533E-2,1.4389586541890927E-2,1.21485E-3,1.6100000000000204E-6,6.0365631720430322E-5,7.4786749603079905E-3,7.8388749113926889E-2,null,4.4711168133107819E-2,1.7535918420948239E-2,6.8642683906043091E-4,2.1399203226550308E-6,2.5555143446668611E-5,6.8895647249480087E-3,6.9850773181833817E-2]
[2004,1,17,22,null,null,4.984969875010687E-2,1.3982097195282477E-2,1.21485E-3,1.6100000000000204E-6,6.0365631720430322E-5,8.4206231355804465E-3,7.3529244712690234E-2,null,4.0345592278213036E-2,1.7039330147287368E-2,6.8642683906043091E-4,2.1399203226550308E-6,2.5555143446668611E-5,7.7573137520856985E-3,6.5856358080415858E-2]
[2004,1,17,23,null,null,4.7440003209547423E-2,1.3410316131908184E-2,1.21485E-3,1.6100000000000204E-6,6.0365631720430322E-5,7.543791364199662E-3,6.96709363373757E-2,null,3.8395317828583964E-2,1.6342527216029763E-2,6.8642683906043091E-4,2.1399203226550308E-6,2.5555143446668611E-5,6.9495517790249053E-3,6.2401518726468382E-2]
[2004,1,17,24,null,null,4.3329833471209937E-2,1.3164303453978685E-2,1.21485E-3,1.6100000000000204E-6,6.0365631720430322E-5,9.2434731806252009E-3,6.7014435737534253E-2,null,3.5068773504043624E-2,1.604272303207134E-2,6.8642683906043091E-4,2.1399203226550308E-6,2.5555143446668611E-5,8.5153462477283153E-3,6.0340964686673035E-2]
[2004,1,18,1,null,null,3.4678750831953188E-2,1.2349608292256092E-2,1.21485E-3,1.6100000000000204E-6,6.0365631720430322E-5,1.1338118718049071E-2,5.9643303473978782E-2,null,2.8067065135087197E-2,1.504989201136633E-2,6.8642683906043091E-4,2.1399203226550308E-6,2.5555143446668611E-5,1.0444992352485749E-2,5.427607140176903E-2]
[2004,1,18,2,null,null,3.2150351857963375E-2,1.2055206167622007E-2,1.21485E-3,1.6100000000000204E-6,6.0365631720430322E-5,1.2167946846144133E-2,5.7650330503449941E-2,null,2.602071868407627E-2,1.4691117864137864E-2,6.8642683906043091E-4,2.1399203226550308E-6,2.5555143446668611E-5,1.1209453253572688E-2,5.263541170461658E-2]
[2004,1,18,3,null,null,3.1378143388221272E-2,1.1874215434013097E-2,1.21485E-3,1.6100000000000204E-6,6.0365631720430322E-5,1.2277906883522713E-2,5.6807091337477515E-2,null,2.5395735808448942E-2,1.447055289305452E-2,6.8642683906043091E-4,2.1399203226550308E-6,2.5555143446668611E-5,1.1310751518131337E-2,5.1891162122464557E-2]
[2004,1,18,4,null,null,3.1596442568702039E-2,1.1550944165557174E-2,1.21485E-3,1.6100000000000204E-6,6.0365631720430322E-5,1.2063141305306781E-2,5.6487353671286419E-2,null,2.55724151054392E-2,1.4076597265839218E-2,6.8642683906043091E-4,2.1399203226550308E-6,2.5555143446668611E-5,1.1112903455518304E-2,5.147603772962648E-2]
[2004,1,18,5,null,null,3.1109655465936734E-2,1.1748815636878197E-2,1.21485E-3,1.6100000000000204E-6,6.0365631720430322E-5,1.2989870269633214E-2,5.712516700416858E-2,null,2.5178436516462885E-2,1.431773400516227E-2,6.8642683906043091E-4,2.1399203226550308E-6,2.5555143446668611E-5,1.1966632119499183E-2,5.217692454395409E-2]
[2004,1,18,6,null,null,3.2936715612549052E-2,1.1743267959223888E-2,1.21485E-3,1.6100000000000204E-6,6.0365631720430322E-5,1.22302876651914E-2,5.8187096868684778E-2,null,2.6657158065263309E-2,1.4310973308981843E-2,6.8642683906043091E-4,2.1399203226550308E-6,2.5555143446668611E-5,1.1266883361193615E-2,5.2949136638268522E-2]
[2004,1,18,7,null,null,3.7124465117522945E-2,1.2325507569431448E-2,0,0,6.0365631720430322E-5,1.1508004202682281E-2,6.1018342521357107E-2,null,3.0046491167112856E-2,1.5020521583792995E-2,0,0,2.5555143446668611E-5,1.0601495616556135E-2,5.5694063510908658E-2]
[2004,1,18,8,null,null,4.0466790470817339E-2,1.3352304967820387E-2,0,0,6.0365631720430322E-5,1.1820616954633571E-2,6.5700078024991726E-2,null,3.2751584665092336E-2,1.6271831714252394E-2,0,0,2.5555143446668611E-5,1.0889483234662729E-2,5.9938454757454129E-2]
[2004,1,18,9,null,null,4.611904216659643E-2,1.359717367078947E-2,0,0,6.0365631720430322E-5,9.9839838947049613E-3,6.9760565363811297E-2,null,3.732620493541549E-2,1.657024178924715E-2,0,0,2.5555143446668611E-5,9.197525446750475E-3,6.3119527314859786E-2]
[2004,1,18,10,null,null,4.8818307888859311E-2,1.4134104100341235E-2,0,0,6.0365631720430322E-5,1.0331161813990833E-2,7.3343939434911812E-2,null,3.9510841493138736E-2,1.7224573877450928E-2,0,0,2.5555143446668611E-5,9.517355464592871E-3,6.6278325978629204E-2]
[2004,1,18,11,null,null,4.7698933262353423E-2,1.4926330638578894E-2,0,0,6.0365631720430322E-5,1.3936845758655284E-2,7.6622475291308029E-2,null,3.8604881509027765E-2,1.8190023433975869E-2,0,0,2.5555143446668611E-5,1.2839012448793258E-2,6.9659472535243558E-2]
[2004,1,18,12,null,null,4.7212782707238221E-2,1.4924500872094413E-2,0,0,6.0365631720430322E-5,1.3480525542949295E-2,7.5678174754002361E-2,null,3.8211418106554089E-2,1.8187793582846522E-2,0,0,2.5555143446668611E-5,1.2418637492254275E-2,6.8843404325101554E-2]
[2004,1,18,13,null,null,4.5932909140917237E-2,1.4934658596557291E-2,0,0,6.0365631720430322E-5,1.2914664924382837E-2,7.3842598293577796E-2,null,3.7175559147138847E-2,1.8200172328198583E-2,0,0,2.5555143446668611E-5,1.1897350850221611E-2,6.7298637469005718E-2]
[2004,1,18,14,null,null,4.4494170617954708E-2,1.5187133307787839E-2,0,0,6.0365631720430322E-5,1.3050601272917005E-2,7.2792270830379979E-2,null,3.6011123668132465E-2,1.8507851490946057E-2,0,0,2.5555143446668611E-5,1.2022579219775014E-2,6.6567109522300202E-2]
[2004,1,18,15,null,null,4.4550635443108846E-2,1.4936415166515624E-2,0,0,6.0365631720430322E-5,1.1407611947395193E-2,7.0955028188740096E-2,null,3.6056823178276937E-2,1.8202312978133194E-2,0,0,2.5555143446668611E-5,1.0509011460692325E-2,6.4793702760549132E-2]
[2004,1,18,16,null,null,4.6688914187667269E-2,1.4648992364832315E-2,0,0,6.0365631720430322E-5,1.0752863637452868E-2,7.2151135821672888E-2,null,3.7787427867336132E-2,1.7852044206479067E-2,0,0,2.5555143446668611E-5,9.9058389891196058E-3,6.5570866206381473E-2]
[2004,1,18,17,null,null,5.0178611886334143E-2,1.4378074399450934E-2,0,0,6.0365631720430322E-5,9.8136498010671924E-3,7.4430701718572703E-2,null,4.0611796400241866E-2,1.7521889109536799E-2,0,0,2.5555143446668611E-5,9.0406089115071201E-3,6.7199849564732461E-2]
[2004,1,18,18,null,null,5.7684206829738786E-2,1.4008333900948409E-2,0,0,6.0365631720430322E-5,8.3551963349671986E-3,8.0108102697374825E-2,null,4.6686410309345415E-2,1.7071303597591368E-2,0,0,2.5555143446668611E-5,7.6970407518599107E-3,7.1480309802243361E-2]
[2004,1,18,19,null,null,5.7875789346204014E-2,1.3891355563595753E-2,1.21485E-3,1.6100000000000204E-6,6.0365631720430322E-5,7.9885458492682231E-3,8.1032516390788428E-2,null,4.6841466614413331E-2,1.6928747550212068E-2,6.8642683906043091E-4,2.1399203226550308E-6,2.5555143446668611E-5,7.3592720607397006E-3,7.1843608128194861E-2]
[2004,1,18,20,null,null,5.4045031555297364E-2,1.384892382695058E-2,1.21485E-3,1.6100000000000204E-6,6.0365631720430322E-5,9.8406129576718362E-3,7.9011393971640226E-2,null,4.3741062884327067E-2,1.6877037970502967E-2,6.8642683906043091E-4,2.1399203226550308E-6,2.5555143446668611E-5,9.0654481261544361E-3,7.0397670883814226E-2]
[2004,1,18,21,null,null,5.2584662784956791E-2,1.3751273103674173E-2,1.21485E-3,1.6100000000000204E-6,6.0365631720430322E-5,1.0268785490624457E-2,7.7881547010975855E-2,null,4.2559121078031406E-2,1.6758035585539607E-2,6.8642683906043091E-4,2.1399203226550308E-6,2.5555143446668611E-5,9.4598926493993044E-3,6.9491171215800077E-2]
[2004,1,18,22,null,null,5.1222649265394812E-2,1.3613819419067768E-2,1.21485E-3,1.6100000000000204E-6,6.0365631720430322E-5,8.8077855355622268E-3,7.4921079851745245E-2,null,4.1456782578191548E-2,1.6590527186816712E-2,6.8642683906043091E-4,2.1399203226550308E-6,2.5555143446668611E-5,8.1139785928358889E-3,6.6875410260673895E-2]
[2004,1,18,23,null,null,4.603657309492034E-2,1.4010728715101568E-2,1.21485E-3,1.6100000000000204E-6,6.0365631720430322E-5,6.5594359963308015E-3,6.7883563438073141E-2,null,3.7259459024711276E-2,1.7074222045977697E-2,6.8642683906043091E-4,2.1399203226550308E-6,2.5555143446668611E-5,6.0427360589573988E-3,6.1090539032476132E-2]
[2004,1,18,24,null,null,3.7357347242073187E-2,1.4928178473779268E-2,1.21485E-3,1.6100000000000204E-6,6.0365631720430322E-5,1.0071860369577284E-2,6.3634211717150169E-2,null,3.0234973093414729E-2,1.819227530460709E-2,6.8642683906043091E-4,2.1399203226550308E-6,2.5555143446668611E-5,9.2784797153403487E-3,5.8419850016191918E-2]
[2004,1,19,1,null,null,2.9653494137191261E-2,1.4253082984809274E-2,1.21485E-3,1.6100000000000204E-6,6.0365631720430322E-5,1.0169205309786454E-2,5.5352608063507426E-2,null,2.3999899980958951E-2,1.7369567898354379E-2,6.8642683906043091E-4,2.1399203226550308E-6,2.5555143446668611E-5,9.3681565992504955E-3,5.1451746381393576E-2]
[2004,1,19,2,null,null,2.7422145669265173E-2,1.4206457443719012E-2,1.21485E-3,1.6100000000000204E-6,6.0365631720430322E-5,1.1128350888007661E-2,5.4033779632712275E-2,null,2.2193969799337375E-2,1.731274752464099E-2,6.8642683906043091E-4,2.1399203226550308E-6,2.5555143446668611E-5,1.0251748355393693E-2,5.0472587582201814E-2]
[2004,1,19,3,null,null,2.7153340921865662E-2,1.4420772442353321E-2,1.21485E-3,1.6100000000000204E-6,6.0365631720430322E-5,1.1617471859121558E-2,5.4468410855060975E-2,null,2.1976414086605903E-2,1.7573923224269049E-2,6.8642683906043091E-4,2.1399203226550308E-6,2.5555143446668611E-5,1.0702340286010215E-2,5.0966799499714922E-2]
[2004,1,19,4,null,null,2.8147978722835729E-2,1.419588940711288E-2,1.21485E-3,1.6100000000000204E-6,6.0365631720430322E-5,1.1124746436953385E-2,5.4745440198622417E-2,null,2.278141897507277E-2,1.7299868751004567E-2,6.8642683906043091E-4,2.1399203226550308E-6,2.5555143446668611E-5,1.024842783418263E-2,5.1043837463089721E-2]
[2004,1,19,5,null,null,2.8632356668267155E-2,1.4538500302290489E-2,1.21485E-3,1.6100000000000204E-6,6.0365631720430322E-5,1.15303311802872E-2,5.5978013782565277E-2,null,2.3173447725194214E-2,1.7717392679886899E-2,6.8642683906043091E-4,2.1399203226550308E-6,2.5555143446668611E-5,1.0622063853327748E-2,5.2227026161238616E-2]
[2004,1,19,6,null,null,3.0633583437222778E-2,1.5219718106718232E-2,1.21485E-3,1.6100000000000204E-6,6.0365631720430322E-5,1.1231729149540137E-2,5.8361856325201578E-2,null,2.4793130116481606E-2,1.8547561066627256E-2,6.8642683906043091E-4,2.1399203226550308E-6,2.5555143446668611E-5,1.0346983303798412E-2,5.440179638973703E-2]
[2004,1,19,7,null,null,3.7477594997493265E-2,1.6444335098261174E-2,0,0,6.0365631720430322E-5,1.0278616181924972E-2,6.4260911909399837E-2,null,3.0332294983700742E-2,2.0039944714905597E-2,0,0,2.5555143446668611E-5,9.4689489574171486E-3,5.9866743799470157E-2]
[2004,1,19,8,null,null,4.3553513272218326E-2,1.8604166659896674E-2,0,0,6.0365631720430322E-5,1.1676116996031818E-2,7.3894162559867249E-2,null,3.5249807578042656E-2,2.2672030769467961E-2,0,0,2.5555143446668611E-5,1.0756365827792824E-2,6.8703759318750113E-2]
[2004,1,19,9,null,null,4.5806951068936737E-2,1.9819125535882245E-2,0,0,6.0365631720430322E-5,1.2426309488226263E-2,7.8112751724765672E-2,null,3.7073615642088796E-2,2.4152644522480643E-2,0,0,2.5555143446668611E-5,1.1447464151837493E-2,7.2699279459853605E-2]
[2004,1,19,10,null,null,4.2661008849157238E-2,2.0818905965706902E-2,0,0,6.0365631720430322E-5,1.3792788143971146E-2,7.733306859055572E-2,null,3.4527463803412581E-2,2.5371030332609828E-2,0,0,2.5555143446668611E-5,1.2706302541522852E-2,7.2630351820991937E-2]
[2004,1,19,11,null,null,4.1103042917538642E-2,2.1424371118287926E-2,0,0,6.0365631720430322E-5,1.3509407602291783E-2,7.6097187269838787E-2,null,3.3266532246423071E-2,2.610888249337056E-2,0,0,2.5555143446668611E-5,1.2445244453819787E-2,7.184621433706008E-2]
[2004,1,19,12,null,null,4.0254624334572116E-2,2.1342541174245246E-2,0,0,6.0365631720430322E-5,1.3231970720706353E-2,7.4889501861244143E-2,null,3.2579869115293252E-2,2.6009160154653897E-2,0,0,2.5555143446668611E-5,1.2189661832176896E-2,7.0804246245570718E-2]
[2004,1,19,13,null,null,4.0132090553877654E-2,2.0905284827149782E-2,0,0,6.0365631720430322E-5,1.1877388791980911E-2,7.2975129804728783E-2,null,3.2480697042439027E-2,2.5476296224937384E-2,0,0,2.5555143446668611E-5,1.0941783040448459E-2,6.8924331451271539E-2]
[2004,1,19,14,null,null,3.8486408678055688E-2,2.1081828585871227E-2,0,0,6.0365631720430322E-5,1.2699557478310518E-2,7.2328160373957867E-2,null,3.1148773045979256E-2,2.5691441874998569E-2,0,0,2.5555143446668611E-5,1.1699187849369321E-2,6.8564957913793814E-2]
[2004,1,19,15,null,null,3.7717867263727875E-2,2.0696634004604364E-2,0,0,6.0365631720430322E-5,1.1658563428477974E-2,7.0133430328530644E-2,null,3.0526758082421935E-2,2.5222023192701989E-2,0,0,2.5555143446668611E-5,1.0740194989982944E-2,6.651453140855354E-2]
[2004,1,19,16,null,null,4.0250435577508764E-2,1.9968949794748201E-2,0,0,6.0365631720430322E-5,1.0968460494390266E-2,7.1248211498367658E-2,null,3.2576478966729307E-2,2.4335228363462025E-2,0,0,2.5555143446668611E-5,1.0104452848960948E-2,6.7041715322598949E-2]
[2004,1,19,17,null,null,4.4709449695218589E-2,2.0114403802353291E-2,0,0,6.0365631720430322E-5,1.076174665983908E-2,7.5645965789131395E-2,null,{"$f":"G451*X$5","v":3.6185358660421156E-2},{"$f":"H451*Y$5","v":2.4512486382928904E-2},{"$f":"I451*Z$5","v":0},{"$f":"J451*AA$5","v":0},{"$f":"K451*AB$5","v":2.5555143446668611E-5},{"$f":"L451*AC$5","v":9.9140222780053754E-3},{"$f":"SUM(O451:T451)","v":7.0637422464802105E-2}]
[2004,1,19,18,null,null,5.2109316063696655E-2,1.9746144104312774E-2,0,0,6.0365631720430322E-5,1.0156731034706094E-2,8.2072556834435956E-2,null,4.2174401701834459E-2,2.4063705453486513E-2,0,0,2.5555143446668611E-5,9.3566649478524777E-3,7.5620327246620114E-2]
[2004,1,19,19,null,null,5.1654189881451047E-2,1.9430222894025358E-2,1.21485E-3,1.6100000000000204E-6,6.0365631720430322E-5,8.686117032524622E-3,8.1047355439721469E-2,null,4.1806047712855107E-2,2.3678706999575454E-2,6.8642683906043091E-4,2.1399203226550308E-6,2.5555143446668611E-5,8.0018941619555573E-3,7.4200770777215874E-2]
[2004,1,19,20,null,null,5.1265196527164436E-2,1.8637966967451517E-2,1.21485E-3,1.6100000000000204E-6,6.0365631720430322E-5,8.1304866966292518E-3,7.9310475822965631E-2,null,4.1491217981392617E-2,2.2713221628855002E-2,6.8642683906043091E-4,2.1399203226550308E-6,2.5555143446668611E-5,7.4900319426971194E-3,7.2408593455774495E-2]
[2004,1,19,21,null,null,4.7686672874842628E-2,1.8621471082160303E-2,1.21485E-3,1.6100000000000204E-6,6.0365631720430322E-5,8.9933007905254377E-3,7.6578270379248803E-2,null,3.8594958628687739E-2,2.2693118862322694E-2,6.8642683906043091E-4,2.1399203226550308E-6,2.5555143446668611E-5,8.2848804388604477E-3,7.0287079832700633E-2]
[2004,1,19,22,null,null,4.4441000703270714E-2,1.7740781518362652E-2,1.21485E-3,1.6100000000000204E-6,6.0365631720430322E-5,8.3436758065526286E-3,7.180228365990643E-2,null,3.596809087649893E-2,2.1619863539803424E-2,6.8642683906043091E-4,2.1399203226550308E-6,2.5555143446668611E-5,7.686427718588771E-3,6.5988504037720871E-2]
[2004,1,19,23,null,null,4.1598442241361867E-2,1.68929353347297E-2,1.21485E-3,1.6100000000000204E-6,6.0365631720430322E-5,7.2746909606361664E-3,6.7042894168448164E-2,null,3.3667481091351273E-2,2.0586632913863149E-2,6.8642683906043091E-4,2.1399203226550308E-6,2.5555143446668611E-5,6.7016489542999248E-3,6.1669884862344093E-2]
[2004,1,19,24,null,null,3.3481641427706925E-2,1.625426556438463E-2,1.21485E-3,1.6100000000000204E-6,6.0365631720430322E-5,1.0175892130918908E-2,6.11886247547309E-2,null,2.7098190916242881E-2,1.9808315833098354E-2,6.8642683906043091E-4,2.1399203226550308E-6,2.5555143446668611E-5,9.3743166860627593E-3,5.6994945338233752E-2]
[2004,1,20,1,null,null,2.8775212234343799E-2,1.607118058774552E-2,1.21485E-3,1.6100000000000204E-6,6.0365631720430322E-5,1.089335451592942E-2,5.7016572969739165E-2,null,2.328906712848277E-2,1.9585198705646633E-2,6.8642683906043091E-4,2.1399203226550308E-6,2.5555143446668611E-5,1.0035263119151479E-2,5.3623650856110636E-2]
[2004,1,20,2,null,null,2.7972947167228712E-2,1.5525010951223319E-2,1.21485E-3,1.6100000000000204E-6,6.0365631720430322E-5,1.1419989243119487E-2,5.6194772993291953E-2,null,2.2639758103384415E-2,1.89196072265468E-2,6.8642683906043091E-4,2.1399203226550308E-6,2.5555143446668611E-5,1.0520413771992778E-2,5.2793901004753743E-2]
[2004,1,20,3,null,null,2.7866623152134902E-2,1.5597430593763912E-2,1.21485E-3,1.6100000000000204E-6,6.0365631720430322E-5,1.1201806345122882E-2,5.5942685722742136E-2,null,2.2553705319317222E-2,1.9007861669436386E-2,6.8642683906043091E-4,2.1399203226550308E-6,2.5555143446668611E-5,1.0319417578736315E-2,5.2595106470319675E-2]
[2004,1,20,4,null,null,2.8380377774738393E-2,1.5159437988509781E-2,1.21485E-3,1.6100000000000204E-6,6.0365631720430322E-5,1.1650382170607723E-2,5.6467023565576327E-2,null,2.2969509929060491E-2,1.8474100496218844E-2,6.8642683906043091E-4,2.1399203226550308E-6,2.5555143446668611E-5,1.0732658186213863E-2,5.2890390514322948E-2]
[2004,1,20,5,null,null,2.9503803449244068E-2,1.531395875470002E-2,1.21485E-3,1.6100000000000204E-6,6.0365631720430322E-5,1.1676552421772003E-2,5.7771140257436515E-2,null,2.3878748607626933E-2,1.8662407751772442E-2,6.8642683906043091E-4,2.1399203226550308E-6,2.5555143446668611E-5,1.0756766954173611E-2,5.4012045216402738E-2]
[2004,1,20,6,null,null,3.1661306157970623E-2,1.5754393529860859E-2,1.21485E-3,1.6100000000000204E-6,6.0365631720430322E-5,1.115748033994284E-2,5.9850005659494755E-2,null,2.5624912111277702E-2,1.9199145083625913E-2,6.8642683906043091E-4,2.1399203226550308E-6,2.5555143446668611E-5,1.0278583221940883E-2,5.5816762319674251E-2]
[2004,1,20,7,null,null,3.8286092397440033E-2,1.6770458033464612E-2,0,0,6.0365631720430322E-5,1.0604984475791066E-2,6.5721900538416145E-2,null,3.0986648114694891E-2,2.0437375535470103E-2,0,0,2.5555143446668611E-5,9.7696085657963169E-3,6.1219187359407977E-2]
[2004,1,20,8,null,null,4.3630014980204537E-2,1.9071615852629932E-2,0,0,6.0365631720430322E-5,1.1853464585636722E-2,7.4615461050191637E-2,null,3.5311723834236523E-2,2.3241689312876766E-2,0,0,2.5555143446668611E-5,1.0919743391850801E-2,6.9498711682410758E-2]
[2004,1,20,9,null,null,4.4528389655583013E-2,2.0658277364291433E-2,0,0,6.0365631720430322E-5,1.320012201479389E-2,7.8447154666388769E-2,null,3.6038818666796854E-2,2.5175279742953027E-2,0,0,2.5555143446668611E-5,1.2160321912745405E-2,7.3399975465941958E-2]
[2004,1,20,10,null,null,4.0607877550420078E-2,2.1698862138267359E-2,0,0,6.0365631720430322E-5,1.5501928139957004E-2,7.7869033460364875E-2,null,3.2865772753126944E-2,2.6443391905411645E-2,0,0,2.5555143446668611E-5,1.4280810150001268E-2,7.361552995198653E-2]
[2004,1,20,11,null,null,3.9780211552848756E-2,2.2010211098585277E-2,0,0,6.0365631720430322E-5,1.5453580730907105E-2,7.7304369014061569E-2,null,3.2195905618162934E-2,2.6822818371397137E-2,0,0,2.5555143446668611E-5,1.4236271163389247E-2,7.3280550296395977E-2]
[2004,1,20,12,null,null,4.0354207319333861E-2,2.1775335716745545E-2,0,0,6.0365631720430322E-5,1.3875878102119071E-2,7.6065786769918903E-2,null,3.2660466081810245E-2,2.6536586691074695E-2,0,0,2.5555143446668611E-5,1.278284733691663E-2,7.2005455253248238E-2]
[2004,1,20,13,null,null,3.8393586664076974E-2,2.1830279037442252E-2,0,0,6.0365631720430322E-5,1.3600175284915899E-2,7.3884406618155554E-2,null,3.1073648035711873E-2,2.6603543555103314E-2,0,0,2.5555143446668611E-5,1.2528862183924563E-2,7.0231608918186417E-2]
[2004,1,20,14,null,null,3.711192942220725E-2,2.1894537586775318E-2,0,0,6.0365631720430322E-5,1.4061322852408782E-2,7.3128155493111788E-2,null,3.0036345467844616E-2,2.668185245408889E-2,0,0,2.5555143446668611E-5,1.2953684232062314E-2,6.9697437297442488E-2]
[2004,1,20,15,null,null,3.643844982833469E-2,2.1396273028078099E-2,0,0,6.0365631720430322E-5,1.3033204136381881E-2,7.092829262451511E-2,null,2.949126829018122E-2,2.6074640660481926E-2,0,0,2.5555143446668611E-5,1.2006552490598572E-2,6.7598016584708376E-2]
[2004,1,20,16,null,null,3.684566775451141E-2,2.1421967328852702E-2,0,0,6.0365631720430322E-5,1.3780050429584877E-2,7.2108051144669422E-2,null,2.982084798333574E-2,2.6105953107226316E-2,0,0,2.5555143446668611E-5,1.2694568202461738E-2,6.8646924436470469E-2]
[2004,1,20,17,null,null,4.1866287473288202E-2,2.1065603098240258E-2,0,0,6.0365631720430322E-5,1.2439953311350626E-2,7.5432209514599516E-2,null,3.3884260225266104E-2,2.5671668629491586E-2,0,0,2.5555143446668611E-5,1.1460033223632956E-2,7.1041517221837311E-2]
[2004,1,20,18,null,null,4.7980870269418815E-2,2.0882475678235514E-2,0,0,6.0365631720430322E-5,1.2007315046583351E-2,8.0931026625958122E-2,null,3.8833065747255993E-2,2.544849977828845E-2,0,0,2.5555143446668611E-5,1.1061474743230623E-2,7.5368595412221726E-2]
[2004,1,20,19,null,null,5.0076048588468348E-2,2.0179102760137849E-2,1.21485E-3,1.6100000000000204E-6,6.0365631720430322E-5,1.0338486383449709E-2,8.1870463363776347E-2,null,4.0528787332942469E-2,2.4591331987166905E-2,6.8642683906043091E-4,2.1399203226550308E-6,2.5555143446668611E-5,9.5241030630160046E-3,7.5358344285955128E-2]
[2004,1,20,20,null,null,5.0474501257174585E-2,1.9525058249227654E-2,1.21485E-3,1.6100000000000204E-6,6.0365631720430322E-5,8.2043087985827004E-3,7.9480693936705371E-2,null,4.0851272910927099E-2,2.3794278426691011E-2,6.8642683906043091E-4,2.1399203226550308E-6,2.5555143446668611E-5,7.5580389295282525E-3,7.2917712169976112E-2]
[2004,1,20,21,null,null,4.8509915352864759E-2,1.881458603576424E-2,1.21485E-3,1.6100000000000204E-6,6.0365631720430322E-5,7.9904777126698773E-3,7.6591804733019311E-2,null,3.9261245611300961E-2,2.2928459055204905E-2,6.8642683906043091E-4,2.1399203226550308E-6,2.5555143446668611E-5,7.3610517473842061E-3,7.026487831671982E-2]
[2004,1,20,22,null,null,4.4980660644658714E-2,1.8050262184698608E-2,1.21485E-3,1.6100000000000204E-6,6.0365631720430322E-5,8.3027901348996479E-3,7.2610538595977409E-2,null,3.6404861820156398E-2,2.1997013202994155E-2,6.8642683906043091E-4,2.1399203226550308E-6,2.5555143446668611E-5,7.6487626933441685E-3,6.6764759619324474E-2]
[2004,1,20,23,null,null,4.2575843137299819E-2,1.7208304892914833E-2,1.21485E-3,1.6100000000000204E-6,6.0365631720430322E-5,7.1313564800156689E-3,6.8192330141950752E-2,null,3.4458535381118434E-2,2.097095909506962E-2,6.8642683906043091E-4,2.1399203226550308E-6,2.5555143446668611E-5,6.5696052183717287E-3,6.271322159738954E-2]
[2004,1,20,24,null,null,3.4540681058244663E-2,1.7025998530664079E-2,1.21485E-3,1.6100000000000204E-6,6.0365631720430322E-5,9.3021529297522623E-3,6.2145658150381443E-2,null,2.7955319087755722E-2,2.0748790828681824E-2,6.8642683906043091E-4,2.1399203226550308E-6,2.5555143446668611E-5,8.569403675253948E-3,5.7987635494521246E-2]
[2004,1,21,1,null,null,2.384900555565226E-2,1.5706330953020008E-2,1.21485E-3,1.6100000000000204E-6,6.0365631720430322E-5,9.3120470783239276E-3,5.014420921871663E-2,null,1.9302067585455985E-2,1.9140573461423418E-2,6.8642683906043091E-4,2.1399203226550308E-6,2.5555143446668611E-5,8.578518441886342E-3,4.7735281391595497E-2]
[2004,1,21,2,null,null,2.1978500025105412E-2,1.5332701499860917E-2,1.21485E-3,1.6100000000000204E-6,6.0365631720430322E-5,1.0168353006198083E-2,4.875638016288484E-2,null,1.778818374298996E-2,1.8685248661701945E-2,6.8642683906043091E-4,2.1399203226550308E-6,2.5555143446668611E-5,9.3673714333262457E-3,4.6554925740847908E-2]
[2004,1,21,3,null,null,2.1284209790696916E-2,1.5233534323452686E-2,1.21485E-3,1.6100000000000204E-6,6.0365631720430322E-5,1.0475476931772929E-2,4.827004667764296E-2,null,1.7226263582537031E-2,1.8564398245988611E-2,6.8642683906043091E-4,2.1399203226550308E-6,2.5555143446668611E-5,9.6503025909254348E-3,4.6155086322280825E-2]
[2004,1,21,4,null,null,2.2474820636869272E-2,1.4750186908397604E-2,1.21485E-3,1.6100000000000204E-6,6.0365631720430322E-5,1.051550692696821E-2,4.9017340103955524E-2,null,1.8189878227481804E-2,1.7975365280051264E-2,6.8642683906043091E-4,2.1399203226550308E-6,2.5555143446668611E-5,9.6871793430641437E-3,4.6566544753426968E-2]
[2004,1,21,5,null,null,2.2911650691676892E-2,1.473842578048699E-2,1.21485E-3,1.6100000000000204E-6,6.0365631720430322E-5,1.0556008804390634E-2,4.9482910908274953E-2,null,1.8543424341661681E-2,1.7961032541651975E-2,6.8642683906043091E-4,2.1399203226550308E-6,2.5555143446668611E-5,9.7244908063199575E-3,4.6943069592463367E-2]
[2004,1,21,6,null,null,2.4752412233872707E-2,1.5562508376007778E-2,1.21485E-3,1.6100000000000204E-6,6.0365631720430322E-5,1.0432559372149449E-2,5.202430561375037E-2,null,2.0033235043129316E-2,1.8965303590379189E-2,6.8642683906043091E-4,2.1399203226550308E-6,2.5555143446668611E-5,9.6107657336035063E-3,4.9323426269941767E-2]
[2004,1,21,7,null,null,3.0304502508167835E-2,1.6852874642826206E-2,0,0,6.0365631720430322E-5,1.036232142987885E-2,5.7580064212593318E-2,null,2.4526790192207583E-2,2.0537812815866495E-2,0,0,2.5555143446668611E-5,9.5460605750040568E-3,5.4636218726524799E-2]
[2004,1,21,8,null,null,3.5687595353245602E-2,1.9028046749299535E-2,0,0,6.0365631720430322E-5,1.1280785006459638E-2,6.6056792740725206E-2,null,2.8883568158148805E-2,2.3188593677400966E-2,0,0,2.5555143446668611E-5,1.0392174932419583E-2,6.2489891911416025E-2]
[2004,1,21,9,null,null,3.8088161611431866E-2,2.0479490711752018E-2,0,0,6.0365631720430322E-5,1.2309902836689392E-2,7.0937920791593709E-2,null,3.0826453870961883E-2,2.4957400782737012E-2,0,0,2.5555143446668611E-5,1.1340227085855324E-2,6.7149636883000879E-2]
[2004,1,21,10,null,null,3.4921503539341134E-2,2.1223247376948251E-2,0,0,6.0365631720430322E-5,1.3739378773892962E-2,6.9944495321902778E-2,null,2.8263535765848741E-2,2.5863782364163864E-2,0,0,2.5555143446668611E-5,1.2657100334711445E-2,6.6809973608170717E-2]
[2004,1,21,11,null,null,3.3160978738367472E-2,2.1725233715675453E-2,0,0,6.0365631720430322E-5,1.3439571770879049E-2,6.8386149856642403E-2,null,2.6838664250138464E-2,2.6475529717621449E-2,0,0,2.5555143446668611E-5,1.2380909730998944E-2,6.5720658842205515E-2]
[2004,1,21,12,null,null,3.3535183120156097E-2,2.1538827221235502E-2,0,0,6.0365631720430322E-5,1.2824750130517541E-2,6.7959126103629572E-2,null,2.714152460426111E-2,2.6248364811241567E-2,0,0,2.5555143446668611E-5,1.1814518825116483E-2,6.5229963384065823E-2]
[2004,1,21,13,null,null,3.2805316205631249E-2,2.1221612198919378E-2,0,0,6.0365631720430322E-5,1.1340820560884422E-2,6.5428114597155487E-2,null,2.655081064431539E-2,2.5861789648915612E-2,0,0,2.5555143446668611E-5,1.0447481365738708E-2,6.2885636802416378E-2]
[2004,1,21,14,null,null,3.0287464057416277E-2,2.1718605124135291E-2,0,0,6.0365631720430322E-5,1.2912415345919791E-2,6.4978850159191789E-2,null,2.4513000211439175E-2,2.6467451762069657E-2,0,0,2.5555143446668611E-5,1.1895278475568713E-2,6.2901285592524211E-2]
[2004,1,21,15,null,null,3.0137094882340593E-2,2.1310219263379664E-2,0,0,6.0365631720430322E-5,1.1441327227736661E-2,6.2949007005177346E-2,null,2.4391299708107612E-2,2.5969770948404088E-2,0,0,2.5555143446668611E-5,1.0540070920739074E-2,6.0926696720697442E-2]
[2004,1,21,16,null,null,3.1567521325218666E-2,2.0919112967038116E-2,0,0,6.0365631720430322E-5,1.1263470626929544E-2,6.3810470550906759E-2,null,2.5549007848685086E-2,2.5493147934490631E-2,0,0,2.5555143446668611E-5,1.0376224441312802E-2,6.1443935367935187E-2]
[2004,1,21,17,null,null,3.5847705818097715E-2,2.0494042812451877E-2,0,0,6.0365631720430322E-5,1.0399004745470168E-2,6.680111900774019E-2,null,2.9013152723278895E-2,2.4975134749587499E-2,0,0,2.5555143446668611E-5,9.5798542722075608E-3,6.3593696888520623E-2]
[2004,1,21,18,null,null,4.2188048658632481E-2,2.0408572413895633E-2,0,0,6.0365631720430322E-5,9.6331725645622084E-3,7.2290159268810758E-2,null,3.4144675953351661E-2,2.4870975958636493E-2,0,0,2.5555143446668611E-5,8.8743482291161798E-3,6.7915555284550996E-2]
[2004,1,21,19,null,null,4.4587186966831845E-2,1.938097672428165E-2,1.21485E-3,1.6100000000000204E-6,6.0365631720430322E-5,7.7983939738042584E-3,7.304338329663819E-2,null,3.6086405962330821E-2,2.3618692987869436E-2,6.8642683906043091E-4,2.1399203226550308E-6,2.5555143446668611E-5,7.1840988301163332E-3,6.760331968314634E-2]
[2004,1,21,20,null,null,4.4051875121052318E-2,1.8239490611628797E-2,1.21485E-3,1.6100000000000204E-6,6.0365631720430322E-5,5.3324632639484646E-3,6.8900654628350017E-2,null,3.5653154127053235E-2,2.222761706696981E-2,6.8642683906043091E-4,2.1399203226550308E-6,2.5555143446668611E-5,4.9124144310809153E-3,6.350730752793371E-2]
[2004,1,21,21,null,null,4.0818531592741715E-2,1.8081690227730547E-2,1.21485E-3,1.6100000000000204E-6,6.0365631720430322E-5,7.1993705684030148E-3,6.7376418020595713E-2,null,3.3036264497638197E-2,2.2035313094178222E-2,6.8642683906043091E-4,2.1399203226550308E-6,2.5555143446668611E-5,6.6322617005212959E-3,6.2417961195167466E-2]
[2004,1,21,22,null,null,3.8568119369091589E-2,1.7408502972206714E-2,1.21485E-3,1.6100000000000204E-6,6.0365631720430322E-5,7.1189716970796822E-3,6.4372419670098421E-2,null,3.1214905165289172E-2,2.1214931163083716E-2,6.8642683906043091E-4,2.1399203226550308E-6,2.5555143446668611E-5,6.5581960096422719E-3,5.9702154240844921E-2]
[2004,1,21,23,null,null,3.5566582898237775E-2,1.6531365603680306E-2,1.21485E-3,1.6100000000000204E-6,6.0365631720430322E-5,6.3863756521095293E-3,5.9761149785748049E-2,null,2.878562736226143E-2,2.014600473537393E-2,6.8642683906043091E-4,2.1399203226550308E-6,2.5555143446668611E-5,5.8833080253602368E-3,5.5529062025825353E-2]
[2004,1,21,24,null,null,2.9407891058489774E-2,1.574864249380949E-2,1.21485E-3,1.6100000000000204E-6,6.0365631720430322E-5,8.0166753556296846E-3,5.4450034539649382E-2,null,2.3801122417121758E-2,1.919213656404551E-2,6.8642683906043091E-4,2.1399203226550308E-6,2.5555143446668611E-5,7.385185749432777E-3,5.1092566633429794E-2]
[2004,1,22,1,null,null,2.9161868969685707E-2,1.6043722943108667E-2,1.21485E-3,1.6100000000000204E-6,6.0365631720430322E-5,1.1023235832759886E-2,5.7505653377274694E-2,null,2.3602005729655279E-2,1.9551737353926658E-2,6.8642683906043091E-4,2.1399203226550308E-6,2.5555143446668611E-5,1.0154913424000151E-2,5.4022778410411844E-2]
[2004,1,22,2,null,null,2.8289476662229914E-2,1.5697938401797899E-2,1.21485E-3,1.6100000000000204E-6,6.0365631720430322E-5,1.1412565585588768E-2,5.6676806281337019E-2,null,2.2895939590325091E-2,1.9130345850425279E-2,6.8642683906043091E-4,2.1399203226550308E-6,2.5555143446668611E-5,1.0513574890864078E-2,5.3253982234444205E-2]
[2004,1,22,3,null,null,2.8300518162752662E-2,1.5481280621942045E-2,1.21485E-3,1.6100000000000204E-6,6.0365631720430322E-5,1.1363928465865121E-2,5.6422552882280264E-2,null,2.2904875970873019E-2,1.8866315112519395E-2,6.8642683906043091E-4,2.1399203226550308E-6,2.5555143446668611E-5,1.0468769014669492E-2,5.2954082000891661E-2]
[2004,1,22,4,null,null,2.8814153505519986E-2,1.5058356162562868E-2,1.21485E-3,1.6100000000000204E-6,6.0365631720430322E-5,1.1802054021665533E-2,5.6951389321468829E-2,null,2.3320584042106372E-2,1.8350916786354404E-2,6.8642683906043091E-4,2.1399203226550308E-6,2.5555143446668611E-5,1.0872382541177996E-2,5.3258005272468524E-2]
[2004,1,22,5,null,null,3.0035372383773153E-2,1.5000109586624259E-2,1.21485E-3,1.6100000000000204E-6,6.0365631720430322E-5,1.1954386358083373E-2,5.8266693960201212E-2,null,2.43089711373113E-2,1.8279934399126979E-2,6.8642683906043091E-4,2.1399203226550308E-6,2.5555143446668611E-5,1.1012715353744842E-2,5.4315742793012878E-2]
[2004,1,22,6,null,null,3.2150541596438029E-2,1.5623690427689404E-2,1.21485E-3,1.6100000000000204E-6,6.0365631720430322E-5,1.1312332075663669E-2,6.0363389731511542E-2,null,2.6020872247915765E-2,1.9039863305072301E-2,6.8642683906043091E-4,2.1399203226550308E-6,2.5555143446668611E-5,1.0421236975671513E-2,5.6196094431489332E-2]
[2004,1,22,7,null,null,3.8897883898552484E-2,1.6514128739480865E-2,0,0,6.0365631720430322E-5,1.0813279282753316E-2,6.6285657552507093E-2,null,3.1481798357967043E-2,2.0124998972383144E-2,0,0,2.5555143446668611E-5,9.9614955727933257E-3,6.1593848046590183E-2]
[2004,1,22,8,null,null,4.4485490209511022E-2,1.8294242203905488E-2,0,0,6.0365631720430322E-5,1.2415406121442775E-2,7.5255504166579723E-2,null,3.6004098225077476E-2,2.2294340280509407E-2,0,0,2.5555143446668611E-5,1.1437419665137191E-2,6.9761413314170739E-2]
[2004,1,22,9,null,null,4.539960432157357E-2,1.9807858891799108E-2,0,0,6.0365631720430322E-5,1.3852236755026403E-2,7.9120065600119513E-2,null,{"$f":"G515*X$5","v":3.6743931688182546E-2},{"$f":"H515*Y$5","v":2.4138914388474042E-2},{"$f":"I515*Z$5","v":0},{"$f":"J515*AA$5","v":0},{"$f":"K515*AB$5","v":2.5555143446668611E-5},{"$f":"L515*AC$5","v":1.2761068266179587E-2},{"$f":"SUM(O515:T515)","v":7.3669469486282849E-2}]
[2004,1,22,10,null,null,4.1459036667153379E-2,2.082603430905991E-2,0,0,6.0365631720430322E-5,1.6191552453573635E-2,7.8536989061507356E-2,null,3.355465392088991E-2,2.5379717312402537E-2,0,0,2.5555143446668611E-5,1.4916111372447223E-2,7.3876037749186343E-2]
[2004,1,22,11,null,null,4.0550435841528371E-2,2.1333171118269035E-2,0,0,6.0365631720430322E-5,1.602350262788468E-2,7.7967475219402518E-2,null,3.2819282607252122E-2,2.5997741304173365E-2,0,0,2.5555143446668611E-5,1.4761299168782122E-2,7.3603878223654273E-2]
[2004,1,22,12,null,null,4.1140555464632751E-2,2.1038760970327565E-2,0,0,6.0365631720430322E-5,1.4478590281077772E-2,7.671827234775852E-2,null,3.3296892829702884E-2,2.563895737931415E-2,0,0,2.5555143446668611E-5,1.333808266797311E-2,7.2299488020436814E-2]
[2004,1,22,13,null,null,3.9285471725875376E-2,2.0769539490351624E-2,0,0,6.0365631720430322E-5,1.4402805424685044E-2,7.4518182272632474E-2,null,3.1795490533551844E-2,2.5310869710062422E-2,0,0,2.5555143446668611E-5,1.3268267536808874E-2,7.0400182923869806E-2]
[2004,1,22,14,null,null,3.8000941966358406E-2,2.0820437851363484E-2,0,0,6.0365631720430322E-5,1.4873691494340854E-2,7.375543694378317E-2,null,3.0755863108589888E-2,2.5372897170258417E-2,0,0,2.5555143446668611E-5,1.370206096575026E-2,6.9856376388045233E-2]
[2004,1,22,15,null,null,3.727026947998166E-2,2.0439350885878522E-2,0,0,6.0365631720430322E-5,1.3766722036873352E-2,7.1536708034453958E-2,null,3.0164497163290147E-2,2.4908484247859547E-2,0,0,2.5555143446668611E-5,1.2682289713992467E-2,6.778082626858882E-2]
[2004,1,22,16,null,null,3.7623003366382433E-2,2.0589059850915987E-2,0,0,6.0365631720430322E-5,1.4454162102879415E-2,7.2726590951898276E-2,null,3.0449980484559054E-2,2.5090927585625984E-2,0,0,2.5555143446668611E-5,1.3315578746395641E-2,6.888204196002734E-2]
[2004,1,22,17,null,null,4.2699703131113133E-2,2.0180029566408762E-2,0,0,6.0365631720430322E-5,1.3139166108973524E-2,7.6079264438215846E-2,null,3.4558780817605918E-2,2.4592461442770889E-2,0,0,2.5555143446668611E-5,1.2104167625957153E-2,7.1280965029780624E-2]
[2004,1,22,18,null,null,4.8826528084007011E-2,2.0064549160720747E-2,0,0,6.0365631720430322E-5,1.2673799593242364E-2,8.1625242469690551E-2,null,3.9517494464975919E-2,2.4451730854892793E-2,0,0,2.5555143446668611E-5,1.1675458964600741E-2,7.5670239427916119E-2]
[2004,1,22,19,null,null,5.0872558641423087E-2,1.9517079966541617E-2,1.21485E-3,1.6100000000000204E-6,6.0365631720430322E-5,1.0906268951422748E-2,8.2572733191107889E-2,null,4.1173438567508672E-2,2.3784555665448754E-2,6.8642683906043091E-4,2.1399203226550308E-6,2.5555143446668611E-5,1.0047160258643391E-2,7.5719276394430574E-2]
[2004,1,22,20,null,null,5.1120639815295237E-2,1.9274085600255331E-2,1.21485E-3,1.6100000000000204E-6,6.0365631720430322E-5,8.4909162717153042E-3,8.0162467318986311E-2,null,4.1374221764677435E-2,2.3488429757206615E-2,6.8642683906043091E-4,2.1399203226550308E-6,2.5555143446668611E-5,7.8220697568179513E-3,7.3398843181531767E-2]
[2004,1,22,21,null,null,4.9145435608095575E-2,1.8539998968822222E-2,1.21485E-3,1.6100000000000204E-6,6.0365631720430322E-5,8.2865393851807214E-3,7.7248799593818945E-2,null,3.977560059728838E-2,2.259383259520726E-2,6.8642683906043091E-4,2.1399203226550308E-6,2.5555143446668611E-5,7.6337920477937615E-3,7.0717347143119141E-2]
[2004,1,22,22,null,null,4.5590291161188227E-2,1.7775156069475769E-2,1.21485E-3,1.6100000000000204E-6,6.0365631720430322E-5,8.5911089904638725E-3,7.3233381852848306E-2,null,3.6898263081888261E-2,2.1661754203049482E-2,6.8642683906043091E-4,2.1399203226550308E-6,2.5555143446668611E-5,7.9143700940368239E-3,6.7188509281804323E-2]
[2004,1,22,23,null,null,4.320758006696615E-2,1.6858480558631091E-2,1.21485E-3,1.6100000000000204E-6,6.0365631720430322E-5,7.4343919731435512E-3,6.8777278230461231E-2,null,3.4969828352399493E-2,2.0544644484166555E-2,6.8642683906043091E-4,2.1399203226550308E-6,2.5555143446668611E-5,6.8487699975527594E-3,6.3077364736948555E-2]
[2004,1,22,24,null,null,3.5253444633136503E-2,1.6313936770405321E-2,1.21485E-3,1.6100000000000204E-6,6.0365631720430322E-5,9.8345310660309469E-3,6.2678738101293208E-2,null,2.8532190549457104E-2,1.9881034350604898E-2,6.8642683906043091E-4,2.1399203226550308E-6,2.5555143446668611E-5,9.0598453173236729E-3,5.8187192120215427E-2]
[2004,1,23,1,null,null,2.9562171782954311E-2,1.5802617349378691E-2,1.21485E-3,1.6100000000000204E-6,6.0365631720430322E-5,1.0782786491730192E-2,5.7424401255783623E-2,null,2.3925988712439547E-2,1.9257913204763333E-2,6.8642683906043091E-4,2.1399203226550308E-6,2.5555143446668611E-5,9.9334047601141954E-3,5.3831428580146827E-2]
[2004,1,23,2,null,null,2.8521011203783506E-2,1.5222960892386861E-2,1.21485E-3,1.6100000000000204E-6,6.0365631720430322E-5,1.1691173991009062E-2,5.671197171889987E-2,null,2.3083330857395168E-2,1.8551512898375595E-2,6.8642683906043091E-4,2.1399203226550308E-6,2.5555143446668611E-5,1.0770236753058262E-2,5.3119202411658781E-2]
[2004,1,23,3,null,null,2.8164635577337831E-2,1.5013527165385796E-2,1.21485E-3,1.6100000000000204E-6,6.0365631720430322E-5,1.1728408959423817E-2,5.6183397333867874E-2,null,2.2794900112917717E-2,1.8296285776971229E-2,6.8642683906043091E-4,2.1399203226550308E-6,2.5555143446668611E-5,1.0804538648285207E-2,5.2609846441003902E-2]
[2004,1,23,4,null,null,2.9511697705669412E-2,1.4508703195854396E-2,1.21485E-3,1.6100000000000204E-6,6.0365631720430322E-5,1.1708584095309621E-2,5.7005810628553859E-2,null,2.3885137782668358E-2,1.7681080335114344E-2,6.8642683906043091E-4,2.1399203226550308E-6,2.5555143446668611E-5,1.0786275428503231E-2,5.3066615449115687E-2]
[2004,1,23,5,null,null,3.0371661681132596E-2,1.4484216101686376E-2,1.21485E-3,1.6100000000000204E-6,6.0365631720430322E-5,1.1941754771785298E-2,5.8074458186324701E-2,null,2.4581145116672847E-2,1.7651239054793579E-2,6.8642683906043091E-4,2.1399203226550308E-6,2.5555143446668611E-5,1.1001078782849432E-2,5.3947584857145611E-2]
[2004,1,23,6,null,null,3.1856945160439396E-2,1.4981791891844039E-2,1.21485E-3,1.6100000000000204E-6,6.0365631720430322E-5,1.1529839546402599E-2,5.9645402230406465E-2,null,2.5783251512020908E-2,1.8257611478284839E-2,6.8642683906043091E-4,2.1399203226550308E-6,2.5555143446668611E-5,1.0621610946430882E-2,5.5376595839566382E-2]
[2004,1,23,7,null,null,3.9686615057921711E-2,1.6145609827881845E-2,0,0,6.0365631720430322E-5,1.0369876171397154E-2,6.6262466688921134E-2,null,3.2120153785801298E-2,1.9675902151458931E-2,0,0,2.5555143446668611E-5,9.5530202143715715E-3,6.1374631295078468E-2]
[2004,1,23,8,null,null,4.4811330684585572E-2,1.8471792599939536E-2,0,0,6.0365631720430322E-5,1.1962225105513011E-2,7.5305714021758549E-2,null,3.6267815504914973E-2,2.2510712672544165E-2,0,0,2.5555143446668611E-5,1.1019936627308092E-2,6.9824019948213897E-2]
[2004,1,23,9,null,null,4.5404497960095651E-2,1.974209879515532E-2,0,0,6.0365631720430322E-5,1.2828638085072421E-2,7.8035600472043831E-2,null,3.6747892328858806E-2,2.405877562376791E-2,0,0,2.5555143446668611E-5,1.1818100517688453E-2,7.2650323613761836E-2]
[2004,1,23,10,null,null,4.3260829327839333E-2,2.086318559904117E-2,0,0,6.0365631720430322E-5,1.4621097854628043E-2,7.8805478413228977E-2,null,3.501292536245517E-2,2.5424991857883588E-2,0,0,2.5555143446668611E-5,1.3469364633960498E-2,7.3932836997745915E-2]
[2004,1,23,11,null,null,4.0854143729029811E-2,2.1386918000115739E-2,0,0,6.0365631720430322E-5,1.5051286928001556E-2,7.7352714288867544E-2,null,3.306508699339767E-2,2.6063240123941418E-2,0,0,2.5555143446668611E-5,1.3865666850690368E-2,7.3019549111476123E-2]
[2004,1,23,12,null,null,3.9897081872010409E-2,2.1280388126440064E-2,0,0,6.0365631720430322E-5,1.472941738297453E-2,7.5967253013145442E-2,null,3.2290493998124024E-2,2.5933417132243071E-2,0,0,2.5555143446668611E-5,1.3569151615675804E-2,7.1818617889489567E-2]
[2004,1,23,13,null,null,3.9664140711733013E-2,2.0784558645332629E-2,0,0,6.0365631720430322E-5,1.2340902361001009E-2,7.284996734978709E-2,null,3.2101964291565956E-2,2.5329172854195975E-2,0,0,2.5555143446668611E-5,1.1368784715424867E-2,6.882547700463347E-2]
[2004,1,23,14,null,null,3.6833122474078779E-2,2.0910190901839883E-2,0,0,6.0365631720430322E-5,1.3829903571898448E-2,7.1633582579537544E-2,null,2.9810694526403371E-2,2.5482275029490398E-2,0,0,2.5555143446668611E-5,1.274049431270644E-2,6.8059019012046876E-2]
[2004,1,23,15,null,null,3.6516117738577894E-2,2.0598739400807833E-2,0,0,6.0365631720430322E-5,1.3289583401831256E-2,7.0464806172937419E-2,null,2.9554128406056372E-2,2.510272360191601E-2,0,0,2.5555143446668611E-5,1.2242736246788366E-2,6.6925143398207418E-2]
[2004,1,23,16,null,null,3.8807699376702726E-2,1.9748799739629733E-2,0,0,6.0365631720430322E-5,1.0536348755401758E-2,6.9153213503454644E-2,null,3.1408807988123573E-2,2.4066941752468308E-2,0,0,2.5555143446668611E-5,9.7063794188451177E-3,6.5207684302883664E-2]
[2004,1,23,17,null,null,4.1894973480242251E-2,1.9515097649000859E-2,0,0,6.0365631720430322E-5,8.3607354711809113E-3,6.9831172232144453E-2,null,3.3907477094568761E-2,2.3782139907457516E-2,0,0,2.5555143446668611E-5,7.7021435591977366E-3,6.5417315704670687E-2]
[2004,1,23,18,null,null,4.7525884327386483E-2,1.9446277458750424E-2,0,0,6.0365631720430322E-5,7.6855157541186464E-3,7.4718043171975987E-2,null,3.8464825260957854E-2,2.3698271949303719E-2,0,0,2.5555143446668611E-5,7.0801122543273911E-3,6.9268764608035632E-2]
[2004,1,23,19,null,null,4.9102350585619785E-2,1.905568217111404E-2,1.21485E-3,1.6100000000000204E-6,6.0365631720430322E-5,7.2513964240653941E-3,7.6686254812519644E-2,null,3.9740729960279726E-2,2.3222271677881164E-2,6.8642683906043091E-4,2.1399203226550308E-6,2.5555143446668611E-5,6.6801893751239644E-3,7.0357312916114606E-2]
[2004,1,23,20,null,null,4.7242090744427222E-2,1.8764426201132212E-2,1.21485E-3,1.6100000000000204E-6,6.0365631720430322E-5,6.5778169564512075E-3,7.3861159533731083E-2,null,3.823513841276556E-2,2.2867331602685347E-2,6.8642683906043091E-4,2.1399203226550308E-6,2.5555143446668611E-5,6.0596691139609034E-3,6.7876261032241564E-2]
[2004,1,23,21,null,null,4.5370030487942165E-2,1.8241153625751069E-2,1.21485E-3,1.6100000000000204E-6,6.0365631720430322E-5,6.4566650960365965E-3,7.1344674841450267E-2,null,3.6719996261014215E-2,2.2229643704767647E-2,6.8642683906043091E-4,2.1399203226550308E-6,2.5555143446668611E-5,5.9480606287273165E-3,6.5611822497338934E-2]
[2004,1,23,22,null,null,4.3235223810647046E-2,1.7239844800199911E-2,1.21485E-3,1.6100000000000204E-6,6.0365631720430322E-5,6.1800075007862982E-3,6.7931901743353687E-2,null,3.4992201671387516E-2,2.1009395310005001E-2,6.8642683906043091E-4,2.1399203226550308E-6,2.5555143446668611E-5,5.6931959074710123E-3,6.2408914791693283E-2]
[2004,1,23,23,null,null,4.121133769544251E-2,1.6235771868527277E-2,1.21485E-3,1.6100000000000204E-6,6.0365631720430322E-5,5.9019084999375375E-3,6.4625843695627752E-2,null,3.3354180057036165E-2,1.9785778427946911E-2,6.8642683906043091E-4,2.1399203226550308E-6,2.5555143446668611E-5,5.4370033230279518E-3,5.9291083710840783E-2]
[2004,1,23,24,null,null,3.7197638953702296E-2,1.5393445140551883E-2,1.21485E-3,1.6100000000000204E-6,6.0365631720430322E-5,7.8015216803238099E-3,6.1669431406298415E-2,null,3.0105714027710756E-2,1.8759274105355044E-2,6.8642683906043091E-4,2.1399203226550308E-6,2.5555143446668611E-5,7.1869801609164355E-3,5.6766090196811989E-2]
[2004,1,24,1,null,null,3.1329018022180917E-2,1.478583220998945E-2,1.21485E-3,1.6100000000000204E-6,6.0365631720430322E-5,8.0536589477930298E-3,5.544533481168383E-2,null,2.5355976451051063E-2,1.8018804547676154E-2,6.8642683906043091E-4,2.1399203226550308E-6,2.5555143446668611E-5,7.419256069820114E-3,5.1508158971377081E-2]
[2004,1,24,2,null,null,2.9622737274812749E-2,1.3804119464776785E-2,1.21485E-3,1.6100000000000204E-6,6.0365631720430322E-5,8.9771688565231707E-3,5.3680851227833136E-2,null,2.3975007075677793E-2,1.6822436982650048E-2,6.8642683906043091E-4,2.1399203226550308E-6,2.5555143446668611E-5,8.27001924967425E-3,4.9781585210831848E-2]
[2004,1,24,3,null,null,2.8837143326377889E-2,1.3414174710797816E-2,1.21485E-3,1.6100000000000204E-6,6.0365631720430322E-5,9.4444750702735621E-3,5.2972618739169697E-2,null,2.3339190733062155E-2,1.6347229486274456E-2,6.8642683906043091E-4,2.1399203226550308E-6,2.5555143446668611E-5,8.7005148151441964E-3,4.910105693731056E-2]
[2004,1,24,4,null,null,2.8486836130499165E-2,1.3177908498476679E-2,1.21485E-3,1.6100000000000204E-6,6.0365631720430322E-5,9.6738942180021395E-3,5.2615464478698422E-2,null,2.3055671441042022E-2,1.6059302865670842E-2,6.8642683906043091E-4,2.1399203226550308E-6,2.5555143446668611E-5,8.9118621561915402E-3,4.8740958365734152E-2]
[2004,1,24,5,null,null,2.8896919758672628E-2,1.31493067311698E-2,1.21485E-3,1.6100000000000204E-6,6.0365631720430322E-5,9.9413639209417828E-3,5.3264416042504641E-2,null,2.3387570475080246E-2,1.6024447224980386E-2,6.8642683906043091E-4,2.1399203226550308E-6,2.5555143446668611E-5,9.1582627338534141E-3,4.9284402336743798E-2]
[2004,1,24,6,null,null,3.0057972698283725E-2,1.3254868767424609E-2,1.21485E-3,1.6100000000000204E-6,6.0365631720430322E-5,9.7963676840050803E-3,5.4386034781433855E-2,null,2.432726258334739E-2,1.6153090758324759E-2,6.8642683906043091E-4,2.1399203226550308E-6,2.5555143446668611E-5,9.024688141488971E-3,5.0219163385990868E-2]
[2004,1,24,7,null,null,3.2960550138556859E-2,1.410216143880948E-2,0,0,6.0365631720430322E-5,9.5715315634005531E-3,5.6694608772487332E-2,null,2.6676448413902647E-2,1.7185646844687468E-2,0,0,2.5555143446668611E-5,8.8175628133215726E-3,5.270521321535835E-2]
[2004,1,24,8,null,null,3.8812649237643423E-2,1.5234197356139477E-2,0,0,6.0365631720430322E-5,8.2273744266155684E-3,6.2334586652118898E-2,null,3.1412814132119514E-2,1.8565206253020092E-2,0,0,2.5555143446668611E-5,7.57928763175123E-3,5.7582863160337505E-2]
[2004,1,24,9,null,null,4.1281930684533473E-2,1.6243054022043013E-2,0,0,6.0365631720430322E-5,9.3177551291199756E-3,6.6903105467416901E-2,null,3.3411314122576696E-2,1.9794652849015857E-2,0,0,2.5555143446668611E-5,8.5837768580658627E-3,6.181529897310508E-2]
[2004,1,24,10,null,null,4.3093996668302076E-2,1.6887288441536322E-2,0,0,6.0365631720430322E-5,1.0464900100957327E-2,7.0506550842516155E-2,null,3.4877900224306951E-2,2.0579751308329688E-2,0,0,2.5555143446668611E-5,9.6405589182995133E-3,6.5123765594382821E-2]
[2004,1,24,11,null,null,4.403412382096672E-2,1.6784984837444162E-2,0,0,6.0365631720430322E-5,1.0385454776593086E-2,7.1264929066724395E-2,null,3.5638787205414413E-2,2.0455078674386631E-2,0,0,2.5555143446668611E-5,9.5673716615719672E-3,6.5686792684819681E-2]
[2004,1,24,12,null,null,4.4106879599822742E-2,1.6508684932336641E-2,0,0,6.0365631720430322E-5,9.2470121329155698E-3,6.9922942296795382E-2,null,3.5697671713509911E-2,2.0118364858351959E-2,0,0,2.5555143446668611E-5,8.5186064296445523E-3,6.4360198144953085E-2]
[2004,1,24,13,null,null,4.4411188049146351E-2,1.6032524767858228E-2,0,0,6.0365631720430322E-5,8.2942138302095278E-3,6.8798292278934539E-2,null,3.5943962161216966E-2,1.9538090659695136E-2,0,0,2.5555143446668611E-5,7.6408619613860269E-3,6.3148469925744799E-2]
[2004,1,24,14,null,null,4.2488806017979823E-2,1.5821962462648879E-2,0,0,6.0365631720430322E-5,7.8298218682088441E-3,6.6200955980557974E-2,null,3.4388092345007865E-2,1.9281488192631292E-2,0,0,2.5555143446668611E-5,7.2130510862069364E-3,6.090818676729276E-2]
[2004,1,24,15,null,null,4.1700852340927873E-2,1.5704237697974546E-2,0,0,6.0365631720430322E-5,8.2385290056958202E-3,6.5703984676318661E-2,null,3.3750366168410088E-2,1.9138022509065988E-2,0,0,2.5555143446668611E-5,7.5895635422515281E-3,6.0503507363174273E-2]
[2004,1,24,16,null,null,4.0811860918041995E-2,1.555483163952689E-2,0,0,6.0365631720430322E-5,8.6720483435690568E-3,6.5099106532858372E-2,null,3.3030865622050112E-2,1.8955948309442097E-2,0,0,2.5555143446668611E-5,7.988933691863067E-3,6.0001302766801948E-2]
[2004,1,24,17,null,null,4.5638399050190515E-2,1.5280649678618224E-2,0,0,6.0365631720430322E-5,6.5665629213346472E-3,6.7545977281863817E-2,null,3.6937198949580898E-2,1.8621815533285336E-2,0,0,2.5555143446668611E-5,6.0493015817758723E-3,6.1633871208088775E-2]
[2004,1,24,18,null,null,5.1252575518262629E-2,1.5409635501370086E-2,0,0,6.0365631720430322E-5,6.5940887073346012E-3,7.3316665358687749E-2,null,4.1481003234020826E-2,1.8779004543452566E-2,0,0,2.5555143446668611E-5,6.0746591063719057E-3,6.6360222027291971E-2]
[2004,1,24,19,null,null,5.2327900515726528E-2,1.4897651088470973E-2,1.21485E-3,1.6100000000000204E-6,6.0365631720430322E-5,3.7397843050888079E-3,7.2242161541006752E-2,null,4.2351311881857062E-2,1.8155073003011231E-2,6.8642683906043091E-4,2.1399203226550308E-6,2.5555143446668611E-5,3.445193990111982E-3,6.4665700777810031E-2]
[2004,1,24,20,null,null,4.9776095326251261E-2,1.4456964083326815E-2,1.21485E-3,1.6100000000000204E-6,6.0365631720430322E-5,3.922168953062073E-3,6.9432053994360587E-2,null,4.0286021733082059E-2,1.7618028290233512E-2,6.8642683906043091E-4,2.1399203226550308E-6,2.5555143446668611E-5,3.613211833341917E-3,6.2231383759487238E-2]
[2004,1,24,21,null,null,4.6515113804878445E-2,1.4500808995598496E-2,1.21485E-3,1.6100000000000204E-6,6.0365631720430322E-5,6.0085725424978732E-3,6.830132097469524E-2,null,3.7646763438912073E-2,1.7671460041210618E-2,6.8642683906043091E-4,2.1399203226550308E-6,2.5555143446668611E-5,5.5352652248948269E-3,6.1567610607847274E-2]
[2004,1,24,22,null,null,4.2126769623025404E-2,1.39092071015117E-2,1.21485E-3,1.6100000000000204E-6,6.0365631720430322E-5,6.7543604629751374E-3,6.4067162819232665E-2,null,3.4095080087222181E-2,1.6950502387411259E-2,6.8642683906043091E-4,2.1399203226550308E-6,2.5555143446668611E-5,6.2223059341758851E-3,5.7982010311639076E-2]
[2004,1,24,23,null,null,4.0013589318123009E-2,1.3341597706797147E-2,1.21485E-3,1.6100000000000204E-6,6.0365631720430322E-5,6.073345204042277E-3,6.070535786068286E-2,null,3.238478868868571E-2,1.6258783274308082E-2,6.8642683906043091E-4,2.1399203226550308E-6,2.5555143446668611E-5,5.5949356138989964E-3,5.4952629479722542E-2]
[2004,1,24,24,null,null,3.6109244677626162E-2,1.3133672131496101E-2,1.21485E-3,1.6100000000000204E-6,6.0365631720430322E-5,7.8709621440624204E-3,5.8390704584905126E-2,null,2.9224827827763273E-2,1.600539406708568E-2,6.8642683906043091E-4,2.1399203226550308E-6,2.5555143446668611E-5,7.250950659968297E-3,5.3195294457647001E-2]
[2004,1,25,1,null,null,3.3170673495292763E-2,1.3424798534431816E-2,1.21485E-3,1.6100000000000204E-6,6.0365631720430322E-5,1.0270165901683413E-2,5.8142463563128431E-2,null,{"$f":"G579*X$5","v":2.6846510650817931E-2},{"$f":"H579*Y$5","v":1.636017624496151E-2},{"$f":"I579*Z$5","v":6.8642683906043091E-4},{"$f":"J579*AA$5","v":2.1399203226550308E-6},{"$f":"K579*AB$5","v":2.5555143446668611E-5},{"$f":"L579*AC$5","v":9.4611643227088399E-3},{"$f":"SUM(O579:T579)","v":5.3381973121318038E-2}]
[2004,1,25,2,null,null,3.0687667377109932E-2,1.3210770865566202E-2,1.21485E-3,1.6100000000000204E-6,6.0365631720430322E-5,1.1024376170828042E-2,5.6199640045224604E-2,null,2.4836902669620291E-2,1.6099350700730139E-2,6.8642683906043091E-4,2.1399203226550308E-6,2.5555143446668611E-5,1.0155963935350166E-2,5.1806339208530353E-2]
[2004,1,25,3,null,null,2.9887507958638742E-2,1.3072829965939734E-2,1.21485E-3,1.6100000000000204E-6,6.0365631720430322E-5,1.1140457204744615E-2,5.5377620761043522E-2,null,2.4189297840210133E-2,1.5931248555771351E-2,6.8642683906043091E-4,2.1399203226550308E-6,2.5555143446668611E-5,1.0262901033265459E-2,5.1097569332076695E-2]
[2004,1,25,4,null,null,3.0064184138948638E-2,1.2796819785083463E-2,1.21485E-3,1.6100000000000204E-6,6.0365631720430322E-5,1.0928100088538522E-2,5.5065929644291051E-2,null,2.4332289780277572E-2,1.5594887813177652E-2,6.8642683906043091E-4,2.1399203226550308E-6,2.5555143446668611E-5,1.0067271713276276E-2,5.0708571209561251E-2]
[2004,1,25,5,null,null,2.9578631035137061E-2,1.3020011883554755E-2,1.21485E-3,1.6100000000000204E-6,6.0365631720430322E-5,1.181222314503632E-2,5.5687691695448564E-2,null,2.3939309921883527E-2,1.5866881620616023E-2,6.8642683906043091E-4,2.1399203226550308E-6,2.5555143446668611E-5,1.0881750622292748E-2,5.1402064067622051E-2]
[2004,1,25,6,null,null,3.1372322963426139E-2,1.2971883175518929E-2,1.21485E-3,1.6100000000000204E-6,6.0365631720430322E-5,1.1101868628760199E-2,5.6722900399425694E-2,null,2.5391025078162533E-2,1.5808229407408583E-2,6.8642683906043091E-4,2.1399203226550308E-6,2.5555143446668611E-5,1.0227352156853635E-2,5.2140728545254506E-2]
[2004,1,25,7,null,null,3.5450919268280805E-2,1.3501938155231531E-2,0,0,6.0365631720430322E-5,1.0469674467556525E-2,5.9482897522789298E-2,null,2.8692015609880439E-2,1.6454182705357621E-2,0,0,2.5555143446668611E-5,9.6449571984601537E-3,5.4816710657144878E-2]
[2004,1,25,8,null,null,3.8681670864908056E-2,1.4667989745812382E-2,0,0,6.0365631720430322E-5,1.0636795784476018E-2,6.4046822026916889E-2,null,3.1306807472979301E-2,1.7875195429212835E-2,0,0,2.5555143446668611E-5,9.7989140338549611E-3,5.9006472079493763E-2]
[2004,1,25,9,null,null,4.4168618632248538E-2,1.5012433263175974E-2,0,0,6.0365631720430322E-5,8.7637213834431855E-3,6.8005138910588125E-2,null,3.5747639875652458E-2,1.8294952689334829E-2,0,0,2.5555143446668611E-5,8.0733854624103363E-3,6.2141533170844289E-2]
[2004,1,25,10,null,null,4.6831412676147072E-2,1.562735772366005E-2,0,0,6.0365631720430322E-5,8.9792094117264569E-3,7.1498345443254008E-2,null,3.790275827174415E-2,1.904433246773931E-2,0,0,2.5555143446668611E-5,8.2718990662490419E-3,6.5244544949179167E-2]
[2004,1,25,11,null,null,4.5790460499981513E-2,1.6343008254250807E-2,0,0,6.0365631720430322E-5,1.2500543065437278E-2,7.4694377451390029E-2,null,3.7060269086579237E-2,1.9916462412947498E-2,0,0,2.5555143446668611E-5,1.1515850201194376E-2,6.8518136844167785E-2]
[2004,1,25,12,null,null,4.5292988512424831E-2,1.6453555195439128E-2,0,0,6.0365631720430322E-5,1.1966932726982215E-2,7.3773842066566606E-2,null,3.6657642742127128E-2,2.0051180817588266E-2,0,0,2.5555143446668611E-5,1.1024273419986578E-2,6.7758652123148633E-2]
[2004,1,25,13,null,null,4.4068762437954136E-2,1.6429993305400771E-2,0,0,6.0365631720430322E-5,1.1425334063971422E-2,7.198445543904676E-2,null,3.5666821788432883E-2,2.0022467040416617E-2,0,0,2.5555143446668611E-5,1.0525337570579841E-2,6.6240181542876003E-2]
[2004,1,25,14,null,null,4.2658719090312359E-2,1.6657880319169344E-2,0,0,6.0365631720430322E-5,1.1583593233657527E-2,7.096055827485967E-2,null,3.4525610599098665E-2,2.0300182322298098E-2,0,0,2.5555143446668611E-5,1.067113034786402E-2,6.5522478412707447E-2]
[2004,1,25,15,null,null,4.270427396720014E-2,1.6421390303807598E-2,0,0,6.0365631720430322E-5,9.9835113402936063E-3,6.916954124302177E-2,null,3.456248019982408E-2,2.001198296336034E-2,0,0,2.5555143446668611E-5,9.1970901163984584E-3,6.3797108423029547E-2]
[2004,1,25,16,null,null,4.4803211258027741E-2,1.6140867814290586E-2,0,0,6.0365631720430322E-5,9.331107902523339E-3,7.0335552606562102E-2,null,3.6261244089607583E-2,1.9670123280520195E-2,0,0,2.5555143446668611E-5,8.5960778067109486E-3,6.4553000320285395E-2]
[2004,1,25,17,null,null,4.8214072913836344E-2,1.5848922094377584E-2,0,0,6.0365631720430322E-5,8.4344019215970047E-3,7.2557762561531361E-2,null,3.9021807084631689E-2,1.9314342639232453E-2,0,0,2.5555143446668611E-5,7.7700071554754856E-3,6.6131712022786296E-2]
[2004,1,25,18,null,null,5.5579051874167396E-2,1.5507621014637941E-2,0,0,6.0365631720430322E-5,6.9452590409769541E-3,7.8092297561502724E-2,null,4.4982614185206132E-2,1.8898414921373966E-2,0,0,2.5555143446668611E-5,6.3981670480796624E-3,7.0304751298106427E-2]
[2004,1,25,19,null,null,5.5796784873682913E-2,1.539924142454362E-2,1.21485E-3,1.6100000000000204E-6,6.0365631720430322E-5,6.520597836858961E-3,7.8993449766805932E-2,null,4.5158835246601144E-2,1.8766337766491371E-2,6.8642683906043091E-4,2.1399203226550308E-6,2.5555143446668611E-5,6.0069572592503341E-3,7.0646252175172605E-2]
[2004,1,25,20,null,null,5.2031352890891898E-2,1.536835353763967E-2,1.21485E-3,1.6100000000000204E-6,6.0365631720430322E-5,8.3466495913702959E-3,7.7023181651622308E-2,null,4.2111302616753429E-2,1.8728696138403843E-2,6.8642683906043091E-4,2.1399203226550308E-6,2.5555143446668611E-5,7.6891672524083479E-3,6.9243287910395385E-2]
[2004,1,25,21,null,null,5.0619096016275171E-2,1.5151201506353794E-2,1.21485E-3,1.6100000000000204E-6,6.0365631720430322E-5,8.8746420894206934E-3,7.592176524377009E-2,null,4.0968299920969481E-2,1.8464063079317219E-2,6.8642683906043091E-4,2.1399203226550308E-6,2.5555143446668611E-5,8.1755687217744399E-3,6.8322053624890897E-2]
[2004,1,25,22,null,null,4.9405650924695954E-2,1.4663752986416475E-2,1.21485E-3,1.6100000000000204E-6,6.0365631720430322E-5,7.6895676576808191E-3,7.3035797200513689E-2,null,3.9986204499244407E-2,1.7870032288012112E-2,6.8642683906043091E-4,2.1399203226550308E-6,2.5555143446668611E-5,7.0838449813143238E-3,6.5654203671400596E-2]
[2004,1,25,23,null,null,4.4420996460858272E-2,1.4809114259010046E-2,1.21485E-3,1.6100000000000204E-6,6.0365631720430322E-5,5.6684326425368312E-3,6.6175368994125586E-2,null,3.5951900547802007E-2,1.8047177295642824E-2,6.8642683906043091E-4,2.1399203226550308E-6,2.5555143446668611E-5,5.2219188274706457E-3,5.9935118573745234E-2]
[2004,1,25,24,null,null,3.6101863604952988E-2,1.518905954895701E-2,1.21485E-3,1.6100000000000204E-6,6.0365631720430322E-5,9.4651963407862347E-3,6.2032945126416668E-2,null,2.9218853995300602E-2,1.8510198911276955E-2,6.8642683906043091E-4,2.1399203226550308E-6,2.5555143446668611E-5,8.7196038295936657E-3,5.7162778639000975E-2]
[2004,1,26,1,null,null,3.0534188806919393E-2,1.4819489412764814E-2,1.21485E-3,1.6100000000000204E-6,6.0365631720430322E-5,1.009523268024032E-2,5.6725736531644963E-2,null,2.4712685593657774E-2,1.8059821011938548E-2,6.8642683906043091E-4,2.1399203226550308E-6,2.5555143446668611E-5,9.3000109421872423E-3,5.2786639450613321E-2]
[2004,1,26,2,null,null,2.8242756721780955E-2,1.4779641776147255E-2,1.21485E-3,1.6100000000000204E-6,6.0365631720430322E-5,1.1074964837067935E-2,5.5374188966716573E-2,null,2.2858127051515877E-2,1.8011260554488373E-2,6.8642683906043091E-4,2.1399203226550308E-6,2.5555143446668611E-5,1.0202567630825412E-2,5.1786077139659423E-2]
[2004,1,26,3,null,null,2.8047620127307847E-2,1.488693372075358E-2,1.21485E-3,1.6100000000000204E-6,6.0365631720430322E-5,1.1608220706599847E-2,5.5819600186381713E-2,null,2.2700194272049397E-2,1.8142012246509829E-2,6.8642683906043091E-4,2.1399203226550308E-6,2.5555143446668611E-5,1.069381786533851E-2,5.2250146286727493E-2]
[2004,1,26,4,null,null,2.9035179086119346E-2,1.4761177679940911E-2,1.21485E-3,1.6100000000000204E-6,6.0365631720430322E-5,1.1030324195232172E-2,5.6103506593012858E-2,null,2.3499469936735733E-2,1.7988759221051975E-2,6.8642683906043091E-4,2.1399203226550308E-6,2.5555143446668611E-5,1.0161443421935064E-2,5.2363794482552524E-2]
[2004,1,26,5,null,null,2.9569563284696156E-2,1.5050280557899001E-2,1.21485E-3,1.6100000000000204E-6,6.0365631720430322E-5,1.1469985546112813E-2,5.7366655020428398E-2,null,2.3931970985614257E-2,1.8341075423353934E-2,6.8642683906043091E-4,2.1399203226550308E-6,2.5555143446668611E-5,1.0566471765863186E-2,5.3553640077661127E-2]
[2004,1,26,6,null,null,3.1606439195948514E-2,1.5812916217138699E-2,1.21485E-3,1.6100000000000204E-6,6.0365631720430322E-5,1.1113455264795284E-2,5.9809636309602933E-2,null,2.5580505823280152E-2,1.9270463954872925E-2,6.8642683906043091E-4,2.1399203226550308E-6,2.5555143446668611E-5,1.023802609031535E-2,5.5803117771298177E-2]
[2004,1,26,7,null,null,3.8708104985076076E-2,1.6900518441223377E-2,0,0,6.0365631720430322E-5,1.0186035921201257E-2,6.5855024979221133E-2,null,3.1328201789520276E-2,2.0595874092298912E-2,0,0,2.5555143446668611E-5,9.3836614296272883E-3,6.1333292454893142E-2]
[2004,1,26,8,null,null,4.5089855559348697E-2,1.8611928153772495E-2,0,0,6.0365631720430322E-5,1.1965093656072425E-2,7.5727243000914046E-2,null,3.6493238151757132E-2,2.2681489340291718E-2,0,0,2.5555143446668611E-5,1.102257921638313E-2,7.0222861851878648E-2]
[2004,1,26,9,null,null,4.7472855252750787E-2,1.9486666131858663E-2,0,0,6.0365631720430322E-5,1.3030597220322808E-2,8.0050484236652689E-2,null,3.8421906457478866E-2,2.3747491742707412E-2,0,0,2.5555143446668611E-5,1.2004150926549217E-2,7.419910427018217E-2]
[2004,1,26,10,null,null,4.4327405280883359E-2,2.042842930717588E-2,0,0,6.0365631720430322E-5,1.4435259984930504E-2,7.9251460204710175E-2,null,3.5876153017069E-2,2.489517462894868E-2,0,0,2.5555143446668611E-5,1.3298165586211681E-2,7.4095048375676029E-2]
[2004,1,26,11,null,null,4.2705365496913707E-2,2.1041382380266597E-2,0,0,6.0365631720430322E-5,1.417780225096423E-2,7.7984915759864964E-2,null,3.4563363623673918E-2,2.564215196942311E-2,0,0,2.5555143446668611E-5,1.3060988314634411E-2,7.329205905117811E-2]
[2004,1,26,12,null,null,4.1859271373864797E-2,2.0893002104355761E-2,0,0,6.0365631720430322E-5,1.3934644584416386E-2,7.6747283694357377E-2,null,3.3878581781989263E-2,2.5461327843165186E-2,0,0,2.5555143446668611E-5,1.2836984665466632E-2,7.2202449434067756E-2]
[2004,1,26,13,null,null,4.1673382684858797E-2,2.0536467121030872E-2,0,0,6.0365631720430322E-5,1.2515201672164687E-2,7.4785417109774793E-2,null,3.37281337463178E-2,2.5026835277058571E-2,0,0,2.5555143446668611E-5,1.1529354120051934E-2,7.0309878286874974E-2]
[2004,1,26,14,null,null,4.0121258175361378E-2,2.0401770325261078E-2,0,0,6.0365631720430322E-5,1.3539002264936355E-2,7.4122396397279244E-2,null,3.2471929913690425E-2,2.4862686570262454E-2,0,0,2.5555143446668611E-5,1.2472507885495173E-2,6.9832679512894721E-2]
[2004,1,26,15,null,null,3.9389327246836449E-2,1.9822830461025509E-2,0,0,6.0365631720430322E-5,1.2600700796608282E-2,7.1873224136190669E-2,null,3.1879545454837156E-2,2.4157159542066431E-2,0,0,2.5555143446668611E-5,1.1608118306877387E-2,6.7670378447227647E-2]
[2004,1,26,16,null,null,4.1804684618636109E-2,1.9505903830270888E-2,0,0,6.0365631720430322E-5,1.1644700726728005E-2,7.3015654807355432E-2,null,3.3834402277890606E-2,2.3770935829094571E-2,0,0,2.5555143446668611E-5,1.0727424281070475E-2,6.8358317531502316E-2]
[2004,1,26,17,null,null,4.6186353057865746E-2,2.0061497273367764E-2,0,0,6.0365631720430322E-5,1.1214291298601489E-2,7.7522507261555434E-2,null,3.7380682652294953E-2,2.4448011662023976E-2,0,0,2.5555143446668611E-5,1.033091906737372E-2,7.2185168525139315E-2]
[2004,1,26,18,null,null,5.3549193805116795E-2,2.0138123246369041E-2,0,0,6.0365631720430322E-5,1.0360836083945942E-2,8.410851876715221E-2,null,4.3339759201325601E-2,2.454139216378922E-2,0,0,2.5555143446668611E-5,9.5446922327511816E-3,7.7451398741312683E-2]
[2004,1,26,19,null,null,5.3220765513569232E-2,1.9654724279805299E-2,1.21485E-3,1.6100000000000204E-6,6.0365631720430322E-5,8.9055706136451449E-3,8.305788603874012E-2,null,4.3073947485795828E-2,2.3952296374431081E-2,6.8642683906043091E-4,2.1399203226550308E-6,2.5555143446668611E-5,8.2040609440761705E-3,7.5944426707132834E-2]
[2004,1,26,20,null,null,5.270176550832472E-2,1.9006376029137531E-2,1.21485E-3,1.6100000000000204E-6,6.0365631720430322E-5,8.2929615453236228E-3,8.1277928714506301E-2,null,4.2653897553118145E-2,2.3162184580810329E-2,6.8642683906043091E-4,2.1399203226550308E-6,2.5555143446668611E-5,7.639708321493759E-3,7.4169912358251988E-2]
[2004,1,26,21,null,null,4.904047201691232E-2,1.8950778753717645E-2,1.21485E-3,1.6100000000000204E-6,6.0365631720430322E-5,9.2098617286392598E-3,7.8477938130989661E-2,null,3.9690648865179319E-2,2.3094430772641356E-2,6.8642683906043091E-4,2.1399203226550308E-6,2.5555143446668611E-5,8.4843824372691588E-3,7.1983583977919596E-2]
[2004,1,26,22,null,null,4.5770509696327295E-2,1.7992793817982692E-2,1.21485E-3,1.6100000000000204E-6,6.0365631720430322E-5,8.5433454441127751E-3,7.3583474590143194E-2,null,3.704412200826105E-2,2.1926979183074149E-2,6.8642683906043091E-4,2.1399203226550308E-6,2.5555143446668611E-5,7.8703689780870827E-3,6.7555592072252035E-2]
[2004,1,26,23,null,null,4.2885881962395185E-2,1.7181507619438895E-2,1.21485E-3,1.6100000000000204E-6,6.0365631720430322E-5,7.3618038009922917E-3,6.8706019014546801E-2,null,3.4709463678407035E-2,2.0938302506903594E-2,6.8642683906043091E-4,2.1399203226550308E-6,2.5555143446668611E-5,6.7818997413969578E-3,6.3143787829537334E-2]
[2004,1,26,24,null,null,3.4531884444269016E-2,1.6660866186177601E-2,1.21485E-3,1.6100000000000204E-6,6.0365631720430322E-5,1.0236946549247504E-2,6.2706522811414561E-2,null,2.7948199594362805E-2,2.0303821059250004E-2,6.8642683906043091E-4,2.1399203226550308E-6,2.5555143446668611E-5,9.4305617253312643E-3,5.8396704281773827E-2]
[2004,1,27,1,null,null,3.051939564012451E-2,1.6459061779955191E-2,1.21485E-3,1.6100000000000204E-6,6.0365631720430322E-5,1.1227933675254339E-2,5.9483216727054471E-2,null,2.4700712821685733E-2,2.0057891435476458E-2,6.8642683906043091E-4,2.1399203226550308E-6,2.5555143446668611E-5,1.0343486806639135E-2,5.5816212966631078E-2]
[2004,1,27,2,null,null,2.9813816807053577E-2,1.5772221811906625E-2,1.21485E-3,1.6100000000000204E-6,6.0365631720430322E-5,1.176299723357411E-2,5.8625861484254742E-2,null,2.4129656293101272E-2,1.9220871579980068E-2,6.8642683906043091E-4,2.1399203226550308E-6,2.5555143446668611E-5,1.0836402334666474E-2,5.4901052110577567E-2]
[2004,1,27,3,null,null,2.9848558437111084E-2,1.5539266110384822E-2,1.21485E-3,1.6100000000000204E-6,6.0365631720430322E-5,1.1698216262539089E-2,5.8362866441755423E-2,null,2.4157774249207831E-2,1.8936979324584921E-2,6.8642683906043091E-4,2.1399203226550308E-6,2.5555143446668611E-5,1.0776724290726939E-2,5.4585599767349439E-2]
[2004,1,27,4,null,null,3.0185831027392057E-2,1.562687537781032E-2,1.21485E-3,1.6100000000000204E-6,6.0365631720430322E-5,1.1820356194435706E-2,5.8909888231358523E-2,null,2.4430744051539159E-2,1.9043744655334351E-2,6.8642683906043091E-4,2.1399203226550308E-6,2.5555143446668611E-5,1.0889243015068962E-2,5.5077853624772223E-2]
[2004,1,27,5,null,null,3.1563515896795027E-2,1.5319162294450909E-2,1.21485E-3,1.6100000000000204E-6,6.0365631720430322E-5,1.2110918014788528E-2,6.0270421837754898E-2,null,2.5545766076194347E-2,1.8668749063130215E-2,6.8642683906043091E-4,2.1399203226550308E-6,2.5555143446668611E-5,1.1156916697712477E-2,5.6085553739866789E-2]
[2004,1,27,6,null,null,3.3817352834809911E-2,1.5891241462489127E-2,1.21485E-3,1.6100000000000204E-6,6.0365631720430322E-5,1.1453804390253723E-2,6.24392243192732E-2,null,2.7369897183155745E-2,1.9365915280647111E-2,6.8642683906043091E-4,2.1399203226550308E-6,2.5555143446668611E-5,1.055156523212461E-2,5.8001499598757222E-2]
[2004,1,27,7,null,null,4.0797777619528679E-2,1.6944645419733669E-2,0,0,6.0365631720430322E-5,1.0762363689264644E-2,6.8565152360247419E-2,null,3.3019467378249304E-2,2.0649649584253926E-2,0,0,2.5555143446668611E-5,9.9145907027847896E-3,6.360926280873469E-2]
[2004,1,27,8,null,null,4.6430179558888118E-2,1.902226064769905E-2,0,0,6.0365631720430322E-5,1.2330655039310768E-2,7.784346087761837E-2,null,3.7578022352303689E-2,2.3181542425070256E-2,0,0,2.5555143446668611E-5,1.135934459582922E-2,7.2144464516649826E-2]
[2004,1,27,9,null,null,4.742458275510008E-2,2.0197959666688314E-2,0,0,6.0365631720430322E-5,1.4158011956560041E-2,8.184092001006886E-2,null,3.8382837364639821E-2,2.461431202026082E-2,0,0,2.5555143446668611E-5,1.3042756941437011E-2,7.6065461469784323E-2]
[2004,1,27,10,null,null,4.3298120503704844E-2,2.1393423398906035E-2,0,0,6.0365631720430322E-5,1.6485884006338009E-2,8.1237793540669317E-2,null,3.5043106780091961E-2,2.6071167950230956E-2,0,0,2.5555143446668611E-5,1.5187257838114865E-2,7.6327087711884456E-2]
[2004,1,27,11,null,null,4.2393427024015301E-2,2.1845660615984534E-2,0,0,6.0365631720430322E-5,1.6349237414005943E-2,8.0648690685726207E-2,null,3.4310897856397432E-2,2.6622288367938458E-2,0,0,2.5555143446668611E-5,1.506137517209289E-2,7.6020116539875449E-2]
[2004,1,27,12,null,null,4.2924668606707059E-2,2.1627693973404621E-2,0,0,6.0365631720430322E-5,1.4743802699879717E-2,7.9356530911711826E-2,null,3.4740855445588845E-2,2.6356662580036768E-2,0,0,2.5555143446668611E-5,1.3582403772298891E-2,7.4705476941371168E-2]
[2004,1,27,13,null,null,4.0824561879164924E-2,2.1764952416039023E-2,0,0,6.0365631720430322E-5,1.443089927684375E-2,7.7080779203768129E-2,null,3.3041145078332806E-2,2.6523933046468599E-2,0,0,2.5555143446668611E-5,1.3294148379852299E-2,7.2884781648100375E-2]
[2004,1,27,14,null,null,3.9404943603516082E-2,2.2077506917636949E-2,0,0,6.0365631720430322E-5,1.4748992327082627E-2,7.6291808479956091E-2,null,3.1892184471225722E-2,2.6904828649421841E-2,0,0,2.5555143446668611E-5,1.3587184602152117E-2,7.2409752866246346E-2]
[2004,1,27,15,null,null,3.8523203063317128E-2,2.1965216369111723E-2,0,0,6.0365631720430322E-5,1.3447994465129521E-2,7.39967795292788E-2,null,3.1178552388745742E-2,2.6767985391789009E-2,0,0,2.5555143446668611E-5,1.2388668952720045E-2,7.0360761876701469E-2]
[2004,1,27,16,null,null,3.9020489696207805E-2,2.1683657615075961E-2,0,0,6.0365631720430322E-5,1.4463064799770246E-2,7.5227577742774443E-2,null,3.1581028717370889E-2,2.6424862861680082E-2,0,0,2.5555143446668611E-5,1.3323780159985818E-2,7.1355226882483455E-2]
[2004,1,27,17,null,null,4.4354840666595917E-2,2.0982693707552187E-2,0,0,6.0365631720430322E-5,1.3297644830141375E-2,7.8695544836009906E-2,null,{"$f":"G643*X$5","v":3.5898357702627948E-2},{"$f":"H643*Y$5","v":2.5570630819461121E-2},{"$f":"I643*Z$5","v":0},{"$f":"J643*AA$5","v":0},{"$f":"K643*AB$5","v":2.5555143446668611E-5},{"$f":"L643*AC$5","v":1.225016266021225E-2},{"$f":"SUM(O643:T643)","v":7.3744706325747991E-2}]
[2004,1,27,18,null,null,5.0580068377054463E-2,2.101576392218581E-2,0,0,6.0365631720430322E-5,1.277605343436514E-2,8.4432251365325839E-2,null,4.0936713105821948E-2,2.561093194863465E-2,0,0,2.5555143446668611E-5,1.1769658065447998E-2,7.8342858263351259E-2]
[2004,1,27,19,null,null,5.2741546436619595E-2,2.02955747094224E-2,1.21485E-3,1.6100000000000204E-6,6.0365631720430322E-5,1.1098380163590479E-2,8.5412326941352909E-2,null,4.2686094038827706E-2,2.4733270923010319E-2,6.8642683906043091E-4,2.1399203226550308E-6,2.5555143446668611E-5,1.0224138485086232E-2,7.8357625349754004E-2]
[2004,1,27,20,null,null,5.3208551371928224E-2,1.9600671522961237E-2,1.21485E-3,1.6100000000000204E-6,6.0365631720430322E-5,8.8331258350970391E-3,8.291917436170694E-2,null,4.3064062034308015E-2,2.3886424799060561E-2,6.8642683906043091E-4,2.1399203226550308E-6,2.5555143446668611E-5,8.1373227861216302E-3,7.5801931522319954E-2]
[2004,1,27,21,null,null,5.1134293515549309E-2,1.8914549079491659E-2,1.21485E-3,1.6100000000000204E-6,6.0365631720430322E-5,8.5796319668989714E-3,7.9905300193660364E-2,null,4.1385272315379883E-2,2.3050279357324812E-2,6.8642683906043091E-4,2.1399203226550308E-6,2.5555143446668611E-5,7.9037971386510374E-3,7.3053470714185484E-2]
[2004,1,27,22,null,null,4.7489239752641778E-2,1.8109843051456062E-2,1.21485E-3,1.6100000000000204E-6,6.0365631720430322E-5,8.8758937788432114E-3,7.575180221466149E-2,null,3.8435167166547504E-2,2.2069621628251299E-2,6.8642683906043091E-4,2.1399203226550308E-6,2.5555143446668611E-5,8.1767218131091664E-3,6.9395632510737715E-2]
[2004,1,27,23,null,null,4.5072719180600899E-2,1.7205955203331614E-2,1.21485E-3,1.6100000000000204E-6,6.0365631720430322E-5,7.5869531158695566E-3,7.1142453131522509E-2,null,3.6479368913478492E-2,2.0968095637893421E-2,6.8642683906043091E-4,2.1399203226550308E-6,2.5555143446668611E-5,6.9893135928956913E-3,6.5150900047097351E-2]
[2004,1,27,24,null,null,3.6862770865774434E-2,1.6688201147034138E-2,1.21485E-3,1.6100000000000204E-6,6.0365631720430322E-5,1.000639304461866E-2,6.4834190689147669E-2,null,2.9834690296750028E-2,2.0337132901965191E-2,6.8642683906043091E-4,2.1399203226550308E-6,2.5555143446668611E-5,9.2181693829531969E-3,6.0104114484498164E-2]
[2004,1,28,1,null,null,3.2082942603116157E-2,1.6459152178387528E-2,1.21485E-3,1.6100000000000204E-6,6.0365631720430322E-5,1.1698563257959461E-2,6.1517483671183586E-2,null,2.5966161357150835E-2,2.0058001599832485E-2,6.8642683906043091E-4,2.1399203226550308E-6,2.5555143446668611E-5,1.0777043952621673E-2,5.7515328812434749E-2]
[2004,1,28,2,null,null,3.1296429639546021E-2,1.6067045293429928E-2,1.21485E-3,1.6100000000000204E-6,6.0365631720430322E-5,1.1990515433589576E-2,6.0630815998285958E-2,null,2.5329601214454652E-2,1.9580159215210009E-2,6.8642683906043091E-4,2.1399203226550308E-6,2.5555143446668611E-5,1.1045998469467024E-2,5.6669880801961434E-2]
[2004,1,28,3,null,null,3.1295483986473104E-2,1.597087411364562E-2,1.21485E-3,1.6100000000000204E-6,6.0365631720430322E-5,1.1815640495873787E-2,6.0358824227712951E-2,null,2.5328835855098965E-2,1.9462959880939049E-2,6.8642683906043091E-4,2.1399203226550308E-6,2.5555143446668611E-5,1.0884898781546564E-2,5.6390816420414339E-2]
[2004,1,28,4,null,null,3.1812503728742683E-2,1.5660386581718682E-2,1.21485E-3,1.6100000000000204E-6,6.0365631720430322E-5,1.2174836281416666E-2,6.0924552223598466E-2,null,2.5747283072322127E-2,1.9084583197582529E-2,6.8642683906043091E-4,2.1399203226550308E-6,2.5555143446668611E-5,1.1215799994202596E-2,5.6761788166936999E-2]
[2004,1,28,5,null,null,3.3072865248219688E-2,1.5807424459581328E-2,1.21485E-3,1.6100000000000204E-6,6.0365631720430322E-5,1.2174500436219664E-2,6.2331615775741117E-2,null,2.676735005894277E-2,1.9263771405908205E-2,6.8642683906043091E-4,2.1399203226550308E-6,2.5555143446668611E-5,1.121549060420576E-2,5.7960733971886488E-2]
[2004,1,28,6,null,null,3.5509475154156804E-2,1.6223939251099415E-2,1.21485E-3,1.6100000000000204E-6,6.0365631720430322E-5,1.1564351627101351E-2,6.4574591664078002E-2,null,2.8739407509054907E-2,1.9771358568605072E-2,6.8642683906043091E-4,2.1399203226550308E-6,2.5555143446668611E-5,1.0653404441271696E-2,5.9878292421761431E-2]
[2004,1,28,7,null,null,4.2863581022382476E-2,1.7102646009362295E-2,0,0,6.0365631720430322E-5,1.0883422612899559E-2,7.0910015276364757E-2,null,3.4691414529550907E-2,2.0842197538437548E-2,0,0,2.5555143446668611E-5,1.002611357205533E-2,6.5585280783490463E-2]
[2004,1,28,8,null,null,4.867014921067199E-2,1.9158863605895204E-2,0,0,6.0365631720430322E-5,1.2616254828975727E-2,8.0505633277263358E-2,null,3.9390930043872216E-2,2.3348014083169281E-2,0,0,2.5555143446668611E-5,1.162244711690031E-2,7.4386946387388464E-2]
[2004,1,28,9,null,null,4.9500155324669316E-2,2.0618344721018991E-2,0,0,6.0365631720430322E-5,1.4460939084806874E-2,8.4639804762215623E-2,null,4.0062691139794354E-2,2.5126615691854703E-2,0,0,2.5555143446668611E-5,1.3321821891856147E-2,7.8536683866951867E-2]
[2004,1,28,10,null,null,4.5314559427048595E-2,2.1658513968134219E-2,0,0,6.0365631720430322E-5,1.6982614581594106E-2,8.4016053608497343E-2,null,3.667510104876287E-2,2.6394221471095863E-2,0,0,2.5555143446668611E-5,1.5644859949083812E-2,7.8739737612389213E-2]
[2004,1,28,11,null,null,4.4327806812476944E-2,2.2274333388017972E-2,0,0,6.0365631720430322E-5,1.6744302992815711E-2,8.3406808825031056E-2,null,3.5876477994558689E-2,2.7144691894806738E-2,0,0,2.5555143446668611E-5,1.5425320642414126E-2,7.8472045675226226E-2]
[2004,1,28,12,null,null,4.4817363392659293E-2,2.2086724265835342E-2,0,0,6.0365631720430322E-5,1.5105998282902818E-2,8.2070451573117889E-2,null,3.6272698045559722E-2,2.6916061402051245E-2,0,0,2.5555143446668611E-5,1.3916068482367421E-2,7.7130383073425041E-2]
[2004,1,28,13,null,null,4.265801359343574E-2,2.2149247552968689E-2,0,0,6.0365631720430322E-5,1.4849248578169898E-2,7.971687535629475E-2,null,3.4525039608901104E-2,2.6992255617874477E-2,0,0,2.5555143446668611E-5,1.3679543467139871E-2,7.5222393837362123E-2]
[2004,1,28,14,null,null,4.1292122262898863E-2,2.2238377148426788E-2,0,0,6.0365631720430322E-5,1.5310055910105961E-2,7.8900920953152057E-2,null,3.3419562623083439E-2,2.7100873701534852E-2,0,0,2.5555143446668611E-5,1.4104052080758421E-2,7.4650043548823375E-2]
[2004,1,28,15,null,null,4.0509183491748479E-2,2.1752758638999049E-2,0,0,6.0365631720430322E-5,1.4205093444495298E-2,7.6527401206963261E-2,null,3.2785895234279598E-2,2.6509073058741103E-2,0,0,2.5555143446668611E-5,1.3086129726081131E-2,7.2406653162548504E-2]
[2004,1,28,16,null,null,4.0853749378674795E-2,2.1798106650320465E-2,0,0,6.0365631720430322E-5,1.5088076481214321E-2,7.7800298141930013E-2,null,3.3064767828005756E-2,2.6564336566470777E-2,0,0,2.5555143446668611E-5,1.3899558416964672E-2,7.3554217954887882E-2]
[2004,1,28,17,null,null,4.6142650947791852E-2,2.1590549183472616E-2,0,0,6.0365631720430322E-5,1.3593297098792312E-2,8.1386862861777209E-2,null,3.7345312578674697E-2,2.6311395955862779E-2,0,0,2.5555143446668611E-5,1.2522525806325563E-2,7.6204789484309712E-2]
[2004,1,28,18,null,null,5.257902294585947E-2,2.1495421533552123E-2,0,0,6.0365631720430322E-5,1.3184940734507048E-2,8.7319750845639074E-2,null,4.2554556503832552E-2,2.6195468322797996E-2,0,0,2.5555143446668611E-5,1.214633649237363E-2,8.0921916462450852E-2]
[2004,1,28,19,null,null,5.4835766630214965E-2,2.0657612605708357E-2,1.21485E-3,1.6100000000000204E-6,6.0365631720430322E-5,1.1563141718946245E-2,8.8333346586590006E-2,null,4.438104017070213E-2,2.5174469632652186E-2,6.8642683906043091E-4,2.1399203226550308E-6,2.5555143446668611E-5,1.0652289840010098E-2,8.0921921546194167E-2]
[2004,1,28,20,null,null,5.5349269902093726E-2,1.9954669787383472E-2,1.21485E-3,1.6100000000000204E-6,6.0365631720430322E-5,9.1741676932219386E-3,8.5754933014419568E-2,null,4.4796641351054392E-2,2.4317825984076807E-2,6.8642683906043091E-4,2.1399203226550308E-6,2.5555143446668611E-5,8.4515000926549868E-3,7.8280089330615935E-2]
[2004,1,28,21,null,null,5.3150667947495796E-2,1.9375292768613727E-2,1.21485E-3,1.6100000000000204E-6,6.0365631720430322E-5,8.835208085598182E-3,8.2637994433428133E-2,null,4.3017214388276603E-2,2.3611766216025728E-2,6.8642683906043091E-4,2.1399203226550308E-6,2.5555143446668611E-5,8.1392410135719892E-3,7.548234352070407E-2]
[2004,1,28,22,null,null,4.9421483296086394E-2,1.8508210867684775E-2,1.21485E-3,1.6100000000000204E-6,6.0365631720430322E-5,9.1359261145833731E-3,7.8342445910074984E-2,null,3.9999018346006415E-2,2.2555093917992295E-2,6.8642683906043091E-4,2.1399203226550308E-6,2.5555143446668611E-5,8.4162708799117008E-3,7.1684505046740163E-2]
[2004,1,28,23,null,null,4.6941991114166096E-2,1.7689554674539379E-2,1.21485E-3,1.6100000000000204E-6,6.0365631720430322E-5,7.6670914679058382E-3,7.357546288833175E-2,null,3.7992254350696239E-2,2.1557435772915724E-2,6.8642683906043091E-4,2.1399203226550308E-6,2.5555143446668611E-5,7.0631392861147339E-3,6.7326951312556449E-2]
[2004,1,28,24,null,null,3.842513469406536E-2,1.731122198477969E-2,1.21485E-3,1.6100000000000204E-6,6.0365631720430322E-5,1.0038283444904504E-2,6.7051465755469997E-2,null,3.1099181268349301E-2,2.1096379357966637E-2,6.8642683906043091E-4,2.1399203226550308E-6,2.5555143446668611E-5,9.2475477124086027E-3,6.2157230241554298E-2]
[2004,1,29,1,null,null,2.9846730255666316E-2,1.6577014966990194E-2,1.21485E-3,1.6100000000000204E-6,6.0365631720430322E-5,1.096752084306224E-2,5.8668091697439181E-2,null,2.4156294620142248E-2,2.0201635486725957E-2,6.8642683906043091E-4,2.1399203226550308E-6,2.5555143446668611E-5,1.0103587215853789E-2,5.5175639225551749E-2]
[2004,1,29,2,null,null,2.9100806147436053E-2,1.5958122325052899E-2,1.21485E-3,1.6100000000000204E-6,6.0365631720430322E-5,1.148673389959291E-2,5.7822488003802297E-2,null,2.3552584854672834E-2,1.9447419870541105E-2,6.8642683906043091E-4,2.1399203226550308E-6,2.5555143446668611E-5,1.0581900817927868E-2,5.4296027445971562E-2]
[2004,1,29,3,null,null,2.918667863298811E-2,1.5576206715294656E-2,1.21485E-3,1.6100000000000204E-6,6.0365631720430322E-5,1.1523387084492659E-2,5.756309806449586E-2,null,2.3622085300550506E-2,1.8981997117989442E-2,6.8642683906043091E-4,2.1399203226550308E-6,2.5555143446668611E-5,1.0615666757894849E-2,5.3933871079264548E-2]
[2004,1,29,4,null,null,2.9684366179945819E-2,1.522913262319584E-2,1.21485E-3,1.6100000000000204E-6,6.0365631720430322E-5,1.1912298068402927E-2,5.810262250326502E-2,null,2.4024886106873467E-2,1.8559034099048542E-2,6.8642683906043091E-4,2.1399203226550308E-6,2.5555143446668611E-5,1.0973942443108297E-2,5.4271984551860067E-2]
[2004,1,29,5,null,null,3.0973763880995705E-2,1.5085073211521768E-2,1.21485E-3,1.6100000000000204E-6,6.0365631720430322E-5,1.2108850834140067E-2,5.9444513558377973E-2,null,2.506845337478825E-2,1.8383475608640773E-2,6.8642683906043091E-4,2.1399203226550308E-6,2.5555143446668611E-5,1.115501235303226E-2,5.5321063239291035E-2]
[2004,1,29,6,null,null,3.32548560735417E-2,1.5462595233350989E-2,1.21485E-3,1.6100000000000204E-6,6.0365631720430322E-5,1.1589318721629481E-2,6.1583595660242602E-2,null,2.6914643379081473E-2,1.8843544100368172E-2,6.8642683906043091E-4,2.1399203226550308E-6,2.5555143446668611E-5,1.0676404827658107E-2,5.7148714209937508E-2]
[2004,1,29,7,null,null,4.0025614894545258E-2,1.6739201941846672E-2,0,0,6.0365631720430322E-5,1.0800391440632866E-2,6.7625573908745226E-2,null,3.2394521525902539E-2,2.0399285193459633E-2,0,0,2.5555143446668611E-5,9.9496229318609426E-3,6.2768984794669788E-2]
[2004,1,29,8,null,null,4.5615027421177741E-2,1.8756889194595561E-2,0,0,6.0365631720430322E-5,1.2344459307725701E-2,7.6776741555219435E-2,null,3.6918283244197117E-2,2.2858146604118494E-2,0,0,2.5555143446668611E-5,1.1372061474317722E-2,7.1174046466079999E-2]
[2004,1,29,9,null,null,4.6473269102341334E-2,2.0335344701336775E-2,0,0,6.0365631720430322E-5,1.385043845913346E-2,8.0719417894532006E-2,null,3.7612896648341713E-2,2.4781736758479736E-2,0,0,2.5555143446668611E-5,1.2759411625663079E-2,7.5179600175931199E-2]
[2004,1,29,10,null,null,4.2486600711751317E-2,2.129625216099848E-2,0,0,6.0365631720430322E-5,1.6281339707104783E-2,8.0124558211575006E-2,null,3.4386307491976159E-2,2.5952749891737837E-2,0,0,2.5555143446668611E-5,1.499882590382628E-2,7.5363438430986945E-2]
[2004,1,29,11,null,null,4.1581457182428602E-2,2.1768150558123069E-2,0,0,6.0365631720430322E-5,1.6133556876535268E-2,7.9543530248807379E-2,null,3.3653734322971023E-2,2.6527830473161242E-2,0,0,2.5555143446668611E-5,1.4862684223401815E-2,7.5069804162980744E-2]
[2004,1,29,12,null,null,4.2195953743906625E-2,2.1367882726439337E-2,0,0,6.0365631720430322E-5,1.4644871896615641E-2,7.8269073998682048E-2,null,3.4151073892665078E-2,2.6040042723144804E-2,0,0,2.5555143446668611E-5,1.3491265946949296E-2,7.3707937706205845E-2]
[2004,1,29,13,null,null,4.0212038926285096E-2,2.1298755581198748E-2,0,0,6.0365631720430322E-5,1.4453356818135891E-2,7.6024516957340166E-2,null,3.2545402838408365E-2,2.5955800693251659E-2,0,0,2.5555143446668611E-5,1.3314836895547468E-2,7.1841595570654157E-2]
[2004,1,29,14,null,null,3.8862147977627187E-2,2.1467549371437609E-2,0,0,6.0365631720430322E-5,1.4856288340350915E-2,7.5246351321136135E-2,null,3.1452875677760568E-2,2.6161501817948626E-2,0,0,2.5555143446668611E-5,1.3686028693125993E-2,7.1325961332281848E-2]
[2004,1,29,15,null,null,3.818792226046535E-2,2.0873164115131279E-2,0,0,6.0365631720430322E-5,1.3861320579009821E-2,7.2982772586326877E-2,null,3.0907194629125567E-2,2.5437152210344646E-2,0,0,2.5555143446668611E-5,1.2769436539117768E-2,6.9139338522034646E-2]
[2004,1,29,16,null,null,3.8589812115880709E-2,2.0860919803818052E-2,0,0,6.0365631720430322E-5,1.4685606532202168E-2,7.4196704083621362E-2,null,3.1232462076149072E-2,2.5422230638853738E-2,0,0,2.5555143446668611E-5,1.352879183354151E-2,7.0209039691990993E-2]
[2004,1,29,17,null,null,4.3823852111925028E-2,2.0265232233601695E-2,0,0,6.0365631720430322E-5,1.3467698328805686E-2,7.7617148306052847E-2,null,3.5468604900338374E-2,2.4696293961988369E-2,0,0,2.5555143446668611E-5,1.2406820703511325E-2,7.2597274709284731E-2]
[2004,1,29,18,null,null,4.995834544453813E-2,2.0365329590313012E-2,0,0,6.0365631720430322E-5,1.2891196063287619E-2,8.3275236729859189E-2,null,4.0433524910622166E-2,2.4818277945081433E-2,0,0,2.5555143446668611E-5,1.1875730678413842E-2,7.7153088677564111E-2]
[2004,1,29,19,null,null,5.2043021326101363E-2,1.9791024628896391E-2,1.21485E-3,1.6100000000000204E-6,6.0365631720430322E-5,1.113101276681927E-2,8.4241884353537466E-2,null,4.2120746403602492E-2,2.4118399256918357E-2,6.8642683906043091E-4,2.1399203226550308E-6,2.5555143446668611E-5,1.0254200552669264E-2,7.7207468116019862E-2]
[2004,1,29,20,null,null,5.2375166260782473E-2,1.939646229468359E-2,1.21485E-3,1.6100000000000204E-6,6.0365631720430322E-5,8.7344431296846603E-3,8.1782897316871161E-2,null,4.2389566164762811E-2,2.3637564530736892E-2,6.8642683906043091E-4,2.1399203226550308E-6,2.5555143446668611E-5,8.0464135154580518E-3,7.478766611378751E-2]
[2004,1,29,21,null,null,5.0244092559389143E-2,1.894018509072256E-2,1.21485E-3,1.6100000000000204E-6,6.0365631720430322E-5,8.3492245271983654E-3,7.8810327809030509E-2,null,4.0664792839606993E-2,2.3081520769319162E-2,6.8642683906043091E-4,2.1399203226550308E-6,2.5555143446668611E-5,7.6915393553736765E-3,7.2151974867129584E-2]
[2004,1,29,22,null,null,4.6696639431272724E-2,1.7997146189472176E-2,1.21485E-3,1.6100000000000204E-6,6.0365631720430322E-5,8.7431354393940827E-3,7.4713746691859428E-2,null,3.7793680252738063E-2,2.1932283215344642E-2,6.8642683906043091E-4,2.1399203226550308E-6,2.5555143446668611E-5,8.054421114487318E-3,6.8494506485399773E-2]
[2004,1,29,23,null,null,4.4236969302467379E-2,1.7233915471582359E-2,1.21485E-3,1.6100000000000204E-6,6.0365631720430322E-5,7.4198501534779131E-3,7.0167560559248082E-2,null,3.5802959132172262E-2,2.1002169513584395E-2,6.8642683906043091E-4,2.1399203226550308E-6,2.5555143446668611E-5,6.8353736662057404E-3,6.4354624214792142E-2]
[2004,1,29,24,null,null,3.6098013791563605E-2,1.6793186253888287E-2,1.21485E-3,1.6100000000000204E-6,6.0365631720430322E-5,9.7777177869152292E-3,6.3945743464087559E-2,null,2.9215738169021812E-2,2.0465073358339622E-2,6.8642683906043091E-4,2.1399203226550308E-6,2.5555143446668611E-5,9.0075073342208278E-3,5.9402440764412021E-2]
[2004,1,30,1,null,null,2.5514555866704335E-2,1.6118526303618399E-2,1.21485E-3,1.6100000000000204E-6,6.0365631720430322E-5,9.0250596468000044E-3,5.193496744884317E-2,null,2.0650071995781814E-2,1.9642896722800302E-2,6.8642683906043091E-4,2.1399203226550308E-6,2.5555143446668611E-5,8.3141375862903349E-3,4.9321228207702204E-2]
[2004,1,30,2,null,null,2.4320234149261644E-2,1.5391450665614554E-2,1.21485E-3,1.6100000000000204E-6,6.0365631720430322E-5,9.8749129097026184E-3,5.0863423356299245E-2,null,1.9683453976633711E-2,1.8756843531711264E-2,6.8642683906043091E-4,2.1399203226550308E-6,2.5555143446668611E-5,9.0970462021281728E-3,4.8251465613302902E-2]
[2004,1,30,3,null,null,2.3961545019954029E-2,1.4956543939065764E-2,1.21485E-3,1.6100000000000204E-6,6.0365631720430322E-5,9.9885539647830441E-3,5.0183468555523261E-2,null,1.9393150810746648E-2,1.8226842975039324E-2,6.8642683906043091E-4,2.1399203226550308E-6,2.5555143446668611E-5,9.201735523236965E-3,4.7535851211852685E-2]
[2004,1,30,4,null,null,2.5111816671398716E-2,1.4363768060058277E-2,1.21485E-3,1.6100000000000204E-6,6.0365631720430322E-5,9.8651327819293585E-3,5.0617543145106782E-2,null,2.0324117139971953E-2,1.7504454640536477E-2,6.8642683906043091E-4,2.1399203226550308E-6,2.5555143446668611E-5,9.0880364746470672E-3,4.7630730157985246E-2]
[2004,1,30,5,null,null,2.5694512428765155E-2,1.4461729481840747E-2,1.21485E-3,1.6100000000000204E-6,6.0365631720430322E-5,9.8052489105954765E-3,5.1238316452921817E-2,null,2.0795718895617474E-2,1.7623835659287539E-2,6.8642683906043091E-4,2.1399203226550308E-6,2.5555143446668611E-5,9.0328697760373652E-3,4.8166546233772131E-2]
[2004,1,30,6,null,null,2.7885320070623412E-2,1.5345518586960784E-2,1.21485E-3,1.6100000000000204E-6,6.0365631720430322E-5,1.0887815183727768E-2,5.5395479473032389E-2,null,2.2568837572251747E-2,1.8700868248346991E-2,6.8642683906043091E-4,2.1399203226550308E-6,2.5555143446668611E-5,1.0030160131264076E-2,5.2013987854692564E-2]
[2004,1,30,7,null,null,3.3782470261220061E-2,1.6077156967268715E-2,0,0,6.0365631720430322E-5,8.4078150100401206E-3,5.8327807870249326E-2,null,2.7341665155140374E-2,1.9592481840812907E-2,0,0,2.5555143446668611E-5,7.7455145482984407E-3,5.4705216687698392E-2]
[2004,1,30,8,null,null,3.9190411824522084E-2,1.8227698212993658E-2,0,0,6.0365631720430322E-5,1.0678398173623349E-2,6.8156873842859525E-2,null,3.1718554300873024E-2,2.2213246220396068E-2,0,0,2.5555143446668611E-5,9.8372393193185241E-3,6.3794594984034281E-2]
[2004,1,30,9,null,null,4.0536577549574473E-2,1.9718377727382427E-2,0,0,6.0365631720430322E-5,1.2300754742945104E-2,7.2616075651622439E-2,null,{"$f":"G707*X$5","v":3.280806647133027E-2},{"$f":"H707*Y$5","v":2.4029867864110446E-2},{"$f":"I707*Z$5","v":0},{"$f":"J707*AA$5","v":0},{"$f":"K707*AB$5","v":2.5555143446668611E-5},{"$f":"L707*AC$5","v":1.1331799605814319E-2},{"$f":"SUM(O707:T707)","v":6.819528908470171E-2}]
[2004,1,30,10,null,null,3.7867788049763908E-2,2.0384249199957807E-2,0,0,6.0365631720430322E-5,1.2811702277405565E-2,7.1124105158847706E-2,null,3.064809568443555E-2,2.4841334391513821E-2,0,0,2.5555143446668611E-5,1.1802498777579497E-2,6.7317483996975541E-2]
[2004,1,30,11,null,null,3.5717102779446244E-2,2.1016035499104684E-2,0,0,6.0365631720430322E-5,1.300255260025839E-2,6.9796056510529753E-2,null,2.8907449838811279E-2,2.5611262906767501E-2,0,0,2.5555143446668611E-5,1.1978315437489211E-2,6.6522583326514659E-2]
[2004,1,30,12,null,null,3.5033808825219989E-2,2.1064153051658305E-2,0,0,6.0365631720430322E-5,1.2883399142733681E-2,6.9041726651332402E-2,null,2.835442946006082E-2,2.5669901525308732E-2,0,0,2.5555143446668611E-5,1.1868547936939351E-2,6.5918434065755566E-2]
[2004,1,30,13,null,null,3.4968210055483104E-2,2.0696163817031744E-2,0,0,6.0365631720430322E-5,1.1114713751968076E-2,6.6839453256203357E-2,null,2.8301337439765491E-2,2.5221450197022648E-2,0,0,2.5555143446668611E-5,1.023918544392792E-2,6.3787528224162726E-2]
[2004,1,30,14,null,null,3.2497056198236819E-2,2.0867817312475233E-2,0,0,6.0365631720430322E-5,1.2708449301748396E-2,6.6133688444180883E-2,null,2.6301322023805161E-2,2.5430636311161832E-2,0,0,2.5555143446668611E-5,1.1707379246030254E-2,6.3464892724443916E-2]
[2004,1,30,15,null,null,3.2641258968914837E-2,2.0626097835360863E-2,0,0,6.0365631720430322E-5,1.2547940701959579E-2,6.5875663137955717E-2,null,2.6418031780073278E-2,2.5136064050931006E-2,0,0,2.5555143446668611E-5,1.1559514230766871E-2,6.3139165205217826E-2]
[2004,1,30,16,null,null,3.5263114224804236E-2,1.961774018352249E-2,0,0,6.0365631720430322E-5,1.0462420836206309E-2,6.5403640876253472E-2,null,2.8540016582767332E-2,2.3907225580117448E-2,0,0,2.5555143446668611E-5,9.6382749502084974E-3,6.2111072256539945E-2]
[2004,1,30,17,null,null,3.8527143941333511E-2,1.9518557781213614E-2,0,0,6.0365631720430322E-5,9.2964766293945969E-3,6.7402543983662161E-2,null,3.1181741917702864E-2,2.3786356609308675E-2,0,0,2.5555143446668611E-5,8.5641745084670574E-3,6.355782817892526E-2]
[2004,1,30,18,null,null,4.470852207954687E-2,1.9322780481889533E-2,0,0,6.0365631720430322E-5,1.0034577705340756E-2,7.4126245898497603E-2,null,3.6184607899541539E-2,2.3547771939789078E-2,0,0,2.5555143446668611E-5,9.2441338813872322E-3,6.9002068864164517E-2]
[2004,1,30,19,null,null,4.5875276253105148E-2,1.8918089237345552E-2,1.21485E-3,1.6100000000000204E-6,6.0365631720430322E-5,8.9044871680221543E-3,7.4974678290193289E-2,null,3.7128914271607326E-2,2.3054593582694832E-2,6.8642683906043091E-4,2.1399203226550308E-6,2.5555143446668611E-5,8.2030628436392371E-3,6.9100692600771146E-2]
[2004,1,30,20,null,null,4.3339859429817058E-2,1.8477627046617713E-2,1.21485E-3,1.6100000000000204E-6,6.0365631720430322E-5,7.386254484978462E-3,7.0480566593133676E-2,null,3.5076887961067504E-2,2.2517822840767695E-2,6.8642683906043091E-4,2.1399203226550308E-6,2.5555143446668611E-5,6.8044243959361666E-3,6.5113257100601118E-2]
[2004,1,30,21,null,null,4.1908257020576913E-2,1.7921991202220561E-2,1.21485E-3,1.6100000000000204E-6,6.0365631720430322E-5,7.5248572460556926E-3,6.8631931100573612E-2,null,3.3918228058281499E-2,2.1840695335349967E-2,6.8642683906043091E-4,2.1399203226550308E-6,2.5555143446668611E-5,6.9321091393654711E-3,6.3405154435826686E-2]
[2004,1,30,22,null,null,3.9294752687238435E-2,1.6789544673249997E-2,1.21485E-3,1.6100000000000204E-6,6.0365631720430322E-5,6.43064460486064E-3,6.3791767597069504E-2,null,3.180300203096291E-2,2.0460635533749563E-2,6.8642683906043091E-4,2.1399203226550308E-6,2.5555143446668611E-5,5.9240898238610614E-3,5.890184929140329E-2]
[2004,1,30,23,null,null,3.8033236649197846E-2,1.4868301783242586E-2,1.21485E-3,1.6100000000000204E-6,6.0365631720430322E-5,7.2563183923437125E-3,6.1434682456504575E-2,null,3.0782000640796971E-2,1.8119306372698527E-2,6.8642683906043091E-4,2.1399203226550308E-6,2.5555143446668611E-5,6.6847236300832434E-3,5.6300152546408501E-2]
[2004,1,30,24,null,null,3.2501975027958936E-2,1.3259246238879618E-2,1.21485E-3,1.6100000000000204E-6,6.0365631720430322E-5,6.3403227434388346E-3,5.3378369641997825E-2,null,2.6305303052847069E-2,1.6158425378753331E-2,6.8642683906043091E-4,2.1399203226550308E-6,2.5555143446668611E-5,5.8408827967277831E-3,4.9018733131157941E-2]
[2004,1,31,1,null,null,2.8985107816529142E-2,1.259346266249756E-2,1.21485E-3,1.6100000000000204E-6,6.0365631720430322E-5,8.7723328188300167E-3,5.1627728929577156E-2,null,2.3458945017259977E-2,1.5347065966343925E-2,6.8642683906043091E-4,2.1399203226550308E-6,2.5555143446668611E-5,8.0813185577497063E-3,4.760145144418336E-2]
[2004,1,31,2,null,null,2.7389986587707672E-2,1.1826419110141852E-2,1.21485E-3,1.6100000000000204E-6,6.0365631720430322E-5,9.4915039958260831E-3,4.9984735325396046E-2,null,2.2167942015316754E-2,1.4412305740936052E-2,6.8642683906043091E-4,2.1399203226550308E-6,2.5555143446668611E-5,8.7438391778499533E-3,4.6038208836932513E-2]
[2004,1,31,3,null,null,2.6597239252915166E-2,1.1402426669452105E-2,1.21485E-3,1.6100000000000204E-6,6.0365631720430322E-5,1.00487747289773E-2,4.9325266283065002E-2,null,2.1526336116963963E-2,1.3895605915726406E-2,6.8642683906043091E-4,2.1399203226550308E-6,2.5555143446668611E-5,9.2572125769803289E-3,4.5393276512500455E-2]
[2004,1,31,4,null,null,2.6216358236063116E-2,1.1146038293274889E-2,1.21485E-3,1.6100000000000204E-6,6.0365631720430322E-5,1.0353481135099754E-2,4.8992703296158187E-2,null,2.1218072063264117E-2,1.3583157351924084E-2,6.8642683906043091E-4,2.1399203226550308E-6,2.5555143446668611E-5,9.537916647986042E-3,4.5053267966003993E-2]
[2004,1,31,5,null,null,2.6515110582751886E-2,1.1280733545914193E-2,1.21485E-3,1.6100000000000204E-6,6.0365631720430322E-5,1.0524304865883584E-2,4.9596974626270093E-2,null,2.1459865708439128E-2,1.3747304178178999E-2,6.8642683906043091E-4,2.1399203226550308E-6,2.5555143446668611E-5,9.6952842506748231E-3,4.5616576040122703E-2]
[2004,1,31,6,null,null,2.7596479096807722E-2,1.1383377440031582E-2,1.21485E-3,1.6100000000000204E-6,6.0365631720430322E-5,1.0384682814502855E-2,5.0641364983062591E-2,null,2.2335065644737643E-2,1.3872391507714908E-2,6.8642683906043091E-4,2.1399203226550308E-6,2.5555143446668611E-5,9.5666605084848127E-3,4.6488239563767117E-2]
[2004,1,31,7,null,null,3.0177746466993852E-2,1.2255131819166858E-2,0,0,6.0365631720430322E-5,1.029773876633705E-2,5.2790982684218196E-2,null,2.442420085497523E-2,1.4934757937154495E-2,0,0,2.5555143446668611E-5,9.4865652174785254E-3,4.8871079153054914E-2]
[2004,1,31,8,null,null,3.5511227475975508E-2,1.3487761608141543E-2,0,0,6.0365631720430322E-5,8.9832741124352359E-3,5.804262882827272E-2,null,2.8740825741529932E-2,1.6436906408186954E-2,0,0,2.5555143446668611E-5,8.2756435823256608E-3,5.3478930875489217E-2]
[2004,1,31,9,null,null,3.7957687760165205E-2,1.4570636106531714E-2,0,0,6.0365631720430322E-5,9.70790301807988E-3,6.2296592516497232E-2,null,3.0720855543626722E-2,1.7756555086668017E-2,0,0,2.5555143446668611E-5,8.9431920148358782E-3,5.7446157788577284E-2]
[2004,1,31,10,null,null,3.9722313199045074E-2,1.5434377972166142E-2,0,0,6.0365631720430322E-5,1.0434867376886195E-2,6.5651924179817842E-2,null,3.2149045889123193E-2,1.8809157039366833E-2,0,0,2.5555143446668611E-5,9.6128919321752694E-3,6.0596650004111963E-2]
[2004,1,31,11,null,null,4.0595368156964115E-2,1.5256743822223686E-2,0,0,6.0365631720430322E-5,1.0445608643882182E-2,6.6358086254790422E-2,null,3.2855648341130958E-2,1.8592682580347662E-2,0,0,2.5555143446668611E-5,9.6227870880136457E-3,6.109667315293893E-2]
[2004,1,31,12,null,null,4.080772477201744E-2,1.4830484067640695E-2,0,0,6.0365631720430322E-5,9.4099260525036411E-3,6.5108500523882215E-2,null,3.3027518053954534E-2,1.8073219685375664E-2,0,0,2.5555143446668611E-5,8.6686872928394363E-3,5.9794980175616304E-2]
[2004,1,31,13,null,null,4.1088429339672064E-2,1.4632307784697885E-2,0,0,6.0365631720430322E-5,8.28018243002074E-3,6.4061285186111122E-2,null,3.3254704823808413E-2,1.7831711486336388E-2,0,0,2.5555143446668611E-5,7.6279358427493215E-3,5.8739907296340793E-2]
[2004,1,31,14,null,null,3.9073405908810879E-2,1.4622049406560691E-2,0,0,6.0365631720430322E-5,7.8869673573522571E-3,6.1642788304444265E-2,null,3.1623856176555616E-2,1.7819210079042899E-2,0,0,2.5555143446668611E-5,7.2656951104868939E-3,5.6734316509532076E-2]
[2004,1,31,15,null,null,3.8175223652934652E-2,1.4704954599258874E-2,0,0,6.0365631720430322E-5,8.23948791058377E-3,6.1180031794497734E-2,null,3.0896917077710404E-2,1.792024277317876E-2,0,0,2.5555143446668611E-5,7.5904469122770558E-3,5.6433161906612885E-2]
[2004,1,31,16,null,null,3.7508493890710121E-2,1.4593305645243655E-2,0,0,6.0365631720430322E-5,8.4546341856807424E-3,6.0616799353354948E-2,null,3.0357302840896119E-2,1.7784181396870595E-2,0,0,2.5555143446668611E-5,7.7886456835138014E-3,5.5955685064727187E-2]
[2004,1,31,17,null,null,4.1913943825379635E-2,1.4349552495848747E-2,0,0,6.0365631720430322E-5,6.5713407804624709E-3,6.2895202733411287E-2,null,3.3922830643927739E-2,1.748713079502081E-2,0,0,2.5555143446668611E-5,6.0537030793516499E-3,5.7489219661746867E-2]
[2004,1,31,18,null,null,4.7265924495536821E-2,1.436907555124527E-2,0,0,6.0365631720430322E-5,6.5731864461113483E-3,6.8268552124613871E-2,null,3.8254428134245094E-2,1.7510922632664263E-2,0,0,2.5555143446668611E-5,6.0554033582133522E-3,6.1846309268569377E-2]
[2004,1,31,19,null,null,4.8360687349181572E-2,1.3620514972967079E-2,1.21485E-3,1.6100000000000204E-6,6.0365631720430322E-5,4.0100018656152418E-3,6.7268029819484335E-2,null,3.9140468709051766E-2,1.6598686746274488E-2,6.8642683906043091E-4,2.1399203226550308E-6,2.5555143446668611E-5,3.6941259711039402E-3,6.0147403329259948E-2]
[2004,1,31,20,null,null,4.6059852959938308E-2,1.3142422166294706E-2,1.21485E-3,1.6100000000000204E-6,6.0365631720430322E-5,4.172308550895322E-3,6.4651409308848773E-2,null,3.7278300461387061E-2,1.6016057326656213E-2,6.8642683906043091E-4,2.1399203226550308E-6,2.5555143446668611E-5,3.8436474330559149E-3,5.785212712392894E-2]
[2004,1,31,21,null,null,4.3034097184321919E-2,1.304888216363361E-2,1.21485E-3,1.6100000000000204E-6,6.0365631720430322E-5,6.2387311306491174E-3,6.359853611032508E-2,null,3.4829420891052537E-2,1.5902064485306323E-2,6.8642683906043091E-4,2.1399203226550308E-6,2.5555143446668611E-5,5.7472937591587824E-3,5.7192901038347399E-2]
[2004,1,31,22,null,null,3.9160736154161067E-2,1.2253434002822469E-2,1.21485E-3,1.6100000000000204E-6,6.0365631720430322E-5,6.9649132336216486E-3,5.9655909022325614E-2,null,3.1694536452681603E-2,1.4932688887510691E-2,6.8642683906043091E-4,2.1399203226550308E-6,2.5555143446668611E-5,6.4162730405263038E-3,5.375762028354835E-2]
[2004,1,31,23,null,null,3.7201620603168853E-2,1.16473098651485E-2,1.21485E-3,1.6100000000000204E-6,6.0365631720430322E-5,6.3998221658448677E-3,5.6525578265882656E-2,null,3.0108936554827274E-2,1.4194033652332435E-2,6.8642683906043091E-4,2.1399203226550308E-6,2.5555143446668611E-5,5.8956953302232232E-3,5.0912787440212687E-2]
[2004,1,31,24,null,null,3.3402363522878419E-2,1.1433804376762531E-2,1.21485E-3,1.6100000000000204E-6,6.0365631720430322E-5,8.2573059201678251E-3,5.43702994515292E-2,null,2.7034027759692714E-2,1.393384446511281E-2,6.8642683906043091E-4,2.1399203226550308E-6,2.5555143446668611E-5,7.6068613614877264E-3,4.9288855489123005E-2]
[2004,2,1,1,null,null,2.9084501205130592E-2,1.1825982008963119E-2,1.1514966817880363E-3,1.538136157251452E-6,5.9020057471264436E-5,9.6410778865348278E-3,5.1763615976045098E-2,null,2.3539388535118857E-2,1.4411773066102787E-2,6.5063030618457967E-4,2.0444029949769283E-6,2.4985509004427866E-5,8.8816308330120549E-3,4.7510452652417684E-2]
[2004,2,1,2,null,null,2.6708328891667431E-2,1.1756585198348929E-2,1.1514966817880363E-3,1.538136157251452E-6,5.9020057471264436E-5,1.0180996840299465E-2,4.9857965805732381E-2,null,2.1616245933548824E-2,1.4327202407587917E-2,6.5063030618457967E-4,2.0444029949769283E-6,2.4985509004427866E-5,9.3790192872409157E-3,4.6000127846561635E-2]
[2004,2,1,3,null,null,2.5744901443764165E-2,1.162037086274195E-2,1.1514966817880363E-3,1.538136157251452E-6,5.9020057471264436E-5,1.0392143514143764E-2,4.8969470696066435E-2,null,2.0836500980673637E-2,1.416120434572465E-2,6.5063030618457967E-4,2.0444029949769283E-6,2.4985509004427866E-5,9.5735335138423441E-3,4.5248899058424615E-2]
[2004,2,1,4,null,null,2.5849342896922631E-2,1.1412273290742035E-2,1.1514966817880363E-3,1.538136157251452E-6,5.9020057471264436E-5,1.0294057275882423E-2,4.8767728338963645E-2,null,2.0921030123110359E-2,1.3907605534142092E-2,6.5063030618457967E-4,2.0444029949769283E-6,2.4985509004427866E-5,9.4831737254152861E-3,4.498946960085172E-2]
[2004,2,1,5,null,null,2.4984804925959413E-2,1.1405828752093195E-2,1.1514966817880363E-3,1.538136157251452E-6,5.9020057471264436E-5,1.1072566103306484E-2,4.8675254656775649E-2,null,2.022132084983334E-2,1.3899751875270261E-2,6.5063030618457967E-4,2.0444029949769283E-6,2.4985509004427866E-5,1.0200357850136298E-2,4.4999090793423888E-2]
[2004,2,1,6,null,null,2.6816845401039374E-2,1.1508041765880467E-2,1.1514966817880363E-3,1.538136157251452E-6,5.9020057471264436E-5,1.0464770677229776E-2,5.0001712719566174E-2,null,2.1704073201362875E-2,1.4024314111031158E-2,6.5063030618457967E-4,2.0444029949769283E-6,2.4985509004427866E-5,9.6404396895387184E-3,4.6046487220116734E-2]
[2004,2,1,7,null,null,3.0304161349563132E-2,1.2038093517852884E-2,0,0,5.9020057471264436E-5,1.0127668216351271E-2,5.252894314123855E-2,null,2.4526514077279855E-2,1.467026347548368E-2,0,0,2.4985509004427866E-5,9.329891466024795E-3,4.8551654527792754E-2]
[2004,2,1,8,null,null,3.3171754171528851E-2,1.3100429874355297E-2,0,0,5.9020057471264436E-5,1.0278622445976399E-2,5.6609826549331818E-2,null,2.684738529046269E-2,1.5964883277727538E-2,0,0,2.4985509004427866E-5,9.4689547280366725E-3,5.2306208805231333E-2]
[2004,2,1,9,null,null,3.8833494359010207E-2,1.3625845885928129E-2,0,0,5.9020057471264436E-5,8.666607147069301E-3,6.1184967449478898E-2,null,3.1429685021788674E-2,1.6605183281426631E-2,0,0,2.4985509004427866E-5,7.983921109331377E-3,5.6043774921551111E-2]
[2004,2,1,10,null,null,4.1394109604266774E-2,1.4730583285825124E-2,0,0,5.9020057471264436E-5,8.5813243987710626E-3,6.4765037346334223E-2,null,3.3502105543011515E-2,1.7951475258945703E-2,0,0,2.4985509004427866E-5,7.9053562542680724E-3,5.9383922565229723E-2]
[2004,2,1,11,null,null,3.8861234757851769E-2,1.5509766498396698E-2,0,0,5.9020057471264436E-5,1.1305016745335898E-2,6.5735038059055631E-2,null,3.1452136568124137E-2,1.8901029522429908E-2,0,0,2.4985509004427866E-5,1.0414497888594585E-2,6.079264948815305E-2]
[2004,2,1,12,null,null,3.8869840409372025E-2,1.5770734172195898E-2,0,0,5.9020057471264436E-5,1.0696987493681061E-2,6.5396582132720246E-2,null,3.1459101507055165E-2,1.9219058662803393E-2,0,0,2.4985509004427866E-5,9.8543643213289227E-3,6.0557510000191911E-2]
[2004,2,1,13,null,null,3.8211455641249684E-2,1.5861053277502691E-2,0,0,5.9020057471264436E-5,1.0090816711500606E-2,6.4222345687724239E-2,null,3.0926241247457451E-2,1.9329126346673397E-2,0,0,2.4985509004427866E-5,9.2959428281674354E-3,5.9576295931302717E-2]
[2004,2,1,14,null,null,3.6858733373247868E-2,1.6091481711673419E-2,0,0,5.9020057471264436E-5,1.0203862287351706E-2,6.3213097429744264E-2,null,2.9831422573345725E-2,1.9609938739143552E-2,0,0,2.4985509004427866E-5,9.4000835771408473E-3,5.8866430398634546E-2]
[2004,2,1,15,null,null,3.7702775511384123E-2,1.6081633208931707E-2,0,0,5.9020057471264436E-5,8.8145532968954381E-3,6.2657982074682525E-2,null,3.0514543651801663E-2,1.9597936827890274E-2,0,0,2.4985509004427866E-5,8.1202132440268589E-3,5.8257679232723222E-2]
[2004,2,1,16,null,null,3.9881738474174033E-2,1.5931041212935097E-2,0,0,5.9020057471264436E-5,8.2198496921617979E-3,6.4091649436742185E-2,null,3.2278075899543887E-2,1.9414417381451939E-2,0,0,2.4985509004427866E-5,7.5723556357315544E-3,5.9289834425731811E-2]
[2004,2,1,17,null,null,4.3177826244934353E-2,1.5379411633619194E-2,0,0,5.9020057471264436E-5,7.5479837592022682E-3,6.6164241695227083E-2,null,3.4945747252563143E-2,1.8742172124556984E-2,0,0,2.4985509004427866E-5,6.9534139306595601E-3,6.0666318816784116E-2]
[2004,2,1,18,null,null,5.0426944244408967E-2,1.5232153420987387E-2,0,0,5.9020057471264436E-5,6.3078812314434282E-3,7.2025998954311055E-2,null,4.0812782892027888E-2,1.856271540451792E-2,0,0,2.4985509004427866E-5,5.8109967677381878E-3,6.5211480573288419E-2]
[2004,2,1,19,null,null,5.1122661802087771E-2,1.5179249167342482E-2,1.1514966817880363E-3,1.538136157251452E-6,5.9020057471264436E-5,5.8348550130021349E-3,7.334882085784894E-2,null,4.1375858249084949E-2,1.8498243456464555E-2,6.5063030618457967E-4,2.0444029949769283E-6,2.4985509004427866E-5,5.3752317738261545E-3,6.5926993697559638E-2]
[2004,2,1,20,null,null,4.6856952745062859E-2,1.4687645551012802E-2,1.1514966817880363E-3,1.538136157251452E-6,5.9020057471264436E-5,7.4371919851399767E-3,7.0193845156632198E-2,null,3.792342899259242E-2,1.7899149042854837E-2,6.5063030618457967E-4,2.0444029949769283E-6,2.4985509004427866E-5,6.8513494469849626E-3,6.3351587700616191E-2]
[2004,2,1,21,null,null,4.5161435490301813E-2,1.4316180145537044E-2,1.1514966817880363E-3,1.538136157251452E-6,5.9020057471264436E-5,7.9466869536544988E-3,6.8636357464909911E-2,null,3.6551170993518407E-2,1.7446461467178924E-2,6.5063030618457967E-4,2.0444029949769283E-6,2.4985509004427866E-5,7.3207104743388766E-3,6.1996003153220187E-2]
[2004,2,1,22,null,null,4.4587215268978062E-2,1.3917913516455445E-2,1.1514966817880363E-3,1.538136157251452E-6,5.9020057471264436E-5,6.9679476063375665E-3,6.6685131267187628E-2,null,3.6086428868524451E-2,1.696111248949779E-2,6.5063030618457967E-4,2.0444029949769283E-6,2.4985509004427866E-5,6.4190683896137935E-3,6.0144269965820014E-2]
[2004,2,1,23,null,null,4.1385212271186335E-2,1.4117900604962035E-2,1.1514966817880363E-3,1.538136157251452E-6,5.9020057471264436E-5,5.0906440805093779E-3,6.1805811832074301E-2,null,3.3494904533139296E-2,1.7204827432876119E-2,6.5063030618457967E-4,2.0444029949769283E-6,2.4985509004427866E-5,4.6896438300212525E-3,5.6067036014220653E-2]
[2004,2,1,24,null,null,3.2119360603361499E-2,1.4218420345834783E-2,1.1514966817880363E-3,1.538136157251452E-6,5.9020057471264436E-5,8.3984750086445493E-3,5.5948310833257395E-2,null,2.5995636074678256E-2,1.7327326155859423E-2,6.5063030618457967E-4,2.0444029949769283E-6,2.4985509004427866E-5,7.7369102775569779E-3,5.1737532726278637E-2]
[2004,2,2,1,null,null,2.8185724099654461E-2,1.4159371160044763E-2,1.1514966817880363E-3,1.538136157251452E-6,5.9020057471264436E-5,1.0190515455355386E-2,5.3747665590471158E-2,null,{"$f":"G771*X$5","v":2.2811967997869279E-2},{"$f":"H771*Y$5","v":1.7255365665415676E-2},{"$f":"I771*Z$5","v":6.5063030618457967E-4},{"$f":"J771*AA$5","v":2.0444029949769283E-6},{"$f":"K771*AB$5","v":2.4985509004427866E-5},{"$f":"L771*AC$5","v":9.3877881018862488E-3},{"$f":"SUM(O771:T771)","v":5.0132781983355183E-2}]
[2004,2,2,2,null,null,2.5610333594390168E-2,1.3727449424031144E-2,1.1514966817880363E-3,1.538136157251452E-6,5.9020057471264436E-5,1.1180361478742972E-2,5.1730199372580846E-2,null,2.0727589197438685E-2,1.6729002777578744E-2,6.5063030618457967E-4,2.0444029949769283E-6,2.4985509004427866E-5,1.0299661967518232E-2,4.8433914160719641E-2]
[2004,2,2,3,null,null,2.5003912203256033E-2,1.3689224563130631E-2,1.1514966817880363E-3,1.538136157251452E-6,5.9020057471264436E-5,1.1507402022461907E-2,5.1412593664265129E-2,null,2.0236785224517342E-2,1.6682419921257467E-2,6.5063030618457967E-4,2.0444029949769283E-6,2.4985509004427866E-5,1.0600940871280218E-2,4.8197806235239005E-2]
[2004,2,2,4,null,null,2.6169748716301369E-2,1.3513777620561433E-2,1.1514966817880363E-3,1.538136157251452E-6,5.9020057471264436E-5,1.1195114418596355E-2,5.2090695630875705E-2,null,2.1180348892859066E-2,1.6468610909918496E-2,6.5063030618457967E-4,2.0444029949769283E-6,2.4985509004427866E-5,1.0313252788692115E-2,4.8639872809653657E-2]
[2004,2,2,5,null,null,2.635010779362831E-2,1.3802083924677291E-2,1.1514966817880363E-3,1.538136157251452E-6,5.9020057471264436E-5,1.1579355306434586E-2,5.2943601900156741E-2,null,2.1326321566314626E-2,1.6819956364807181E-2,6.5063030618457967E-4,2.0444029949769283E-6,2.4985509004427866E-5,1.0667226250673402E-2,4.9491164399979193E-2]
[2004,2,2,6,null,null,2.8316218066496847E-2,1.4506931477797075E-2,1.1514966817880363E-3,1.538136157251452E-6,5.9020057471264436E-5,1.1012050867720155E-2,5.5047255287430631E-2,null,2.2917582605640169E-2,1.7678921224897545E-2,6.5063030618457967E-4,2.0444029949769283E-6,2.4985509004427866E-5,1.0144609521103382E-2,5.1418773569825077E-2]
[2004,2,2,7,null,null,3.5016985212546391E-2,1.600121300328668E-2,0,0,5.9020057471264436E-5,9.9859182679624004E-3,6.1063136541266737E-2,null,2.8340813357364228E-2,1.9499932471651018E-2,0,0,2.4985509004427866E-5,9.1993074455443882E-3,5.7065038783564066E-2]
[2004,2,2,8,null,null,3.9777912991408593E-2,1.8148975125794827E-2,0,0,5.9020057471264436E-5,1.2052376910719684E-2,7.0038285085394364E-2,null,3.2194045289514694E-2,2.2117310063304616E-2,0,0,2.4985509004427866E-5,1.1102986993895584E-2,6.543932785571932E-2]
[2004,2,2,9,null,null,4.1545137409055924E-2,1.9649349812567524E-2,0,0,5.9020057471264436E-5,1.2998351553436774E-2,7.4251858832531492E-2,null,3.3624339104847904E-2,2.3945746761711961E-2,0,0,2.4985509004427866E-5,1.1974445315556692E-2,6.9569516691120992E-2]
[2004,2,2,10,null,null,3.7827262014400058E-2,2.0466865456257314E-2,0,0,5.9020057471264436E-5,1.4335573976635825E-2,7.2688721504764464E-2,null,3.0615296150226953E-2,2.4942014972327918E-2,0,0,2.4985509004427866E-5,1.3206332044847341E-2,6.878862867640663E-2]
[2004,2,2,11,null,null,3.6640307603687756E-2,2.112984997373164E-2,0,0,5.9020057471264436E-5,1.3894182784773118E-2,7.1723360419663776E-2,null,2.9654640822147915E-2,2.5749963302110417E-2,0,0,2.4985509004427866E-5,1.279971012298288E-2,6.8229299756245643E-2]
[2004,2,2,12,null,null,3.5992214038703077E-2,2.0919645268689797E-2,0,0,5.9020057471264436E-5,1.3694085395288359E-2,7.0664964760152493E-2,null,2.9130109693843966E-2,2.5493796625702989E-2,0,0,2.4985509004427866E-5,1.26153748064375E-2,6.7264266634988884E-2]
[2004,2,2,13,null,null,3.672481576103323E-2,2.1019840016258218E-2,0,0,5.9020057471264436E-5,1.2425562848111088E-2,7.0229238682873799E-2,null,2.9723037056145943E-2,2.5615899294494229E-2,0,0,2.4985509004427866E-5,1.1446776326062601E-2,6.6810698185707201E-2]
[2004,2,2,14,null,null,3.4711862101581836E-2,2.0966872395666681E-2,0,0,5.9020057471264436E-5,1.3215179354447574E-2,6.8952933909167347E-2,null,2.8093863567530054E-2,2.5551350124096529E-2,0,0,2.4985509004427866E-5,1.2174193155536429E-2,6.5844392356167444E-2]
[2004,2,2,15,null,null,3.4637524086643515E-2,2.0823411351216597E-2,0,0,5.9020057471264436E-5,1.2007508174926631E-2,6.7527463670258012E-2,null,2.8033698484958378E-2,2.5376520835934779E-2,0,0,2.4985509004427866E-5,1.1061652658466719E-2,6.4496857488364298E-2]
[2004,2,2,16,null,null,3.7359378137153336E-2,2.0405585635667006E-2,0,0,5.9020057471264436E-5,1.0989938788301961E-2,6.8813922618593565E-2,null,3.0236616787698102E-2,2.4867336111222799E-2,0,0,2.4985509004427866E-5,1.0124239254557051E-2,6.5253177662482384E-2]
[2004,2,2,17,null,null,4.1580441398921295E-2,2.0578796518010391E-2,0,0,5.9020057471264436E-5,1.1041355733859712E-2,7.3259613708262672E-2,null,3.3652912203916016E-2,2.5078420140187185E-2,0,0,2.4985509004427866E-5,1.0171605984126036E-2,6.8927923837233659E-2]
[2004,2,2,18,null,null,4.868674287484627E-2,2.0695863128032899E-2,0,0,5.9020057471264436E-5,9.9779571469353016E-3,7.9419583207285746E-2,null,3.9404360038956705E-2,2.5221083761354849E-2,0,0,2.4985509004427866E-5,9.1919734379975367E-3,7.3842402747313518E-2]
[2004,2,2,19,null,null,4.8992966635167619E-2,2.0238370066607315E-2,1.1514966817880363E-3,1.538136157251452E-6,5.9020057471264436E-5,8.8485134377421556E-3,7.9291905014933634E-2,null,3.9652200633576141E-2,2.4663558291116102E-2,6.5063030618457967E-4,2.0444029949769283E-6,2.4985509004427866E-5,8.1514982764254555E-3,7.314491741930168E-2]
[2004,2,2,20,null,null,4.9084238971104838E-2,1.9962754973229732E-2,1.1514966817880363E-3,1.538136157251452E-6,5.9020057471264436E-5,8.1703682457718776E-3,7.8429417065522991E-2,null,3.972607142004695E-2,2.4327679023217679E-2,6.5063030618457967E-4,2.0444029949769283E-6,2.4985509004427866E-5,7.5267719421766525E-3,7.2258182603625265E-2]
[2004,2,2,21,null,null,4.5339464553901303E-2,1.9918192708671897E-2,1.1514966817880363E-3,1.538136157251452E-6,5.9020057471264436E-5,8.6058170575832732E-3,7.5075529195573018E-2,null,3.6695257882581933E-2,2.4273373068445177E-2,6.5063030618457967E-4,2.0444029949769283E-6,2.4985509004427866E-5,7.9279195771920358E-3,6.9574210746403131E-2]
[2004,2,2,22,null,null,4.2725406887310122E-2,1.8923732880760019E-2,1.1514966817880363E-3,1.538136157251452E-6,5.9020057471264436E-5,8.2417364653807248E-3,7.1102931108867409E-2,null,3.4579584017896875E-2,2.3061471227874206E-2,6.5063030618457967E-4,2.0444029949769283E-6,2.4985509004427866E-5,7.5925183439000945E-3,6.5911233807855157E-2]
[2004,2,2,23,null,null,4.0682543700035802E-2,1.8410183459929588E-2,1.1514966817880363E-3,1.538136157251452E-6,5.9020057471264436E-5,7.7143565768966575E-3,6.8019138612278596E-2,null,3.292620340977908E-2,2.2435632485211885E-2,6.5063030618457967E-4,2.0444029949769283E-6,2.4985509004427866E-5,7.1066812276153659E-3,6.314617734079031E-2]
[2004,2,2,24,null,null,3.165334582051587E-2,1.7678359033620788E-2,1.1514966817880363E-3,1.538136157251452E-6,5.9020057471264436E-5,9.8946212718264859E-3,6.0438381001379694E-2,null,2.5618469453901647E-2,2.1543792167156302E-2,6.5063030618457967E-4,2.0444029949769283E-6,2.4985509004427866E-5,9.1152020970154003E-3,5.6955123936257332E-2]
[2004,2,3,1,null,null,2.6574620719656137E-2,1.673742838220452E-2,1.1514966817880363E-3,1.538136157251452E-6,5.9020057471264436E-5,9.3413602506755532E-3,5.386546422795277E-2,null,2.1508029925679344E-2,2.0397123838989235E-2,6.5063030618457967E-4,2.0444029949769283E-6,2.4985509004427866E-5,8.6055225568240721E-3,5.1188336539676631E-2]
[2004,2,3,2,null,null,2.4244067427331421E-2,1.5647251350673685E-2,1.1514966817880363E-3,1.538136157251452E-6,5.9020057471264436E-5,9.7922804925885017E-3,5.0895654146010161E-2,null,1.9621808839647637E-2,1.9068575903740219E-2,6.5063030618457967E-4,2.0444029949769283E-6,2.4985509004427866E-5,9.0209229063427428E-3,4.8388967867914585E-2]
[2004,2,3,3,null,null,2.3321283186203232E-2,1.5272453180484662E-2,1.1514966817880363E-3,1.538136157251452E-6,5.9020057471264436E-5,1.0026439330651964E-2,4.983223057275641E-2,null,1.8874958253048288E-2,1.8611826843048188E-2,6.5063030618457967E-4,2.0444029949769283E-6,2.4985509004427866E-5,9.2366365828053451E-3,4.7401081897085799E-2]
[2004,2,3,4,null,null,2.4630810346880187E-2,1.4860917734186303E-2,1.1514966817880363E-3,1.538136157251452E-6,5.9020057471264436E-5,9.953677292722108E-3,5.0657460249205158E-2,null,1.9934817193556029E-2,1.8110307776283661E-2,6.5063030618457967E-4,2.0444029949769283E-6,2.4985509004427866E-5,9.1696061566272531E-3,4.7892391344650925E-2]
[2004,2,3,5,null,null,2.5050273606108855E-2,1.4764943212114388E-2,1.1514966817880363E-3,1.538136157251452E-6,5.9020057471264436E-5,1.0048923424984065E-2,5.1076195118623859E-2,null,2.0274307582803245E-2,1.7993348099600591E-2,6.5063030618457967E-4,2.0444029949769283E-6,2.4985509004427866E-5,9.2573495599042269E-3,4.8202665460492046E-2]
[2004,2,3,6,null,null,2.7099132486000509E-2,1.5943379403348192E-2,1.1514966817880363E-3,1.538136157251452E-6,5.9020057471264436E-5,9.8624194646921223E-3,5.4116986229457376E-2,null,2.1932540773300264E-2,1.9429453359026159E-2,6.5063030618457967E-4,2.0444029949769283E-6,2.4985509004427866E-5,9.0855368908538871E-3,5.1125191241364297E-2]
[2004,2,3,7,null,null,3.2933746744716136E-2,1.6779895971805119E-2,0,0,5.9020057471264436E-5,9.8038877745396796E-3,5.9576550548532198E-2,null,2.6654755227651088E-2,2.044887711102401E-2,0,0,2.4985509004427866E-5,9.0316158594003076E-3,5.6160233707079829E-2]
[2004,2,3,8,null,null,3.7614424010050412E-2,1.9059137245920385E-2,0,0,5.9020057471264436E-5,1.1452931478640285E-2,6.8185512792082348E-2,null,3.0443036827500738E-2,2.3226482216506854E-2,0,0,2.4985509004427866E-5,1.0550761081510783E-2,6.4245265634522791E-2]
[2004,2,3,9,null,null,3.9182947588957878E-2,2.0219791997657381E-2,0,0,5.9020057471264436E-5,1.351085910030202E-2,7.297261874438854E-2,null,3.1712513160960597E-2,2.4640918064409354E-2,0,0,2.4985509004427866E-5,1.2446581614418788E-2,6.8824998348793173E-2]
[2004,2,3,10,null,null,3.517868700029695E-2,2.0723598337030139E-2,0,0,5.9020057471264436E-5,1.5251798563231864E-2,7.1213103958030224E-2,null,2.847168585133749E-2,2.5254883367823572E-2,0,0,2.4985509004427866E-5,1.4050383782012581E-2,6.7801938510178072E-2]
[2004,2,3,11,null,null,3.3507831447508574E-2,2.1128663509891434E-2,0,0,5.9020057471264436E-5,1.5139916217214713E-2,6.9835431232085979E-2,null,2.711938767143237E-2,2.5748517413929358E-2,0,0,2.4985509004427866E-5,1.3947314632924647E-2,6.6840205227290797E-2]
[2004,2,3,12,null,null,3.4024381493065074E-2,2.1012004459498707E-2,0,0,5.9020057471264436E-5,1.43616353809652E-2,6.9457041391000243E-2,null,2.7537454742083828E-2,2.5606350466686179E-2,0,0,2.4985509004427866E-5,1.3230340540055813E-2,6.6399131257830243E-2]
[2004,2,3,13,null,null,3.4371156439893143E-2,2.0879458901941591E-2,0,0,5.9020057471264436E-5,1.3189323273191791E-2,6.8498958672497778E-2,null,2.7818115226857457E-2,2.5444823373630784E-2,0,0,2.4985509004427866E-5,1.2150373809690985E-2,6.5438297919183652E-2]
[2004,2,3,14,null,null,3.0627765112980071E-2,2.1078548609825748E-2,0,0,5.9020057471264436E-5,1.461675358858806E-2,6.6382087368865139E-2,null,2.4788421086266287E-2,2.5687444721071404E-2,0,0,2.4985509004427866E-5,1.3465362574474867E-2,6.3966213890816984E-2]
[2004,2,3,15,null,null,3.1439839243607604E-2,2.0825432038389043E-2,0,0,5.9020057471264436E-5,1.344041093487657E-2,6.5764702274344486E-2,null,2.5445669025481014E-2,2.5378983353207745E-2,0,0,2.4985509004427866E-5,1.2381682792364287E-2,6.3231320680057476E-2]
[2004,2,3,16,null,null,3.3038031915884766E-2,2.0827171219632248E-2,0,0,5.9020057471264436E-5,1.3473417075310884E-2,6.7397640268299169E-2,null,2.6739157884078862E-2,2.538110281232572E-2,0,0,2.4985509004427866E-5,1.241208897287752E-2,6.4557335178286532E-2]
[2004,2,3,17,null,null,3.7743859726453111E-2,2.084163707616217E-2,0,0,5.9020057471264436E-5,1.2627542663080865E-2,7.1272059523167411E-2,null,3.054779494582759E-2,2.5398731677426144E-2,0,0,2.4985509004427866E-5,1.1632845785659759E-2,6.7604357917917926E-2]
[2004,2,3,18,null,null,4.4525464776569851E-2,2.0788470749437807E-2,0,0,5.9020057471264436E-5,1.208237817417112E-2,7.7455333757650041E-2,null,3.6036451431305225E-2,2.5333940353126048E-2,0,0,2.4985509004427866E-5,1.1130624997616282E-2,7.252600229105198E-2]
[2004,2,3,19,null,null,4.8071016900890433E-2,2.0476985518656756E-2,1.1514966817880363E-3,1.538136157251452E-6,5.9020057471264436E-5,1.0093597226451921E-2,7.9853654521415657E-2,null,3.890602545072061E-2,2.4954347820678693E-2,6.5063030618457967E-4,2.0444029949769283E-6,2.4985509004427866E-5,9.2985043163759003E-3,7.3836537805959182E-2]
[2004,2,3,20,null,null,4.9219435662185243E-2,2.0085397077168686E-2,1.1514966817880363E-3,1.538136157251452E-6,5.9020057471264436E-5,7.6133597775573884E-3,7.8130247392327865E-2,null,3.9835492153019417E-2,2.4477137238947923E-2,6.5063030618457967E-4,2.0444029949769283E-6,2.4985509004427866E-5,7.0136401488476068E-3,7.2003929758998927E-2]
[2004,2,3,21,null,null,4.4410032802447957E-2,1.9442640793905872E-2,1.1514966817880363E-3,1.538136157251452E-6,5.9020057471264436E-5,8.9849955326091416E-3,7.4049724004379522E-2,null,3.5943027168359579E-2,2.3693840115362366E-2,6.5063030618457967E-4,2.0444029949769283E-6,2.4985509004427866E-5,8.2772294027777995E-3,6.8591756904683721E-2]
[2004,2,3,22,null,null,4.2449371634615284E-2,1.9184936710223158E-2,1.1514966817880363E-3,1.538136157251452E-6,5.9020057471264436E-5,8.7503022302693034E-3,7.1596665450524302E-2,null,3.4356176333620432E-2,2.3379788160148129E-2,6.5063030618457967E-4,2.0444029949769283E-6,2.4985509004427866E-5,8.0610233628624715E-3,6.6474648074815013E-2]
[2004,2,3,23,null,null,4.0051843116490779E-2,1.8391648698478969E-2,1.1514966817880363E-3,1.538136157251452E-6,5.9020057471264436E-5,7.6923839358507655E-3,6.7347930626237063E-2,null,3.2415749199796839E-2,2.2413045035335994E-2,6.5063030618457967E-4,2.0444029949769283E-6,2.4985509004427866E-5,7.0864394156009165E-3,6.2592893868917726E-2]
[2004,2,3,24,null,null,3.3117619973058232E-2,1.7472866815551161E-2,1.1514966817880363E-3,1.538136157251452E-6,5.9020057471264436E-5,9.0222140768565252E-3,6.0824755740882475E-2,null,2.6803572060803024E-2,2.1293368378973214E-2,6.5063030618457967E-4,2.0444029949769283E-6,2.4985509004427866E-5,8.3115161676019962E-3,5.7086116825562208E-2]
[2004,2,4,1,null,null,2.6844103003274163E-2,1.6582147044365086E-2,1.1514966817880363E-3,1.538136157251452E-6,5.9020057471264436E-5,9.3413602506755532E-3,5.3979665173731359E-2,null,2.1726133998796363E-2,2.0207889710216961E-2,6.5063030618457967E-4,2.0444029949769283E-6,2.4985509004427866E-5,8.6055225568240721E-3,5.1217206484021373E-2]
[2004,2,4,2,null,null,2.4505798391336386E-2,1.6370768376122363E-2,1.1514966817880363E-3,1.538136157251452E-6,5.9020057471264436E-5,9.7922804925885017E-3,5.1880902135463813E-2,null,1.9833639422882712E-2,1.9950292379574967E-2,6.5063030618457967E-4,2.0444029949769283E-6,2.4985509004427866E-5,9.0209229063427428E-3,4.9482514926984404E-2]
[2004,2,4,3,null,null,2.3571902198188215E-2,1.6403825767290197E-2,1.1514966817880363E-3,1.538136157251452E-6,5.9020057471264436E-5,1.0026439330651964E-2,5.1214222171546926E-2,null,1.9077795436185589E-2,1.999057788138844E-2,6.5063030618457967E-4,2.0444029949769283E-6,2.4985509004427866E-5,9.2366365828053451E-3,4.8982670118563353E-2]
[2004,2,4,4,null,null,2.4910620135434977E-2,1.5961277932999691E-2,1.1514966817880363E-3,1.538136157251452E-6,5.9020057471264436E-5,9.953677292722108E-3,5.2037630236573332E-2,null,2.0161279778637558E-2,1.9451265462863188E-2,6.5063030618457967E-4,2.0444029949769283E-6,2.4985509004427866E-5,9.1696061566272531E-3,4.945981161631198E-2]
[2004,2,4,5,null,null,2.533401990727624E-2,1.603933298670461E-2,1.1514966817880363E-3,1.538136157251452E-6,5.9020057471264436E-5,1.0048923424984065E-2,5.2634331194381469E-2,null,2.0503956163725228E-2,1.9546387518672607E-2,6.5063030618457967E-4,2.0444029949769283E-6,2.4985509004427866E-5,9.2573495599042269E-3,4.9985353460486041E-2]
[2004,2,4,6,null,null,2.741325786578485E-2,1.6914709010125539E-2,1.1514966817880363E-3,1.538136157251452E-6,5.9020057471264436E-5,9.8624194646921223E-3,5.5402441216019067E-2,null,2.2186776502197036E-2,2.0613167477198522E-2,6.5063030618457967E-4,2.0444029949769283E-6,2.4985509004427866E-5,9.0855368908538871E-3,5.2563141088433428E-2]
[2004,2,4,7,null,null,3.3320700403368438E-2,1.7884013242069337E-2,0,0,5.9020057471264436E-5,9.8038877745396796E-3,6.1067621477448715E-2,null,2.6967934142147841E-2,2.1794413365463821E-2,0,0,2.4985509004427866E-5,9.0316158594003076E-3,5.7818948876016393E-2]
[2004,2,4,8,null,null,3.8026555654491215E-2,1.8991979902266868E-2,0,0,5.9020057471264436E-5,1.1452931478640285E-2,6.853048709286963E-2,null,3.0776593412765407E-2,2.3144640691995552E-2,0,0,2.4985509004427866E-5,1.0550761081510783E-2,6.4496980695276179E-2]
[2004,2,4,9,null,null,3.9584034274377677E-2,2.0479561195949257E-2,0,0,5.9020057471264436E-5,1.351085910030202E-2,7.3633474628100215E-2,null,3.2037130566559907E-2,2.4957486678542921E-2,0,0,2.4985509004427866E-5,1.2446581614418788E-2,6.9466184368526043E-2]
[2004,2,4,10,null,null,3.5557491774325961E-2,2.1064630415383916E-2,0,0,5.9020057471264436E-5,1.5251798563231864E-2,7.1932940810413001E-2,null,2.8778269508796049E-2,2.5670483266231243E-2,0,0,2.4985509004427866E-5,1.4050383782012581E-2,6.8524122066044302E-2]
[2004,2,4,11,null,null,3.3864314673454424E-2,2.1312403657432706E-2,0,0,5.9020057471264436E-5,1.5139916217214713E-2,7.0375654605573101E-2,null,2.7407905501001049E-2,2.5972432967622073E-2,0,0,2.4985509004427866E-5,1.3947314632924647E-2,6.7352638610552198E-2]
[2004,2,4,12,null,null,3.4356381423664706E-2,2.0965512661963209E-2,0,0,5.9020057471264436E-5,1.43616353809652E-2,6.9742549524064376E-2,null,2.7806157144951188E-2,2.5549693080009202E-2,0,0,2.4985509004427866E-5,1.3230340540055813E-2,6.6611176274020634E-2]
[2004,2,4,13,null,null,3.4721762253226686E-2,2.1028682803864791E-2,0,0,5.9020057471264436E-5,1.3189323273191791E-2,6.8998788387754528E-2,null,2.8101876203348735E-2,2.5626675587588625E-2,0,0,2.4985509004427866E-5,1.2150373809690985E-2,6.5903911109632771E-2]
[2004,2,4,14,null,null,3.0923176382890605E-2,2.1181785479663661E-2,0,0,5.9020057471264436E-5,1.461675358858806E-2,6.678073550861359E-2,null,2.5027510648470995E-2,2.5813254682479359E-2,0,0,2.4985509004427866E-5,1.3465362574474867E-2,6.4331113414429653E-2]
[2004,2,4,15,null,null,3.1745925363676042E-2,2.0645437855037991E-2,0,0,5.9020057471264436E-5,1.344041093487657E-2,6.5890794211061865E-2,null,2.5693398221683528E-2,2.5159632831474515E-2,0,0,2.4985509004427866E-5,1.2381682792364287E-2,6.3259699354526758E-2]
[2004,2,4,16,null,null,3.3361659019541183E-2,2.0524672978330789E-2,0,0,5.9020057471264436E-5,1.3473417075310884E-2,6.7418769130654116E-2,null,2.7001083783365718E-2,2.5012462305074173E-2,0,0,2.4985509004427866E-5,1.241208897287752E-2,6.4450620570321832E-2]
[2004,2,4,17,null,null,3.8090908221525853E-2,2.099311592207297E-2,0,0,5.9020057471264436E-5,1.2627542663080865E-2,7.1770586864150956E-2,null,{"$f":"G835*X$5","v":3.0828676825438592E-2},{"$f":"H835*Y$5","v":2.5583331886518883E-2},{"$f":"I835*Z$5","v":0},{"$f":"J835*AA$5","v":0},{"$f":"K835*AB$5","v":2.4985509004427866E-5},{"$f":"L835*AC$5","v":1.1632845785659759E-2},{"$f":"SUM(O835:T835)","v":6.8069840006621668E-2}]
[2004,2,4,18,null,null,4.4921869839464598E-2,2.1223484741205861E-2,0,0,5.9020057471264436E-5,1.208237817417112E-2,7.8286752812312843E-2,null,3.6357279790263694E-2,2.5864071628921081E-2,0,0,2.4985509004427866E-5,1.1130624997616282E-2,7.3376961925805492E-2]
[2004,2,4,19,null,null,4.8493649672958307E-2,2.0725648945711564E-2,1.1514966817880363E-3,1.538136157251452E-6,5.9020057471264436E-5,1.0093597226451921E-2,8.0524950720538349E-2,null,3.9248081068563735E-2,2.5257382349044896E-2,6.5063030618457967E-4,2.0444029949769283E-6,2.4985509004427866E-5,9.2985043163759003E-3,7.4481627952168505E-2]
[2004,2,4,20,null,null,4.9661477134728668E-2,2.065809655933994E-2,1.1514966817880363E-3,1.538136157251452E-6,5.9020057471264436E-5,7.6133597775573884E-3,7.9144988347042547E-2,null,4.019325610081579E-2,2.5175059404385951E-2,6.5063030618457967E-4,2.0444029949769283E-6,2.4985509004427866E-5,7.0136401488476068E-3,7.3059615872233322E-2]
[2004,2,4,21,null,null,4.4772995279750885E-2,1.9940652154158103E-2,1.1514966817880363E-3,1.538136157251452E-6,5.9020057471264436E-5,8.9849955326091416E-3,7.4910697841934687E-2,null,3.6236788946037782E-2,2.4300743347825983E-2,6.5063030618457967E-4,2.0444029949769283E-6,2.4985509004427866E-5,8.2772294027777995E-3,6.9492421914825547E-2]
[2004,2,4,22,null,null,4.2822472618722282E-2,1.9169401882518665E-2,1.1514966817880363E-3,1.538136157251452E-6,5.9020057471264436E-5,8.7503022302693034E-3,7.1954231606926808E-2,null,3.4658143658615526E-2,2.3360856589701932E-2,6.5063030618457967E-4,2.0444029949769283E-6,2.4985509004427866E-5,8.0610233628624715E-3,6.6757683829363909E-2]
[2004,2,4,23,null,null,4.041989236920962E-2,1.8301853796799258E-2,1.1514966817880363E-3,1.538136157251452E-6,5.9020057471264436E-5,7.6923839358507655E-3,6.7626184977276196E-2,null,3.2713627932483537E-2,2.2303616173993214E-2,6.5063030618457967E-4,2.0444029949769283E-6,2.4985509004427866E-5,7.0864394156009165E-3,6.2781343740261647E-2]
[2004,2,4,24,null,null,3.3457873920364471E-2,1.7467919896624846E-2,1.1514966817880363E-3,1.538136157251452E-6,5.9020057471264436E-5,9.0222140768565252E-3,6.1160062769262405E-2,null,2.7078954808808915E-2,2.128733979945327E-2,6.5063030618457967E-4,2.0444029949769283E-6,2.4985509004427866E-5,8.3115161676019962E-3,5.7355470994048155E-2]
[2004,2,5,1,null,null,2.8032474439597426E-2,1.6492009763982754E-2,1.1514966817880363E-3,1.538136157251452E-6,5.9020057471264436E-5,9.3413602506755532E-3,5.5077899329672289E-2,null,2.2687936189122938E-2,2.0098043607907547E-2,6.5063030618457967E-4,2.0444029949769283E-6,2.4985509004427866E-5,8.6055225568240721E-3,5.2069162572038537E-2]
[2004,2,5,2,null,null,2.5659986724819991E-2,1.5899256171671306E-2,1.1514966817880363E-3,1.538136157251452E-6,5.9020057471264436E-5,9.7922804925885017E-3,5.2563578264496355E-2,null,2.0767775698177653E-2,1.9375682433162379E-2,6.5063030618457967E-4,2.0444029949769283E-6,2.4985509004427866E-5,9.0209229063427428E-3,4.9842041255866755E-2]
[2004,2,5,3,null,null,2.4677090494400172E-2,1.5642644460393134E-2,1.1514966817880363E-3,1.538136157251452E-6,5.9020057471264436E-5,1.0026439330651964E-2,5.1558229160861828E-2,null,1.9972273788264397E-2,1.9062961701282157E-2,6.5063030618457967E-4,2.0444029949769283E-6,2.4985509004427866E-5,9.2366365828053451E-3,4.8949532290535884E-2]
[2004,2,5,4,null,null,2.6144533332579774E-2,1.5502081950947773E-2,1.1514966817880363E-3,1.538136157251452E-6,5.9020057471264436E-5,9.953677292722108E-3,5.2812347451666214E-2,null,2.1159940954270109E-2,1.8891664722630139E-2,6.5063030618457967E-4,2.0444029949769283E-6,2.4985509004427866E-5,9.1696061566272531E-3,4.9898872051711479E-2]
[2004,2,5,5,null,null,2.6585298967710679E-2,1.5691904937225731E-2,1.1514966817880363E-3,1.538136157251452E-6,5.9020057471264436E-5,1.0048923424984065E-2,5.3538182205337029E-2,null,2.1516672309746975E-2,1.9122993148370553E-2,6.5063030618457967E-4,2.0444029949769283E-6,2.4985509004427866E-5,9.2573495599042269E-3,5.0574675236205735E-2]
[2004,2,5,6,null,null,2.8798502656513496E-2,1.633402063837357E-2,1.1514966817880363E-3,1.538136157251452E-6,5.9020057471264436E-5,9.8624194646921223E-3,5.6206997634995745E-2,null,2.3307917109533938E-2,1.990550962439008E-2,6.5063030618457967E-4,2.0444029949769283E-6,2.4985509004427866E-5,9.0855368908538871E-3,5.2976623842961888E-2]
[2004,2,5,7,null,null,3.5027101244513123E-2,1.7426417803607524E-2,0,0,5.9020057471264436E-5,9.8038877745396796E-3,6.2316426880131594E-2,null,2.834900071478938E-2,2.1236763133102805E-2,0,0,2.4985509004427866E-5,9.0316158594003076E-3,5.864236521629692E-2]
[2004,2,5,8,null,null,3.9843988256005478E-2,1.8949315358486686E-2,0,0,5.9020057471264436E-5,1.1452931478640285E-2,7.0305255150603707E-2,null,3.2247522958426283E-2,2.3092647401082141E-2,0,0,2.4985509004427866E-5,1.0550761081510783E-2,6.5915916950023634E-2]
[2004,2,5,9,null,null,4.135275927154719E-2,2.0116378764326152E-2,0,0,5.9020057471264436E-5,1.351085910030202E-2,7.5039017193646626E-2,null,3.3468638868060563E-2,2.4514893177032385E-2,0,0,2.4985509004427866E-5,1.2446581614418788E-2,7.0455099168516166E-2]
[2004,2,5,10,null,null,3.722796210358803E-2,2.0506112612700921E-2,0,0,5.9020057471264436E-5,1.5251798563231864E-2,7.3044893336992087E-2,null,3.0130255910060213E-2,2.4989843652578437E-2,0,0,2.4985509004427866E-5,1.4050383782012581E-2,6.9195468853655656E-2]
[2004,2,5,11,null,null,3.5436349124238084E-2,2.1180687372118038E-2,0,0,5.9020057471264436E-5,1.5139916217214713E-2,7.1815972771042097E-2,null,2.868022334020336E-2,2.5811916469996227E-2,0,0,2.4985509004427866E-5,1.3947314632924647E-2,6.8464439952128656E-2]
[2004,2,5,12,null,null,3.5820440133013526E-2,2.1174285608766732E-2,0,0,5.9020057471264436E-5,1.43616353809652E-2,7.1415381180216717E-2,null,2.8991085384033631E-2,2.5804114939385746E-2,0,0,2.4985509004427866E-5,1.3230340540055813E-2,6.8050526372479617E-2]
[2004,2,5,13,null,null,3.626787680320652E-2,2.1241572092738761E-2,0,0,5.9020057471264436E-5,1.3189323273191791E-2,7.0757792226608329E-2,null,2.9353215906755978E-2,2.5886113841183996E-2,0,0,2.4985509004427866E-5,1.2150373809690985E-2,6.7414689066635392E-2]
[2004,2,5,14,null,null,3.2225893087257859E-2,2.1239896029306999E-2,0,0,5.9020057471264436E-5,1.461675358858806E-2,6.8141562762624175E-2,null,2.6081857581877605E-2,2.588407130080091E-2,0,0,2.4985509004427866E-5,1.3465362574474867E-2,6.5456276966157814E-2]
[2004,2,5,15,null,null,3.3095711888252465E-2,2.1098781104223939E-2,0,0,5.9020057471264436E-5,1.344041093487657E-2,6.7693923984824239E-2,null,2.6785840867248559E-2,2.5712101118959288E-2,0,0,2.4985509004427866E-5,1.2381682792364287E-2,6.4904610287576561E-2]
[2004,2,5,16,null,null,3.4788804686302799E-2,2.0959721385019957E-2,0,0,5.9020057471264436E-5,1.3473417075310884E-2,6.9280963204104901E-2,null,2.815613664499729E-2,2.5542635520729488E-2,0,0,2.4985509004427866E-5,1.241208897287752E-2,6.6135846647608729E-2]
[2004,2,5,17,null,null,3.9621331233987395E-2,2.1056567823410172E-2,0,0,5.9020057471264436E-5,1.2627542663080865E-2,7.3364461777949697E-2,null,3.2067316665239744E-2,2.5660657761189708E-2,0,0,2.4985509004427866E-5,1.1632845785659759E-2,6.9385805721093638E-2]
[2004,2,5,18,null,null,4.6669952206986928E-2,2.1046888448978038E-2,0,0,5.9020057471264436E-5,1.208237817417112E-2,7.9858238887607347E-2,null,3.7772081087706605E-2,2.5648861958724255E-2,0,0,2.4985509004427866E-5,1.1130624997616282E-2,7.4576553553051581E-2]
[2004,2,5,19,null,null,5.0357387416024441E-2,2.0869248361429171E-2,1.1514966817880363E-3,1.538136157251452E-6,5.9020057471264436E-5,1.0093597226451921E-2,8.2532287879322083E-2,null,4.0756487437721624E-2,2.54323802638209E-2,6.5063030618457967E-4,2.0444029949769283E-6,2.4985509004427866E-5,9.2985043163759003E-3,7.6165032236102409E-2]
[2004,2,5,20,null,null,5.1610800480698965E-2,2.0528275686869723E-2,1.1514966817880363E-3,1.538136157251452E-6,5.9020057471264436E-5,7.6133597775573884E-3,8.0964490820542634E-2,null,4.1770930728884652E-2,2.5016852758048571E-2,6.5063030618457967E-4,2.0444029949769283E-6,2.4985509004427866E-5,7.0136401488476068E-3,7.4479083853964803E-2]
[2004,2,5,21,null,null,4.6373606487814314E-2,1.9985956220528855E-2,1.1514966817880363E-3,1.538136157251452E-6,5.9020057471264436E-5,8.9849955326091416E-3,7.6556613116368868E-2,null,3.7532235233891757E-2,2.4355953301892556E-2,6.5063030618457967E-4,2.0444029949769283E-6,2.4985509004427866E-5,8.2772294027777995E-3,7.0843078156746092E-2]
[2004,2,5,22,null,null,4.4467787825678368E-2,1.9224770393660787E-2,1.1514966817880363E-3,1.538136157251452E-6,5.9020057471264436E-5,8.7503022302693034E-3,7.3654915325025008E-2,null,3.5989770893551459E-2,2.3428331613508283E-2,6.5063030618457967E-4,2.0444029949769283E-6,2.4985509004427866E-5,8.0610233628624715E-3,6.81567860881062E-2]
[2004,2,5,23,null,null,4.204292726222348E-2,1.8445773943689837E-2,1.1514966817880363E-3,1.538136157251452E-6,5.9020057471264436E-5,7.6923839358507655E-3,6.9393140017180638E-2,null,3.4027222712165323E-2,2.2479004948900462E-2,6.5063030618457967E-4,2.0444029949769283E-6,2.4985509004427866E-5,7.0864394156009165E-3,6.4270327294850688E-2]
[2004,2,5,24,null,null,3.4958336884934306E-2,1.7640751283805125E-2,1.1514966817880363E-3,1.538136157251452E-6,5.9020057471264436E-5,9.0222140768565252E-3,6.2833357121012512E-2,null,2.8293346640955414E-2,2.1497961355350623E-2,6.5063030618457967E-4,2.0444029949769283E-6,2.4985509004427866E-5,8.3115161676019962E-3,5.8780484382092019E-2]
[2004,2,6,1,null,null,2.901629679423642E-2,1.701386832708441E-2,1.1514966817880363E-3,1.538136157251452E-6,5.9020057471264436E-5,9.3108335434677631E-3,5.6553053540205143E-2,null,2.3484187652816513E-2,2.0734008314967248E-2,6.5063030618457967E-4,2.0444029949769283E-6,2.4985509004427866E-5,8.577400499606206E-3,5.3473256685573942E-2]
[2004,2,6,2,null,null,2.7486741251457315E-2,1.6662359694097885E-2,1.1514966817880363E-3,1.538136157251452E-6,5.9020057471264436E-5,9.9974199077980889E-3,5.5358575728769843E-2,null,2.224624989505395E-2,2.0305641127740151E-2,6.5063030618457967E-4,2.0444029949769283E-6,2.4985509004427866E-5,9.2099030781279106E-3,5.2439454319105995E-2]
[2004,2,6,3,null,null,2.712985306118363E-2,1.6302353535867009E-2,1.1514966817880363E-3,1.538136157251452E-6,5.9020057471264436E-5,9.8291903467423204E-3,5.4473451819209512E-2,null,2.1957404309730116E-2,1.9866918402566835E-2,6.5063030618457967E-4,2.0444029949769283E-6,2.4985509004427866E-5,9.0549252972115472E-3,5.1556908227692481E-2]
[2004,2,6,4,null,null,2.8416617755157737E-2,1.5811344393629488E-2,1.1514966817880363E-3,1.538136157251452E-6,5.9020057471264436E-5,9.8609687325966217E-3,5.5300985756800404E-2,null,2.2998840567175254E-2,1.9268548446824837E-2,6.5063030618457967E-4,2.0444029949769283E-6,2.4985509004427866E-5,9.08420043583698E-3,5.2029249668021055E-2]
[2004,2,6,5,null,null,2.9087682325621762E-2,1.5976681846714278E-2,1.1514966817880363E-3,1.538136157251452E-6,5.9020057471264436E-5,9.8671349078725216E-3,5.614355395562512E-2,null,2.3541963158307016E-2,1.9470037494531779E-2,6.5063030618457967E-4,2.0444029949769283E-6,2.4985509004427866E-5,9.0898808891116782E-3,5.2779541760134455E-2]
[2004,2,6,6,null,null,3.0738501026853826E-2,1.6554555998485626E-2,1.1514966817880363E-3,1.538136157251452E-6,5.9020057471264436E-5,1.0641415242315615E-2,5.9146527143071621E-2,null,2.4878044617475618E-2,2.017426578862044E-2,6.5063030618457967E-4,2.0444029949769283E-6,2.4985509004427866E-5,9.8031696077298756E-3,5.5533140232009913E-2]
[2004,2,6,7,null,null,3.8807442445782658E-2,1.7720055188254501E-2,0,0,5.9020057471264436E-5,8.5172879229758296E-3,6.5103805614484256E-2,null,3.1408600042430727E-2,2.1594605327353463E-2,0,0,2.4985509004427866E-5,7.8463640601841803E-3,6.0874554938972793E-2]
[2004,2,6,8,null,null,4.2668502867779026E-2,1.9471230285472145E-2,0,0,5.9020057471264436E-5,1.1325391743534403E-2,7.352414495425684E-2,null,3.4533529048086486E-2,2.3728680796179916E-2,0,0,2.4985509004427866E-5,1.0433267907294999E-2,6.8720463260565828E-2]
[2004,2,6,9,null,null,4.2725497818833495E-2,2.0568119596305803E-2,0,0,5.9020057471264436E-5,1.3020600047994121E-2,7.6373237520604681E-2,null,3.457965761284848E-2,2.5065408673356399E-2,0,0,2.4985509004427866E-5,1.1994941251547897E-2,7.1664993046757205E-2]
[2004,2,6,10,null,null,3.9614587715057242E-2,2.1331752030476683E-2,0,0,5.9020057471264436E-5,1.3315066099456433E-2,7.4320425902461629E-2,null,3.2061858833555737E-2,2.599601192802441E-2,0,0,2.4985509004427866E-5,1.226621162118112E-2,7.034906789176569E-2]
[2004,2,6,11,null,null,3.7055874243242221E-2,2.2031139561370001E-2,0,0,5.9020057471264436E-5,1.3240445456416042E-2,7.2386479318499522E-2,null,2.9990977502695169E-2,2.6848322913518644E-2,0,0,2.4985509004427866E-5,1.2197468995947031E-2,6.9061754921165272E-2]
[2004,2,6,12,null,null,3.6349026236631526E-2,2.1709175370624275E-2,0,0,5.9020057471264436E-5,1.3060857014137112E-2,7.1178078678864179E-2,null,2.9418893775161679E-2,2.6455960160985954E-2,0,0,2.4985509004427866E-5,1.2032027095677264E-2,6.7931866540829319E-2]
[2004,2,6,13,null,null,3.7574140589016966E-2,2.2146901333009009E-2,0,0,5.9020057471264436E-5,1.1815047384824527E-2,7.1595109364321757E-2,null,3.0410433651928217E-2,2.6989396388966767E-2,0,0,2.4985509004427866E-5,1.0884352391044952E-2,6.8309167940944354E-2]
[2004,2,6,14,null,null,3.4006974626163422E-2,2.1726757745129392E-2,0,0,5.9020057471264436E-5,1.3126283401587059E-2,6.8919035830351139E-2,null,2.7523366585636269E-2,2.6477386981282058E-2,0,0,2.4985509004427866E-5,1.2092299715285453E-2,6.6118038791208214E-2]
[2004,2,6,15,null,null,3.4006690182336714E-2,2.063331367551988E-2,0,0,5.9020057471264436E-5,1.264931487370044E-2,6.7348338789028295E-2,null,2.7523136372516709E-2,2.514485765900298E-2,0,0,2.4985509004427866E-5,1.165290295555481E-2,6.4345882496078921E-2]
[2004,2,6,16,null,null,3.7803999729768514E-2,1.9949484114806813E-2,0,0,5.9020057471264436E-5,1.0640710215826635E-2,6.8453214117873223E-2,null,3.0596468942144739E-2,2.4311506446611481E-2,0,0,2.4985509004427866E-5,9.8025201175923303E-3,6.473548101535298E-2]
[2004,2,6,17,null,null,4.204422317027745E-2,1.9904464556763941E-2,0,0,5.9020057471264436E-5,9.6412205413012285E-3,7.1648928325813876E-2,null,3.4028271548553236E-2,2.4256643209583182E-2,0,0,2.4985509004427866E-5,8.8817622505762157E-3,6.7191662517717063E-2]
[2004,2,6,18,null,null,4.7715819306594076E-2,1.9888124478427652E-2,0,0,5.9020057471264436E-5,9.9648724791867593E-3,7.7627836321679758E-2,null,3.8618548140385768E-2,2.4236730317724692E-2,0,0,2.4985509004427866E-5,9.1799194757867884E-3,7.2060183442901674E-2]
[2004,2,6,19,null,null,4.9427837830833113E-2,1.9760332680920829E-2,1.1514966817880363E-3,1.538136157251452E-6,5.9020057471264436E-5,8.8030017757736601E-3,7.9203227162944145E-2,null,4.0004161355381339E-2,2.4080996410470155E-2,6.5063030618457967E-4,2.0444029949769283E-6,2.4985509004427866E-5,8.1095716594062565E-3,7.287238964344174E-2]
[2004,2,6,20,null,null,4.8132674232294267E-2,1.9480397406380794E-2,1.1514966817880363E-3,1.538136157251452E-6,5.9020057471264436E-5,7.6981443122483154E-3,7.6523270826339918E-2,null,3.8955927488569464E-2,2.3739852339152403E-2,6.5063030618457967E-4,2.0444029949769283E-6,2.4985509004427866E-5,7.0917460355892983E-3,7.0465186081495157E-2]
[2004,2,6,21,null,null,4.6408131122699529E-2,1.8876528189778329E-2,1.1514966817880363E-3,1.538136157251452E-6,5.9020057471264436E-5,7.4391661360080274E-3,7.3935880323902428E-2,null,3.7560177566093519E-2,2.300394507118227E-2,6.5063030618457967E-4,2.0444029949769283E-6,2.4985509004427866E-5,6.853168090027271E-3,6.8094950945487037E-2]
[2004,2,6,22,null,null,4.4591152160474552E-2,1.8110928429624848E-2,1.1514966817880363E-3,1.538136157251452E-6,5.9020057471264436E-5,6.5367571178754722E-3,7.0450892583391433E-2,null,3.6089615171012598E-2,2.2070944328036194E-2,6.5063030618457967E-4,2.0444029949769283E-6,2.4985509004427866E-5,6.0218436412715817E-3,6.4860063358504347E-2]
[2004,2,6,23,null,null,4.2865938745870746E-2,1.7116774697642036E-2,1.1514966817880363E-3,1.538136157251452E-6,5.9020057471264436E-5,6.4798956353676693E-3,6.7674663954297012E-2,null,3.4693322740692555E-2,2.0859415512306863E-2,6.5063030618457967E-4,2.0444029949769283E-6,2.4985509004427866E-5,5.9694612518545829E-3,6.219985972303798E-2]
[2004,2,6,24,null,null,3.7971603525866766E-2,1.5899452652169594E-2,1.1514966817880363E-3,1.538136157251452E-6,5.9020057471264436E-5,6.2501736960317907E-3,6.1333284749484712E-2,null,3.0732118195624859E-2,1.9375921874787701E-2,6.5063030618457967E-4,2.0444029949769283E-6,2.4985509004427866E-5,5.7578349707025087E-3,5.6543535259299046E-2]
[2004,2,7,1,null,null,3.4457996620961717E-2,1.5316892624241999E-2,1.1514966817880363E-3,1.538136157251452E-6,5.9020057471264436E-5,8.8278661094881739E-3,5.9814810230108442E-2,null,2.7888398872026956E-2,1.8665983121835789E-2,6.5063030618457967E-4,2.0444029949769283E-6,2.4985509004427866E-5,8.1324773796545655E-3,5.5364519591701293E-2]
[2004,2,7,2,null,null,3.2107852000061152E-2,1.4283265065909056E-2,1.1514966817880363E-3,1.538136157251452E-6,5.9020057471264436E-5,9.5929531461200531E-3,5.7196125087506822E-2,null,2.5986321646946704E-2,1.7406349393805927E-2,6.5063030618457967E-4,2.0444029949769283E-6,2.4985509004427866E-5,8.8372969749799021E-3,5.2907628233916516E-2]
[2004,2,7,3,null,null,3.1138311577781321E-2,1.3845849590852107E-2,1.1514966817880363E-3,1.538136157251452E-6,5.9020057471264436E-5,9.9076552450770537E-3,5.6103871289127041E-2,null,2.5201629190315464E-2,1.6873291542259694E-2,6.5063030618457967E-4,2.0444029949769283E-6,2.4985509004427866E-5,9.1272093580355169E-3,5.1879790308794652E-2]
[2004,2,7,4,null,null,3.0732135782118086E-2,1.3396061913168705E-2,1.1514966817880363E-3,1.538136157251452E-6,5.9020057471264436E-5,1.008504408598755E-2,5.5425296656690902E-2,null,2.4872892940027241E-2,1.6325156264040127E-2,6.5063030618457967E-4,2.0444029949769283E-6,2.4985509004427866E-5,9.2906249239509582E-3,5.1166334346202311E-2]
[2004,2,7,5,null,null,3.0992677200603412E-2,1.3488210249304073E-2,1.1514966817880363E-3,1.538136157251452E-6,5.9020057471264436E-5,1.0364713260509896E-2,5.6057655585833935E-2,null,2.5083760770833817E-2,1.6437453146260595E-2,6.5063030618457967E-4,2.0444029949769283E-6,2.4985509004427866E-5,9.5482639963362006E-3,5.1747138131614599E-2]
[2004,2,7,6,null,null,3.2237440173422283E-2,1.3570459354154907E-2,1.1514966817880363E-3,1.538136157251452E-6,5.9020057471264436E-5,1.0295968120041146E-2,5.7315922523034891E-2,null,2.6091203155513401E-2,1.6537686296717098E-2,6.5063030618457967E-4,2.0444029949769283E-6,2.4985509004427866E-5,9.4849340485448075E-3,5.2791483718959288E-2]
[2004,2,7,7,null,null,3.54214534728714E-2,1.3721408385641015E-2,0,0,5.9020057471264436E-5,1.0132752218470858E-2,5.9334634134454542E-2,null,2.8668167622880547E-2,1.6721640845665083E-2,0,0,2.4985509004427866E-5,9.3345749910944843E-3,5.4749368968644539E-2]
[2004,2,7,8,null,null,4.2153755624462858E-2,1.4709749764467981E-2,0,0,5.9020057471264436E-5,9.3773985157383864E-3,6.6299923962140489E-2,null,3.4116921065974581E-2,1.7926086417516772E-2,0,0,2.4985509004427866E-5,8.638722015423754E-3,6.0706715007919534E-2]
[2004,2,7,9,null,null,4.366600674442124E-2,1.5583442227695343E-2,0,0,5.9020057471264436E-5,1.0658665738487824E-2,6.9967134768075673E-2,null,{"$f":"G899*X$5","v":3.534085357986929E-2},{"$f":"H899*Y$5","v":1.8990814699705413E-2},{"$f":"I899*Z$5","v":0},{"$f":"J899*AA$5","v":0},{"$f":"K899*AB$5","v":2.4985509004427866E-5},{"$f":"L899*AC$5","v":9.8190612476990787E-3},{"$f":"SUM(O899:T899)","v":6.4175715036278211E-2}]
[2004,2,7,10,null,null,4.4496140690519735E-2,1.6043841356951739E-2,0,0,5.9020057471264436E-5,1.1157319173585881E-2,7.1756321278528629E-2,null,3.6012718136032171E-2,1.9551881659357947E-2,0,0,2.4985509004427866E-5,1.0278434750981301E-2,6.5868020055375842E-2]
[2004,2,7,11,null,null,4.5503603366549572E-2,1.6125912107261005E-2,0,0,5.9020057471264436E-5,1.0055125888005667E-2,7.1743661419287508E-2,null,3.6828102769876726E-2,1.9651897457447737E-2,0,0,2.4985509004427866E-5,9.2630634424660744E-3,6.5768049178794974E-2]
[2004,2,7,12,null,null,4.616808516351676E-2,1.5865205281772068E-2,0,0,5.9020057471264436E-5,9.4576352250448723E-3,7.1549945727804959E-2,null,3.736589762779801E-2,1.9334186200751849E-2,0,0,2.4985509004427866E-5,8.7126383181134366E-3,6.5437707655667726E-2]
[2004,2,7,13,null,null,4.6948230460960472E-2,1.546293110211059E-2,0,0,5.9020057471264436E-5,8.5615692985884333E-3,7.1031750919130762E-2,null,3.7997304133305959E-2,1.8843953407970678E-2,0,0,2.4985509004427866E-5,7.8871573029727672E-3,6.4753400353253832E-2]
[2004,2,7,14,null,null,4.5558863334824416E-2,1.539235872326229E-2,0,0,5.9020057471264436E-5,8.5574194002966258E-3,6.9567661515854598E-2,null,3.6872827135424051E-2,1.8757950139242054E-2,0,0,2.4985509004427866E-5,7.8833343004977158E-3,6.3539097084168245E-2]
[2004,2,7,15,null,null,4.4635987493094498E-2,1.5374535290629982E-2,0,0,5.9020057471264436E-5,8.8319218532570114E-3,6.8901464694452755E-2,null,3.6125902412358031E-2,1.8736229552642047E-2,0,0,2.4985509004427866E-5,8.1362136443473773E-3,6.3023331118351872E-2]
[2004,2,7,16,null,null,4.3227674356521445E-2,1.5181773593444026E-2,0,0,5.9020057471264436E-5,8.6520180586631985E-3,6.7120486066099938E-2,null,3.4986091560279292E-2,1.8501319856891175E-2,0,0,2.4985509004427866E-5,7.9704812326974427E-3,6.1482878158872337E-2]
[2004,2,7,17,null,null,4.9454453342869055E-2,1.534093639210321E-2,0,0,5.9020057471264436E-5,7.4041489231060961E-3,7.225855871554962E-2,null,4.0025702480479423E-2,1.8695284141049855E-2,0,0,2.4985509004427866E-5,6.8209092532606572E-3,6.5566881383794365E-2]
[2004,2,7,18,null,null,5.48781257731875E-2,1.5403672222122551E-2,0,0,5.9020057471264436E-5,7.103057809383858E-3,7.7443875862165182E-2,null,4.4415323320941245E-2,1.8771737372981639E-2,0,0,2.4985509004427866E-5,6.5435356908173691E-3,6.9755581893744673E-2]
[2004,2,7,19,null,null,5.7738138935845083E-2,1.524208929799308E-2,1.1514966817880363E-3,1.538136157251452E-6,5.9020057471264436E-5,5.1485705431175352E-3,7.9340853652372256E-2,null,4.6730059976609763E-2,1.8574823794714205E-2,6.5063030618457967E-4,2.0444029949769283E-6,2.4985509004427866E-5,4.7430073089188224E-3,7.0725551298426781E-2]
[2004,2,7,20,null,null,5.5013215393160772E-2,1.466202966645541E-2,1.1514966817880363E-3,1.538136157251452E-6,5.9020057471264436E-5,5.3441590308424495E-3,7.6231458965875187E-2,null,4.4524657396474626E-2,1.7867932158299387E-2,6.5063030618457967E-4,2.0444029949769283E-6,2.4985509004427866E-5,4.9231888989447652E-3,6.7993438671902759E-2]
[2004,2,7,21,null,null,5.0506252627252307E-2,1.4242854785132909E-2,1.1514966817880363E-3,1.538136157251452E-6,5.9020057471264436E-5,6.961921653681695E-3,7.2923083941483446E-2,null,4.0876970715799543E-2,1.7357103268144488E-2,6.5063030618457967E-4,2.0444029949769283E-6,2.4985509004427866E-5,6.4135171133419353E-3,6.5325251315469957E-2]
[2004,2,7,22,null,null,4.5517440301181072E-2,1.362233487362083E-2,1.1514966817880363E-3,1.538136157251452E-6,5.9020057471264436E-5,7.6876807493182027E-3,6.8039510799536657E-2,null,3.6839301620361684E-2,1.6600904574375769E-2,6.5063030618457967E-4,2.0444029949769283E-6,2.4985509004427866E-5,7.0821067085102126E-3,6.1199973121431647E-2]
[2004,2,7,23,null,null,4.390824518886581E-2,1.3065164974963579E-2,1.1514966817880363E-3,1.538136157251452E-6,5.9020057471264436E-5,7.4601342411510455E-3,6.5645599280396996E-2,null,3.5536907994614335E-2,1.5921907588533422E-2,6.5063030618457967E-4,2.0444029949769283E-6,2.4985509004427866E-5,6.8724844954478901E-3,5.9008960296779628E-2]
[2004,2,7,24,null,null,3.9133091445048951E-2,1.253424094673763E-2,1.1514966817880363E-3,1.538136157251452E-6,5.9020057471264436E-5,8.9096323436888107E-3,6.1789019610891949E-2,null,3.1672162352326887E-2,1.5274895221667459E-2,6.5063030618457967E-4,2.0444029949769283E-6,2.4985509004427866E-5,8.2078027234929272E-3,5.5832520515671252E-2]
[2004,2,8,1,null,null,3.1870142885695757E-2,1.2109000299851253E-2,1.1514966817880363E-3,1.538136157251452E-6,5.9020057471264436E-5,9.6410778865348278E-3,5.4832275947498392E-2,null,2.579393302175003E-2,1.4756674265744785E-2,6.5063030618457967E-4,2.0444029949769283E-6,2.4985509004427866E-5,8.8816308330120549E-3,5.0109898338690853E-2]
[2004,2,8,2,null,null,2.9175439429321319E-2,1.1767246544367022E-2,1.1514966817880363E-3,1.538136157251452E-6,5.9020057471264436E-5,1.0180996840299465E-2,5.2335737689404367E-2,null,2.3612988909999678E-2,1.4340194893055552E-2,6.5063030618457967E-4,2.0444029949769283E-6,2.4985509004427866E-5,9.3790192872409157E-3,4.8009863308480123E-2]
[2004,2,8,3,null,null,2.8320077679174896E-2,1.1545313145817769E-2,1.1514966817880363E-3,1.538136157251452E-6,5.9020057471264436E-5,1.0392143514143764E-2,5.1469589214552983E-2,null,2.2920706362921851E-2,1.4069735004544254E-2,6.5063030618457967E-4,2.0444029949769283E-6,2.4985509004427866E-5,9.5735335138423441E-3,4.7241635099492432E-2]
[2004,2,8,4,null,null,2.8570838431540381E-2,1.1247074218432395E-2,1.1514966817880363E-3,1.538136157251452E-6,5.9020057471264436E-5,1.0294057275882423E-2,5.1324024801271753E-2,null,2.3123658262892845E-2,1.3706285124635906E-2,6.5063030618457967E-4,2.0444029949769283E-6,2.4985509004427866E-5,9.4831737254152861E-3,4.6990777331128018E-2]
[2004,2,8,5,null,null,2.760933153907898E-2,1.1332646675852832E-2,1.1514966817880363E-3,1.538136157251452E-6,5.9020057471264436E-5,1.1072566103306484E-2,5.1226599193654854E-2,null,2.2345467701493392E-2,1.3810568289967748E-2,6.5063030618457967E-4,2.0444029949769283E-6,2.4985509004427866E-5,1.0200357850136298E-2,4.7034054059781422E-2]
[2004,2,8,6,null,null,2.9661676045150416E-2,1.1494846658483637E-2,1.1514966817880363E-3,1.538136157251452E-6,5.9020057471264436E-5,1.0464770677229776E-2,5.2833348256280388E-2,null,2.4006521965260857E-2,1.4008233848669704E-2,6.5063030618457967E-4,2.0444029949769283E-6,2.4985509004427866E-5,9.6404396895387184E-3,4.8332855721653259E-2]
[2004,2,8,7,null,null,3.371513944448136E-2,1.2103856450646436E-2,0,0,5.9020057471264436E-5,1.0127668216351271E-2,5.6005684168950326E-2,null,2.7287171311686748E-2,1.4750405696473338E-2,0,0,2.4985509004427866E-5,9.329891466024795E-3,5.1392453983189312E-2]
[2004,2,8,8,null,null,3.6644046435620213E-2,1.323066043804177E-2,0,0,5.9020057471264436E-5,1.0278622445976399E-2,6.0212349377109647E-2,null,2.9657666826166513E-2,1.6123589195654486E-2,0,0,2.4985509004427866E-5,9.4689547280366725E-3,5.5275196258862097E-2]
[2004,2,8,9,null,null,4.2786692721169153E-2,1.3846491330282094E-2,0,0,5.9020057471264436E-5,8.666607147069301E-3,6.5358811255991814E-2,null,3.4629185386155927E-2,1.6874073600191587E-2,0,0,2.4985509004427866E-5,7.983921109331377E-3,5.9512165604683316E-2]
[2004,2,8,10,null,null,4.5184146866897104E-2,1.4625758602904689E-2,0,0,5.9020057471264436E-5,8.5813243987710626E-3,6.8450249926044121E-2,null,3.6569552327070369E-2,1.7823730303741941E-2,0,0,2.4985509004427866E-5,7.9053562542680724E-3,6.2323624394084808E-2]
[2004,2,8,11,null,null,4.2201770263485018E-2,1.5569915165289487E-2,0,0,5.9020057471264436E-5,1.1305016745335898E-2,6.9135722231581667E-2,null,3.415578146228479E-2,1.8974329899246863E-2,0,0,2.4985509004427866E-5,1.0414497888594585E-2,6.3569594759130668E-2]
[2004,2,8,12,null,null,4.2080428965924468E-2,1.6156066942926157E-2,0,0,5.9020057471264436E-5,1.0696987493681061E-2,6.8992503460002949E-2,null,3.4057574519401779E-2,1.968864575015801E-2,0,0,2.4985509004427866E-5,9.8543643213289227E-3,6.3625570099893142E-2]
[2004,2,8,13,null,null,4.1286271753187199E-2,1.6250186855236347E-2,0,0,5.9020057471264436E-5,1.0090816711500606E-2,6.7686295377395414E-2,null,3.3414827543727599E-2,1.9803345300367699E-2,0,0,2.4985509004427866E-5,9.2959428281674354E-3,6.2539101181267168E-2]
[2004,2,8,14,null,null,3.9884907376231585E-2,1.6418163116096639E-2,0,0,5.9020057471264436E-5,1.0203862287351706E-2,6.6565952837151193E-2,null,3.2280640633806867E-2,2.0008050140115995E-2,0,0,2.4985509004427866E-5,9.4000835771408473E-3,6.1713759860068135E-2]
[2004,2,8,15,null,null,4.085937010694652E-2,1.650221801448383E-2,0,0,5.9020057471264436E-5,8.8145532968954381E-3,6.6235161475797055E-2,null,3.3069316934958126E-2,2.0110483926987343E-2,0,0,2.4985509004427866E-5,8.1202132440268589E-3,6.1324999614976755E-2]
[2004,2,8,16,null,null,4.3176779343718261E-2,1.6553067809790767E-2,0,0,5.9020057471264436E-5,8.2198496921617979E-3,6.8008716903142086E-2,null,3.4944899948553709E-2,2.0172452202422392E-2,0,0,2.4985509004427866E-5,7.5723556357315544E-3,6.2714693295712082E-2]
[2004,2,8,17,null,null,4.6832642482224365E-2,1.6291573204887722E-2,0,0,5.9020057471264436E-5,7.5479837592022682E-3,7.0731219503785622E-2,null,3.790375360884387E-2,1.9853780915672876E-2,0,0,2.4985509004427866E-5,6.9534139306595601E-3,6.4735933964180731E-2]
[2004,2,8,18,null,null,5.4491517019653497E-2,1.6043972914686087E-2,0,0,5.9020057471264436E-5,6.3078812314434282E-3,7.6902391223254291E-2,null,4.4102423553593353E-2,1.9552041982636902E-2,0,0,2.4985509004427866E-5,5.8109967677381878E-3,6.9490447812972866E-2]
[2004,2,8,19,null,null,5.49722810006096E-2,1.5925760868154389E-2,1.1514966817880363E-3,1.538136157251452E-6,5.9020057471264436E-5,5.8348550130021349E-3,7.7944951757182676E-2,null,4.4491527360517841E-2,1.9407982471384207E-2,6.5063030618457967E-4,2.0444029949769283E-6,2.4985509004427866E-5,5.3752317738261545E-3,6.9952401823912172E-2]
[2004,2,8,20,null,null,5.042849738352758E-2,1.5793180031084611E-2,1.1514966817880363E-3,1.538136157251452E-6,5.9020057471264436E-5,7.4371919851399767E-3,7.4870924275168713E-2,null,4.0814039917029081E-2,1.9246412384831102E-2,6.5063030618457967E-4,2.0444029949769283E-6,2.4985509004427866E-5,6.8513494469849626E-3,6.7589461967029127E-2]
[2004,2,8,21,null,null,4.8787289486006552E-2,1.5547780593958373E-2,1.1514966817880363E-3,1.538136157251452E-6,5.9020057471264436E-5,7.9466869536544988E-3,7.3493811909035964E-2,null,3.9485736911446231E-2,1.8947355528856503E-2,6.5063030618457967E-4,2.0444029949769283E-6,2.4985509004427866E-5,7.3207104743388766E-3,6.6431463132825594E-2]
[2004,2,8,22,null,null,4.8310429660918558E-2,1.5270720276996937E-2,1.1514966817880363E-3,1.538136157251452E-6,5.9020057471264436E-5,6.9679476063375665E-3,7.1761152419669613E-2,null,3.9099792912600725E-2,1.8609715034338212E-2,6.5063030618457967E-4,2.0444029949769283E-6,2.4985509004427866E-5,6.4190683896137935E-3,6.4806236554736718E-2]
[2004,2,8,23,null,null,4.4920550738051408E-2,1.5962212392919409E-2,1.1514966817880363E-3,1.538136157251452E-6,5.9020057471264436E-5,5.0906440805093779E-3,6.7185462086896755E-2,null,3.6356212182452122E-2,1.9452404245612235E-2,6.5063030618457967E-4,2.0444029949769283E-6,2.4985509004427866E-5,4.6896438300212525E-3,6.1175920476269588E-2]
[2004,2,8,24,null,null,3.5053445390993448E-2,1.550694163946166E-2,1.1514966817880363E-3,1.538136157251452E-6,5.9020057471264436E-5,8.3984750086445493E-3,6.0170916914516218E-2,null,2.8370322211598031E-2,1.8897586998512263E-2,6.5063030618457967E-4,2.0444029949769283E-6,2.4985509004427866E-5,7.7369102775569779E-3,5.5682479705851252E-2]
[2004,2,9,1,null,null,2.9997335598618131E-2,1.5080471040609719E-2,1.1514966817880363E-3,1.538136157251452E-6,5.9020057471264436E-5,1.0190515455355386E-2,5.6480376969999788E-2,null,2.4278186264705924E-2,1.8377867157457133E-2,6.5063030618457967E-4,2.0444029949769283E-6,2.4985509004427866E-5,9.3877881018862488E-3,5.2721501742233286E-2]
[2004,2,9,2,null,null,2.7278866118709104E-2,1.4964975588957645E-2,1.1514966817880363E-3,1.538136157251452E-6,5.9020057471264436E-5,1.1180361478742972E-2,5.4636258061826273E-2,null,2.2078007246433714E-2,1.8237118233763932E-2,6.5063030618457967E-4,2.0444029949769283E-6,2.4985509004427866E-5,1.0299661967518232E-2,5.1292447665899861E-2]
[2004,2,9,3,null,null,2.6760876185087771E-2,1.5057812147920652E-2,1.1514966817880363E-3,1.538136157251452E-6,5.9020057471264436E-5,1.1507402022461907E-2,5.4538145230886882E-2,null,2.1658774809927565E-2,1.835025382106642E-2,6.5063030618457967E-4,2.0444029949769283E-6,2.4985509004427866E-5,1.0600940871280218E-2,5.128762972045818E-2]
[2004,2,9,4,null,null,2.8019703773037211E-2,1.4816753182489662E-2,1.1514966817880363E-3,1.538136157251452E-6,5.9020057471264436E-5,1.1195114418596355E-2,5.5243626249539782E-2,null,2.2677600317110105E-2,1.8056486495637729E-2,6.5063030618457967E-4,2.0444029949769283E-6,2.4985509004427866E-5,1.0313252788692115E-2,5.1724999819623925E-2]
[2004,2,9,5,null,null,2.8254925224327331E-2,1.5082980595898396E-2,1.1514966817880363E-3,1.538136157251452E-6,5.9020057471264436E-5,1.1579355306434586E-2,5.6129316002076872E-2,null,2.2867975565241776E-2,1.8380925435517243E-2,6.5063030618457967E-4,2.0444029949769283E-6,2.4985509004427866E-5,1.0667226250673402E-2,5.2593787469616404E-2]
[2004,2,9,6,null,null,3.0363256741804713E-2,1.6337393669960138E-2,1.1514966817880363E-3,1.538136157251452E-6,5.9020057471264436E-5,1.1012050867720155E-2,5.8924756154901566E-2,null,2.4574342623102208E-2,1.9909620180767855E-2,6.5063030618457967E-4,2.0444029949769283E-6,2.4985509004427866E-5,1.0144609521103382E-2,5.5306232543157426E-2]
[2004,2,9,7,null,null,3.7534663483551944E-2,1.7759040496400542E-2,0,0,5.9020057471264436E-5,9.9859182679624004E-3,6.5338642305386149E-2,null,3.0378483063632788E-2,2.1642114905288473E-2,0,0,2.4985509004427866E-5,9.1993074455443882E-3,6.1244890923470081E-2]
[2004,2,9,8,null,null,4.2414002636085107E-2,1.9852745894562911E-2,0,0,5.9020057471264436E-5,1.2052376910719684E-2,7.4378145498838977E-2,null,3.4327550620130355E-2,2.419361608656213E-2,0,0,2.4985509004427866E-5,1.1102986993895584E-2,6.9649139209592495E-2]
[2004,2,9,9,null,null,4.403868432260101E-2,2.096297350845943E-2,0,0,5.9020057471264436E-5,1.2998351553436774E-2,7.8059029441968478E-2,null,3.5642478223497462E-2,2.5546598731983922E-2,0,0,2.4985509004427866E-5,1.1974445315556692E-2,7.3188507780042503E-2]
[2004,2,9,10,null,null,4.027388377667114E-2,2.2020825176348471E-2,0,0,5.9020057471264436E-5,1.4335573976635825E-2,7.6689302987126701E-2,null,3.2595456643762143E-2,2.6835753253245696E-2,0,0,2.4985509004427866E-5,1.3206332044847341E-2,7.2662527450859604E-2]
[2004,2,9,11,null,null,3.8929370019325484E-2,2.2961063499381987E-2,0,0,5.9020057471264436E-5,1.3894182784773118E-2,7.5843636360951858E-2,null,3.1507281484705642E-2,2.7981577873082079E-2,0,0,2.4985509004427866E-5,1.279971012298288E-2,7.2313554989775028E-2]
[2004,2,9,12,null,null,3.8242824669428716E-2,2.2964627277184988E-2,0,0,5.9020057471264436E-5,1.3694085395288359E-2,7.4960557399373323E-2,null,3.0951629605919139E-2,2.7985920882983153E-2,0,0,2.4985509004427866E-5,1.26153748064375E-2,7.1577910804344225E-2]
[2004,2,9,13,null,null,3.8933114172721855E-2,2.2835743840710635E-2,0,0,5.9020057471264436E-5,1.2425562848111088E-2,7.425344091901484E-2,null,3.1510311795623157E-2,2.7828856646200106E-2,0,0,2.4985509004427866E-5,1.1446776326062601E-2,7.0810930276890297E-2]
[2004,2,9,14,null,null,3.6849908419726199E-2,2.2497198528435174E-2,0,0,5.9020057471264436E-5,1.3215179354447574E-2,7.2621306360080212E-2,null,2.9824280143489843E-2,2.741628725370408E-2,0,0,2.4985509004427866E-5,1.2174193155536429E-2,6.9439746061734781E-2]
[2004,2,9,15,null,null,3.6718241670089469E-2,2.2105413362058797E-2,0,0,5.9020057471264436E-5,1.2007508174926631E-2,7.0890183264546158E-2,null,2.9717716350114269E-2,2.6938836932521262E-2,0,0,2.4985509004427866E-5,1.1061652658466719E-2,6.7743191450106682E-2]
[2004,2,9,16,null,null,3.954477772278564E-2,2.153691364948955E-2,0,0,5.9020057471264436E-5,1.0989938788301961E-2,7.2130650218048417E-2,null,3.2005358482385025E-2,2.6246032830546225E-2,0,0,2.4985509004427866E-5,1.0124239254557051E-2,6.8400616076492726E-2]
[2004,2,9,17,null,null,4.3895405444544955E-2,2.1595862501409869E-2,0,0,5.9020057471264436E-5,1.1041355733859712E-2,7.6591643737285803E-2,null,3.5526516214878165E-2,2.6317871048779518E-2,0,0,2.4985509004427866E-5,1.0171605984126036E-2,7.2040978756788138E-2]
[2004,2,9,18,null,null,5.1240996128387631E-2,2.153341339467878E-2,0,0,5.9020057471264436E-5,9.9779571469353016E-3,8.2811386727472985E-2,null,4.1471631515546281E-2,2.6241767233154977E-2,0,0,2.4985509004427866E-5,9.1919734379975367E-3,7.6930357695703222E-2]
[2004,2,9,19,null,null,5.1775246085877302E-2,2.1357478324555632E-2,1.1514966817880363E-3,1.538136157251452E-6,5.9020057471264436E-5,8.8485134377421556E-3,8.3193292723591633E-2,null,4.190402391710487E-2,2.6027363363517599E-2,6.5063030618457967E-4,2.0444029949769283E-6,2.4985509004427866E-5,8.1514982764254555E-3,7.6760545775231906E-2]
[2004,2,9,20,null,null,5.1684236661753709E-2,2.097020508908615E-2,1.1514966817880363E-3,1.538136157251452E-6,5.9020057471264436E-5,8.1703682457718776E-3,8.2036864872028284E-2,null,4.1830365916931747E-2,2.5555411522230221E-2,6.5063030618457967E-4,2.0444029949769283E-6,2.4985509004427866E-5,7.5267719421766525E-3,7.5590209599522604E-2]
[2004,2,9,21,null,null,4.7710095288837809E-2,2.0614259197173853E-2,1.1514966817880363E-3,1.538136157251452E-6,5.9020057471264436E-5,8.6058170575832732E-3,7.8142226419011487E-2,null,3.8613915436630723E-2,2.5121636854370622E-2,6.5063030618457967E-4,2.0444029949769283E-6,2.4985509004427866E-5,7.9279195771920358E-3,7.2341132086377366E-2]
[2004,2,9,22,null,null,4.5069813107970626E-2,1.9587678596899086E-2,1.1514966817880363E-3,1.538136157251452E-6,5.9020057471264436E-5,8.2417364653807248E-3,7.4111283045666984E-2,null,3.6477016898834237E-2,2.3870590925668022E-2,6.5063030618457967E-4,2.0444029949769283E-6,2.4985509004427866E-5,7.5925183439000945E-3,6.8617786386586332E-2]
[2004,2,9,23,null,null,4.308599561307451E-2,1.8842765414999286E-2,1.1514966817880363E-3,1.538136157251452E-6,5.9020057471264436E-5,7.7143565768966575E-3,7.0855172480387002E-2,null,3.4871424612214992E-2,2.2962799951239697E-2,6.5063030618457967E-4,2.0444029949769283E-6,2.4985509004427866E-5,7.1066812276153659E-3,6.5618566009254031E-2]
[2004,2,9,24,null,null,3.3626538542382886E-2,1.8004609701553216E-2,1.1514966817880363E-3,1.538136157251452E-6,5.9020057471264436E-5,9.8946212718264859E-3,6.2737824391179142E-2,null,2.7215462636184688E-2,2.1941378649644013E-2,6.5063030618457967E-4,2.0444029949769283E-6,2.4985509004427866E-5,9.1152020970154003E-3,5.8949703601028081E-2]
[2004,2,10,1,null,null,2.8120831216390068E-2,1.7595027328305812E-2,1.1482717688530194E-3,1.5338284112824102E-6,5.9020057471264436E-5,9.3413602506755532E-3,5.6266044450107008E-2,null,{"$f":"G963*X$5","v":2.2759447283088884E-2},{"$f":"H963*Y$5","v":2.1442239701974081E-2},{"$f":"I963*Z$5","v":6.4880813324781487E-4},{"$f":"J963*AA$5","v":2.0386773843284885E-6},{"$f":"K963*AB$5","v":2.4985509004427866E-5},{"$f":"L963*AC$5","v":8.6055225568240721E-3},{"$f":"SUM(O963:T963)","v":5.3483041861523604E-2}]
[2004,2,10,2,null,null,2.574580096254922E-2,1.6938873960120004E-2,1.1482717688530194E-3,1.5338284112824102E-6,5.9020057471264436E-5,9.7922804925885017E-3,5.3685781069993291E-2,null,2.0837229001485363E-2,2.0642616175430093E-2,6.4880813324781487E-4,2.0386773843284885E-6,2.4985509004427866E-5,9.0209229063427428E-3,5.1176600402894769E-2]
[2004,2,10,3,null,null,2.4759262050211207E-2,1.6824190190995035E-2,1.1482717688530194E-3,1.5338284112824102E-6,5.9020057471264436E-5,1.0026439330651964E-2,5.2818717226593773E-2,null,2.0038778906063353E-2,2.0502856411400205E-2,6.4880813324781487E-4,2.0386773843284885E-6,2.4985509004427866E-5,9.2366365828053451E-3,5.0454104219905475E-2]
[2004,2,10,4,null,null,2.6236275302550932E-2,1.637214454325632E-2,1.1482717688530194E-3,1.5338284112824102E-6,5.9020057471264436E-5,9.953677292722108E-3,5.3770922793264925E-2,null,2.1234191836583587E-2,1.9951969450318061E-2,6.4880813324781487E-4,2.0386773843284885E-6,2.4985509004427866E-5,9.1696061566272531E-3,5.1031599763165472E-2]
[2004,2,10,5,null,null,2.6678331276755726E-2,1.6452274798927843E-2,1.1482717688530194E-3,1.5338284112824102E-6,5.9020057471264436E-5,1.0048923424984065E-2,5.4388355155403204E-2,null,2.1591967521223537E-2,2.0049620458039156E-2,6.4880813324781487E-4,2.0386773843284885E-6,2.4985509004427866E-5,9.2573495599042269E-3,5.1574769858803486E-2]
[2004,2,10,6,null,null,2.890149675461573E-2,1.7161811912715444E-2,1.1482717688530194E-3,1.5338284112824102E-6,5.9020057471264436E-5,9.8624194646921223E-3,5.7134553786758864E-2,null,2.3391274842745637E-2,2.0914300267135283E-2,6.4880813324781487E-4,2.0386773843284885E-6,2.4985509004427866E-5,9.0855368908538871E-3,5.4066944320371381E-2]
[2004,2,10,7,null,null,3.5153973804000753E-2,1.8298510634061457E-2,0,0,5.9020057471264436E-5,9.8038877745396796E-3,6.3315392270073156E-2,null,2.8451684355507875E-2,2.2299542017389245E-2,0,0,2.4985509004427866E-5,9.0316158594003076E-3,5.9807827741301854E-2]
[2004,2,10,8,null,null,3.9979114832199722E-2,2.0281094200115427E-2,0,0,5.9020057471264436E-5,1.1452931478640285E-2,7.1772160568426696E-2,null,3.2356886944283313E-2,2.4715624201253467E-2,0,0,2.4985509004427866E-5,1.0550761081510783E-2,6.7648257736051987E-2]
[2004,2,10,9,null,null,4.1484264631538266E-2,2.1441729813893636E-2,0,0,5.9020057471264436E-5,1.351085910030202E-2,7.6495873603205186E-2,null,3.3575072041572736E-2,2.6130036726617612E-2,0,0,2.4985509004427866E-5,1.2446581614418788E-2,7.217667589161357E-2]
[2004,2,10,10,null,null,3.7352162530997865E-2,2.2191203726332768E-2,0,0,5.9020057471264436E-5,1.5251798563231864E-2,7.4854184878033761E-2,null,3.0230776874693849E-2,2.7043385650778882E-2,0,0,2.4985509004427866E-5,1.4050383782012581E-2,7.1349531816489745E-2]
[2004,2,10,11,null,null,3.5553230940913387E-2,2.2879948908528468E-2,0,0,5.9020057471264436E-5,1.5139916217214713E-2,7.363211612412783E-2,null,2.8774821025616824E-2,2.7882727301954482E-2,0,0,2.4985509004427866E-5,1.3947314632924647E-2,7.0629848469500378E-2]
[2004,2,10,12,null,null,3.5929293372910162E-2,2.2694261602225787E-2,0,0,5.9020057471264436E-5,1.43616353809652E-2,7.3044210413572411E-2,null,2.9079185182932069E-2,2.7656438836636175E-2,0,0,2.4985509004427866E-5,1.3230340540055813E-2,6.9990950068628488E-2]
[2004,2,10,13,null,null,3.6382829900427363E-2,2.2859584869318248E-2,0,0,5.9020057471264436E-5,1.3189323273191791E-2,7.249075810040867E-2,null,2.9446252593192924E-2,2.7857910596535473E-2,0,0,2.4985509004427866E-5,1.2150373809690985E-2,6.9479522508423805E-2]
[2004,2,10,14,null,null,3.232275068655955E-2,2.2735403766921312E-2,0,0,5.9020057471264436E-5,1.461675358858806E-2,6.9733928099540182E-2,null,2.616024877196407E-2,2.77065768751171E-2,0,0,2.4985509004427866E-5,1.3465362574474867E-2,6.7357173730560466E-2]
[2004,2,10,15,null,null,3.31960703959127E-2,2.229772791974876E-2,0,0,5.9020057471264436E-5,1.344041093487657E-2,6.8993229308009288E-2,null,2.6867065499156711E-2,2.7173201720209508E-2,0,0,2.4985509004427866E-5,1.2381682792364287E-2,6.644693552073494E-2]
[2004,2,10,16,null,null,3.4894914208458076E-2,2.1974231468940345E-2,0,0,5.9020057471264436E-5,1.3473417075310884E-2,7.040158281018058E-2,null,2.824201583032945E-2,2.6778971673756959E-2,0,0,2.4985509004427866E-5,1.241208897287752E-2,6.7458061985968348E-2]
[2004,2,10,17,null,null,3.973511899248415E-2,2.1770583468953521E-2,0,0,5.9020057471264436E-5,1.2627542663080865E-2,7.4192265181989805E-2,null,3.2159410190891226E-2,2.6530795348192505E-2,0,0,2.4985509004427866E-5,1.1632845785659759E-2,7.0348036833747921E-2]
[2004,2,10,18,null,null,4.6799923417317743E-2,2.1717102055553248E-2,0,0,5.9020057471264436E-5,1.208237817417112E-2,8.0658423704513371E-2,null,3.7877272605236122E-2,2.6465620042446649E-2,0,0,2.4985509004427866E-5,1.1130624997616282E-2,7.5498503154303481E-2]
[2004,2,10,19,null,null,5.0495958490674966E-2,2.1322668201057594E-2,1.1482717688530194E-3,1.5338284112824102E-6,5.9020057471264436E-5,1.0093597226451921E-2,8.3121049572920047E-2,null,4.0868639210341749E-2,2.5984941888508039E-2,6.4880813324781487E-4,2.0386773843284885E-6,2.4985509004427866E-5,9.2985043163759003E-3,7.682791773486225E-2]
[2004,2,10,20,null,null,5.1755733494077999E-2,2.1062395409111305E-2,1.1482717688530194E-3,1.5338284112824102E-6,5.9020057471264436E-5,7.6133597775573884E-3,8.1640314335482272E-2,null,4.1888231503253534E-2,2.5667759568260305E-2,6.4880813324781487E-4,2.0386773843284885E-6,2.4985509004427866E-5,7.0136401488476068E-3,7.5245463539998003E-2]
[2004,2,10,21,null,null,4.6492613510116881E-2,2.0544545425017619E-2,1.1482717688530194E-3,1.5338284112824102E-6,5.9020057471264436E-5,8.9849955326091416E-3,7.7230980122479212E-2,null,3.7628552943335357E-2,2.5036679929598019E-2,6.4880813324781487E-4,2.0386773843284885E-6,2.4985509004427866E-5,8.2772294027777995E-3,7.1618294595347742E-2]
[2004,2,10,22,null,null,4.4590117441144023E-2,1.9506563410319554E-2,1.1482717688530194E-3,1.5338284112824102E-6,5.9020057471264436E-5,8.7503022302693034E-3,7.4055808736468456E-2,null,3.6088777726348366E-2,2.3771739628556898E-2,6.4880813324781487E-4,2.0386773843284885E-6,2.4985509004427866E-5,8.0610233628624715E-3,6.8597373037404305E-2]
[2004,2,10,23,null,null,4.2163600922576219E-2,1.8745944084946609E-2,1.1482717688530194E-3,1.5338284112824102E-6,5.9020057471264436E-5,7.6923839358507655E-3,6.9810754598109162E-2,null,3.4124889306375202E-2,2.2844808309140135E-2,6.4880813324781487E-4,2.0386773843284885E-6,2.4985509004427866E-5,7.0864394156009165E-3,6.4731969350752816E-2]
[2004,2,10,24,null,null,3.5069897300936528E-2,1.7937893093496384E-2,1.1482717688530194E-3,1.5338284112824102E-6,5.9020057471264436E-5,9.0222140768565252E-3,6.3238830126025006E-2,null,2.8383637478638837E-2,2.1860074229061735E-2,6.4880813324781487E-4,2.0386773843284885E-6,2.4985509004427866E-5,8.3115161676019962E-3,5.9231060194939136E-2]
[2004,2,11,1,null,null,2.9258602870549939E-2,1.7557861474495208E-2,1.1482717688530194E-3,1.5338284112824102E-6,5.9020057471264436E-5,9.3413602506755532E-3,5.7366650250456272E-2,null,2.3680296805060043E-2,2.1396947408233027E-2,6.4880813324781487E-4,2.0386773843284885E-6,2.4985509004427866E-5,8.6055225568240721E-3,5.4358599089753705E-2]
[2004,2,11,2,null,null,2.826432318559683E-2,1.7124455422334813E-2,1.1482717688530194E-3,1.5338284112824102E-6,5.9020057471264436E-5,9.7922804925885017E-3,5.6389884755255706E-2,null,2.2875581755913588E-2,2.0868775653491895E-2,6.4880813324781487E-4,2.0386773843284885E-6,2.4985509004427866E-5,9.0209229063427428E-3,5.3441112635384792E-2]
[2004,2,11,3,null,null,2.8333931298058189E-2,1.6935062475016662E-2,1.1482717688530194E-3,1.5338284112824102E-6,5.9020057471264436E-5,1.0026439330651964E-2,5.6504258758462378E-2,null,2.293191871671851E-2,2.0637971296187711E-2,6.4880813324781487E-4,2.0386773843284885E-6,2.4985509004427866E-5,9.2366365828053451E-3,5.3482358915348131E-2]
[2004,2,11,4,null,null,2.8550783775813542E-2,1.6546071255817606E-2,1.1482717688530194E-3,1.5338284112824102E-6,5.9020057471264436E-5,9.953677292722108E-3,5.625935797908882E-2,null,2.3107427132444271E-2,2.0163925828204206E-2,6.4880813324781487E-4,2.0386773843284885E-6,2.4985509004427866E-5,9.1696061566272531E-3,5.3116791436912295E-2]
[2004,2,11,5,null,null,2.965773697794586E-2,1.664302905605777E-2,1.1482717688530194E-3,1.5338284112824102E-6,5.9020057471264436E-5,1.0048923424984065E-2,5.7558515113723258E-2,null,2.4003333901874792E-2,2.0282083780160391E-2,6.4880813324781487E-4,2.0386773843284885E-6,2.4985509004427866E-5,9.2573495599042269E-3,5.4218599561575979E-2]
[2004,2,11,6,null,null,3.2141265404800744E-2,1.6868836922645212E-2,1.1482717688530194E-3,1.5338284112824102E-6,5.9020057471264436E-5,9.8624194646921223E-3,6.0081347446873649E-2,null,2.6013364610857244E-2,2.0557265302281136E-2,6.4880813324781487E-4,2.0386773843284885E-6,2.4985509004427866E-5,9.0855368908538871E-3,5.6331999123628837E-2]
[2004,2,11,7,null,null,3.9031967183356907E-2,1.7575860112244501E-2,0,0,5.9020057471264436E-5,9.8038877745396796E-3,6.647073512761234E-2,null,3.1590317961408605E-2,2.1418881509142805E-2,0,0,2.4985509004427866E-5,9.0316158594003076E-3,6.2065800838956145E-2]
[2004,2,11,8,null,null,4.3337590483879737E-2,1.9269589206094222E-2,0,0,5.9020057471264436E-5,1.1452931478640285E-2,7.4119131226085502E-2,null,3.5075051601571185E-2,2.3482950211219097E-2,0,0,2.4985509004427866E-5,1.0550761081510783E-2,6.9133748403305495E-2]
[2004,2,11,9,null,null,4.3226908185918386E-2,2.0567345187463358E-2,0,0,5.9020057471264436E-5,1.351085910030202E-2,7.7364132531155025E-2,null,3.4985471464119407E-2,2.5064464937395257E-2,0,0,2.4985509004427866E-5,1.2446581614418788E-2,7.2521503524937886E-2]
[2004,2,11,10,null,null,3.7994770159813424E-2,2.1203360741357501E-2,0,0,5.9020057471264436E-5,1.5251798563231864E-2,7.4508949521874049E-2,null,3.075086798932684E-2,2.5839547448284154E-2,0,0,2.4985509004427866E-5,1.4050383782012581E-2,7.0665784728628001E-2]
[2004,2,11,11,null,null,3.7213241276848788E-2,2.1793575201104348E-2,0,0,5.9020057471264436E-5,1.5139916217214713E-2,7.4205752752639118E-2,null,3.0118341686132862E-2,2.6558814300521639E-2,0,0,2.4985509004427866E-5,1.3947314632924647E-2,7.0649456128583574E-2]
[2004,2,11,12,null,null,3.8677322727781238E-2,2.1826683364421777E-2,0,0,5.9020057471264436E-5,1.43616353809652E-2,7.492466153063948E-2,null,3.1303288330996763E-2,2.6599161675987339E-2,0,0,2.4985509004427866E-5,1.3230340540055813E-2,7.1157776056044342E-2]
[2004,2,11,13,null,null,3.6898114089899403E-2,2.1916050308139246E-2,0,0,5.9020057471264436E-5,1.3189323273191791E-2,7.2062507728701708E-2,null,2.9863295149860407E-2,2.6708069004908623E-2,0,0,2.4985509004427866E-5,1.2150373809690985E-2,6.8746723473464444E-2]
[2004,2,11,14,null,null,3.5396914739963203E-2,2.1681331887950513E-2,0,0,5.9020057471264436E-5,1.461675358858806E-2,7.175402027397304E-2,null,2.8648307328079149E-2,2.6422028606434285E-2,0,0,2.4985509004427866E-5,1.3465362574474867E-2,6.8560684017992729E-2]
[2004,2,11,15,null,null,3.5338214768655223E-2,2.139295859472275E-2,0,0,5.9020057471264436E-5,1.344041093487657E-2,7.0230604355725812E-2,null,2.8600798814115872E-2,2.6070601515037279E-2,0,0,2.4985509004427866E-5,1.2381682792364287E-2,6.7078068630521862E-2]
[2004,2,11,16,null,null,3.5211079430212289E-2,2.110578835113152E-2,0,0,5.9020057471264436E-5,1.3473417075310884E-2,6.9849304914125956E-2,null,2.8497902494627879E-2,2.5720640524158251E-2,0,0,2.4985509004427866E-5,1.241208897287752E-2,6.6655617500668077E-2]
[2004,2,11,17,null,null,4.0867007043918546E-2,2.0766915342964081E-2,0,0,5.9020057471264436E-5,1.2627542663080865E-2,7.4320485107434761E-2,null,3.3075497849849353E-2,2.5307671783952556E-2,0,0,2.4985509004427866E-5,1.1632845785659759E-2,7.0041000928466102E-2]
[2004,2,11,18,null,null,4.6966795589531006E-2,2.0625058196647131E-2,0,0,5.9020057471264436E-5,1.208237817417112E-2,7.9733252017820527E-2,null,3.8012329722761459E-2,2.5134797091688071E-2,0,0,2.4985509004427866E-5,1.1130624997616282E-2,7.4302737321070247E-2]
[2004,2,11,19,null,null,4.9970529704126236E-2,2.0319238326287913E-2,1.1482717688530194E-3,1.5338284112824102E-6,5.9020057471264436E-5,1.0093597226451921E-2,8.1592190911601636E-2,null,4.0443386177227168E-2,2.4762108669924739E-2,6.4880813324781487E-4,2.0386773843284885E-6,2.4985509004427866E-5,9.2985043163759003E-3,7.5179831483164372E-2]
[2004,2,11,20,null,null,5.1757843523943942E-2,1.9800903996009877E-2,1.1482717688530194E-3,1.5338284112824102E-6,5.9020057471264436E-5,7.6133597775573884E-3,8.0380932952246784E-2,null,4.188993924486082E-2,2.4130438781142929E-2,6.4880813324781487E-4,2.0386773843284885E-6,2.4985509004427866E-5,7.0136401488476068E-3,7.3709850494487916E-2]
[2004,2,11,21,null,null,4.9970381029145722E-2,1.9067629086000012E-2,1.1482717688530194E-3,1.5338284112824102E-6,5.9020057471264436E-5,8.9849955326091416E-3,7.9231831302490452E-2,null,4.0443265847911317E-2,2.3236830826207804E-2,6.4880813324781487E-4,2.0386773843284885E-6,2.4985509004427866E-5,8.2772294027777995E-3,7.2633158396533476E-2]
[2004,2,11,22,null,null,4.6407185924227268E-2,1.8213815348121089E-2,1.1482717688530194E-3,1.5338284112824102E-6,5.9020057471264436E-5,8.7503022302693034E-3,7.4580129157353223E-2,null,3.7559412574666488E-2,2.2196327820055262E-2,6.4880813324781487E-4,2.0386773843284885E-6,2.4985509004427866E-5,8.0610233628624715E-3,6.8492596077220788E-2]
[2004,2,11,23,null,null,4.4925647489194212E-2,1.7475243724603337E-2,1.1482717688530194E-3,1.5338284112824102E-6,5.9020057471264436E-5,7.6923839358507655E-3,7.1302100804383886E-2,null,3.6360337211262868E-2,2.1296265007247531E-2,6.4880813324781487E-4,2.0386773843284885E-6,2.4985509004427866E-5,7.0864394156009165E-3,6.5418873953747889E-2]
[2004,2,11,24,null,null,3.5866765944472342E-2,1.6647932146445641E-2,1.1482717688530194E-3,1.5338284112824102E-6,5.9020057471264436E-5,9.0222140768565252E-3,6.274573782251007E-2,null,2.9028578936611434E-2,2.0288058947883381E-2,6.4880813324781487E-4,2.0386773843284885E-6,2.4985509004427866E-5,8.3115161676019962E-3,5.8303986371733382E-2]
[2004,2,12,1,null,null,3.0771989193965621E-2,1.6092725112533388E-2,1.1482717688530194E-3,1.5338284112824102E-6,5.9020057471264436E-5,9.3413602506755532E-3,5.7414900211910133E-2,null,2.4905148089920056E-2,1.9611454013816768E-2,6.4880813324781487E-4,2.0386773843284885E-6,2.4985509004427866E-5,8.6055225568240721E-3,5.3797956980197466E-2]
[2004,2,12,2,null,null,2.9868036139560013E-2,1.556281103117186E-2,1.1482717688530194E-3,1.5338284112824102E-6,5.9020057471264436E-5,9.7922804925885017E-3,5.6431953318055936E-2,null,2.4173538425546391E-2,1.8965672422120917E-2,6.4880813324781487E-4,2.0386773843284885E-6,2.4985509004427866E-5,9.0209229063427428E-3,5.2835966073646622E-2]
[2004,2,12,3,null,null,2.9979705072591359E-2,1.5452588130174739E-2,1.1482717688530194E-3,1.5338284112824102E-6,5.9020057471264436E-5,1.0026439330651964E-2,5.6667558188153624E-2,null,2.4263917090918286E-2,1.883134891015768E-2,6.4880813324781487E-4,2.0386773843284885E-6,2.4985509004427866E-5,9.2366365828053451E-3,5.3007734903517879E-2]
[2004,2,12,4,null,null,3.02294777702596E-2,1.511760324985289E-2,1.1482717688530194E-3,1.5338284112824102E-6,5.9020057471264436E-5,9.953677292722108E-3,5.6509583967570165E-2,null,2.4466069314001294E-2,1.8423118450132028E-2,6.4880813324781487E-4,2.0386773843284885E-6,2.4985509004427866E-5,9.1696061566272531E-3,5.2734626240397139E-2]
[2004,2,12,5,null,null,3.1419937096633828E-2,1.5156311083201335E-2,1.1482717688530194E-3,1.5338284112824102E-6,5.9020057471264436E-5,1.0048923424984065E-2,5.7833997259554792E-2,null,2.5429561327191999E-2,1.8470289882464287E-2,6.4880813324781487E-4,2.0386773843284885E-6,2.4985509004427866E-5,9.2573495599042269E-3,5.3833033089197076E-2]
[2004,2,12,6,null,null,3.4086582150102906E-2,1.5912449208433498E-2,1.1482717688530194E-3,1.5338284112824102E-6,5.9020057471264436E-5,9.8624194646921223E-3,6.1070276477964099E-2,null,2.758779651768543E-2,1.9391760172137913E-2,6.4880813324781487E-4,2.0386773843284885E-6,2.4985509004427866E-5,9.0855368908538871E-3,5.67409259003138E-2]
[2004,2,12,7,null,null,4.1417594765369409E-2,1.6826378870397563E-2,0,0,5.9020057471264436E-5,9.8038877745396796E-3,6.8106881467777908E-2,null,3.3521113134996873E-2,2.0505523652973867E-2,0,0,2.4985509004427866E-5,9.0316158594003076E-3,6.3083238156375482E-2]
[2004,2,12,8,null,null,4.5805349985010894E-2,1.8537827593621891E-2,0,0,5.9020057471264436E-5,1.1452931478640285E-2,7.5855129114744332E-2,null,3.7072319813209284E-2,2.2591186441458268E-2,0,0,2.4985509004427866E-5,1.0550761081510783E-2,7.0239252845182759E-2]
[2004,2,12,9,null,null,4.5484034709477442E-2,1.9848917668277916E-2,0,0,5.9020057471264436E-5,1.351085910030202E-2,7.8902831535528642E-2,null,3.6812264979890826E-2,2.4188950805621976E-2,0,0,2.4985509004427866E-5,1.2446581614418788E-2,7.3472782908936024E-2]
[2004,2,12,10,null,null,4.0031501298291527E-2,2.0505880330954091E-2,0,0,5.9020057471264436E-5,1.5251798563231864E-2,7.5848200249948747E-2,null,3.2399285655907065E-2,2.4989560581640213E-2,0,0,2.4985509004427866E-5,1.4050383782012581E-2,7.1464215528564287E-2]
[2004,2,12,11,null,null,3.9229890290442992E-2,2.0777909457047217E-2,0,0,5.9020057471264436E-5,1.5139916217214713E-2,7.5206736022176188E-2,null,3.1750505990246293E-2,2.5321069798350759E-2,0,0,2.4985509004427866E-5,1.3947314632924647E-2,7.1043875930526121E-2]
[2004,2,12,12,null,null,4.0669293457464437E-2,2.0516425751398174E-2,0,0,5.9020057471264436E-5,1.43616353809652E-2,7.5606374647299066E-2,null,3.2915479395436452E-2,2.5002411794014086E-2,0,0,2.4985509004427866E-5,1.3230340540055813E-2,7.1173217238510778E-2]
[2004,2,12,13,null,null,3.8775696819789637E-2,2.0790903075679688E-2,0,0,5.9020057471264436E-5,1.3189323273191791E-2,7.2814943226132384E-2,null,3.1382906886503116E-2,2.5336904515746467E-2,0,0,2.4985509004427866E-5,1.2150373809690985E-2,6.889517072094499E-2]
[2004,2,12,14,null,null,3.7228931347941377E-2,2.0861732993787654E-2,0,0,5.9020057471264436E-5,1.461675358858806E-2,7.2766437987788354E-2,null,3.0131040362895007E-2,2.5423221635566959E-2,0,0,2.4985509004427866E-5,1.3465362574474867E-2,6.9044610081941266E-2]
[2004,2,12,15,null,null,3.7137643326180345E-2,2.049039412971522E-2,0,0,5.9020057471264436E-5,1.344041093487657E-2,7.11274684482434E-2,null,3.0057156881184949E-2,2.4970688270001193E-2,0,0,2.4985509004427866E-5,1.2381682792364287E-2,6.7434513452554856E-2]
[2004,2,12,16,null,null,3.6929087332589837E-2,2.0401422246201135E-2,0,0,5.9020057471264436E-5,1.3473417075310884E-2,7.0862946711573116E-2,null,2.9888363181412348E-2,2.4862262382536041E-2,0,0,2.4985509004427866E-5,1.241208897287752E-2,6.7187700045830329E-2]
[2004,2,12,17,null,null,4.2784423451565301E-2,2.0429625157300652E-2,0,0,5.9020057471264436E-5,1.2627542663080865E-2,7.5900611329418083E-2,null,{"$f":"G1027*X$5","v":3.4627348764701797E-2},{"$f":"H1027*Y$5","v":2.4896631955757247E-2},{"$f":"I1027*Z$5","v":0},{"$f":"J1027*AA$5","v":0},{"$f":"K1027*AB$5","v":2.4985509004427866E-5},{"$f":"L1027*AC$5","v":1.1632845785659759E-2},{"$f":"SUM(O1027:T1027)","v":7.1181812015123233E-2}]
[2004,2,12,18,null,null,4.9050278156752281E-2,2.0340051950299438E-2,0,0,5.9020057471264436E-5,1.208237817417112E-2,8.1531728338694098E-2,null,3.9698585413036697E-2,2.4787473263385981E-2,0,0,2.4985509004427866E-5,1.1130624997616282E-2,7.5641669183043395E-2]
[2004,2,12,19,null,null,5.2125250090493472E-2,2.0151177837912412E-2,1.1482717688530194E-3,1.5338284112824102E-6,5.9020057471264436E-5,1.0093597226451921E-2,8.3578850809593375E-2,null,4.2187297822866544E-2,2.4557301186029497E-2,6.4880813324781487E-4,2.0386773843284885E-6,2.4985509004427866E-5,9.2985043163759003E-3,7.6718935644908504E-2]
[2004,2,12,20,null,null,5.4063753730335382E-2,1.9759068670731277E-2,1.1482717688530194E-3,1.5338284112824102E-6,5.9020057471264436E-5,7.6133597775573884E-3,8.2645007833359624E-2,null,4.3756215578517492E-2,2.4079456020167578E-2,6.4880813324781487E-4,2.0386773843284885E-6,2.4985509004427866E-5,7.0136401488476068E-3,7.5525144067169245E-2]
[2004,2,12,21,null,null,5.219297550719542E-2,1.8951020074770852E-2,1.1482717688530194E-3,1.5338284112824102E-6,5.9020057471264436E-5,8.9849955326091416E-3,8.1337816769310983E-2,null,4.2242111033731197E-2,2.3094724859360944E-2,6.4880813324781487E-4,2.0386773843284885E-6,2.4985509004427866E-5,8.2772294027777995E-3,7.4289897615506501E-2]
[2004,2,12,22,null,null,4.8525387837801484E-2,1.8281104152506628E-2,1.1482717688530194E-3,1.5338284112824102E-6,5.9020057471264436E-5,8.7503022302693034E-3,7.6765619875312982E-2,null,3.9273768185848851E-2,2.2278329549633304E-2,6.4880813324781487E-4,2.0386773843284885E-6,2.4985509004427866E-5,8.0610233628624715E-3,7.0288953417981193E-2]
[2004,2,12,23,null,null,4.7106987059472166E-2,1.7645404847993623E-2,1.1482717688530194E-3,1.5338284112824102E-6,5.9020057471264436E-5,7.6923839358507655E-3,7.3653601498052126E-2,null,3.812579295381293E-2,2.1503632437124835E-2,6.4880813324781487E-4,2.0386773843284885E-6,2.4985509004427866E-5,7.0864394156009165E-3,6.7391697126175251E-2]
[2004,2,12,24,null,null,3.7717019724088807E-2,1.6860418734051811E-2,1.1482717688530194E-3,1.5338284112824102E-6,5.9020057471264436E-5,9.0222140768565252E-3,6.4808478189732704E-2,null,3.0526072130659443E-2,2.054700644821356E-2,6.4880813324781487E-4,2.0386773843284885E-6,2.4985509004427866E-5,8.3115161676019962E-3,6.006042706611156E-2]
[2004,2,13,1,null,null,2.8789736056440307E-2,1.6063911216633107E-2,1.1482717688530194E-3,1.5338284112824102E-6,5.9020057471264436E-5,9.3108335434677631E-3,5.5373306471276744E-2,null,2.3300821907735587E-2,1.9576339861896833E-2,6.4880813324781487E-4,2.0386773843284885E-6,2.4985509004427866E-5,8.577400499606206E-3,5.2130394588875195E-2]
[2004,2,13,2,null,null,2.7251208943029799E-2,1.5409992617163639E-2,1.1482717688530194E-3,1.5338284112824102E-6,5.9020057471264436E-5,9.9974199077980889E-3,5.3867447122727091E-2,null,2.205562305632822E-2,1.8779439743825028E-2,6.4880813324781487E-4,2.0386773843284885E-6,2.4985509004427866E-5,9.2099030781279106E-3,5.0720798197917728E-2]
[2004,2,13,3,null,null,2.6890330925297849E-2,1.5318527889828279E-2,1.1482717688530194E-3,1.5338284112824102E-6,5.9020057471264436E-5,9.8291903467423204E-3,5.324687481660402E-2,null,2.1763548325073163E-2,1.8667975943786171E-2,6.4880813324781487E-4,2.0386773843284885E-6,2.4985509004427866E-5,9.0549252972115472E-3,5.0162281885707448E-2]
[2004,2,13,4,null,null,2.8166985966382486E-2,1.481814325342368E-2,1.1482717688530194E-3,1.5338284112824102E-6,5.9020057471264436E-5,9.8609687325966217E-3,5.4054923607138358E-2,null,2.2796802387965883E-2,1.8058180510293904E-2,6.4880813324781487E-4,2.0386773843284885E-6,2.4985509004427866E-5,9.08420043583698E-3,5.0615015653733331E-2]
[2004,2,13,5,null,null,2.8831143269116039E-2,1.4991844740829924E-2,1.1482717688530194E-3,1.5338284112824102E-6,5.9020057471264436E-5,9.8671349078725216E-3,5.4898948572554049E-2,null,2.3334334618180776E-2,1.8269862416781329E-2,6.4880813324781487E-4,2.0386773843284885E-6,2.4985509004427866E-5,9.0898808891116782E-3,5.1369910243710348E-2]
[2004,2,13,6,null,null,3.0462184558776917E-2,1.5517044133215852E-2,1.1482717688530194E-3,1.5338284112824102E-6,5.9020057471264436E-5,1.0641415242315615E-2,5.7829469589043947E-2,null,2.4654409333004355E-2,1.8909898436773948E-2,6.4880813324781487E-4,2.0386773843284885E-6,2.4985509004427866E-5,9.8031696077298756E-3,5.4043309697144749E-2]
[2004,2,13,7,null,null,3.8446940338782876E-2,1.6658817129890906E-2,0,0,5.9020057471264436E-5,8.5172879229758296E-3,6.3682065449120875E-2,null,3.1116829552555524E-2,2.0301323969859782E-2,0,0,2.4985509004427866E-5,7.8463640601841803E-3,5.9289503091603912E-2]
[2004,2,13,8,null,null,4.2296155979232621E-2,1.8513211274258461E-2,0,0,5.9020057471264436E-5,1.1325391743534403E-2,7.219377905449674E-2,null,3.4232172046378982E-2,2.2561187680415037E-2,0,0,2.4985509004427866E-5,1.0433267907294999E-2,6.7251613143093442E-2]
[2004,2,13,9,null,null,4.2373901787074175E-2,1.9836906130199797E-2,0,0,5.9020057471264436E-5,1.3020600047994121E-2,7.5290428022739359E-2,null,3.4295095208266874E-2,2.4174312904023148E-2,0,0,2.4985509004427866E-5,1.1994941251547897E-2,7.0489334872842355E-2]
[2004,2,13,10,null,null,3.9286151093150506E-2,2.0619979957066631E-2,0,0,5.9020057471264436E-5,1.3315066099456433E-2,7.3280217207144838E-2,null,3.179604037589346E-2,2.5128608477807721E-2,0,0,2.4985509004427866E-5,1.226621162118112E-2,6.921584598388672E-2]
[2004,2,13,11,null,null,3.6759250310194003E-2,2.1120721377210654E-2,0,0,5.9020057471264436E-5,1.3240445456416042E-2,7.1179437201291967E-2,null,2.9750906477939022E-2,2.5738838707013559E-2,0,0,2.4985509004427866E-5,1.2197468995947031E-2,6.7712199689904037E-2]
[2004,2,13,12,null,null,3.6063546304415023E-2,2.1300146458223205E-2,0,0,5.9020057471264436E-5,1.3060857014137112E-2,7.0483569834246598E-2,null,2.9187842089041023E-2,2.5957495690252678E-2,0,0,2.4985509004427866E-5,1.2032027095677264E-2,6.7202350383975387E-2]
[2004,2,13,13,null,null,3.7270732691298963E-2,2.1189832898556259E-2,0,0,5.9020057471264436E-5,1.1815047384824527E-2,7.0334633032151012E-2,null,3.0164872060940786E-2,2.5823061696794117E-2,0,0,2.4985509004427866E-5,1.0884352391044952E-2,6.689727165778428E-2]
[2004,2,13,14,null,null,3.3726279751266172E-2,2.0939862217616591E-2,0,0,5.9020057471264436E-5,1.3126283401587059E-2,6.7851445427941096E-2,null,2.7296187660564748E-2,2.5518434079049454E-2,0,0,2.4985509004427866E-5,1.2092299715285453E-2,6.4931906963904079E-2]
[2004,2,13,15,null,null,3.3742855278738437E-2,2.0611367573391798E-2,0,0,5.9020057471264436E-5,1.264931487370044E-2,6.7062557783301946E-2,null,2.7309602976804567E-2,2.511811296724582E-2,0,0,2.4985509004427866E-5,1.165290295555481E-2,6.4105604408609629E-2]
[2004,2,13,16,null,null,3.7532497272766009E-2,1.9975721214379405E-2,0,0,5.9020057471264436E-5,1.0640710215826635E-2,6.820794876044331E-2,null,3.0376729852292512E-2,2.4343480376951162E-2,0,0,2.4985509004427866E-5,9.8025201175923303E-3,6.4547715855840432E-2]
[2004,2,13,17,null,null,4.1736078937421248E-2,1.9894723427168217E-2,0,0,5.9020057471264436E-5,9.6412205413012285E-3,7.1331042963361957E-2,null,3.3778876629558419E-2,2.4244772148978265E-2,0,0,2.4985509004427866E-5,8.8817622505762157E-3,6.6930396538117332E-2]
[2004,2,13,18,null,null,4.7379908722080408E-2,1.9916970928096547E-2,0,0,5.9020057471264436E-5,9.9648724791867593E-3,7.7320772186834988E-2,null,3.8346680670280034E-2,2.427188414140511E-2,0,0,2.4985509004427866E-5,9.1799194757867884E-3,7.1823469796476372E-2]
[2004,2,13,19,null,null,4.9094836998870461E-2,1.9650682938951773E-2,1.1482717688530194E-3,1.5338284112824102E-6,5.9020057471264436E-5,8.8030017757736601E-3,7.8757347368331468E-2,null,3.9734648878244412E-2,2.3947371380699516E-2,6.4880813324781487E-4,2.0386773843284885E-6,2.4985509004427866E-5,8.1095716594062565E-3,7.2467424237986758E-2]
[2004,2,13,20,null,null,4.7789390124751835E-2,1.9177452413129174E-2,1.1482717688530194E-3,1.5338284112824102E-6,5.9020057471264436E-5,7.6981443122483154E-3,7.5873812504864899E-2,null,3.8678092296266169E-2,2.3370667396122275E-2,6.4880813324781487E-4,2.0386773843284885E-6,2.4985509004427866E-5,7.0917460355892983E-3,6.9816338047614307E-2]
[2004,2,13,21,null,null,4.6086085393276424E-2,1.8691142415159418E-2,1.1482717688530194E-3,1.5338284112824102E-6,5.9020057471264436E-5,7.4391661360080274E-3,7.3425219599179428E-2,null,3.7299531543749875E-2,2.2778024068472603E-2,6.4880813324781487E-4,2.0386773843284885E-6,2.4985509004427866E-5,6.853168090027271E-3,6.7606556021886324E-2]
[2004,2,13,22,null,null,4.4272724552198037E-2,1.7849046888392922E-2,1.1482717688530194E-3,1.5338284112824102E-6,5.9020057471264436E-5,6.5367571178754722E-3,6.9867354213202004E-2,null,3.5831897456046001E-2,2.1751801500017751E-2,6.4880813324781487E-4,2.0386773843284885E-6,2.4985509004427866E-5,6.0218436412715817E-3,6.4281374916971903E-2]
[2004,2,13,23,null,null,4.2551638145947542E-2,1.6968025177219272E-2,1.1482717688530194E-3,1.5338284112824102E-6,5.9020057471264436E-5,6.4798956353676693E-3,6.7208384613270056E-2,null,3.4438945198295226E-2,2.0678141404972716E-2,6.4880813324781487E-4,2.0386773843284885E-6,2.4985509004427866E-5,5.9694612518545829E-3,6.1762380174759095E-2]
[2004,2,13,24,null,null,3.7679938372668642E-2,1.5805092084801523E-2,1.1482717688530194E-3,1.5338284112824102E-6,5.9020057471264436E-5,6.2501736960317907E-3,6.0944029808237522E-2,null,3.0496060533337203E-2,1.9260929049475888E-2,6.4880813324781487E-4,2.0386773843284885E-6,2.4985509004427866E-5,5.7578349707025087E-3,5.6190656873152167E-2]
[2004,2,14,1,null,null,3.3109977174013643E-2,1.526208811332831E-2,1.1482717688530194E-3,1.5338284112824102E-6,5.9020057471264436E-5,8.8278661094881739E-3,5.8408757051565695E-2,null,2.6797386401474107E-2,1.8599195418819821E-2,6.4880813324781487E-4,2.0386773843284885E-6,2.4985509004427866E-5,8.1324773796545655E-3,5.4204891519585061E-2]
[2004,2,14,2,null,null,3.0876319799994195E-2,1.4186089826550563E-2,1.1482717688530194E-3,1.5338284112824102E-6,5.9020057471264436E-5,9.5929531461200531E-3,5.5864188427400381E-2,null,2.4989587518813468E-2,1.7287926458931058E-2,6.4880813324781487E-4,2.0386773843284885E-6,2.4985509004427866E-5,8.8372969749799021E-3,5.1790643272360999E-2]
[2004,2,14,3,null,null,2.9875570125049173E-2,1.3686842644025613E-2,1.1482717688530194E-3,1.5338284112824102E-6,5.9020057471264436E-5,9.9076552450770537E-3,5.467889366888741E-2,null,2.4179636017194826E-2,1.667951718746527E-2,6.4880813324781487E-4,2.0386773843284885E-6,2.4985509004427866E-5,9.1272093580355169E-3,5.066219488233218E-2]
[2004,2,14,4,null,null,2.9431462014777289E-2,1.3362088844743669E-2,1.1482717688530194E-3,1.5338284112824102E-6,5.9020057471264436E-5,1.008504408598755E-2,5.4087420600244074E-2,null,2.3820199446990101E-2,1.6283754869032954E-2,6.4880813324781487E-4,2.0386773843284885E-6,2.4985509004427866E-5,9.2906249239509582E-3,5.0070411559610575E-2]
[2004,2,14,5,null,null,2.9668350411805159E-2,1.2952073527429933E-2,1.1482717688530194E-3,1.5338284112824102E-6,5.9020057471264436E-5,1.0364713260509896E-2,5.4193962854480554E-2,null,2.401192382891338E-2,1.5784088312608878E-2,6.4880813324781487E-4,2.0386773843284885E-6,2.4985509004427866E-5,9.5482639963362006E-3,5.0020108457495029E-2]
[2004,2,14,6,null,null,3.0873168684192626E-2,1.2378177329141225E-2,1.1482717688530194E-3,1.5338284112824102E-6,5.9020057471264436E-5,1.0295968120041146E-2,5.4756139788110565E-2,null,2.4987037179763499E-2,1.5084707765017368E-2,6.4880813324781487E-4,2.0386773843284885E-6,2.4985509004427866E-5,9.4849340485448075E-3,5.0232511312962247E-2]
[2004,2,14,7,null,null,3.3860235545964762E-2,1.2940940591862066E-2,0,0,5.9020057471264436E-5,1.0132752218470858E-2,5.6992948413768951E-2,null,2.7404604080557692E-2,1.5770521122937694E-2,0,0,2.4985509004427866E-5,9.3345749910944843E-3,5.2534685703594292E-2]
[2004,2,14,8,null,null,4.0334197817321338E-2,1.4511221900514432E-2,0,0,5.9020057471264436E-5,9.3773985157383864E-3,6.4281838291045418E-2,null,3.2644271496283579E-2,1.7684149763086875E-2,0,0,2.4985509004427866E-5,8.638722015423754E-3,5.8992128783798635E-2]
[2004,2,14,9,null,null,4.1948394909445894E-2,1.5329579651594389E-2,0,0,5.9020057471264436E-5,1.0658665738487824E-2,6.799566035699936E-2,null,3.3950713448159864E-2,1.8681444210728662E-2,0,0,2.4985509004427866E-5,9.8190612476990787E-3,6.2476204415592033E-2]
[2004,2,14,10,null,null,4.2885450380770532E-2,1.6025726476081505E-2,0,0,5.9020057471264436E-5,1.1157319173585881E-2,7.0127516087909181E-2,null,3.4709114380082277E-2,1.9529805898374764E-2,0,0,2.4985509004427866E-5,1.0278434750981301E-2,6.4542340538442766E-2]
[2004,2,14,11,null,null,4.3832845097184658E-2,1.6058991400743954E-2,0,0,5.9020057471264436E-5,1.0055125888005667E-2,7.0005982443405543E-2,null,3.5475883325800241E-2,1.9570344311585004E-2,0,0,2.4985509004427866E-5,9.2630634424660744E-3,6.4334276588855752E-2]
[2004,2,14,12,null,null,4.4532676933164178E-2,1.6003839853243947E-2,0,0,5.9020057471264436E-5,9.4576352250448723E-3,7.0053172068924266E-2,null,3.6042288552425257E-2,1.9503133691256641E-2,0,0,2.4985509004427866E-5,8.7126383181134366E-3,6.4283046070799765E-2]
[2004,2,14,13,null,null,4.5356106397252793E-2,1.5442447484111282E-2,0,0,5.9020057471264436E-5,8.5615692985884333E-3,6.9419143237423778E-2,null,3.6708726871230855E-2,1.8818990977454968E-2,0,0,2.4985509004427866E-5,7.8871573029727672E-3,6.3439860660663011E-2]
[2004,2,14,14,null,null,4.3900254460478308E-2,1.5134189717859566E-2,0,0,5.9020057471264436E-5,8.5574194002966258E-3,6.7650883636105774E-2,null,3.5530440740496223E-2,1.8443331605597614E-2,0,0,2.4985509004427866E-5,7.8833343004977158E-3,6.188209215559598E-2]
[2004,2,14,15,null,null,4.2941763503115737E-2,1.510077470130301E-2,0,0,5.9020057471264436E-5,8.8319218532570114E-3,6.693348011514702E-2,null,3.4754691110353848E-2,1.8402610282391797E-2,0,0,2.4985509004427866E-5,8.1362136443473773E-3,6.131850054609745E-2]
[2004,2,14,16,null,null,4.1707653429876271E-2,1.499518368044791E-2,0,0,5.9020057471264436E-5,8.6520180586631985E-3,6.541387522645864E-2,null,3.3755870594086468E-2,1.8273931426866018E-2,0,0,2.4985509004427866E-5,7.9704812326974427E-3,6.0025268762654363E-2]
[2004,2,14,17,null,null,4.7663522612636934E-2,1.5064178055635494E-2,0,0,5.9020057471264436E-5,7.4041489231060961E-3,7.0190869648849796E-2,null,3.8576222085368456E-2,1.8358011656083972E-2,0,0,2.4985509004427866E-5,6.8209092532606572E-3,6.3780128503717518E-2]
[2004,2,14,18,null,null,5.2969149385163991E-2,1.5141482254870055E-2,0,0,5.9020057471264436E-5,7.103057809383858E-3,7.5272709506889177E-2,null,4.2870303291712542E-2,1.8452218680547638E-2,0,0,2.4985509004427866E-5,6.5435356908173691E-3,6.7891043172081972E-2]
[2004,2,14,19,null,null,5.5748628576465023E-2,1.511530842430223E-2,1.1482717688530194E-3,1.5338284112824102E-6,5.9020057471264436E-5,5.1485705431175352E-3,7.7221333198620346E-2,null,4.5119860199973064E-2,1.8420321853195101E-2,6.4880813324781487E-4,2.0386773843284885E-6,2.4985509004427866E-5,4.7430073089188224E-3,6.8959021681723562E-2]
[2004,2,14,20,null,null,5.3150486139338315E-2,1.4662039761450158E-2,1.1482717688530194E-3,1.5338284112824102E-6,5.9020057471264436E-5,5.3441590308424495E-3,7.4365510586366493E-2,null,4.3017067242797725E-2,1.7867944460598962E-2,6.4880813324781487E-4,2.0386773843284885E-6,2.4985509004427866E-5,4.9231888989447652E-3,6.648403292197802E-2]
[2004,2,14,21,null,null,4.8762707113479305E-2,1.4292611475731068E-2,1.1482717688530194E-3,1.5338284112824102E-6,5.9020057471264436E-5,6.961921653681695E-3,7.1226065897627644E-2,null,3.9465841297147995E-2,1.7417739427820485E-2,6.4880813324781487E-4,2.0386773843284885E-6,2.4985509004427866E-5,6.4135171133419353E-3,6.3972930157946986E-2]
[2004,2,14,22,null,null,4.4027377924819602E-2,1.3672996875361184E-2,1.1482717688530194E-3,1.5338284112824102E-6,5.9020057471264436E-5,7.6876807493182027E-3,6.6596881204234556E-2,null,3.5633327449742326E-2,1.6662643994544271E-2,6.4880813324781487E-4,2.0386773843284885E-6,2.4985509004427866E-5,7.0821067085102126E-3,6.0053910472433379E-2]
[2004,2,14,23,null,null,4.2456418242977141E-2,1.315743341877138E-2,1.1482717688530194E-3,1.5338284112824102E-6,5.9020057471264436E-5,7.4601342411510455E-3,6.4282811557635142E-2,null,3.4361879469146629E-2,1.6034350840376074E-2,6.4880813324781487E-4,2.0386773843284885E-6,2.4985509004427866E-5,6.8724844954478901E-3,5.7944547124607157E-2]
[2004,2,14,24,null,null,3.7713272076743048E-2,1.2645794461548341E-2,1.1482717688530194E-3,1.5338284112824102E-6,5.9020057471264436E-5,8.9096323436888107E-3,6.0477524536715774E-2,null,3.0523038991932316E-2,1.5410840290665502E-2,6.4880813324781487E-4,2.0386773843284885E-6,2.4985509004427866E-5,8.2078027234929272E-3,5.4817514325727311E-2]
[2004,2,15,1,null,null,3.2131162485889098E-2,1.2446733060497027E-2,1.1482717688530194E-3,1.5338284112824102E-6,5.9020057471264436E-5,9.6410778865348278E-3,5.5427799087656521E-2,null,2.6005187866414467E-2,1.5168253439442688E-2,6.4880813324781487E-4,2.0386773843284885E-6,2.4985509004427866E-5,8.8816308330120549E-3,5.0730904458505782E-2]
[2004,2,15,2,null,null,2.9406611701586923E-2,1.2082057680446992E-2,1.1482717688530194E-3,1.5338284112824102E-6,5.9020057471264436E-5,1.0180996840299465E-2,5.2878491877068952E-2,null,2.3800086976321213E-2,1.4723840551270479E-2,6.4880813324781487E-4,2.0386773843284885E-6,2.4985509004427866E-5,9.3790192872409157E-3,4.8578779134469174E-2]
[2004,2,15,3,null,null,2.8561376177858776E-2,1.1824078976980448E-2,1.1482717688530194E-3,1.5338284112824102E-6,5.9020057471264436E-5,1.0392143514143764E-2,5.1986424323718555E-2,null,2.3116000037494436E-2,1.4409453929725698E-2,6.4880813324781487E-4,2.0386773843284885E-6,2.4985509004427866E-5,9.5735335138423441E-3,4.7774819800699052E-2]
[2004,2,15,4,null,null,2.8825846433442416E-2,1.1574779218609894E-2,1.1482717688530194E-3,1.5338284112824102E-6,5.9020057471264436E-5,1.0294057275882423E-2,5.1903508582670302E-2,null,2.3330047652004231E-2,1.410564393404436E-2,6.4880813324781487E-4,2.0386773843284885E-6,2.4985509004427866E-5,9.4831737254152861E-3,4.7594697631100448E-2]
[2004,2,15,5,null,null,2.7855253752777611E-2,1.1648592023805715E-2,1.1482717688530194E-3,1.5338284112824102E-6,5.9020057471264436E-5,1.1072566103306484E-2,5.1785237534625383E-2,null,2.2544503555567016E-2,1.4195596159326656E-2,6.4880813324781487E-4,2.0386773843284885E-6,2.4985509004427866E-5,1.0200357850136298E-2,4.7616289884666541E-2]
[2004,2,15,6,null,null,2.9928240888496237E-2,1.1774920937165664E-2,1.1482717688530194E-3,1.5338284112824102E-6,5.9020057471264436E-5,1.0464770677229776E-2,5.3376758157627248E-2,null,2.4222264823392233E-2,1.4349547317856329E-2,6.4880813324781487E-4,2.0386773843284885E-6,2.4985509004427866E-5,9.6404396895387184E-3,4.8888084150423852E-2]
[2004,2,15,7,null,null,3.4034753757356463E-2,1.2462274690974424E-2,0,0,5.9020057471264436E-5,1.0127668216351271E-2,5.6683716722153422E-2,null,2.7545849479797289E-2,1.5187193300111148E-2,0,0,2.4985509004427866E-5,9.329891466024795E-3,5.2087919754937657E-2]
[2004,2,15,8,null,null,3.6969407170325749E-2,1.3384993139574071E-2,0,0,5.9020057471264436E-5,1.0278622445976399E-2,6.0692042813347488E-2,null,2.9920995830652046E-2,1.6311667265575137E-2,0,0,2.4985509004427866E-5,9.4689547280366725E-3,5.5726603333268288E-2]
[2004,2,15,9,null,null,4.3157115482925723E-2,1.3993963973908381E-2,0,0,5.9020057471264436E-5,8.666607147069301E-3,6.587670666137467E-2,null,{"$f":"G1091*X$5","v":3.4928985105935936E-2},{"$f":"H1091*Y$5","v":1.7053791637289012E-2},{"$f":"I1091*Z$5","v":0},{"$f":"J1091*AA$5","v":0},{"$f":"K1091*AB$5","v":2.4985509004427866E-5},{"$f":"L1091*AC$5","v":7.983921109331377E-3},{"$f":"SUM(O1091:T1091)","v":5.9991683361560751E-2}]
[2004,2,15,10,null,null,4.5539280348650762E-2,1.4773318158880196E-2,0,0,5.9020057471264436E-5,8.5813243987710626E-3,6.8952942963773287E-2,null,3.6856977748254978E-2,1.8003554256868379E-2,0,0,2.4985509004427866E-5,7.9053562542680724E-3,6.2790873768395858E-2]
[2004,2,15,11,null,null,4.2514785017158413E-2,1.5208811789835861E-2,0,0,5.9020057471264436E-5,1.1305016745335898E-2,6.9087633609801441E-2,null,3.4409118311762646E-2,1.8534270046585401E-2,0,0,2.4985509004427866E-5,1.0414497888594585E-2,6.3382871755947062E-2]
[2004,2,15,12,null,null,4.2381266868431952E-2,1.5688588411825417E-2,0,0,5.9020057471264436E-5,1.0696987493681061E-2,6.8825862831409693E-2,null,3.4301056098242286E-2,1.9118951453448215E-2,0,0,2.4985509004427866E-5,9.8543643213289227E-3,6.3299357382023858E-2]
[2004,2,15,13,null,null,4.1574387275845719E-2,1.6110214815379918E-2,0,0,5.9020057471264436E-5,1.0090816711500606E-2,6.7834438860197507E-2,null,3.3648012331151819E-2,1.9632767899481967E-2,0,0,2.4985509004427866E-5,9.2959428281674354E-3,6.2601708567805656E-2]
[2004,2,15,14,null,null,4.0168466276714845E-2,1.6322849216119418E-2,0,0,5.9020057471264436E-5,1.0203862287351706E-2,6.6754197837657236E-2,null,3.2510137542967853E-2,1.9891895532788178E-2,0,0,2.4985509004427866E-5,9.4000835771408473E-3,6.18271021619013E-2]
[2004,2,15,15,null,null,4.1155148590344651E-2,1.6298557689309701E-2,0,0,5.9020057471264436E-5,8.8145532968954381E-3,6.6327279634021047E-2,null,3.3308703699473398E-2,1.9862292581291595E-2,0,0,2.4985509004427866E-5,8.1202132440268589E-3,6.1316195033796275E-2]
[2004,2,15,16,null,null,4.3485531505591861E-2,1.6155777405247835E-2,0,0,5.9020057471264436E-5,8.2198496921617979E-3,6.7920178660472758E-2,null,3.5194786891710864E-2,1.9688292904084772E-2,0,0,2.4985509004427866E-5,7.5723556357315544E-3,6.248042094053162E-2]
[2004,2,15,17,null,null,4.7175105501207237E-2,1.623074020798829E-2,0,0,5.9020057471264436E-5,7.5479837592022682E-3,7.101284952586906E-2,null,3.8180924257427161E-2,1.9779646577773403E-2,0,0,2.4985509004427866E-5,6.9534139306595601E-3,6.4938970274864546E-2]
[2004,2,15,18,null,null,5.4872375413646202E-2,1.6082120163744575E-2,0,0,5.9020057471264436E-5,6.3078812314434282E-3,7.7321396866305486E-2,null,4.4410669297600618E-2,1.9598530257023787E-2,0,0,2.4985509004427866E-5,5.8109967677381878E-3,6.9845181831367023E-2]
[2004,2,15,19,null,null,5.5332997864600095E-2,1.5984826053924695E-2,1.1482717688530194E-3,1.5338284112824102E-6,5.9020057471264436E-5,5.8348550130021349E-3,7.8361504586262495E-2,null,4.4783471662837318E-2,1.9479962460258168E-2,6.4880813324781487E-4,2.0386773843284885E-6,2.4985509004427866E-5,5.3752317738261545E-3,7.0314498216558205E-2]
[2004,2,15,20,null,null,5.0763157265659747E-2,1.5701163121146923E-2,1.1482717688530194E-3,1.5338284112824102E-6,5.9020057471264436E-5,7.4371919851399767E-3,7.5110338026682211E-2,null,4.1084895137720866E-2,1.9134275665591984E-2,6.4880813324781487E-4,2.0386773843284885E-6,2.4985509004427866E-5,6.8513494469849626E-3,6.7746352569934387E-2]
[2004,2,15,21,null,null,4.9127037641162663E-2,1.5451597115763008E-2,1.1482717688530194E-3,1.5338284112824102E-6,5.9020057471264436E-5,7.9466869536544988E-3,7.3734147365315736E-2,null,3.9760710299227724E-2,1.8830141207085215E-2,6.4880813324781487E-4,2.0386773843284885E-6,2.4985509004427866E-5,7.3207104743388766E-3,6.6587394300288386E-2]
[2004,2,15,22,null,null,4.8659301743362436E-2,1.5188293926134208E-2,1.1482717688530194E-3,1.5338284112824102E-6,5.9020057471264436E-5,6.9679476063375665E-3,7.2024368930569779E-2,null,3.9382150703087905E-2,1.8509265882428436E-2,6.4880813324781487E-4,2.0386773843284885E-6,2.4985509004427866E-5,6.4190683896137935E-3,6.4986317294766713E-2]
[2004,2,15,23,null,null,4.5251817938964933E-2,1.5513791606392135E-2,1.1482717688530194E-3,1.5338284112824102E-6,5.9020057471264436E-5,5.0906440805093779E-3,6.7065079280602014E-2,null,3.6624321554390368E-2,1.8905934733933937E-2,6.4880813324781487E-4,2.0386773843284885E-6,2.4985509004427866E-5,4.6896438300212525E-3,6.0895732437982131E-2]
[2004,2,15,24,null,null,3.5328375473401834E-2,1.5343915720616597E-2,1.1482717688530194E-3,1.5338284112824102E-6,5.9020057471264436E-5,8.3984750086445493E-3,6.0279591857398548E-2,null,2.8592835432098496E-2,1.869891490984282E-2,6.4880813324781487E-4,2.0386773843284885E-6,2.4985509004427866E-5,7.7369102775569779E-3,5.5704492939134861E-2]
[2004,2,16,1,null,null,3.2313574707713816E-2,1.5171455991022048E-2,1.1482717688530194E-3,1.5338284112824102E-6,5.9020057471264436E-5,1.0190515455355386E-2,5.8884371808826816E-2,null,2.6152822241602886E-2,1.8488746275722261E-2,6.4880813324781487E-4,2.0386773843284885E-6,2.4985509004427866E-5,9.3877881018862488E-3,5.4705188938847966E-2]
[2004,2,16,2,null,null,2.9412169911602101E-2,1.4702282694230819E-2,1.1482717688530194E-3,1.5338284112824102E-6,5.9020057471264436E-5,1.1180361478742972E-2,5.6503639739311468E-2,null,2.3804585484450486E-2,1.7916986647058382E-2,6.4880813324781487E-4,2.0386773843284885E-6,2.4985509004427866E-5,1.0299661967518232E-2,5.2697066418663674E-2]
[2004,2,16,3,null,null,2.9007247087496139E-2,1.4540326396638522E-2,1.1482717688530194E-3,1.5338284112824102E-6,5.9020057471264436E-5,1.1507402022461907E-2,5.6263801161332137E-2,null,2.3476863320121725E-2,1.7719618055954713E-2,6.4880813324781487E-4,2.0386773843284885E-6,2.4985509004427866E-5,1.0600940871280218E-2,5.2473254566993227E-2]
[2004,2,16,4,null,null,3.0384967480176148E-2,1.4382143317949932E-2,1.1482717688530194E-3,1.5338284112824102E-6,5.9020057471264436E-5,1.1195114418596355E-2,5.7171050871458004E-2,null,2.4591914095354904E-2,1.7526847710859512E-2,6.4880813324781487E-4,2.0386773843284885E-6,2.4985509004427866E-5,1.0313252788692115E-2,5.3107846914543101E-2]
[2004,2,16,5,null,null,3.0690332897711156E-2,1.4274624638788709E-2,1.1482717688530194E-3,1.5338284112824102E-6,5.9020057471264436E-5,1.1579355306434586E-2,5.7753138497670019E-2,null,2.4839059994741255E-2,1.7395819708004082E-2,6.4880813324781487E-4,2.0386773843284885E-6,2.4985509004427866E-5,1.0667226250673402E-2,5.3577938273055306E-2]
[2004,2,16,6,null,null,3.2980502883274115E-2,1.4884676925641556E-2,1.1482717688530194E-3,1.5338284112824102E-6,5.9020057471264436E-5,1.1012050867720155E-2,6.0086056331371394E-2,null,2.6692597063210022E-2,1.8139261995495874E-2,6.4880813324781487E-4,2.0386773843284885E-6,2.4985509004427866E-5,1.0144609521103382E-2,5.5652300899445846E-2]
[2004,2,16,7,null,null,4.0753647830370651E-2,1.6090094731459788E-2,0,0,5.9020057471264436E-5,9.9859182679624004E-3,6.6888680887264101E-2,null,3.2983751164804995E-2,1.9608248491004253E-2,0,0,2.4985509004427866E-5,9.1993074455443882E-3,6.1816292610358065E-2]
[2004,2,16,8,null,null,4.5784380876981501E-2,1.7682639435089083E-2,0,0,5.9020057471264436E-5,1.2052376910719684E-2,7.5578417280261531E-2,null,3.7055348575584908E-2,2.154900849291649E-2,0,0,2.4985509004427866E-5,1.1102986993895584E-2,6.9732329571401408E-2]
[2004,2,16,9,null,null,4.7226814349856323E-2,1.9144207817479192E-2,0,0,5.9020057471264436E-5,1.2998351553436774E-2,7.9428393778243553E-2,null,3.8222774542926982E-2,2.3330153756931992E-2,0,0,2.4985509004427866E-5,1.1974445315556692E-2,7.3552359124420097E-2]
[2004,2,16,10,null,null,4.3402017330133782E-2,1.985942084206584E-2,0,0,5.9020057471264436E-5,1.4335573976635825E-2,7.7656032206306708E-2,null,3.512719513174109E-2,2.4201750533965099E-2,0,0,2.4985509004427866E-5,1.3206332044847341E-2,7.2560263219557955E-2]
[2004,2,16,11,null,null,4.185605532538958E-2,2.0380842256504973E-2,0,0,5.9020057471264436E-5,1.3894182784773118E-2,7.6190100424138929E-2,null,3.3875978890020378E-2,2.4837182508325256E-2,0,0,2.4985509004427866E-5,1.279971012298288E-2,7.1537857030332941E-2]
[2004,2,16,12,null,null,4.112034849607614E-2,2.038155314956102E-2,0,0,5.9020057471264436E-5,1.3694085395288359E-2,7.5255007098396776E-2,null,3.3280538425664245E-2,2.4838048840557982E-2,0,0,2.4985509004427866E-5,1.26153748064375E-2,7.075894758166415E-2]
[2004,2,16,13,null,null,4.1756538906295895E-2,2.0309882162591969E-2,0,0,5.9020057471264436E-5,1.2425562848111088E-2,7.4551003974470217E-2,null,3.3795435798077762E-2,2.475070674931865E-2,0,0,2.4985509004427866E-5,1.1446776326062601E-2,7.0017904382463442E-2]
[2004,2,16,14,null,null,3.9583512314902869E-2,2.0341371877874104E-2,0,0,5.9020057471264436E-5,1.3215179354447574E-2,7.3199083604695805E-2,null,3.2036708121396057E-2,2.4789081797599491E-2,0,0,2.4985509004427866E-5,1.2174193155536429E-2,6.9024968583536406E-2]
[2004,2,16,15,null,null,3.9378546438435288E-2,2.0128534919215253E-2,0,0,5.9020057471264436E-5,1.2007508174926631E-2,7.1573609590048437E-2,null,3.1870820064090803E-2,2.4529707316398176E-2,0,0,2.4985509004427866E-5,1.1061652658466719E-2,6.7487165547960123E-2]
[2004,2,16,16,null,null,4.233892481852445E-2,1.9775699732330874E-2,0,0,5.9020057471264436E-5,1.0989938788301961E-2,7.3163583396628554E-2,null,3.4266786782185726E-2,2.4099723519766351E-2,0,0,2.4985509004427866E-5,1.0124239254557051E-2,6.8515735065513561E-2]
[2004,2,16,17,null,null,4.6855208954302764E-2,1.9909424431181211E-2,0,0,5.9020057471264436E-5,1.1041355733859712E-2,7.786500917681495E-2,null,3.7922017664684948E-2,2.4262687577356098E-2,0,0,2.4985509004427866E-5,1.0171605984126036E-2,7.2381296735171505E-2]
[2004,2,16,18,null,null,5.4506742586886744E-2,1.9840569964258592E-2,0,0,5.9020057471264436E-5,9.9779571469353016E-3,8.4384289755551914E-2,null,4.4114746286592732E-2,2.4178777847819542E-2,0,0,2.4985509004427866E-5,9.1919734379975367E-3,7.7510483081414241E-2]
[2004,2,16,19,null,null,5.5332537389729909E-2,1.9774342172008578E-2,1.1482717688530194E-3,1.5338284112824102E-6,5.9020057471264436E-5,8.8485134377421556E-3,8.5164218654216209E-2,null,4.4783098979915802E-2,2.4098069124277362E-2,6.4880813324781487E-4,2.0386773843284885E-6,2.4985509004427866E-5,8.1514982764254555E-3,7.7708498700255188E-2]
[2004,2,16,20,null,null,5.500847130308379E-2,1.9456292942053213E-2,1.1482717688530194E-3,1.5338284112824102E-6,5.9020057471264436E-5,8.1703682457718776E-3,8.3843958145644451E-2,null,4.4520817792048195E-2,2.3710477351983832E-2,6.4880813324781487E-4,2.0386773843284885E-6,2.4985509004427866E-5,7.5267719421766525E-3,7.643389940584526E-2]
[2004,2,16,21,null,null,5.0741069724583171E-2,1.9002451211636181E-2,1.1482717688530194E-3,1.5338284112824102E-6,5.9020057471264436E-5,8.6058170575832732E-3,7.9558163648538197E-2,null,4.1067018702174669E-2,2.3157401588656912E-2,6.4880813324781487E-4,2.0386773843284885E-6,2.4985509004427866E-5,7.9279195771920358E-3,7.282817218766019E-2]
[2004,2,16,22,null,null,4.806725949462623E-2,1.799168139409589E-2,1.1482717688530194E-3,1.5338284112824102E-6,5.9020057471264436E-5,8.2417364653807248E-3,7.5509503008838408E-2,null,3.8902984413664014E-2,2.1925623523933305E-2,6.4880813324781487E-4,2.0386773843284885E-6,2.4985509004427866E-5,7.5925183439000945E-3,6.9096958601133976E-2]
[2004,2,16,23,null,null,4.6158933225346657E-2,1.7386677990885387E-2,1.1482717688530194E-3,1.5338284112824102E-6,5.9020057471264436E-5,7.7143565768966575E-3,7.2468793447864277E-2,null,3.7358490554631578E-2,2.1188334075608318E-2,6.4880813324781487E-4,2.0386773843284885E-6,2.4985509004427866E-5,7.1066812276153659E-3,6.6329338177491828E-2]
[2004,2,16,24,null,null,3.6149369084195297E-2,1.6638706591432972E-2,1.1482717688530194E-3,1.5338284112824102E-6,5.9020057471264436E-5,9.8946212718264859E-3,6.3891522602190318E-2,null,2.9257302305812954E-2,2.0276816193991933E-2,6.4880813324781487E-4,2.0386773843284885E-6,2.4985509004427866E-5,9.1152020970154003E-3,5.9325152916456854E-2]
[2004,2,17,1,null,null,2.463964895138436E-2,1.571804606355675E-2,1.1482717688530194E-3,1.5338284112824102E-6,5.9020057471264436E-5,9.3413602506755532E-3,5.0907880920352228E-2,null,1.9941970671763017E-2,1.9154850120594036E-2,6.4880813324781487E-4,2.0386773843284885E-6,2.4985509004427866E-5,8.6055225568240721E-3,4.8378175668817691E-2]
[2004,2,17,2,null,null,2.2364754760491844E-2,1.5331911432066091E-2,1.1482717688530194E-3,1.5338284112824102E-6,5.9020057471264436E-5,9.7922804925885017E-3,4.8697772339881998E-2,null,1.8100796987606541E-2,1.8684285842905397E-2,6.4880813324781487E-4,2.0386773843284885E-6,2.4985509004427866E-5,9.0209229063427428E-3,4.6481838056491247E-2]
[2004,2,17,3,null,null,2.1521754987824215E-2,1.5026591632107598E-2,1.1482717688530194E-3,1.5338284112824102E-6,5.9020057471264436E-5,1.0026439330651964E-2,4.778361160531934E-2,null,1.7418519542176613E-2,1.8312206833631179E-2,6.4880813324781487E-4,2.0386773843284885E-6,2.4985509004427866E-5,9.2366365828053451E-3,4.5643195278249706E-2]
[2004,2,17,4,null,null,2.2621685615522538E-2,1.4574654807428313E-2,1.1482717688530194E-3,1.5338284112824102E-6,5.9020057471264436E-5,9.953677292722108E-3,4.8358843370408522E-2,null,1.8308742627814421E-2,1.7761452490139329E-2,6.4880813324781487E-4,2.0386773843284885E-6,2.4985509004427866E-5,9.1696061566272531E-3,4.5915633594217575E-2]
[2004,2,17,5,null,null,2.3012874534451846E-2,1.4467244067952877E-2,1.1482717688530194E-3,1.5338284112824102E-6,5.9020057471264436E-5,1.0048923424984065E-2,4.8737867682124354E-2,null,1.8625349328007228E-2,1.7630556028347906E-2,6.4880813324781487E-4,2.0386773843284885E-6,2.4985509004427866E-5,9.2573495599042269E-3,4.6189087235895925E-2]
[2004,2,17,6,null,null,2.484360111466858E-2,1.5294857320622381E-2,1.1482717688530194E-3,1.5338284112824102E-6,5.9020057471264436E-5,9.8624194646921223E-3,5.1209703554718648E-2,null,2.0107038285619099E-2,1.8639129724378572E-2,6.4880813324781487E-4,2.0386773843284885E-6,2.4985509004427866E-5,9.0855368908538871E-3,4.8507537220488124E-2]
[2004,2,17,7,null,null,3.0155292684103628E-2,1.6453316906250088E-2,0,0,5.9020057471264436E-5,9.8038877745396796E-3,5.6471517422364663E-2,null,2.4406028003537677E-2,2.0050890425660224E-2,0,0,2.4985509004427866E-5,9.0316158594003076E-3,5.3513519797602632E-2]
[2004,2,17,8,null,null,3.4655181104896425E-2,1.7909520251406422E-2,0,0,5.9020057471264436E-5,1.1452931478640285E-2,6.407665289241439E-2,null,2.804798910009032E-2,2.1825497568862946E-2,0,0,2.4985509004427866E-5,1.0550761081510783E-2,6.0449233259468473E-2]
[2004,2,17,9,null,null,3.6303015309085515E-2,1.9341573707387209E-2,0,0,5.9020057471264436E-5,1.351085910030202E-2,6.9214468174246008E-2,null,2.9381655072227494E-2,2.3570674367752131E-2,0,0,2.4985509004427866E-5,1.2446581614418788E-2,6.5423896563402847E-2]
[2004,2,17,10,null,null,3.2458736198436179E-2,1.9835133589276435E-2,0,0,5.9020057471264436E-5,1.5251798563231864E-2,6.7604688408415742E-2,null,2.6270307932911494E-2,2.4172152791017858E-2,0,0,2.4985509004427866E-5,1.4050383782012581E-2,6.4517830014946362E-2]
[2004,2,17,11,null,null,3.0948160846540021E-2,2.0284129009341099E-2,0,0,5.9020057471264436E-5,1.5139916217214713E-2,6.6431226130567095E-2,null,2.5047731693110448E-2,2.471932258180454E-2,0,0,2.4985509004427866E-5,1.3947314632924647E-2,6.3739354416844057E-2]
[2004,2,17,12,null,null,3.1640521088521445E-2,2.0306628951383777E-2,0,0,5.9020057471264436E-5,1.43616353809652E-2,6.6367805478341688E-2,null,2.5608089824313146E-2,2.474674221245118E-2,0,0,2.4985509004427866E-5,1.3230340540055813E-2,6.361015808582457E-2]
[2004,2,17,13,null,null,3.1853689930662253E-2,2.0338682862294538E-2,0,0,5.9020057471264436E-5,1.3189323273191791E-2,6.5440716123619846E-2,null,2.578061690887077E-2,2.4785804819647508E-2,0,0,2.4985509004427866E-5,1.2150373809690985E-2,6.2741781047213688E-2]
[2004,2,17,14,null,null,2.8506610715105875E-2,2.038373540153952E-2,0,0,5.9020057471264436E-5,1.461675358858806E-2,6.3566119762704723E-2,null,2.3071675897398173E-2,2.4840708249329563E-2,0,0,2.4985509004427866E-5,1.3465362574474867E-2,6.1402732230207029E-2]
[2004,2,17,15,null,null,2.9242043357313535E-2,2.0231410065305298E-2,0,0,5.9020057471264436E-5,1.344041093487657E-2,6.2972884414966665E-2,null,2.3666894449858044E-2,2.4655076461934523E-2,0,0,2.4985509004427866E-5,1.2381682792364287E-2,6.0728639213161281E-2]
[2004,2,17,16,null,null,3.0714274614825156E-2,2.0172712095493782E-2,0,0,5.9020057471264436E-5,1.3473417075310884E-2,6.4419423843101092E-2,null,2.4858437097940292E-2,2.4583543982033627E-2,0,0,2.4985509004427866E-5,1.241208897287752E-2,6.187905556185587E-2]
[2004,2,17,17,null,null,3.5251939814265804E-2,2.0171054255890955E-2,0,0,5.9020057471264436E-5,1.2627542663080865E-2,6.8109556790708889E-2,null,2.8530972632195173E-2,2.4581523650181451E-2,0,0,2.4985509004427866E-5,1.1632845785659759E-2,6.4770327577040807E-2]
[2004,2,17,18,null,null,4.1679139619490921E-2,1.9894863535054944E-2,0,0,5.9020057471264436E-5,1.208237817417112E-2,7.3715401386188248E-2,null,3.3732793091173711E-2,2.42449428919294E-2,0,0,2.4985509004427866E-5,1.1130624997616282E-2,6.9133346489723829E-2]
[2004,2,17,19,null,null,4.5036377119425444E-2,1.9439728140196861E-2,1.1482717688530194E-3,1.5338284112824102E-6,5.9020057471264436E-5,1.0093597226451921E-2,7.5778528140809792E-2,null,3.6449955656839068E-2,2.3690290600045787E-2,6.4880813324781487E-4,2.0386773843284885E-6,2.4985509004427866E-5,9.2985043163759003E-3,7.011458289289732E-2]
[2004,2,17,20,null,null,4.6045440259145969E-2,1.8982849623892361E-2,1.1482717688530194E-3,1.5338284112824102E-6,5.9020057471264436E-5,7.6133597775573884E-3,7.3850475315331288E-2,null,3.7266635617579064E-2,2.3133514047302198E-2,6.4880813324781487E-4,2.0386773843284885E-6,2.4985509004427866E-5,7.0136401488476068E-3,6.8089622133365432E-2]
[2004,2,17,21,null,null,4.1803830122391548E-2,1.8442951563030233E-2,1.1482717688530194E-3,1.5338284112824102E-6,5.9020057471264436E-5,8.9849955326091416E-3,7.0440602872766489E-2,null,3.3833710695835933E-2,2.2475565445141576E-2,6.4880813324781487E-4,2.0386773843284885E-6,2.4985509004427866E-5,8.2772294027777995E-3,6.5262337863391875E-2]
[2004,2,17,22,null,null,3.9770380212542769E-2,1.7799634201424934E-2,1.1482717688530194E-3,1.5338284112824102E-6,5.9020057471264436E-5,8.7503022302693034E-3,6.7529142298972569E-2,null,3.2187948674440525E-2,2.1691584561531856E-2,6.4880813324781487E-4,2.0386773843284885E-6,2.4985509004427866E-5,8.0610233628624715E-3,6.2616388918471419E-2]
[2004,2,17,23,null,null,3.7409128053913984E-2,1.6917167145194579E-2,1.1482717688530194E-3,1.5338284112824102E-6,5.9020057471264436E-5,7.6923839358507655E-3,6.3227504789694897E-2,null,3.0276881621946392E-2,2.0616163091833652E-2,6.4880813324781487E-4,2.0386773843284885E-6,2.4985509004427866E-5,7.0864394156009165E-3,5.8655316449017531E-2]
[2004,2,17,24,null,null,3.0674483843543841E-2,1.6103051043146188E-2,1.1482717688530194E-3,1.5338284112824102E-6,5.9020057471264436E-5,9.0222140768565252E-3,5.7008574618282126E-2,null,2.4826232645861271E-2,1.9624037744163662E-2,6.4880813324781487E-4,2.0386773843284885E-6,2.4985509004427866E-5,8.3115161676019962E-3,5.343761887726349E-2]
[2004,2,18,1,null,null,2.4078595863873755E-2,1.5528464484505252E-2,1.1482717688530194E-3,1.5338284112824102E-6,5.9020057471264436E-5,9.3413602506755532E-3,5.015724625379013E-2,null,{"$f":"G1155*X$5","v":1.9487885297474031E-2},{"$f":"H1155*Y$5","v":1.8923815886588539E-2},{"$f":"I1155*Z$5","v":6.4880813324781487E-4},{"$f":"J1155*AA$5","v":2.0386773843284885E-6},{"$f":"K1155*AB$5","v":2.4985509004427866E-5},{"$f":"L1155*AC$5","v":8.6055225568240721E-3},{"$f":"SUM(O1155:T1155)","v":4.7693056060523209E-2}]
[2004,2,18,2,null,null,2.1819840296415094E-2,1.5239451431611527E-2,1.1482717688530194E-3,1.5338284112824102E-6,5.9020057471264436E-5,9.7922804925885017E-3,4.8060397875350686E-2,null,1.7659773323564953E-2,1.8571609149905778E-2,6.4880813324781487E-4,2.0386773843284885E-6,2.4985509004427866E-5,9.0209229063427428E-3,4.592813769945004E-2]
[2004,2,18,3,null,null,2.0999974074901492E-2,1.5025208020936411E-2,1.1482717688530194E-3,1.5338284112824102E-6,5.9020057471264436E-5,1.0026439330651964E-2,4.7260447081225433E-2,null,1.699621889645227E-2,1.8310520691186875E-2,6.4880813324781487E-4,2.0386773843284885E-6,2.4985509004427866E-5,9.2366365828053451E-3,4.5219208490081063E-2]
[2004,2,18,4,null,null,2.2039131469445115E-2,1.4436670874673704E-2,1.1482717688530194E-3,1.5338284112824102E-6,5.9020057471264436E-5,9.953677292722108E-3,4.7638305291576491E-2,null,1.7837255484523071E-2,1.7593297902713047E-2,6.4880813324781487E-4,2.0386773843284885E-6,2.4985509004427866E-5,9.1696061566272531E-3,4.527599186349994E-2]
[2004,2,18,5,null,null,2.242212268172953E-2,1.4405784900745977E-2,1.1482717688530194E-3,1.5338284112824102E-6,5.9020057471264436E-5,1.0048923424984065E-2,4.8085656662195136E-2,null,1.8147227413830517E-2,1.7555658605880479E-2,6.4880813324781487E-4,2.0386773843284885E-6,2.4985509004427866E-5,9.2573495599042269E-3,4.5636067899251793E-2]
[2004,2,18,6,null,null,2.4189601181610853E-2,1.5283240973967063E-2,1.1482717688530194E-3,1.5338284112824102E-6,5.9020057471264436E-5,9.8624194646921223E-3,5.054408727500561E-2,null,1.9577726869287437E-2,1.8624973424146866E-2,6.4880813324781487E-4,2.0386773843284885E-6,2.4985509004427866E-5,9.0855368908538871E-3,4.7964069503924761E-2]
[2004,2,18,7,null,null,2.9349668724535136E-2,1.6585297363538979E-2,0,0,5.9020057471264436E-5,9.8038877745396796E-3,5.5797873920085055E-2,null,2.3754000476445745E-2,2.021172885735802E-2,0,0,2.4985509004427866E-5,9.0316158594003076E-3,5.3022330702208499E-2]
[2004,2,18,8,null,null,3.3797135373241971E-2,1.8373075094676488E-2,0,0,5.9020057471264436E-5,1.1452931478640285E-2,6.3682162004030013E-2,null,2.7353534286653408E-2,2.2390410250096325E-2,0,0,2.4985509004427866E-5,1.0550761081510783E-2,6.0319691127264943E-2]
[2004,2,18,9,null,null,3.5467967445298065E-2,1.9727862638492834E-2,0,0,5.9020057471264436E-5,1.351085910030202E-2,6.876570924156418E-2,null,2.8705813462550987E-2,2.4041426683189634E-2,0,0,2.4985509004427866E-5,1.2446581614418788E-2,6.5218807269163834E-2]
[2004,2,18,10,null,null,3.1670075844641959E-2,2.0328454673362056E-2,0,0,5.9020057471264436E-5,1.5251798563231864E-2,6.7309349138707147E-2,null,2.5632009811198078E-2,2.4773340202530685E-2,0,0,2.4985509004427866E-5,1.4050383782012581E-2,6.4480719304745776E-2]
[2004,2,18,11,null,null,3.0205974664323371E-2,2.0724751855276113E-2,0,0,5.9020057471264436E-5,1.5139916217214713E-2,6.6129662794285463E-2,null,2.4447047198458964E-2,2.5256289106744535E-2,0,0,2.4985509004427866E-5,1.3947314632924647E-2,6.3675636447132575E-2]
[2004,2,18,12,null,null,3.0949310987444471E-2,2.0734323038845131E-2,0,0,5.9020057471264436E-5,1.43616353809652E-2,6.610428946472606E-2,null,2.5048662553620277E-2,2.526795306204788E-2,0,0,2.4985509004427866E-5,1.3230340540055813E-2,6.3571941664728404E-2]
[2004,2,18,13,null,null,3.1123740104570356E-2,2.0614538267779009E-2,0,0,5.9020057471264436E-5,1.3189323273191791E-2,6.498662170301242E-2,null,2.5189835844883036E-2,2.5121976944709662E-2,0,0,2.4985509004427866E-5,1.2150373809690985E-2,6.2487172108288108E-2]
[2004,2,18,14,null,null,2.7891572851934429E-2,2.0536057687617359E-2,0,0,5.9020057471264436E-5,1.461675358858806E-2,6.3103404185611112E-2,null,2.2573898228017066E-2,2.5026336319641188E-2,0,0,2.4985509004427866E-5,1.3465362574474867E-2,6.1090582631137549E-2]
[2004,2,18,15,null,null,2.860478218914534E-2,2.0023184775848985E-2,0,0,5.9020057471264436E-5,1.344041093487657E-2,6.2127397957342165E-2,null,2.315113046511387E-2,2.4401322007040756E-2,0,0,2.4985509004427866E-5,1.2381682792364287E-2,5.9959120773523347E-2]
[2004,2,18,16,null,null,3.004049267753164E-2,1.965984926145143E-2,0,0,5.9020057471264436E-5,1.3473417075310884E-2,6.3232779071765222E-2,null,2.4313115220214593E-2,2.3958541950688174E-2,0,0,2.4985509004427866E-5,1.241208897287752E-2,6.0708731652784717E-2]
[2004,2,18,17,null,null,3.4529398455389909E-2,1.956767723922705E-2,0,0,5.9020057471264436E-5,1.2627542663080865E-2,6.6783638415169086E-2,null,2.7946187572299695E-2,2.3846216203335036E-2,0,0,2.4985509004427866E-5,1.1632845785659759E-2,6.3450235070298913E-2]
[2004,2,18,18,null,null,4.085383729016194E-2,1.9583844032292866E-2,0,0,5.9020057471264436E-5,1.208237817417112E-2,7.2579079554097189E-2,null,3.3064838978706879E-2,2.3865917920511216E-2,0,0,2.4985509004427866E-5,1.1130624997616282E-2,6.8086367405838802E-2]
[2004,2,18,19,null,null,4.415647000471349E-2,1.9184457652441068E-2,1.1482717688530194E-3,1.5338284112824102E-6,5.9020057471264436E-5,1.0093597226451921E-2,7.4643350538342049E-2,null,3.5737807447662757E-2,2.3379204354757949E-2,6.4880813324781487E-4,2.0386773843284885E-6,2.4985509004427866E-5,9.2985043163759003E-3,6.9091348438433176E-2]
[2004,2,18,20,null,null,4.5125126681528398E-2,1.8697200374534241E-2,1.1482717688530194E-3,1.5338284112824102E-6,5.9020057471264436E-5,7.6133597775573884E-3,7.26445124883556E-2,null,3.6521784649536204E-2,2.2785406621201622E-2,6.4880813324781487E-4,2.0386773843284885E-6,2.4985509004427866E-5,7.0136401488476068E-3,6.6996663739222001E-2]
[2004,2,18,21,null,null,4.1048152388844572E-2,1.8232305597117249E-2,1.1482717688530194E-3,1.5338284112824102E-6,5.9020057471264436E-5,8.9849955326091416E-3,6.9474279173306536E-2,null,3.3222106884863149E-2,2.2218861024677627E-2,6.4880813324781487E-4,2.0386773843284885E-6,2.4985509004427866E-5,8.2772294027777995E-3,6.4394029631955146E-2]
[2004,2,18,22,null,null,3.8993596589266363E-2,1.770540961076816E-2,1.1482717688530194E-3,1.5338284112824102E-6,5.9020057471264436E-5,8.7503022302693034E-3,6.66581340850394E-2,null,3.1559262922291713E-2,2.1576757444700233E-2,6.4880813324781487E-4,2.0386773843284885E-6,2.4985509004427866E-5,8.0610233628624715E-3,6.1872876049490981E-2]
[2004,2,18,23,null,null,3.664286233147452E-2,1.6823606996039738E-2,1.1482717688530194E-3,1.5338284112824102E-6,5.9020057471264436E-5,7.6923839358507655E-3,6.2367678918100591E-2,null,2.9656708477685478E-2,2.0502145698890861E-2,6.4880813324781487E-4,2.0386773843284885E-6,2.4985509004427866E-5,7.0864394156009165E-3,5.7921125911813823E-2]
[2004,2,18,24,null,null,2.996608769198069E-2,1.5941707516452276E-2,1.1482717688530194E-3,1.5338284112824102E-6,5.9020057471264436E-5,9.0222140768565252E-3,5.6138834940025056E-2,null,2.4252895935328776E-2,1.9427415908392642E-2,6.4880813324781487E-4,2.0386773843284885E-6,2.4985509004427866E-5,8.3115161676019962E-3,5.2667660330959987E-2]
[2004,2,19,1,null,null,2.6013566933261782E-2,1.5624854407702258E-2,1.1482717688530194E-3,1.5338284112824102E-6,5.9020057471264436E-5,9.3413602506755532E-3,5.2188607246375168E-2,null,2.1053943985752461E-2,1.9041281793260936E-2,6.4880813324781487E-4,2.0386773843284885E-6,2.4985509004427866E-5,8.6055225568240721E-3,4.9376580655474032E-2]
[2004,2,19,2,null,null,2.369915216453039E-2,1.5255264727727121E-2,1.1482717688530194E-3,1.5338284112824102E-6,5.9020057471264436E-5,9.7922804925885017E-3,4.9955523039581576E-2,null,1.9180784529162741E-2,1.8590880076825193E-2,6.4880813324781487E-4,2.0386773843284885E-6,2.4985509004427866E-5,9.0209229063427428E-3,4.746841983196725E-2]
[2004,2,19,3,null,null,2.2799501574396759E-2,1.4987899974414376E-2,1.1482717688530194E-3,1.5338284112824102E-6,5.9020057471264436E-5,1.0026439330651964E-2,4.9022666534198664E-2,null,1.8452657041686051E-2,1.8265055113815994E-2,6.4880813324781487E-4,2.0386773843284885E-6,2.4985509004427866E-5,9.2366365828053451E-3,4.6630181057943955E-2]
[2004,2,19,4,null,null,2.4048255402078479E-2,1.4560187788512305E-2,1.1482717688530194E-3,1.5338284112824102E-6,5.9020057471264436E-5,9.953677292722108E-3,4.9770946138048458E-2,null,1.946332940382137E-2,1.774382220849316E-2,6.4880813324781487E-4,2.0386773843284885E-6,2.4985509004427866E-5,9.1696061566272531E-3,4.7052590088578344E-2]
[2004,2,19,5,null,null,2.4459520954662257E-2,1.4353225890091094E-2,1.1482717688530194E-3,1.5338284112824102E-6,5.9020057471264436E-5,1.0048923424984065E-2,5.0070495924472984E-2,null,1.9796185022183225E-2,1.7491607389367298E-2,6.4880813324781487E-4,2.0386773843284885E-6,2.4985509004427866E-5,9.2573495599042269E-3,4.7220974291091317E-2]
[2004,2,19,6,null,null,2.6445131055334754E-2,1.5427916283409433E-2,1.1482717688530194E-3,1.5338284112824102E-6,5.9020057471264436E-5,9.8624194646921223E-3,5.2944292458171879E-2,null,2.1403228144887401E-2,1.8801282480457909E-2,6.4880813324781487E-4,2.0386773843284885E-6,2.4985509004427866E-5,9.0855368908538871E-3,4.9965879835835766E-2]
[2004,2,19,7,null,null,3.212812128753962E-2,1.670909480118284E-2,0,0,5.9020057471264436E-5,9.8038877745396796E-3,5.8700123920733406E-2,null,2.6002726488477956E-2,2.0362595024424408E-2,0,0,2.4985509004427866E-5,9.0316158594003076E-3,5.5421922881307095E-2]
[2004,2,19,8,null,null,3.6756378278395965E-2,1.8510064932005275E-2,0,0,5.9020057471264436E-5,1.1452931478640285E-2,6.6778394746512787E-2,null,2.9748582014063833E-2,2.2557353379761877E-2,0,0,2.4985509004427866E-5,1.0550761081510783E-2,6.2881681984340909E-2]
[2004,2,19,9,null,null,3.8347898327402957E-2,1.9914400691297924E-2,0,0,5.9020057471264436E-5,1.351085910030202E-2,7.1832178176474165E-2,null,3.1036670420008315E-2,2.426875191361719E-2,0,0,2.4985509004427866E-5,1.2446581614418788E-2,6.7776989457048728E-2]
[2004,2,19,10,null,null,3.4390025049054168E-2,2.0592336463464513E-2,0,0,5.9020057471264436E-5,1.5251798563231864E-2,7.0293180133221805E-2,null,2.7833386436737457E-2,2.5094920640616181E-2,0,0,2.4985509004427866E-5,1.4050383782012581E-2,6.7003676368370652E-2]
[2004,2,19,11,null,null,3.27656437676839E-2,2.1023240656348363E-2,0,0,5.9020057471264436E-5,1.5139916217214713E-2,6.8987820698718241E-2,null,2.6518701964699687E-2,2.5620043496068483E-2,0,0,2.4985509004427866E-5,1.3947314632924647E-2,6.6111045602697247E-2]
[2004,2,19,12,null,null,3.3333171292147565E-2,2.1000072415594807E-2,0,0,5.9020057471264436E-5,1.43616353809652E-2,6.8753899146178826E-2,null,2.6978027390585545E-2,2.5591809440932256E-2,0,0,2.4985509004427866E-5,1.3230340540055813E-2,6.5825162880578048E-2]
[2004,2,19,13,null,null,3.3641205116193222E-2,2.0780646731244645E-2,0,0,5.9020057471264436E-5,1.3189323273191791E-2,6.7670195178100911E-2,null,2.7227332950788521E-2,2.5324405586831002E-2,0,0,2.4985509004427866E-5,1.2150373809690985E-2,6.4727097856314933E-2]
[2004,2,19,14,null,null,3.0012727249808628E-2,2.0931941446044641E-2,0,0,5.9020057471264436E-5,1.461675358858806E-2,6.5620442341912597E-2,null,2.4290643416885183E-2,2.5508781403921345E-2,0,0,2.4985509004427866E-5,1.3465362574474867E-2,6.3289772904285821E-2]
[2004,2,19,15,null,null,3.080257887416369E-2,2.0429838799100729E-2,0,0,5.9020057471264436E-5,1.344041093487657E-2,6.4731848665612254E-2,null,2.4929905687180152E-2,2.489689231106117E-2,0,0,2.4985509004427866E-5,1.2381682792364287E-2,6.2233466299610032E-2]
[2004,2,19,16,null,null,3.23642469833752E-2,1.999020023564738E-2,0,0,5.9020057471264436E-5,1.3473417075310884E-2,6.5886884351804731E-2,null,2.6193833582190757E-2,2.4361125285304243E-2,0,0,2.4985509004427866E-5,1.241208897287752E-2,6.2992033349376947E-2]
[2004,2,19,17,null,null,3.7021316869969186E-2,1.9825635218894775E-2,0,0,5.9020057471264436E-5,1.2627542663080865E-2,6.9533514809416094E-2,null,2.9963008673850905E-2,2.416057756975213E-2,0,0,2.4985509004427866E-5,1.1632845785659759E-2,6.5781417538267217E-2]
[2004,2,19,18,null,null,4.3700159352184277E-2,1.9989265127235343E-2,0,0,5.9020057471264436E-5,1.208237817417112E-2,7.5830822711062007E-2,null,3.5368494813870568E-2,2.4359985712267832E-2,0,0,2.4985509004427866E-5,1.1130624997616282E-2,7.0884091032759111E-2]
[2004,2,19,19,null,null,4.719110968633794E-2,1.9626019212314962E-2,1.1482717688530194E-3,1.5338284112824102E-6,5.9020057471264436E-5,1.0093597226451921E-2,7.8119551779840396E-2,null,3.8193877160738882E-2,2.3917314846621861E-2,6.4880813324781487E-4,2.0386773843284885E-6,2.4985509004427866E-5,9.2985043163759003E-3,7.2085528643373212E-2]
[2004,2,19,20,null,null,4.8299122184408211E-2,1.9113373867201328E-2,1.1482717688530194E-3,1.5338284112824102E-6,5.9020057471264436E-5,7.6133597775573884E-3,7.62346814839025E-2,null,3.9090641265781975E-2,2.3292577858896692E-2,6.4880813324781487E-4,2.0386773843284885E-6,2.4985509004427866E-5,7.0136401488476068E-3,7.0072691593162831E-2]
[2004,2,19,21,null,null,4.3654351973844388E-2,1.8555296615306797E-2,1.1482717688530194E-3,1.5338284112824102E-6,5.9020057471264436E-5,8.9849955326091416E-3,7.2403469776495907E-2,null,3.5331420852418978E-2,2.2612475123955745E-2,6.4880813324781487E-4,2.0386773843284885E-6,2.4985509004427866E-5,8.2772294027777995E-3,6.6896957698789089E-2]
[2004,2,19,22,null,null,4.1672586513730854E-2,1.7860491415160367E-2,1.1482717688530194E-3,1.5338284112824102E-6,5.9020057471264436E-5,8.7503022302693034E-3,6.9492205813896091E-2,null,3.3727489369390413E-2,2.1765748411360617E-2,6.4880813324781487E-4,2.0386773843284885E-6,2.4985509004427866E-5,8.0610233628624715E-3,6.4230093463250079E-2]
[2004,2,19,23,null,null,3.9285575896443284E-2,1.71598873287322E-2,1.1482717688530194E-3,1.5338284112824102E-6,5.9020057471264436E-5,7.6923839358507655E-3,6.5346672815761814E-2,null,3.1795574843454723E-2,2.0911954866339632E-2,6.4880813324781487E-4,2.0386773843284885E-6,2.4985509004427866E-5,7.0864394156009165E-3,6.0469801445031834E-2]
[2004,2,19,24,null,null,3.2409222224046519E-2,1.6335069572875355E-2,1.1482717688530194E-3,1.5338284112824102E-6,5.9020057471264436E-5,9.0222140768565252E-3,5.8975331528513961E-2,null,2.6230234057383912E-2,1.9906787911976639E-2,6.4880813324781487E-4,2.0386773843284885E-6,2.4985509004427866E-5,8.3115161676019962E-3,5.5124370456599112E-2]
[2004,2,20,1,null,null,2.2008701906032033E-2,1.5618935033793146E-2,1.1482717688530194E-3,1.5338284112824102E-6,5.9020057471264436E-5,9.3108335434677631E-3,4.8147296138028511E-2,null,1.7812627476943274E-2,1.9034068128179517E-2,6.4880813324781487E-4,2.0386773843284885E-6,2.4985509004427866E-5,8.577400499606206E-3,4.6099928424365569E-2]
[2004,2,20,2,null,null,2.0201670546884008E-2,1.4849701938447106E-2,1.1482717688530194E-3,1.5338284112824102E-6,5.9020057471264436E-5,9.9974199077980889E-3,4.6257618047864768E-2,null,1.6350116122248778E-2,1.8096639608783781E-2,6.4880813324781487E-4,2.0386773843284885E-6,2.4985509004427866E-5,9.2099030781279106E-3,4.4332491128797044E-2]
[2004,2,20,3,null,null,1.9721337622209636E-2,1.4653043248662215E-2,1.1482717688530194E-3,1.5338284112824102E-6,5.9020057471264436E-5,9.8291903467423204E-3,4.5412396872349742E-2,null,1.5961361188465507E-2,1.7856980829791147E-2,6.4880813324781487E-4,2.0386773843284885E-6,2.4985509004427866E-5,9.0549252972115472E-3,4.3549099635104768E-2]
[2004,2,20,4,null,null,2.0695388382042199E-2,1.4032731217393041E-2,1.1482717688530194E-3,1.5338284112824102E-6,5.9020057471264436E-5,9.8609687325966217E-3,4.5797913986767427E-2,null,1.6749704063143439E-2,1.7101035469985173E-2,6.4880813324781487E-4,2.0386773843284885E-6,2.4985509004427866E-5,9.08420043583698E-3,4.3610772288602162E-2]
[2004,2,20,5,null,null,2.1152804890618718E-2,1.4208051739452174E-2,1.1482717688530194E-3,1.5338284112824102E-6,5.9020057471264436E-5,9.8671349078725216E-3,4.6436817192678982E-2,null,1.7119911715728551E-2,1.7314690418540977E-2,6.4880813324781487E-4,2.0386773843284885E-6,2.4985509004427866E-5,9.0898808891116782E-3,4.4200315343017771E-2]
[2004,2,20,6,null,null,2.2191935777989551E-2,1.4590315862435012E-2,1.1482717688530194E-3,1.5338284112824102E-6,5.9020057471264436E-5,1.0641415242315615E-2,4.8632492537475744E-2,null,1.7960926850358053E-2,1.7780537887915279E-2,6.4880813324781487E-4,2.0386773843284885E-6,2.4985509004427866E-5,9.8031696077298756E-3,4.6220466665639774E-2]
[2004,2,20,7,null,null,2.7656992414721724E-2,1.5734587365757672E-2,0,0,5.9020057471264436E-5,8.5172879229758296E-3,5.1967887760926493E-2,null,2.2384041781267558E-2,1.9175008234597325E-2,0,0,2.4985509004427866E-5,7.8463640601841803E-3,4.9430399585053485E-2]
[2004,2,20,8,null,null,3.1151705266077183E-2,1.7299966994725094E-2,0,0,5.9020057471264436E-5,1.1325391743534403E-2,5.9836084061807945E-2,null,2.5212469301703001E-2,2.1082663426181425E-2,0,0,2.4985509004427866E-5,1.0433267907294999E-2,5.6753386144183848E-2]
[2004,2,20,9,null,null,3.1850528690412348E-2,1.8613103153763855E-2,0,0,5.9020057471264436E-5,1.3020600047994121E-2,6.3543251949641583E-2,null,2.5778058375651634E-2,2.2682921258014518E-2,0,0,2.4985509004427866E-5,1.1994941251547897E-2,6.0480906394218471E-2]
[2004,2,20,10,null,null,2.9455914620528337E-2,1.9357876309880277E-2,0,0,5.9020057471264436E-5,1.3315066099456433E-2,6.2187877087336307E-2,null,2.3839990035228503E-2,2.3590541589547234E-2,0,0,2.4985509004427866E-5,1.226621162118112E-2,5.9721728754961283E-2]
[2004,2,20,11,null,null,2.788121987663536E-2,1.9888640418079404E-2,0,0,5.9020057471264436E-5,1.3240445456416042E-2,6.1069325808602068E-2,null,2.256551910174839E-2,2.4237359069330371E-2,0,0,2.4985509004427866E-5,1.2197468995947031E-2,5.9025332676030218E-2]
[2004,2,20,12,null,null,2.7519001927818969E-2,1.9911702316384974E-2,0,0,5.9020057471264436E-5,1.3060857014137112E-2,6.0550581315812313E-2,null,2.227235990429656E-2,2.4265463529881851E-2,0,0,2.4985509004427866E-5,1.2032027095677264E-2,5.85948360388601E-2]
[2004,2,20,13,null,null,2.8189607140717533E-2,1.9598648827089303E-2,0,0,5.9020057471264436E-5,1.1815047384824527E-2,5.9662323410102629E-2,null,2.2815110716791525E-2,2.3883959833879153E-2,0,0,2.4985509004427866E-5,1.0884352391044952E-2,5.7608408450720058E-2]
[2004,2,20,14,null,null,2.5324994162118322E-2,1.954803032270569E-2,0,0,5.9020057471264436E-5,1.3126283401587059E-2,5.8058327943882333E-2,null,2.0496651224211473E-2,2.3822273421911903E-2,0,0,2.4985509004427866E-5,1.2092299715285453E-2,5.6436209870413256E-2]
[2004,2,20,15,null,null,2.5846196600838867E-2,1.9346082069488485E-2,0,0,5.9020057471264436E-5,1.264931487370044E-2,5.7900613601499056E-2,null,2.0918483684873722E-2,2.3576168498510502E-2,0,0,2.4985509004427866E-5,1.165290295555481E-2,5.6172540647943456E-2]
[2004,2,20,16,null,null,2.9406365808187007E-2,1.9064774877645976E-2,0,0,5.9020057471264436E-5,1.0640710215826635E-2,5.9170870959130886E-2,null,2.3799887963787424E-2,2.3233352535521199E-2,0,0,2.4985509004427866E-5,9.8025201175923303E-3,5.6860746125905387E-2]
[2004,2,20,17,null,null,3.2513194503748392E-2,1.9023192757958881E-2,0,0,5.9020057471264436E-5,9.6412205413012285E-3,6.1236627860479759E-2,null,{"$f":"G1219*X$5","v":2.6314383476743829E-2},{"$f":"H1219*Y$5","v":2.3182678344398317E-2},{"$f":"I1219*Z$5","v":0},{"$f":"J1219*AA$5","v":0},{"$f":"K1219*AB$5","v":2.4985509004427866E-5},{"$f":"L1219*AC$5","v":8.8817622505762157E-3},{"$f":"SUM(O1219:T1219)","v":5.840380958072279E-2}]
[2004,2,20,18,null,null,3.7325989215401416E-2,1.9130307312241142E-2,0,0,5.9020057471264436E-5,9.9648724791867593E-3,6.6480189064300588E-2,null,3.0209593638965249E-2,2.3313213859099988E-2,0,0,2.4985509004427866E-5,9.1799194757867884E-3,6.2727712482856454E-2]
[2004,2,20,19,null,null,3.9127989321299121E-2,1.8883565707749378E-2,1.1482717688530194E-3,1.5338284112824102E-6,5.9020057471264436E-5,8.8030017757736601E-3,6.8023382459557732E-2,null,3.1668032975224823E-2,2.3012521366315351E-2,6.4880813324781487E-4,2.0386773843284885E-6,2.4985509004427866E-5,8.1095716594062565E-3,6.3465958320583007E-2]
[2004,2,20,20,null,null,3.7514790387945633E-2,1.8422006304544623E-2,1.1482717688530194E-3,1.5338284112824102E-6,5.9020057471264436E-5,7.6981443122483154E-3,6.4843766659474139E-2,null,3.0362398877915687E-2,2.2450040434882242E-2,6.4880813324781487E-4,2.0386773843284885E-6,2.4985509004427866E-5,7.0917460355892983E-3,6.0580017668023796E-2]
[2004,2,20,21,null,null,3.6447147179587205E-2,1.7876636742473428E-2,1.1482717688530194E-3,1.5338284112824102E-6,5.9020057471264436E-5,7.4391661360080274E-3,6.2971775712804226E-2,null,2.9498307445809693E-2,2.1785423969224432E-2,6.4880813324781487E-4,2.0386773843284885E-6,2.4985509004427866E-5,6.853168090027271E-3,5.8812731824697963E-2]
[2004,2,20,22,null,null,3.4742088858014594E-2,1.7010387977720542E-2,1.1482717688530194E-3,1.5338284112824102E-6,5.9020057471264436E-5,6.5367571178754722E-3,5.9498059608346178E-2,null,2.8118327434343816E-2,2.0729766975416352E-2,6.4880813324781487E-4,2.0386773843284885E-6,2.4985509004427866E-5,6.0218436412715817E-3,5.5545770370668317E-2]
[2004,2,20,23,null,null,3.3144533348546466E-2,1.6107080158997065E-2,1.1482717688530194E-3,1.5338284112824102E-6,5.9020057471264436E-5,6.4798956353676693E-3,5.694033479764677E-2,null,2.6825354260124269E-2,1.9628947839854308E-2,6.4880813324781487E-4,2.0386773843284885E-6,2.4985509004427866E-5,5.9694612518545829E-3,5.3099595671469726E-2]
[2004,2,20,24,null,null,2.8950314404700458E-2,1.5070733565703716E-2,1.1482717688530194E-3,1.5338284112824102E-6,5.9020057471264436E-5,6.2501736960317907E-3,5.1480047321171535E-2,null,2.3430785151848453E-2,1.8366000550652233E-2,6.4880813324781487E-4,2.0386773843284885E-6,2.4985509004427866E-5,5.7578349707025087E-3,4.8230452992839762E-2]
[2004,2,21,1,null,null,3.3527920835516353E-2,1.5025122812700232E-2,1.1482717688530194E-3,1.5338284112824102E-6,5.9020057471264436E-5,8.8278661094881739E-3,5.8589735412440322E-2,null,2.7135646912270387E-2,1.8310416851880996E-2,6.4880813324781487E-4,2.0386773843284885E-6,2.4985509004427866E-5,8.1324773796545655E-3,5.4254373463442515E-2]
[2004,2,21,2,null,null,3.1258147146378729E-2,1.4011889110685377E-2,1.1482717688530194E-3,1.5338284112824102E-6,5.9020057471264436E-5,9.5929531461200531E-3,5.6071815057919729E-2,null,2.5298617479358004E-2,1.7075636165989727E-2,6.4880813324781487E-4,2.0386773843284885E-6,2.4985509004427866E-5,8.8372969749799021E-3,5.1887382939964206E-2]
[2004,2,21,3,null,null,3.0267074315604103E-2,1.3649691306818304E-2,1.1482717688530194E-3,1.5338284112824102E-6,5.9020057471264436E-5,9.9076552450770537E-3,5.5033246522235027E-2,null,2.4496497880824586E-2,1.6634242584432031E-2,6.4880813324781487E-4,2.0386773843284885E-6,2.4985509004427866E-5,9.1272093580355169E-3,5.09337821429287E-2]
[2004,2,21,4,null,null,2.9834725723061981E-2,1.3399999631583335E-2,1.1482717688530194E-3,1.5338284112824102E-6,5.9020057471264436E-5,1.008504408598755E-2,5.4528595095368435E-2,null,2.4146578814629099E-2,1.6329954977935251E-2,6.4880813324781487E-4,2.0386773843284885E-6,2.4985509004427866E-5,9.2906249239509582E-3,5.044299103615188E-2]
[2004,2,21,5,null,null,3.0078948006426229E-2,1.3461105643948906E-2,1.1482717688530194E-3,1.5338284112824102E-6,5.9020057471264436E-5,1.0364713260509896E-2,5.5113592565620602E-2,null,2.4344238839000804E-2,1.6404422027058073E-2,6.4880813324781487E-4,2.0386773843284885E-6,2.4985509004427866E-5,9.5482639963362006E-3,5.0972757182031647E-2]
[2004,2,21,6,null,null,3.1296151796697688E-2,1.337685432270397E-2,1.1482717688530194E-3,1.5338284112824102E-6,5.9020057471264436E-5,1.0295968120041146E-2,5.6177799894178371E-2,null,2.5329376343802324E-2,1.6301748868805248E-2,6.4880813324781487E-4,2.0386773843284885E-6,2.4985509004427866E-5,9.4849340485448075E-3,5.1791891580788951E-2]
[2004,2,21,7,null,null,3.4344279931567898E-2,1.3099678751161484E-2,0,0,5.9020057471264436E-5,1.0132752218470858E-2,5.7635730958671499E-2,null,2.779636286578125E-2,1.5963967918901038E-2,0,0,2.4985509004427866E-5,9.3345749910944843E-3,5.3119891284781201E-2]
[2004,2,21,8,null,null,4.0898338872737874E-2,1.4061834727805318E-2,0,0,5.9020057471264436E-5,9.3773985157383864E-3,6.4396592173752848E-2,null,3.3100856101204335E-2,1.7136502561611967E-2,0,0,2.4985509004427866E-5,8.638722015423754E-3,5.8901066187244479E-2]
[2004,2,21,9,null,null,4.2480927549738451E-2,1.4792732043916179E-2,0,0,5.9020057471264436E-5,1.0658665738487824E-2,6.7991345389613711E-2,null,3.4381715948050354E-2,1.8027213053681865E-2,0,0,2.4985509004427866E-5,9.8190612476990787E-3,6.2252975758435726E-2]
[2004,2,21,10,null,null,4.3384832768557646E-2,1.5411875132445083E-2,0,0,5.9020057471264436E-5,1.1157319173585881E-2,7.0013047132059872E-2,null,3.5113286896943E-2,1.8781733877454614E-2,0,0,2.4985509004427866E-5,1.0278434750981301E-2,6.4198441034383352E-2]
[2004,2,21,11,null,null,4.4350851638523571E-2,1.5575296102924656E-2,0,0,5.9020057471264436E-5,1.0055125888005667E-2,7.0040293686925159E-2,null,3.5895129203675526E-2,1.8980887397137703E-2,0,0,2.4985509004427866E-5,9.2630634424660744E-3,6.4164065552283739E-2]
[2004,2,21,12,null,null,4.5039722281690911E-2,1.5494709253042279E-2,0,0,5.9020057471264436E-5,9.4576352250448723E-3,7.0051086817249322E-2,null,3.6452663046377037E-2,1.8882679959333664E-2,0,0,2.4985509004427866E-5,8.7126383181134366E-3,6.4072966832828565E-2]
[2004,2,21,13,null,null,4.5849733177880249E-2,1.5408145509694738E-2,0,0,5.9020057471264436E-5,8.5615692985884333E-3,6.9878468043634678E-2,null,3.710824111761854E-2,1.8777188760046231E-2,0,0,2.4985509004427866E-5,7.8871573029727672E-3,6.3797572689641965E-2]
[2004,2,21,14,null,null,4.4414493619070856E-2,1.5345113828184945E-2,0,0,5.9020057471264436E-5,8.5574194002966258E-3,6.8376046905023691E-2,null,3.5946637506901399E-2,1.8700374987692652E-2,0,0,2.4985509004427866E-5,7.8833343004977158E-3,6.2555332304096198E-2]
[2004,2,21,15,null,null,4.3467044525672724E-2,1.5405050777864455E-2,0,0,5.9020057471264436E-5,8.8319218532570114E-3,6.7763037214265451E-2,null,3.5179824551456573E-2,1.8773417354609908E-2,0,0,2.4985509004427866E-5,8.1362136443473773E-3,6.2114441059418289E-2]
[2004,2,21,16,null,null,4.2178923718233341E-2,1.5211637536615951E-2,0,0,5.9020057471264436E-5,8.6520180586631985E-3,6.6101599370983755E-2,null,3.4137290730689593E-2,1.8537713652478433E-2,0,0,2.4985509004427866E-5,7.9704812326974427E-3,6.0670471124869896E-2]
[2004,2,21,17,null,null,4.82187881440167E-2,1.5258866512975762E-2,0,0,5.9020057471264436E-5,7.4041489231060961E-3,7.0940823637569816E-2,null,3.9025623331452125E-2,1.8595269404628745E-2,0,0,2.4985509004427866E-5,6.8209092532606572E-3,6.4466787498345959E-2]
[2004,2,21,18,null,null,5.3561012562881011E-2,1.5380351425485776E-2,0,0,5.9020057471264436E-5,7.103057809383858E-3,7.6103441855221915E-2,null,4.3349324650946076E-2,1.8743317405101153E-2,0,0,2.4985509004427866E-5,6.5435356908173691E-3,6.8661163255869018E-2]
[2004,2,21,19,null,null,5.6365462670701014E-2,1.5305564433263363E-2,1.1482717688530194E-3,1.5338284112824102E-6,5.9020057471264436E-5,5.1485705431175352E-3,7.8028423301817473E-2,null,4.5619091639547062E-2,1.8652177983496342E-2,6.4880813324781487E-4,2.0386773843284885E-6,2.4985509004427866E-5,4.7430073089188224E-3,6.9690109251598797E-2]
[2004,2,21,20,null,null,5.3728012216234383E-2,1.4679088032901201E-2,1.1482717688530194E-3,1.5338284112824102E-6,5.9020057471264436E-5,5.3441590308424495E-3,7.4960084934713608E-2,null,4.3484484944663671E-2,1.788872039439757E-2,6.4880813324781487E-4,2.0386773843284885E-6,2.4985509004427866E-5,4.9231888989447652E-3,6.6972226557642567E-2]
[2004,2,21,21,null,null,4.9303280511095782E-2,1.4290320337151137E-2,1.1482717688530194E-3,1.5338284112824102E-6,5.9020057471264436E-5,6.961921653681695E-3,7.1764348156664187E-2,null,3.9903351541813938E-2,1.7414947324022937E-2,6.4880813324781487E-4,2.0386773843284885E-6,2.4985509004427866E-5,6.4135171133419353E-3,6.4407648298815387E-2]
[2004,2,21,22,null,null,4.4489359748687271E-2,1.3720064475988751E-2,1.1482717688530194E-3,1.5338284112824102E-6,5.9020057471264436E-5,7.6876807493182027E-3,6.7105930628729799E-2,null,3.600723001631842E-2,1.6720003085611407E-2,6.4880813324781487E-4,2.0386773843284885E-6,2.4985509004427866E-5,7.0821067085102126E-3,6.0485172130076606E-2]
[2004,2,21,23,null,null,4.290654619980952E-2,1.3145818993520145E-2,1.1482717688530194E-3,1.5338284112824102E-6,5.9020057471264436E-5,7.4601342411510455E-3,6.4721325089216283E-2,null,3.4726188170597812E-2,1.6020196881669967E-2,6.4880813324781487E-4,2.0386773843284885E-6,2.4985509004427866E-5,6.8724844954478901E-3,5.8294701867352236E-2]
[2004,2,21,24,null,null,3.8153476283762061E-2,1.2610353391120545E-2,1.1482717688530194E-3,1.5338284112824102E-6,5.9020057471264436E-5,8.9096323436888107E-3,6.0882287673306987E-2,null,3.0879315958510876E-2,1.536764991004104E-2,6.4880813324781487E-4,2.0386773843284885E-6,2.4985509004427866E-5,8.2078027234929272E-3,5.5130600911681406E-2]
[2004,2,22,1,null,null,3.0025887026217311E-2,1.2056059580113207E-2,1.1482717688530194E-3,1.5338284112824102E-6,5.9020057471264436E-5,9.6410778865348278E-3,5.2931850147600913E-2,null,2.4301294212913434E-2,1.469215787816339E-2,6.4880813324781487E-4,2.0386773843284885E-6,2.4985509004427866E-5,8.8816308330120549E-3,4.855091524372545E-2]
[2004,2,22,2,null,null,2.7542069543330577E-2,1.1758841522575907E-2,1.1482717688530194E-3,1.5338284112824102E-6,5.9020057471264436E-5,1.0180996840299465E-2,5.0690733560941517E-2,null,2.2291029557947376E-2,1.4329952084756216E-2,6.4880813324781487E-4,2.0386773843284885E-6,2.4985509004427866E-5,9.3790192872409157E-3,4.6675833249581078E-2]
[2004,2,22,3,null,null,2.6615162165668893E-2,1.152909072562831E-2,1.1482717688530194E-3,1.5338284112824102E-6,5.9020057471264436E-5,1.0392143514143764E-2,4.9745222060176536E-2,null,2.154084193241582E-2,1.4049965497185266E-2,6.4880813324781487E-4,2.0386773843284885E-6,2.4985509004427866E-5,9.5735335138423441E-3,4.584017326308E-2]
[2004,2,22,4,null,null,2.6769050142971366E-2,1.1241333002219018E-2,1.1482717688530194E-3,1.5338284112824102E-6,5.9020057471264436E-5,1.0294057275882423E-2,4.9513266075808374E-2,null,2.1665390359877506E-2,1.3699288572034363E-2,6.4880813324781487E-4,2.0386773843284885E-6,2.4985509004427866E-5,9.4831737254152861E-3,4.5523684976963727E-2]
[2004,2,22,5,null,null,2.5871742811143593E-2,1.1283626232751677E-2,1.1482717688530194E-3,1.5338284112824102E-6,5.9020057471264436E-5,1.1072566103306484E-2,4.9436760801937318E-2,null,2.0939159376222927E-2,1.3750829360799903E-2,6.4880813324781487E-4,2.0386773843284885E-6,2.4985509004427866E-5,1.0200357850136298E-2,4.5566178906795693E-2]
[2004,2,22,6,null,null,2.7778232576017206E-2,1.1460592278559988E-2,1.1482717688530194E-3,1.5338284112824102E-6,5.9020057471264436E-5,1.0464770677229776E-2,5.0912421186542538E-2,null,2.2482166870044784E-2,1.3966489632451081E-2,6.4880813324781487E-4,2.0386773843284885E-6,2.4985509004427866E-5,9.6404396895387184E-3,4.6764928511671154E-2]
[2004,2,22,7,null,null,3.145687493850477E-2,1.1973449356245577E-2,0,0,5.9020057471264436E-5,1.0127668216351271E-2,5.3617012568572882E-2,null,2.545945677581312E-2,1.4591484648792849E-2,0,0,2.4985509004427866E-5,9.329891466024795E-3,4.940581839963519E-2]
[2004,2,22,8,null,null,3.4345188265734947E-2,1.2780053015736413E-2,0,0,5.9020057471264436E-5,1.0278622445976399E-2,5.7462883784919025E-2,null,2.7797098021276168E-2,1.5574454932872387E-2,0,0,2.4985509004427866E-5,9.4689547280366725E-3,5.2865493191189654E-2]
[2004,2,22,9,null,null,4.0169446579699758E-2,1.3841248574257307E-2,0,0,5.9020057471264436E-5,8.666607147069301E-3,6.2736322358497632E-2,null,3.2510930946048115E-2,1.6867684497788683E-2,0,0,2.4985509004427866E-5,7.983921109331377E-3,5.7387522062172604E-2]
[2004,2,22,10,null,null,4.2674922193827555E-2,1.4705915701350112E-2,0,0,5.9020057471264436E-5,8.5813243987710626E-3,6.6021182351419988E-2,null,3.4538724495961771E-2,1.7921414023500448E-2,0,0,2.4985509004427866E-5,7.9053562542680724E-3,6.0390480282734721E-2]
[2004,2,22,11,null,null,3.9990143068520133E-2,1.5448052098393344E-2,0,0,5.9020057471264436E-5,1.1305016745335898E-2,6.6802231969720641E-2,null,3.2365812589518636E-2,1.8825821059649826E-2,0,0,2.4985509004427866E-5,1.0414497888594585E-2,6.1631117046767478E-2]
[2004,2,22,12,null,null,3.9954833760895578E-2,1.5584355244713383E-2,0,0,5.9020057471264436E-5,1.0696987493681061E-2,6.6295196556761291E-2,null,3.233723518655001E-2,1.8991927350989639E-2,0,0,2.4985509004427866E-5,9.8543643213289227E-3,6.1208512367873003E-2]
[2004,2,22,13,null,null,3.9250564479395164E-2,1.5630951497587583E-2,0,0,5.9020057471264436E-5,1.0090816711500606E-2,6.5031352745954618E-2,null,3.1767238536662037E-2,1.9048712032519236E-2,0,0,2.4985509004427866E-5,9.2959428281674354E-3,6.0136878906353136E-2]
[2004,2,22,14,null,null,3.7881405663803158E-2,1.5997533191701867E-2,0,0,5.9020057471264436E-5,1.0203862287351706E-2,6.4141821200327992E-2,null,3.0659117028949259E-2,1.9495448056788378E-2,0,0,2.4985509004427866E-5,9.4000835771408473E-3,5.957963417188291E-2]
[2004,2,22,15,null,null,3.8769521108172687E-2,1.604957155493969E-2,0,0,5.9020057471264436E-5,8.8145532968954381E-3,6.3692666017479083E-2,null,3.1377908606690548E-2,1.9558864784561723E-2,0,0,2.4985509004427866E-5,8.1202132440268589E-3,5.9081972144283554E-2]
[2004,2,22,16,null,null,4.09952721411821E-2,1.593816028855103E-2,0,0,5.9020057471264436E-5,8.2198496921617979E-3,6.5212302179366188E-2,null,3.3179308533714515E-2,1.9423093067085447E-2,0,0,2.4985509004427866E-5,7.5723556357315544E-3,6.0199742745535939E-2]
[2004,2,22,17,null,null,4.4412941621960661E-2,1.5861451795811467E-2,0,0,5.9020057471264436E-5,7.5479837592022682E-3,6.7881397234445667E-2,null,3.5945381406178728E-2,1.9329612002361392E-2,0,0,2.4985509004427866E-5,6.9534139306595601E-3,6.2253392848204109E-2]
[2004,2,22,18,null,null,5.1800534649491164E-2,1.574369779710557E-2,0,0,5.9020057471264436E-5,6.3078812314434282E-3,7.3911133735511447E-2,null,4.1924491083455882E-2,1.918611069264442E-2,0,0,2.4985509004427866E-5,5.8109967677381878E-3,6.6946584052842914E-2]
[2004,2,22,19,null,null,5.2423609731537583E-2,1.563541249577961E-2,1.1482717688530194E-3,1.5338284112824102E-6,5.9020057471264436E-5,5.8348550130021349E-3,7.5102702895054899E-2,null,4.2428773633787345E-2,1.9054148443089034E-2,6.4880813324781487E-4,2.0386773843284885E-6,2.4985509004427866E-5,5.3752317738261545E-3,6.7533986170339094E-2]
[2004,2,22,20,null,null,4.8063928466671464E-2,1.5332364666892619E-2,1.1482717688530194E-3,1.5338284112824102E-6,5.9020057471264436E-5,7.4371919851399767E-3,7.204231077343963E-2,null,3.8900288463656292E-2,1.8684838179063239E-2,6.4880813324781487E-4,2.0386773843284885E-6,2.4985509004427866E-5,6.8513494469849626E-3,6.5112308409341069E-2]
[2004,2,22,21,null,null,4.6386764098728731E-2,1.5308711968893413E-2,1.1482717688530194E-3,1.5338284112824102E-6,5.9020057471264436E-5,7.9466869536544988E-3,7.0850988676012208E-2,null,3.754288427728858E-2,1.8656013738462259E-2,6.4880813324781487E-4,2.0386773843284885E-6,2.4985509004427866E-5,7.3207104743388766E-3,6.4195440809726292E-2]
[2004,2,22,22,null,null,4.5845445826499957E-2,1.4997378044869475E-2,1.1482717688530194E-3,1.5338284112824102E-6,5.9020057471264436E-5,6.9679476063375665E-3,6.9019597132442573E-2,null,3.71047711722612E-2,1.82766055965074E-2,6.4880813324781487E-4,2.0386773843284885E-6,2.4985509004427866E-5,6.4190683896137935E-3,6.2476277478018961E-2]
[2004,2,22,23,null,null,4.2579953234118742E-2,1.5583859259503102E-2,1.1482717688530194E-3,1.5338284112824102E-6,5.9020057471264436E-5,5.0906440805093779E-3,6.4463282228866797E-2,null,3.4461861866426031E-2,1.8991322916931706E-2,6.4880813324781487E-4,2.0386773843284885E-6,2.4985509004427866E-5,4.6896438300212525E-3,5.8818660933015562E-2]
[2004,2,22,24,null,null,3.3110912000125045E-2,1.5158704203955603E-2,1.1482717688530194E-3,1.5338284112824102E-6,5.9020057471264436E-5,8.3984750086445493E-3,5.787691686746077E-2,null,2.6798142998085268E-2,1.8473206267184315E-2,6.4880813324781487E-4,2.0386773843284885E-6,2.4985509004427866E-5,7.7369102775569779E-3,5.3684091862463132E-2]
[2004,2,23,1,null,null,3.2091538643121781E-2,1.5448747348681121E-2,1.1482717688530194E-3,1.5338284112824102E-6,5.9020057471264436E-5,1.0190515455355386E-2,5.8939627101893863E-2,null,2.5973118517052897E-2,1.8826668328769971E-2,6.4880813324781487E-4,2.0386773843284885E-6,2.4985509004427866E-5,9.3877881018862488E-3,5.4863407267345683E-2]
[2004,2,23,2,null,null,2.9207671735541452E-2,1.517364462050827E-2,1.1482717688530194E-3,1.5338284112824102E-6,5.9020057471264436E-5,1.1180361478742972E-2,5.6770503489528265E-2,null,2.3639075958017019E-2,1.8491413456465249E-2,6.4880813324781487E-4,2.0386773843284885E-6,2.4985509004427866E-5,1.0299661967518232E-2,5.310598370163707E-2]
[2004,2,23,3,null,null,2.8791908026467937E-2,1.5187378839781553E-2,1.1482717688530194E-3,1.5338284112824102E-6,5.9020057471264436E-5,1.1507402022461907E-2,5.6695514543446963E-2,null,2.3302579780287928E-2,1.8508150709342568E-2,6.4880813324781487E-4,2.0386773843284885E-6,2.4985509004427866E-5,1.0600940871280218E-2,5.3087503680547279E-2]
[2004,2,23,4,null,null,3.0158233019849198E-2,1.5002718642236072E-2,1.1482717688530194E-3,1.5338284112824102E-6,5.9020057471264436E-5,1.1195114418596355E-2,5.7564891735417192E-2,null,2.4408407748854624E-2,1.8283113933593192E-2,6.4880813324781487E-4,2.0386773843284885E-6,2.4985509004427866E-5,1.0313252788692115E-2,5.3680606790776499E-2]
[2004,2,23,5,null,null,3.0456873977673257E-2,1.5015426820839249E-2,1.1482717688530194E-3,1.5338284112824102E-6,5.9020057471264436E-5,1.1579355306434586E-2,5.826048175968266E-2,null,2.4650111242036088E-2,1.8298600798529539E-2,6.4880813324781487E-4,2.0386773843284885E-6,2.4985509004427866E-5,1.0667226250673402E-2,5.4291770610875596E-2]
[2004,2,23,6,null,null,3.2729612704396165E-2,1.5908766573789205E-2,1.1482717688530194E-3,1.5338284112824102E-6,5.9020057471264436E-5,1.1012050867720155E-2,6.0859255800641096E-2,null,2.6489540412569859E-2,1.9387272316944263E-2,6.4880813324781487E-4,2.0386773843284885E-6,2.4985509004427866E-5,1.0144609521103382E-2,5.6697254570254069E-2]
[2004,2,23,7,null,null,4.0445073883851948E-2,1.7631755103059785E-2,0,0,5.9020057471264436E-5,9.9859182679624004E-3,6.8121767312345399E-2,null,3.2734008459310793E-2,2.1486998129187654E-2,0,0,2.4985509004427866E-5,9.1993074455443882E-3,6.3445299543047257E-2]
[2004,2,23,8,null,null,4.5461297704559568E-2,1.9362342917151512E-2,0,0,5.9020057471264436E-5,1.2052376910719684E-2,7.6935037589902042E-2,null,3.6793862904190372E-2,2.3595984835640425E-2,0,0,2.4985509004427866E-5,1.1102986993895584E-2,7.1517820242730804E-2]
[2004,2,23,9,null,null,4.6921197380461688E-2,2.0842863462895669E-2,0,0,5.9020057471264436E-5,1.2998351553436774E-2,8.0821432454265402E-2,null,{"$f":"G1283*X$5","v":3.7975425051362144E-2},{"$f":"H1283*Y$5","v":2.5400226217776455E-2},{"$f":"I1283*Z$5","v":0},{"$f":"J1283*AA$5","v":0},{"$f":"K1283*AB$5","v":2.4985509004427866E-5},{"$f":"L1283*AC$5","v":1.1974445315556692E-2},{"$f":"SUM(O1283:T1283)","v":7.5375082093699725E-2}]
[2004,2,23,10,null,null,4.3102152972682745E-2,2.173116020319726E-2,0,0,5.9020057471264436E-5,1.4335573976635825E-2,7.9227907209987097E-2,null,3.4884501486486877E-2,2.6482752051731097E-2,0,0,2.4985509004427866E-5,1.3206332044847341E-2,7.4598571092069743E-2]
[2004,2,23,11,null,null,4.1575502224051972E-2,2.2872756796487106E-2,0,0,5.9020057471264436E-5,1.3894182784773118E-2,7.8401461862783461E-2,null,3.3648914708635909E-2,2.7873962610233529E-2,0,0,2.4985509004427866E-5,1.279971012298288E-2,7.4347572950856741E-2]
[2004,2,23,12,null,null,4.0844508866394222E-2,2.2935416622198269E-2,0,0,5.9020057471264436E-5,1.3694085395288359E-2,7.753303094135211E-2,null,3.3057289067847488E-2,2.795032321925749E-2,0,0,2.4985509004427866E-5,1.26153748064375E-2,7.3647972602546907E-2]
[2004,2,23,13,null,null,4.1485883596232564E-2,2.2757553334700711E-2,0,0,5.9020057471264436E-5,1.2425562848111088E-2,7.6728019836515629E-2,null,3.3576382342158428E-2,2.7733569520980002E-2,0,0,2.4985509004427866E-5,1.1446776326062601E-2,7.2781713698205464E-2]
[2004,2,23,14,null,null,3.9321467452255982E-2,2.2630897911677501E-2,0,0,5.9020057471264436E-5,1.3215179354447574E-2,7.5226564775852323E-2,null,3.1824623485941186E-2,2.7579220460342304E-2,0,0,2.4985509004427866E-5,1.2174193155536429E-2,7.1603022610824352E-2]
[2004,2,23,15,null,null,3.9123529251204034E-2,2.2467459646333524E-2,0,0,5.9020057471264436E-5,1.2007508174926631E-2,7.3657517129935457E-2,null,3.1664423240881374E-2,2.7380045864214077E-2,0,0,2.4985509004427866E-5,1.1061652658466719E-2,7.0131107272566592E-2]
[2004,2,23,16,null,null,4.2071077124144866E-2,2.1960692394950892E-2,0,0,5.9020057471264436E-5,1.0989938788301961E-2,7.5080728364868982E-2,null,3.4050005655297269E-2,2.6762472235341332E-2,0,0,2.4985509004427866E-5,1.0124239254557051E-2,7.0961702654200084E-2]
[2004,2,23,17,null,null,4.657148092395328E-2,2.2000551129423316E-2,0,0,5.9020057471264436E-5,1.1041355733859712E-2,7.9672407844707582E-2,null,3.7692383871153624E-2,2.6811046217229961E-2,0,0,2.4985509004427866E-5,1.0171605984126036E-2,7.4700021581514037E-2]
[2004,2,23,18,null,null,5.4193686698912946E-2,2.1894363308561204E-2,0,0,5.9020057471264436E-5,9.9779571469353016E-3,8.6125027211880728E-2,null,4.3861376145284549E-2,2.6681640069352447E-2,0,0,2.4985509004427866E-5,9.1919734379975367E-3,7.9759975161638949E-2]
[2004,2,23,19,null,null,5.4991535437135711E-2,2.1706053897272884E-2,1.1482717688530194E-3,1.5338284112824102E-6,5.9020057471264436E-5,8.8485134377421556E-3,8.6754928426886313E-2,null,4.4507110837752543E-2,2.6452156166904276E-2,6.4880813324781487E-4,2.0386773843284885E-6,2.4985509004427866E-5,8.1514982764254555E-3,7.978659760071885E-2]
[2004,2,23,20,null,null,5.4689809069550108E-2,2.1046256212758685E-2,1.1482717688530194E-3,1.5338284112824102E-6,5.9020057471264436E-5,8.1703682457718776E-3,8.5115259182816233E-2,null,4.4262910184360051E-2,2.5648091481912216E-2,6.4880813324781487E-4,2.0386773843284885E-6,2.4985509004427866E-5,7.5267719421766525E-3,7.8113605928085486E-2]
[2004,2,23,21,null,null,5.0450519690320078E-2,2.0714702398451246E-2,1.1482717688530194E-3,1.5338284112824102E-6,5.9020057471264436E-5,8.6058170575832732E-3,8.0979864801090165E-2,null,4.0831863555549547E-2,2.5244042302116573E-2,6.4880813324781487E-4,2.0386773843284885E-6,2.4985509004427866E-5,7.9279195771920358E-3,7.4679657754494727E-2]
[2004,2,23,22,null,null,4.7779923926226861E-2,1.9970263958665763E-2,1.1482717688530194E-3,1.5338284112824102E-6,5.9020057471264436E-5,8.2417364653807248E-3,7.7200750005008908E-2,null,3.8670430878129471E-2,2.4336829873775268E-2,6.4880813324781487E-4,2.0386773843284885E-6,2.4985509004427866E-5,7.5925183439000945E-3,7.1275611415441406E-2]
[2004,2,23,23,null,null,4.586436131481357E-2,1.9254029868226975E-2,1.1482717688530194E-3,1.5338284112824102E-6,5.9020057471264436E-5,7.7143565768966575E-3,7.4041573414672782E-2,null,3.7120080323537523E-2,2.3463988771379968E-2,6.4880813324781487E-4,2.0386773843284885E-6,2.4985509004427866E-5,7.1066812276153659E-3,6.8366582642169424E-2]
[2004,2,23,24,null,null,3.5907529749333519E-2,1.8122531687417631E-2,1.1482717688530194E-3,1.5338284112824102E-6,5.9020057471264436E-5,9.8946212718264859E-3,6.5133508363313206E-2,null,2.9061570908315858E-2,2.2085084677481201E-2,6.4880813324781487E-4,2.0386773843284885E-6,2.4985509004427866E-5,9.1152020970154003E-3,6.093769000244903E-2]
[2004,2,24,1,null,null,2.9150503726213882E-2,1.7709291560486565E-2,1.1482717688530194E-3,1.5338284112824102E-6,5.9020057471264436E-5,9.3413602506755532E-3,5.7409981192111575E-2,null,2.3592807329449184E-2,2.1581488195884641E-2,6.4880813324781487E-4,2.0386773843284885E-6,2.4985509004427866E-5,8.6055225568240721E-3,5.445565040179446E-2]
[2004,2,24,2,null,null,2.8149772246050815E-2,1.7121787035319195E-2,1.1482717688530194E-3,1.5338284112824102E-6,5.9020057471264436E-5,9.7922804925885017E-3,5.627266542869408E-2,null,2.2782870553681903E-2,2.0865523814609297E-2,6.4880813324781487E-4,2.0386773843284885E-6,2.4985509004427866E-5,9.0209229063427428E-3,5.3345149594270509E-2]
[2004,2,24,3,null,null,2.8216376156815076E-2,1.7162725303985424E-2,1.1482717688530194E-3,1.5338284112824102E-6,5.9020057471264436E-5,1.0026439330651964E-2,5.661436644618803E-2,null,2.2836776079596912E-2,2.0915413374502902E-2,6.4880813324781487E-4,2.0386773843284885E-6,2.4985509004427866E-5,9.2366365828053451E-3,5.3664658356541724E-2]
[2004,2,24,4,null,null,2.8430877989015217E-2,1.6793842319739408E-2,1.1482717688530194E-3,1.5338284112824102E-6,5.9020057471264436E-5,9.953677292722108E-3,5.6387223256212302E-2,null,2.3010382012669035E-2,2.0465872875213197E-2,6.4880813324781487E-4,2.0386773843284885E-6,2.4985509004427866E-5,9.1696061566272531E-3,5.332169336414605E-2]
[2004,2,24,5,null,null,2.9531865319821254E-2,1.6795744976822909E-2,1.1482717688530194E-3,1.5338284112824102E-6,5.9020057471264436E-5,1.0048923424984065E-2,5.758535937636379E-2,null,2.3901460335425867E-2,2.046819155471814E-2,6.4880813324781487E-4,2.0386773843284885E-6,2.4985509004427866E-5,9.2573495599042269E-3,5.4302833769684804E-2]
[2004,2,24,6,null,null,3.2002314936117347E-2,1.7462114156547231E-2,1.1482717688530194E-3,1.5338284112824102E-6,5.9020057471264436E-5,9.8624194646921223E-3,6.0535674212092265E-2,null,2.5900905777666103E-2,2.1280264614625833E-2,6.4880813324781487E-4,2.0386773843284885E-6,2.4985509004427866E-5,9.0855368908538871E-3,5.6942539602782394E-2]
[2004,2,24,7,null,null,3.8861565248870487E-2,1.8723185767454593E-2,0,0,5.9020057471264436E-5,9.8038877745396796E-3,6.7447658848336034E-2,null,3.1452404049297084E-2,2.2817073808376252E-2,0,0,2.4985509004427866E-5,9.0316158594003076E-3,6.3326079226078066E-2]
[2004,2,24,8,null,null,4.3161321719877715E-2,2.0448803943900924E-2,0,0,5.9020057471264436E-5,1.1452931478640285E-2,7.5122077199890183E-2,null,3.4932389401756088E-2,2.4920004249065052E-2,0,0,2.4985509004427866E-5,1.0550761081510783E-2,7.042814024133634E-2]
[2004,2,24,9,null,null,4.3065684991173428E-2,2.1822825403811186E-2,0,0,5.9020057471264436E-5,1.351085910030202E-2,7.8458389552757898E-2,null,3.485498631688555E-2,2.6594460159210496E-2,0,0,2.4985509004427866E-5,1.2446581614418788E-2,7.3921013599519261E-2]
[2004,2,24,10,null,null,3.7849288722375835E-2,2.266232248162426E-2,0,0,5.9020057471264436E-5,1.5251798563231864E-2,7.5822429824703219E-2,null,3.0633123350822022E-2,2.7617516119039343E-2,0,0,2.4985509004427866E-5,1.4050383782012581E-2,7.2326008760878371E-2]
[2004,2,24,11,null,null,3.706919494726079E-2,2.3269617897073453E-2,0,0,5.9020057471264436E-5,1.5139916217214713E-2,7.5537749119020225E-2,null,3.00017585446406E-2,2.8357598735849088E-2,0,0,2.4985509004427866E-5,1.3947314632924647E-2,7.233165742241876E-2]
[2004,2,24,12,null,null,3.8535038982997497E-2,2.269260369619628E-2,0,0,5.9020057471264436E-5,1.43616353809652E-2,7.5648298117630242E-2,null,3.1188131728273061E-2,2.7654418423832903E-2,0,0,2.4985509004427866E-5,1.3230340540055813E-2,7.20978762011662E-2]
[2004,2,24,13,null,null,3.6764002093221462E-2,2.2480580964312144E-2,0,0,5.9020057471264436E-5,1.3189323273191791E-2,7.2492926388196655E-2,null,2.9754752308614577E-2,2.7396036202850881E-2,0,0,2.4985509004427866E-5,1.2150373809690985E-2,6.9326147830160875E-2]
[2004,2,24,14,null,null,3.5266056845841387E-2,2.2425920253464075E-2,0,0,5.9020057471264436E-5,1.461675358858806E-2,7.2367750745364778E-2,null,2.8542398177673036E-2,2.7329423742272371E-2,0,0,2.4985509004427866E-5,1.3465362574474867E-2,6.9362170003424706E-2]
[2004,2,24,15,null,null,3.5209684756446639E-2,2.212120926478308E-2,0,0,5.9020057471264436E-5,1.344041093487657E-2,7.0830325013577555E-2,null,2.8496773722729133E-2,2.6958086662925387E-2,0,0,2.4985509004427866E-5,1.2381682792364287E-2,6.7861528687023234E-2]
[2004,2,24,16,null,null,3.5088365828049146E-2,2.2437774384671198E-2,0,0,5.9020057471264436E-5,1.3473417075310884E-2,7.1058577345502499E-2,null,2.8398584884210935E-2,2.7343869819454237E-2,0,0,2.4985509004427866E-5,1.241208897287752E-2,6.8179529185547122E-2]
[2004,2,24,17,null,null,4.0730049292472502E-2,2.2091722548792273E-2,0,0,5.9020057471264436E-5,1.2627542663080865E-2,7.5508334561816909E-2,null,3.2964651811904722E-2,2.6922152576521228E-2,0,0,2.4985509004427866E-5,1.1632845785659759E-2,7.1544635683090135E-2]
[2004,2,24,18,null,null,4.6817976283328469E-2,2.2195905567528252E-2,0,0,5.9020057471264436E-5,1.208237817417112E-2,8.1155280082499115E-2,null,3.789188359767507E-2,2.7049115565491316E-2,0,0,2.4985509004427866E-5,1.1130624997616282E-2,7.6096609669787096E-2]
[2004,2,24,19,null,null,4.9816622124899762E-2,2.1704085584966053E-2,1.1482717688530194E-3,1.5338284112824102E-6,5.9020057471264436E-5,1.0093597226451921E-2,8.2823130591053312E-2,null,4.0318821885051086E-2,2.6449757476438844E-2,6.4880813324781487E-4,2.0386773843284885E-6,2.4985509004427866E-5,9.2985043163759003E-3,7.6742915997502395E-2]
[2004,2,24,20,null,null,5.1593136194050315E-2,2.1419516568444482E-2,1.1482717688530194E-3,1.5338284112824102E-6,5.9020057471264436E-5,7.6133597775573884E-3,8.1834838194787762E-2,null,4.1756634231114732E-2,2.6102966479746595E-2,6.4880813324781487E-4,2.0386773843284885E-6,2.4985509004427866E-5,7.0136401488476068E-3,7.5549073179345505E-2]
[2004,2,24,21,null,null,4.9811624294976528E-2,2.0812533744975277E-2,1.1482717688530194E-3,1.5338284112824102E-6,5.9020057471264436E-5,8.9849955326091416E-3,8.0817979227296527E-2,null,4.0314776917610672E-2,2.536326480421297E-2,6.4880813324781487E-4,2.0386773843284885E-6,2.4985509004427866E-5,8.2772294027777995E-3,7.4631103444238012E-2]
[2004,2,24,22,null,null,4.6255886479295669E-2,1.994342996803368E-2,1.1482717688530194E-3,1.5338284112824102E-6,5.9020057471264436E-5,8.7503022302693034E-3,7.6158444332334221E-2,null,3.7436959162305251E-2,2.4304128540122434E-2,6.4880813324781487E-4,2.0386773843284885E-6,2.4985509004427866E-5,8.0610233628624715E-3,7.0477943384926731E-2]
[2004,2,24,23,null,null,4.4769838646660398E-2,1.9254790048209135E-2,1.1482717688530194E-3,1.5338284112824102E-6,5.9020057471264436E-5,7.6923839358507655E-3,7.2925838285455874E-2,null,3.6234234141598959E-2,2.3464915167292287E-2,6.4880813324781487E-4,2.0386773843284885E-6,2.4985509004427866E-5,7.0864394156009165E-3,6.7461421044128736E-2]
[2004,2,24,24,null,null,3.5734605530731364E-2,1.8210881311339331E-2,1.1482717688530194E-3,1.5338284112824102E-6,5.9020057471264436E-5,9.0222140768565252E-3,6.4176526573662782E-2,null,2.8921615598781793E-2,2.219275224618459E-2,6.4880813324781487E-4,2.0386773843284885E-6,2.4985509004427866E-5,8.3115161676019962E-3,6.0101716332204944E-2]
[2004,2,25,1,null,null,2.619469463657894E-2,1.7260994803427236E-2,1.1482717688530194E-3,1.5338284112824102E-6,5.9020057471264436E-5,9.3413602506755532E-3,5.4005875345417301E-2,null,2.1200538742622631E-2,2.1035169833137926E-2,6.4880813324781487E-4,2.0386773843284885E-6,2.4985509004427866E-5,8.6055225568240721E-3,5.15170634522212E-2]
[2004,2,25,2,null,null,2.3875069789370942E-2,1.6847397849403149E-2,1.1482717688530194E-3,1.5338284112824102E-6,5.9020057471264436E-5,9.7922804925885017E-3,5.1723573786098154E-2,null,1.9323162536338829E-2,2.0531138502994786E-2,6.4880813324781487E-4,2.0386773843284885E-6,2.4985509004427866E-5,9.0209229063427428E-3,4.9551056265312927E-2]
[2004,2,25,3,null,null,2.2967950528178731E-2,1.6808017079495065E-2,1.1482717688530194E-3,1.5338284112824102E-6,5.9020057471264436E-5,1.0026439330651964E-2,5.1011232593061326E-2,null,1.8588990319105592E-2,2.0483146994242824E-2,6.4880813324781487E-4,2.0386773843284885E-6,2.4985509004427866E-5,9.2366365828053451E-3,4.898460621579033E-2]
[2004,2,25,4,null,null,2.4236324718270134E-2,1.6547969703648073E-2,1.1482717688530194E-3,1.5338284112824102E-6,5.9020057471264436E-5,9.953677292722108E-3,5.194679736937588E-2,null,1.9615542318670621E-2,2.016623937808867E-2,6.4880813324781487E-4,2.0386773843284885E-6,2.4985509004427866E-5,9.1696061566272531E-3,4.9627220173023109E-2]
[2004,2,25,5,null,null,2.4650236644073693E-2,1.6513275838313721E-2,1.1482717688530194E-3,1.5338284112824102E-6,5.9020057471264436E-5,1.0048923424984065E-2,5.2421261562107045E-2,null,1.9950539765320678E-2,2.0123959581484413E-2,6.4880813324781487E-4,2.0386773843284885E-6,2.4985509004427866E-5,9.2573495599042269E-3,5.0007681226345885E-2]
[2004,2,25,6,null,null,2.665626533223292E-2,1.7202296199158047E-2,1.1482717688530194E-3,1.5338284112824102E-6,5.9020057471264436E-5,9.8624194646921223E-3,5.4929806650818654E-2,null,2.1574108564734882E-2,2.0963636580053034E-2,6.4880813324781487E-4,2.0386773843284885E-6,2.4985509004427866E-5,9.0855368908538871E-3,5.2299114355278377E-2]
[2004,2,25,7,null,null,3.2388205381920339E-2,1.81015820550544E-2,0,0,5.9020057471264436E-5,9.8038877745396796E-3,6.0352695268985686E-2,null,2.6213224186418613E-2,2.2059554336981077E-2,0,0,2.4985509004427866E-5,9.0316158594003076E-3,5.7329379891804422E-2]
[2004,2,25,8,null,null,3.7033384944091079E-2,1.9132022572912945E-2,0,0,5.9020057471264436E-5,1.1452931478640285E-2,6.7677359053115574E-2,null,2.9972775906358082E-2,2.3315304167332532E-2,0,0,2.4985509004427866E-5,1.0550761081510783E-2,6.3863826664205814E-2]
[2004,2,25,9,null,null,3.8617481150439698E-2,2.0601579179599677E-2,0,0,5.9020057471264436E-5,1.351085910030202E-2,7.2788939487812662E-2,null,3.1254855864176652E-2,2.5106184307967735E-2,0,0,2.4985509004427866E-5,1.2446581614418788E-2,6.8832607295567602E-2]
[2004,2,25,10,null,null,3.4644632390889392E-2,2.1558109240488729E-2,0,0,5.9020057471264436E-5,1.5251798563231864E-2,7.1513560252081249E-2,null,2.8039451553724778E-2,2.6271862909371859E-2,0,0,2.4985509004427866E-5,1.4050383782012581E-2,6.838668375411365E-2]
[2004,2,25,11,null,null,3.3005248172170494E-2,2.2015964611194237E-2,0,0,5.9020057471264436E-5,1.5139916217214713E-2,7.0220149058050713E-2,null,2.6712624533017305E-2,2.682982990904284E-2,0,0,2.4985509004427866E-5,1.3947314632924647E-2,6.7514754583989214E-2]
[2004,2,25,12,null,null,3.3556317982850546E-2,2.1985997663388497E-2,0,0,5.9020057471264436E-5,1.43616353809652E-2,6.9962971084675502E-2,null,2.7158629994554456E-2,2.6793310586509394E-2,0,0,2.4985509004427866E-5,1.3230340540055813E-2,6.7207266630124093E-2]
[2004,2,25,13,null,null,3.38768592300734E-2,2.2009857327473268E-2,0,0,5.9020057471264436E-5,1.3189323273191791E-2,6.9135059888209727E-2,null,2.7418058372118633E-2,2.6822387247032179E-2,0,0,2.4985509004427866E-5,1.2150373809690985E-2,6.6415804937846226E-2]
[2004,2,25,14,null,null,3.0211282418025495E-2,2.2114392485789034E-2,0,0,5.9020057471264436E-5,1.461675358858806E-2,6.7001448549873846E-2,null,2.4451343001084626E-2,2.6949779372094952E-2,0,0,2.4985509004427866E-5,1.3465362574474867E-2,6.489147045665887E-2]
[2004,2,25,15,null,null,3.100830798417992E-2,2.1964065597801407E-2,0,0,5.9020057471264436E-5,1.344041093487657E-2,6.6471804574329163E-2,null,2.5096411463555714E-2,2.6766583000430499E-2,0,0,2.4985509004427866E-5,1.2381682792364287E-2,6.4269662765354924E-2]
[2004,2,25,16,null,null,3.2581769157540949E-2,2.1475196042070866E-2,0,0,5.9020057471264436E-5,1.3473417075310884E-2,6.7589402332393966E-2,null,2.6369884013194473E-2,2.6170820459038575E-2,0,0,2.4985509004427866E-5,1.241208897287752E-2,6.4977778954114995E-2]
[2004,2,25,17,null,null,3.7254579203993742E-2,2.1490868085668868E-2,0,0,5.9020057471264436E-5,1.2627542663080865E-2,7.1432010010214736E-2,null,3.0151798320697042E-2,2.6189919248098568E-2,0,0,2.4985509004427866E-5,1.1632845785659759E-2,6.7999548863459797E-2]
[2004,2,25,18,null,null,4.3966596299804817E-2,2.1871430147781694E-2,0,0,5.9020057471264436E-5,1.208237817417112E-2,7.7979424679228915E-2,null,3.5584134160267358E-2,2.6653692495223529E-2,0,0,2.4985509004427866E-5,1.1130624997616282E-2,7.3393437162111594E-2]
[2004,2,25,19,null,null,4.747517447881186E-2,2.1335560475570215E-2,1.1482717688530194E-3,1.5338284112824102E-6,5.9020057471264436E-5,1.0093597226451921E-2,8.0113157835569562E-2,null,3.8423783510929684E-2,2.6000653102548531E-2,6.4880813324781487E-4,2.0386773843284885E-6,2.4985509004427866E-5,9.2985043163759003E-3,7.4398773249490679E-2]
[2004,2,25,20,null,null,4.8596230643572609E-2,2.1004895721638009E-2,1.1482717688530194E-3,1.5338284112824102E-6,5.9020057471264436E-5,7.6133597775573884E-3,7.8423311797503586E-2,null,3.9331104439209466E-2,2.5597687379193136E-2,6.4880813324781487E-4,2.0386773843284885E-6,2.4985509004427866E-5,7.0136401488476068E-3,7.261826428688678E-2]
[2004,2,25,21,null,null,4.3898312021509359E-2,2.0590234964845289E-2,1.1482717688530194E-3,1.5338284112824102E-6,5.9020057471264436E-5,8.9849955326091416E-3,7.4682368173699359E-2,null,3.5528868637702597E-2,2.5092359642199642E-2,6.4880813324781487E-4,2.0386773843284885E-6,2.4985509004427866E-5,8.2772294027777995E-3,6.9574290002316602E-2]
[2004,2,25,22,null,null,4.1923359379980214E-2,1.9646799806629464E-2,1.1482717688530194E-3,1.5338284112824102E-6,5.9020057471264436E-5,8.7503022302693034E-3,7.1529287071614558E-2,null,3.39304510736698E-2,2.3942639188330849E-2,6.4880813324781487E-4,2.0386773843284885E-6,2.4985509004427866E-5,8.0610233628624715E-3,6.6609945944499691E-2]
[2004,2,25,23,null,null,3.953295448402544E-2,1.9028315911274671E-2,1.1482717688530194E-3,1.5338284112824102E-6,5.9020057471264436E-5,7.6923839358507655E-3,6.7462479985886448E-2,null,3.1995789406093947E-2,2.3188921692554442E-2,6.4880813324781487E-4,2.0386773843284885E-6,2.4985509004427866E-5,7.0864394156009165E-3,6.2946982833885876E-2]
[2004,2,25,24,null,null,3.2637917352799105E-2,1.8111309301564259E-2,1.1482717688530194E-3,1.5338284112824102E-6,5.9020057471264436E-5,9.0222140768565252E-3,6.0980266385955453E-2,null,2.6415327260593001E-2,2.2071408478916341E-2,6.4880813324781487E-4,2.0386773843284885E-6,2.4985509004427866E-5,8.3115161676019962E-3,5.7474084226747907E-2]
[2004,2,26,1,null,null,2.5359740622894363E-2,1.7518742215152629E-2,1.1482717688530194E-3,1.5338284112824102E-6,5.9020057471264436E-5,9.3413602506755532E-3,5.3428668743458113E-2,null,{"$f":"G1347*X$5","v":2.0524773090034747E-2},{"$f":"H1347*Y$5","v":2.1349274590218254E-2},{"$f":"I1347*Z$5","v":6.4880813324781487E-4},{"$f":"J1347*AA$5","v":2.0386773843284885E-6},{"$f":"K1347*AB$5","v":2.4985509004427866E-5},{"$f":"L1347*AC$5","v":8.6055225568240721E-3},{"$f":"SUM(O1347:T1347)","v":5.1155402556713643E-2}]
[2004,2,26,2,null,null,2.3064133614458578E-2,1.6845380674404581E-2,1.1482717688530194E-3,1.5338284112824102E-6,5.9020057471264436E-5,9.7922804925885017E-3,5.0910620436187229E-2,null,1.8666835595614883E-2,2.0528680265844423E-2,6.4880813324781487E-4,2.0386773843284885E-6,2.4985509004427866E-5,9.0209229063427428E-3,4.889227108743862E-2]
[2004,2,26,3,null,null,2.2191441865735614E-2,1.6556302700296493E-2,1.1482717688530194E-3,1.5338284112824102E-6,5.9020057471264436E-5,1.0026439330651964E-2,4.9983009551419641E-2,null,1.7960527105065342E-2,2.0176394412703691E-2,6.4880813324781487E-4,2.0386773843284885E-6,2.4985509004427866E-5,9.2366365828053451E-3,4.8049390420210947E-2]
[2004,2,26,4,null,null,2.3369373011215749E-2,1.6248838994717022E-2,1.1482717688530194E-3,1.5338284112824102E-6,5.9020057471264436E-5,9.953677292722108E-3,5.0780714953390441E-2,null,1.8913879500745526E-2,1.9801702725576485E-2,6.4880813324781487E-4,2.0386773843284885E-6,2.4985509004427866E-5,9.1696061566272531E-3,4.8561020702585833E-2]
[2004,2,26,5,null,null,2.377108432380607E-2,1.6042504560682555E-2,1.1482717688530194E-3,1.5338284112824102E-6,5.9020057471264436E-5,1.0048923424984065E-2,5.1071337964208256E-2,null,1.923900244506984E-2,1.9550252568052678E-2,6.4880813324781487E-4,2.0386773843284885E-6,2.4985509004427866E-5,9.2573495599042269E-3,4.8722436892663312E-2]
[2004,2,26,6,null,null,2.5682987748583987E-2,1.6867397777644746E-2,1.1482717688530194E-3,1.5338284112824102E-6,5.9020057471264436E-5,9.8624194646921223E-3,5.3621630645656428E-2,null,2.0786391456146736E-2,2.055551148334752E-2,6.4880813324781487E-4,2.0386773843284885E-6,2.4985509004427866E-5,9.0855368908538871E-3,5.1103272149984717E-2]
[2004,2,26,7,null,null,3.1189284195629489E-2,1.812794061773915E-2,0,0,5.9020057471264436E-5,9.8038877745396796E-3,5.9180132645379586E-2,null,2.5242883611277255E-2,2.2091676288754161E-2,0,0,2.4985509004427866E-5,9.0316158594003076E-3,5.639116126843615E-2]
[2004,2,26,8,null,null,3.575645105947315E-2,1.9780406027432668E-2,0,0,5.9020057471264436E-5,1.1452931478640285E-2,6.7048808623017361E-2,null,2.8939296162913911E-2,2.4105458862246812E-2,0,0,2.4985509004427866E-5,1.0550761081510783E-2,6.3620501615675923E-2]
[2004,2,26,9,null,null,3.7374770005353802E-2,2.1165839830223476E-2,0,0,5.9020057471264436E-5,1.351085910030202E-2,7.2110488993350569E-2,null,3.0249074115513242E-2,2.5793822462732246E-2,0,0,2.4985509004427866E-5,1.2446581614418788E-2,6.8514463701668707E-2]
[2004,2,26,10,null,null,3.347095468577798E-2,2.1689587359478239E-2,0,0,5.9020057471264436E-5,1.5251798563231864E-2,7.0471360665959354E-2,null,2.7089541657702543E-2,2.6432089164798153E-2,0,0,2.4985509004427866E-5,1.4050383782012581E-2,6.75970001135177E-2]
[2004,2,26,11,null,null,3.1900731802758847E-2,2.2051542692935442E-2,0,0,5.9020057471264436E-5,1.5139916217214713E-2,6.9151210770380264E-2,null,2.5818690001370832E-2,2.6873187258968867E-2,0,0,2.4985509004427866E-5,1.3947314632924647E-2,6.6664177402268779E-2]
[2004,2,26,12,null,null,3.252766614281568E-2,2.2109836860624534E-2,0,0,5.9020057471264436E-5,1.43616353809652E-2,6.9058158441876669E-2,null,2.6326096021935586E-2,2.6944227644044357E-2,0,0,2.4985509004427866E-5,1.3230340540055813E-2,6.6525649715040186E-2]
[2004,2,26,13,null,null,3.2790555671209504E-2,2.1777646220826116E-2,0,0,5.9020057471264436E-5,1.3189323273191791E-2,6.7816545222698671E-2,null,2.6538864283183427E-2,2.6539402394705248E-2,0,0,2.4985509004427866E-5,1.2150373809690985E-2,6.5253625996584089E-2]
[2004,2,26,14,null,null,2.9295990220273439E-2,2.1390966336703753E-2,0,0,5.9020057471264436E-5,1.461675358858806E-2,6.5362730203036512E-2,null,2.3710556060504474E-2,2.6068173643048538E-2,0,0,2.4985509004427866E-5,1.3465362574474867E-2,6.3269077787032307E-2]
[2004,2,26,15,null,null,3.0059943209858626E-2,2.1326414348671073E-2,0,0,5.9020057471264436E-5,1.344041093487657E-2,6.4885788550877538E-2,null,2.4328857406557436E-2,2.59895071439969E-2,0,0,2.4985509004427866E-5,1.2381682792364287E-2,6.2725032851923046E-2]
[2004,2,26,16,null,null,3.1579050896463193E-2,2.0697552793188211E-2,0,0,5.9020057471264436E-5,1.3473417075310884E-2,6.5809040822433551E-2,null,2.5558339246712306E-2,2.5223142877524449E-2,0,0,2.4985509004427866E-5,1.241208897287752E-2,6.3218556606118706E-2]
[2004,2,26,17,null,null,3.6179297740668359E-2,2.0171740034527496E-2,0,0,5.9020057471264436E-5,1.2627542663080865E-2,6.9037600495747989E-2,null,2.9281524906987533E-2,2.4582359376641709E-2,0,0,2.4985509004427866E-5,1.1632845785659759E-2,6.5521715578293435E-2]
[2004,2,26,18,null,null,4.2738388290349517E-2,1.9942178092716398E-2,0,0,5.9020057471264436E-5,1.208237817417112E-2,7.4821964614708303E-2,null,3.4590090448374057E-2,2.4302602938023086E-2,0,0,2.4985509004427866E-5,1.1130624997616282E-2,7.004830389301786E-2]
[2004,2,26,19,null,null,4.616570585858655E-2,1.9607994508677375E-2,1.1482717688530194E-3,1.5338284112824102E-6,5.9020057471264436E-5,1.0093597226451921E-2,7.7076123248451422E-2,null,3.7363971949829503E-2,2.389534898042895E-2,6.4880813324781487E-4,2.0386773843284885E-6,2.4985509004427866E-5,9.2985043163759003E-3,7.1233657566270925E-2]
[2004,2,26,20,null,null,4.7226630065948676E-2,1.9085810997071642E-2,1.1482717688530194E-3,1.5338284112824102E-6,5.9020057471264436E-5,7.6133597775573884E-3,7.5134626495313273E-2,null,3.8222625393712684E-2,2.3258988273773155E-2,6.4880813324781487E-4,2.0386773843284885E-6,2.4985509004427866E-5,7.0136401488476068E-3,6.9171086135970006E-2]
[2004,2,26,21,null,null,4.2773718119878422E-2,1.8824749558931889E-2,1.1482717688530194E-3,1.5338284112824102E-6,5.9020057471264436E-5,8.9849955326091416E-3,7.1792288866155032E-2,null,3.4618684460638351E-2,2.294084486716819E-2,6.4880813324781487E-4,2.0386773843284885E-6,2.4985509004427866E-5,8.2772294027777995E-3,6.6512591050220907E-2]
[2004,2,26,22,null,null,4.0767356544614164E-2,1.8144110827129929E-2,1.1482717688530194E-3,1.5338284112824102E-6,5.9020057471264436E-5,8.7503022302693034E-3,6.8870595256748962E-2,null,3.2994846240791312E-2,2.2111382169246338E-2,6.4880813324781487E-4,2.0386773843284885E-6,2.4985509004427866E-5,8.0610233628624715E-3,6.3843084092536695E-2]
[2004,2,26,23,null,null,3.839260514693385E-2,1.7470394909502619E-2,1.1482717688530194E-3,1.5338284112824102E-6,5.9020057471264436E-5,7.6923839358507655E-3,6.47642096470228E-2,null,3.1072853649959032E-2,2.1290355982287231E-2,6.4880813324781487E-4,2.0386773843284885E-6,2.4985509004427866E-5,7.0864394156009165E-3,6.0125481367483746E-2]
[2004,2,26,24,null,null,3.1583686866908919E-2,1.6442081809236252E-2,1.1482717688530194E-3,1.5338284112824102E-6,5.9020057471264436E-5,9.0222140768565252E-3,5.8256808407737268E-2,null,2.5562091345082142E-2,2.0037198736596575E-2,6.4880813324781487E-4,2.0386773843284885E-6,2.4985509004427866E-5,8.3115161676019962E-3,5.4586638568917281E-2]
[2004,2,27,1,null,null,2.6908749163669907E-2,1.6259437030074729E-2,1.1482717688530194E-3,1.5338284112824102E-6,5.9020057471264436E-5,9.3108335434677631E-3,5.3687845391947965E-2,null,2.1778455029716797E-2,1.9814618057293214E-2,6.4880813324781487E-4,2.0386773843284885E-6,2.4985509004427866E-5,8.577400499606206E-3,5.0846305906252789E-2]
[2004,2,27,2,null,null,2.5295743007986329E-2,1.5655678720728518E-2,1.1482717688530194E-3,1.5338284112824102E-6,5.9020057471264436E-5,9.9974199077980889E-3,5.2157667291248502E-2,null,2.0472976956003905E-2,1.9078845946826895E-2,6.4880813324781487E-4,2.0386773843284885E-6,2.4985509004427866E-5,9.2099030781279106E-3,4.9437558300595277E-2]
[2004,2,27,3,null,null,2.4901728515742762E-2,1.5371569082184412E-2,1.1482717688530194E-3,1.5338284112824102E-6,5.9020057471264436E-5,9.8291903467423204E-3,5.1311313599405065E-2,null,2.0154083392866135E-2,1.8732614772664209E-2,6.4880813324781487E-4,2.0386773843284885E-6,2.4985509004427866E-5,9.0549252972115472E-3,4.8617455782378458E-2]
[2004,2,27,4,null,null,2.6094443226098923E-2,1.4763398884933776E-2,1.1482717688530194E-3,1.5338284112824102E-6,5.9020057471264436E-5,9.8609687325966217E-3,5.192763649836489E-2,null,2.1119400789255685E-2,1.7991466100046566E-2,6.4880813324781487E-4,2.0386773843284885E-6,2.4985509004427866E-5,9.08420043583698E-3,4.8870899644775798E-2]
[2004,2,27,5,null,null,2.6701253423475631E-2,1.4792306909638968E-2,1.1482717688530194E-3,1.5338284112824102E-6,5.9020057471264436E-5,9.8671349078725216E-3,5.2569520895722685E-2,null,2.1610519440470606E-2,1.802669496235371E-2,6.4880813324781487E-4,2.0386773843284885E-6,2.4985509004427866E-5,9.0898808891116782E-3,4.940292761157257E-2]
[2004,2,27,6,null,null,2.8168105455778816E-2,1.5371336190827195E-2,1.1482717688530194E-3,1.5338284112824102E-6,5.9020057471264436E-5,1.0641415242315615E-2,5.5389682543657191E-2,null,2.2797708440838348E-2,1.8732330958822218E-2,6.4880813324781487E-4,2.0386773843284885E-6,2.4985509004427866E-5,9.8031696077298756E-3,5.2009041327027009E-2]
[2004,2,27,7,null,null,3.545392407634472E-2,1.6557296853034708E-2,0,0,5.9020057471264436E-5,8.5172879229758296E-3,6.0587528909826521E-2,null,2.8694447535530156E-2,2.0177605940308364E-2,0,0,2.4985509004427866E-5,7.8463640601841803E-3,5.6743403045027126E-2]
[2004,2,27,8,null,null,3.920480437773477E-2,1.8316308845529785E-2,0,0,5.9020057471264436E-5,1.1325391743534403E-2,6.890552502427022E-2,null,3.1730202838343081E-2,2.2321231868132264E-2,0,0,2.4985509004427866E-5,1.0433267907294999E-2,6.4509688122774772E-2]
[2004,2,27,9,null,null,3.9454830619728098E-2,1.9628078911315319E-2,0,0,5.9020057471264436E-5,1.3020600047994121E-2,7.2162529636508807E-2,null,3.1932560266196043E-2,2.3919824905791164E-2,0,0,2.4985509004427866E-5,1.1994941251547897E-2,6.7872311932539536E-2]
[2004,2,27,10,null,null,3.6559347935853491E-2,2.0279189079103786E-2,0,0,5.9020057471264436E-5,1.3315066099456433E-2,7.021262317188498E-2,null,2.9589116539527976E-2,2.4713302519074141E-2,0,0,2.4985509004427866E-5,1.226621162118112E-2,6.659361618878766E-2]
[2004,2,27,11,null,null,3.4296578982246251E-2,2.0772028739456518E-2,0,0,5.9020057471264436E-5,1.3240445456416042E-2,6.8368073235590077E-2,null,2.7757756352585206E-2,2.5313903241922824E-2,0,0,2.4985509004427866E-5,1.2197468995947031E-2,6.5294114099459497E-2]
[2004,2,27,12,null,null,3.3693380127487703E-2,2.0842688378867054E-2,0,0,5.9020057471264436E-5,1.3060857014137112E-2,6.7655945577963131E-2,null,2.7269560522580893E-2,2.5400012851031436E-2,0,0,2.4985509004427866E-5,1.2032027095677264E-2,6.4726585978294018E-2]
[2004,2,27,13,null,null,3.4751724444527142E-2,2.0869096004189038E-2,0,0,5.9020057471264436E-5,1.1815047384824527E-2,6.7494887891011962E-2,null,2.8126125945760014E-2,2.5432194593153712E-2,0,0,2.4985509004427866E-5,1.0884352391044952E-2,6.4467658438963099E-2]
[2004,2,27,14,null,null,3.1395852802949306E-2,2.060877486714207E-2,0,0,5.9020057471264436E-5,1.3126283401587059E-2,6.5189931129149697E-2,null,2.5410068830393262E-2,2.5114953356985138E-2,0,0,2.4985509004427866E-5,1.2092299715285453E-2,6.2642307411668277E-2]
[2004,2,27,15,null,null,3.1552407056774576E-2,2.0402031615697019E-2,0,0,5.9020057471264436E-5,1.264931487370044E-2,6.4662773603643309E-2,null,2.5536775194777074E-2,2.4863004992738004E-2,0,0,2.4985509004427866E-5,1.165290295555481E-2,6.2077668652074314E-2]
[2004,2,27,16,null,null,3.5278394919011039E-2,2.0047598954655597E-2,0,0,5.9020057471264436E-5,1.0640710215826635E-2,6.6025724146964532E-2,null,2.855238393249368E-2,2.4431074428809152E-2,0,0,2.4985509004427866E-5,9.8025201175923303E-3,6.2810963987899593E-2]
[2004,2,27,17,null,null,3.9177748995156206E-2,2.0074596211134964E-2,0,0,5.9020057471264436E-5,9.6412205413012285E-3,6.8952585805063665E-2,null,3.1708305706327947E-2,2.4463974726940261E-2,0,0,2.4985509004427866E-5,8.8817622505762157E-3,6.5079028192848845E-2]
[2004,2,27,18,null,null,4.4591058566083613E-2,1.9812271053736643E-2,0,0,5.9020057471264436E-5,9.9648724791867593E-3,7.442722215647829E-2,null,3.6089539420883089E-2,2.4144291284576749E-2,0,0,2.4985509004427866E-5,9.1799194757867884E-3,6.9438735690251052E-2]
[2004,2,27,19,null,null,4.6330139666049153E-2,1.9609635006507926E-2,1.1482717688530194E-3,1.5338284112824102E-6,5.9020057471264436E-5,8.8030017757736601E-3,7.5951602103066299E-2,null,3.7497055589630353E-2,2.3897348178671549E-2,6.4880813324781487E-4,2.0386773843284885E-6,2.4985509004427866E-5,8.1095716594062565E-3,7.0179807747344725E-2]
[2004,2,27,20,null,null,4.4939324941233122E-2,1.9386050402313587E-2,1.1482717688530194E-3,1.5338284112824102E-6,5.9020057471264436E-5,7.6981443122483154E-3,7.3232345310530592E-2,null,3.6371406985347819E-2,2.3624876042803167E-2,6.4880813324781487E-4,2.0386773843284885E-6,2.4985509004427866E-5,7.0917460355892983E-3,6.7763861383376853E-2]
[2004,2,27,21,null,null,4.3412346881270013E-2,1.8855660978768285E-2,1.1482717688530194E-3,1.5338284112824102E-6,5.9020057471264436E-5,7.4391661360080274E-3,7.0915999650781894E-2,null,3.5135555299786403E-2,2.2978515173743622E-2,6.4880813324781487E-4,2.0386773843284885E-6,2.4985509004427866E-5,6.853168090027271E-3,6.5643070883193863E-2]
[2004,2,27,22,null,null,4.1629028356684146E-2,1.8099315420264793E-2,1.1482717688530194E-3,1.5338284112824102E-6,5.9020057471264436E-5,6.5367571178754722E-3,6.7473926549559984E-2,null,3.3692235803397842E-2,2.2056792094810675E-2,6.4880813324781487E-4,2.0386773843284885E-6,2.4985509004427866E-5,6.0218436412715817E-3,6.2446703859116666E-2]
[2004,2,27,23,null,null,3.9942207321874118E-2,1.7226542257108568E-2,1.1482717688530194E-3,1.5338284112824102E-6,5.9020057471264436E-5,6.4798956353676693E-3,6.4857470869085929E-2,null,3.2327016044339359E-2,2.0993184120770215E-2,6.4880813324781487E-4,2.0386773843284885E-6,2.4985509004427866E-5,5.9694612518545829E-3,5.9965493736600727E-2]
[2004,2,27,24,null,null,3.525843369345974E-2,1.6001854695623437E-2,1.1482717688530194E-3,1.5338284112824102E-6,5.9020057471264436E-5,6.2501736960317907E-3,5.8719287739850537E-2,null,2.8536228419267746E-2,1.9500714472192589E-2,6.4880813324781487E-4,2.0386773843284885E-6,2.4985509004427866E-5,5.7578349707025087E-3,5.4470610181799411E-2]
[2004,2,28,1,null,null,2.5351492005754366E-2,1.4285522151099636E-2,1.1482717688530194E-3,1.5338284112824102E-6,5.9020057471264436E-5,8.8278661094881739E-3,4.967370592107774E-2,null,2.0518097115007142E-2,1.74090999983251E-2,6.4880813324781487E-4,2.0386773843284885E-6,2.4985509004427866E-5,8.1324773796545655E-3,4.6735506812623374E-2]
[2004,2,28,2,null,null,2.3788286987027896E-2,1.35734969098429E-2,1.1482717688530194E-3,1.5338284112824102E-6,5.9020057471264436E-5,9.5929531461200531E-3,4.8163562697726418E-2,null,1.925292533033995E-2,1.6541388024253791E-2,6.4880813324781487E-4,2.0386773843284885E-6,2.4985509004427866E-5,8.8372969749799021E-3,4.530744264921021E-2]
[2004,2,28,3,null,null,2.2607904820617357E-2,1.3361158566322086E-2,1.1482717688530194E-3,1.5338284112824102E-6,5.9020057471264436E-5,9.9076552450770537E-3,4.708554428675206E-2,null,1.829758921372257E-2,1.6282621182080789E-2,6.4880813324781487E-4,2.0386773843284885E-6,2.4985509004427866E-5,9.1272093580355169E-3,4.4383252073475446E-2]
[2004,2,28,4,null,null,2.1945484597867083E-2,1.2965452844172814E-2,1.1482717688530194E-3,1.5338284112824102E-6,5.9020057471264436E-5,1.008504408598755E-2,4.6204807182763014E-2,null,1.7761462880083123E-2,1.5800393062314382E-2,6.4880813324781487E-4,2.0386773843284885E-6,2.4985509004427866E-5,9.2906249239509582E-3,4.3528313185985032E-2]
[2004,2,28,5,null,null,2.2046228045244066E-2,1.2682982502087796E-2,1.1482717688530194E-3,1.5338284112824102E-6,5.9020057471264436E-5,1.0364713260509896E-2,4.6302749462577328E-2,null,1.7842999060932455E-2,1.5456159622338884E-2,6.4880813324781487E-4,2.0386773843284885E-6,2.4985509004427866E-5,9.5482639963362006E-3,4.3523254999244108E-2]
[2004,2,28,6,null,null,2.3021153801343109E-2,1.272618761993111E-2,1.1482717688530194E-3,1.5338284112824102E-6,5.9020057471264436E-5,1.0295968120041146E-2,4.7252135196050933E-2,null,1.86320501092503E-2,1.5508811685666915E-2,6.4880813324781487E-4,2.0386773843284885E-6,2.4985509004427866E-5,9.4849340485448075E-3,4.4301628163098593E-2]
[2004,2,28,7,null,null,2.4874703114309699E-2,1.2421308392246212E-2,0,0,5.9020057471264436E-5,1.0132752218470858E-2,4.748778378249803E-2,null,2.0132210525933891E-2,1.5137269581287485E-2,0,0,2.4985509004427866E-5,9.3345749910944843E-3,4.4629040607320286E-2]
[2004,2,28,8,null,null,2.9861784028589307E-2,1.3265002369276784E-2,0,0,5.9020057471264436E-5,9.3773985157383864E-3,5.2563204971075736E-2,null,2.4168478312317488E-2,1.6165440106575509E-2,0,0,2.4985509004427866E-5,8.638722015423754E-3,4.8997625943321181E-2]
[2004,2,28,9,null,null,3.2062734659532445E-2,1.3735643766830792E-2,0,0,5.9020057471264436E-5,1.0658665738487824E-2,5.6516064222322325E-2,null,2.5949806163979124E-2,1.6738988841210913E-2,0,0,2.4985509004427866E-5,9.8190612476990787E-3,5.2532841761893545E-2]
[2004,2,28,10,null,null,3.361517234403362E-2,1.4163114429128406E-2,0,0,5.9020057471264436E-5,1.1157319173585881E-2,5.8994626004219168E-2,null,2.7206263463153538E-2,1.7259927412974392E-2,0,0,2.4985509004427866E-5,1.0278434750981301E-2,5.4769611136113658E-2]
[2004,2,28,11,null,null,3.4216853033965336E-2,1.4272174711647651E-2,0,0,5.9020057471264436E-5,1.0055125888005667E-2,5.8603173691089916E-2,null,2.7693230574416309E-2,1.7392834095988213E-2,0,0,2.4985509004427866E-5,9.2630634424660744E-3,5.4374113621875018E-2]
[2004,2,28,12,null,null,3.5120134920069448E-2,1.4150337826942879E-2,0,0,5.9020057471264436E-5,9.4576352250448723E-3,5.8787128029528464E-2,null,2.8424297032244677E-2,1.7244357163407456E-2,0,0,2.4985509004427866E-5,8.7126383181134366E-3,5.4406278022769997E-2]
[2004,2,28,13,null,null,3.6192688883175159E-2,1.394077418562099E-2,0,0,5.9020057471264436E-5,8.5615692985884333E-3,5.8754052424855846E-2,null,2.9292362957954041E-2,1.69889717214756E-2,0,0,2.4985509004427866E-5,7.8871573029727672E-3,5.4193477491406836E-2]
[2004,2,28,14,null,null,3.4354191606513172E-2,1.370319221881435E-2,0,0,5.9020057471264436E-5,8.5574194002966258E-3,5.6673823283095413E-2,null,2.7804384827922704E-2,1.6699441652207728E-2,0,0,2.4985509004427866E-5,7.8833343004977158E-3,5.2412146289632575E-2]
[2004,2,28,15,null,null,3.319071954442232E-2,1.3511443908702698E-2,0,0,5.9020057471264436E-5,8.8319218532570114E-3,5.5593105363853292E-2,null,2.6862734815562127E-2,1.6465766924050409E-2,0,0,2.4985509004427866E-5,8.1362136443473773E-3,5.1489700892964341E-2]
[2004,2,28,16,null,null,3.2959224796669073E-2,1.3407990121911323E-2,0,0,5.9020057471264436E-5,8.6520180586631985E-3,5.5078253034714857E-2,null,2.6675375755395685E-2,1.6339692616061757E-2,0,0,2.4985509004427866E-5,7.9704812326974427E-3,5.1010535113159311E-2]
[2004,2,28,17,null,null,3.7355880151581443E-2,1.3450159712152625E-2,0,0,5.9020057471264436E-5,7.4041489231060961E-3,5.8269208844311429E-2,null,{"$f":"G1411*X$5","v":3.0233785711418461E-2},{"$f":"H1411*Y$5","v":1.6391082730167084E-2},{"$f":"I1411*Z$5","v":0},{"$f":"J1411*AA$5","v":0},{"$f":"K1411*AB$5","v":2.4985509004427866E-5},{"$f":"L1411*AC$5","v":6.8209092532606572E-3},{"$f":"SUM(O1411:T1411)","v":5.3470763203850628E-2}]
[2004,2,28,18,null,null,4.1982097275380617E-2,1.3512757611380929E-2,0,0,5.9020057471264436E-5,7.103057809383858E-3,6.2656932753616668E-2,null,3.3977990281298408E-2,1.6467367872272775E-2,0,0,2.4985509004427866E-5,6.5435356908173691E-3,5.7013879353392978E-2]
[2004,2,28,19,null,null,4.4298074370988066E-2,1.3386993948691764E-2,1.1482717688530194E-3,1.5338284112824102E-6,5.9020057471264436E-5,5.1485705431175352E-3,6.4042464517532927E-2,null,3.5852414198952631E-2,1.6314105558389292E-2,6.4880813324781487E-4,2.0386773843284885E-6,2.4985509004427866E-5,4.7430073089188224E-3,5.758535938589731E-2]
[2004,2,28,20,null,null,4.2429603005179631E-2,1.3175025133565482E-2,1.1482717688530194E-3,1.5338284112824102E-6,5.9020057471264436E-5,5.3441590308424495E-3,6.2157612824323132E-2,null,3.434017669705075E-2,1.6055789043247008E-2,6.4880813324781487E-4,2.0386773843284885E-6,2.4985509004427866E-5,4.9231888989447652E-3,5.5994986958879091E-2]
[2004,2,28,21,null,null,3.8727791853268731E-2,1.3391361227709578E-2,1.1482717688530194E-3,1.5338284112824102E-6,5.9020057471264436E-5,6.961921653681695E-3,6.0289900389395572E-2,null,3.1344135253056689E-2,1.6319427757769723E-2,6.4880813324781487E-4,2.0386773843284885E-6,2.4985509004427866E-5,6.4135171133419353E-3,5.4752912443804917E-2]
[2004,2,28,22,null,null,3.5451370600759008E-2,1.3270531343786121E-2,1.1482717688530194E-3,1.5338284112824102E-6,5.9020057471264436E-5,7.6876807493182027E-3,5.7618408348598896E-2,null,2.8692380893454945E-2,1.6172178010104912E-2,6.4880813324781487E-4,2.0386773843284885E-6,2.4985509004427866E-5,7.0821067085102126E-3,5.262249793170664E-2]
[2004,2,28,23,null,null,3.4100470440437895E-2,1.2896670101428335E-2,1.1482717688530194E-3,1.5338284112824102E-6,5.9020057471264436E-5,7.4601342411510455E-3,5.5666100437752844E-2,null,2.7599036932639709E-2,1.5716570739690666E-2,6.4880813324781487E-4,2.0386773843284885E-6,2.4985509004427866E-5,6.8724844954478901E-3,5.0863924487414836E-2]
[2004,2,28,24,null,null,2.954154613554005E-2,1.2450191100583784E-2,1.1482717688530194E-3,1.5338284112824102E-6,5.9020057471264436E-5,8.9096323436888107E-3,5.2110195234548212E-2,null,2.3909295452862963E-2,1.5172467591717404E-2,6.4880813324781487E-4,2.0386773843284885E-6,2.4985509004427866E-5,8.2078027234929272E-3,4.796539808770986E-2]
[2004,2,29,1,null,null,2.6897922502780364E-2,1.2823467376188342E-2,1.1484262557002059E-3,1.5340347703707476E-6,5.9020057471264436E-5,9.6410778865348278E-3,5.0571448113445376E-2,null,2.1769692528499415E-2,1.5627361990414753E-2,6.4889542296933656E-4,2.0389516650781144E-6,2.4985509004427866E-5,8.8816308330120549E-3,4.6954605235565064E-2]
[2004,2,29,2,null,null,2.4771781939275515E-2,1.2644318332822192E-2,1.1484262557002059E-3,1.5340347703707476E-6,5.9020057471264436E-5,1.0180996840299465E-2,4.8806077460339013E-2,null,2.0048911812624921E-2,1.5409041401389203E-2,6.4889542296933656E-4,2.0389516650781144E-6,2.4985509004427866E-5,9.3790192872409157E-3,4.551289238489388E-2]
[2004,2,29,3,null,null,2.3723527476852756E-2,1.2507740271974046E-2,1.1484262557002059E-3,1.5340347703707476E-6,5.9020057471264436E-5,1.0392143514143764E-2,4.7832391610912406E-2,null,1.9200512560369955E-2,1.5242600084527734E-2,6.4889542296933656E-4,2.0389516650781144E-6,2.4985509004427866E-5,9.5735335138423441E-3,4.4692566042378874E-2]
[2004,2,29,4,null,null,2.3713117170933357E-2,1.2273160349817994E-2,1.1484262557002059E-3,1.5340347703707476E-6,5.9020057471264436E-5,1.0294057275882423E-2,4.7489315144575613E-2,null,1.9192087033864345E-2,1.4956728467150441E-2,6.4889542296933656E-4,2.0389516650781144E-6,2.4985509004427866E-5,9.4831737254152861E-3,4.4307909110068912E-2]
[2004,2,29,5,null,null,2.292469353036539E-2,1.2297692901548895E-2,1.1484262557002059E-3,1.5340347703707476E-6,5.9020057471264436E-5,1.1072566103306484E-2,4.7503932883162611E-2,null,1.8553980494759304E-2,1.4986625144484315E-2,6.4889542296933656E-4,2.0389516650781144E-6,2.4985509004427866E-5,1.0200357850136298E-2,4.4416883373018759E-2]
[2004,2,29,6,null,null,2.4583807702872891E-2,1.2389379866004942E-2,1.1484262557002059E-3,1.5340347703707476E-6,5.9020057471264436E-5,1.0464770677229776E-2,4.8646938594049449E-2,null,1.9896775850104336E-2,1.5098359774543695E-2,6.4889542296933656E-4,2.0389516650781144E-6,2.4985509004427866E-5,9.6404396895387184E-3,4.5311495197825589E-2]
[2004,2,29,7,null,null,2.7626726940633388E-2,1.2937388948831036E-2,0,0,5.9020057471264436E-5,1.0127668216351271E-2,5.0750804163286957E-2,null,2.235954657852228E-2,1.5766192901117616E-2,0,0,2.4985509004427866E-5,9.329891466024795E-3,4.7480616454669118E-2]
[2004,2,29,8,null,null,3.0446192631124663E-2,1.3782638475050511E-2,0,0,5.9020057471264436E-5,1.0278622445976399E-2,5.4566473609622843E-2,null,2.4641466350218542E-2,1.6796259101698116E-2,0,0,2.4985509004427866E-5,9.4689547280366725E-3,5.093166568895776E-2]
[2004,2,29,9,null,null,3.5730445839798008E-2,1.4343082257564961E-2,0,0,5.9020057471264436E-5,8.666607147069301E-3,5.8799155301903536E-2,null,2.8918248974737749E-2,1.7479245817201727E-2,0,0,2.4985509004427866E-5,7.983921109331377E-3,5.4406401410275279E-2]
[2004,2,29,10,null,null,3.8419134027294091E-2,1.4800812981652797E-2,0,0,5.9020057471264436E-5,8.5813243987710626E-3,6.1860291465189218E-2,null,3.1094324660164673E-2,1.8037060915849522E-2,0,0,2.4985509004427866E-5,7.9053562542680724E-3,5.7061727339286696E-2]
[2004,2,29,11,null,null,3.623909533192321E-2,1.4992363262230543E-2,0,0,5.9020057471264436E-5,1.1305016745335898E-2,6.259549539696091E-2,null,2.9329921773899037E-2,1.8270494314644014E-2,0,0,2.4985509004427866E-5,1.0414497888594585E-2,5.8039899486142063E-2]
[2004,2,29,12,null,null,3.6349703265671357E-2,1.5068778138094112E-2,0,0,5.9020057471264436E-5,1.0696987493681061E-2,6.2174488954917791E-2,null,2.9419441725064815E-2,1.8363617562166756E-2,0,0,2.4985509004427866E-5,9.8543643213289227E-3,5.7662409117564928E-2]
[2004,2,29,13,null,null,3.5797891179945994E-2,1.5366921781802725E-2,0,0,5.9020057471264436E-5,1.0090816711500606E-2,6.1314649730720587E-2,null,2.8972835507112132E-2,1.8726951324299402E-2,0,0,2.4985509004427866E-5,9.2959428281674354E-3,5.7020715168583397E-2]
[2004,2,29,14,null,null,3.4483350927730777E-2,1.5591687376055147E-2,0,0,5.9020057471264436E-5,1.0203862287351706E-2,6.0337920648608892E-2,null,2.7908919247255883E-2,1.9000862677705701E-2,0,0,2.4985509004427866E-5,9.4000835771408473E-3,5.6334851011106857E-2]
[2004,2,29,15,null,null,3.5225020574935498E-2,1.5590063242602785E-2,0,0,5.9020057471264436E-5,8.8145532968954381E-3,5.9688657171904982E-2,null,2.8509185687004099E-2,1.8998883421968059E-2,0,0,2.4985509004427866E-5,8.1202132440268589E-3,5.5653267862003447E-2]
[2004,2,29,16,null,null,3.7295308613024214E-2,1.5474378550000622E-2,0,0,5.9020057471264436E-5,8.2198496921617979E-3,6.1048556912657898E-2,null,3.0184762454316255E-2,1.8857903879149488E-2,0,0,2.4985509004427866E-5,7.5723556357315544E-3,5.664000747820172E-2]
[2004,2,29,17,null,null,4.0308992238928677E-2,1.5330804929816158E-2,0,0,5.9020057471264436E-5,7.5479837592022682E-3,6.3246800985418364E-2,null,3.2623871493586178E-2,1.8682937400187397E-2,0,0,2.4985509004427866E-5,6.9534139306595601E-3,5.8285208333437567E-2]
[2004,2,29,18,null,null,4.7236475752143701E-2,1.5273976088985652E-2,0,0,5.9020057471264436E-5,6.3078812314434282E-3,6.8877353130044061E-2,null,3.823059394820516E-2,1.8613682740655682E-2,0,0,2.4985509004427866E-5,5.8109967677381878E-3,6.2680258965603461E-2]
[2004,2,29,19,null,null,4.8100918023162048E-2,1.5125417842794621E-2,1.1484262557002059E-3,1.5340347703707476E-6,5.9020057471264436E-5,5.8348550130021349E-3,7.0270171226900643E-2,null,3.8930225767233637E-2,1.8432641730312466E-2,6.4889542296933656E-4,2.0389516650781144E-6,2.4985509004427866E-5,5.3752317738261545E-3,6.3414019155011089E-2]
[2004,2,29,20,null,null,4.4053485136022932E-2,1.4699543277069597E-2,1.1484262557002059E-3,1.5340347703707476E-6,5.9020057471264436E-5,7.4371919851399767E-3,6.7399200746174351E-2,null,3.5654457184226995E-2,1.7913648247048049E-2,6.4889542296933656E-4,2.0389516650781144E-6,2.4985509004427866E-5,6.8513494469849626E-3,6.109537476189885E-2]
[2004,2,29,21,null,null,4.2315338868207424E-2,1.4389092225443127E-2,1.1484262557002059E-3,1.5340347703707476E-6,5.9020057471264436E-5,7.9466869536544988E-3,6.5860098395246897E-2,null,3.4247697616978226E-2,1.7535316020533362E-2,6.4889542296933656E-4,2.0389516650781144E-6,2.4985509004427866E-5,7.3207104743388766E-3,5.9779643995489302E-2]
[2004,2,29,22,null,null,4.166469351290307E-2,1.4223348099848635E-2,1.1484262557002059E-3,1.5340347703707476E-6,5.9020057471264436E-5,6.9679476063375665E-3,6.4064969567031116E-2,null,3.3721101210560295E-2,1.7333331379993822E-2,6.4889542296933656E-4,2.0389516650781144E-6,2.4985509004427866E-5,6.4190683896137935E-3,5.8149420863806749E-2]
[2004,2,29,23,null,null,3.861016456994576E-2,1.4852156471845554E-2,1.1484262557002059E-3,1.5340347703707476E-6,5.9020057471264436E-5,5.0906440805093779E-3,5.9761945470242529E-2,null,3.1248934228121059E-2,1.8099630834230832E-2,6.4889542296933656E-4,2.0389516650781144E-6,2.4985509004427866E-5,4.6896438300212525E-3,5.4714128776011985E-2]
[2004,2,29,24,null,null,2.9816261207550931E-2,1.4428649373415011E-2,1.1484262557002059E-3,1.5340347703707476E-6,5.9020057471264436E-5,8.3984750086445493E-3,5.3852365937552327E-2,null,2.4131634655825695E-2,1.7583522473010708E-2,6.4889542296933656E-4,2.0389516650781144E-6,2.4985509004427866E-5,7.7369102775569779E-3,5.0127987290032219E-2]
[2004,3,1,1,null,null,2.6375239099276006E-2,1.410768120833145E-2,1.1894051613100009E-3,1.5899935316525914E-6,5.7942244623656132E-5,9.6402659175315666E-3,5.1372123624604332E-2,null,2.1346661456755369E-2,1.719237353052781E-2,6.7204973884857052E-4,2.1133288641449577E-6,2.4529228482808298E-5,8.8808828244366974E-3,4.8118610107915405E-2]
[2004,3,1,2,null,null,2.5234788931046984E-2,1.4018955549951393E-2,1.1894051613100009E-3,1.5899935316525914E-6,5.7942244623656132E-5,1.0392354948634878E-2,5.0895036829098558E-2,null,2.0423644093468113E-2,1.7084247706156963E-2,6.7204973884857052E-4,2.1133288641449577E-6,2.4529228482808298E-5,9.5737282932142724E-3,4.7780312389034879E-2]
[2004,3,1,3,null,null,2.5255306600123779E-2,1.4303379919704051E-2,1.1894051613100009E-3,1.5899935316525914E-6,5.7942244623656132E-5,1.0264749545280845E-2,5.1072373464573981E-2,null,2.0440249961343492E-2,1.7430862428573914E-2,6.7204973884857052E-4,2.1133288641449577E-6,2.4529228482808298E-5,9.4561746235700302E-3,4.8025979309682956E-2]
[2004,3,1,4,null,null,2.6267259231756018E-2,1.4204981135459167E-2,1.1894051613100009E-3,1.5899935316525914E-6,5.7942244623656132E-5,1.036344850429175E-2,5.208462627097224E-2,null,2.125926851721012E-2,1.7310948416575343E-2,6.7204973884857052E-4,2.1133288641449577E-6,2.4529228482808298E-5,9.547098867503559E-3,4.8816008097484549E-2]
[2004,3,1,5,null,null,2.6957771197894838E-2,1.4374304210824822E-2,1.1894051613100009E-3,1.5899935316525914E-6,5.7942244623656132E-5,1.0407577912325994E-2,5.2988590720510959E-2,null,2.1818130756051719E-2,1.7517294556386391E-2,6.7204973884857052E-4,2.1133288641449577E-6,2.4529228482808298E-5,9.5877521135049135E-3,4.9621869722138549E-2]
[2004,3,1,6,null,null,3.1852865038119113E-2,1.5202771143119721E-2,1.1894051613100009E-3,1.5899935316525914E-6,5.7942244623656132E-5,9.155180233057305E-3,5.7459753813761449E-2,null,2.5779949286416606E-2,1.8526908591986576E-2,6.7204973884857052E-4,2.1133288641449577E-6,2.4529228482808298E-5,8.4340083128329069E-3,5.3439558487431614E-2]
[2004,3,1,7,null,null,4.1679007336904134E-2,1.6832244613943087E-2,0,0,5.7942244623656132E-5,7.5347132046223123E-3,6.6103907400093184E-2,null,3.3732686028955766E-2,2.051267196123089E-2,0,0,2.4529228482808298E-5,6.9411887242961596E-3,6.1211075942965626E-2]
[2004,3,1,8,null,null,4.4988137971744863E-2,1.9075914783890629E-2,0,0,5.7942244623656132E-5,1.0748472125140856E-2,7.4870467125400006E-2,null,3.641091355562346E-2,2.3246928220031281E-2,0,0,2.4529228482808298E-5,9.9017934050456106E-3,6.9584164409183163E-2]
[2004,3,1,9,null,null,4.5346030301277797E-2,2.0310269014776533E-2,0,0,5.7942244623656132E-5,1.1981113361693581E-2,7.7695354922371562E-2,null,3.6700571835791194E-2,2.4751178188044821E-2,0,0,2.4529228482808298E-5,1.1037337017643024E-2,7.2513616269961848E-2]
[2004,3,1,10,null,null,4.2499539188967962E-2,2.130108351289027E-2,0,0,5.7942244623656132E-5,1.3196479895676103E-2,7.7055044842157999E-2,null,3.4396779180663799E-2,2.5958637635099376E-2,0,0,2.4529228482808298E-5,1.215696669065979E-2,7.253691273490577E-2]
[2004,3,1,11,null,null,4.1715433736346563E-2,2.1430233712782947E-2,0,0,5.7942244623656132E-5,1.2548853720035754E-2,7.5752463413788926E-2,null,3.3762167544329307E-2,2.6116026964026512E-2,0,0,2.4529228482808298E-5,1.1560355328576875E-2,7.1463079065415505E-2]
[2004,3,1,12,null,null,3.9661188684179713E-2,2.1562254030047742E-2,0,0,5.7942244623656132E-5,1.239165268545277E-2,7.3673037644303885E-2,null,3.2099575083545731E-2,2.6276913971219069E-2,0,0,2.4529228482808298E-5,1.1415537334970204E-2,6.9816555618217813E-2]
[2004,3,1,13,null,null,3.9254971378421058E-2,2.1560375808366564E-2,0,0,5.7942244623656132E-5,1.1661941533376897E-2,7.2535230964788172E-2,null,3.1770805237279452E-2,2.6274625070000005E-2,0,0,2.4529228482808298E-5,1.0743306994779557E-2,6.8813266530541831E-2]
[2004,3,1,14,null,null,3.6432795557748143E-2,2.1484939589065114E-2,0,0,5.7942244623656132E-5,1.2373405682312025E-2,7.034908307374893E-2,null,2.9486692035932242E-2,2.6182694465614401E-2,0,0,2.4529228482808298E-5,1.1398727684886239E-2,6.7092643414915693E-2]
[2004,3,1,15,null,null,3.5953737507834475E-2,2.0841984145062071E-2,0,0,5.7942244623656132E-5,1.018088663610532E-2,6.7034550533625517E-2,null,2.9098968915351273E-2,2.5399154634117595E-2,0,0,2.4529228482808298E-5,9.378917764052308E-3,6.3901570542003988E-2]
[2004,3,1,16,null,null,3.8327193242076507E-2,2.0208538251598476E-2,0,0,5.7942244623656132E-5,9.2192913107241002E-3,6.7812965049022733E-2,null,3.1019912867774065E-2,2.4627203648623707E-2,0,0,2.4529228482808298E-5,8.4930692322492205E-3,6.4164714977129805E-2]
[2004,3,1,17,null,null,4.0586491247562494E-2,1.9702786276960284E-2,0,0,5.7942244623656132E-5,9.2673924970847719E-3,6.9614612266231196E-2,null,3.2848463861056089E-2,2.401086729019743E-2,0,0,2.4529228482808298E-5,8.5373813916273817E-3,6.5421241771363714E-2]
[2004,3,1,18,null,null,4.3858132099058658E-2,1.8901323422874039E-2,0,0,5.7942244623656132E-5,6.3624972987913996E-3,6.917989506534776E-2,null,3.5496349228165289E-2,2.3034161866051877E-2,0,0,2.4529228482808298E-5,5.8613106178537532E-3,6.4416350940553729E-2]
[2004,3,1,19,null,null,4.2205806494275029E-2,1.8573980824553683E-2,1.1894051613100009E-3,1.5899935316525914E-6,5.7942244623656132E-5,6.4276912518768051E-3,6.8456415970170825E-2,null,3.415904816450923E-2,2.2635244698895197E-2,6.7204973884857052E-4,2.1133288641449577E-6,2.4529228482808298E-5,5.9213691124187619E-3,6.3414354272018719E-2]
[2004,3,1,20,null,null,4.480159647186286E-2,1.8633134571221951E-2,1.1894051613100009E-3,1.5899935316525914E-6,5.7942244623656132E-5,6.9067952057543071E-3,7.1590463648304431E-2,null,3.6259937170892764E-2,2.270733261280769E-2,6.7204973884857052E-4,2.1133288641449577E-6,2.4529228482808298E-5,6.3627330863494621E-3,6.6028695166245446E-2]
[2004,3,1,21,null,null,4.658464666574208E-2,1.7581781184272796E-2,1.1894051613100009E-3,1.5899935316525914E-6,5.7942244623656132E-5,5.398261935660135E-3,7.0813627185140324E-2,null,3.7703039495230989E-2,2.142609724364292E-2,6.7204973884857052E-4,2.1133288641449577E-6,2.4529228482808298E-5,4.9730300093724063E-3,6.4800859044441841E-2]
[2004,3,1,22,null,null,3.9488059766066813E-2,1.6843985180492276E-2,1.1894051613100009E-3,1.5899935316525914E-6,5.7942244623656132E-5,6.0699829375138398E-3,6.3650965283538238E-2,null,3.1959454101536063E-2,2.0526979642457373E-2,6.7204973884857052E-4,2.1133288641449577E-6,2.4529228482808298E-5,5.5918381998526397E-3,5.8776964240041599E-2]
[2004,3,1,23,null,null,3.6393248562200976E-2,1.6329992454098417E-2,1.1894051613100009E-3,1.5899935316525914E-6,5.7942244623656132E-5,7.9854245608206899E-3,6.1957602976585396E-2,null,2.9454684882465325E-2,1.9900600663967344E-2,6.7204973884857052E-4,2.1133288641449577E-6,2.4529228482808298E-5,7.3563966424472034E-3,5.7410374485075397E-2]
[2004,3,1,24,null,null,2.8890082960553478E-2,1.5989027798249282E-2,1.1894051613100009E-3,1.5899935316525914E-6,5.7942244623656132E-5,9.2350188010983346E-3,5.5363066959366394E-2,null,2.3382037148373769E-2,1.9485082930223524E-2,6.7204973884857052E-4,2.1133288641449577E-6,2.4529228482808298E-5,8.50755783664363E-3,5.2073370211436446E-2]
[2004,3,2,1,null,null,2.4424692302819642E-2,1.5801265351376204E-2,1.1894051613100009E-3,1.5899935316525914E-6,5.7942244623656132E-5,9.9716373034317608E-3,5.1446532357092914E-2,null,1.9767996635451219E-2,1.9256265587814236E-2,6.7204973884857052E-4,2.1133288641449577E-6,2.4529228482808298E-5,9.1861514212498805E-3,4.8909105940710858E-2]
[2004,3,2,2,null,null,2.3903544075293621E-2,1.512168273148351E-2,1.1894051613100009E-3,1.5899935316525914E-6,5.7942244623656132E-5,1.0178037192574974E-2,5.0452201398817412E-2,null,1.9346208050334983E-2,1.84280899242509E-2,6.7204973884857052E-4,2.1133288641449577E-6,2.4529228482808298E-5,9.3762927769073141E-3,4.784928304768872E-2]
[2004,3,2,3,null,null,2.3945157371825156E-2,1.4986820877565921E-2,1.1894051613100009E-3,1.5899935316525914E-6,5.7942244623656132E-5,1.0578518979519905E-2,5.0759434628376288E-2,null,1.9379887553668193E-2,1.8263740068783414E-2,6.7204973884857052E-4,2.1133288641449577E-6,2.4529228482808298E-5,9.7452278097792753E-3,4.8087547728426404E-2]
[2004,3,2,4,null,null,2.4626006644132056E-2,1.4771269529998104E-2,1.1894051613100009E-3,1.5899935316525914E-6,5.7942244623656132E-5,1.0414390723262978E-2,5.106060429685845E-2,null,1.993092934192681E-2,1.8001057688336229E-2,6.7204973884857052E-4,2.1133288641449577E-6,2.4529228482808298E-5,9.594028265651958E-3,4.8224707592110526E-2]
[2004,3,2,5,null,null,2.5992628187171848E-2,1.4672428228596286E-2,1.1894051613100009E-3,1.5899935316525914E-6,5.7942244623656132E-5,1.0402773048112728E-2,5.2316766863346166E-2,null,2.1036997321404571E-2,1.7880604401304196E-2,6.7204973884857052E-4,2.1133288641449577E-6,2.4529228482808298E-5,9.583325738088469E-3,4.919961975699276E-2]
[2004,3,2,6,null,null,2.8766496037320136E-2,1.5579666084059262E-2,1.1894051613100009E-3,1.5899935316525914E-6,5.7942244623656132E-5,1.0532520205239048E-2,5.6127619726083752E-2,null,2.3282012720128243E-2,1.8986212889461923E-2,6.7204973884857052E-4,2.1133288641449577E-6,2.4529228482808298E-5,9.7028524512621315E-3,5.266977035704782E-2]
[2004,3,2,7,null,null,3.5684697277469285E-2,1.7244271389474101E-2,0,0,5.7942244623656132E-5,1.06761504746892E-2,6.3663061386256242E-2,null,2.8881222615716368E-2,2.1014789788030432E-2,0,0,2.4529228482808298E-5,9.8351686761402601E-3,5.9755710308369875E-2]
[2004,3,2,8,null,null,3.8749043088235187E-2,1.9502255746780151E-2,0,0,5.7942244623656132E-5,1.3509775738708495E-2,7.1819016818347486E-2,null,3.1361334828638142E-2,2.3766490079781332E-2,0,0,2.4529228482808298E-5,1.2445583591392152E-2,6.7597937728294435E-2]
[2004,3,2,9,null,null,3.7743765819018366E-2,2.0845679510468902E-2,0,0,5.7942244623656132E-5,1.4883338808712945E-2,7.3530726382823861E-2,null,{"$f":"G1475*X$5","v":3.0547718942337716E-2},{"$f":"H1475*Y$5","v":2.5403658003698166E-2},{"$f":"I1475*Z$5","v":0},{"$f":"J1475*AA$5","v":0},{"$f":"K1475*AB$5","v":2.4529228482808298E-5},{"$f":"L1475*AC$5","v":1.3710948341808344E-2},{"$f":"SUM(O1475:T1475)","v":6.9686854516327043E-2}]
[2004,3,2,10,null,null,3.5847750311512785E-2,2.1694605214052354E-2,0,0,5.7942244623656132E-5,1.5138896322637268E-2,7.2739194092826059E-2,null,2.9013188733791065E-2,2.6438204190285766E-2,0,0,2.4529228482808298E-5,1.3946375077489864E-2,6.9422297230049501E-2]
[2004,3,2,11,null,null,3.5315268788556529E-2,2.1878047991351676E-2,0,0,5.7942244623656132E-5,1.3718721378917295E-2,7.0969980403449151E-2,null,2.8582227605448658E-2,2.6661757352725024E-2,0,0,2.4529228482808298E-5,1.2638070164194741E-2,6.7906584350851229E-2]
[2004,3,2,12,null,null,3.4915247601340196E-2,2.1776236225357511E-2,0,0,5.7942244623656132E-5,1.3522851895455795E-2,7.0272277966777152E-2,null,2.8258472555232988E-2,2.6537684098947453E-2,0,0,2.4529228482808298E-5,1.2457629713030306E-2,6.7278315595693555E-2]
[2004,3,2,13,null,null,3.3476070382446314E-2,2.164386878033734E-2,0,0,5.7942244623656132E-5,1.1832920547946706E-2,6.7010801955354013E-2,null,2.7093682019975026E-2,2.6376374063339019E-2,0,0,2.4529228482808298E-5,1.0900817649238862E-2,6.4395402961035714E-2]
[2004,3,2,14,null,null,3.1470273171836489E-2,2.1682937020416865E-2,0,0,5.7942244623656132E-5,1.2687266959120265E-2,6.5898419395997276E-2,null,2.5470300565701594E-2,2.6423984706555912E-2,0,0,2.4529228482808298E-5,1.1687865479041172E-2,6.3606679979781491E-2]
[2004,3,2,15,null,null,3.0740738933363581E-2,2.1519607252278677E-2,0,0,5.7942244623656132E-5,1.2375429150319105E-2,6.4693717580585008E-2,null,2.4879855855374004E-2,2.6224942330915334E-2,0,0,2.4529228482808298E-5,1.140059176025756E-2,6.2529919175029702E-2]
[2004,3,2,16,null,null,3.3445717505266634E-2,2.0967534664905751E-2,0,0,5.7942244623656132E-5,1.0840016235539198E-2,6.5311210650335239E-2,null,2.70691160779961E-2,2.555215720074986E-2,0,0,2.4529228482808298E-5,9.9861264021506475E-3,6.2631928909379422E-2]
[2004,3,2,17,null,null,3.5661925271172075E-2,2.0513083049035066E-2,0,0,5.7942244623656132E-5,1.0160365213980895E-2,6.639331577881169E-2,null,2.8862792211833091E-2,2.4998338198447295E-2,0,0,2.4529228482808298E-5,9.3600128555324739E-3,6.3245672494295677E-2]
[2004,3,2,18,null,null,3.750151584461308E-2,2.0084916217408492E-2,0,0,5.7942244623656132E-5,1.0480327206171699E-2,6.8124701512816924E-2,null,3.0351655195879425E-2,2.4476551237571014E-2,0,0,2.4529228482808298E-5,9.6547707994759386E-3,6.4507506461409195E-2]
[2004,3,2,19,null,null,3.9658950233181473E-2,1.9348813716702544E-2,1.1894051613100009E-3,1.5899935316525914E-6,5.7942244623656132E-5,8.5248317858597454E-3,6.8781533135209072E-2,null,3.2097763404968442E-2,2.3579497429648384E-2,6.7204973884857052E-4,2.1133288641449577E-6,2.4529228482808298E-5,7.8533136778491698E-3,6.422926680866152E-2]
[2004,3,2,20,null,null,4.1931520082162485E-2,1.890207434920977E-2,1.1894051613100009E-3,1.5899935316525914E-6,5.7942244623656132E-5,7.5480382116418238E-3,6.9630570042479384E-2,null,3.3937055895187383E-2,2.3035076984976605E-2,6.7204973884857052E-4,2.1133288641449577E-6,2.4529228482808298E-5,6.9534640937711726E-3,6.4624289270130697E-2]
[2004,3,2,21,null,null,4.1466627279735088E-2,1.7993831582569789E-2,1.1894051613100009E-3,1.5899935316525914E-6,5.7942244623656132E-5,6.8462482912275075E-3,6.7555644552997687E-2,null,3.3560797343378759E-2,2.1928243858406308E-2,6.7204973884857052E-4,2.1133288641449577E-6,2.4529228482808298E-5,6.3069555737897904E-3,6.249468907177038E-2]
[2004,3,2,22,null,null,3.6813685190458564E-2,1.7175965130541263E-2,1.1894051613100009E-3,1.5899935316525914E-6,5.7942244623656132E-5,6.151276376122573E-3,6.1389864096587705E-2,null,2.9794963062831879E-2,2.0931548134019085E-2,6.7204973884857052E-4,2.1133288641449577E-6,2.4529228482808298E-5,5.6667279911567121E-3,5.7091931484203204E-2]
[2004,3,2,23,null,null,3.5137401908039621E-2,1.6483815481387512E-2,1.1894051613100009E-3,1.5899935316525914E-6,5.7942244623656132E-5,6.6400166984681491E-3,5.951017148736059E-2,null,2.843827197841255E-2,2.0088057617643682E-2,6.7204973884857052E-4,2.1133288641449577E-6,2.4529228482808298E-5,6.1169692574723064E-3,5.5341991149724067E-2]
[2004,3,2,24,null,null,2.8683247378739472E-2,1.6359967228823689E-2,1.1894051613100009E-3,1.5899935316525914E-6,5.7942244623656132E-5,7.6924333967176876E-3,5.3984585403746156E-2,null,2.3214635854850868E-2,1.9937129524802814E-2,6.7204973884857052E-4,2.1133288641449577E-6,2.4529228482808298E-5,7.0864849803360897E-3,5.0936942656185293E-2]
[2004,3,3,1,null,null,2.4066324342629508E-2,1.6116918255797495E-2,1.1894051613100009E-3,1.5899935316525914E-6,5.7942244623656132E-5,9.7500071919712147E-3,5.1182187189863525E-2,null,1.9477953406105225E-2,1.9640937069871967E-2,6.7204973884857052E-4,2.1133288641449577E-6,2.4529228482808298E-5,8.9819795584521449E-3,4.8799562330624865E-2]
[2004,3,3,2,null,null,2.3524471962813581E-2,1.5477682916026187E-2,1.1894051613100009E-3,1.5899935316525914E-6,5.7942244623656132E-5,9.9418732974399029E-3,5.0192965575744979E-2,null,1.9039408023902971E-2,1.8861930756008567E-2,6.7204973884857052E-4,2.1133288641449577E-6,2.4529228482808298E-5,9.1587319857425256E-3,4.7758763061849591E-2]
[2004,3,3,3,null,null,2.3625081932963993E-2,1.5185866504277118E-2,1.1894051613100009E-3,1.5899935316525914E-6,5.7942244623656132E-5,1.0438730977388394E-2,5.0498616814094809E-2,null,1.9120836175658913E-2,1.8506307696553169E-2,6.7204973884857052E-4,2.1133288641449577E-6,2.4529228482808298E-5,9.6164511891121632E-3,4.7942287357519771E-2]
[2004,3,3,4,null,null,2.4357080271636231E-2,1.4828392368877752E-2,1.1894051613100009E-3,1.5899935316525914E-6,5.7942244623656132E-5,1.036383285640397E-2,5.079824289638326E-2,null,1.9713275192561421E-2,1.8070670629587202E-2,6.7204973884857052E-4,2.1133288641449577E-6,2.4529228482808298E-5,9.5474529434285554E-3,4.8030091061772709E-2]
[2004,3,3,5,null,null,2.552842472772518E-2,1.516634619495957E-2,1.1894051613100009E-3,1.5899935316525914E-6,5.7942244623656132E-5,1.0104239682050931E-2,5.204794800420099E-2,null,2.0661296685722572E-2,1.8482519205428167E-2,6.7204973884857052E-4,2.1133288641449577E-6,2.4529228482808298E-5,9.3083084443893391E-3,4.9150816631735601E-2]
[2004,3,3,6,null,null,2.8346989391091364E-2,1.5918505901202144E-2,1.1894051613100009E-3,1.5899935316525914E-6,5.7942244623656132E-5,1.032478900293324E-2,5.5839221694692055E-2,null,2.294248721584001E-2,1.9399141181313022E-2,6.7204973884857052E-4,2.1133288641449577E-6,2.4529228482808298E-5,9.5114846526516954E-3,5.2551805346000256E-2]
[2004,3,3,7,null,null,3.5202242427917682E-2,1.75863656995403E-2,0,0,5.7942244623656132E-5,1.0489387433270502E-2,6.3335937805352141E-2,null,2.8490750313160802E-2,2.1431684178715483E-2,0,0,2.4529228482808298E-5,9.6631173343034605E-3,5.9610081054662555E-2]
[2004,3,3,8,null,null,3.8272330641408642E-2,1.9812732659814352E-2,0,0,5.7942244623656132E-5,1.330698781985443E-2,7.1449993365701084E-2,null,3.0975510109615703E-2,2.4144853822388224E-2,0,0,2.4529228482808298E-5,1.2258769683875431E-2,6.7403662844362167E-2]
[2004,3,3,9,null,null,3.7292609374491241E-2,2.1135688777869834E-2,0,0,5.7942244623656132E-5,1.4666664338074575E-2,7.3152904735059296E-2,null,3.0182577839764042E-2,2.575707878056737E-2,0,0,2.4529228482808298E-5,1.3511341754059889E-2,6.9475527602874121E-2]
[2004,3,3,10,null,null,3.551475604032512E-2,2.17280322909204E-2,0,0,5.7942244623656132E-5,1.5064706892355093E-2,7.236543746822427E-2,null,2.8743681566582968E-2,2.6478940210831067E-2,0,0,2.4529228482808298E-5,1.3878029697519638E-2,6.9125180703416486E-2]
[2004,3,3,11,null,null,3.5066032944537584E-2,2.1724170450172664E-2,0,0,5.7942244623656132E-5,1.375716831122264E-2,7.0605313950556539E-2,null,2.8380509882051524E-2,2.6474233965511934E-2,0,0,2.4529228482808298E-5,1.2673488554484358E-2,6.7552761630530631E-2]
[2004,3,3,12,null,null,3.4674703821113997E-2,2.162881699035556E-2,0,0,5.7942244623656132E-5,1.354973981909814E-2,6.9911202875191342E-2,null,2.8063789708086484E-2,2.6358031148451134E-2,0,0,2.4529228482808298E-5,1.2482399620966747E-2,6.6928749705987167E-2]
[2004,3,3,13,null,null,3.3247178491203372E-2,2.1492128369287683E-2,0,0,5.7942244623656132E-5,1.1869231700412149E-2,6.6666480805526854E-2,null,2.6908429568076167E-2,2.6191455097003085E-2,0,0,2.4529228482808298E-5,1.0934268499352801E-2,6.4058682392914873E-2]
[2004,3,3,14,null,null,3.1224795953046929E-2,2.1597329804447594E-2,0,0,5.7942244623656132E-5,1.2679748159990543E-2,6.5559816162108722E-2,null,2.527162486592413E-2,2.6319659182600701E-2,0,0,2.4529228482808298E-5,1.1680938950808158E-2,6.3296752227815806E-2]
[2004,3,3,15,null,null,3.0571975193023886E-2,2.1274859276505447E-2,0,0,5.7942244623656132E-5,1.2456527733222046E-2,6.4361304447375034E-2,null,2.4743267807104664E-2,2.5926679380527076E-2,0,0,2.4529228482808298E-5,1.1475302045030836E-2,6.2169778461145381E-2]
[2004,3,3,16,null,null,3.3219065730093159E-2,2.0830926023696753E-2,0,0,5.7942244623656132E-5,1.08676862422498E-2,6.4975620240663362E-2,null,2.6885676652291194E-2,2.5385678617027969E-2,0,0,2.4529228482808298E-5,1.0011616786902518E-2,6.230750128470449E-2]
[2004,3,3,17,null,null,3.540598573836759E-2,2.0415191155468877E-2,0,0,5.7942244623656132E-5,1.0173046366150389E-2,6.6052165504610502E-2,null,2.865564889307063E-2,2.487904191049271E-2,0,0,2.4529228482808298E-5,9.3716950878961394E-3,6.2930915119942282E-2]
[2004,3,3,18,null,null,3.7258272845770726E-2,1.9915879774248441E-2,0,0,5.7942244623656132E-5,1.0542561181572447E-2,6.777465604621527E-2,null,3.0154787750300279E-2,2.4270554403069029E-2,0,0,2.4529228482808298E-5,9.7121024797388027E-3,6.4161973861590921E-2]
[2004,3,3,19,null,null,3.942201729730388E-2,1.9121780531868731E-2,1.1894051613100009E-3,1.5899935316525914E-6,5.7942244623656132E-5,8.635379199454965E-3,6.8428114428092879E-2,null,3.1906002975760697E-2,2.3302822669292785E-2,6.7204973884857052E-4,2.1133288641449577E-6,2.4529228482808298E-5,7.955153049821086E-3,6.3862670991070097E-2]
[2004,3,3,20,null,null,4.1615352438167455E-2,1.8852841191160194E-2,1.1894051613100009E-3,1.5899935316525914E-6,5.7942244623656132E-5,7.555662322072481E-3,6.9272793350865433E-2,null,3.3681167270461054E-2,2.297507883001575E-2,6.7204973884857052E-4,2.1133288641449577E-6,2.4529228482808298E-5,6.9604876377226009E-3,6.4315426034394926E-2]
[2004,3,3,21,null,null,4.1177168591908307E-2,1.7907038305411831E-2,1.1894051613100009E-3,1.5899935316525914E-6,5.7942244623656132E-5,6.8753770173808106E-3,6.7208521314166256E-2,null,3.332652547226899E-2,2.1822472936962673E-2,6.7204973884857052E-4,2.1133288641449577E-6,2.4529228482808298E-5,6.3337897717263992E-3,6.2181480477153592E-2]
[2004,3,3,22,null,null,3.6567579539697435E-2,1.7041408331282294E-2,1.1894051613100009E-3,1.5899935316525914E-6,5.7942244623656132E-5,6.2164982478555893E-3,6.1074423518300627E-2,null,2.9595778744933639E-2,2.076757003444548E-2,6.7204973884857052E-4,2.1133288641449577E-6,2.4529228482808298E-5,5.7268122051614299E-3,5.6788853280736074E-2]
[2004,3,3,23,null,null,3.4913622279929085E-2,1.6290490553067635E-2,1.1894051613100009E-3,1.5899935316525914E-6,5.7942244623656132E-5,6.7513419998309196E-3,5.920439223229295E-2,null,2.8257157109871874E-2,1.9852461538362062E-2,6.7204973884857052E-4,2.1133288641449577E-6,2.4529228482808298E-5,6.2195252414312032E-3,5.5027836185860664E-2]
[2004,3,3,24,null,null,2.8565240452542336E-2,1.598991258606482E-2,1.1894051613100009E-3,1.5899935316525914E-6,5.7942244623656132E-5,7.9031073567584331E-3,5.3707197794830901E-2,null,2.3119127567945832E-2,1.9486161179894421E-2,6.7204973884857052E-4,2.1133288641449577E-6,2.4529228482808298E-5,7.2805637297489465E-3,5.0584544773784726E-2]
[2004,3,4,1,null,null,2.7793921190517275E-2,1.6268085825597096E-2,1.1894051613100009E-3,1.5899935316525914E-6,5.7942244623656132E-5,1.0283079473892837E-2,5.5594023889472516E-2,null,2.2494864367921408E-2,1.9825157941276549E-2,6.7204973884857052E-4,2.1133288641449577E-6,2.4529228482808298E-5,9.4730606669194521E-3,5.249177527231294E-2]
[2004,3,4,2,null,null,2.721482633670395E-2,1.5876028164320179E-2,1.1894051613100009E-3,1.5899935316525914E-6,5.7942244623656132E-5,1.0179741393356931E-2,5.4519533293846366E-2,null,2.202617698468394E-2,1.934737554325941E-2,6.7204973884857052E-4,2.1133288641449577E-6,2.4529228482808298E-5,9.3778627343735661E-3,5.145010755851244E-2]
[2004,3,4,3,null,null,2.7432829130108131E-2,1.5553406246685953E-2,1.1894051613100009E-3,1.5899935316525914E-6,5.7942244623656132E-5,1.0616360058324004E-2,5.4851532834583397E-2,null,2.2202616402347976E-2,1.8954211249624313E-2,6.7204973884857052E-4,2.1133288641449577E-6,2.4529228482808298E-5,9.7800880708638089E-3,5.1635608019031623E-2]
[2004,3,4,4,null,null,2.829130289341621E-2,1.5207527350024889E-2,1.1894051613100009E-3,1.5899935316525914E-6,5.7942244623656132E-5,1.042921716966955E-2,5.5176984812575963E-2,null,2.2897417640959206E-2,1.8532704759655422E-2,6.7204973884857052E-4,2.1133288641449577E-6,2.4529228482808298E-5,9.6076868031203175E-3,5.1736501499930469E-2]
[2004,3,4,5,null,null,2.9798889170058126E-2,1.5284665454229036E-2,1.1894051613100009E-3,1.5899935316525914E-6,5.7942244623656132E-5,1.0201919040966387E-2,5.6534411064718855E-2,null,2.4117574688377545E-2,1.8626709371847204E-2,6.7204973884857052E-4,2.1133288641449577E-6,2.4529228482808298E-5,9.3982934041731449E-3,5.2841269760593418E-2]
[2004,3,4,6,null,null,3.2877274211250224E-2,1.620622210685279E-2,1.1894051613100009E-3,1.5899935316525914E-6,5.7942244623656132E-5,1.0320055561495114E-2,6.0652489279063436E-2,null,2.6609049478824903E-2,1.9749767510706603E-2,6.7204973884857052E-4,2.1133288641449577E-6,2.4529228482808298E-5,9.5071240738950572E-3,5.6564633359622092E-2]
[2004,3,4,7,null,null,4.0823374940123308E-2,1.7722813574968778E-2,0,0,5.7942244623656132E-5,1.0191286773284847E-2,6.8795417533000586E-2,null,3.3040184435443626E-2,2.1597966844673935E-2,0,0,2.4529228482808298E-5,9.3884986615544695E-3,6.4051179170154848E-2]
[2004,3,4,8,null,null,4.3939235356058537E-2,2.013646143209721E-2,0,0,5.7942244623656132E-5,1.3475248967028947E-2,7.7608887999808363E-2,null,3.5561989723923458E-2,2.453936698819319E-2,0,0,2.4529228482808298E-5,1.2413776562808581E-2,7.2539662503408042E-2]
[2004,3,4,9,null,null,4.2621018061727356E-2,2.15892632108707E-2,0,0,5.7942244623656132E-5,1.5190365236688598E-2,7.945858875391032E-2,null,3.449509746931257E-2,2.6309828800991919E-2,0,0,2.4529228482808298E-5,1.3993789681889895E-2,7.4823245180677192E-2]
[2004,3,4,10,null,null,4.0578098043615507E-2,2.2358601502011868E-2,0,0,5.7942244623656132E-5,1.5608599324572481E-2,7.8603241114823516E-2,null,3.2841670865454434E-2,2.724738551760001E-2,0,0,2.4529228482808298E-5,1.4379078631329267E-2,7.4492664242866519E-2]
[2004,3,4,11,null,null,3.9999519059579637E-2,2.2431296171150153E-2,0,0,5.7942244623656132E-5,1.4202643078166511E-2,7.6691400553519959E-2,null,3.2373400998716197E-2,2.7335975122585232E-2,0,0,2.4529228482808298E-5,1.3083872380025631E-2,7.2817777729809866E-2]
[2004,3,4,12,null,null,3.9424759602561123E-2,2.2320531675568148E-2,0,0,5.7942244623656132E-5,1.4134222418609002E-2,7.593745594136192E-2,null,3.1908222446140361E-2,2.7200991594545081E-2,0,0,2.4529228482808298E-5,1.302084135313291E-2,7.2154584622301163E-2]
[2004,3,4,13,null,null,3.7873296758254918E-2,2.2086273862977842E-2,0,0,5.7942244623656132E-5,1.2395534512096917E-2,7.241304737795333E-2,null,3.0652554128765813E-2,2.6915512517082057E-2,0,0,2.4529228482808298E-5,1.1419113382339266E-2,6.901170925666994E-2]
[2004,3,4,14,null,null,3.570552931132058E-2,2.2103085841566814E-2,0,0,5.7942244623656132E-5,1.3344432202624991E-2,7.121098960013604E-2,null,2.8898082913073501E-2,2.6936000491783255E-2,0,0,2.4529228482808298E-5,1.2293264497469108E-2,6.8151877130808669E-2]
[2004,3,4,15,null,null,3.4843305245762804E-2,2.1861177445303932E-2,0,0,5.7942244623656132E-5,1.3146741981315649E-2,6.9909166917006035E-2,null,2.8200246387002564E-2,2.6641198004591648E-2,0,0,2.4529228482808298E-5,1.211114673163109E-2,6.6977120351708108E-2]
[2004,3,4,16,null,null,3.7759163681155061E-2,2.1289439017089819E-2,0,0,5.7942244623656132E-5,1.1469889420891912E-2,7.0576434363760446E-2,null,3.0560181121313711E-2,2.5944447030816529E-2,0,0,2.4529228482808298E-5,1.0566383212618847E-2,6.7095540593231903E-2]
[2004,3,4,17,null,null,4.0201734360869636E-2,2.0788265441906966E-2,0,0,5.7942244623656132E-5,1.0697837883798675E-2,7.1745779931198933E-2,null,3.2537062892425132E-2,2.5333690154407583E-2,0,0,2.4529228482808298E-5,9.8551477245103474E-3,6.7750429999825876E-2]
[2004,3,4,18,null,null,4.2330715239722809E-2,2.0301308030967712E-2,0,0,5.7942244623656132E-5,1.0926777269700564E-2,7.3616742785014747E-2,null,3.4260142402632553E-2,2.4740257854747861E-2,0,0,2.4529228482808298E-5,1.0066053095532912E-2,6.9090982581396135E-2]
[2004,3,4,19,null,null,4.4802618577428142E-2,1.9480821296888749E-2,1.1894051613100009E-3,1.5899935316525914E-6,5.7942244623656132E-5,8.7941482947187823E-3,7.4326525568500987E-2,null,3.6260764406672238E-2,2.3740368914756938E-2,6.7204973884857052E-4,2.1133288641449577E-6,2.4529228482808298E-5,8.101415584821867E-3,6.8801241202446572E-2]
[2004,3,4,20,null,null,4.7188085644596853E-2,1.8962712319634683E-2,1.1894051613100009E-3,1.5899935316525914E-6,5.7942244623656132E-5,7.8442781434645281E-3,7.5244013507161381E-2,null,3.8191429668413407E-2,2.3108973653201751E-2,6.7204973884857052E-4,2.1133288641449577E-6,2.4529228482808298E-5,7.22636861164885E-3,6.9225464229459535E-2]
[2004,3,4,21,null,null,4.6443228777847706E-2,1.8309169737322196E-2,1.1894051613100009E-3,1.5899935316525914E-6,5.7942244623656132E-5,7.0004751197297078E-3,7.3001811034364913E-2,null,3.7588583669240262E-2,2.2312531769713026E-2,6.7204973884857052E-4,2.1133288641449577E-6,2.4529228482808298E-5,6.4490336454975103E-3,6.7048841380646332E-2]
[2004,3,4,22,null,null,4.1474591820632942E-2,1.7364138830869565E-2,1.1894051613100009E-3,1.5899935316525914E-6,5.7942244623656132E-5,6.2512913370857473E-3,6.6338959388053564E-2,null,3.3567243402789444E-2,2.1160866651845758E-2,6.7204973884857052E-4,2.1133288641449577E-6,2.4529228482808298E-5,5.7588645729276834E-3,6.1185666923758417E-2]
[2004,3,4,23,null,null,3.9848803628233676E-2,1.6630223988555511E-2,1.1894051613100009E-3,1.5899935316525914E-6,5.7942244623656132E-5,6.5797718202929567E-3,6.4307736836547447E-2,null,3.225142025468801E-2,2.0266478841238719E-2,6.7204973884857052E-4,2.1133288641449577E-6,2.4529228482808298E-5,6.0614699892546781E-3,5.9278061381376937E-2]
[2004,3,4,24,null,null,3.2943308819925944E-2,1.6373606639654696E-2,1.1894051613100009E-3,1.5899935316525914E-6,5.7942244623656132E-5,7.7708331971706813E-3,5.8336686056216627E-2,null,2.6662494243079895E-2,1.9953751239050549E-2,6.7204973884857052E-4,2.1133288641449577E-6,2.4529228482808298E-5,7.158709071169108E-3,5.4473646849495086E-2]
[2004,3,5,1,null,null,2.8935554573741033E-2,1.5946293033403024E-2,1.1894051613100009E-3,1.5899935316525914E-6,5.7942244623656132E-5,8.791317536044025E-3,5.4922102542653395E-2,null,{"$f":"G1539*X$5","v":2.3418839360060031E-2},{"$f":"H1539*Y$5","v":1.9433004064169885E-2},{"$f":"I1539*Z$5","v":6.7204973884857052E-4},{"$f":"J1539*AA$5","v":2.1133288641449577E-6},{"$f":"K1539*AB$5","v":2.4529228482808298E-5},{"$f":"L1539*AC$5","v":8.0988078106888871E-3},{"$f":"SUM(O1539:T1539)","v":5.1649343531114333E-2}]
[2004,3,5,2,null,null,2.7086162961381971E-2,1.6206160014451004E-2,1.1894051613100009E-3,1.5899935316525914E-6,5.7942244623656132E-5,9.6769038394093065E-3,5.4218164214707591E-2,null,2.1922043956560711E-2,1.9749691841590668E-2,6.7204973884857052E-4,2.1133288641449577E-6,2.4529228482808298E-5,8.9146347036805421E-3,5.1285062798027449E-2]
[2004,3,5,3,null,null,2.758580634526811E-2,1.5677091492380203E-2,1.1894051613100009E-3,1.5899935316525914E-6,5.7942244623656132E-5,8.9975225677671033E-3,5.3509357804880725E-2,null,2.2326427709245547E-2,1.910494069359097E-2,6.7204973884857052E-4,2.1133288641449577E-6,2.4529228482808298E-5,8.2887696582362239E-3,5.0418830357268268E-2]
[2004,3,5,4,null,null,2.8413497922866779E-2,1.5280596055792739E-2,1.1894051613100009E-3,1.5899935316525914E-6,5.7942244623656132E-5,9.5421412439147917E-3,5.4485172622039613E-2,null,2.2996315547270552E-2,1.8621750185647275E-2,6.7204973884857052E-4,2.1133288641449577E-6,2.4529228482808298E-5,8.7904876282842853E-3,5.1107245657397639E-2]
[2004,3,5,5,null,null,3.1071104868690882E-2,1.5544580087197127E-2,1.1894051613100009E-3,1.5899935316525914E-6,5.7942244623656132E-5,9.7971895992104638E-3,5.7661811954563783E-2,null,2.5147235792736155E-2,1.8943455220441975E-2,6.7204973884857052E-4,2.1133288641449577E-6,2.4529228482808298E-5,9.0254453127841493E-3,5.3814828622157806E-2]
[2004,3,5,6,null,null,3.719202746883634E-2,1.6149373198697796E-2,1.1894051613100009E-3,1.5899935316525914E-6,5.7942244623656132E-5,8.7904075590774892E-3,6.3380745626076929E-2,null,3.0101172401860374E-2,1.968048839606187E-2,6.7204973884857052E-4,2.1133288641449577E-6,2.4529228482808298E-5,8.0979695144342122E-3,5.8578322608551989E-2]
[2004,3,5,7,null,null,4.5714940753319076E-2,1.7558805017568097E-2,0,0,5.7942244623656132E-5,7.5933791996073436E-3,7.0925067215118182E-2,null,3.6999147575633488E-2,2.1398097260197479E-2,0,0,2.4529228482808298E-5,6.9952334811211308E-3,6.5417007545434905E-2]
[2004,3,5,8,null,null,4.6330390710383168E-2,2.001281845783958E-2,0,0,5.7942244623656132E-5,1.1574664012040067E-2,7.7975815424886477E-2,null,3.749725877104565E-2,2.4388689058456075E-2,0,0,2.4529228482808298E-5,1.0662904498953163E-2,7.2573381556937697E-2]
[2004,3,5,9,null,null,4.5345685277498347E-2,2.1318658975119472E-2,0,0,5.7942244623656132E-5,1.339287833799736E-2,8.0115164835238839E-2,null,3.6700292592604558E-2,2.5980056031727001E-2,0,0,2.4529228482808298E-5,1.2337894433533047E-2,7.5042772286347412E-2]
[2004,3,5,10,null,null,4.3577072875482702E-2,2.2048108991204622E-2,0,0,5.7942244623656132E-5,1.347565096658207E-2,7.9158775077893054E-2,null,3.5268875419401255E-2,2.6869002766714122E-2,0,0,2.4529228482808298E-5,1.2414146896050143E-2,7.457655431064833E-2]
[2004,3,5,11,null,null,4.2476792652897818E-2,2.2023978729775313E-2,0,0,5.7942244623656132E-5,1.2428345967375198E-2,7.6987059594671989E-2,null,3.4378369390975237E-2,2.6839596341820076E-2,0,0,2.4529228482808298E-5,1.1449340213436915E-2,7.269183517471503E-2]
[2004,3,5,12,null,null,4.1993632958339175E-2,2.1985094660691099E-2,0,0,5.7942244623656132E-5,1.1908238620173067E-2,7.5944908483826998E-2,null,3.3987326625809333E-2,2.6792210139210969E-2,0,0,2.4529228482808298E-5,1.0970202765762292E-2,7.1774268759265403E-2]
[2004,3,5,13,null,null,3.8955042696349987E-2,2.2616569914867154E-2,0,0,5.7942244623656132E-5,1.2847591736242633E-2,7.4477146592083432E-2,null,3.1528059531231327E-2,2.7561759598456494E-2,0,0,2.4529228482808298E-5,1.1835561151718452E-2,7.0949909509889081E-2]
[2004,3,5,14,null,null,3.7173696714717867E-2,2.218570121709652E-2,0,0,5.7942244623656132E-5,1.3077440952123112E-2,7.2494781128561142E-2,null,3.0086336502138624E-2,2.7036679999244247E-2,0,0,2.4529228482808298E-5,1.2047304683586281E-2,6.9194850413451969E-2]
[2004,3,5,15,null,null,3.6351587909914711E-2,2.1328028937190185E-2,0,0,5.7942244623656132E-5,1.0769832150733995E-2,6.8507391242462551E-2,null,2.9420967052000351E-2,2.5991474767769283E-2,0,0,2.4529228482808298E-5,9.9214708585559606E-3,6.5358441906808409E-2]
[2004,3,5,16,null,null,3.8355466807949032E-2,2.0167628405870216E-2,0,0,5.7942244623656132E-5,8.9942384582324154E-3,6.7575275916675323E-2,null,3.1042795930050174E-2,2.4577348726439817E-2,0,0,2.4529228482808298E-5,8.2857442446003671E-3,6.3930418129573174E-2]
[2004,3,5,17,null,null,4.1237658328765012E-2,1.9852734823215604E-2,0,0,5.7942244623656132E-5,8.0322509590197086E-3,6.9180586355623977E-2,null,3.3375482523593833E-2,2.4193602594427203E-2,0,0,2.4529228482808298E-5,7.3995344312855404E-3,6.4993148777789389E-2]
[2004,3,5,18,null,null,4.3750233114475227E-2,1.9384013973516079E-2,0,0,5.7942244623656132E-5,6.5418423440901669E-3,6.9734031676705138E-2,null,3.5409021750800608E-2,2.3622394341945453E-2,0,0,2.4529228482808298E-5,6.0265282940119508E-3,6.5082473615240832E-2]
[2004,3,5,19,null,null,4.5622988425197519E-2,1.8694821492467099E-2,1.1894051613100009E-3,1.5899935316525914E-6,5.7942244623656132E-5,4.8469551491703471E-3,7.0413702466300271E-2,null,3.692472644105408E-2,2.2782507588505928E-2,6.7204973884857052E-4,2.1133288641449577E-6,2.4529228482808298E-5,4.4651507648560667E-3,6.4871077090611601E-2]
[2004,3,5,20,null,null,4.8259400345480881E-2,1.850526438509565E-2,1.1894051613100009E-3,1.5899935316525914E-6,5.7942244623656132E-5,5.4213933511965918E-3,7.3434995481238441E-2,null,3.9058492603742181E-2,2.2551503176996283E-2,6.7204973884857052E-4,2.1133288641449577E-6,2.4529228482808298E-5,4.9943393168852875E-3,6.730302739381927E-2]
[2004,3,5,21,null,null,4.9210253500923902E-2,1.7141953527175083E-2,1.1894051613100009E-3,1.5899935316525914E-6,5.7942244623656132E-5,3.8223430767122648E-3,7.1423487504276573E-2,null,3.9828060618952582E-2,2.0890099778275249E-2,6.7204973884857052E-4,2.1133288641449577E-6,2.4529228482808298E-5,3.5212494416098478E-3,6.4938102135033204E-2]
[2004,3,5,22,null,null,4.3510080263363518E-2,1.6646579642277688E-2,1.1894051613100009E-3,1.5899935316525914E-6,5.7942244623656132E-5,4.360458220757312E-3,6.5766055525863815E-2,null,3.5214655300082935E-2,2.0286410714094021E-2,6.7204973884857052E-4,2.1133288641449577E-6,2.4529228482808298E-5,4.0169761758307443E-3,6.0216734486203224E-2]
[2004,3,5,23,null,null,3.9580806962056327E-2,1.5543139552028944E-2,1.1894051613100009E-3,1.5899935316525914E-6,5.7942244623656132E-5,3.6467330566045961E-3,6.0019616970155169E-2,null,3.2034518558256224E-2,1.8941699707375758E-2,6.7204973884857052E-4,2.1133288641449577E-6,2.4529228482808298E-5,3.3594725752127312E-3,5.5034383137040239E-2]
[2004,3,5,24,null,null,3.2047242380700593E-2,1.5244481672178492E-2,1.1894051613100009E-3,1.5899935316525914E-6,5.7942244623656132E-5,7.4058008316090235E-3,5.5946462283953412E-2,null,2.5937267569346011E-2,1.8577739269625568E-2,6.7204973884857052E-4,2.1133288641449577E-6,2.4529228482808298E-5,6.822431037615641E-3,5.2036130172782753E-2]
[2004,3,6,1,null,null,2.575698417283967E-2,1.4782554642328498E-2,1.1894051613100009E-3,1.5899935316525914E-6,5.7942244623656132E-5,1.0651485075246324E-2,5.2439961289879801E-2,null,2.0846280074090673E-2,1.8014810328734959E-2,6.7204973884857052E-4,2.1133288641449577E-6,2.4529228482808298E-5,9.8124462197117755E-3,4.9372228918732941E-2]
[2004,3,6,2,null,null,2.4431252464426127E-2,1.4173819585349754E-2,1.1894051613100009E-3,1.5899935316525914E-6,5.7942244623656132E-5,1.1480124229606228E-2,5.1334133678847413E-2,null,1.9773306067846812E-2,1.7272973287894743E-2,6.7204973884857052E-4,2.1133288641449577E-6,2.4529228482808298E-5,1.0575811804910793E-2,4.8320783456847878E-2]
[2004,3,6,3,null,null,2.4539418534270933E-2,1.3710748446585824E-2,1.1894051613100009E-3,1.5899935316525914E-6,5.7942244623656132E-5,1.1465025533243632E-2,5.0964129913565699E-2,null,1.9860849709267235E-2,1.6708650074797559E-2,6.7204973884857052E-4,2.1133288641449577E-6,2.4529228482808298E-5,1.0561902463161816E-2,4.783009454342213E-2]
[2004,3,6,4,null,null,2.5251765048399554E-2,1.3359742376449968E-2,1.1894051613100009E-3,1.5899935316525914E-6,5.7942244623656132E-5,1.1277554933533343E-2,5.113799975784817E-2,null,2.0437383625026916E-2,1.6280895337492149E-2,6.7204973884857052E-4,2.1133288641449577E-6,2.4529228482808298E-5,1.0389199298820033E-2,4.7806170557534625E-2]
[2004,3,6,5,null,null,2.5567576596652677E-2,1.3474548243676113E-2,1.1894051613100009E-3,1.5899935316525914E-6,5.7942244623656132E-5,1.1436715460768363E-2,5.1727777700562458E-2,null,2.069298404553185E-2,1.6420803896786958E-2,6.7204973884857052E-4,2.1133288641449577E-6,2.4529228482808298E-5,1.053582243191009E-2,4.8348302670424427E-2]
[2004,3,6,6,null,null,2.8179047659816644E-2,1.3660433596787702E-2,1.1894051613100009E-3,1.5899935316525914E-6,5.7942244623656132E-5,1.0967863002863287E-2,5.4056281658932941E-2,null,2.2806564456296904E-2,1.6647333712520331E-2,6.7204973884857052E-4,2.1133288641449577E-6,2.4529228482808298E-5,1.0103902423040637E-2,5.0256492888053401E-2]
[2004,3,6,7,null,null,3.3502229310617998E-2,1.4148812226556815E-2,0,0,5.7942244623656132E-5,8.9317363043736175E-3,5.6640720086172082E-2,null,2.7114853611316842E-2,1.7242497985325088E-2,0,0,2.4529228482808298E-5,8.228165510834792E-3,5.2610046335959539E-2]
[2004,3,6,8,null,null,3.7899976329906021E-2,1.5218522639166654E-2,0,0,5.7942244623656132E-5,9.0435005142526278E-3,6.2219941727948959E-2,null,3.0674147100177511E-2,1.8546104206042809E-2,0,0,2.4529228482808298E-5,8.3311258296052716E-3,5.7575906364308399E-2]
[2004,3,6,9,null,null,3.8499137364971861E-2,1.6306889854020182E-2,0,0,5.7942244623656132E-5,1.0909929548074546E-2,6.5773899011690243E-2,null,3.115907494198732E-2,1.9872446602062627E-2,0,0,2.4529228482808298E-5,1.005053250275058E-2,6.1106583275283337E-2]
[2004,3,6,10,null,null,4.1173308526532996E-2,1.6315417790475028E-2,0,0,5.7942244623656132E-5,9.2760300599063102E-3,6.6822698621537988E-2,null,3.3323401348599152E-2,1.9882839200733606E-2,0,0,2.4529228482808298E-5,8.545338556290992E-3,6.1776108334106565E-2]
[2004,3,6,11,null,null,4.4826059895508197E-2,1.564025480074523E-2,0,0,5.7942244623656132E-5,4.5499790088705484E-3,6.5074235949747622E-2,null,3.6279736514537177E-2,1.9060049534451128E-2,0,0,2.4529228482808298E-5,4.1915680311205112E-3,5.9555883308591621E-2]
[2004,3,6,12,null,null,4.1976305731399238E-2,1.565787322957142E-2,0,0,5.7942244623656132E-5,5.7296301446881602E-3,6.3421751350282468E-2,null,3.3973302925547164E-2,1.9081520292467832E-2,0,0,2.4529228482808298E-5,5.2782956795620175E-3,5.8357648126059827E-2]
[2004,3,6,13,null,null,3.9695386509197253E-2,1.5517990622529941E-2,0,0,5.7942244623656132E-5,4.9414418320705075E-3,6.0212761208421353E-2,null,3.212725291389483E-2,1.8911051879185223E-2,0,0,2.4529228482808298E-5,4.5521945421215897E-3,5.5615028563684457E-2]
[2004,3,6,14,null,null,3.5876147996871117E-2,1.5630732813161831E-2,0,0,5.7942244623656132E-5,6.6713541221679962E-3,5.8236177176824597E-2,null,2.9036172251522149E-2,1.9048445532002439E-2,0,0,2.4529228482808298E-5,6.1458381694171477E-3,5.4254985181424548E-2]
[2004,3,6,15,null,null,3.3599522055817441E-2,1.5519235300542337E-2,0,0,5.7942244623656132E-5,6.8060884113952469E-3,5.5982788012378673E-2,null,2.7193596984453804E-2,1.8912568710264574E-2,0,0,2.4529228482808298E-5,6.2699591682876185E-3,5.2400654091488807E-2]
[2004,3,6,16,null,null,3.5149088690341397E-2,1.5060713896133834E-2,0,0,5.7942244623656132E-5,4.7051941349445913E-3,5.4972938966043473E-2,null,2.8447730614384562E-2,1.8353790046363536E-2,0,0,2.4529228482808298E-5,4.3345565502169543E-3,5.1160606439447857E-2]
[2004,3,6,17,null,null,3.6642437411863245E-2,1.5248221238025179E-2,0,0,5.7942244623656132E-5,5.7743065462590648E-3,5.7722907440771146E-2,null,2.9656364571226317E-2,1.8582296504222013E-2,0,0,2.4529228482808298E-5,5.3194528313214029E-3,5.3582643135252545E-2]
[2004,3,6,18,null,null,4.0436346340418261E-2,1.4541875463272945E-2,0,0,5.7942244623656132E-5,3.5491496764148873E-3,5.8585313724729748E-2,null,3.2726944867798813E-2,1.7721505831260191E-2,0,0,2.4529228482808298E-5,3.2695760337178299E-3,5.3742555961259646E-2]
[2004,3,6,19,null,null,4.1468376483522085E-2,1.3734006376232843E-2,1.1894051613100009E-3,1.5899935316525914E-6,5.7942244623656132E-5,4.2983534035478726E-3,6.0749673662768108E-2,null,3.3562213052291172E-2,1.6736993429607858E-2,6.7204973884857052E-4,2.1133288641449577E-6,2.4529228482808298E-5,3.9597634797092539E-3,5.4957662257803817E-2]
[2004,3,6,20,null,null,4.3849450183009286E-2,1.2729284061617531E-2,1.1894051613100009E-3,1.5899935316525914E-6,5.7942244623656132E-5,4.849905723833898E-3,6.2677577367926021E-2,null,3.5489322564937545E-2,1.5512585174825219E-2,6.7204973884857052E-4,2.1133288641449577E-6,2.4529228482808298E-5,4.467868916831947E-3,5.6168468952790235E-2]
[2004,3,6,21,null,null,4.2381598200901628E-2,1.2517213793861587E-2,1.1894051613100009E-3,1.5899935316525914E-6,5.7942244623656132E-5,5.4337375111712721E-3,6.1581486905399795E-2,null,3.4301324260439157E-2,1.5254145024091868E-2,6.7204973884857052E-4,2.1133288641449577E-6,2.4529228482808298E-5,5.005711102605624E-3,5.5259872683332177E-2]
[2004,3,6,22,null,null,3.8715350507142088E-2,1.2286685183268023E-2,1.1894051613100009E-3,1.5899935316525914E-6,5.7942244623656132E-5,7.2023102299461558E-3,5.9453283319821575E-2,null,3.1334065914809854E-2,1.497321055128442E-2,6.7204973884857052E-4,2.1133288641449577E-6,2.4529228482808298E-5,6.6349697990251621E-3,5.3640938561314966E-2]
[2004,3,6,23,null,null,3.419641319331701E-2,1.2054571711053149E-2,1.1894051613100009E-3,1.5899935316525914E-6,5.7942244623656132E-5,8.7360236917511606E-3,5.6235945995586623E-2,null,2.7676687696571393E-2,1.4690344681489373E-2,6.7204973884857052E-4,2.1133288641449577E-6,2.4529228482808298E-5,8.0478695734785902E-3,5.111359424773488E-2]
[2004,3,6,24,null,null,3.046447954803996E-2,1.1805410655689116E-2,1.1894051613100009E-3,1.5899935316525914E-6,5.7942244623656132E-5,9.4385802143437409E-3,5.2957407817538125E-2,null,2.4656266770529778E-2,1.4386703716697143E-2,6.7204973884857052E-4,2.1133288641449577E-6,2.4529228482808298E-5,8.6950843088461818E-3,4.8436747092268632E-2]
[2004,3,7,1,null,null,2.8544032755293665E-2,1.1352212710725933E-2,1.1894051613100009E-3,1.5899935316525914E-6,5.7942244623656132E-5,9.5726748871755654E-3,5.0717857752660467E-2,null,2.3101963229387963E-2,1.3834412504696036E-2,6.7204973884857052E-4,2.1133288641449577E-6,2.4529228482808298E-5,8.8186160751883222E-3,4.6453684105467845E-2]
[2004,3,7,2,null,null,2.5735779109657977E-2,1.1202521692773418E-2,1.1894051613100009E-3,1.5899935316525914E-6,5.7942244623656132E-5,1.0655498615478787E-2,4.8842736817375484E-2,null,2.08291178674011E-2,1.3651991038205516E-2,6.7204973884857052E-4,2.1133288641449577E-6,2.4529228482808298E-5,9.8161436053254714E-3,4.4995944807127611E-2]
[2004,3,7,3,null,null,2.6583994142619461E-2,1.0875197125875076E-2,1.1894051613100009E-3,1.5899935316525914E-6,5.7942244623656132E-5,1.0541196630790207E-2,4.9249325298750049E-2,null,2.1515616256401728E-2,1.3253095845102402E-2,6.7204973884857052E-4,2.1133288641449577E-6,2.4529228482808298E-5,9.7108454173601578E-3,4.5178249815059815E-2]
[2004,3,7,4,null,null,2.5338134803730965E-2,1.1108886682042379E-2,1.1894051613100009E-3,1.5899935316525914E-6,5.7942244623656132E-5,1.177655863730976E-2,4.9472517522548415E-2,null,2.0507286533592892E-2,1.3537882414949107E-2,6.7204973884857052E-4,2.1133288641449577E-6,2.4529228482808298E-5,1.0848895479413877E-2,4.5592756724151404E-2]
[2004,3,7,5,null,null,2.7151581606034945E-2,1.0890204897123553E-2,1.1894051613100009E-3,1.5899935316525914E-6,5.7942244623656132E-5,1.0837163882245648E-2,5.012788778486945E-2,null,2.1974990193563929E-2,1.3271385116411719E-2,6.7204973884857052E-4,2.1133288641449577E-6,2.4529228482808298E-5,9.983498734450336E-3,4.5928566340621507E-2]
[2004,3,7,6,null,null,2.8571572716256866E-2,1.1264669222704025E-2,1.1894051613100009E-3,1.5899935316525914E-6,5.7942244623656132E-5,1.0602227305427892E-2,5.1687406643854086E-2,null,2.3124252552377642E-2,1.3727727336239785E-2,6.7204973884857052E-4,2.1133288641449577E-6,2.4529228482808298E-5,9.7670685832759365E-3,4.7317740768088888E-2]
[2004,3,7,7,null,null,3.5856281633713481E-2,1.1145577710955831E-2,0,0,5.7942244623656132E-5,6.5055733770736238E-3,5.356537496636659E-2,null,2.9020093514677079E-2,1.3582596061719559E-2,0,0,2.4529228482808298E-5,5.9931163063144423E-3,4.8620335111193888E-2]
[2004,3,7,8,null,null,4.0119091565794213E-2,1.1640979366782715E-2,0,0,5.7942244623656132E-5,5.0369926158135656E-3,5.6855005793014141E-2,null,3.2470176379598654E-2,1.4186318969038152E-2,0,0,2.4529228482808298E-5,4.6402185988711027E-3,5.1321243175990718E-2]
[2004,3,7,9,null,null,4.5159017407155097E-2,1.2341401328412346E-2,0,0,5.7942244623656132E-5,6.2796633161690055E-3,6.3838024296360096E-2,null,3.6549213930603716E-2,1.5039890567055986E-2,0,0,2.4529228482808298E-5,5.7850016342796493E-3,5.7398635360422161E-2]
[2004,3,7,10,null,null,4.4289308173080286E-2,1.3379506364345031E-2,0,0,5.7942244623656132E-5,8.9744190158669284E-3,6.6701175797915901E-2,null,3.5845319322644745E-2,1.6304980788341725E-2,0,0,2.4529228482808298E-5,8.267486019485076E-3,6.0442315358954356E-2]
[2004,3,7,11,null,null,4.2411810203160906E-2,1.4153192160614031E-2,0,0,5.7942244623656132E-5,1.1073365698883149E-2,6.7696310307281737E-2,null,3.4325776186039984E-2,1.7247835606812187E-2,0,0,2.4529228482808298E-5,1.0201094459964704E-2,6.1799235481299689E-2]
[2004,3,7,12,null,null,4.3203429260595623E-2,1.3913157338201467E-2,0,0,5.7942244623656132E-5,8.653771857250853E-3,6.5828300700671596E-2,null,3.4966468919029783E-2,1.6955316356744812E-2,0,0,2.4529228482808298E-5,7.9720968810506991E-3,5.991841138530811E-2]
[2004,3,7,13,null,null,3.9901828265434008E-2,1.4219201429202428E-2,0,0,5.7942244623656132E-5,1.0401141144071965E-2,6.4580113083332058E-2,null,3.2294335466751957E-2,1.7328278025753329E-2,0,0,2.4529228482808298E-5,9.5818223824040184E-3,5.9228965103392109E-2]
[2004,3,7,14,null,null,3.8210188551518184E-2,1.4291074985342005E-2,0,0,5.7942244623656132E-5,9.8444025162647102E-3,6.2403608297748547E-2,null,3.0925215735027711E-2,1.7415866978599048E-2,0,0,2.4529228482808298E-5,9.0689391736117949E-3,5.743455111572137E-2]
[2004,3,7,15,null,null,3.7807379100568611E-2,1.4251508697503376E-2,0,0,5.7942244623656132E-5,8.9163356569397119E-3,6.103316569963535E-2,null,3.0599204018180826E-2,1.7367649387792106E-2,0,0,2.4529228482808298E-5,8.2139780033063693E-3,5.6205360637762117E-2]
[2004,3,7,16,null,null,3.9684520024700312E-2,1.3720779417881912E-2,0,0,5.7942244623656132E-5,5.9862321505165872E-3,5.9449473837722464E-2,null,3.2118458181649635E-2,1.6720874351973211E-2,0,0,2.4529228482808298E-5,5.5146846304241935E-3,5.4378546392529849E-2]
[2004,3,7,17,null,null,4.1031039436527826E-2,1.3587943302046447E-2,0,0,5.7942244623656132E-5,7.0428761078539515E-3,6.1719801091051879E-2,null,{"$f":"G1603*X$5","v":3.3208256606643637E-2},{"$f":"H1603*Y$5","v":1.6558993169086891E-2},{"$f":"I1603*Z$5","v":0},{"$f":"J1603*AA$5","v":0},{"$f":"K1603*AB$5","v":2.4529228482808298E-5},{"$f":"L1603*AC$5","v":6.4880946226938902E-3},{"$f":"SUM(O1603:T1603)","v":5.6279873626907229E-2}]
[2004,3,7,18,null,null,4.2855976741899171E-2,1.2924310349182717E-2,0,0,5.7942244623656132E-5,6.2213399413670462E-3,6.2059569277072589E-2,null,3.4685260045017582E-2,1.5750254621318856E-2,0,0,2.4529228482808298E-5,5.7312725087583349E-3,5.6191316403577586E-2]
[2004,3,7,19,null,null,4.4652753090709291E-2,1.231696103941316E-2,1.1894051613100009E-3,1.5899935316525914E-6,5.7942244623656132E-5,5.90654183767296E-3,6.4125193367260719E-2,null,3.6139471560871002E-2,1.5010106326012893E-2,6.7204973884857052E-4,2.1133288641449577E-6,2.4529228482808298E-5,5.4412716834514431E-3,5.7289541866530867E-2]
[2004,3,7,20,null,null,4.7300891549760915E-2,1.2486531334142412E-2,1.1894051613100009E-3,1.5899935316525914E-6,5.7942244623656132E-5,7.2911551612577456E-3,6.8327515444626383E-2,null,3.8282728536218787E-2,1.5216753740539478E-2,6.7204973884857052E-4,2.1133288641449577E-6,2.4529228482808298E-5,6.7168162367970139E-3,6.0914990809750803E-2]
[2004,3,7,21,null,null,4.4647654887080633E-2,1.2586980810537208E-2,1.1894051613100009E-3,1.5899935316525914E-6,5.7942244623656132E-5,6.2571906273005459E-3,6.4740763724383699E-2,null,3.6135345356498448E-2,1.5339166835478524E-2,6.7204973884857052E-4,2.1133288641449577E-6,2.4529228482808298E-5,5.7642991642131479E-3,5.7937503652385654E-2]
[2004,3,7,22,null,null,4.2202187883235327E-2,1.3045416390839473E-2,1.1894051613100009E-3,1.5899935316525914E-6,5.7942244623656132E-5,7.0287239947712122E-3,6.352526566831132E-2,null,3.4156119460639761E-2,1.5897840909541543E-2,6.7204973884857052E-4,2.1133288641449577E-6,2.4529228482808298E-5,6.4750572999601446E-3,5.7227709966336977E-2]
[2004,3,7,23,null,null,3.4505270400332445E-2,1.4433460307375964E-2,1.1894051613100009E-3,1.5899935316525914E-6,5.7942244623656132E-5,8.9618418810740435E-3,5.9149509988247757E-2,null,2.7926659657463247E-2,1.7589385333991615E-2,6.7204973884857052E-4,2.1133288641449577E-6,2.4529228482808298E-5,8.2558996108405142E-3,5.4470636898490903E-2]
[2004,3,7,24,null,null,2.9740996719946861E-2,1.4538579105377073E-2,1.1894051613100009E-3,1.5899935316525914E-6,5.7942244623656132E-5,1.0401022294836486E-2,5.5929535519625727E-2,null,2.4070719737460295E-2,1.7717488713535512E-2,6.7204973884857052E-4,2.1133288641449577E-6,2.4529228482808298E-5,9.5817128951613331E-3,5.2068613642352664E-2]
[2004,3,8,1,null,null,2.40796254962692E-2,1.3742438767518229E-2,1.1894051613100009E-3,1.5899935316525914E-6,5.7942244623656132E-5,8.9973585814287372E-3,4.8068360244681467E-2,null,1.9488718625054028E-2,1.6747269591834171E-2,6.7204973884857052E-4,2.1133288641449577E-6,2.4529228482808298E-5,8.2886185894308299E-3,4.5223299102514554E-2]
[2004,3,8,2,null,null,2.3009879952640644E-2,1.3679596449040904E-2,1.1894051613100009E-3,1.5899935316525914E-6,5.7942244623656132E-5,9.6835393468262775E-3,4.7621953147973128E-2,null,1.8622925678921522E-2,1.667068658738206E-2,6.7204973884857052E-4,2.1133288641449577E-6,2.4529228482808298E-5,8.9207475188616703E-3,4.4913052081360774E-2]
[2004,3,8,3,null,null,2.3013965229145408E-2,1.372109616654473E-2,1.1894051613100009E-3,1.5899935316525914E-6,5.7942244623656132E-5,9.8038901148273083E-3,4.7787888909982756E-2,null,1.8626232076038005E-2,1.6721260358804953E-2,6.7204973884857052E-4,2.1133288641449577E-6,2.4529228482808298E-5,9.031618015338784E-3,4.5077802746377273E-2]
[2004,3,8,4,null,null,2.3844295553236368E-2,1.3829584616707209E-2,1.1894051613100009E-3,1.5899935316525914E-6,5.7942244623656132E-5,9.812223706984988E-3,4.8735041276393873E-2,null,1.9298255569699309E-2,1.685347017637865E-2,6.7204973884857052E-4,2.1133288641449577E-6,2.4529228482808298E-5,9.0392951537177583E-3,4.5889713195991243E-2]
[2004,3,8,5,null,null,2.433303648720693E-2,1.4333823584187853E-2,1.1894051613100009E-3,1.5899935316525914E-6,5.7942244623656132E-5,9.665072416906742E-3,4.9580869887766832E-2,null,1.9693815481715969E-2,1.7467962703503186E-2,6.7204973884857052E-4,2.1133288641449577E-6,2.4529228482808298E-5,8.9037352660726442E-3,4.6764205747487325E-2]
[2004,3,8,6,null,null,2.8804033561887054E-2,1.5163132199798869E-2,1.1894051613100009E-3,1.5899935316525914E-6,5.7942244623656132E-5,8.5483885157397847E-3,5.3764491676891013E-2,null,2.3312393518794695E-2,1.8478602459329918E-2,6.7204973884857052E-4,2.1133288641449577E-6,2.4529228482808298E-5,7.8750147968412385E-3,5.0364703071161379E-2]
[2004,3,8,7,null,null,3.7740107035909132E-2,1.6470496322969621E-2,0,0,5.7942244623656132E-5,7.5841910015651791E-3,6.1852736605067585E-2,null,3.0544757725414429E-2,2.0071826180084868E-2,0,0,2.4529228482808298E-5,6.9867690558782771E-3,5.7627882189860383E-2]
[2004,3,8,8,null,null,4.1021040736871441E-2,1.8633749694734417E-2,0,0,5.7942244623656132E-5,1.034278787630767E-2,7.0055520552537179E-2,null,3.3200164211508593E-2,2.2708082235161468E-2,0,0,2.4529228482808298E-5,9.5280657186490019E-3,6.5460841393801872E-2]
[2004,3,8,9,null,null,4.1482811505414309E-2,1.9781335493240598E-2,0,0,5.7942244623656132E-5,1.1376647135368616E-2,7.2698736378647183E-2,null,3.3573895961564307E-2,2.4106591558904596E-2,0,0,2.4529228482808298E-5,1.0480485809051466E-2,6.818550255800318E-2]
[2004,3,8,10,null,null,3.8911238363118675E-2,2.072967715489972E-2,0,0,5.7942244623656132E-5,1.2400747082566169E-2,7.2099604845208221E-2,null,3.1492606723834658E-2,2.5262291339827943E-2,0,0,2.4529228482808298E-5,1.1423915348171698E-2,6.8203342640317105E-2]
[2004,3,8,11,null,null,3.8173929768491835E-2,2.1092021541056282E-2,0,0,5.7942244623656132E-5,1.155689957146052E-2,7.0880793125632294E-2,null,3.0895869879121567E-2,2.5703863554389646E-2,0,0,2.4529228482808298E-5,1.064653939900901E-2,6.7270802061003027E-2]
[2004,3,8,12,null,null,3.5996887844856225E-2,2.1858183430856097E-2,0,0,5.7942244623656132E-5,1.1022078129757537E-2,6.8935091650093511E-2,null,2.9133892414345202E-2,2.663754933873488E-2,0,0,2.4529228482808298E-5,1.0153846915586656E-2,6.5949817897149543E-2]
[2004,3,8,13,null,null,3.576740574672304E-2,2.1863945121267776E-2,0,0,5.7942244623656132E-5,1.0181168675728922E-2,6.7870461788343384E-2,null,2.8948162281594688E-2,2.6644570842287593E-2,0,0,2.4529228482808298E-5,9.3791775868487422E-3,6.4996439939213835E-2]
[2004,3,8,14,null,null,3.3191602467708567E-2,2.1716732632378714E-2,0,0,5.7942244623656132E-5,1.0858627466334524E-2,6.5824904811045457E-2,null,2.6863449404893918E-2,2.6465169843642632E-2,0,0,2.4529228482808298E-5,1.0003271588945884E-2,6.3356420065965244E-2]
[2004,3,8,15,null,null,3.2776656601101427E-2,2.09900227055363E-2,0,0,5.7942244623656132E-5,8.898908894641934E-3,6.2723530445903314E-2,null,2.6527615143676329E-2,2.5579562327700259E-2,0,0,2.4529228482808298E-5,8.1979239820480533E-3,6.0329630681907456E-2]
[2004,3,8,16,null,null,3.5058487880512613E-2,2.0352103934773248E-2,0,0,5.7942244623656132E-5,7.9833519333756819E-3,6.345188599328519E-2,null,2.8374403324048225E-2,2.4802160455122031E-2,0,0,2.4529228482808298E-5,7.3544872800255347E-3,6.0555580287678601E-2]
[2004,3,8,17,null,null,3.7121045837961553E-2,1.9971560533299092E-2,0,0,5.7942244623656132E-5,7.9871196175428979E-3,6.513766823342719E-2,null,3.004372379113009E-2,2.4338409948847648E-2,0,0,2.4529228482808298E-5,7.357958176149643E-3,6.1764621144610191E-2]
[2004,3,8,18,null,null,4.001449029416277E-2,1.9241504731710723E-2,0,0,5.7942244623656132E-5,5.4169696589864433E-3,6.4730906929483592E-2,null,3.2385517888918892E-2,2.3448724971303375E-2,0,0,2.4529228482808298E-5,4.9902640877883125E-3,6.0849036176493392E-2]
[2004,3,8,19,null,null,3.8366424176895696E-2,1.904075723984433E-2,1.1894051613100009E-3,1.5899935316525914E-6,5.7942244623656132E-5,5.3978288162409103E-3,6.4053947632446248E-2,null,3.1051664219148171E-2,2.3204083359792804E-2,6.7204973884857052E-4,2.1133288641449577E-6,2.4529228482808298E-5,4.9726310076390482E-3,5.9927070882775546E-2]
[2004,3,8,20,null,null,4.1066904497566184E-2,1.8889076159391414E-2,1.1894051613100009E-3,1.5899935316525914E-6,5.7942244623656132E-5,5.7815341344578646E-3,6.6986452190880771E-2,null,3.3237283805723425E-2,2.3019236696889721E-2,6.7204973884857052E-4,2.1133288641449577E-6,2.4529228482808298E-5,5.3261110878929452E-3,6.2281323886701621E-2]
[2004,3,8,21,null,null,4.267892216800092E-2,1.7840642052513622E-2,1.1894051613100009E-3,1.5899935316525914E-6,5.7942244623656132E-5,4.4910677081459417E-3,6.6259569328125795E-2,null,3.4541961854083654E-2,2.1741558918280477E-2,6.7204973884857052E-4,2.1133288641449577E-6,2.4529228482808298E-5,4.137297291781368E-3,6.111951036034103E-2]
[2004,3,8,22,null,null,3.5983262571452353E-2,1.7332863159246075E-2,1.1894051613100009E-3,1.5899935316525914E-6,5.7942244623656132E-5,4.9924779893940211E-3,5.9557541119557751E-2,null,2.9122864870764896E-2,2.1122752448595145E-2,6.7204973884857052E-4,2.1133288641449577E-6,2.4529228482808298E-5,4.599210478909742E-3,5.5543520094465317E-2]
[2004,3,8,23,null,null,3.3094545125947658E-2,1.6752297852725716E-2,1.1894051613100009E-3,1.5899935316525914E-6,5.7942244623656132E-5,6.8772988097112785E-3,5.7973079187849962E-2,null,2.6784896554295508E-2,2.0415244569648404E-2,6.7204973884857052E-4,2.1133288641449577E-6,2.4529228482808298E-5,6.3355601806182067E-3,5.4234393600757644E-2]
[2004,3,8,24,null,null,2.6107270298050846E-2,1.6357083018783223E-2,1.1894051613100009E-3,1.5899935316525914E-6,5.7942244623656132E-5,8.0893501760999371E-3,5.1802640892399311E-2,null,2.1129782312676516E-2,1.9933614672459334E-2,6.7204973884857052E-4,2.1133288641449577E-6,2.4529228482808298E-5,7.452135828445592E-3,4.9214225109776966E-2]
[2004,3,9,1,null,null,2.3573844236321827E-2,1.641608094995016E-2,1.1894051613100009E-3,1.5899935316525914E-6,5.7942244623656132E-5,9.5148994249236191E-3,5.0753762010660911E-2,null,1.9079367214565237E-2,2.0005512701282903E-2,6.7204973884857052E-4,2.1133288641449577E-6,2.4529228482808298E-5,8.7653917020458667E-3,4.8548963914089527E-2]
[2004,3,9,2,null,null,2.3008705325209319E-2,1.5817545517350286E-2,1.1894051613100009E-3,1.5899935316525914E-6,5.7942244623656132E-5,9.6976353285323658E-3,4.9772823570557276E-2,null,1.8621975000369568E-2,1.9276105467269416E-2,6.7204973884857052E-4,2.1133288641449577E-6,2.4529228482808298E-5,8.9337331317999522E-3,4.7530505895634463E-2]
[2004,3,9,3,null,null,2.3057771927858288E-2,1.5625263714143446E-2,1.1894051613100009E-3,1.5899935316525914E-6,5.7942244623656132E-5,1.0143943894943627E-2,5.0075916936410669E-2,null,1.8661686797924775E-2,1.9041780595943067E-2,6.7204973884857052E-4,2.1133288641449577E-6,2.4529228482808298E-5,9.3448850767512415E-3,4.7747044766814614E-2]
[2004,3,9,4,null,null,2.3734184721641752E-2,1.5370801493666346E-2,1.1894051613100009E-3,1.5899935316525914E-6,5.7942244623656132E-5,1.0019109783884471E-2,5.0373033398657875E-2,null,1.9209137945554754E-2,1.8731679348314489E-2,6.7204973884857052E-4,2.1133288641449577E-6,2.4529228482808298E-5,9.2298843991461838E-3,4.7869393989210952E-2]
[2004,3,9,5,null,null,2.4974678388860493E-2,1.5489261656647208E-2,1.1894051613100009E-3,1.5899935316525914E-6,5.7942244623656132E-5,9.8993991414247865E-3,5.161227658639779E-2,null,2.0213124990134543E-2,1.887604122751909E-2,6.7204973884857052E-4,2.1133288641449577E-6,2.4529228482808298E-5,9.1196036042368745E-3,4.8907462118086033E-2]
[2004,3,9,6,null,null,2.7682506496910595E-2,1.6430604710803362E-2,1.1894051613100009E-3,1.5899935316525914E-6,5.7942244623656132E-5,1.0009766817734125E-2,5.5371815424913387E-2,null,2.2404691469894669E-2,2.0023212131683191E-2,6.7204973884857052E-4,2.1133288641449577E-6,2.4529228482808298E-5,9.2212773971896284E-3,5.2347873294963015E-2]
[2004,3,9,7,null,null,3.4372899958752375E-2,1.8254884240733359E-2,0,0,5.7942244623656132E-5,1.0120060159084853E-2,6.2805786603194233E-2,null,2.7819526334703394E-2,2.2246376565263532E-2,0,0,2.4529228482808298E-5,9.3228827106976424E-3,5.9413314839147385E-2]
[2004,3,9,8,null,null,3.7459170732261682E-2,2.0413445193005503E-2,0,0,5.7942244623656132E-5,1.2921355368945351E-2,7.0851913538836186E-2,null,3.0317383401249953E-2,2.487691418741779E-2,0,0,2.4529228482808298E-5,1.1903514275039075E-2,6.7122341092189633E-2]
[2004,3,9,9,null,null,3.6429884558941354E-2,2.1922051489401677E-2,0,0,5.7942244623656132E-5,1.4130702293510369E-2,7.2540580586477055E-2,null,2.9484336034312858E-2,2.6715382364798496E-2,0,0,2.4529228482808298E-5,1.3017598515352734E-2,6.92418461429469E-2]
[2004,3,9,10,null,null,3.4638755498969748E-2,2.2591033258901824E-2,0,0,5.7942244623656132E-5,1.4471970746766582E-2,7.1759701749261814E-2,null,2.8034695122067254E-2,2.7530639266093351E-2,0,0,2.4529228482808298E-5,1.3331984567664164E-2,6.8921848184307577E-2]
[2004,3,9,11,null,null,3.4058000628373372E-2,2.292758502920219E-2,0,0,5.7942244623656132E-5,1.2970783576499905E-2,7.0014311478699118E-2,null,2.7564664212951329E-2,2.7940779221903186E-2,0,0,2.4529228482808298E-5,1.1949048923488517E-2,6.7479021586825838E-2]
[2004,3,9,12,null,null,3.3747155168265944E-2,2.2683007339350476E-2,0,0,5.7942244623656132E-5,1.2837903178734943E-2,6.9326007930975014E-2,null,2.7313083069845603E-2,2.7642723791030464E-2,0,0,2.4529228482808298E-5,1.182663578132933E-2,6.6806971870688209E-2]
[2004,3,9,13,null,null,3.2205636934716869E-2,2.2858879518353858E-2,0,0,5.7942244623656132E-5,1.0985986895045522E-2,6.6108445592739901E-2,null,2.6065463371039124E-2,2.7857051018191532E-2,0,0,2.4529228482808298E-5,1.0120598659863362E-2,6.4067642277576831E-2]
[2004,3,9,14,null,null,3.0278423501219676E-2,2.277775127702138E-2,0,0,5.7942244623656132E-5,1.189693430631514E-2,6.501105132917985E-2,null,2.4505683284688932E-2,2.7758183811861476E-2,0,0,2.4529228482808298E-5,1.0959788915393254E-2,6.3248185240426483E-2]
[2004,3,9,15,null,null,2.9638725664745791E-2,2.2464797601527014E-2,0,0,5.7942244623656132E-5,1.1661104213390883E-2,6.3822569724287348E-2,null,2.3987947195229113E-2,2.7376801754286112E-2,0,0,2.4529228482808298E-5,1.0742535632169235E-2,6.2131813810167275E-2]
[2004,3,9,16,null,null,3.2384014758532725E-2,2.1734348790620826E-2,0,0,5.7942244623656132E-5,1.0255433451742112E-2,6.4431739245519315E-2,null,2.6209832527354919E-2,2.6486637834604351E-2,0,0,2.4529228482808298E-5,9.4475923774155427E-3,6.2168591967857623E-2]
[2004,3,9,17,null,null,3.4507297256497357E-2,2.142025032731508E-2,0,0,5.7942244623656132E-5,9.5137862430718038E-3,6.5499276071507892E-2,null,2.7928300082871754E-2,2.610386067748174E-2,0,0,2.4529228482808298E-5,8.764366207762532E-3,6.2821056196598835E-2]
[2004,3,9,18,null,null,3.6439670105741263E-2,2.0662517515416305E-2,0,0,5.7942244623656132E-5,1.0047212217465129E-2,6.7207342083246358E-2,null,2.9492255915301257E-2,2.5180447017495753E-2,0,0,2.4529228482808298E-5,9.2557731476357319E-3,6.3953005308915553E-2]
[2004,3,9,19,null,null,3.8378717811258539E-2,2.033939047673107E-2,1.1894051613100009E-3,1.5899935316525914E-6,5.7942244623656132E-5,7.8882850172142145E-3,6.7855330704669134E-2,null,3.1061614007653556E-2,2.4786667156379446E-2,6.7204973884857052E-4,2.1133288641449577E-6,2.4529228482808298E-5,7.2669089756371508E-3,6.3813882435865679E-2]
[2004,3,9,20,null,null,4.0564019892140757E-2,2.0069096573163983E-2,1.1894051613100009E-3,1.5899935316525914E-6,5.7942244623656132E-5,6.8108862856160138E-3,6.8692940150386059E-2,null,3.2830276787382304E-2,2.4457272574482779E-2,6.7204973884857052E-4,2.1133288641449577E-6,2.4529228482808298E-5,6.2743791043273003E-3,6.4260620762387921E-2]
[2004,3,9,21,null,null,4.0100581374425334E-2,1.922727481378543E-2,1.1894051613100009E-3,1.5899935316525914E-6,5.7942244623656132E-5,6.06916170663641E-3,6.6645955294312484E-2,null,3.245519525327923E-2,2.3431383633583332E-2,6.7204973884857052E-4,2.1133288641449577E-6,2.4529228482808298E-5,5.5910816589795293E-3,6.2176352842037617E-2]
[2004,3,9,22,null,null,3.5482305102868587E-2,1.8474094095675672E-2,1.1894051613100009E-3,1.5899935316525914E-6,5.7942244623656132E-5,5.3578644669787373E-3,6.0563201064988303E-2,null,2.8717417570520921E-2,2.2513517398125234E-2,6.7204973884857052E-4,2.1133288641449577E-6,2.4529228482808298E-5,4.9358147303715542E-3,5.6865441995213234E-2]
[2004,3,9,23,null,null,3.3852146519777915E-2,1.7657710609256392E-2,1.1894051613100009E-3,1.5899935316525914E-6,5.7942244623656132E-5,5.9500252942344383E-3,5.870881982273405E-2,null,2.7398057269631144E-2,2.1518628894805072E-2,6.7204973884857052E-4,2.1133288641449577E-6,2.4529228482808298E-5,5.4813298608738827E-3,5.5096708321505622E-2]
[2004,3,9,24,null,null,2.7594732836468832E-2,1.726419553500699E-2,1.1894051613100009E-3,1.5899935316525914E-6,5.7942244623656132E-5,7.1497727616911333E-3,5.3257638532632261E-2,null,2.2333652318089522E-2,2.1039070415528289E-2,6.7204973884857052E-4,2.1133288641449577E-6,2.4529228482808298E-5,6.5865708125805132E-3,5.0657985842393852E-2]
[2004,3,10,1,null,null,2.6598445462273808E-2,1.7579864759153397E-2,1.1894051613100009E-3,1.5899935316525914E-6,5.7942244623656132E-5,9.4102058365907008E-3,5.4837453457483212E-2,null,2.1527312356183177E-2,2.1423761785674355E-2,6.7204973884857052E-4,2.1133288641449577E-6,2.4529228482808298E-5,8.6689450377724683E-3,5.2318711475825529E-2]
[2004,3,10,2,null,null,2.6145413011961615E-2,1.6857610643589073E-2,1.1894051613100009E-3,1.5899935316525914E-6,5.7942244623656132E-5,9.5256223007600289E-3,5.3777583355776024E-2,null,2.1160652918164879E-2,2.0543584359251528E-2,6.7204973884857052E-4,2.1133288641449577E-6,2.4529228482808298E-5,8.7752699154332141E-3,5.1178199489045145E-2]
[2004,3,10,3,null,null,2.625403167307036E-2,1.6754915212377593E-2,1.1894051613100009E-3,1.5899935316525914E-6,5.7942244623656132E-5,9.8471830680647177E-3,5.410506735297798E-2,null,2.1248562861951439E-2,2.0418434223861193E-2,6.7204973884857052E-4,2.1133288641449577E-6,2.4529228482808298E-5,9.0715006957663054E-3,5.1437190077774461E-2]
[2004,3,10,4,null,null,2.7036327320981293E-2,1.6538086216316587E-2,1.1894051613100009E-3,1.5899935316525914E-6,5.7942244623656132E-5,9.6027355691668623E-3,5.4426086505930046E-2,null,2.1881709742333888E-2,2.0154194832746466E-2,6.7204973884857052E-4,2.1133288641449577E-6,2.4529228482808298E-5,8.8463088169312525E-3,5.158090568820714E-2]
[2004,3,10,5,null,null,2.8485950690063325E-2,1.6660679446170404E-2,1.1894051613100009E-3,1.5899935316525914E-6,5.7942244623656132E-5,9.369474871852506E-3,5.5765042407551535E-2,null,2.3054954814468408E-2,2.0303593487907171E-2,6.7204973884857052E-4,2.1133288641449577E-6,2.4529228482808298E-5,8.6314225328684956E-3,5.2688663131439606E-2]
[2004,3,10,6,null,null,3.1557557569613572E-2,1.7462334497449924E-2,1.1894051613100009E-3,1.5899935316525914E-6,5.7942244623656132E-5,9.5582478981659138E-3,5.9827077364694718E-2,null,2.554094373533471E-2,2.128053313381387E-2,6.7204973884857052E-4,2.1133288641449577E-6,2.4529228482808298E-5,8.8053255290560691E-3,5.632549469440018E-2]
[2004,3,10,7,null,null,3.9357662807965328E-2,1.890609531748581E-2,0,0,5.7942244623656132E-5,9.5374920081245564E-3,6.7859192378199346E-2,null,3.1853918007280921E-2,2.3039977151597557E-2,0,0,2.4529228482808298E-5,8.7862046221276642E-3,6.370462900948895E-2]
[2004,3,10,8,null,null,4.2497950344288958E-2,2.1210003512708259E-2,0,0,5.7942244623656132E-5,1.2786821971997269E-2,7.6552718073618145E-2,null,3.4395493257554532E-2,2.58476426841102E-2,0,0,2.4529228482808298E-5,1.1779578343759778E-2,7.204724351390733E-2]
[2004,3,10,9,null,null,4.1254009721142446E-2,2.2601512019856215E-2,0,0,5.7942244623656132E-5,1.4463786263002473E-2,7.8377250248624797E-2,null,{"$f":"G1667*X$5","v":3.3388716437269983E-2},{"$f":"H1667*Y$5","v":2.7543409243654129E-2},{"$f":"I1667*Z$5","v":0},{"$f":"J1667*AA$5","v":0},{"$f":"K1667*AB$5","v":2.4529228482808298E-5},{"$f":"L1667*AC$5","v":1.3324444792111359E-2},{"$f":"SUM(O1667:T1667)","v":7.4281099701518277E-2}]
[2004,3,10,10,null,null,3.9194463381160789E-2,2.3489798070348913E-2,0,0,5.7942244623656132E-5,1.4791336617798393E-2,7.7533540313931767E-2,null,3.1721833406992736E-2,2.8625922050436924E-2,0,0,2.4529228482808298E-5,1.3626193348108669E-2,7.399847803402114E-2]
[2004,3,10,11,null,null,3.8645860072030268E-2,2.3530828221767903E-2,0,0,5.7942244623656132E-5,1.3413086642615231E-2,7.5647717181037064E-2,null,3.1277824195550696E-2,2.8675923583558669E-2,0,0,2.4529228482808298E-5,1.2356510889440706E-2,7.2334787897032876E-2]
[2004,3,10,12,null,null,3.8083469566338339E-2,2.3468610475459881E-2,0,0,5.7942244623656132E-5,1.3294012791878359E-2,7.4904035078300235E-2,null,3.0822656388869895E-2,2.8600101716098024E-2,0,0,2.4529228482808298E-5,1.2246816724892244E-2,7.1694104058342978E-2]
[2004,3,10,13,null,null,3.6594044153125345E-2,2.3153004884418221E-2,0,0,5.7942244623656132E-5,1.1622598173171461E-2,7.1427589455338669E-2,null,2.9617197741034607E-2,2.8215487892650777E-2,0,0,2.4529228482808298E-5,1.0707062790014555E-2,6.8564277652182745E-2]
[2004,3,10,14,null,null,3.4462347118628521E-2,2.3158184779374764E-2,0,0,5.7942244623656132E-5,1.2563413640083851E-2,7.0241887782710788E-2,null,2.7891919924500151E-2,2.8221800389199764E-2,0,0,2.4529228482808298E-5,1.1573768334502901E-2,6.7712017876685626E-2]
[2004,3,10,15,null,null,3.3688048814190449E-2,2.2777367514802877E-2,0,0,5.7942244623656132E-5,1.2434422070222054E-2,6.8957780643839034E-2,null,2.7265245652120459E-2,2.7757716138732919E-2,0,0,2.4529228482808298E-5,1.1454937689468569E-2,6.6502428708804753E-2]
[2004,3,10,16,null,null,3.6570764549750202E-2,2.2196411254507595E-2,0,0,5.7942244623656132E-5,1.0790854148790587E-2,6.9615972197672044E-2,null,2.9598356516118075E-2,2.7049731822643006E-2,0,0,2.4529228482808298E-5,9.9408369116371943E-3,6.661345447888109E-2]
[2004,3,10,17,null,null,3.9030522243377545E-2,2.1563128038419019E-2,0,0,5.7942244623656132E-5,1.0117813253037325E-2,7.0769405779457548E-2,null,3.158914850681338E-2,2.6277979084483673E-2,0,0,2.4529228482808298E-5,9.3208127979487292E-3,6.7212469617728601E-2]
[2004,3,10,18,null,null,4.1013877898477831E-2,2.1310145512101294E-2,0,0,5.7942244623656132E-5,1.0232933559688415E-2,7.2614899214891199E-2,null,3.3194367005815698E-2,2.5969681071158681E-2,0,0,2.4529228482808298E-5,9.4268648470132981E-3,6.8615442152470493E-2]
[2004,3,10,19,null,null,4.341330412603113E-2,2.0541400845163583E-2,1.1894051613100009E-3,1.5899935316525914E-6,5.7942244623656132E-5,8.1113856900778235E-3,7.331502806073785E-2,null,3.5136330040814151E-2,2.503284777669856E-2,6.7204973884857052E-4,2.1133288641449577E-6,2.4529228482808298E-5,7.4724355607650042E-3,6.8340305674473245E-2]
[2004,3,10,20,null,null,4.5646556668977711E-2,2.0352842526241453E-2,1.1894051613100009E-3,1.5899935316525914E-6,5.7942244623656132E-5,6.9716923586344605E-3,7.4220028953318931E-2,null,3.6943801275568844E-2,2.4803060542118633E-2,6.7204973884857052E-4,2.1133288641449577E-6,2.4529228482808298E-5,6.4225181602570259E-3,6.8868072274140033E-2]
[2004,3,10,21,null,null,4.5025319604808996E-2,1.9478361838786144E-2,1.1894051613100009E-3,1.5899935316525914E-6,5.7942244623656132E-5,6.2557179602943554E-3,7.2008336803354805E-2,null,3.6441006315368382E-2,2.3737371687802471E-2,6.7204973884857052E-4,2.1133288641449577E-6,2.4529228482808298E-5,5.7629425021424874E-3,6.6640012801508872E-2]
[2004,3,10,22,null,null,4.0020006729695454E-2,1.8783229546616608E-2,1.1894051613100009E-3,1.5899935316525914E-6,5.7942244623656132E-5,5.3839936004494828E-3,6.543616727622685E-2,null,3.2389982587089819E-2,2.2890246363404521E-2,6.7204973884857052E-4,2.1133288641449577E-6,2.4529228482808298E-5,4.9598856195610065E-3,6.0938806866250868E-2]
[2004,3,10,23,null,null,3.8425261437106131E-2,1.7960118820049175E-2,1.1894051613100009E-3,1.5899935316525914E-6,5.7942244623656132E-5,5.7982599690134598E-3,6.3432577625634076E-2,null,3.1099283847164726E-2,2.1887159686072011E-2,6.7204973884857052E-4,2.1133288641449577E-6,2.4529228482808298E-5,5.3415193948940032E-3,5.902665522432627E-2]
[2004,3,10,24,null,null,3.1660247328375725E-2,1.7587884600957688E-2,1.1894051613100009E-3,1.5899935316525914E-6,5.7942244623656132E-5,7.0457215442323671E-3,5.7542790873031088E-2,null,2.562405515309743E-2,2.1433535193076961E-2,6.7204973884857052E-4,2.1133288641449577E-6,2.4529228482808298E-5,6.4907159183383535E-3,5.4246998560708269E-2]
[2004,3,11,1,null,null,2.8306999041037225E-2,1.6917591353866397E-2,1.1894051613100009E-3,1.5899935316525914E-6,5.7942244623656132E-5,1.0032037164849269E-2,5.6505564959218192E-2,null,2.2910121235727766E-2,2.0616680055169659E-2,6.7204973884857052E-4,2.1133288641449577E-6,2.4529228482808298E-5,9.2417934643687968E-3,5.3467287051461747E-2]
[2004,3,11,2,null,null,2.7971421059108249E-2,1.5972464944053664E-2,1.1894051613100009E-3,1.5899935316525914E-6,5.7942244623656132E-5,1.0220632906360895E-2,5.541345630898812E-2,null,2.2638522955779825E-2,1.9464898551808836E-2,6.7204973884857052E-4,2.1133288641449577E-6,2.4529228482808298E-5,9.4155331408342108E-3,5.2217646944618397E-2]
[2004,3,11,3,null,null,2.823040865877563E-2,1.5603240616996007E-2,1.1894051613100009E-3,1.5899935316525914E-6,5.7942244623656132E-5,1.0668312346855505E-2,5.5750899022092446E-2,null,2.2848133211474116E-2,1.9014942073944548E-2,6.7204973884857052E-4,2.1133288641449577E-6,2.4529228482808298E-5,9.8279479733661378E-3,5.2389715554980329E-2]
[2004,3,11,4,null,null,2.9058609488813624E-2,1.5395408047336924E-2,1.1894051613100009E-3,1.5899935316525914E-6,5.7942244623656132E-5,1.0378733869230234E-2,5.6081688804846083E-2,null,2.3518433210290436E-2,1.8761666208363021E-2,6.7204973884857052E-4,2.1133288641449577E-6,2.4529228482808298E-5,9.5611801735700826E-3,5.2539971888419072E-2]
[2004,3,11,5,null,null,3.0572524403144334E-2,1.5570512130937261E-2,1.1894051613100009E-3,1.5899935316525914E-6,5.7942244623656132E-5,1.0069398799322969E-2,5.7461372732869873E-2,null,2.4743712307435665E-2,1.8975057393457274E-2,6.7204973884857052E-4,2.1133288641449577E-6,2.4529228482808298E-5,9.2762120479150199E-3,5.3693674045003484E-2]
[2004,3,11,6,null,null,3.3653989087010179E-2,1.6648759128871062E-2,1.1894051613100009E-3,1.5899935316525914E-6,5.7942244623656132E-5,1.009528479544985E-2,6.1646970410796392E-2,null,2.7237679590531784E-2,2.0289066752819645E-2,6.7204973884857052E-4,2.1133288641449577E-6,2.4529228482808298E-5,9.3000589521771287E-3,5.7525497591724081E-2]
[2004,3,11,7,null,null,4.1840395828371721E-2,1.8098200374826193E-2,0,0,5.7942244623656132E-5,9.9268732832738446E-3,6.9923411731095411E-2,null,3.3863304958225288E-2,2.2055433240906846E-2,0,0,2.4529228482808298E-5,9.1449135527954216E-3,6.5088180980410373E-2]
[2004,3,11,8,null,null,4.4870970981772458E-2,2.0778396496708134E-2,0,0,5.7942244623656132E-5,1.3174085131453434E-2,7.8881394854557682E-2,null,3.6316085066697396E-2,2.5321663330884633E-2,0,0,2.4529228482808298E-5,1.2136336006958345E-2,7.3798613633023188E-2]
[2004,3,11,9,null,null,4.3436417653739387E-2,2.2369610574637371E-2,0,0,5.7942244623656132E-5,1.4897455250342631E-2,8.0761425723343036E-2,null,3.5155036853260567E-2,2.7260801761276581E-2,0,0,2.4529228482808298E-5,1.3723952803000981E-2,7.6164320646020939E-2]
[2004,3,11,10,null,null,4.1402248805792845E-2,2.3022764995960673E-2,0,0,5.7942244623656132E-5,1.5409095344581954E-2,7.9892051390959132E-2,null,3.350869296308575E-2,2.8056770611059944E-2,0,0,2.4529228482808298E-5,1.4195289980221364E-2,7.5785282782849864E-2]
[2004,3,11,11,null,null,4.0781336804099538E-2,2.3148563798494733E-2,0,0,5.7942244623656132E-5,1.3961023581451569E-2,7.7948866428669494E-2,null,3.3006161090495173E-2,2.8210075748234538E-2,0,0,2.4529228482808298E-5,1.2861285735966106E-2,7.4102051803178623E-2]
[2004,3,11,12,null,null,4.0161941286355592E-2,2.3050812561820486E-2,0,0,5.7942244623656132E-5,1.3911859308770371E-2,7.718255540157011E-2,null,3.2504856576236772E-2,2.8090950872278156E-2,0,0,2.4529228482808298E-5,1.2815994231710363E-2,7.3436330908708103E-2]
[2004,3,11,13,null,null,3.8806844821074618E-2,2.2262569007045034E-2,0,0,5.7942244623656132E-5,1.2473000572390531E-2,7.3600356645133841E-2,null,3.1408116358007138E-2,2.7130355192052018E-2,0,0,2.4529228482808298E-5,1.1490477285599154E-2,7.0053478064141125E-2]
[2004,3,11,14,null,null,3.6650734357193009E-2,2.2160847971926044E-2,0,0,5.7942244623656132E-5,1.3509068089353505E-2,7.2378592663096208E-2,null,2.9663079660420883E-2,2.7006392507763061E-2,0,0,2.4529228482808298E-5,1.2444931684997015E-2,6.9138933081663773E-2]
[2004,3,11,15,null,null,3.5628274799204898E-2,2.2216888805259859E-2,0,0,5.7942244623656132E-5,1.3152319805041357E-2,7.105542565412977E-2,null,2.8835557378805055E-2,2.7074686859287538E-2,0,0,2.4529228482808298E-5,1.2116285178987952E-2,6.805105864556335E-2]
[2004,3,11,16,null,null,3.8817502027296086E-2,2.1094862044852357E-2,0,0,5.7942244623656132E-5,1.1763325320277759E-2,7.1733631637049849E-2,null,3.141674171197751E-2,2.5707325143970231E-2,0,0,2.4529228482808298E-5,1.0836704577322049E-2,6.798530066175261E-2]
[2004,3,11,17,null,null,4.1484430545644692E-2,2.0163509093660655E-2,0,0,5.7942244623656132E-5,1.1216268778284759E-2,7.2922150662213761E-2,null,3.3575206323284736E-2,2.4572328712650887E-2,0,0,2.4529228482808298E-5,1.0332740777013792E-2,6.8504805041432221E-2]
[2004,3,11,18,null,null,4.3557014649845467E-2,1.9952212587703268E-2,0,0,5.7942244623656132E-5,1.1256619301306676E-2,7.4823788783479062E-2,null,3.5252641399664421E-2,2.4314831509356451E-2,0,0,2.4529228482808298E-5,1.0369912808358975E-2,6.9961914945862652E-2]
[2004,3,11,19,null,null,4.599848297699792E-2,1.9352594630703015E-2,1.1894051613100009E-3,1.5899935316525914E-6,5.7942244623656132E-5,8.9452021421447137E-3,7.5545217149310964E-2,null,3.7228630987510281E-2,2.3584105053312612E-2,6.7204973884857052E-4,2.1133288641449577E-6,2.4529228482808298E-5,8.2405706175404589E-3,6.9751998954558886E-2]
[2004,3,11,20,null,null,4.8229427254093904E-2,1.9250076213626604E-2,1.1894051613100009E-3,1.5899935316525914E-6,5.7942244623656132E-5,7.7493047080133296E-3,7.6477745575199152E-2,null,3.903423403940303E-2,2.3459170636798067E-2,6.7204973884857052E-4,2.1133288641449577E-6,2.4529228482808298E-5,7.1388764243075836E-3,7.0330973396704202E-2]
[2004,3,11,21,null,null,4.7537115411666102E-2,1.8378170857598294E-2,1.1894051613100009E-3,1.5899935316525914E-6,5.7942244623656132E-5,7.0345510628272634E-3,7.4198774731556963E-2,null,3.8473915080125251E-2,2.2396620218855964E-2,6.7204973884857052E-4,2.1133288641449577E-6,2.4529228482808298E-5,6.4804253581712459E-3,6.8049652953347986E-2]
[2004,3,11,22,null,null,4.2476391526082423E-2,1.7459796828577574E-2,1.1894051613100009E-3,1.5899935316525914E-6,5.7942244623656132E-5,6.2415582039449862E-3,6.7426683958070291E-2,null,3.4378044741090651E-2,2.1277440595039714E-2,6.7204973884857052E-4,2.1133288641449577E-6,2.4529228482808298E-5,5.7498981382175639E-3,6.2104075770543457E-2]
[2004,3,11,23,null,null,4.088903862729111E-2,1.6650951183819367E-2,1.1894051613100009E-3,1.5899935316525914E-6,5.7942244623656132E-5,6.5732217841518257E-3,6.5362148994727615E-2,null,3.3093328996321246E-2,2.0291738108013612E-2,6.7204973884857052E-4,2.1133288641449577E-6,2.4529228482808298E-5,6.0554359126054622E-3,6.0139195313135843E-2]
[2004,3,11,24,null,null,3.3982760409134588E-2,1.6128489863147341E-2,1.1894051613100009E-3,1.5899935316525914E-6,5.7942244623656132E-5,7.9330122195570493E-3,5.9293199891304285E-2,null,2.7503768936060116E-2,1.9655038848397387E-2,6.7204973884857052E-4,2.1133288641449577E-6,2.4529228482808298E-5,7.3081129264897116E-3,5.516561300714274E-2]
[2004,3,12,1,null,null,2.5752413764673569E-2,1.5070346008040622E-2,1.1894051613100009E-3,1.5899935316525914E-6,5.7942244623656132E-5,8.6049027618157036E-3,5.0676599933995203E-2,null,2.084258103820805E-2,1.8365528252192256E-2,6.7204973884857052E-4,2.1133288641449577E-6,2.4529228482808298E-5,7.9270773023369517E-3,4.7833878888932785E-2]
[2004,3,12,2,null,null,2.423024589792571E-2,1.4820761018904725E-2,1.1894051613100009E-3,1.5899935316525914E-6,5.7942244623656132E-5,9.7271303032908599E-3,5.0027074619586602E-2,null,1.9610622457301385E-2,1.806137065907178E-2,6.7204973884857052E-4,2.1133288641449577E-6,2.4529228482808298E-5,8.9609047282041068E-3,4.7331590140772796E-2]
[2004,3,12,3,null,null,2.4589731499938736E-2,1.4307564163813213E-2,1.1894051613100009E-3,1.5899935316525914E-6,5.7942244623656132E-5,9.2268272865132003E-3,4.9373060349730456E-2,null,1.9901570244195973E-2,1.7435961571842417E-2,6.7204973884857052E-4,2.1133288641449577E-6,2.4529228482808298E-5,8.500011584101682E-3,4.6536235696335596E-2]
[2004,3,12,4,null,null,2.5168325062550345E-2,1.4356280092800355E-2,1.1894051613100009E-3,1.5899935316525914E-6,5.7942244623656132E-5,9.4998982687262354E-3,5.0273440823542244E-2,null,2.036985191002804E-2,1.7495329403852896E-2,6.7204973884857052E-4,2.1133288641449577E-6,2.4529228482808298E-5,8.7515722170275374E-3,4.7315445827103994E-2]
[2004,3,12,5,null,null,2.7444332046487836E-2,1.4630431357156646E-2,1.1894051613100009E-3,1.5899935316525914E-6,5.7942244623656132E-5,9.880828517019092E-3,5.3204529320128882E-2,null,2.221192622740013E-2,1.7829424771552041E-2,6.7204973884857052E-4,2.1133288641449577E-6,2.4529228482808298E-5,9.1024958251844663E-3,4.9842539120332166E-2]
[2004,3,12,6,null,null,3.2850937280183852E-2,1.511917941293911E-2,1.1894051613100009E-3,1.5899935316525914E-6,5.7942244623656132E-5,9.2623287674077348E-3,5.8481382859996003E-2,null,2.6587733821773697E-2,1.842503924662035E-2,6.7204973884857052E-4,2.1133288641449577E-6,2.4529228482808298E-5,8.5327165420992588E-3,5.4244181906688831E-2]
[2004,3,12,7,null,null,4.2626602822183966E-2,1.6077985816534197E-2,0,0,5.7942244623656132E-5,6.6799924229247682E-3,6.5442523306266584E-2,null,3.4499617465902389E-2,1.9593491920780141E-2,0,0,2.4529228482808298E-5,6.1537960138873526E-3,6.0271434629052698E-2]
[2004,3,12,8,null,null,4.3503186186439266E-2,1.8551604082325812E-2,0,0,5.7942244623656132E-5,9.835523090061412E-3,7.194825560345014E-2,null,3.5209075615075913E-2,2.2607975206120533E-2,0,0,2.4529228482808298E-5,9.0607591976303928E-3,6.690233924730965E-2]
[2004,3,12,9,null,null,4.2314507519246161E-2,1.9680214255871079E-2,0,0,5.7942244623656132E-5,1.186955718105461E-2,7.3922221200795502E-2,null,3.424702476905591E-2,2.3983359820176391E-2,0,0,2.4529228482808298E-5,1.0934568341231857E-2,6.9189482158946963E-2]
[2004,3,12,10,null,null,3.9077759578027726E-2,2.0691040321111197E-2,0,0,5.7942244623656132E-5,1.321302437031981E-2,7.3039766514082394E-2,null,3.1627379795906206E-2,2.5215206431350078E-2,0,0,2.4529228482808298E-5,1.2172207923833183E-2,6.9039323379572276E-2]
[2004,3,12,11,null,null,3.8165619915508646E-2,2.0551442882797154E-2,0,0,5.7942244623656132E-5,1.2260924157448396E-2,7.1035929200377851E-2,null,3.0889144343185387E-2,2.5045085539903898E-2,0,0,2.4529228482808298E-5,1.1295106555472037E-2,6.7253865667044138E-2]
[2004,3,12,12,null,null,3.7888911470909406E-2,2.042312800337262E-2,0,0,5.7942244623656132E-5,1.1704351382687073E-2,7.0074333101592751E-2,null,3.0665191814571249E-2,2.4888714177097059E-2,0,0,2.4529228482808298E-5,1.078237613514847E-2,6.6360811355299587E-2]
[2004,3,12,13,null,null,3.5055664536477099E-2,2.0953584444065872E-2,0,0,5.7942244623656132E-5,1.2652840709313997E-2,6.8720031934480619E-2,null,2.837211826535832E-2,2.5535156716831146E-2,0,0,2.4529228482808298E-5,1.1656151054021189E-2,6.5587955264693465E-2]
[2004,3,12,14,null,null,3.3446626426421114E-2,2.0695567096830906E-2,0,0,5.7942244623656132E-5,1.2690766221940611E-2,6.6890901989816287E-2,null,2.7069851708566219E-2,2.5220723001926976E-2,0,0,2.4529228482808298E-5,1.1691089097906591E-2,6.4006193036882597E-2]
[2004,3,12,15,null,null,3.2620356060032669E-2,2.0019709019857855E-2,0,0,5.7942244623656132E-5,1.0513733092557426E-2,6.3211740417071602E-2,null,2.6401114120381566E-2,2.4397086265219116E-2,0,0,2.4529228482808298E-5,9.6855452371497532E-3,6.0508274851233244E-2]
[2004,3,12,16,null,null,3.4334823641370485E-2,1.9165013331431346E-2,0,0,5.7942244623656132E-5,8.7938956521356627E-3,6.2351674869561148E-2,null,2.7788709466897502E-2,2.3355508467041885E-2,0,0,2.4529228482808298E-5,8.1011828434020411E-3,5.9269930005824242E-2]
[2004,3,12,17,null,null,3.7099650232665579E-2,1.8713303360002771E-2,0,0,5.7942244623656132E-5,7.9619969581714856E-3,6.3832892795463489E-2,null,3.0026407370179503E-2,2.2805030579033058E-2,0,0,2.4529228482808298E-5,7.3348144790748547E-3,6.0190781656770234E-2]
[2004,3,12,18,null,null,3.9306353539544675E-2,1.8334282994435864E-2,0,0,5.7942244623656132E-5,6.6449800898211045E-3,6.4343558868425299E-2,null,3.1812391119943641E-2,2.2343136125630242E-2,0,0,2.4529228482808298E-5,6.1215416725275027E-3,6.0301598146584194E-2]
[2004,3,12,19,null,null,4.0872326748974196E-2,1.7628703845402716E-2,1.1894051613100009E-3,1.5899935316525914E-6,5.7942244623656132E-5,5.2207236031851017E-3,6.4970691597027314E-2,null,3.3079803325240319E-2,2.1483279703699898E-2,6.7204973884857052E-4,2.1133288641449577E-6,2.4529228482808298E-5,4.8094767276429772E-3,6.0071252052778717E-2]
[2004,3,12,20,null,null,4.3141563505088222E-2,1.7555235468701622E-2,1.1894051613100009E-3,1.5899935316525914E-6,5.7942244623656132E-5,5.8126989700683935E-3,6.7758435343323542E-2,null,3.4916398194225658E-2,2.1393747217370335E-2,6.7204973884857052E-4,2.1133288641449577E-6,2.4529228482808298E-5,5.3548210068586257E-3,6.2363658714650147E-2]
[2004,3,12,21,null,null,4.3890798959984038E-2,1.6529930868188238E-2,1.1894051613100009E-3,1.5899935316525914E-6,5.7942244623656132E-5,4.2327492441876268E-3,6.5902416471825209E-2,null,3.5522787980754575E-2,2.014425629010267E-2,6.7204973884857052E-4,2.1133288641449577E-6,2.4529228482808298E-5,3.8993270916409055E-3,6.0265063658693677E-2]
[2004,3,12,22,null,null,3.8792119409447309E-2,1.6148101611167972E-2,1.1894051613100009E-3,1.5899935316525914E-6,5.7942244623656132E-5,4.4931503839109382E-3,6.068230880399153E-2,null,3.1396198423324674E-2,1.9678938771607885E-2,6.7204973884857052E-4,2.1133288641449577E-6,2.4529228482808298E-5,4.1392159109966938E-3,5.5913045402124786E-2]
[2004,3,12,23,null,null,3.5269413398932241E-2,1.5039283733491747E-2,1.1894051613100009E-3,1.5899935316525914E-6,5.7942244623656132E-5,3.8224379713234667E-3,5.5380072503212759E-2,null,2.8545114786315801E-2,1.8327674106010057E-2,6.7204973884857052E-4,2.1133288641449577E-6,2.4529228482808298E-5,3.5213368611820839E-3,5.1092818049703469E-2]
[2004,3,12,24,null,null,2.8466102215756652E-2,1.480787310896973E-2,1.1894051613100009E-3,1.5899935316525914E-6,5.7942244623656132E-5,7.0988636874122941E-3,5.1621776411603981E-2,null,2.303889055587106E-2,1.804566476393861E-2,6.7204973884857052E-4,2.1133288641449577E-6,2.4529228482808298E-5,6.5396719482505678E-3,4.8322919564255766E-2]
[2004,3,13,1,null,null,3.1742565231230736E-2,1.5445998098950824E-2,1.1894051613100009E-3,1.5899935316525914E-6,5.7942244623656132E-5,1.3484302864172282E-2,6.1921803593819144E-2,null,{"$f":"G1731*X$5","v":2.5690678716109007E-2},{"$f":"H1731*Y$5","v":1.8823317946266002E-2},{"$f":"I1731*Z$5","v":6.7204973884857052E-4},{"$f":"J1731*AA$5","v":2.1133288641449577E-6},{"$f":"K1731*AB$5","v":2.4529228482808298E-5},{"$f":"L1731*AC$5","v":1.2422117266303932E-2},{"$f":"SUM(O1731:T1731)","v":5.763480622487447E-2}]
[2004,3,13,2,null,null,3.0138880757055238E-2,1.4885522732108155E-2,1.1894051613100009E-3,1.5899935316525914E-6,5.7942244623656132E-5,1.4342684305479836E-2,6.0616025194108539E-2,null,2.4392745096443024E-2,1.8140292740413736E-2,6.7204973884857052E-4,2.1133288641449577E-6,2.4529228482808298E-5,1.3212882278818797E-2,5.6444612411871084E-2]
[2004,3,13,3,null,null,3.04954413837852E-2,1.4380357283290247E-2,1.1894051613100009E-3,1.5899935316525914E-6,5.7942244623656132E-5,1.4054385795041584E-2,6.0179121861582335E-2,null,2.4681325569930444E-2,1.752467115366671E-2,6.7204973884857052E-4,2.1133288641449577E-6,2.4529228482808298E-5,1.2947293620625709E-2,5.5851982640418386E-2]
[2004,3,13,4,null,null,3.1249774990559625E-2,1.4198026347534195E-2,1.1894051613100009E-3,1.5899935316525914E-6,5.7942244623656132E-5,1.3687690427598185E-2,6.0384429165157308E-2,null,2.5291841518948283E-2,1.7302472940693377E-2,6.7204973884857052E-4,2.1133288641449577E-6,2.4529228482808298E-5,1.2609483583186157E-2,5.5902490339023343E-2]
[2004,3,13,5,null,null,3.1683700131988034E-2,1.4315168701784337E-2,1.1894051613100009E-3,1.5899935316525914E-6,5.7942244623656132E-5,1.3833040770065532E-2,6.1080847003303206E-2,null,2.5643036556717673E-2,1.7445228867820826E-2,6.7204973884857052E-4,2.1133288641449577E-6,2.4529228482808298E-5,1.2743384387477951E-2,5.6530342108211978E-2]
[2004,3,13,6,null,null,3.4845365779038066E-2,1.4502214396037409E-2,1.1894051613100009E-3,1.5899935316525914E-6,5.7942244623656132E-5,1.3233858215301583E-2,6.3830375789842367E-2,null,2.8201914068803735E-2,1.7673172737219901E-2,6.7204973884857052E-4,2.1133288641449577E-6,2.4529228482808298E-5,1.2191400645034902E-2,5.8765179747254065E-2]
[2004,3,13,7,null,null,4.1687412890508826E-2,1.4697297651777193E-2,0,0,5.7942244623656132E-5,1.0439458885740339E-2,6.6882111672650013E-2,null,3.3739489019688124E-2,1.7910911608172639E-2,0,0,2.4529228482808298E-5,9.6171217586624065E-3,6.1292051615005977E-2]
[2004,3,13,8,null,null,4.6647512629419845E-2,1.5951664928218853E-2,0,0,5.7942244623656132E-5,1.0813014298529577E-2,7.3470134100791923E-2,null,3.7753919733272842E-2,1.9439550541998283E-2,0,0,2.4529228482808298E-5,9.9612514619086805E-3,6.7179250965662615E-2]
[2004,3,13,9,null,null,4.6869583108195473E-2,1.7102799510864023E-2,0,0,5.7942244623656132E-5,1.3636368100312614E-2,7.7666692963995768E-2,null,3.7933651310761859E-2,2.0842384603563011E-2,0,0,2.4529228482808298E-5,1.2562204018618165E-2,7.1362769161425851E-2]
[2004,3,13,10,null,null,4.9840946350796923E-2,1.7243869475301876E-2,0,0,5.7942244623656132E-5,1.1762370590946975E-2,7.8905128661669433E-2,null,4.0338508569727947E-2,2.1014299993961934E-2,0,0,2.4529228482808298E-5,1.0835825053936668E-2,7.2213162846109361E-2]
[2004,3,13,11,null,null,5.1914119763850283E-2,1.6950933749056169E-2,0,0,5.7942244623656132E-5,7.9175299934617933E-3,7.68405257509919E-2,null,4.2016420600137216E-2,2.0657312878100652E-2,0,0,2.4529228482808298E-5,7.2938502664148105E-3,6.9992112973135498E-2]
[2004,3,13,12,null,null,4.8612614975047534E-2,1.6971257843606022E-2,0,0,5.7942244623656132E-5,9.2474345764868744E-3,7.488924963976408E-2,null,3.9344365011971437E-2,2.0682080904823888E-2,0,0,2.4529228482808298E-5,8.5189955964879542E-3,6.8569970741766087E-2]
[2004,3,13,13,null,null,4.5708828015704563E-2,1.683603988510806E-2,0,0,5.7942244623656132E-5,8.4972199797857494E-3,7.1100030125222036E-2,null,3.6994200263499567E-2,2.0517297081302309E-2,0,0,2.4529228482808298E-5,7.8278769091529588E-3,6.5363903482437646E-2]
[2004,3,13,14,null,null,4.3307696299618691E-2,1.659542623603099E-2,0,0,5.7942244623656132E-5,8.8049842405434724E-3,6.8766049020816802E-2,null,3.5050856900300631E-2,2.0224072442157973E-2,0,0,2.4529228482808298E-5,8.1113979614475997E-3,6.3410856532389009E-2]
[2004,3,13,15,null,null,4.0651439597430443E-2,1.6408959987725496E-2,0,0,5.7942244623656132E-5,8.9868728179513351E-3,6.610521464773092E-2,null,3.2901029467441209E-2,1.9996834716527273E-2,0,0,2.4529228482808298E-5,8.2789588105861185E-3,6.1201352223037409E-2]
[2004,3,13,16,null,null,4.2604803609032224E-2,1.5876896235411997E-2,0,0,5.7942244623656132E-5,6.3731317905859463E-3,6.4912773879653815E-2,null,3.4481974387050196E-2,1.9348433421038275E-2,0,0,2.4529228482808298E-5,5.8711074093875893E-3,5.9726044445958866E-2]
[2004,3,13,17,null,null,4.4065794836805644E-2,1.6363094722371022E-2,0,0,5.7942244623656132E-5,7.6731437308677737E-3,6.8159975534668085E-2,null,3.566441997600505E-2,1.9940940855416686E-2,0,0,2.4529228482808298E-5,7.0687148001770455E-3,6.2698604860081594E-2]
[2004,3,13,18,null,null,4.8661389592836918E-2,1.5494143230902729E-2,0,0,5.7942244623656132E-5,4.9648424371233528E-3,6.9178317505486656E-2,null,3.9383840493111673E-2,1.8881990174534451E-2,0,0,2.4529228482808298E-5,4.5737518345524246E-3,6.2864111730681363E-2]
[2004,3,13,19,null,null,4.9763009397509543E-2,1.5071766851996028E-2,1.1894051613100009E-3,1.5899935316525914E-6,5.7942244623656132E-5,5.650308439068304E-3,7.1734022088039182E-2,null,4.0275430705275818E-2,1.8367259768495268E-2,6.7204973884857052E-4,2.1133288641449577E-6,2.4529228482808298E-5,5.2052223038822742E-3,6.4546605073848892E-2]
[2004,3,13,20,null,null,5.2483119667662254E-2,1.4783048011053164E-2,1.1894051613100009E-3,1.5899935316525914E-6,5.7942244623656132E-5,5.4954087605228914E-3,7.401051383870362E-2,null,4.2476937688527665E-2,1.8015411574203825E-2,6.7204973884857052E-4,2.1133288641449577E-6,2.4529228482808298E-5,5.0625243838795693E-3,6.6253565942806583E-2]
[2004,3,13,21,null,null,5.0086841802076863E-2,1.4541885798267477E-2,1.1894051613100009E-3,1.5899935316525914E-6,5.7942244623656132E-5,6.838569294675482E-3,7.2716234294485135E-2,null,4.0537522763778346E-2,1.7721518426036316E-2,6.7204973884857052E-4,2.1133288641449577E-6,2.4529228482808298E-5,6.2998814672069244E-3,6.5257614953217108E-2]
[2004,3,13,22,null,null,4.5672834073837196E-2,1.4318789139452165E-2,1.1894051613100009E-3,1.5899935316525914E-6,5.7942244623656132E-5,8.9626651364306739E-3,7.0203225749185333E-2,null,3.6965068755396652E-2,1.7449640926458253E-2,6.7204973884857052E-4,2.1133288641449577E-6,2.4529228482808298E-5,8.2566580167205365E-3,6.3370059994770966E-2]
[2004,3,13,23,null,null,4.0691687066385297E-2,1.4035799120962301E-2,1.1894051613100009E-3,1.5899935316525914E-6,5.7942244623656132E-5,1.0427725852930248E-2,6.6404149439743154E-2,null,3.2933603545387449E-2,1.7104774181070252E-2,6.7204973884857052E-4,2.1133288641449577E-6,2.4529228482808298E-5,9.6063129603934511E-3,6.034338298304668E-2]
[2004,3,13,24,null,null,3.6305581799364654E-2,1.3794508461217256E-2,1.1894051613100009E-3,1.5899935316525914E-6,5.7942244623656132E-5,1.1183781510160648E-2,6.253280917020787E-2,null,2.9383732247676583E-2,1.6810724500580278E-2,6.7204973884857052E-4,2.1133288641449577E-6,2.4529228482808298E-5,1.0302812596197577E-2,5.7195961640649967E-2]
[2004,3,14,1,null,null,3.2280716486430806E-2,1.3026844906148194E-2,1.1894051613100009E-3,1.5899935316525914E-6,5.7942244623656132E-5,1.0415905224418195E-2,5.6972404016462502E-2,null,2.6126228612511623E-2,1.5875208706763923E-2,6.7204973884857052E-4,2.1133288641449577E-6,2.4529228482808298E-5,9.5954234665117707E-3,5.2295553081982846E-2]
[2004,3,14,2,null,null,2.9203061241092371E-2,1.2915141737463364E-2,1.1894051613100009E-3,1.5899935316525914E-6,5.7942244623656132E-5,1.1498903643899175E-2,5.4866044021920218E-2,null,2.3635344478511473E-2,1.5739081261564852E-2,6.7204973884857052E-4,2.1133288641449577E-6,2.4529228482808298E-5,1.0593111927052021E-2,5.0666229963323872E-2]
[2004,3,14,3,null,null,3.0335717992604976E-2,1.2605537155672565E-2,1.1894051613100009E-3,1.5899935316525914E-6,5.7942244623656132E-5,1.1132578195457923E-2,5.5322770743200772E-2,null,2.4552054280846936E-2,1.5361780588384994E-2,6.7204973884857052E-4,2.1133288641449577E-6,2.4529228482808298E-5,1.0255642669352437E-2,5.0868169834779896E-2]
[2004,3,14,4,null,null,2.8905694460176327E-2,1.2907336939854384E-2,1.1894051613100009E-3,1.5899935316525914E-6,5.7942244623656132E-5,1.2511518254206296E-2,5.5573487053702311E-2,null,2.3394672233728896E-2,1.5729569918499876E-2,6.7204973884857052E-4,2.1133288641449577E-6,2.4529228482808298E-5,1.152596085231827E-2,5.1348895300742575E-2]
[2004,3,14,5,null,null,3.1032562371408362E-2,1.2700514234179356E-2,1.1894051613100009E-3,1.5899935316525914E-6,5.7942244623656132E-5,1.1327664696277705E-2,5.6309678701330725E-2,null,2.5116041624672274E-2,1.5477524727086023E-2,6.7204973884857052E-4,2.1133288641449577E-6,2.4529228482808298E-5,1.0435361814989188E-2,5.1727620462943019E-2]
[2004,3,14,6,null,null,3.2648569159529142E-2,1.297596822787855E-2,1.1894051613100009E-3,1.5899935316525914E-6,5.7942244623656132E-5,1.1188043765738561E-2,5.806151855261156E-2,null,2.6423948244513298E-2,1.581320767031524E-2,6.7204973884857052E-4,2.1133288641449577E-6,2.4529228482808298E-5,1.030673910534982E-2,5.3242587316373886E-2]
[2004,3,14,7,null,null,3.7441126620446456E-2,1.3318152028352483E-2,0,0,5.7942244623656132E-5,9.3538580716767353E-3,6.0171078965099323E-2,null,3.0302779493973222E-2,1.6230211118789053E-2,0,0,2.4529228482808298E-5,8.617035899383476E-3,5.5174555740628559E-2]
[2004,3,14,8,null,null,4.2112332321787092E-2,1.3818677954814774E-2,0,0,5.7942244623656132E-5,7.8774333865954914E-3,6.3866385907821011E-2,null,3.4083395333172242E-2,1.6840178735889111E-2,0,0,2.4529228482808298E-5,7.2569121497400883E-3,5.820501544728425E-2]
[2004,3,14,9,null,null,4.778368083802273E-2,1.4532211226413008E-2,0,0,5.7942244623656132E-5,9.336724776463478E-3,7.1710559085522874E-2,null,3.8673471514990711E-2,1.7709728476248413E-2,0,0,2.4529228482808298E-5,8.6012522282184808E-3,6.5008981447940414E-2]
[2004,3,14,10,null,null,5.0235152931974163E-2,1.5036093262598997E-2,0,0,5.7942244623656132E-5,9.5976035801838052E-3,7.4926792019380614E-2,null,4.06575575990369E-2,1.8323786027840693E-2,0,0,2.4529228482808298E-5,8.8415810850196296E-3,6.784745394038004E-2]
[2004,3,14,11,null,null,4.7790345636034973E-2,1.6099073287691491E-2,0,0,5.7942244623656132E-5,1.2097290064049941E-2,7.6044651232400062E-2,null,3.8678865634312602E-2,1.9619190238993934E-2,0,0,2.4529228482808298E-5,1.1144362248003109E-2,6.946694734979246E-2]
[2004,3,14,12,null,null,4.8690089422697432E-2,1.5796479603759635E-2,0,0,5.7942244623656132E-5,9.4017667328530376E-3,7.394627800393376E-2,null,3.9407068549911189E-2,1.9250433420257295E-2,0,0,2.4529228482808298E-5,8.6611706991724137E-3,6.734320189782371E-2]
[2004,3,14,13,null,null,4.5119016137285771E-2,1.6026560559666801E-2,0,0,5.7942244623656132E-5,1.1340637742675906E-2,7.2544156684252126E-2,null,3.6516839112596317E-2,1.9530822357163587E-2,0,0,2.4529228482808298E-5,1.0447312948487371E-2,6.651950364673008E-2]
[2004,3,14,14,null,null,4.3128105969236968E-2,1.6221671440605857E-2,0,0,5.7942244623656132E-5,1.0691526485157917E-2,7.0099246139624399E-2,null,3.4905506408153972E-2,1.9768594893659067E-2,0,0,2.4529228482808298E-5,9.8493334874066862E-3,6.4547964017702533E-2]
[2004,3,14,15,null,null,4.2619717846924955E-2,1.6076359241199378E-2,0,0,5.7942244623656132E-5,9.8057829387338345E-3,6.8559802271481826E-2,null,3.4494045147280404E-2,1.9591509689234163E-2,0,0,2.4529228482808298E-5,9.0333617377075393E-3,6.3143445802704923E-2]
[2004,3,14,16,null,null,4.4939640610757989E-2,1.5573961562272856E-2,0,0,5.7942244623656132E-5,6.2092617177210612E-3,6.6780806135375556E-2,null,3.6371662470822443E-2,1.8979261054648203E-2,0,0,2.4529228482808298E-5,5.7201457110283814E-3,6.1095598464981846E-2]
[2004,3,14,17,null,null,4.5949115582278113E-2,1.5606743253578441E-2,0,0,5.7942244623656132E-5,7.717315702279787E-3,6.9331116782759994E-2,null,3.718867574546985E-2,1.9019210573889906E-2,0,0,2.4529228482808298E-5,7.1094072567534829E-3,6.3341822804596049E-2]
[2004,3,14,18,null,null,4.8034505650911274E-2,1.4901184843891314E-2,0,0,5.7942244623656132E-5,6.7191521010967776E-3,6.9712784840523026E-2,null,3.8876475262010116E-2,1.8159379426033899E-2,0,0,2.4529228482808298E-5,6.1898710056213268E-3,6.3250254922148155E-2]
[2004,3,14,19,null,null,5.0409568482403404E-2,1.427217188573162E-2,1.1894051613100009E-3,1.5899935316525914E-6,5.7942244623656132E-5,6.1024598129720093E-3,7.2033137580572351E-2,null,4.0798719910164871E-2,1.7392830652176065E-2,6.7204973884857052E-4,2.1133288641449577E-6,2.4529228482808298E-5,5.6217568066540668E-3,6.4511999665190528E-2]
[2004,3,14,20,null,null,5.334200947325371E-2,1.443562165389066E-2,1.1894051613100009E-3,1.5899935316525914E-6,5.7942244623656132E-5,7.7271220075692867E-3,7.6753690534178964E-2,null,4.3172075648779278E-2,1.759201926624886E-2,6.7204973884857052E-4,2.1133288641449577E-6,2.4529228482808298E-5,7.1184410996953376E-3,6.8581228310919007E-2]
[2004,3,14,21,null,null,5.0215170444633014E-2,1.4488328411980589E-2,1.1894051613100009E-3,1.5899935316525914E-6,5.7942244623656132E-5,6.7721826410514158E-3,7.2724618897130333E-2,null,4.0641384877692845E-2,1.7656250535674631E-2,6.7204973884857052E-4,2.1133288641449577E-6,2.4529228482808298E-5,6.2387242235182813E-3,6.5235051933081295E-2]
[2004,3,14,22,null,null,4.8043838783498528E-2,1.4358911188199474E-2,1.1894051613100009E-3,1.5899935316525914E-6,5.7942244623656132E-5,7.7075411568597674E-3,7.1359228528023094E-2,null,3.8884028983927905E-2,1.7498535797180623E-2,6.7204973884857052E-4,2.1133288641449577E-6,2.4529228482808298E-5,7.100402671892451E-3,6.4181659749196512E-2]
[2004,3,14,23,null,null,3.9573450250898277E-2,1.5165783701241562E-2,1.1894051613100009E-3,1.5899935316525914E-6,5.7942244623656132E-5,1.0455684442657685E-2,6.6443855794262832E-2,null,3.2028564442658065E-2,1.8481833720551826E-2,6.7204973884857052E-4,2.1133288641449577E-6,2.4529228482808298E-5,9.6320691958987729E-3,6.0841159655304192E-2]
[2004,3,14,24,null,null,3.4208619770139261E-2,1.5212164011574658E-2,1.1894051613100009E-3,1.5899935316525914E-6,5.7942244623656132E-5,1.2157068041689267E-2,6.2826789222868495E-2,null,2.7686567025512816E-2,1.8538355242971646E-2,6.7204973884857052E-4,2.1133288641449577E-6,2.4529228482808298E-5,1.1199431394377089E-2,5.8123045959057075E-2]
[2004,3,15,1,null,null,2.2822197908470201E-2,1.3832229903717E-2,1.1894051613100009E-3,1.5899935316525914E-6,5.7942244623656132E-5,8.5180442023775546E-3,4.6421409414030064E-2,null,1.8471026200651833E-2,1.6856693864360835E-2,6.7204973884857052E-4,2.1133288641449577E-6,2.4529228482808298E-5,7.8470607659396757E-3,4.3873473127147872E-2]
[2004,3,15,2,null,null,2.1800247032599866E-2,1.3752116117655783E-2,1.1894051613100009E-3,1.5899935316525914E-6,5.7942244623656132E-5,9.1889977958922384E-3,4.599029834561319E-2,null,1.7643915618240566E-2,1.6759062927386173E-2,6.7204973884857052E-4,2.1133288641449577E-6,2.4529228482808298E-5,8.4651619983758426E-3,4.3566832840198105E-2]
[2004,3,15,3,null,null,2.1647187765176271E-2,1.403072929242581E-2,1.1894051613100009E-3,1.5899935316525914E-6,5.7942244623656132E-5,9.2236922616802889E-3,4.6150546718747673E-2,null,1.7520037902773709E-2,1.7098595817337196E-2,6.7204973884857052E-4,2.1133288641449577E-6,2.4529228482808298E-5,8.4971235114664496E-3,4.3814449527772879E-2]
[2004,3,15,4,null,null,2.2413693910732117E-2,1.4178103320530157E-2,1.1894051613100009E-3,1.5899935316525914E-6,5.7942244623656132E-5,9.2245127088359628E-3,4.7065247339563548E-2,null,1.8140405632223116E-2,1.7278193676294493E-2,6.7204973884857052E-4,2.1133288641449577E-6,2.4529228482808298E-5,8.4978793303531388E-3,4.4615170935066277E-2]
[2004,3,15,5,null,null,2.3022657930092366E-2,1.4318284876119027E-2,1.1894051613100009E-3,1.5899935316525914E-6,5.7942244623656132E-5,9.2922176840653931E-3,4.7882097889742091E-2,null,1.863326746796606E-2,1.7449026404237837E-2,6.7204973884857052E-4,2.1133288641449577E-6,2.4529228482808298E-5,8.5602510488085905E-3,4.5341237217208008E-2]
[2004,3,15,6,null,null,2.7339332880659494E-2,1.5010704922644797E-2,1.1894051613100009E-3,1.5899935316525914E-6,5.7942244623656132E-5,8.3234002181782705E-3,5.1922375420947867E-2,null,2.2126945703138612E-2,1.8292846441287317E-2,6.7204973884857052E-4,2.1133288641449577E-6,2.4529228482808298E-5,7.6677492790011535E-3,4.878623371962261E-2]
[2004,3,15,7,null,null,3.5766986213040836E-2,1.631312692874461E-2,0,0,5.7942244623656132E-5,7.5954402804436078E-3,5.9733495666852703E-2,null,2.8947822734208976E-2,1.9880047434319655E-2,0,0,2.4529228482808298E-5,6.997132206483599E-3,5.584953160349504E-2]
[2004,3,15,8,null,null,3.9064594508437162E-2,1.8362383912350431E-2,0,0,5.7942244623656132E-5,1.0170308584750211E-2,6.7655229250161458E-2,null,3.1616724715868953E-2,2.2377381404510843E-2,0,0,2.4529228482808298E-5,9.3691729670312279E-3,6.3387808315893829E-2]
[2004,3,15,9,null,null,3.9604490598843897E-2,1.9403370883708214E-2,0,0,5.7942244623656132E-5,1.1142080353422205E-2,7.0207884080597971E-2,null,3.2053686785496402E-2,2.3645983706172335E-2,0,0,2.4529228482808298E-5,1.0264396323264266E-2,6.5988596043415823E-2]
[2004,3,15,10,null,null,3.7078085286671426E-2,2.055150144670503E-2,0,0,5.7942244623656132E-5,1.1941748588001287E-2,6.9629277566001388E-2,null,3.000895389422284E-2,2.5045156909008767E-2,0,0,2.4529228482808298E-5,1.1001073086174496E-2,6.6079713117888919E-2]
[2004,3,15,11,null,null,3.649435871425797E-2,2.0716845716846708E-2,0,0,5.7942244623656132E-5,1.1183076746933888E-2,6.8452223422662217E-2,null,2.9536517853824471E-2,2.5246654264345195E-2,0,0,2.4529228482808298E-5,1.0302163348584557E-2,6.5109864695237038E-2]
[2004,3,15,12,null,null,3.4602157745442362E-2,2.096690461291539E-2,0,0,5.7942244623656132E-5,1.0946180080458575E-2,6.6573184683439979E-2,null,2.8005074922163614E-2,2.5551389385755886E-2,0,0,2.4529228482808298E-5,1.0083927507948575E-2,6.3664921044350883E-2]
[2004,3,15,13,null,null,3.4508526544064416E-2,2.0861641958332219E-2,0,0,5.7942244623656132E-5,1.0116919484180285E-2,6.5545030231200577E-2,null,2.7929295000317933E-2,2.5423110694900577E-2,0,0,2.4529228482808298E-5,9.3199894330582359E-3,6.2696924356759554E-2]
[2004,3,15,14,null,null,3.201796153069409E-2,2.0769036637246597E-2,0,0,5.7942244623656132E-5,1.0724629379924333E-2,6.3569569792488678E-2,null,2.5913569266938129E-2,2.5310256906421275E-2,0,0,2.4529228482808298E-5,9.8798288007191093E-3,6.1128184202561324E-2]
[2004,3,15,15,null,null,3.1564239944966439E-2,2.0170684748739072E-2,0,0,5.7942244623656132E-5,8.7815848266674951E-3,6.0574451764996658E-2,null,2.5546352080785067E-2,2.4581073349038154E-2,0,0,2.4529228482808298E-5,8.0898417663622397E-3,5.8241796424668271E-2]
[2004,3,15,16,null,null,3.3823145537524177E-2,1.9475820510169082E-2,0,0,5.7942244623656132E-5,7.9209406838067434E-3,6.127784897612365E-2,null,2.7374585476721374E-2,2.3734274689068011E-2,0,0,2.4529228482808298E-5,7.2969922898364738E-3,5.8430381684108676E-2]
[2004,3,15,17,null,null,3.5824269001216831E-2,1.9069576757397781E-2,0,0,5.7942244623656132E-5,7.9540869936671667E-3,6.2905874996905434E-2,null,{"$f":"G1795*X$5","v":2.89941842584359E-2},{"$f":"H1795*Y$5","v":2.3239204362559433E-2},{"$f":"I1795*Z$5","v":0},{"$f":"J1795*AA$5","v":0},{"$f":"K1795*AB$5","v":2.4529228482808298E-5},{"$f":"L1795*AC$5","v":7.3275275983488205E-3},{"$f":"SUM(O1795:T1795)","v":5.9585445447826964E-2}]
[2004,3,15,18,null,null,3.8474605322773289E-2,1.8506366602383983E-2,0,0,5.7942244623656132E-5,5.4741361124034885E-3,6.2513050282184415E-2,null,3.1139220062276672E-2,2.2552846397831301E-2,0,0,2.4529228482808298E-5,5.0429274249439941E-3,5.875952311353478E-2]
[2004,3,15,19,null,null,3.6959303745523336E-2,1.8054557761050975E-2,1.1894051613100009E-3,1.5899935316525914E-6,5.7942244623656132E-5,5.5964926473523165E-3,6.1859291553391933E-2,null,2.9912818676769228E-2,2.2002248021678262E-2,6.7204973884857052E-4,2.1133288641449577E-6,2.4529228482808298E-5,5.1556456900811115E-3,5.7769404684724128E-2]
[2004,3,15,20,null,null,3.9646022148358911E-2,1.7956367015439366E-2,1.1894051613100009E-3,1.5899935316525914E-6,5.7942244623656132E-5,5.8399867648863783E-3,6.4691313328149966E-2,null,3.208730012731046E-2,2.1882587536665398E-2,6.7204973884857052E-4,2.1133288641449577E-6,2.4529228482808298E-5,5.3799592873157113E-3,6.0048539247487091E-2]
[2004,3,15,21,null,null,4.1053861080630062E-2,1.7195378230317301E-2,1.1894051613100009E-3,1.5899935316525914E-6,5.7942244623656132E-5,4.4911594074341036E-3,6.3989336117846768E-2,null,3.3226727184624119E-2,2.0955205973872876E-2,6.7204973884857052E-4,2.1133288641449577E-6,2.4529228482808298E-5,4.1373817677325727E-3,5.9018007222425097E-2]
[2004,3,15,22,null,null,3.4618129416604949E-2,1.6657821121557611E-2,1.1894051613100009E-3,1.5899935316525914E-6,5.7942244623656132E-5,4.9920509439835446E-3,5.7516938881611405E-2,null,2.8018001510465736E-2,2.0300110180927877E-2,6.7204973884857052E-4,2.1133288641449577E-6,2.4529228482808298E-5,4.5988170727232734E-3,5.361562106031241E-2]
[2004,3,15,23,null,null,3.176521183531935E-2,1.6205053268996565E-2,1.1894051613100009E-3,1.5899935316525914E-6,5.7942244623656132E-5,6.7675633819177005E-3,5.5986765885698925E-2,null,2.5709007626372349E-2,1.9748343102490677E-2,6.7204973884857052E-4,2.1133288641449577E-6,2.4529228482808298E-5,6.2344688326967856E-3,5.239051185775534E-2]
[2004,3,15,24,null,null,2.4987249184808658E-2,1.589789857165572E-2,1.1894051613100009E-3,1.5899935316525914E-6,5.7942244623656132E-5,7.8936581048215278E-3,5.0027743260751212E-2,null,2.022329909791561E-2,1.9374027989301029E-2,6.7204973884857052E-4,2.1133288641449577E-6,2.4529228482808298E-5,7.2718588143505418E-3,4.756787819776271E-2]
[2004,3,16,1,null,null,2.6131037252469728E-2,1.6217842006169644E-2,1.1894051613100009E-3,1.5899935316525914E-6,5.7942244623656132E-5,1.0036403729617258E-2,5.3634220387721934E-2,null,2.114901797260469E-2,1.9763928140401333E-2,6.7204973884857052E-4,2.1133288641449577E-6,2.4529228482808298E-5,9.2458160660668798E-3,5.0857454475268432E-2]
[2004,3,16,2,null,null,2.5641973497308391E-2,1.5539253940946116E-2,1.1894051613100009E-3,1.5899935316525914E-6,5.7942244623656132E-5,1.0167441654574807E-2,5.2597606492294613E-2,null,2.0753196786950107E-2,1.8936964494257184E-2,6.7204973884857052E-4,2.1133288641449577E-6,2.4529228482808298E-5,9.3665318706993E-3,4.9755385448102124E-2]
[2004,3,16,3,null,null,2.5760793780636265E-2,1.5343428106244332E-2,1.1894051613100009E-3,1.5899935316525914E-6,5.7942244623656132E-5,1.0564741587329129E-2,5.2917900873675025E-2,null,2.0849363360183771E-2,1.8698320676935016E-2,6.7204973884857052E-4,2.1133288641449577E-6,2.4529228482808298E-5,9.7325356904208165E-3,4.9978912023735132E-2]
[2004,3,16,4,null,null,2.655403907680521E-2,1.5014153333225016E-2,1.1894051613100009E-3,1.5899935316525914E-6,5.7942244623656132E-5,1.0414750282395477E-2,5.3231880091891004E-2,null,2.1491372280965343E-2,1.8297048858531246E-2,6.7204973884857052E-4,2.1133288641449577E-6,2.4529228482808298E-5,9.5943595015900007E-3,5.0081472937282115E-2]
[2004,3,16,5,null,null,2.7884410007310057E-2,1.5274131143428449E-2,1.1894051613100009E-3,1.5899935316525914E-6,5.7942244623656132E-5,1.0133977606569118E-2,5.454145615677293E-2,null,2.2568101017281333E-2,1.8613871698278044E-2,6.7204973884857052E-4,2.1133288641449577E-6,2.4529228482808298E-5,9.3357038529130482E-3,5.1216368864667947E-2]
[2004,3,16,6,null,null,3.0882229540728494E-2,1.603663015307771E-2,1.1894051613100009E-3,1.5899935316525914E-6,5.7942244623656132E-5,1.0346567796954705E-2,5.8514364890226211E-2,null,2.4994370536486881E-2,1.9543093701310393E-2,6.7204973884857052E-4,2.1133288641449577E-6,2.4529228482808298E-5,9.5315478873608563E-3,5.4767704421353661E-2]
[2004,3,16,7,null,null,3.8313856774259844E-2,1.7692329732396029E-2,0,0,5.7942244623656132E-5,1.0306107090425268E-2,6.6370235841704789E-2,null,3.100911906748131E-2,2.1560817606580365E-2,0,0,2.4529228482808298E-5,9.4942743518841664E-3,6.2088740254428655E-2]
[2004,3,16,8,null,null,4.1431161408024587E-2,1.9970410265771104E-2,0,0,5.7942244623656132E-5,1.3413499754921288E-2,7.4873013673340622E-2,null,3.3532093226088175E-2,2.4337008171425183E-2,0,0,2.4529228482808298E-5,1.235689146006135E-2,7.0250522086057518E-2]
[2004,3,16,9,null,null,4.0223498483241957E-2,2.1461274345538333E-2,0,0,5.7942244623656132E-5,1.4914794038817299E-2,7.6657509112221245E-2,null,3.2554677570739009E-2,2.615385473636371E-2,0,0,2.4529228482808298E-5,1.3739925780310787E-2,7.2472987315896312E-2]
[2004,3,16,10,null,null,3.8334988947397647E-2,2.2063819869204717E-2,0,0,5.7942244623656132E-5,1.5375567704022718E-2,7.5832318765248735E-2,null,3.1026222280996087E-2,2.6888148881449879E-2,0,0,2.4529228482808298E-5,1.4164403379194631E-2,7.2103303770123403E-2]
[2004,3,16,11,null,null,3.7778364469866245E-2,2.2188428063152188E-2,0,0,5.7942244623656132E-5,1.3963134873167249E-2,7.3987869650809335E-2,null,3.0575721178970727E-2,2.7040003079434181E-2,0,0,2.4529228482808298E-5,1.2863230716996252E-2,7.050348420388397E-2]
[2004,3,16,12,null,null,3.728992368225427E-2,2.207287537598223E-2,0,0,5.7942244623656132E-5,1.3839757544550503E-2,7.3260498847410649E-2,null,3.0180404188835462E-2,2.6899184405483077E-2,0,0,2.4529228482808298E-5,1.274957206815704E-2,6.9853689890958387E-2]
[2004,3,16,13,null,null,3.5860787575953457E-2,2.172017697894877E-2,0,0,5.7942244623656132E-5,1.2221425678607961E-2,6.9860332478133835E-2,null,2.9023740375400443E-2,2.6469367308266798E-2,0,0,2.4529228482808298E-5,1.1258719451078217E-2,6.6776356363228262E-2]
[2004,3,16,14,null,null,3.3759996011567282E-2,2.1770503448525699E-2,0,0,5.7942244623656132E-5,1.3112214407150028E-2,6.8700656111866668E-2,null,2.7323475739035871E-2,2.6530697831026864E-2,0,0,2.4529228482808298E-5,1.2079338963774885E-2,6.5958041762320438E-2]
[2004,3,16,15,null,null,3.2994858662591157E-2,2.1483025444534717E-2,0,0,5.7942244623656132E-5,1.2908896146605486E-2,6.7444722498355009E-2,null,2.6704215837920472E-2,2.6180361786893352E-2,0,0,2.4529228482808298E-5,1.1892036490646974E-2,6.4801143343943615E-2]
[2004,3,16,16,null,null,3.5847442694099313E-2,2.0833103835994411E-2,0,0,5.7942244623656132E-5,1.1349977606120725E-2,6.8088466380838097E-2,null,2.9012939765250576E-2,2.5388332615367441E-2,0,0,2.4529228482808298E-5,1.045591709214474E-2,6.4881718701245567E-2]
[2004,3,16,17,null,null,3.815708668771365E-2,2.0416448335351906E-2,0,0,5.7942244623656132E-5,1.0585111327961553E-2,6.921658859565076E-2,null,3.0882238020016616E-2,2.488057397701909E-2,0,0,2.4529228482808298E-5,9.7513008657041812E-3,6.5538642091222704E-2]
[2004,3,16,18,null,null,4.0110295713652766E-2,2.0051131940776946E-2,0,0,5.7942244623656132E-5,1.0802232261112512E-2,7.102160216016587E-2,null,3.2463057502792256E-2,2.4435379914322996E-2,0,0,2.4529228482808298E-5,9.951318747217117E-3,6.6874285392815189E-2]
[2004,3,16,19,null,null,4.2426914492405689E-2,1.9286609164913437E-2,1.1894051613100009E-3,1.5899935316525914E-6,5.7942244623656132E-5,8.7439059736018065E-3,7.1706367030386242E-2,null,3.4338000763335368E-2,2.3503691641732945E-2,6.7204973884857052E-4,2.1133288641449577E-6,2.4529228482808298E-5,8.0551309521691358E-3,6.6595515653432968E-2]
[2004,3,16,20,null,null,4.4747255077094643E-2,1.8830546416118314E-2,1.1894051613100009E-3,1.5899935316525914E-6,5.7942244623656132E-5,7.7647647746594117E-3,7.2591503667337687E-2,null,3.6215956247996145E-2,2.2947909226830165E-2,6.7204973884857052E-4,2.1133288641449577E-6,2.4529228482808298E-5,7.1531186704775927E-3,6.701567644149943E-2]
[2004,3,16,21,null,null,4.4114119286781224E-2,1.8106119846246591E-2,1.1894051613100009E-3,1.5899935316525914E-6,5.7942244623656132E-5,6.959169076837711E-3,7.0428345609330839E-2,null,3.5703531116185808E-2,2.206508433160086E-2,6.7204973884857052E-4,2.1133288641449577E-6,2.4529228482808298E-5,6.4109813625000183E-3,6.4878289106482204E-2]
[2004,3,16,22,null,null,3.9264794272368994E-2,1.7292992997262592E-2,1.1894051613100009E-3,1.5899935316525914E-6,5.7942244623656132E-5,6.1936479669418964E-3,6.4000372636038791E-2,null,3.1778755344986268E-2,2.1074164540531425E-2,6.7204973884857052E-4,2.1133288641449577E-6,2.4529228482808298E-5,5.7057618867328765E-3,5.9257374068446098E-2]
[2004,3,16,23,null,null,3.7618377446886606E-2,1.6571043154016234E-2,1.1894051613100009E-3,1.5899935316525914E-6,5.7942244623656132E-5,6.602394788672937E-3,6.2040752789041087E-2,null,3.0446236520872812E-2,2.0194357916600392E-2,6.7204973884857052E-4,2.1133288641449577E-6,2.4529228482808298E-5,6.0823109010139861E-3,5.7421597634682721E-2]
[2004,3,16,24,null,null,3.0931460435524614E-2,1.6364399429601575E-2,1.1894051613100009E-3,1.5899935316525914E-6,5.7942244623656132E-5,7.7354001713693943E-3,5.6280197435960889E-2,null,2.503421530302986E-2,1.9942530841306247E-2,6.7204973884857052E-4,2.1133288641449577E-6,2.4529228482808298E-5,7.1260671759197031E-3,5.280150561645134E-2]
[2004,3,17,1,null,null,2.7531508617831831E-2,1.625880660675803E-2,1.1894051613100009E-3,1.5899935316525914E-6,5.7942244623656132E-5,1.024484870004028E-2,5.5284101324095447E-2,null,2.2282482128275053E-2,1.9813849789781141E-2,6.7204973884857052E-4,2.1133288641449577E-6,2.4529228482808298E-5,9.437841407847496E-3,5.2232865622099216E-2]
[2004,3,17,2,null,null,2.6992352498329941E-2,1.5759631538150132E-2,1.1894051613100009E-3,1.5899935316525914E-6,5.7942244623656132E-5,1.0214680967289851E-2,5.4215602403235232E-2,null,2.1846118950219134E-2,1.9205528400184836E-2,6.7204973884857052E-4,2.1133288641449577E-6,2.4529228482808298E-5,9.4100500479485684E-3,5.1160389694548059E-2]
[2004,3,17,3,null,null,2.7214611750237046E-2,1.5409101103130518E-2,1.1894051613100009E-3,1.5899935316525914E-6,5.7942244623656132E-5,1.067309988007894E-2,5.4545750132911811E-2,null,2.2026003310252212E-2,1.8778353297226272E-2,6.7204973884857052E-4,2.1133288641449577E-6,2.4529228482808298E-5,9.8323583829896012E-3,5.1335407286663609E-2]
[2004,3,17,4,null,null,2.8065159224843657E-2,1.5060103604403977E-2,1.1894051613100009E-3,1.5899935316525914E-6,5.7942244623656132E-5,1.0495187491402333E-2,5.4869387720115272E-2,null,2.2714389448667313E-2,1.8353046312278017E-2,6.7204973884857052E-4,2.1133288641449577E-6,2.4529228482808298E-5,9.6684605102162792E-3,5.1434588567357137E-2]
[2004,3,17,5,null,null,2.9499320262015204E-2,1.5275343201942728E-2,1.1894051613100009E-3,1.5899935316525914E-6,5.7942244623656132E-5,1.0195647320811798E-2,5.6219248184235036E-2,null,2.3875120163552491E-2,1.8615348777495429E-2,6.7204973884857052E-4,2.1133288641449577E-6,2.4529228482808298E-5,9.3925157200016665E-3,5.2581676957245117E-2]
[2004,3,17,6,null,null,3.2567246119515322E-2,1.6166259450056945E-2,1.1894051613100009E-3,1.5899935316525914E-6,5.7942244623656132E-5,1.0331927570177054E-2,6.031437053921463E-2,null,2.6358129868525312E-2,1.9701066883526235E-2,6.7204973884857052E-4,2.1133288641449577E-6,2.4529228482808298E-5,9.5180609006275292E-3,5.6275949948874596E-2]
[2004,3,17,7,null,null,4.0379616530106847E-2,1.783079587981665E-2,0,0,5.7942244623656132E-5,1.0143546456233884E-2,6.8411901110781034E-2,null,3.2681030893306845E-2,2.1729559846544122E-2,0,0,2.4529228482808298E-5,9.3445189450862727E-3,6.3779638913420048E-2]
[2004,3,17,8,null,null,4.350867933940817E-2,2.0191802133549371E-2,0,0,5.7942244623656132E-5,1.3417813074220537E-2,7.7176236791801731E-2,null,3.5213521469625933E-2,2.4606808121626592E-2,0,0,2.4529228482808298E-5,1.2360865010543122E-2,7.2205723830278457E-2]
[2004,3,17,9,null,null,4.2254607918226855E-2,2.1538406728199486E-2,0,0,5.7942244623656132E-5,1.516467284720925E-2,7.9015629738259249E-2,null,3.4198545341076469E-2,2.6247852375977723E-2,0,0,2.4529228482808298E-5,1.3970121133491149E-2,7.4441048079028155E-2]
[2004,3,17,10,null,null,4.0150855895673979E-2,2.2486388649408752E-2,0,0,5.7942244623656132E-5,1.5469865901692789E-2,7.8165052691399187E-2,null,3.2495884673418927E-2,2.7403113757982309E-2,0,0,2.4529228482808298E-5,1.4251273518589904E-2,7.4174801178473956E-2]
[2004,3,17,11,null,null,3.9615101519327192E-2,2.2472649118169517E-2,0,0,5.7942244623656132E-5,1.4118172700757813E-2,7.6263865582878176E-2,null,3.2062274678347304E-2,2.7386370031659672E-2,0,0,2.4529228482808298E-5,1.3006055903766574E-2,7.2479229842256368E-2]
[2004,3,17,12,null,null,3.9047723390047293E-2,2.2376208455384902E-2,0,0,5.7942244623656132E-5,1.4032254199332633E-2,7.5514128289388485E-2,null,3.1603070164670018E-2,2.7268842291016823E-2,0,0,2.4529228482808298E-5,1.2926905375126013E-2,7.1823347059295661E-2]
[2004,3,17,13,null,null,3.7522366230923247E-2,2.2106961633241547E-2,0,0,5.7942244623656132E-5,1.2322096244400798E-2,7.2009366353189247E-2,null,3.0368530346702907E-2,2.6940723738446862E-2,0,0,2.4529228482808298E-5,1.1351459994370705E-2,6.8685243308003283E-2]
[2004,3,17,14,null,null,3.5479588833516609E-2,2.1853953974093784E-2,0,0,5.7942244623656132E-5,1.3422525198315763E-2,7.0814010250549814E-2,null,2.8715219172164654E-2,2.6632395096913342E-2,0,0,2.4529228482808298E-5,1.2365205951166741E-2,6.7737349448727557E-2]
[2004,3,17,15,null,null,3.4630472731097678E-2,2.1610241142042259E-2,0,0,5.7942244623656132E-5,1.3220789012812604E-2,6.9519445130576188E-2,null,2.8027991507323727E-2,2.6335393627930748E-2,0,0,2.4529228482808298E-5,1.2179360929854183E-2,6.6567275293591466E-2]
[2004,3,17,16,null,null,3.7516130720715579E-2,2.107470492518768E-2,0,0,5.7942244623656132E-5,1.1534215308779043E-2,7.0182993199305946E-2,null,3.0363483669214517E-2,2.5682760601756872E-2,0,0,2.4529228482808298E-5,1.0625642021223344E-2,6.6696415520677552E-2]
[2004,3,17,17,null,null,3.9994615625026493E-2,2.0449972541700369E-2,0,0,5.7942244623656132E-5,1.0843287380736978E-2,7.1345817792087499E-2,null,3.2369432429673571E-2,2.4921428364734974E-2,0,0,2.4529228482808298E-5,9.9891398726764322E-3,6.7304529895567788E-2]
[2004,3,17,18,null,null,4.1960574660998382E-2,2.0307454741524712E-2,0,0,5.7942244623656132E-5,1.0880380559974192E-2,7.3206352207120934E-2,null,3.3960571066209873E-2,2.4747748564405914E-2,0,0,2.4529228482808298E-5,1.0023311147743902E-2,6.8756160006842509E-2]
[2004,3,17,19,null,null,4.4425006953021866E-2,1.9454728311074924E-2,1.1894051613100009E-3,1.5899935316525914E-6,5.7942244623656132E-5,8.7835036562324935E-3,7.3912176319794604E-2,null,3.5955146418604124E-2,2.3708570609137933E-2,6.7204973884857052E-4,2.1133288641449577E-6,2.4529228482808298E-5,8.0916094458715598E-3,6.8454018769809138E-2]
[2004,3,17,20,null,null,4.6871181280485938E-2,1.8775672963154102E-2,1.1894051613100009E-3,1.5899935316525914E-6,5.7942244623656132E-5,7.9287632711926744E-3,7.4824554914298028E-2,null,3.7934944783124543E-2,2.2881037507350606E-2,6.7204973884857052E-4,2.1133288641449577E-6,2.4529228482808298E-5,7.3041986763150903E-3,6.8818873262985761E-2]
[2004,3,17,21,null,null,4.6148109281692731E-2,1.8101013859068583E-2,1.1894051613100009E-3,1.5899935316525914E-6,5.7942244623656132E-5,7.0967863329341116E-3,7.2594846873160729E-2,null,3.7349730252594596E-2,2.2058861903016737E-2,6.7204973884857052E-4,2.1133288641449577E-6,2.4529228482808298E-5,6.5377582311536139E-3,6.6645042682960468E-2]
[2004,3,17,22,null,null,4.1163639840922528E-2,1.7260292787468469E-2,1.1894051613100009E-3,1.5899935316525914E-6,5.7942244623656132E-5,6.2962692496684042E-3,6.5969139277524708E-2,null,3.3315576048601615E-2,2.103431431900989E-2,6.7204973884857052E-4,2.1133288641449577E-6,2.4529228482808298E-5,5.800299485071333E-3,6.0848882148878368E-2]
[2004,3,17,23,null,null,3.9506561377999815E-2,1.6595674062006162E-2,1.1894051613100009E-3,1.5899935316525914E-6,5.7942244623656132E-5,6.5980664728664817E-3,6.3949239312337758E-2,null,3.1974428284134042E-2,2.0224374456122761E-2,6.7204973884857052E-4,2.1133288641449577E-6,2.4529228482808298E-5,6.0783235353299775E-3,5.8975818571782308E-2]
[2004,3,17,24,null,null,3.2601326935679777E-2,1.6429464942177521E-2,1.1894051613100009E-3,1.5899935316525914E-6,5.7942244623656132E-5,7.7317490174092949E-3,5.8011478294731897E-2,null,2.6385712998372748E-2,2.0021823148783417E-2,6.7204973884857052E-4,2.1133288641449577E-6,2.4529228482808298E-5,7.1227036306844363E-3,5.4228932074036125E-2]
[2004,3,18,1,null,null,2.1375447883780214E-2,1.5715123893772043E-2,1.1894051613100009E-3,1.5899935316525914E-6,5.7942244623656132E-5,1.0026028091666084E-2,4.8365537268683652E-2,null,1.7300106654733582E-2,1.9151289008479552E-2,6.7204973884857052E-4,2.1133288641449577E-6,2.4529228482808298E-5,9.2362577379396862E-3,4.6386345697348348E-2]
[2004,3,18,2,null,null,1.9811867000998424E-2,1.5379254401724048E-2,1.1894051613100009E-3,1.5899935316525914E-6,5.7942244623656132E-5,1.0990695961630053E-2,4.7430754763817834E-2,null,1.6034630666464197E-2,1.8741980513374938E-2,6.7204973884857052E-4,2.1133288641449577E-6,2.4529228482808298E-5,1.0124936783822541E-2,4.5600240259857205E-2]
[2004,3,18,3,null,null,1.9872902975287807E-2,1.5142190841696115E-2,1.1894051613100009E-3,1.5899935316525914E-6,5.7942244623656132E-5,1.1455556835600898E-2,4.7719588052050128E-2,null,1.6084029812190783E-2,1.8453082202285375E-2,6.7204973884857052E-4,2.1133288641449577E-6,2.4529228482808298E-5,1.0553179633834855E-2,4.5788983944506541E-2]
[2004,3,18,4,null,null,2.090516268423909E-2,1.4882878382128971E-2,1.1894051613100009E-3,1.5899935316525914E-6,5.7942244623656132E-5,1.0965744653390098E-2,4.8002723119223469E-2,null,1.691948379459797E-2,1.8137070194347075E-2,6.7204973884857052E-4,2.1133288641449577E-6,2.4529228482808298E-5,1.0101950940206706E-2,4.5857197225347271E-2]
[2004,3,18,5,null,null,2.1744262146836873E-2,1.5156424285465124E-2,1.1894051613100009E-3,1.5899935316525914E-6,5.7942244623656132E-5,1.1034030367857318E-2,4.9183654199624616E-2,null,1.7598604544525578E-2,1.8470427836786815E-2,6.7204973884857052E-4,2.1133288641449577E-6,2.4529228482808298E-5,1.0164857651904717E-2,4.6932582329412637E-2]
[2004,3,18,6,null,null,2.5585013041933741E-2,1.5798472343638154E-2,1.1894051613100009E-3,1.5899935316525914E-6,5.7942244623656132E-5,1.0133865427864265E-2,5.2766288212901462E-2,null,2.0707096141085683E-2,1.9252861879465778E-2,6.7204973884857052E-4,2.1133288641449577E-6,2.4529228482808298E-5,9.3356005107499054E-3,4.9994250827496894E-2]
[2004,3,18,7,null,null,3.4086262826790885E-2,1.7083405162923018E-2,0,0,5.7942244623656132E-5,8.6228365821951238E-3,5.9850446816532676E-2,null,2.7587538075037336E-2,2.081874961569655E-2,0,0,2.4529228482808298E-5,7.9435984396942182E-3,5.6374415358910912E-2]
[2004,3,18,8,null,null,3.6302479861084674E-2,1.9599639091238259E-2,0,0,5.7942244623656132E-5,1.1557905574136869E-2,6.7517966771083446E-2,null,2.9381221710195832E-2,2.3885166622641341E-2,0,0,2.4529228482808298E-5,1.0647466156835624E-2,6.3938383718155606E-2]
[2004,3,18,9,null,null,3.5864559252548812E-2,2.052521824504918E-2,0,0,5.7942244623656132E-5,1.2679449176032186E-2,6.9127168918253837E-2,null,{"$f":"G1859*X$5","v":2.9026792962074725E-2},{"$f":"H1859*Y$5","v":2.5013126796209033E-2},{"$f":"I1859*Z$5","v":0},{"$f":"J1859*AA$5","v":0},{"$f":"K1859*AB$5","v":2.4529228482808298E-5},{"$f":"L1859*AC$5","v":1.1680663518416224E-2},{"$f":"SUM(O1859:T1859)","v":6.5745112505182793E-2}]
[2004,3,18,10,null,null,3.2528528770967298E-2,2.1496815554820501E-2,0,0,5.7942244623656132E-5,1.4299749724733237E-2,6.8383036295144695E-2,null,2.6326794185506593E-2,2.6197167151542529E-2,0,0,2.4529228482808298E-5,1.3173329741161775E-2,6.5721820306693712E-2]
[2004,3,18,11,null,null,3.2036010071866211E-2,2.1553785456134362E-2,0,0,5.7942244623656132E-5,1.3072040331506822E-2,6.6719778104131044E-2,null,2.5928176759091637E-2,2.626659371491049E-2,0,0,2.4529228482808298E-5,1.2042329480694286E-2,6.4261629183179222E-2]
[2004,3,18,12,null,null,3.1819208200575266E-2,2.1375481970115667E-2,0,0,5.7942244623656132E-5,1.2811230863072676E-2,6.6063863278387258E-2,null,2.575270930144247E-2,2.6049303567212915E-2,0,0,2.4529228482808298E-5,1.1802064497499678E-2,6.3628606594637871E-2]
[2004,3,18,13,null,null,2.9741430287881978E-2,2.1416813814826477E-2,0,0,5.7942244623656132E-5,1.1781519964985152E-2,6.299770631231727E-2,null,2.4071070643395011E-2,2.6099672759887498E-2,0,0,2.4529228482808298E-5,1.0853465993351533E-2,6.1048738625116852E-2]
[2004,3,18,14,null,null,2.7990632537445066E-2,2.1447127008827976E-2,0,0,5.7942244623656132E-5,1.2456239892529121E-2,6.1951941683425812E-2,null,2.2654071665029293E-2,2.6136614036521205E-2,0,0,2.4529228482808298E-5,1.1475036878126952E-2,6.0290251808160264E-2]
[2004,3,18,15,null,null,2.7658156022994415E-2,2.0947750517260614E-2,0,0,5.7942244623656132E-5,1.2155538351065974E-2,6.0819387135944654E-2,null,2.2384983541521252E-2,2.5528047182152513E-2,0,0,2.4529228482808298E-5,1.1198022200554086E-2,5.913558215271067E-2]
[2004,3,18,16,null,null,3.0345178272236387E-2,2.0480111770753723E-2,0,0,5.7942244623656132E-5,1.0516661918815104E-2,6.1399894206428864E-2,null,2.4559710908558172E-2,2.495815763839487E-2,0,0,2.4529228482808298E-5,9.6882433538853386E-3,5.9230641129321193E-2]
[2004,3,18,17,null,null,3.2293540682046123E-2,1.9960550198006639E-2,0,0,5.7942244623656132E-5,1.0105166117156649E-2,6.2417199241833067E-2,null,2.6136607807984505E-2,2.432499216641772E-2,0,0,2.4529228482808298E-5,9.309161902342546E-3,5.9795291105227577E-2]
[2004,3,18,18,null,null,3.5747395105018016E-2,1.9274972120486927E-2,0,0,5.7942244623656132E-5,8.9645849185078681E-3,6.4044894388636461E-2,null,2.8931966773663869E-2,2.3489510118092211E-2,0,0,2.4529228482808298E-5,8.2584265737107553E-3,6.070443269394965E-2]
[2004,3,18,19,null,null,3.6535110584876886E-2,1.8759062912658116E-2,1.1894051613100009E-3,1.5899935316525914E-6,5.7942244623656132E-5,8.1192770537583704E-3,6.4662387950758682E-2,null,2.9569500166612504E-2,2.2860795613004477E-2,6.7204973884857052E-4,2.1133288641449577E-6,2.4529228482808298E-5,7.4797053058914854E-3,6.0608693381703993E-2]
[2004,3,18,20,null,null,3.7705442177592009E-2,1.844848708603947E-2,1.1894051613100009E-3,1.5899935316525914E-6,5.7942244623656132E-5,8.0577178325661625E-3,6.5460584495662957E-2,null,3.0516701904113371E-2,2.2482311329022581E-2,6.7204973884857052E-4,2.1133288641449577E-6,2.4529228482808298E-5,7.422995228094008E-3,6.112070075742549E-2]
[2004,3,18,21,null,null,3.8201060519811238E-2,1.7344667066604053E-2,1.1894051613100009E-3,1.5899935316525914E-6,5.7942244623656132E-5,6.7152514779641737E-3,6.3509916463844768E-2,null,3.0917828010431875E-2,2.1137137320312992E-2,6.7204973884857052E-4,2.1133288641449577E-6,2.4529228482808298E-5,6.1862776424009254E-3,5.8939935269341326E-2]
[2004,3,18,22,null,null,3.4027533251809558E-2,1.6498721497591264E-2,1.1894051613100009E-3,1.5899935316525914E-6,5.7942244623656132E-5,5.938196756563147E-3,5.7713388905429278E-2,null,2.7540005601496272E-2,2.0106222884822788E-2,6.7204973884857052E-4,2.1133288641449577E-6,2.4529228482808298E-5,5.4704330808533087E-3,5.3815353863367894E-2]
[2004,3,18,23,null,null,3.0347240978240351E-2,1.6373838574904931E-2,1.1894051613100009E-3,1.5899935316525914E-6,5.7942244623656132E-5,7.9762503520341456E-3,5.5946267304644734E-2,null,2.4561380348845925E-2,1.9954033887729521E-2,6.7204973884857052E-4,2.1133288641449577E-6,2.4529228482808298E-5,7.3479451044982293E-3,5.2562051637269201E-2]
[2004,3,18,24,null,null,2.3665658662322165E-2,1.6276233025002845E-2,1.1894051613100009E-3,1.5899935316525914E-6,5.7942244623656132E-5,9.5607615633875771E-3,5.0751590650177897E-2,null,1.9153676738785982E-2,1.9835086553451921E-2,6.7204973884857052E-4,2.1133288641449577E-6,2.4529228482808298E-5,8.8076411878236192E-3,4.8495096776257046E-2]
[2004,3,19,1,null,null,1.8184341296502458E-2,1.4812357315113144E-2,1.1894051613100009E-3,1.5899935316525914E-6,5.7942244623656132E-5,7.2451002095495183E-3,4.1490736220630431E-2,null,1.4717401272058582E-2,1.8051129456957044E-2,6.7204973884857052E-4,2.1133288641449577E-6,2.4529228482808298E-5,6.6743891260611947E-3,4.0141612151272349E-2]
[2004,3,19,2,null,null,1.6874211450049921E-2,1.4653238015570301E-2,1.1894051613100009E-3,1.5899935316525914E-6,5.7942244623656132E-5,8.1825600317708986E-3,4.0958946896856425E-2,null,1.3657054550978777E-2,1.7857218183143959E-2,6.7204973884857052E-4,2.1133288641449577E-6,2.4529228482808298E-5,7.5380033567251882E-3,3.975096838704345E-2]
[2004,3,19,3,null,null,1.6861225803581688E-2,1.4340836391585125E-2,1.1894051613100009E-3,1.5899935316525914E-6,5.7942244623656132E-5,7.972480944416941E-3,4.0423480539049067E-2,null,1.3646544686104715E-2,1.747650888501176E-2,6.7204973884857052E-4,2.1133288641449577E-6,2.4529228482808298E-5,7.3444726206837469E-3,3.9166218487995744E-2]
[2004,3,19,4,null,null,1.7423132720552431E-2,1.409682585378819E-2,1.1894051613100009E-3,1.5899935316525914E-6,5.7942244623656132E-5,8.3917599721107811E-3,4.1160655945916703E-2,null,1.4101321102789895E-2,1.7179144615913279E-2,6.7204973884857052E-4,2.1133288641449577E-6,2.4529228482808298E-5,7.7307241979271872E-3,3.9709882212825891E-2]
[2004,3,19,5,null,null,1.88980972638698E-2,1.4333772436590493E-2,1.1894051613100009E-3,1.5899935316525914E-6,5.7942244623656132E-5,9.079633005215481E-3,4.3560440105141082E-2,null,1.5295075921406038E-2,1.7467900372310267E-2,6.7204973884857052E-4,2.1133288641449577E-6,2.4529228482808298E-5,8.3644120917417304E-3,4.1826080681653569E-2]
[2004,3,19,6,null,null,2.2488171608874879E-2,1.5223129565340715E-2,1.1894051613100009E-3,1.5899935316525914E-6,5.7942244623656132E-5,8.9205486218195146E-3,4.7880787195500416E-2,null,1.8200683766663821E-2,1.855171845224262E-2,6.7204973884857052E-4,2.1133288641449577E-6,2.4529228482808298E-5,8.2178591044877129E-3,4.5668953619589676E-2]
[2004,3,19,7,null,null,2.8875442916153068E-2,1.6639365085622446E-2,0,0,5.7942244623656132E-5,8.0073727382322067E-3,5.358012298463137E-2,null,2.3370188305208744E-2,2.0277618670168276E-2,0,0,2.4529228482808298E-5,7.3766159178768522E-3,5.1048952121736685E-2]
[2004,3,19,8,null,null,3.0551724936718091E-2,1.8590970087506955E-2,0,0,5.7942244623656132E-5,9.7059550888726909E-3,5.8906592357721388E-2,null,2.4726878368353217E-2,2.2655948721787954E-2,0,0,2.4529228482808298E-5,8.9413975279215834E-3,5.6348753846545571E-2]
[2004,3,19,9,null,null,3.012775931562001E-2,1.9744454804146685E-2,0,0,5.7942244623656132E-5,1.0592598803346877E-2,6.0522755167737224E-2,null,2.4383744016136778E-2,2.4061646782112266E-2,0,0,2.4529228482808298E-5,9.7581985376270046E-3,5.8228118564358861E-2]
[2004,3,19,10,null,null,2.8158155850826642E-2,2.0603571643201632E-2,0,0,5.7942244623656132E-5,1.0980582707567705E-2,5.9800252446219629E-2,null,2.2789655780244712E-2,2.5108612430490843E-2,0,0,2.4529228482808298E-5,1.0115620171078681E-2,5.8038417610297044E-2]
[2004,3,19,11,null,null,2.7425542031144098E-2,2.0761366744113333E-2,0,0,5.7942244623656132E-5,9.9147913621951394E-3,5.8159642382076222E-2,null,2.2196718627014014E-2,2.5300909965152964E-2,0,0,2.4529228482808298E-5,9.1337833488869449E-3,5.665594116953674E-2]
[2004,3,19,12,null,null,2.747195777740407E-2,2.0736733079079476E-2,0,0,5.7942244623656132E-5,9.1057143443310454E-3,5.7372347445438246E-2,null,2.2234284967851525E-2,2.5270890065749663E-2,0,0,2.4529228482808298E-5,8.3884389514332757E-3,5.5918143213517277E-2]
[2004,3,19,13,null,null,2.5023867169601532E-2,2.119083288732361E-2,0,0,5.7942244623656132E-5,9.9908912967279322E-3,5.6263533598276724E-2,null,2.0252935671887882E-2,2.5824280336495479E-2,0,0,2.4529228482808298E-5,9.2038887388538309E-3,5.5305633975720005E-2]
[2004,3,19,14,null,null,2.405201936944679E-2,2.0671021103870157E-2,0,0,5.7942244623656132E-5,9.9849768492443671E-3,5.4765959567184969E-2,null,1.9466375751073167E-2,2.5190809944392781E-2,0,0,2.4529228482808298E-5,9.1984401842680804E-3,5.3880155108216844E-2]
[2004,3,19,15,null,null,2.3435150841652673E-2,1.9863306924693822E-2,0,0,5.7942244623656132E-5,8.3972976283468118E-3,5.1753697639316962E-2,null,1.8967116442879461E-2,2.4206486321733774E-2,0,0,2.4529228482808298E-5,7.7358256418681428E-3,5.0933957634964194E-2]
[2004,3,19,16,null,null,2.4840955256656257E-2,1.890643885124197E-2,0,0,5.7942244623656132E-5,7.244197452477133E-3,5.1049533804999013E-2,null,2.0104896874311353E-2,2.3040395800174106E-2,0,0,2.4529228482808298E-5,6.6735574809751183E-3,4.9843379383943384E-2]
[2004,3,19,17,null,null,2.7208061504646542E-2,1.8504491956042847E-2,0,0,5.7942244623656132E-5,6.4917641014455539E-3,5.2262259806758596E-2,null,2.2020701903332152E-2,2.2550561853712497E-2,0,0,2.4529228482808298E-5,5.9803948150410312E-3,5.0576187800568495E-2]
[2004,3,19,18,null,null,2.8789079461439087E-2,1.8232680845874125E-2,0,0,5.7942244623656132E-5,5.6006559162442415E-3,5.2680358468181109E-2,null,2.3300290496014446E-2,2.2219318322847313E-2,0,0,2.4529228482808298E-5,5.1594810099272756E-3,5.0703619057271845E-2]
[2004,3,19,19,null,null,2.9669137188900241E-2,1.754488882062016E-2,1.1894051613100009E-3,1.5899935316525914E-6,5.7942244623656132E-5,4.7308484500017105E-3,5.3193811858987423E-2,null,2.4012560602829532E-2,2.1381138239610024E-2,6.7204973884857052E-4,2.1133288641449577E-6,2.4529228482808298E-5,4.3581900233921212E-3,5.0450581162027205E-2]
[2004,3,19,20,null,null,3.1265323917821143E-2,1.743065667630278E-2,1.1894051613100009E-3,1.5899935316525914E-6,5.7942244623656132E-5,5.5313206680495238E-3,5.5476238661638755E-2,null,2.5304425961690885E-2,2.1241928849682946E-2,6.7204973884857052E-4,2.1133288641449577E-6,2.4529228482808298E-5,5.0956074383797607E-3,5.2340654545949113E-2]
[2004,3,19,21,null,null,3.1864071708640675E-2,1.6449508852876653E-2,1.1894051613100009E-3,1.5899935316525914E-6,5.7942244623656132E-5,4.3941376415392456E-3,5.3956655602521879E-2,null,2.5789019346436945E-2,2.0046249728507128E-2,6.7204973884857052E-4,2.1133288641449577E-6,2.4529228482808298E-5,4.048002601047429E-3,5.0581963972187033E-2]
[2004,3,19,22,null,null,2.8263925742687261E-2,1.5839335323011034E-2,1.1894051613100009E-3,1.5899935316525914E-6,5.7942244623656132E-5,4.3305668215236391E-3,4.9682765286687247E-2,null,2.2875260087578866E-2,1.9302659687806804E-2,6.7204973884857052E-4,2.1133288641449577E-6,2.4529228482808298E-5,3.9894393821028927E-3,4.6866051453684089E-2]
[2004,3,19,23,null,null,2.5603157179908034E-2,1.4761548468211904E-2,1.1894051613100009E-3,1.5899935316525914E-6,5.7942244623656132E-5,3.7279940964646176E-3,4.5341637144049866E-2,null,2.0721781004009732E-2,1.7989211083435416E-2,6.7204973884857052E-4,2.1133288641449577E-6,2.4529228482808298E-5,3.434332519882548E-3,4.284401690352322E-2]
[2004,3,19,24,null,null,2.0523325657984478E-2,1.4330638760607238E-2,1.1894051613100009E-3,1.5899935316525914E-6,5.7942244623656132E-5,6.1616806906324584E-3,4.2264582508689481E-2,null,1.6610445999701347E-2,1.7464081507449901E-2,6.7204973884857052E-4,2.1133288641449577E-6,2.4529228482808298E-5,5.676312736932536E-3,4.0449532540279311E-2]
[2004,3,20,1,null,null,2.5612744337754303E-2,1.4554825413990748E-2,1.1894051613100009E-3,1.5899935316525914E-6,5.7942244623656132E-5,1.0661631626400372E-2,5.2078138777610736E-2,null,2.072954031993883E-2,1.7737287332603654E-2,6.7204973884857052E-4,2.1133288641449577E-6,2.4529228482808298E-5,9.8217935066686E-3,4.8987313455406613E-2]
[2004,3,20,2,null,null,2.4271493982330694E-2,1.4007077183037434E-2,1.1894051613100009E-3,1.5899935316525914E-6,5.7942244623656132E-5,1.1452432398126959E-2,5.0979940962960393E-2,null,1.9644006378115093E-2,1.70697720940488E-2,6.7204973884857052E-4,2.1133288641449577E-6,2.4529228482808298E-5,1.0550301314571083E-2,4.7962772082930503E-2]
[2004,3,20,3,null,null,2.4383419216490156E-2,1.3513777747864537E-2,1.1894051613100009E-3,1.5899935316525914E-6,5.7942244623656132E-5,1.1466357259751168E-2,5.0612491623571169E-2,null,1.9734592479461022E-2,1.6468611065056857E-2,6.7204973884857052E-4,2.1133288641449577E-6,2.4529228482808298E-5,1.0563129286899751E-2,4.7465025127613157E-2]
[2004,3,20,4,null,null,2.5042620657060619E-2,1.3280292557012867E-2,1.1894051613100009E-3,1.5899935316525914E-6,5.7942244623656132E-5,1.1213311928515272E-2,5.0785162542054063E-2,null,2.0268113708622103E-2,1.6184073545694861E-2,6.7204973884857052E-4,2.1133288641449577E-6,2.4529228482808298E-5,1.0330016844234664E-2,4.748089639474716E-2]
[2004,3,20,5,null,null,2.5361876569489246E-2,1.3375886885958338E-2,1.1894051613100009E-3,1.5899935316525914E-6,5.7942244623656132E-5,1.1384171652460745E-2,5.1370872507373634E-2,null,2.0526501807210697E-2,1.6300569898735507E-2,6.7204973884857052E-4,2.1133288641449577E-6,2.4529228482808298E-5,1.0487417604831514E-2,4.8013181606973251E-2]
[2004,3,20,6,null,null,2.795511571132794E-2,1.3555083009412341E-2,1.1894051613100009E-3,1.5899935316525914E-6,5.7942244623656132E-5,1.0924174247452198E-2,5.3683310367657791E-2,null,2.2625326308056908E-2,1.651894786206972E-2,6.7204973884857052E-4,2.1133288641449577E-6,2.4529228482808298E-5,1.0063655118570979E-2,4.9906621584893132E-2]
[2004,3,20,7,null,null,3.3597566896328784E-2,1.3147458663616768E-2,0,0,5.7942244623656132E-5,9.4469487539074557E-3,5.6249916558476658E-2,null,2.7192014586374255E-2,1.6022195071191809E-2,0,0,2.4529228482808298E-5,8.702793641753883E-3,5.1941532527802758E-2]
[2004,3,20,8,null,null,3.819289445667725E-2,1.3683353584154109E-2,0,0,5.7942244623656132E-5,9.8564513182622382E-3,6.179064160371725E-2,null,3.091121885005613E-2,1.6675265232824713E-2,0,0,2.4529228482808298E-5,9.0800388672955847E-3,5.6691052178659232E-2]
[2004,3,20,9,null,null,3.8759449861667246E-2,1.488234334990224E-2,0,0,5.7942244623656132E-5,1.1620340844223091E-2,6.5320076300416224E-2,null,3.1369757496143645E-2,1.8136418175510174E-2,0,0,2.4529228482808298E-5,1.0704983275397616E-2,6.0235688175534242E-2]
[2004,3,20,10,null,null,4.1375586270664511E-2,1.499810088224543E-2,0,0,5.7942244623656132E-5,9.9300042131057215E-3,6.636163361063932E-2,null,3.3487113780094419E-2,1.8277486484726078E-2,0,0,2.4529228482808298E-5,9.1477978530010683E-3,6.0936927346304376E-2]
[2004,3,20,11,null,null,4.499353655838275E-2,1.4303597070659957E-2,0,0,5.7942244623656132E-5,5.2701680264169654E-3,6.4625243900083326E-2,null,3.6415282873409366E-2,1.7431127060322484E-2,0,0,2.4529228482808298E-5,4.855026314428283E-3,5.8725965476642945E-2]
[2004,3,20,12,null,null,4.2186109592673361E-2,1.4260775396090455E-2,0,0,5.7942244623656132E-5,6.4793329406965154E-3,6.2984160174083981E-2,null,3.4143106580485853E-2,1.7378942281439987E-2,0,0,2.4529228482808298E-5,5.9689428817719312E-3,5.751552097218058E-2]
[2004,3,20,13,null,null,4.0002289761960956E-2,1.3944359788642995E-2,0,0,5.7942244623656132E-5,5.7927192207141206E-3,5.9797311015941726E-2,null,3.2375643452159326E-2,1.6993341328753801E-2,0,0,2.4529228482808298E-5,5.3364151024577703E-3,5.472992911185371E-2]
[2004,3,20,14,null,null,3.6243045205954567E-2,1.4029581271764119E-2,0,0,5.7942244623656132E-5,7.5037945043103741E-3,5.783436322665271E-2,null,2.9333118583733702E-2,1.7097196778065957E-2,0,0,2.4529228482808298E-5,6.9127055520576382E-3,5.3367550142340112E-2]
[2004,3,20,15,null,null,3.4008159207437494E-2,1.3855404951250747E-2,0,0,5.7942244623656132E-5,7.6750157816460694E-3,5.5596522184957961E-2,null,2.7524325320278653E-2,1.6884936214602814E-2,0,0,2.4529228482808298E-5,7.0704393857585705E-3,5.1504230149122844E-2]
[2004,3,20,16,null,null,3.554525705821656E-2,1.3392618629988735E-2,0,0,5.7942244623656132E-5,5.5978237465911214E-3,5.4593641679420074E-2,null,2.8768367405470126E-2,1.6320960095319897E-2,0,0,2.4529228482808298E-5,5.1568719359615309E-3,5.0270728665234361E-2]
[2004,3,20,17,null,null,3.6970655823005086E-2,1.3735107763966217E-2,0,0,5.7942244623656132E-5,6.5609263365080227E-3,5.7324632168102983E-2,null,2.99220064211503E-2,1.6738335639502912E-2,0,0,2.4529228482808298E-5,6.0441090020479397E-3,5.2728980291183961E-2]
[2004,3,20,18,null,null,4.0675761612175468E-2,1.3174962280574323E-2,0,0,5.7942244623656132E-5,4.2724254457734258E-3,5.8181091583146875E-2,null,3.2920714362533687E-2,1.6055712447236258E-2,0,0,2.4529228482808298E-5,3.9358779192027694E-3,5.2936833957455527E-2]
[2004,3,20,19,null,null,4.1448526694591793E-2,1.2969504567702798E-2,1.1894051613100009E-3,1.5899935316525914E-6,5.7942244623656132E-5,4.663551186407669E-3,6.033051984816757E-2,null,3.3546147729710089E-2,1.5805330708929814E-2,6.7204973884857052E-4,2.1133288641449577E-6,2.4529228482808298E-5,4.2961939003083142E-3,5.4346364635143751E-2]
[2004,3,20,20,null,null,4.3495783697228653E-2,1.2709139940794426E-2,1.1894051613100009E-3,1.5899935316525914E-6,5.7942244623656132E-5,4.7912605941116864E-3,6.2245121631600078E-2,null,3.5203084449250972E-2,1.5488036473694207E-2,6.7204973884857052E-4,2.1133288641449577E-6,2.4529228482808298E-5,4.4138433816711684E-3,5.5803656600811873E-2]
[2004,3,20,21,null,null,4.2108187630026127E-2,1.2390370361125955E-2,1.1894051613100009E-3,1.5899935316525914E-6,5.7942244623656132E-5,5.4090936885277012E-3,6.1156589079145091E-2,null,3.4080040848629714E-2,1.5099566844780763E-2,6.7204973884857052E-4,2.1133288641449577E-6,2.4529228482808298E-5,4.9830085233286622E-3,5.4861308512934664E-2]
[2004,3,20,22,null,null,3.8455719301098729E-2,1.2195046022316624E-2,1.1894051613100009E-3,1.5899935316525914E-6,5.7942244623656132E-5,7.1433707195680375E-3,5.9043073442448697E-2,null,3.1123934759670149E-2,1.4861534177128035E-2,6.7204973884857052E-4,2.1133288641449577E-6,2.4529228482808298E-5,6.5806730721635273E-3,5.3264834305157237E-2]
[2004,3,20,23,null,null,3.394787084050313E-2,1.1980618526727832E-2,1.1894051613100009E-3,1.5899935316525914E-6,5.7942244623656132E-5,8.6705025266674667E-3,5.5847929293363741E-2,null,2.7475531246644501E-2,1.4600221382705022E-2,6.7204973884857052E-4,2.1133288641449577E-6,2.4529228482808298E-5,7.9875096420610695E-3,5.076195456760612E-2]
[2004,3,20,24,null,null,3.0250674231488153E-2,1.1707654404328048E-2,1.1894051613100009E-3,1.5899935316525914E-6,5.7942244623656132E-5,9.3847505577923322E-3,5.2592016593073838E-2,null,2.4483224558745201E-2,1.4267572729575666E-2,6.7204973884857052E-4,2.1133288641449577E-6,2.4529228482808298E-5,8.6454949223705099E-3,4.8094984506886908E-2]
[2004,3,21,1,null,null,3.1674967522464459E-2,1.1605490979213305E-2,1.1894051613100009E-3,1.5899935316525914E-6,5.7942244623656132E-5,1.0754483855556133E-2,5.5283879756699204E-2,null,{"$f":"G1923*X$5","v":2.563596886499241E-2},{"$f":"H1923*Y$5","v":1.4143070925218654E-2},{"$f":"I1923*Z$5","v":6.7204973884857052E-4},{"$f":"J1923*AA$5","v":2.1133288641449577E-6},{"$f":"K1923*AB$5","v":2.4529228482808298E-5},{"$f":"L1923*AC$5","v":9.9073315793913094E-3},{"$f":"SUM(O1923:T1923)","v":5.0385063665797904E-2}]
[2004,3,21,2,null,null,2.8668985026212238E-2,1.1486073256306449E-2,1.1894051613100009E-3,1.5899935316525914E-6,5.7942244623656132E-5,1.1835949955501641E-2,5.3239945637485638E-2,null,2.3203092694622833E-2,1.3997542112364047E-2,6.7204973884857052E-4,2.1133288641449577E-6,2.4529228482808298E-5,1.0903608424281066E-2,4.8802935527463467E-2]
[2004,3,21,3,null,null,2.9707567411853673E-2,1.1213252128626682E-2,1.1894051613100009E-3,1.5899935316525914E-6,5.7942244623656132E-5,1.1513380605143054E-2,5.3683137545088716E-2,null,2.4043663902253917E-2,1.3665067720235E-2,6.7204973884857052E-4,2.1133288641449577E-6,2.4529228482808298E-5,1.0606448509005325E-2,4.9013872427689772E-2]
[2004,3,21,4,null,null,2.8328870030695268E-2,1.1492797806244719E-2,1.1894051613100009E-3,1.5899935316525914E-6,5.7942244623656132E-5,1.2855818233459529E-2,5.3926423469864822E-2,null,2.2927822406518944E-2,1.4005737007942999E-2,6.7204973884857052E-4,2.1133288641449577E-6,2.4529228482808298E-5,1.1843139631240054E-2,4.9475391341897525E-2]
[2004,3,21,5,null,null,3.0360533914171817E-2,1.130824480338982E-2,1.1894051613100009E-3,1.5899935316525914E-6,5.7942244623656132E-5,1.1723081012773926E-2,5.4640797129800869E-2,null,2.457213891683567E-2,1.3780830865366699E-2,6.7204973884857052E-4,2.1133288641449577E-6,2.4529228482808298E-5,1.0799630394685429E-2,4.9851292473083328E-2]
[2004,3,21,6,null,null,3.1929960132621255E-2,1.1595186314572858E-2,1.1894051613100009E-3,1.5899935316525914E-6,5.7942244623656132E-5,1.1566631030790671E-2,5.6340714877450092E-2,null,2.5842345796875499E-2,1.4130513110721062E-2,6.7204973884857052E-4,2.1133288641449577E-6,2.4529228482808298E-5,1.065550429175794E-2,5.1327055495550028E-2]
[2004,3,21,7,null,null,3.7718127253513131E-2,1.161791262843462E-2,0,0,5.7942244623656132E-5,8.9937697983834119E-3,5.8387751924954816E-2,null,3.0526968503791281E-2,1.4158208610152441E-2,0,0,2.4529228482808298E-5,8.2853125020282102E-3,5.2995018844454747E-2]
[2004,3,21,8,null,null,4.2259060154218736E-2,1.2165203906971851E-2,0,0,5.7942244623656132E-5,7.4913352445116592E-3,6.1973541550325903E-2,null,3.4202148734929563E-2,1.4825166982096336E-2,0,0,2.4529228482808298E-5,6.9012277331573961E-3,5.5953072678666109E-2]
[2004,3,21,9,null,null,4.7689385859186313E-2,1.304488468048798E-2,0,0,5.7942244623656132E-5,8.7930161985897461E-3,6.9585228982887687E-2,null,3.8597154368339777E-2,1.5897192938919162E-2,0,0,2.4529228482808298E-5,8.100372666176886E-3,6.2619249201918636E-2]
[2004,3,21,10,null,null,4.8601490486997016E-2,1.4657343455179345E-2,0,0,5.7942244623656132E-5,9.3893605428811127E-3,7.2706136729681139E-2,null,3.9335361465903086E-2,1.7862221291041237E-2,0,0,2.4529228482808298E-5,8.6497417696822006E-3,6.587185375510933E-2]
[2004,3,21,11,null,null,4.6234485552630197E-2,1.5823448113556658E-2,0,0,5.7942244623656132E-5,1.167499570615429E-2,7.3790871616964793E-2,null,3.7419638434532165E-2,1.9283298686146512E-2,0,0,2.4529228482808298E-5,1.0755332864169234E-2,6.7482799213330724E-2]
[2004,3,21,12,null,null,4.70857053253248E-2,1.558423341329466E-2,0,0,5.7942244623656132E-5,9.0268020183081644E-3,7.1754683001551287E-2,null,3.8108568693879338E-2,1.8991778880718194E-2,0,0,2.4529228482808298E-5,8.3157427076980834E-3,6.5440619510778425E-2]
[2004,3,21,13,null,null,4.3569806054196906E-2,1.5877092773349404E-2,0,0,5.7942244623656132E-5,1.0889282714255792E-2,7.0394123786425747E-2,null,3.5262994055699839E-2,1.9348672932661973E-2,0,0,2.4529228482808298E-5,1.0031512061467263E-2,6.4667708278311892E-2]
[2004,3,21,14,null,null,4.1677955851360041E-2,1.599500646674535E-2,0,0,5.7942244623656132E-5,1.0290771557446718E-2,6.8021676120175761E-2,null,3.373183501464451E-2,1.9492368854854347E-2,0,0,2.4529228482808298E-5,9.4801468296147745E-3,6.2728879927596445E-2]
[2004,3,21,15,null,null,4.1179914145816475E-2,1.5921898757633769E-2,0,0,5.7942244623656132E-5,9.3680958613542378E-3,6.6527851009428138E-2,null,3.3328747571927241E-2,1.9403275897305436E-2,0,0,2.4529228482808298E-5,8.6301521497946718E-3,6.138670484751016E-2]
[2004,3,21,16,null,null,4.3396903215976404E-2,1.5371925527340803E-2,0,0,5.7942244623656132E-5,5.9748105248469009E-3,6.4801581512787768E-2,null,3.5123056050265548E-2,1.8733049155762415E-2,0,0,2.4529228482808298E-5,5.5041627091302388E-3,5.9384797143641012E-2]
[2004,3,21,17,null,null,4.4524025084043704E-2,1.5295887319857784E-2,0,0,5.7942244623656132E-5,7.3984490558665888E-3,6.7276303704391721E-2,null,3.6035286223708746E-2,1.8640384936438562E-2,0,0,2.4529228482808298E-5,6.8156583760025039E-3,6.1515858764632621E-2]
[2004,3,21,18,null,null,4.6558338223159169E-2,1.4555391100239866E-2,0,0,5.7942244623656132E-5,6.4749928713446611E-3,6.7646664439367343E-2,null,3.7681746895184484E-2,1.7737976708068856E-2,0,0,2.4529228482808298E-5,5.9649446883928824E-3,6.1409197520129036E-2]
[2004,3,21,19,null,null,4.8863912259587784E-2,1.3723893573754583E-2,1.1894051613100009E-3,1.5899935316525914E-6,5.7942244623656132E-5,6.0615073047723018E-3,6.9898250537579976E-2,null,3.9547751151444578E-2,1.6724669428584641E-2,6.7204973884857052E-4,2.1133288641449577E-6,2.4529228482808298E-5,5.5840302097116554E-3,6.2555143085936404E-2]
[2004,3,21,20,null,null,5.1735812131869854E-2,1.385000864611971E-2,1.1894051613100009E-3,1.5899935316525914E-6,5.7942244623656132E-5,7.6441387970587306E-3,7.4478896974513611E-2,null,4.187210825321535E-2,1.6878359989061037E-2,6.7204973884857052E-4,2.1133288641449577E-6,2.4529228482808298E-5,7.041994643213304E-3,6.6491155181685219E-2]
[2004,3,21,21,null,null,4.8742559040713736E-2,1.3901826219830235E-2,1.1894051613100009E-3,1.5899935316525914E-6,5.7942244623656132E-5,6.6759142099777668E-3,7.0569236869987048E-2,null,3.9449534560108995E-2,1.6941507650928452E-2,6.7204973884857052E-4,2.1133288641449577E-6,2.4529228482808298E-5,6.150039049958634E-3,6.3239773557191611E-2]
[2004,3,21,22,null,null,4.6592299526552479E-2,1.3702450939334284E-2,1.1894051613100009E-3,1.5899935316525914E-6,5.7942244623656132E-5,7.7006237352864682E-3,6.9244311600638542E-2,null,3.7709233297997302E-2,1.6698538289456361E-2,6.7204973884857052E-4,2.1133288641449577E-6,2.4529228482808298E-5,7.0940301494988537E-3,6.2200494033148042E-2]
[2004,3,21,23,null,null,3.8223356489212691E-2,1.492442419692027E-2,1.1894051613100009E-3,1.5899935316525914E-6,5.7942244623656132E-5,1.0077897405322726E-2,6.4474615490920997E-2,null,3.0935873136349847E-2,1.8187700142385618E-2,6.7204973884857052E-4,2.1133288641449577E-6,2.4529228482808298E-5,9.2840412016645685E-3,5.9106306776595563E-2]
[2004,3,21,24,null,null,3.3072374724906546E-2,1.48622869494064E-2,1.1894051613100009E-3,1.5899935316525914E-6,5.7942244623656132E-5,1.1781153014738414E-2,6.0964752088516663E-2,null,2.6766953056471518E-2,1.8111976375053362E-2,6.7204973884857052E-4,2.1133288641449577E-6,2.4529228482808298E-5,1.0853127948512153E-2,5.6430749676232565E-2]
[2004,3,22,1,null,null,2.9643992823997919E-2,1.4364012508182413E-2,1.1894051613100009E-3,1.5899935316525914E-6,5.7942244623656132E-5,1.0671417003664122E-2,5.5928359735309761E-2,null,2.3992210142949541E-2,1.7504752538071652E-2,6.7204973884857052E-4,2.1133288641449577E-6,2.4529228482808298E-5,9.8308080701272945E-3,5.202646304734402E-2]
[2004,3,22,2,null,null,2.8310402757457928E-2,1.4469566840422474E-2,1.1894051613100009E-3,1.5899935316525914E-6,5.7942244623656132E-5,1.1380049031639071E-2,5.5408956028984775E-2,null,2.2912876015764225E-2,1.7633386682892337E-2,6.7204973884857052E-4,2.1133288641449577E-6,2.4529228482808298E-5,1.0483619731125531E-2,5.1728574725977625E-2]
[2004,3,22,3,null,null,2.8496431009906786E-2,1.4745483742454997E-2,1.1894051613100009E-3,1.5899935316525914E-6,5.7942244623656132E-5,1.1111173274881134E-2,5.5602025426708224E-2,null,2.3063437006376312E-2,1.7969633750931253E-2,6.7204973884857052E-4,2.1133288641449577E-6,2.4529228482808298E-5,1.0235923857326397E-2,5.1967686910829494E-2]
[2004,3,22,4,null,null,2.9647243955650545E-2,1.4630189034993397E-2,1.1894051613100009E-3,1.5899935316525914E-6,5.7942244623656132E-5,1.1177684490088047E-2,5.6704054880197294E-2,null,2.3994841429304092E-2,1.7829129464826309E-2,6.7204973884857052E-4,2.1133288641449577E-6,2.4529228482808298E-5,1.0297195850632027E-2,5.2819859040957949E-2]
[2004,3,22,5,null,null,3.0470602437710947E-2,1.4687333801933542E-2,1.1894051613100009E-3,1.5899935316525914E-6,5.7942244623656132E-5,1.1281316652532684E-2,5.7688190291642474E-2,null,2.4661222299177374E-2,1.7898769128782549E-2,6.7204973884857052E-4,2.1133288641449577E-6,2.4529228482808298E-5,1.039266469966451E-2,5.365134842381996E-2]
[2004,3,22,6,null,null,3.595340892166364E-2,1.550782017657518E-2,1.1894051613100009E-3,1.5899935316525914E-6,5.7942244623656132E-5,9.845741812118303E-3,6.2555908309822425E-2,null,2.9098702975856969E-2,1.8898657630743953E-2,6.7204973884857052E-4,2.1133288641449577E-6,2.4529228482808298E-5,9.0701729704432063E-3,5.7766225873239659E-2]
[2004,3,22,7,null,null,4.3159305237016103E-2,1.7659631005974244E-2,0,0,5.7942244623656132E-5,1.1089836634173714E-2,7.1966715121787719E-2,null,3.4930757371926212E-2,2.1520969192775557E-2,0,0,2.4529228482808298E-5,1.0216267946627389E-2,6.6692523739811965E-2]
[2004,3,22,8,null,null,4.7770835817371696E-2,2.0034030690240574E-2,0,0,5.7942244623656132E-5,1.364798597034708E-2,8.1510794722583019E-2,null,3.8663075464884372E-2,2.4414539417382451E-2,0,0,2.4529228482808298E-5,1.2572906725714449E-2,7.5675050836464086E-2]
[2004,3,22,9,null,null,4.8702160631378048E-2,2.1193693136566247E-2,0,0,5.7942244623656132E-5,1.4632423101711218E-2,8.4586219114279174E-2,null,3.9416838319357037E-2,2.5827765988931457E-2,0,0,2.4529228482808298E-5,1.3479797768602621E-2,7.8748931305373915E-2]
[2004,3,22,10,null,null,4.7511126831386752E-2,2.193774044665385E-2,0,0,5.7942244623656132E-5,1.4382315726724527E-2,8.3889125249388796E-2,null,3.8452881358956817E-2,2.6734501765740482E-2,0,0,2.4529228482808298E-5,1.3249391853476891E-2,7.8461304206656993E-2]
[2004,3,22,11,null,null,4.6504163701875711E-2,2.2126029468313924E-2,0,0,5.7942244623656132E-5,1.3782873318374331E-2,8.247100873318762E-2,null,3.7637901030467699E-2,2.6963960820299067E-2,0,0,2.4529228482808298E-5,1.2697168726636074E-2,7.7323559805885664E-2]
[2004,3,22,12,null,null,4.4295497404597969E-2,2.2162126376250445E-2,0,0,5.7942244623656132E-5,1.3691588176587905E-2,8.0207154202059969E-2,null,3.5850328544718077E-2,2.7007950439526873E-2,0,0,2.4529228482808298E-5,1.2613074298665676E-2,7.5495882511393442E-2]
[2004,3,22,13,null,null,4.3701617750360855E-2,2.2014874675211672E-2,0,0,5.7942244623656132E-5,1.3194006136386851E-2,7.8968440806583037E-2,null,3.5369675160787137E-2,2.6828501654862731E-2,0,0,2.4529228482808298E-5,1.2154687794354267E-2,7.4377393838486947E-2]
[2004,3,22,14,null,null,4.061521534415078E-2,2.1856742803349507E-2,0,0,5.7942244623656132E-5,1.4058504311074339E-2,7.6588404703198276E-2,null,3.2871711558004474E-2,2.6635793713140149E-2,0,0,2.4529228482808298E-5,1.2951087712885233E-2,7.2483122212512671E-2]
[2004,3,22,15,null,null,4.0124108937488509E-2,2.1145629599482515E-2,0,0,5.7942244623656132E-5,1.1652222161003388E-2,7.2979902942598068E-2,null,3.2474237163069006E-2,2.5769193196525722E-2,0,0,2.4529228482808298E-5,1.0734353236873438E-2,6.9002312824950979E-2]
[2004,3,22,16,null,null,4.2598334665805281E-2,2.0579895972147218E-2,0,0,5.7942244623656132E-5,1.0591181529479233E-2,7.3827354412055388E-2,null,3.4476738781771751E-2,2.5079759993698252E-2,0,0,2.4529228482808298E-5,9.7568929052662019E-3,6.9337920909219017E-2]
[2004,3,22,17,null,null,4.5002317032472428E-2,2.0206024781359647E-2,0,0,5.7942244623656132E-5,1.0522504591386437E-2,7.5788788649842176E-2,null,3.6422389304070206E-2,2.4624140599596323E-2,0,0,2.4529228482808298E-5,9.6936257874127366E-3,7.0764684919562088E-2]
[2004,3,22,18,null,null,4.8787788743785317E-2,1.9324692798289116E-2,0,0,5.7942244623656132E-5,7.1450909963413911E-3,7.5315514783039481E-2,null,3.9486140983111435E-2,2.3550102390652312E-2,0,0,2.4529228482808298E-5,6.5822578392830695E-3,6.9643030441529627E-2]
[2004,3,22,19,null,null,4.7061814137944157E-2,1.898574496146814E-2,1.1894051613100009E-3,1.5899935316525914E-6,5.7942244623656132E-5,7.2313703168059114E-3,7.4527866815683519E-2,null,3.8089232486655022E-2,2.313704246025431E-2,6.7204973884857052E-4,2.1133288641449577E-6,2.4529228482808298E-5,6.6617407645231264E-3,6.8586708007627992E-2]
[2004,3,22,20,null,null,4.9699276040715216E-2,1.8888246298997078E-2,1.1894051613100009E-3,1.5899935316525914E-6,5.7942244623656132E-5,8.1034209006449129E-3,7.7939880639822517E-2,null,4.022384844716357E-2,2.3018225384706881E-2,6.7204973884857052E-4,2.1133288641449577E-6,2.4529228482808298E-5,7.4650981737800302E-3,7.1405864301846006E-2]
[2004,3,22,21,null,null,5.1670362443455242E-2,1.7947894370362295E-2,1.1894051613100009E-3,1.5899935316525914E-6,5.7942244623656132E-5,6.226947919241191E-3,7.7094142132524038E-2,null,4.1819136891106438E-2,2.1872262319019384E-2,6.7204973884857052E-4,2.1133288641449577E-6,2.4529228482808298E-5,5.7364387349608447E-3,7.0126530241282181E-2]
[2004,3,22,22,null,null,4.3811993847151842E-2,1.7395167215474582E-2,1.1894051613100009E-3,1.5899935316525914E-6,5.7942244623656132E-5,6.8401204710186875E-3,6.9296218933110415E-2,null,3.5459007475927361E-2,2.1198679497932985E-2,6.7204973884857052E-4,2.1133288641449577E-6,2.4529228482808298E-5,6.3013104542765644E-3,6.3657689724332431E-2]
[2004,3,22,23,null,null,4.0418061541747347E-2,1.7008811470966424E-2,1.1894051613100009E-3,1.5899935316525914E-6,5.7942244623656132E-5,8.7768609396085499E-3,6.7452671351787633E-2,null,3.2712146161877557E-2,2.0727845760115982E-2,6.7204973884857052E-4,2.1133288641449577E-6,2.4529228482808298E-5,8.0854899893671606E-3,6.2224174207556229E-2]
[2004,3,22,24,null,null,3.2256414433910467E-2,1.6615237190194938E-2,1.1894051613100009E-3,1.5899935316525914E-6,5.7942244623656132E-5,1.0152670423832161E-2,6.0273259447402874E-2,null,2.6106559873741015E-2,2.0248215128610345E-2,6.7204973884857052E-4,2.1133288641449577E-6,2.4529228482808298E-5,9.3529241994462081E-3,5.6406391497993091E-2]
[2004,3,23,1,null,null,2.1333511326650869E-2,1.5474167343514948E-2,1.1894051613100009E-3,1.5899935316525914E-6,5.7942244623656132E-5,1.0135731320490464E-2,4.8192347390121584E-2,null,1.7266165522130672E-2,1.885764649164972E-2,6.7204973884857052E-4,2.1133288641449577E-6,2.4529228482808298E-5,9.337319423269333E-3,4.6159823733245252E-2]
[2004,3,23,2,null,null,1.9797229017478768E-2,1.509771468319375E-2,1.1894051613100009E-3,1.5899935316525914E-6,5.7942244623656132E-5,1.1117030929916956E-2,4.726091203005478E-2,null,1.6022783491262203E-2,1.8398881180949279E-2,6.7204973884857052E-4,2.1133288641449577E-6,2.4529228482808298E-5,1.0241320093119489E-2,4.5361677061526502E-2]
[2004,3,23,3,null,null,1.9866248799252681E-2,1.4829746629836139E-2,1.1894051613100009E-3,1.5899935316525914E-6,5.7942244623656132E-5,1.160377604669059E-2,4.7548708875244719E-2,null,1.607864428971037E-2,1.8072321004295178E-2,6.7204973884857052E-4,2.1133288641449577E-6,2.4529228482808298E-5,1.0689723320210164E-2,4.5539380910411237E-2]
[2004,3,23,4,null,null,2.0915772561058928E-2,1.4500964428055157E-2,1.1894051613100009E-3,1.5899935316525914E-6,5.7942244623656132E-5,1.1165154775163956E-2,4.7830829163743351E-2,null,1.6928070842765323E-2,1.7671649459500855E-2,6.7204973884857052E-4,2.1133288641449577E-6,2.4529228482808298E-5,1.028565312649803E-2,4.5584065724959738E-2]
[2004,3,23,5,null,null,2.171563147011675E-2,1.4855196481718611E-2,1.1894051613100009E-3,1.5899935316525914E-6,5.7942244623656132E-5,1.1187768864039811E-2,4.900753421534048E-2,null,1.7575432456457603E-2,1.8103335552568472E-2,6.7204973884857052E-4,2.1133288641449577E-6,2.4529228482808298E-5,1.0306485858209572E-2,4.6683946163431168E-2]
[2004,3,23,6,null,null,2.544911573770001E-2,1.5680566245836143E-2,1.1894051613100009E-3,1.5899935316525914E-6,5.7942244623656132E-5,1.0198717139142416E-2,5.2577336522143879E-2,null,2.059710837053149E-2,1.9109175213669699E-2,6.7204973884857052E-4,2.1133288641449577E-6,2.4529228482808298E-5,9.3953437225816512E-3,4.9800319602978371E-2]
[2004,3,23,7,null,null,3.3885633110131395E-2,1.6945675924612071E-2,0,0,5.7942244623656132E-5,8.7468793032600047E-3,5.9636130582627123E-2,null,2.7425159465934511E-2,2.0650905412517472E-2,0,0,2.4529228482808298E-5,8.0578700666830688E-3,5.6158464173617861E-2]
[2004,3,23,8,null,null,3.6321993004210691E-2,1.8944769699020612E-2,0,0,5.7942244623656132E-5,1.1951486003350692E-2,6.7276190951205656E-2,null,2.939701457026055E-2,2.3087107817763717E-2,0,0,2.4529228482808298E-5,1.1010043465775093E-2,6.3518695082282167E-2]
[2004,3,23,9,null,null,3.5965631038066471E-2,1.9693933653346145E-2,0,0,5.7942244623656132E-5,1.3162123440549909E-2,6.8879630376586176E-2,null,2.9108594881676449E-2,2.4000079010419065E-2,0,0,2.4529228482808298E-5,1.2125316562452861E-2,6.5258519683031188E-2]
[2004,3,23,10,null,null,3.2617578892728684E-2,2.0768263783836116E-2,0,0,5.7942244623656132E-5,1.4694380011367145E-2,6.8138164932555603E-2,null,2.6398866434587182E-2,2.5309315065992568E-2,0,0,2.4529228482808298E-5,1.353687420814542E-2,6.5269584937207983E-2]
[2004,3,23,11,null,null,3.2140160477422471E-2,2.0801135807302053E-2,0,0,5.7942244623656132E-5,1.3481618527712414E-2,6.6480857057060583E-2,null,2.6012470343677731E-2,2.5349374668827716E-2,0,0,2.4529228482808298E-5,1.2419644380414124E-2,6.380601862140238E-2]
[2004,3,23,12,null,null,3.1879208120190815E-2,2.0746244805134036E-2,0,0,5.7942244623656132E-5,1.314389863000027E-2,6.5827293799948769E-2,null,2.5801269921751722E-2,2.5282481562951448E-2,0,0,2.4529228482808298E-5,1.2108527356805064E-2,6.321680806999104E-2]
[2004,3,23,13,null,null,2.9853225352654278E-2,2.0703486793022394E-2,0,0,5.7942244623656132E-5,1.2157462831363401E-2,6.2772117221663717E-2,null,2.4161551392830029E-2,2.5230374366539039E-2,0,0,2.4529228482808298E-5,1.11997950856763E-2,6.061625007352818E-2]
[2004,3,23,14,null,null,2.8136130297339516E-2,2.0665401739664982E-2,0,0,5.7942244623656132E-5,1.287062723148827E-2,6.173010151311642E-2,null,2.2771829514028976E-2,2.5183961887154119E-2,0,0,2.4529228482808298E-5,1.1856782094774322E-2,5.9837102724440233E-2]
[2004,3,23,15,null,null,2.7700473975320741E-2,2.0425843255000409E-2,0,0,5.7942244623656132E-5,1.2417340696925447E-2,6.0601600171870253E-2,null,2.2419233354326853E-2,2.489202312769815E-2,0,0,2.4529228482808298E-5,1.1439201850226651E-2,5.877498756073446E-2]
[2004,3,23,16,null,null,3.0252366521213252E-2,2.025668099041637E-2,0,0,5.7942244623656132E-5,1.0613040168668549E-2,6.1180029924921824E-2,null,2.4484594204560069E-2,2.4685872960491278E-2,0,0,2.4529228482808298E-5,9.7770296955791043E-3,5.8972026089113255E-2]
[2004,3,23,17,null,null,3.2129176939127396E-2,1.9893581817165142E-2,0,0,5.7942244623656132E-5,1.0112990406671896E-2,6.2193691407588084E-2,null,{"$f":"G1987*X$5","v":2.6003580874554826E-2},{"$f":"H1987*Y$5","v":2.4243380922077881E-2},{"$f":"I1987*Z$5","v":0},{"$f":"J1987*AA$5","v":0},{"$f":"K1987*AB$5","v":2.4529228482808298E-5},{"$f":"L1987*AC$5","v":9.3163698568703365E-3},{"$f":"SUM(O1987:T1987)","v":5.9587860881985859E-2}]
[2004,3,23,18,null,null,3.5536604772682071E-2,1.923065997845257E-2,0,0,5.7942244623656132E-5,8.9903459352765527E-3,6.3815552931034844E-2,null,2.8761364723544222E-2,2.343550897598088E-2,0,0,2.4529228482808298E-5,8.2821583434895298E-3,6.0503561271497447E-2]
[2004,3,23,19,null,null,3.633859329480519E-2,1.8691573640805172E-2,1.1894051613100009E-3,1.5899935316525914E-6,5.7942244623656132E-5,8.1517407629068742E-3,6.4430845097982539E-2,null,2.9410449928403491E-2,2.2778549583067687E-2,6.7204973884857052E-4,2.1133288641449577E-6,2.4529228482808298E-5,7.509611783519882E-3,6.0397303591186585E-2]
[2004,3,23,20,null,null,3.7481665072083947E-2,1.8474209071335145E-2,1.1894051613100009E-3,1.5899935316525914E-6,5.7942244623656132E-5,8.0213669568711919E-3,6.5226178499755594E-2,null,3.0335589077227779E-2,2.2513657513602427E-2,6.7204973884857052E-4,2.1133288641449577E-6,2.4529228482808298E-5,7.389507783829052E-3,6.0937446670854788E-2]
[2004,3,23,21,null,null,3.8021191656160101E-2,1.7254822352994324E-2,1.1894051613100009E-3,1.5899935316525914E-6,5.7942244623656132E-5,6.7575463102506669E-3,6.3282497718870401E-2,null,3.0772252088844213E-2,2.1027647755492831E-2,6.7204973884857052E-4,2.1133288641449577E-6,2.4529228482808298E-5,6.2252408258679365E-3,5.8723832966400505E-2]
[2004,3,23,22,null,null,3.3767587673321636E-2,1.6631364871915733E-2,1.1894051613100009E-3,1.5899935316525914E-6,5.7942244623656132E-5,5.8588346799427222E-3,5.7506724624645393E-2,null,2.7329620010667091E-2,2.0267869182613325E-2,6.7204973884857052E-4,2.1133288641449577E-6,2.4529228482808298E-5,5.3973225142777319E-3,5.3693504003753674E-2]
[2004,3,23,23,null,null,3.0140033896095403E-2,1.6440153472910397E-2,1.1894051613100009E-3,1.5899935316525914E-6,5.7942244623656132E-5,7.9168081897139277E-3,5.5745932958185036E-2,null,2.4393678383478272E-2,2.0034848762995879E-2,6.7204973884857052E-4,2.1133288641449577E-6,2.4529228482808298E-5,7.2931853205967321E-3,5.2420404763266405E-2]
[2004,3,23,24,null,null,2.3531413364085901E-2,1.6239651601599223E-2,1.1894051613100009E-3,1.5899935316525914E-6,5.7942244623656132E-5,9.5498527981789632E-3,5.0569855163329396E-2,null,1.904502601062294E-2,1.9790506477807595E-2,6.7204973884857052E-4,2.1133288641449577E-6,2.4529228482808298E-5,8.7975917279429737E-3,4.8331816512569042E-2]
[2004,3,24,1,null,null,2.2215700054835915E-2,1.5595302293893018E-2,1.1894051613100009E-3,1.5899935316525914E-6,5.7942244623656132E-5,9.7157921343305389E-3,4.8775731882524778E-2,null,1.7980160343206954E-2,1.9005268009583638E-2,6.7204973884857052E-4,2.1133288641449577E-6,2.4529228482808298E-5,8.9504596895670346E-3,4.6634580338553153E-2]
[2004,3,24,2,null,null,2.1734992816167809E-2,1.4723048117278242E-2,1.1894051613100009E-3,1.5899935316525914E-6,5.7942244623656132E-5,1.0126040901450684E-2,4.7833019234362048E-2,null,1.7591102460355706E-2,1.7942292500251311E-2,6.7204973884857052E-4,2.1133288641449577E-6,2.4529228482808298E-5,9.3283923379847387E-3,4.556047959478729E-2]
[2004,3,24,3,null,null,2.1821786079628789E-2,1.4327275948419595E-2,1.1894051613100009E-3,1.5899935316525914E-6,5.7942244623656132E-5,1.072630264573891E-2,4.8124302073252606E-2,null,1.7661348133005527E-2,1.7459983404977269E-2,6.7204973884857052E-4,2.1133288641449577E-6,2.4529228482808298E-5,9.8813702600274427E-3,4.5701394094205768E-2]
[2004,3,24,4,null,null,2.2328989654813159E-2,1.4338174181469134E-2,1.1894051613100009E-3,1.5899935316525914E-6,5.7942244623656132E-5,1.0493736218137482E-2,4.8409837453885086E-2,null,1.8071850686872951E-2,1.7473264573628838E-2,6.7204973884857052E-4,2.1133288641449577E-6,2.4529228482808298E-5,9.6671235566590189E-3,4.5910931113356333E-2]
[2004,3,24,5,null,null,2.3308130837600451E-2,1.4839551612136079E-2,1.1894051613100009E-3,1.5899935316525914E-6,5.7942244623656132E-5,1.0204166977997742E-2,4.9600786827199581E-2,null,1.8864313468675793E-2,1.8084269879214555E-2,6.7204973884857052E-4,2.1133288641449577E-6,2.4529228482808298E-5,9.4003642666932209E-3,4.7047639910779093E-2]
[2004,3,24,6,null,null,2.5877011240411724E-2,1.5758955946802218E-2,1.1894051613100009E-3,1.5899935316525914E-6,5.7942244623656132E-5,1.0328899544655641E-2,5.3213804131334891E-2,null,2.0943423351824145E-2,1.9204705088498402E-2,6.7204973884857052E-4,2.1133288641449577E-6,2.4529228482808298E-5,9.5152713987532948E-3,5.0362092135271368E-2]
[2004,3,24,7,null,null,3.2220252840719658E-2,1.730973567351916E-2,0,0,5.7942244623656132E-5,1.0770116622612215E-2,6.0358047381474683E-2,null,2.6077292677918616E-2,2.1094568059710297E-2,0,0,2.4529228482808298E-5,9.9217329220134352E-3,5.7118122888125157E-2]
[2004,3,24,11,null,null,3.2235074396700446E-2,2.1675071635191574E-2,0,0,5.7942244623656132E-5,1.3317546369489121E-2,6.7285634646004802E-2,null,2.6089288426529397E-2,2.6414399528186923E-2,0,0,2.4529228482808298E-5,1.226849651536575E-2,6.4796713698564878E-2]
[2004,3,24,14,null,null,2.8806061319988058E-2,2.12606196246065E-2,0,0,5.7942244623656132E-5,1.2352740463386079E-2,6.2477363652604291E-2,null,2.3314034674180448E-2,2.5909326180467037E-2,0,0,2.4529228482808298E-5,1.1379690306727518E-2,6.0627580389857813E-2]
[2004,3,24,18,null,null,3.457113306544031E-2,1.9514100132361649E-2,0,0,5.7942244623656132E-5,1.044488649433906E-2,6.4588061936764668E-2,null,2.7979965260093245E-2,2.3780924280423495E-2,0,0,2.4529228482808298E-5,9.6221218236392948E-3,6.1407540592638844E-2]
[2004,3,24,21,null,null,3.8419282420538672E-2,1.7412313767743125E-2,1.1894051613100009E-3,1.5899935316525914E-6,5.7942244623656132E-5,6.9680201095310337E-3,6.4048553697278132E-2,null,3.109444476145902E-2,2.1219575201983018E-2,6.7204973884857052E-4,2.1133288641449577E-6,2.4529228482808298E-5,6.4191351815852064E-3,5.943184744122277E-2]
[2004,3,24,24,null,null,2.6163428056526265E-2,1.5813749061763301E-2,1.1894051613100009E-3,1.5899935316525914E-6,5.7942244623656132E-5,7.9559072351194689E-3,5.118202175287434E-2,null,2.1175233300014785E-2,1.9271478903798097E-2,6.7204973884857052E-4,2.1133288641449577E-6,2.4529228482808298E-5,7.3292044557289352E-3,4.8474608955737339E-2]
[2004,3,25,4,null,null,1.4394485382801825E-2,1.3200203720599494E-2,1.1894051613100009E-3,1.5899935316525914E-6,5.7942244623656132E-5,6.5476576770880559E-3,3.5391284179954685E-2,null,1.1650101261805011E-2,1.6086473013693123E-2,6.7204973884857052E-4,2.1133288641449577E-6,2.4529228482808298E-5,6.0318855415589729E-3,3.446715211325263E-2]
[2004,3,25,5,null,null,1.5712933656338336E-2,1.384116658364644E-2,1.1894051613100009E-3,1.5899935316525914E-6,5.7942244623656132E-5,7.5317497044877684E-3,3.8334787343937853E-2,null,1.2717180458224507E-2,1.6867584579652796E-2,6.7204973884857052E-4,2.1133288641449577E-6,2.4529228482808298E-5,6.9384586650145762E-3,3.7221915999087404E-2]
[2004,3,25,9,null,null,2.7181236349169025E-2,1.9801529268300748E-2,0,0,5.7942244623656132E-5,9.2117291486083046E-3,5.6252437010701734E-2,null,2.199899110441397E-2,2.4131200771339914E-2,0,0,2.4529228482808298E-5,8.4861027568195711E-3,5.4640823861056273E-2]
[2004,3,25,12,null,null,2.4469903168256445E-2,2.081154508680793E-2,0,0,5.7942244623656132E-5,8.8519148228770467E-3,5.4191305322565074E-2,null,1.9804587812312736E-2,2.5362059972585716E-2,0,0,2.4529228482808298E-5,8.1546317276271294E-3,5.3345808741008395E-2]
[2004,3,25,15,null,null,2.1857170204406584E-2,2.0885776011616227E-2,0,0,5.7942244623656132E-5,9.1918764602224538E-3,5.199276492086892E-2,null,1.7689986088844794E-2,2.5452521740751209E-2,0,0,2.4529228482808298E-5,8.4678139045396596E-3,5.1634850962618467E-2]
[2004,3,25,19,null,null,2.6910465343551349E-2,1.7783501322420941E-2,1.1894051613100009E-3,1.5899935316525914E-6,5.7942244623656132E-5,2.5056254566644402E-3,4.8448529522102039E-2,null,2.1779844010904423E-2,2.1671924173842085E-2,6.7204973884857052E-4,2.1133288641449577E-6,2.4529228482808298E-5,2.3082523109757072E-3,4.6458712791917746E-2]
[2004,3,25,21,null,null,2.9771982076864066E-2,1.6610962831009449E-2,1.1894051613100009E-3,1.5899935316525914E-6,5.7942244623656132E-5,2.4337529171429735E-3,5.0065635224481791E-2,null,2.4095797573598147E-2,2.024300616629858E-2,6.7204973884857052E-4,2.1133288641449577E-6,2.4529228482808298E-5,2.2420413156312674E-3,4.7279537351723515E-2]
[2004,3,26,2,null,null,1.4284973036300899E-2,1.4375517724788189E-2,1.1894051613100009E-3,1.5899935316525914E-6,5.7942244623656132E-5,6.5908087154634334E-3,3.6500236876017833E-2,null,1.1561468018432657E-2,1.7518773409291744E-2,6.7204973884857052E-4,2.1133288641449577E-6,2.4529228482808298E-5,6.0716374860429502E-3,3.5850571209962878E-2]
[2004,3,26,3,null,null,1.4385012786563229E-2,1.3731592801447656E-2,1.1894051613100009E-3,1.5899935316525914E-6,5.7942244623656132E-5,6.7288641524061677E-3,3.6094407139882365E-2,null,1.1642434665712336E-2,1.6734052118513705E-2,6.7204973884857052E-4,2.1133288641449577E-6,2.4529228482808298E-5,6.198818019158241E-3,3.5273997099579804E-2]
[2004,3,26,6,null,null,1.9042037028267313E-2,1.4728893401217743E-2,1.1894051613100009E-3,1.5899935316525914E-6,5.7942244623656132E-5,7.3880742011892585E-3,4.2407942030139624E-2,null,1.5411572814920197E-2,1.7949415875340095E-2,6.7204973884857052E-4,2.1133288641449577E-6,2.4529228482808298E-5,6.8061007694491032E-3,4.0865781755904926E-2]
[2004,3,26,10,null,null,2.6699089423395533E-2,2.0362628204210517E-2,0,0,5.7942244623656132E-5,1.1981759651225183E-2,5.9101419523454893E-2,null,2.1608768018353507E-2,2.4814985891749745E-2,0,0,2.4529228482808298E-5,1.10379323976512E-2,5.748621553623727E-2]
[2004,3,26,13,null,null,2.4089449959998975E-2,2.0630573358823484E-2,0,0,5.7942244623656132E-5,1.133887318550926E-2,5.6116838748955372E-2,null,1.9496670003255542E-2,2.5141518162771059E-2,0,0,2.4529228482808298E-5,1.044568738902998E-2,5.51084047835394E-2]
[2004,3,26,18,null,null,2.6602351902170359E-2,1.7811558997328295E-2,0,0,5.7942244623656132E-5,5.7245230924085847E-3,5.0196376236530893E-2,null,2.15304740128286E-2,2.170611675448535E-2,0,0,2.4529228482808298E-5,5.2735909200396997E-3,4.8534710915836464E-2]
[2004,3,26,21,null,null,2.7970958131821919E-2,1.6137057535503575E-2,1.1894051613100009E-3,1.5899935316525914E-6,5.7942244623656132E-5,2.894919635256898E-3,4.8251872702047699E-2,null,2.2638148288008163E-2,1.9665479871359304E-2,6.7204973884857052E-4,2.1133288641449577E-6,2.4529228482808298E-5,2.6668810058572069E-3,4.56692014614202E-2]
[2004,3,26,24,null,null,1.6715153435927468E-2,1.3740700535231722E-2,1.1894051613100009E-3,1.5899935316525914E-6,5.7942244623656132E-5,3.1906835688433094E-3,3.4895474939467812E-2,null,1.3528321781327826E-2,1.6745151289165493E-2,6.7204973884857052E-4,2.1133288641449577E-6,2.4529228482808298E-5,2.9393470208349307E-3,3.3911512387523775E-2]
[2004,3,27,1,null,null,1.6897128727142146E-2,1.3121330443808947E-2,1.1894051613100009E-3,1.5899935316525914E-6,5.7942244623656132E-5,5.4578848328322351E-3,3.6725281403248634E-2,null,1.3675602529018218E-2,1.5990353827546572E-2,6.7204973884857052E-4,2.1133288641449577E-6,2.4529228482808298E-5,5.027956291278792E-3,3.5392604944039105E-2]
[2004,3,27,4,null,null,1.6048818997524396E-2,1.1819015330942035E-2,1.1894051613100009E-3,1.5899935316525914E-6,5.7942244623656132E-5,6.1744767421148452E-3,3.5291248470046582E-2,null,1.2989027497775417E-2,1.4403283100314883E-2,6.7204973884857052E-4,2.1133288641449577E-6,2.4529228482808298E-5,5.6881008177596289E-3,3.3779103712045455E-2]
[2004,3,27,7,null,null,2.2771329991762217E-2,1.3266485653851235E-2,0,0,5.7942244623656132E-5,6.8528834272367726E-3,4.2948641317473876E-2,null,1.8429856519008813E-2,1.61672477163506E-2,0,0,2.4529228482808298E-5,6.3130680468197432E-3,4.0934701510661968E-2]
[2004,3,27,11,null,null,3.2922250785492164E-2,1.4904033126911053E-2,0,0,5.7942244623656132E-5,4.3558439211856901E-3,5.2240070078212561E-2,null,2.6645451033336449E-2,1.8162850495791777E-2,0,0,2.4529228482808298E-5,4.0127253538966836E-3,4.8845556111507718E-2]
[2004,3,27,15,null,null,2.517981194234364E-2,1.5006584009151525E-2,0,0,5.7942244623656132E-5,5.0276947813366248E-3,4.5272032977455447E-2,null,2.0379148755953074E-2,1.8287824476088566E-2,0,0,2.4529228482808298E-5,4.6316531734754652E-3,4.3323155633999917E-2]
[2004,3,27,18,null,null,3.0151533997615283E-2,1.4143202420808718E-2,0,0,5.7942244623656132E-5,2.2895526960131289E-3,4.6642231359060787E-2,null,2.4402985930338385E-2,1.723566157653255E-2,0,0,2.4529228482808298E-5,2.1092000353110747E-3,4.3772376770664818E-2]
[2004,3,27,22,null,null,2.8258960648282275E-2,1.1902763237638335E-2,1.1894051613100009E-3,1.5899935316525914E-6,5.7942244623656132E-5,2.9369083194039488E-3,4.4347569604789867E-2,null,2.2871241614458485E-2,1.4505342770721404E-2,6.7204973884857052E-4,2.1133288641449577E-6,2.4529228482808298E-5,2.7055621570881185E-3,4.0780838838463535E-2]
[2004,3,28,1,null,null,2.3742624492363241E-2,1.1766783555789735E-2,1.1894051613100009E-3,1.5899935316525914E-6,5.7942244623656132E-5,6.6141828564115135E-3,4.3372528304029795E-2,null,1.9215968629731156E-2,1.4339630670456278E-2,6.7204973884857052E-4,2.1133288641449577E-6,2.4529228482808298E-5,6.0931703989996625E-3,4.0347461995382625E-2]
[2004,3,28,2,null,null,2.1333141212006808E-2,1.1675380111229938E-2,1.1894051613100009E-3,1.5899935316525914E-6,5.7942244623656132E-5,7.9318135203821829E-3,4.2189272243084233E-2,null,1.7265865971784332E-2,1.4228241552879614E-2,6.7204973884857052E-4,2.1133288641449577E-6,2.4529228482808298E-5,7.3070086512544846E-3,3.9499808472113956E-2]
[2004,3,28,5,null,null,2.2040185759304689E-2,1.1594749151987176E-2,1.1894051613100009E-3,1.5899935316525914E-6,5.7942244623656132E-5,7.9205419258173253E-3,4.2804414236574495E-2,null,1.7838108768492362E-2,1.412998036105401E-2,6.7204973884857052E-4,2.1133288641449577E-6,2.4529228482808298E-5,7.2966249428141373E-3,3.996340636855604E-2]
[2004,3,28,8,null,null,3.4973809566377904E-2,1.2852816720249316E-2,0,0,5.7942244623656132E-5,5.6593907153404807E-3,5.3543959246591354E-2,null,2.8305869374545108E-2,1.5663128668050922E-2,0,0,2.4529228482808298E-5,5.2135891510255343E-3,4.9207116422104381E-2]
[2004,3,28,13,null,null,3.5259073518853372E-2,1.5293945279110181E-2,0,0,5.7942244623656132E-5,9.3703769594519933E-3,5.9981338002039197E-2,null,2.8536746258594925E-2,1.8638018261897846E-2,0,0,2.4529228482808298E-5,8.6322535612173984E-3,5.5831547310192978E-2]
[2004,3,28,16,null,null,3.526332351663606E-2,1.496468014444146E-2,0,0,5.7942244623656132E-5,5.9282835308233474E-3,5.6214229436524522E-2,null,2.854018597201392E-2,1.8236758189302704E-2,0,0,2.4529228482808298E-5,5.4613007397995997E-3,5.2262774129599038E-2]
[2004,3,28,19,null,null,3.8443051648473683E-2,1.3143176843278032E-2,1.1894051613100009E-3,1.5899935316525914E-6,5.7942244623656132E-5,3.9649763678876165E-3,5.6800142259104638E-2,null,3.1113682261445553E-2,1.6016977016320346E-2,6.7204973884857052E-4,2.1133288641449577E-6,2.4529228482808298E-5,3.6526472221926893E-3,5.1481998796154116E-2]
[2004,3,28,23,null,null,2.9044786064354126E-2,1.397998287331334E-2,1.1894051613100009E-3,1.5899935316525914E-6,5.7942244623656132E-5,6.1259190880481647E-3,5.0399625425180936E-2,null,2.3507245294192337E-2,1.7036753521651987E-2,6.7204973884857052E-4,2.1133288641449577E-6,2.4529228482808298E-5,5.6433681475527332E-3,4.6886059259592577E-2]
[2004,3,29,2,null,null,2.5498010785192916E-2,1.3912470579734434E-2,1.1894051613100009E-3,1.5899935316525914E-6,5.7942244623656132E-5,1.0538496756370952E-2,5.1197915520763609E-2,null,2.0636681320820752E-2,1.6954479436210805E-2,6.7204973884857052E-4,2.1133288641449577E-6,2.4529228482808298E-5,9.7083582174672077E-3,4.7998211270694299E-2]
[2004,3,29,5,null,null,2.7105060443917604E-2,1.4607948090401097E-2,1.1894051613100009E-3,1.5899935316525914E-6,5.7942244623656132E-5,1.034198393638377E-2,5.3303929870167778E-2,null,2.1937338534955043E-2,1.7802025462300596E-2,6.7204973884857052E-4,2.1133288641449577E-6,2.4529228482808298E-5,9.5273251066863122E-3,4.9965381400137482E-2]
[2004,3,29,7,null,null,4.2102019116861504E-2,1.6724997678557254E-2,0,0,5.7942244623656132E-5,7.612344226282053E-3,6.6497303266324456E-2,null,3.4075048394846791E-2,2.0381975119848569E-2,0,0,2.4529228482808298E-5,7.0127045945843104E-3,6.1494257337762481E-2]
[2004,3,29,10,null,null,4.285428512952532E-2,2.1299382452655682E-2,0,0,5.7942244623656132E-5,1.33019982841626E-2,7.7513608110967261E-2,null,3.4683890947413393E-2,2.5956564632277787E-2,0,0,2.4529228482808298E-5,1.2254173183923403E-2,7.2919157992097389E-2]
[2004,3,29,14,null,null,3.6699407373639498E-2,2.1543618438511231E-2,0,0,5.7942244623656132E-5,1.2466769566375584E-2,7.0767737623149959E-2,null,2.970247291104703E-2,2.6254203644417183E-2,0,0,2.4529228482808298E-5,1.1484737108432832E-2,6.7465942892379852E-2]
[2004,3,29,17,null,null,4.0759566060463319E-2,2.0032903474235662E-2,0,0,5.7942244623656132E-5,9.1784901586039625E-3,7.0028901937926602E-2,null,3.2988541053296086E-2,2.4413165731776723E-2,0,0,2.4529228482808298E-5,8.4554820687642376E-3,6.5881718082319851E-2]
[2004,3,29,21,null,null,4.6954705180607785E-2,1.7537063497325332E-2,1.1894051613100009E-3,1.5899935316525914E-6,5.7942244623656132E-5,5.4943403258758535E-3,7.1235046403274285E-2,null,3.8002544413699949E-2,2.1371601882848406E-2,6.7204973884857052E-4,2.1133288641449577E-6,2.4529228482808298E-5,5.0615401119738892E-3,6.5134378704717777E-2]
[2004,3,29,24,null,null,2.9061194456797591E-2,1.6162756376764276E-2,1.1894051613100009E-3,1.5899935316525914E-6,5.7942244623656132E-5,9.2196499368993462E-3,5.5692538169926524E-2,null,2.3520525340573032E-2,1.9696797851382467E-2,6.7204973884857052E-4,2.1133288641449577E-6,2.4529228482808298E-5,8.4933996087209265E-3,5.2409415096871949E-2]
[2004,3,30,2,null,null,2.2272847126058329E-2,1.4847376112285263E-2,1.1894051613100009E-3,1.5899935316525914E-6,5.7942244623656132E-5,1.0125355935937837E-2,4.8494516573746732E-2,null,1.8026412025629178E-2,1.8093805232846944E-2,6.7204973884857052E-4,2.1133288641449577E-6,2.4529228482808298E-5,9.3277613285799744E-3,4.6146670883251625E-2]
[2004,3,30,5,null,null,2.4032900634406263E-2,1.4684854859167523E-2,1.1894051613100009E-3,1.5899935316525914E-6,5.7942244623656132E-5,1.0320038527672772E-2,5.0286731420711862E-2,null,1.945090210312422E-2,1.7895748156776952E-2,6.7204973884857052E-4,2.1133288641449577E-6,2.4529228482808298E-5,9.5071083818610846E-3,4.7552450937957784E-2]
[2004,3,30,8,null,null,3.6390125039870103E-2,1.8862193297348482E-2,0,0,5.7942244623656132E-5,1.3721981478288511E-2,6.9032242060130741E-2,null,2.9452156876046166E-2,2.298647580592638E-2,0,0,2.4529228482808298E-5,1.2641073458995887E-2,6.5104235369451244E-2]
[2004,3,30,11,null,null,3.3343133839795605E-2,2.0932414462343757E-2,0,0,5.7942244623656132E-5,1.3882659216056262E-2,6.8216149762819284E-2,null,2.6986090526282213E-2,2.5509357846837818E-2,0,0,2.4529228482808298E-5,1.2789094288900167E-2,6.5309071890503015E-2]
[2004,3,30,15,null,null,2.9233265167184969E-2,2.0231715940389489E-2,0,0,5.7942244623656132E-5,1.2660505053596781E-2,6.218342840579489E-2,null,2.3659789867709148E-2,2.4655449217642809E-2,0,0,2.4529228482808298E-5,1.1663211662523466E-2,6.0002979976358235E-2]
[2004,3,30,18,null,null,3.5451381125701835E-2,1.932121645746367E-2,0,0,5.7942244623656132E-5,1.0650735123705367E-2,6.5481274951494528E-2,null,2.8692389411762231E-2,2.3545865936120354E-2,0,0,2.4529228482808298E-5,9.8117553433587565E-3,6.2074539919724149E-2]
[2004,3,30,23,null,null,3.3155293766669494E-2,1.5726565167729377E-2,1.1894051613100009E-3,1.5899935316525914E-6,5.7942244623656132E-5,7.0702209220243313E-3,5.7201017255888512E-2,null,2.6834063148105939E-2,1.916523195577435E-2,6.7204973884857052E-4,2.1133288641449577E-6,2.4529228482808298E-5,6.5132854309745518E-3,5.3211272831050371E-2]
[2004,3,31,2,null,null,1.7232784936931977E-2,1.4602065031485031E-2,1.1895551606997791E-3,1.5901940504221894E-6,5.7942244623656132E-5,9.294268148287264E-3,4.2378205716078136E-2,null,1.3947264122275125E-2,1.7794856052608561E-2,6.7213449302150254E-4,2.1135953822754775E-6,2.4529228482808298E-5,8.5621399938486872E-3,4.1003037485618968E-2]
[2004,3,31,5,null,null,1.9762095531089426E-2,1.4593061445469988E-2,1.1895551606997791E-3,1.5901940504221894E-6,5.7942244623656132E-5,1.0793525074035448E-2,4.6397769649968723E-2,null,1.5994348388288317E-2,1.7783883801988566E-2,6.7213449302150254E-4,2.1135953822754775E-6,2.4529228482808298E-5,9.9432974427403151E-3,4.4420306949903787E-2]
[2004,3,31,6,null,null,2.4048259283401357E-2,1.5619055905092709E-2,1.1895551606997791E-3,1.5901940504221894E-6,5.7942244623656132E-5,1.1329937155285836E-2,5.2246339943153759E-2,null,1.9463332545149686E-2,1.9034215428398494E-2,6.7213449302150254E-4,2.1135953822754775E-6,2.4529228482808298E-5,1.0437455267840715E-2,4.9633780558275484E-2]
[2004,3,31,9,null,null,3.2786218847626475E-2,2.0003819134159773E-2,0,0,5.7942244623656132E-5,1.2823486700889071E-2,6.5671466927298972E-2,null,2.6535354297758228E-2,2.4377722002145358E-2,0,0,2.4529228482808298E-5,1.1813354918375389E-2,6.2750960446761789E-2]
[2004,3,31,13,null,null,2.7624293721859799E-2,2.1080444637997447E-2,0,0,5.7942244623656132E-5,1.1678302900005138E-2,6.044098350448604E-2,null,2.2357577265667349E-2,2.5689755322230508E-2,0,0,2.4529228482808298E-5,1.0758379543723339E-2,5.8830241360104008E-2]
[2004,3,31,16,null,null,2.8128977340766977E-2,2.0072605798729447E-2,0,0,5.7942244623656132E-5,1.0377706997637329E-2,5.8637232381757401E-2,null,2.2766040306136145E-2,2.4461549104114643E-2,0,0,2.4529228482808298E-5,9.5602341907133504E-3,5.6812352829446952E-2]
[2004,3,31,20,null,null,3.3902910690130454E-2,1.7803206164692394E-2,1.1895551606997791E-3,1.5901940504221894E-6,5.7942244623656132E-5,6.3625894180886541E-3,5.9317793872285363E-2,null,2.7439142984705418E-2,2.1695937546676942E-2,6.7213449302150254E-4,2.1135953822754775E-6,2.4529228482808298E-5,5.8613954807290912E-3,5.5695253328998044E-2]
[2004,3,31,24,null,null,2.0556167774736393E-2,1.5495638278196115E-2,1.1895551606997791E-3,1.5901940504221894E-6,5.7942244623656132E-5,7.523078843292918E-3,4.4823972495599287E-2,null,1.6637026594674822E-2,1.8883812118986845E-2,6.7213449302150254E-4,2.1135953822754775E-6,2.4529228482808298E-5,6.9304708249573448E-3,4.3150086855505608E-2]
[2004,4,1,3,null,null,1.3943497173582906E-2,1.3346199661578826E-2,1.1895600000000033E-3,1.6100000000000178E-6,6.0108611111111254E-5,9.6089012232010561E-3,3.8149876669473906E-2,null,1.1285096319595827E-2,1.6264391462103713E-2,6.7213722737188006E-4,2.1399203226550274E-6,2.5446336525367462E-5,8.8519887900234996E-3,3.7101200055942946E-2]
[2004,4,1,6,null,null,1.8706277730181721E-2,1.435290004500276E-2,1.1895600000000033E-3,1.6100000000000178E-6,6.0108611111111254E-5,9.8944842483705171E-3,4.4204940634666109E-2,null,1.5139827787691698E-2,1.7491210297145766E-2,6.7213722737188006E-4,2.1399203226550274E-6,2.5446336525367462E-5,9.1150758671720462E-3,4.2445837436229414E-2]
[2004,4,1,7,null,null,2.548003922982587E-2,1.5849174034818021E-2,0,0,6.0108611111111254E-5,1.0096005682962258E-2,5.1485327558717264E-2,null,2.0622136136724877E-2,1.9314649667304288E-2,0,0,2.5446336525367462E-5,9.300723053933457E-3,4.9262955194487992E-2]
[2004,4,1,13,null,null,2.1883716241500862E-2,1.8996771021697601E-2,0,0,6.0108611111111254E-5,1.2114088752229251E-2,5.3054684626538826E-2,null,1.7711470984763163E-2,2.3150479405932033E-2,0,0,2.5446336525367462E-5,1.1159837669801734E-2,5.2047234397022295E-2]
[2004,4,1,15,null,null,1.9990169907962839E-2,1.8569414748439476E-2,0,0,6.0108611111111254E-5,1.240831173409767E-2,5.1028005001611094E-2,null,1.6178939189219133E-2,2.2629680234759312E-2,0,0,2.5446336525367462E-5,1.1430884116920781E-2,5.0264949877424595E-2]
[2004,4,1,18,null,null,2.7844499961653363E-2,1.7891589891035623E-2,0,0,6.0108611111111254E-5,9.4357716231057587E-3,5.5231970086905849E-2,null,2.2535800031112056E-2,2.1803646674411935E-2,0,0,2.5446336525367462E-5,8.6924969559764968E-3,5.3057389998025853E-2]
[2004,4,1,21,null,null,3.1888215584542988E-2,1.6398676717723853E-2,1.1895600000000033E-3,1.6100000000000178E-6,6.0108611111111254E-5,6.4932342822909056E-3,5.6031405195668862E-2,null,2.5808560065791211E-2,1.9984302974678788E-2,6.7213722737188006E-4,2.1399203226550274E-6,2.5446336525367462E-5,5.9817491867907311E-3,5.2474335711480635E-2]
[2004,4,2,1,null,null,1.6612806966815403E-2,1.3835187607123395E-2,1.1895600000000033E-3,1.6100000000000178E-6,6.0108611111111254E-5,7.9291137067322558E-3,3.962838689178217E-2,null,1.344548820324324E-2,1.6860298279643852E-2,6.7213722737188006E-4,2.1399203226550274E-6,2.5446336525367462E-5,7.3045215073439399E-3,3.8310031474450938E-2]
[2004,4,2,4,null,null,1.5151682578773371E-2,1.3091348061030947E-2,1.1895600000000033E-3,1.6100000000000178E-6,6.0108611111111254E-5,8.8236311693081042E-3,3.8317940420223531E-2,null,1.2262934841723258E-2,1.5953815695131855E-2,6.7213722737188006E-4,2.1399203226550274E-6,2.5446336525367462E-5,8.1285760342114585E-3,3.704505005528648E-2]
[2004,4,2,7,null,null,2.5187977218522641E-2,1.5636048755610771E-2,0,0,6.0108611111111254E-5,7.8281955282328494E-3,4.8712330113477371E-2,null,2.0385757279410926E-2,1.9054923823289244E-2,0,0,2.5446336525367462E-5,7.2115528562947057E-3,4.6677680295520246E-2]
[2004,4,2,10,null,null,2.3007971739039915E-2,1.855467797323589E-2,0,0,6.0108611111111254E-5,1.2089143737796333E-2,5.3711902061183245E-2,null,1.8621381276250189E-2,2.2611721213698796E-2,0,0,2.5446336525367462E-5,1.1136857624217124E-2,5.2395406450691476E-2]
[2004,4,2,12,null,null,2.3641142734376765E-2,1.8694380667554508E-2,0,0,6.0108611111111254E-5,1.0658418702598052E-2,5.3054050715640434E-2,null,1.9133834901061634E-2,2.2781970375731774E-2,0,0,2.5446336525367462E-5,9.8188336713221133E-3,5.1760085284640892E-2]
[2004,4,2,16,null,null,2.2537439068548493E-2,1.7482525861761699E-2,0,0,6.0108611111111254E-5,8.6713451105299884E-3,4.8751418651951289E-2,null,1.8240558126798659E-2,2.1305139408382509E-2,0,0,2.5446336525367462E-5,7.9882858539017838E-3,4.7559429725608324E-2]
[2004,4,2,19,null,null,2.8328670698201844E-2,1.668067590247253E-2,1.1895600000000033E-3,1.6100000000000178E-6,6.0108611111111254E-5,6.0367491525109762E-3,5.2297374364296469E-2,null,2.2927661077810663E-2,2.0327962237169098E-2,6.7213722737188006E-4,2.1399203226550274E-6,2.5446336525367462E-5,5.5612223067903737E-3,4.951656910599004E-2]
[2004,4,2,22,null,null,2.7359077673769897E-2,1.5400973909350989E-2,1.1895600000000033E-3,1.6100000000000178E-6,6.0108611111111254E-5,5.4994394040268606E-3,4.9510769598258862E-2,null,2.2142926047903449E-2,1.8768449064975112E-2,6.7213722737188006E-4,2.1399203226550274E-6,2.5446336525367462E-5,5.0662375255057495E-3,4.6677336122604218E-2]
[2004,4,3,2,null,null,1.4204230222593581E-2,1.2261906440887821E-2,1.1895600000000033E-3,1.6100000000000178E-6,6.0108611111111254E-5,7.4408843035896214E-3,3.5158299578182138E-2,null,1.1496119245563208E-2,1.4943013852881172E-2,6.7213722737188006E-4,2.1399203226550274E-6,2.5446336525367462E-5,6.8547509141003221E-3,3.3993607496764611E-2]
[2004,4,3,3,null,null,1.3611850570935859E-2,1.190177348652249E-2,1.1895600000000033E-3,1.6100000000000178E-6,6.0108611111111254E-5,7.3648758456744149E-3,3.4129778514243876E-2,null,1.1016679880854087E-2,1.4504136607168757E-2,6.7213722737188006E-4,2.1399203226550274E-6,2.5446336525367462E-5,6.7847297949542723E-3,3.3005269767197025E-2]
[2004,4,3,7,null,null,1.8583733188754704E-2,1.3391074168223037E-2,0,0,6.0108611111111254E-5,8.191821584367787E-3,4.0226737552456635E-2,null,1.5040647005695008E-2,1.6319077931753297E-2,0,0,2.5446336525367462E-5,7.5465353582372776E-3,3.8931706632210954E-2]
[2004,4,3,10,null,null,2.5610313726100346E-2,1.5078023463696875E-2,0,0,6.0108611111111254E-5,8.8922160647213946E-3,4.964066186562973E-2,null,2.0727573117142503E-2,1.8374884409554846E-2,0,0,2.5446336525367462E-5,8.1917583597720008E-3,4.7319662222994718E-2]
[2004,4,3,13,null,null,2.5613488193254555E-2,1.4867619331121774E-2,0,0,6.0108611111111254E-5,7.0146403207014419E-3,4.7555856456188879E-2,null,2.0730142355487279E-2,1.8118474700107939E-2,0,0,2.5446336525367462E-5,6.4620830251609683E-3,4.5336146417281557E-2]
[2004,4,3,17,null,null,2.5162054222906995E-2,1.4365416881834001E-2,0,0,6.0108611111111254E-5,7.7560294032560772E-3,4.7343609119108183E-2,null,2.0364776638846144E-2,1.750646398278308E-2,0,0,2.5446336525367462E-5,7.1450714018104636E-3,4.5041758359965052E-2]
[2004,4,3,20,null,null,2.8919354274761049E-2,1.3245484637355556E-2,1.1895600000000033E-3,1.6100000000000178E-6,6.0108611111111254E-5,4.0752602472751585E-3,4.7491377770502871E-2,null,2.3405727733032792E-2,1.6141654756403272E-2,6.7213722737188006E-4,2.1399203226550274E-6,2.5446336525367462E-5,3.7542438190753462E-3,4.400134979273132E-2]
[2004,4,3,24,null,null,1.9511945039297297E-2,1.1449809932836971E-2,1.1895600000000033E-3,1.6100000000000178E-6,6.0108611111111254E-5,6.9959104686442095E-3,3.9208944051889592E-2,null,1.5791890399512242E-2,1.3953349690282845E-2,6.7213722737188006E-4,2.1399203226550274E-6,2.5446336525367462E-5,6.4448285611386829E-3,3.6889792135153678E-2]
[2004,4,4,4,null,null,1.1844444566242235E-2,1.0550597849560027E-2,1.1895600000000033E-3,1.6100000000000178E-6,6.0108611111111254E-5,9.4523201619166469E-3,3.3098641188830019E-2,null,9.5862390989971749E-3,1.2857521836607539E-2,6.7213722737188006E-4,2.1399203226550274E-6,2.5446336525367462E-5,8.707741933174468E-3,3.1851226352999085E-2]
[2004,4,4,7,null,null,1.5906140101178839E-2,1.1422042140935756E-2,0,0,6.0108611111111254E-5,7.7091493099846024E-3,3.5097440163210314E-2,null,1.2873551081207283E-2,1.3919510376547735E-2,0,0,2.5446336525367462E-5,7.1018841475682867E-3,3.3920391941848677E-2]
[2004,4,4,8,null,null,1.94971289429525E-2,1.22656483511946E-2,0,0,6.0108611111111254E-5,8.6827422252152477E-3,4.050562813047346E-2,null,1.5779899069629219E-2,1.4947573944561858E-2,0,0,2.5446336525367462E-5,7.9987851949907453E-3,3.8751704545707193E-2]
[2004,4,4,11,null,null,2.3058021318144613E-2,1.3560144534847194E-2,0,0,6.0108611111111254E-5,1.0641992728069939E-2,4.732026719217286E-2,null,1.8661888640645243E-2,1.6525116107199818E-2,0,0,2.5446336525367462E-5,9.8037016037723929E-3,4.5016152688142817E-2]
[2004,4,4,14,null,null,2.1060607559023701E-2,1.407782459926602E-2,0,0,6.0108611111111254E-5,1.0115950252401529E-2,4.5314491021802357E-2,null,1.7045292288872659E-2,1.7155988672674299E-2,0,0,2.5446336525367462E-5,9.3190965496118168E-3,4.3545823847684142E-2]
[2004,4,4,18,null,null,2.6139039558526436E-2,1.3243473698532651E-2,0,0,6.0108611111111254E-5,6.5277947667081379E-3,4.5970416634878337E-2,null,2.1155494597048661E-2,1.613920411898952E-2,0,0,2.5446336525367462E-5,6.0135872724919812E-3,4.3333732325055531E-2]
[2004,4,4,21,null,null,2.6671087129766385E-2,1.2757293983705448E-2,1.1895600000000033E-3,1.6100000000000178E-6,6.0108611111111254E-5,5.7324306833935312E-3,4.6412090407976482E-2,null,2.1586104508845058E-2,1.5546719561333192E-2,6.7213722737188006E-4,2.1399203226550274E-6,2.5446336525367462E-5,5.2808756142132462E-3,4.3113423168611401E-2]
[2004,4,5,1,null,null,2.2728365863680263E-2,1.260517370601983E-2,1.1895600000000033E-3,1.6100000000000178E-6,6.0108611111111254E-5,8.1693915108768736E-3,4.4754209691688078E-2,null,1.8395083727243855E-2,1.5361337669233571E-2,6.7213722737188006E-4,2.1399203226550274E-6,2.5446336525367462E-5,7.5258721466495088E-3,4.1982017027346843E-2]
[2004,4,5,5,null,null,2.2723475451674156E-2,1.1930646893467674E-2,1.1895600000000033E-3,1.6100000000000178E-6,6.0108611111111254E-5,8.9967183889288118E-3,4.4902119345181755E-2,null,1.8391125697931381E-2,1.453932328242531E-2,6.7213722737188006E-4,2.1399203226550274E-6,2.5446336525367462E-5,8.2880288261789076E-3,4.1918201290755505E-2]
[2004,4,5,8,null,null,3.8564497596980246E-2,1.5600232561999038E-2,0,0,6.0108611111111254E-5,1.0305778467169908E-2,6.4530617237260307E-2,null,3.1211973903022949E-2,1.9011276297524984E-2,0,0,2.5446336525367462E-5,9.4939716149421358E-3,5.9742668152015441E-2]
[2004,4,5,9,null,null,3.8097100039835172E-2,1.6261557766076032E-2,0,0,6.0108611111111254E-5,1.140328838410894E-2,6.582205480113125E-2,null,3.0833688141118167E-2,1.981720249941064E-2,0,0,2.5446336525367462E-5,1.0505028473162963E-2,6.1181365450217143E-2]
[2004,4,5,12,null,null,3.2844344119964987E-2,1.7306605143373548E-2,0,0,6.0108611111111254E-5,1.1633472884020979E-2,6.1844530758470621E-2,null,2.6582397682124212E-2,2.1090753028535639E-2,0,0,2.5446336525367462E-5,1.0717080878066314E-2,5.8415677925251527E-2]
[2004,4,5,18,null,null,4.05054027283544E-2,1.7796666549512879E-2,0,0,6.0108611111111254E-5,6.6350809707043058E-3,6.4997258859682702E-2,null,3.2782835293252419E-2,2.1687968022468689E-2,0,0,2.5446336525367462E-5,6.1124223268897906E-3,6.0608671979136268E-2]
[2004,4,5,20,null,null,4.1037333138315424E-2,1.7239311427566142E-2,1.1895600000000033E-3,1.6100000000000178E-6,6.0108611111111254E-5,6.3466343056471338E-3,6.5874557482639817E-2,null,3.3213350381182095E-2,2.1008745313636688E-2,6.7213722737188006E-4,2.1399203226550274E-6,2.5446336525367462E-5,5.8466971845144433E-3,6.0768516363553134E-2]
[2004,4,5,23,null,null,3.2791441019875328E-2,1.5152707640692696E-2,1.1895600000000033E-3,1.6100000000000178E-6,6.0108611111111254E-5,6.8006896055976245E-3,5.5996116877276764E-2,null,2.6539580835483464E-2,1.8465898535035219E-2,6.7213722737188006E-4,2.1399203226550274E-6,2.5446336525367462E-5,6.2649856372573821E-3,5.1970188491995972E-2]
[2004,4,6,3,null,null,2.3026688979615614E-2,1.3908083930159836E-2,1.1895600000000033E-3,1.6100000000000178E-6,6.0108611111111254E-5,9.6089012232010561E-3,4.7794952744087627E-2,null,1.8636529976759412E-2,1.6949133630835684E-2,6.7213722737188006E-4,2.1399203226550274E-6,2.5446336525367462E-5,8.8519887900234996E-3,4.5137375881838498E-2]
[2004,4,6,6,null,null,2.7982698881201765E-2,1.4760727950877002E-2,1.1895600000000033E-3,1.6100000000000178E-6,6.0108611111111254E-5,9.8944842483705171E-3,5.3889189691560396E-2,null,2.2647650601951813E-2,1.7988211157203629E-2,6.7213722737188006E-4,2.1399203226550274E-6,2.5446336525367462E-5,9.1150758671720462E-3,5.0450661110547398E-2]
[2004,4,6,9,null,null,3.3494587709086761E-2,1.8309356703246904E-2,0,0,6.0108611111111254E-5,1.2790030512208519E-2,6.4654083535653301E-2,null,2.7108668921189075E-2,2.2312759616371001E-2,0,0,2.5446336525367462E-5,1.1782534140819461E-2,6.1229409014904909E-2]
[2004,4,6,11,null,null,3.1922716202597963E-2,1.9202880983683359E-2,0,0,6.0108611111111254E-5,1.323045554274789E-2,6.4416161340140318E-2,null,2.5836482960097353E-2,2.3401656009832707E-2,0,0,2.5446336525367462E-5,1.2188266007826989E-2,6.1451851314282421E-2]
[2004,4,6,14,null,null,2.8673050952505254E-2,1.8912643733934007E-2,0,0,6.0108611111111254E-5,1.264721983302002E-2,6.0293023130570396E-2,null,2.3206383430746907E-2,2.3047957401501729E-2,0,0,2.5446336525367462E-5,1.1650972945433264E-2,5.7930760114207266E-2]
[2004,4,6,17,null,null,3.4426581434366131E-2,1.7949179789995426E-2,0,0,6.0108611111111254E-5,1.0681449514017229E-2,6.31173193494899E-2,null,2.7862973155492875E-2,2.1873828800012957E-2,0,0,2.5446336525367462E-5,9.8400502995059317E-3,5.960229859153713E-2]
[2004,4,6,21,null,null,4.2390641289996117E-2,1.6829625841949063E-2,1.1895600000000033E-3,1.6100000000000178E-6,6.0108611111111254E-5,6.4932342822909056E-3,6.6964780025347198E-2,null,3.4308643237177021E-2,2.0509480585862556E-2,6.7213722737188006E-4,2.1399203226550274E-6,2.5446336525367462E-5,5.9817491867907311E-3,6.1499596494050214E-2]
[2004,4,6,24,null,null,2.9797509855299636E-2,1.4860244907580283E-2,1.1895600000000033E-3,1.6100000000000178E-6,6.0108611111111254E-5,7.6788377711622972E-3,5.3587871145153329E-2,null,2.4116458347210705E-2,1.8109487833859305E-2,6.7213722737188006E-4,2.1399203226550274E-6,2.5446336525367462E-5,7.0739603094903646E-3,4.9999629974780274E-2]
[2004,4,7,4,null,null,2.6400419211957599E-2,1.3244059320230343E-2,1.1895600000000033E-3,1.6100000000000178E-6,6.0108611111111254E-5,9.3573855017841778E-3,5.0253142645083237E-2,null,2.1367040848913055E-2,1.6139917788856709E-2,6.7213722737188006E-4,2.1399203226550274E-6,2.5446336525367462E-5,8.6202854667422578E-3,4.6826967588731921E-2]
[2004,4,7,8,null,null,3.9378747188623796E-2,1.7825298491995604E-2,0,0,6.0108611111111254E-5,1.2108118760396107E-2,6.9372273052126621E-2,null,3.1870982540203166E-2,2.1722860436239486E-2,0,0,2.5446336525367462E-5,1.1154337946206289E-2,6.4773627259174307E-2]
[2004,4,7,11,null,null,3.4914788583456369E-2,1.9328524245290388E-2,0,0,6.0108611111111254E-5,1.323045554274789E-2,6.7533876982605753E-2,null,2.825810105151574E-2,2.3554771596529279E-2,0,0,2.5446336525367462E-5,1.2188266007826989E-2,6.402658499239737E-2]
[2004,4,7,12,null,null,3.4288589915133158E-2,1.9418587079854516E-2,0,0,6.0108611111111254E-5,1.2727212791117831E-2,6.6494498397216606E-2,null,2.7751290443010831E-2,2.3664526975189962E-2,0,0,2.5446336525367462E-5,1.1724664697686155E-2,6.3165928452412312E-2]
[2004,4,7,15,null,null,3.0512080874878993E-2,1.9242996719039999E-2,0,0,6.0108611111111254E-5,1.240831173409767E-2,6.2223497939127771E-2,null,2.4694792654791929E-2,2.3450543186720137E-2,0,0,2.5446336525367462E-5,1.1430884116920781E-2,5.9601666294958215E-2]
[2004,4,7,19,null,null,4.3110652317482116E-2,1.769606322722099E-2,1.1895600000000033E-3,1.6100000000000178E-6,6.0108611111111254E-5,7.4485182241264157E-3,6.9506512379940641E-2,null,3.489138038663081E-2,2.1565367442705603E-2,6.7213722737188006E-4,2.1399203226550274E-6,2.5446336525367462E-5,6.8617834953961388E-3,6.4018254808952457E-2]
[2004,4,7,22,null,null,4.1547167864427664E-2,1.6518738959812193E-2,1.1895600000000033E-3,1.6100000000000178E-6,6.0108611111111254E-5,6.1902453628057269E-3,6.5507430798156699E-2,null,3.3625982443255584E-2,2.0130617233018875E-2,6.7213722737188006E-4,2.1399203226550274E-6,2.5446336525367462E-5,5.7026273125531015E-3,6.0158950473047465E-2]
[2004,4,8,1,null,null,2.2458438949583388E-2,1.4497177283959297E-2,1.1895600000000033E-3,1.6100000000000178E-6,6.0108611111111254E-5,8.6121236036474768E-3,4.6819018448301275E-2,null,1.8176619794780361E-2,1.7667034243509759E-2,6.7213722737188006E-4,2.1399203226550274E-6,2.5446336525367462E-5,7.9337293439663368E-3,4.4477106866476365E-2]
[2004,4,8,5,null,null,2.3992631042362635E-2,1.382445577799357E-2,1.1895600000000033E-3,1.6100000000000178E-6,6.0108611111111254E-5,9.6788932823777801E-3,4.8747258713845103E-2,null,1.9418310119972089E-2,1.6847219899693164E-2,6.7213722737188006E-4,2.1399203226550274E-6,2.5446336525367462E-5,8.9164674342338338E-3,4.5881720938118993E-2]
[2004,4,8,9,null,null,3.186762182754363E-2,1.7697846590313659E-2,0,0,6.0108611111111254E-5,1.2790030512208519E-2,6.2415607541176921E-2,null,2.57918926165547E-2,2.1567540744184203E-2,0,0,2.5446336525367462E-5,1.1782534140819461E-2,5.9167413838083729E-2]
[2004,4,8,12,null,null,3.0056651303786156E-2,1.8283047735703134E-2,0,0,6.0108611111111254E-5,1.2727212791117831E-2,6.1127020441718229E-2,null,2.4326193119640002E-2,2.2280698103884604E-2,0,0,2.5446336525367462E-5,1.1724664697686155E-2,5.8357002257736129E-2]
[2004,4,8,13,null,null,2.9835938136274803E-2,1.8327597906670306E-2,0,0,6.0108611111111254E-5,1.2114088752229251E-2,6.0337733406285475E-2,null,2.4147560074905164E-2,2.2334989320761844E-2,0,0,2.5446336525367462E-5,1.1159837669801734E-2,5.7667833401994113E-2]
[2004,4,8,16,null,null,3.0390897740934709E-2,1.7799089265782043E-2,0,0,6.0108611111111254E-5,1.124593068219808E-2,5.9496026300025942E-2,null,2.4596713720802351E-2,2.1690920473863277E-2,0,0,2.5446336525367462E-5,1.0360066153228244E-2,5.6673146684419237E-2]
[2004,4,8,20,null,null,4.0746984805378465E-2,1.7049614216119526E-2,1.1895600000000033E-3,1.6100000000000178E-6,6.0108611111111254E-5,7.1967664838603548E-3,6.6244644116469464E-2,null,3.2978358480467582E-2,2.0777570163820879E-2,6.7213722737188006E-4,2.1399203226550274E-6,2.5446336525367462E-5,6.6298627449441231E-3,6.1085514873452491E-2]
[2004,4,8,22,null,null,3.6779920184919837E-2,1.5930024612502237E-2,1.1895600000000033E-3,1.6100000000000178E-6,6.0108611111111254E-5,6.1902453628057269E-3,6.0151468771338916E-2,null,2.9767635532658304E-2,1.9413178497888092E-2,6.7213722737188006E-4,2.1399203226550274E-6,2.5446336525367462E-5,5.7026273125531015E-3,5.5583164827319405E-2]
[2004,4,9,3,null,null,2.2156336291915657E-2,1.2232403202422358E-2,1.1895600000000033E-3,1.6100000000000178E-6,6.0108611111111254E-5,8.8274973662889906E-3,4.446751547173812E-2,null,1.7932114592983116E-2,1.4907059631307258E-2,6.7213722737188006E-4,2.1399203226550274E-6,2.5446336525367462E-5,8.1321376830972032E-3,4.1671035391607485E-2]
[2004,4,9,7,null,null,4.0704585099842414E-2,1.3853742025493306E-2,0,0,6.0108611111111254E-5,7.7091493099846024E-3,6.2327585046431433E-2,null,3.2944042501130394E-2,1.688290968449108E-2,0,0,2.5446336525367462E-5,7.1018841475682867E-3,5.6954282669715126E-2]
[2004,4,9,10,null,null,3.2859548892762651E-2,1.5928994181823662E-2,0,0,6.0108611111111254E-5,1.0616209304231031E-2,5.9464860989928453E-2,null,2.6594703585256195E-2,1.9411922760048418E-2,0,0,2.5446336525367462E-5,9.7799491919732823E-3,5.5812021873803262E-2]
[2004,4,9,13,null,null,2.948953230637566E-2,1.6549091264128939E-2,0,0,6.0108611111111254E-5,1.0586144135112741E-2,5.6684876316728451E-2,null,2.3867198332982363E-2,2.0167606171570845E-2,0,0,2.5446336525367462E-5,9.75225231656336E-3,5.3812503157641939E-2]
[2004,4,9,14,null,null,2.7969931978825531E-2,1.6374996379642081E-2,0,0,6.0108611111111254E-5,1.0115950252401529E-2,5.4520987221980247E-2,null,2.2637317776461545E-2,1.9955444850397488E-2,0,0,2.5446336525367462E-5,9.3190965496118168E-3,5.1937305512996218E-2]
[2004,4,9,19,null,null,3.9789283896185086E-2,1.4782886519895979E-2,1.1895600000000033E-3,1.6100000000000178E-6,6.0108611111111254E-5,5.7064999163378089E-3,6.1529948943529984E-2,null,3.2203248271668032E-2,1.8015214772457655E-2,6.7213722737188006E-4,2.1399203226550274E-6,2.5446336525367462E-5,5.2569874657182091E-3,5.6175173994063805E-2]
[2004,4,9,22,null,null,3.8352976579046398E-2,1.3287663792029844E-2,1.1895600000000033E-3,1.6100000000000178E-6,6.0108611111111254E-5,5.6680174422654977E-3,5.8559936424452855E-2,null,3.1040780476346258E-2,1.6193056526237284E-2,6.7213722737188006E-4,2.1399203226550274E-6,2.5446336525367462E-5,5.2215363333579382E-3,5.3155096820161389E-2]
[2004,4,10,1,null,null,2.1994657793573451E-2,1.1767956018400643E-2,1.1895600000000033E-3,1.6100000000000178E-6,6.0108611111111254E-5,7.0446580337593309E-3,4.2058550456844541E-2,null,1.7801260948170378E-2,1.4341059495991789E-2,6.7213722737188006E-4,2.1399203226550274E-6,2.5446336525367462E-5,6.4897361827196071E-3,3.933178011110168E-2]
[2004,4,10,4,null,null,2.1157555264242425E-2,1.1240456456585701E-2,1.1895600000000033E-3,1.6100000000000178E-6,6.0108611111111254E-5,7.2686808760626396E-3,4.0917971208001877E-2,null,1.712375640571057E-2,1.3698220366726773E-2,6.7213722737188006E-4,2.1399203226550274E-6,2.5446336525367462E-5,6.6961122961497199E-3,3.8217812552806971E-2]
[2004,4,10,8,null,null,3.418280223395033E-2,1.2334103236247463E-2,0,0,6.0108611111111254E-5,8.8049488663785921E-3,5.5381962947687498E-2,null,2.7665671737982029E-2,1.5030996722298226E-2,0,0,2.5446336525367462E-5,8.1113653737766786E-3,5.0833480170582299E-2]
[2004,4,10,11,null,null,4.3464992504053612E-2,1.3716659122724692E-2,0,0,6.0108611111111254E-5,6.1223193492627994E-3,6.3364079587152206E-2,null,3.5178163758519669E-2,1.6715853140311786E-2,0,0,2.5446336525367462E-5,5.6400519674157023E-3,5.7559515202772527E-2]
[2004,4,10,12,null,null,4.0105719681958217E-2,1.3485286030845735E-2,0,0,6.0108611111111254E-5,7.0124220793657543E-3,6.0663536403280816E-2,null,3.2459353915536372E-2,1.6433889537523044E-2,0,0,2.5446336525367462E-5,6.4600395191470169E-3,5.5378729308731799E-2]
[2004,4,10,16,null,null,3.4496577149728452E-2,1.3075961527629531E-2,0,0,6.0108611111111254E-5,6.7827683435116859E-3,5.4415415631980782E-2,null,2.7919623820673152E-2,1.5935064844040829E-2,0,0,2.5446336525367462E-5,6.2484760689516155E-3,5.0128611070190968E-2]
[2004,4,10,19,null,null,4.0529864034319449E-2,1.2433876587009932E-2,1.1895600000000033E-3,1.6100000000000178E-6,6.0108611111111254E-5,3.8090905185129437E-3,5.8024109750953436E-2,null,3.2802632922963398E-2,1.5152585854443323E-2,6.7213722737188006E-4,2.1399203226550274E-6,2.5446336525367462E-5,3.5090408140160631E-3,5.2163983075642691E-2]
[2004,4,10,23,null,null,3.095931771560996E-2,1.0866392804442765E-2,1.1895600000000033E-3,1.6100000000000178E-6,6.0108611111111254E-5,6.0097193631242427E-3,4.9086708494288082E-2,null,2.5056761446587066E-2,1.3242366428941671E-2,6.7213722737188006E-4,2.1399203226550274E-6,2.5446336525367462E-5,5.5363217081589363E-3,4.453517306790758E-2]
[2004,4,11,2,null,null,2.1100304553187166E-2,9.520970785454148E-3,1.1895600000000033E-3,1.6100000000000178E-6,6.0108611111111254E-5,9.0170575923756331E-3,4.0889611542128057E-2,null,1.7077420842933108E-2,1.1602763324429433E-2,6.7213722737188006E-4,2.1399203226550274E-6,2.5446336525367462E-5,8.3067658697520644E-3,3.7686673521334514E-2]
[2004,4,11,5,null,null,2.2110757891910325E-2,9.52616291830179E-3,1.1895600000000033E-3,1.6100000000000178E-6,6.0108611111111254E-5,9.1812078383668953E-3,4.2069407259690127E-2,null,1.7895225953945864E-2,1.1609090734725895E-2,6.7213722737188006E-4,2.1399203226550274E-6,2.5446336525367462E-5,8.4579856714382118E-3,3.8662025844329879E-2]
[2004,4,11,9,null,null,4.0519925320242595E-2,1.1952768191207684E-2,0,0,6.0108611111111254E-5,9.6561122699437372E-3,6.2188914392505124E-2,null,{"$f":"G2435*X$5","v":3.2794589076842587E-2},{"$f":"H2435*Y$5","v":1.456628147690887E-2},{"$f":"I2435*Z$5","v":0},{"$f":"J2435*AA$5","v":0},{"$f":"K2435*AB$5","v":2.5446336525367462E-5},{"$f":"L2435*AC$5","v":8.8954809278677747E-3},{"$f":"SUM(O2435:T2435)","v":5.6281797818144602E-2}]
[2004,4,11,13,null,null,3.3725295858861741E-2,1.3833117139752157E-2,0,0,6.0108611111111254E-5,1.0586144135112741E-2,5.8204665744837743E-2,null,2.7295391352406623E-2,1.6857775097562869E-2,0,0,2.5446336525367462E-5,9.75225231656336E-3,5.3930865103058223E-2]
[2004,4,11,14,null,null,3.2592823608336707E-2,1.4038305398345982E-2,0,0,6.0108611111111254E-5,1.0115950252401529E-2,5.6807187870195328E-2,null,2.6378830874977954E-2,1.7107828464500326E-2,0,0,2.5446336525367462E-5,9.3190965496118168E-3,5.2831202225615465E-2]
[2004,4,11,17,null,null,3.6932862019458321E-2,1.3722527398900819E-2,0,0,6.0108611111111254E-5,7.7659945078757103E-3,5.8481492537345962E-2,null,2.9891418204435399E-2,1.6723004534967674E-2,0,0,2.5446336525367462E-5,7.1542515351405277E-3,5.3794120611068967E-2]
[2004,4,11,20,null,null,4.215119808801604E-2,1.2600773406940786E-2,1.1895600000000033E-3,1.6100000000000178E-6,6.0108611111111254E-5,6.0871274290174218E-3,6.209037753508536E-2,null,3.4114851137262731E-2,1.5355975229843581E-2,6.7213722737188006E-4,2.1399203226550274E-6,2.5446336525367462E-5,5.6076321853537007E-3,5.5778182036679919E-2]
[2004,4,11,24,null,null,2.4822562628043051E-2,1.2765600904255209E-2,1.1895600000000033E-3,1.6100000000000178E-6,6.0108611111111254E-5,7.5498057569328399E-3,4.6389247900342219E-2,null,2.009001089679175E-2,1.5556842818222181E-2,6.7213722737188006E-4,2.1399203226550274E-6,2.5446336525367462E-5,6.9550924059723802E-3,4.3301669605206219E-2]
[2004,4,12,3,null,null,1.9709002642328784E-2,1.2295844295192992E-2,1.1895600000000033E-3,1.6100000000000178E-6,6.0108611111111254E-5,8.8274973662889906E-3,4.2083622914921875E-2,null,1.5951377937181932E-2,1.4984372334081793E-2,6.7213722737188006E-4,2.1399203226550274E-6,2.5446336525367462E-5,8.1321376830972032E-3,3.9767611438580833E-2]
[2004,4,12,6,null,null,2.5705820479726523E-2,1.3371751037224169E-2,1.1895600000000033E-3,1.6100000000000178E-6,6.0108611111111254E-5,8.9550854413511551E-3,4.9283935569412962E-2,null,2.0804871007365146E-2,1.6295529732654804E-2,6.7213722737188006E-4,2.1399203226550274E-6,2.5446336525367462E-5,8.2496753894339015E-3,4.604979961367376E-2]
[2004,4,12,11,null,null,3.2213399348835235E-2,1.7771535167709619E-2,0,0,6.0108611111111254E-5,1.0641992728069939E-2,6.0687035855725907E-2,null,2.6071745840200757E-2,2.1657341578837058E-2,0,0,2.5446336525367462E-5,9.8037016037723929E-3,5.7558235359335574E-2]
[2004,4,12,14,null,null,2.8240899170370946E-2,1.8671543068083715E-2,0,0,6.0108611111111254E-5,1.0115950252401529E-2,5.7088501101967296E-2,null,2.2856623652022939E-2,2.2754139257715682E-2,0,0,2.5446336525367462E-5,9.3190965496118168E-3,5.4955305795875806E-2]
[2004,4,12,15,null,null,2.91318700041126E-2,1.8148522481907479E-2,0,0,6.0108611111111254E-5,8.8424625512737547E-3,5.6182963648404943E-2,null,2.3577726224179269E-2,2.2116758447296807E-2,0,0,2.5446336525367462E-5,8.1459240304275187E-3,5.3865855038428966E-2]
[2004,4,12,18,null,null,3.7866275610758005E-2,1.7805005411347555E-2,0,0,6.0108611111111254E-5,6.5277947667081379E-3,6.2259184399924804E-2,null,3.0646871599857149E-2,2.1698130204712823E-2,0,0,2.5446336525367462E-5,6.0135872724919812E-3,5.8384035413587318E-2]
[2004,4,12,21,null,null,4.0910013698612246E-2,1.6882183838363166E-2,1.1895600000000033E-3,1.6100000000000178E-6,6.0108611111111254E-5,5.7324306833935312E-3,6.477590683148006E-2,null,3.3110305060304525E-2,2.0573530566367768E-2,6.7213722737188006E-4,2.1399203226550274E-6,2.5446336525367462E-5,5.2808756142132462E-3,5.966443472510545E-2]
[2004,4,13,3,null,null,1.5081247613925382E-2,1.379460080481505E-2,1.1895600000000033E-3,1.6100000000000178E-6,6.0108611111111254E-5,9.6089012232010561E-3,3.9736028253052606E-2,null,1.2205928672275119E-2,1.6810837035418781E-2,6.7213722737188006E-4,2.1399203226550274E-6,2.5446336525367462E-5,8.8519887900234996E-3,3.8568477981937306E-2]
[2004,4,13,5,null,null,1.6844946976576826E-2,1.4288803764948845E-2,1.1895600000000033E-3,1.6100000000000178E-6,6.0108611111111254E-5,9.6788932823777801E-3,4.2063922635014565E-2,null,1.3633369502832331E-2,1.741309914816733E-2,6.7213722737188006E-4,2.1399203226550274E-6,2.5446336525367462E-5,8.9164674342338338E-3,4.0662659569453398E-2]
[2004,4,13,9,null,null,2.7705160875366577E-2,1.7828315818223462E-2,0,0,6.0108611111111254E-5,1.2790030512208519E-2,5.8383615816909665E-2,null,2.242302667230147E-2,2.1726537511076005E-2,0,0,2.5446336525367462E-5,1.1782534140819461E-2,5.5957544660722308E-2]
[2004,4,13,12,null,null,2.4524542000296509E-2,1.8524744991750185E-2,0,0,6.0108611111111254E-5,1.2727212791117831E-2,5.5836608394275636E-2,null,1.9848809464505599E-2,2.2575243284336407E-2,0,0,2.5446336525367462E-5,1.1724664697686155E-2,5.4174163783053529E-2]
[2004,4,13,15,null,null,2.1451284989920587E-2,1.8943357946081856E-2,0,0,6.0108611111111254E-5,1.240831173409767E-2,5.2863063281211223E-2,null,1.73614850189086E-2,2.3085387380258962E-2,0,0,2.5446336525367462E-5,1.1430884116920781E-2,5.1903202852613711E-2]
[2004,4,13,16,null,null,2.4805132273175611E-2,1.9265696411887762E-2,0,0,6.0108611111111254E-5,1.124593068219808E-2,5.537686797837256E-2,null,2.007590373048225E-2,2.3478206244362559E-2,0,0,2.5446336525367462E-5,1.0360066153228244E-2,5.3939622464598422E-2]
[2004,4,13,19,null,null,3.1498132236274685E-2,1.7502919909939702E-2,1.1895600000000033E-3,1.6100000000000178E-6,6.0108611111111254E-5,7.4485182241264157E-3,5.7700848981451919E-2,null,2.5492848153415421E-2,2.1329992684331837E-2,6.7213722737188006E-4,2.1399203226550274E-6,2.5446336525367462E-5,6.8617834953961388E-3,5.4384347817363302E-2]
[2004,4,13,24,null,null,1.9621151339580367E-2,1.5568134346753358E-2,1.1895600000000033E-3,1.6100000000000178E-6,6.0108611111111254E-5,7.6788377711622972E-3,4.4119402068607136E-2,null,1.5880275945983041E-2,1.8972159698700711E-2,6.7213722737188006E-4,2.1399203226550274E-6,2.5446336525367462E-5,7.0739603094903646E-3,4.262611943839402E-2]
[2004,4,14,3,null,null,1.543523443894217E-2,1.4344258330282125E-2,1.1895600000000033E-3,1.6100000000000178E-6,6.0108611111111254E-5,9.6089012232010561E-3,4.0639672603536466E-2,null,1.2492426052842657E-2,1.7480679042205464E-2,6.7213722737188006E-4,2.1399203226550274E-6,2.5446336525367462E-5,8.8519887900234996E-3,3.9524817369291532E-2]
[2004,4,14,6,null,null,2.1127767874483235E-2,1.5554604658099672E-2,1.1895600000000033E-3,1.6100000000000178E-6,6.0108611111111254E-5,9.8944842483705171E-3,4.7828135392064541E-2,null,1.7099648138010078E-2,1.8955671697756336E-2,6.7213722737188006E-4,2.1399203226550274E-6,2.5446336525367462E-5,9.1150758671720462E-3,4.5870119187158373E-2]
[2004,4,14,10,null,null,2.4665801241119195E-2,1.9963663059649184E-2,0,0,6.0108611111111254E-5,1.4062325126247525E-2,5.8751898038127012E-2,null,1.9963136890320778E-2,2.4328785665811217E-2,0,0,2.5446336525367462E-5,1.2954607554779344E-2,5.7271976447436715E-2]
[2004,4,14,13,null,null,2.3955945756046128E-2,2.0221158007472838E-2,0,0,6.0108611111111254E-5,1.2114088752229251E-2,5.6351301126859328E-2,null,1.9388619075864585E-2,2.4642582756901826E-2,0,0,2.5446336525367462E-5,1.1159837669801734E-2,5.5216485839093513E-2]
[2004,4,14,16,null,null,2.5314585078499159E-2,1.9546671429594958E-2,0,0,6.0108611111111254E-5,1.124593068219808E-2,5.6167295801403311E-2,null,2.0488226686968154E-2,2.382061740221577E-2,0,0,2.5446336525367462E-5,1.0360066153228244E-2,5.4694356578937536E-2]
[2004,4,14,17,null,null,2.7305821193160475E-2,1.9163900047719534E-2,0,0,6.0108611111111254E-5,1.0681449514017229E-2,5.7211279366008345E-2,null,2.2099823194592111E-2,2.335415176007238E-2,0,0,2.5446336525367462E-5,9.8400502995059317E-3,5.5319471590695793E-2]
[2004,4,14,21,null,null,3.4680994039500333E-2,1.8144449730572949E-2,1.1895600000000033E-3,1.6100000000000178E-6,6.0108611111111254E-5,6.4932342822909056E-3,6.0569956663475304E-2,null,2.8068880663352398E-2,2.2111795175076079E-2,6.7213722737188006E-4,2.1399203226550274E-6,2.5446336525367462E-5,5.9817491867907311E-3,5.686214850943911E-2]
[2004,4,15,1,null,null,2.2266962204651818E-2,1.5690503720939889E-2,1.1895600000000033E-3,1.6100000000000178E-6,6.0108611111111254E-5,8.6121236036474768E-3,4.7820868140350303E-2,null,1.8021649095348563E-2,1.9121285551393592E-2,6.7213722737188006E-4,2.1399203226550274E-6,2.5446336525367462E-5,7.9337293439663368E-3,4.5776387474928397E-2]
[2004,4,15,4,null,null,2.2381977438462396E-2,1.4792424555819798E-2,1.1895600000000033E-3,1.6100000000000178E-6,6.0108611111111254E-5,9.3573855017841778E-3,4.7783066107177488E-2,null,1.8114736071708576E-2,1.8026838332270805E-2,6.7213722737188006E-4,2.1399203226550274E-6,2.5446336525367462E-5,8.6202854667422578E-3,4.5461583354941548E-2]
[2004,4,15,7,null,null,3.2790483221076035E-2,1.7602368992154647E-2,0,0,6.0108611111111254E-5,1.0096005682962258E-2,6.0548966507304056E-2,null,2.6538805646047825E-2,2.1451186645512203E-2,0,0,2.5446336525367462E-5,9.300723053933457E-3,5.7316161682018855E-2]
[2004,4,15,11,null,null,3.0143120571208881E-2,2.0434848459055379E-2,0,0,6.0108611111111254E-5,1.323045554274789E-2,6.3868533184123263E-2,null,2.4396176567795254E-2,2.490299735014799E-2,0,0,2.5446336525367462E-5,1.2188266007826989E-2,6.1512886262295605E-2]
[2004,4,15,14,null,null,2.7128138020510572E-2,2.0187923615173589E-2,0,0,6.0108611111111254E-5,1.264721983302002E-2,6.0023390079815296E-2,null,2.1956016250554822E-2,2.4602081552059504E-2,0,0,2.5446336525367462E-5,1.1650972945433264E-2,5.8234517084572959E-2]
[2004,4,15,18,null,null,3.4230939861028202E-2,1.9097528926763883E-2,0,0,6.0108611111111254E-5,9.4357716231057587E-3,6.2824349022008952E-2,null,2.7704631674030193E-2,2.3273268368517182E-2,0,0,2.5446336525367462E-5,8.6924969559764968E-3,5.9695843335049237E-2]
[2004,4,15,19,null,null,3.7665891368841228E-2,1.8770974065191889E-2,1.1895600000000033E-3,1.6100000000000178E-6,6.0108611111111254E-5,7.4485182241264157E-3,6.5136662269270645E-2,null,3.0484691664450104E-2,2.2875311179419374E-2,6.7213722737188006E-4,2.1399203226550274E-6,2.5446336525367462E-5,6.8617834953961388E-3,6.0921509823485522E-2]
[2004,4,15,22,null,null,3.6500710329950906E-2,1.7762478790199071E-2,1.1895600000000033E-3,1.6100000000000178E-6,6.0108611111111254E-5,6.1902453628057269E-3,6.1704713094066818E-2,null,2.9541658500678521E-2,2.1646304993682097E-2,6.7213722737188006E-4,2.1399203226550274E-6,2.5446336525367462E-5,5.7026273125531015E-3,5.7590314291133628E-2]
[2004,4,16,2,null,null,2.0058605677579819E-2,1.5102667735540372E-2,1.1895600000000033E-3,1.6100000000000178E-6,6.0108611111111254E-5,8.7721427088559411E-3,4.5184694733087248E-2,null,1.6234327320490568E-2,1.8404917234982672E-2,6.7213722737188006E-4,2.1399203226550274E-6,2.5446336525367462E-5,8.0811434231198159E-3,4.3420111462812959E-2]
[2004,4,16,5,null,null,2.2610107921386437E-2,1.5222776130409598E-2,1.1895600000000033E-3,1.6100000000000178E-6,6.0108611111111254E-5,9.2207714474256373E-3,4.8304934110332792E-2,null,1.8299372281777256E-2,1.8551287737565647E-2,6.7213722737188006E-4,2.1399203226550274E-6,2.5446336525367462E-5,8.4944327756123345E-3,4.6044816279175144E-2]
[2004,4,16,8,null,null,3.6414259903328833E-2,1.810737051712008E-2,0,0,6.0108611111111254E-5,1.011993996685131E-2,6.4701678998411338E-2,null,2.9471690301226476E-2,2.2066608465900698E-2,0,0,2.5446336525367462E-5,9.322771986247546E-3,6.0886517089900088E-2]
[2004,4,16,11,null,null,3.058049891085074E-2,1.944331760865638E-2,0,0,6.0108611111111254E-5,1.1171470022964121E-2,6.1255395153582345E-2,null,2.4750166433430587E-2,2.369466491795252E-2,0,0,2.5446336525367462E-5,1.0291470909555088E-2,5.8761748597463567E-2]
[2004,4,16,16,null,null,2.951622464515747E-2,1.7317551481155369E-2,0,0,6.0108611111111254E-5,8.6713451105299884E-3,5.5565229847953937E-2,null,2.3888801637404349E-2,2.1104092820182281E-2,0,0,2.5446336525367462E-5,7.9882858539017838E-3,5.3006626648013783E-2]
[2004,4,16,19,null,null,3.7356562761318629E-2,1.6679701334795471E-2,1.1895600000000033E-3,1.6100000000000178E-6,6.0108611111111254E-5,6.0367491525109762E-3,6.1324291859736195E-2,null,3.023433817802974E-2,2.0326774576965599E-2,6.7213722737188006E-4,2.1399203226550274E-6,2.5446336525367462E-5,5.5612223067903737E-3,5.6822058546005617E-2]
[2004,4,16,20,null,null,3.8910522083927035E-2,1.6512790899667961E-2,1.1895600000000033E-3,1.6100000000000178E-6,6.0108611111111254E-5,6.6962265672105429E-3,6.3370818161916656E-2,null,3.1492027007026975E-2,2.0123368609359781E-2,6.7213722737188006E-4,2.1399203226550274E-6,2.5446336525367462E-5,6.1687513620479022E-3,5.8483870462654561E-2]
[2004,4,16,23,null,null,3.3361930623962047E-2,1.4325156352854453E-2,1.1895600000000033E-3,1.6100000000000178E-6,6.0108611111111254E-5,4.9079511280221933E-3,5.3846316715949805E-2,null,2.7001303604979487E-2,1.7457400352656235E-2,6.7213722737188006E-4,2.1399203226550274E-6,2.5446336525367462E-5,4.5213419680426867E-3,4.9679769409898315E-2]
[2004,4,17,3,null,null,1.9683298382801143E-2,1.2295632847639156E-2,1.1895600000000033E-3,1.6100000000000178E-6,6.0108611111111254E-5,7.3648758456744149E-3,4.0595085687225828E-2,null,1.5930574329522953E-2,1.4984114652803488E-2,6.7213722737188006E-4,2.1399203226550274E-6,2.5446336525367462E-5,6.7847297949542723E-3,3.8399142261500617E-2]
[2004,4,17,8,null,null,3.290770880929355E-2,1.2564784877674123E-2,0,0,6.0108611111111254E-5,8.8049488663785921E-3,5.4337551164457376E-2,null,2.6633681561156287E-2,1.5312117686649212E-2,0,0,2.5446336525367462E-5,8.1113653737766786E-3,5.0082610958107544E-2]
[2004,4,17,10,null,null,3.5792859011518574E-2,1.3805994725737659E-2,0,0,6.0108611111111254E-5,8.8922160647213946E-3,5.8551178413088739E-2,null,2.896876274798342E-2,1.682472227577728E-2,0,0,2.5446336525367462E-5,8.1917583597720008E-3,5.4010689720058069E-2]
[2004,4,17,14,null,null,3.2840608540627245E-2,1.3350955058779422E-2,0,0,6.0108611111111254E-5,7.3643738960368103E-3,5.3616046106554585E-2,null,2.6579374310576092E-2,1.6270186643023338E-2,0,0,2.5446336525367462E-5,6.7842673848969703E-3,4.9659274675021771E-2]
[2004,4,17,17,null,null,3.4125124186953591E-2,1.3551873877991054E-2,0,0,6.0108611111111254E-5,7.7560294032560772E-3,5.5493136079311833E-2,null,2.7618990313101222E-2,1.6515037043183998E-2,0,0,2.5446336525367462E-5,7.1450714018104636E-3,5.1304545094621047E-2]
[2004,4,17,18,null,null,3.8867043642883237E-2,1.3154025010486502E-2,0,0,6.0108611111111254E-5,4.7087796687547267E-3,5.6789956933235575E-2,null,3.1456837958763334E-2,1.6030197172064969E-2,0,0,2.5446336525367462E-5,4.3378596443331609E-3,5.1850341111686835E-2]
[2004,4,17,21,null,null,3.9484515255137562E-2,1.2092436402876109E-2,1.1895600000000033E-3,1.6100000000000178E-6,6.0108611111111254E-5,4.8632504305494073E-3,5.769148069967419E-2,null,3.1956585370202413E-2,1.4736488616543293E-2,6.7213722737188006E-4,2.1399203226550274E-6,2.5446336525367462E-5,4.4801624342183689E-3,5.187295990518398E-2]
[2004,4,18,1,null,null,2.2734389688010424E-2,1.025706867252278E-2,1.1895600000000033E-3,1.6100000000000178E-6,6.0108611111111254E-5,8.0372780880023052E-3,4.2280015059646625E-2,null,1.8399959077877337E-2,1.2499811509927308E-2,6.7213722737188006E-4,2.1399203226550274E-6,2.5446336525367462E-5,7.4041655632293788E-3,3.9003659635253929E-2]
[2004,4,18,5,null,null,2.0375593227298622E-2,9.7949107845137218E-3,1.1895600000000033E-3,1.6100000000000178E-6,6.0108611111111254E-5,9.1812078383668953E-3,4.0602990461290352E-2,null,1.6490879531614957E-2,1.1936601232958532E-2,6.7213722737188006E-4,2.1399203226550274E-6,2.5446336525367462E-5,8.4579856714382118E-3,3.7585189920231604E-2]
[2004,4,18,8,null,null,3.3680980335893437E-2,1.1482439046815245E-2,0,0,6.0108611111111254E-5,8.6827422252152477E-3,5.3906270219035039E-2,null,2.7259524816276932E-2,1.3993113270647374E-2,0,0,2.5446336525367462E-5,7.9987851949907453E-3,4.9276869618440425E-2]
[2004,4,18,11,null,null,3.3200597257059872E-2,1.3116182251101668E-2,0,0,6.0108611111111254E-5,1.0641992728069939E-2,5.7018880847342593E-2,null,2.6870729290487918E-2,1.5984079965051124E-2,0,0,2.5446336525367462E-5,9.8037016037723929E-3,5.2683957195836802E-2]
[2004,4,18,15,null,null,3.0805444153223643E-2,1.4046582140658528E-2,0,0,6.0108611111111254E-5,8.8424625512737547E-3,5.3754597456267039E-2,null,2.4932224685762183E-2,1.7117914944578226E-2,0,0,2.5446336525367462E-5,8.1459240304275187E-3,5.0221509997293294E-2]
[2004,4,18,18,null,null,3.6662206893965953E-2,1.3453132795026164E-2,0,0,6.0108611111111254E-5,6.5277947667081379E-3,5.6703243066811362E-2,null,2.967236489789761E-2,1.6394705887689875E-2,0,0,2.5446336525367462E-5,6.0135872724919812E-3,5.2106104394604835E-2]
[2004,4,18,22,null,null,3.5174661026765294E-2,1.3322744284783637E-2,1.1895600000000033E-3,1.6100000000000178E-6,6.0108611111111254E-5,5.6680174422654977E-3,5.5416701364925547E-2,null,2.8468427450771314E-2,1.6235807487656941E-2,6.7213722737188006E-4,2.1399203226550274E-6,2.5446336525367462E-5,5.2215363333579382E-3,5.0625494756006098E-2]
[2004,4,18,23,null,null,2.7912241651082505E-2,1.3093290302897452E-2,1.1895600000000033E-3,1.6100000000000178E-6,6.0108611111111254E-5,6.7597126394032935E-3,4.9016523204494365E-2,null,2.259062641222313E-2,1.5956182614766803E-2,6.7213722737188006E-4,2.1399203226550274E-6,2.5446336525367462E-5,6.2272365089256669E-3,4.5473769020135509E-2]
[2004,4,19,2,null,null,1.8237769988324496E-2,1.3130951876537277E-2,1.1895600000000033E-3,1.6100000000000178E-6,6.0108611111111254E-5,8.5545346060106157E-3,4.1174535081983502E-2,null,1.47606435036118E-2,1.6002079019158261E-2,6.7213722737188006E-4,2.1399203226550274E-6,2.5446336525367462E-5,7.8806767472470261E-3,3.9343122754236994E-2]
[2004,4,19,6,null,null,2.3327368573226447E-2,1.3994238607338118E-2,1.1895600000000033E-3,1.6100000000000178E-6,6.0108611111111254E-5,8.3866634051380142E-3,4.6959549196813694E-2,null,1.8879883429124566E-2,1.7054126320249188E-2,6.7213722737188006E-4,2.1399203226550274E-6,2.5446336525367462E-5,7.7260290977630179E-3,4.4359762331356675E-2]
[2004,4,19,9,null,null,3.2119475026205609E-2,1.777663626735974E-2,0,0,6.0108611111111254E-5,1.140328838410894E-2,6.1359508288785392E-2,null,{"$f":"G2627*X$5","v":2.5995728682207116E-2},{"$f":"H2627*Y$5","v":2.1663558051218754E-2},{"$f":"I2627*Z$5","v":0},{"$f":"J2627*AA$5","v":0},{"$f":"K2627*AB$5","v":2.5446336525367462E-5},{"$f":"L2627*AC$5","v":1.0505028473162963E-2},{"$f":"SUM(O2627:T2627)","v":5.8189761543114199E-2}]
[2004,4,19,13,null,null,2.8763235486344109E-2,1.872688383064347E-2,0,0,6.0108611111111254E-5,1.0821252764485045E-2,5.837148069258373E-2,null,2.3279373810293692E-2,2.2821580465618062E-2,0,0,2.5446336525367462E-5,9.968840967367297E-3,5.6095241579804417E-2]
[2004,4,19,16,null,null,2.9609809719485559E-2,1.7739002822524528E-2,0,0,6.0108611111111254E-5,9.1461629086989488E-3,5.6555084061820145E-2,null,2.3964544226564112E-2,2.1617695926090395E-2,0,0,2.5446336525367462E-5,8.425701301210866E-3,5.4033387790390741E-2]
[2004,4,19,19,null,null,3.3550555102551533E-2,1.7325415849131685E-2,1.1895600000000033E-3,1.6100000000000178E-6,6.0108611111111254E-5,6.2650516940011124E-3,5.8392301256795447E-2,null,2.7153965837604228E-2,2.1113676758877358E-2,6.7213722737188006E-4,2.1399203226550274E-6,2.5446336525367462E-5,5.7715409989135633E-3,5.4738907079615054E-2]
[2004,4,19,21,null,null,3.7947094111270313E-2,1.654102330324566E-2,1.1895600000000033E-3,1.6100000000000178E-6,6.0108611111111254E-5,5.2277749213402187E-3,6.0967170946967304E-2,null,3.0712281629445327E-2,2.0157774123689503E-2,6.7213722737188006E-4,2.1399203226550274E-6,2.5446336525367462E-5,4.8159725993159284E-3,5.6385751836670661E-2]
[2004,4,19,24,null,null,2.1829688690385721E-2,1.4505902432344515E-2,1.1895600000000033E-3,1.6100000000000178E-6,6.0108611111111254E-5,7.7068881635042052E-3,4.5293757897345556E-2,null,1.7667744069581413E-2,1.7677667175168249E-2,6.7213722737188006E-4,2.1399203226550274E-6,2.5446336525367462E-5,7.0998011161339794E-3,4.3144935845103545E-2]
[2004,4,20,3,null,null,1.6246131887335525E-2,1.3382058842208689E-2,1.1895600000000033E-3,1.6100000000000178E-6,6.0108611111111254E-5,9.6089012232010561E-3,4.0488370563856388E-2,null,1.3148721650461518E-2,1.6308091374143345E-2,6.7213722737188006E-4,2.1399203226550274E-6,2.5446336525367462E-5,8.8519887900234996E-3,3.9008525298848268E-2]
[2004,4,20,7,null,null,3.1411802942569129E-2,1.6075578126152013E-2,0,0,6.0108611111111254E-5,1.0096005682962258E-2,5.7643495362794506E-2,null,2.5422977992254157E-2,1.959055778073366E-2,0,0,2.5446336525367462E-5,9.300723053933457E-3,5.4339705163446647E-2]
[2004,4,20,10,null,null,2.6052868245399152E-2,1.8568731607516823E-2,0,0,6.0108611111111254E-5,1.4062325126247525E-2,5.8744033590274608E-2,null,2.108575229663999E-2,2.2628847722758028E-2,0,0,2.5446336525367462E-5,1.2954607554779344E-2,5.6694653910702733E-2]
[2004,4,20,12,null,null,2.6360754781723526E-2,1.8669027623540575E-2,0,0,6.0108611111111254E-5,1.2727212791117831E-2,5.7817103807493046E-2,null,2.1334938650298101E-2,2.275107380269566E-2,0,0,2.5446336525367462E-5,1.1724664697686155E-2,5.5836123487205284E-2]
[2004,4,20,18,null,null,3.2548617661487762E-2,1.7486473027258073E-2,0,0,6.0108611111111254E-5,9.4357716231057587E-3,5.9530970922962702E-2,null,2.6343053023705862E-2,2.1309949634995821E-2,0,0,2.5446336525367462E-5,8.6924969559764968E-3,5.6370945951203552E-2]
[2004,4,20,21,null,null,3.6199126983758864E-2,1.6433003337796188E-2,1.1895600000000033E-3,1.6100000000000178E-6,6.0108611111111254E-5,6.4932342822909056E-3,6.0376643214957074E-2,null,2.9297573600900923E-2,2.0026135226599507E-2,6.7213722737188006E-4,2.1399203226550274E-6,2.5446336525367462E-5,5.9817491867907311E-3,5.6005181498511067E-2]
[2004,4,20,22,null,null,3.2891821596369386E-2,1.5618920935736479E-2,1.1895600000000033E-3,1.6100000000000178E-6,6.0108611111111254E-5,6.1902453628057269E-3,5.595226650602271E-2,null,2.6620823328686545E-2,1.9034050947534967E-2,6.7213722737188006E-4,2.1399203226550274E-6,2.5446336525367462E-5,5.7026273125531015E-3,5.2057225072994526E-2]
[2004,4,21,1,null,null,1.7599978625150961E-2,1.3997190200767722E-2,1.1895600000000033E-3,1.6100000000000178E-6,6.0108611111111254E-5,8.6121236036474768E-3,4.1460571040677276E-2,null,1.4244450408320326E-2,1.7057723289588274E-2,6.7213722737188006E-4,2.1399203226550274E-6,2.5446336525367462E-5,7.9337293439663368E-3,3.9935626526094843E-2]
[2004,4,21,4,null,null,1.6511981663097856E-2,1.3453969925782254E-2,1.1895600000000033E-3,1.6100000000000178E-6,6.0108611111111254E-5,9.3573855017841778E-3,4.0574615701775403E-2,null,1.3363885772393919E-2,1.6395726059923715E-2,6.7213722737188006E-4,2.1399203226550274E-6,2.5446336525367462E-5,8.6202854667422578E-3,3.9079620783279798E-2]
[2004,4,21,9,null,null,2.8316917719677068E-2,1.8283745011596273E-2,0,0,6.0108611111111254E-5,1.2790030512208519E-2,5.945080185459297E-2,null,2.2918148866272692E-2,2.2281547841515589E-2,0,0,2.5446336525367462E-5,1.1782534140819461E-2,5.700767718513311E-2]
[2004,4,21,12,null,null,2.4970546353989476E-2,1.9178568683313874E-2,0,0,6.0108611111111254E-5,1.2727212791117831E-2,5.6936436439532292E-2,null,2.0209780749379527E-2,2.3372027742567091E-2,0,0,2.5446336525367462E-5,1.1724664697686155E-2,5.5331919526158145E-2]
[2004,4,21,16,null,null,2.5212338953648782E-2,1.8256198589036248E-2,0,0,6.0108611111111254E-5,1.124593068219808E-2,5.4774576835994224E-2,null,2.0405474321985573E-2,2.2247978300278578E-2,0,0,2.5446336525367462E-5,1.0360066153228244E-2,5.3038965112017764E-2]
[2004,4,21,19,null,null,3.2052193991126715E-2,1.7202268372106526E-2,1.1895600000000033E-3,1.6100000000000178E-6,6.0108611111111254E-5,7.4485182241264157E-3,5.7954259198470769E-2,null,2.594127512927881E-2,2.096360266852236E-2,6.7213722737188006E-4,2.1399203226550274E-6,2.5446336525367462E-5,6.8617834953961388E-3,5.4466384777417214E-2]
[2004,4,21,22,null,null,3.1291935427747039E-2,1.6295737659792808E-2,1.1895600000000033E-3,1.6100000000000178E-6,6.0108611111111254E-5,6.1902453628057269E-3,5.5029197061456689E-2,null,2.5325963847702193E-2,1.9858855942760743E-2,6.7213722737188006E-4,2.1399203226550274E-6,2.5446336525367462E-5,5.7026273125531015E-3,5.1587170587235942E-2]
[2004,4,21,23,null,null,2.6824521202627627E-2,1.549707695617469E-2,1.1895600000000033E-3,1.6100000000000178E-6,6.0108611111111254E-5,6.2136654855649183E-3,4.978654225547835E-2,null,2.1710285571127447E-2,1.888556536878265E-2,6.7213722737188006E-4,2.1399203226550274E-6,2.5446336525367462E-5,5.7242025852413843E-3,4.7019777009371391E-2]
[2004,4,22,2,null,null,1.4593300274202234E-2,1.4434832025321262E-2,1.1895600000000033E-3,1.6100000000000178E-6,6.0108611111111254E-5,9.1019932082433471E-3,3.9381404118877958E-2,null,1.18110110516011E-2,1.7591056982715871E-2,6.7213722737188006E-4,2.1399203226550274E-6,2.5446336525367462E-5,8.3850109367030468E-3,3.8486802455239923E-2]
[2004,4,22,6,null,null,1.9175273661328561E-2,1.5840408923231013E-2,1.1895600000000033E-3,1.6100000000000178E-6,6.0108611111111254E-5,9.8944842483705171E-3,4.6161445444041202E-2,null,1.5519407185213148E-2,1.9303968034354458E-2,6.7213722737188006E-4,2.1399203226550274E-6,2.5446336525367462E-5,9.1150758671720462E-3,4.463817457095956E-2]
[2004,4,22,10,null,null,2.2608341728393721E-2,2.050588646100036E-2,0,0,6.0108611111111254E-5,1.4062325126247525E-2,5.7236661926752717E-2,null,1.8297942822740283E-2,2.4989568052041881E-2,0,0,2.5446336525367462E-5,1.2954607554779344E-2,5.6267564766086881E-2]
[2004,4,22,13,null,null,2.2285067345256444E-2,2.0966480533378528E-2,0,0,6.0108611111111254E-5,1.2114088752229251E-2,5.5425745241975334E-2,null,1.803630239595597E-2,2.5550872579790631E-2,0,0,2.5446336525367462E-5,1.1159837669801734E-2,5.4772458982073703E-2]
[2004,4,22,17,null,null,2.548337724662976E-2,1.9941513808767842E-2,0,0,6.0108611111111254E-5,1.0681449514017229E-2,5.6166449180525935E-2,null,2.0624837743120988E-2,2.4301793406137209E-2,0,0,2.5446336525367462E-5,9.8400502995059317E-3,5.4792127785289496E-2]
[2004,4,22,20,null,null,3.1270287419894335E-2,1.8862659863211347E-2,1.1895600000000033E-3,1.6100000000000178E-6,6.0108611111111254E-5,7.1967664838603548E-3,5.8580992378077151E-2,null,2.5308443146065882E-2,2.2987044387996852E-2,6.7213722737188006E-4,2.1399203226550274E-6,2.5446336525367462E-5,6.6298627449441231E-3,5.5625073763226764E-2]
[2004,4,22,23,null,null,2.5160545509706898E-2,1.6176413864042033E-2,1.1895600000000033E-3,1.6100000000000178E-6,6.0108611111111254E-5,6.2136654855649183E-3,4.8801903470424957E-2,null,2.0363555569729134E-2,1.9713441594553311E-2,6.7213722737188006E-4,2.1399203226550274E-6,2.5446336525367462E-5,5.7242025852413843E-3,4.6500923233743732E-2]
[2004,4,23,3,null,null,1.7135049981963281E-2,1.4418105456558682E-2,1.1895600000000033E-3,1.6100000000000178E-6,6.0108611111111254E-5,8.5006336894828723E-3,4.130506773911595E-2,null,1.3868162848980308E-2,1.757067309298915E-2,6.7213722737188006E-4,2.1399203226550274E-6,2.5446336525367462E-5,7.8310217140863635E-3,3.9969581140275726E-2]
[2004,4,23,4,null,null,1.7386562662609902E-2,1.4188323665609877E-2,1.1895600000000033E-3,1.6100000000000178E-6,6.0108611111111254E-5,8.8236311693081042E-3,4.1649796108639003E-2,null,1.4071723318162626E-2,1.7290648734473557E-2,6.7213722737188006E-4,2.1399203226550274E-6,2.5446336525367462E-5,8.1285760342114585E-3,4.0190671571067552E-2]
[2004,4,23,8,null,null,2.9850258497285148E-2,1.78433086657835E-2,0,0,6.0108611111111254E-5,1.011993996685131E-2,5.7873615741031066E-2,null,2.415915018399482E-2,2.1744808595581814E-2,0,0,2.5446336525367462E-5,9.322771986247546E-3,5.5252177102349545E-2]
[2004,4,23,11,null,null,2.5950657932366249E-2,1.9405156176849011E-2,0,0,6.0108611111111254E-5,1.1171470022964121E-2,5.6587392743290485E-2,null,2.100302891576409E-2,2.3648159359710631E-2,0,0,2.5446336525367462E-5,1.0291470909555088E-2,5.4968105521555177E-2]
[2004,4,23,14,null,null,2.2483685650041167E-2,1.8001032348188312E-2,0,0,6.0108611111111254E-5,1.1507591780416734E-2,5.205241838975732E-2,null,1.8197053079405529E-2,2.1937019095838402E-2,0,0,2.5446336525367462E-5,1.0601115681620123E-2,5.0760634193389421E-2]
[2004,4,23,18,null,null,3.0213109938182353E-2,1.6797584675139223E-2,0,0,6.0108611111111254E-5,7.110168560591725E-3,5.4180971785024415E-2,null,2.4452822094940308E-2,2.0470433509308019E-2,0,0,2.5446336525367462E-5,6.5500863138822311E-3,5.1498788254655925E-2]
[2004,4,23,20,null,null,3.2950525062224768E-2,1.6397321881567829E-2,1.1895600000000033E-3,1.6100000000000178E-6,6.0108611111111254E-5,6.6962265672105429E-3,5.7295352122114257E-2,null,2.6668334670943435E-2,1.9982651899004264E-2,6.7213722737188006E-4,2.1399203226550274E-6,2.5446336525367462E-5,6.1687513620479022E-3,5.3519461416215511E-2]
[2004,4,24,1,null,null,1.7281666956171587E-2,1.3089270415230102E-2,1.1895600000000033E-3,1.6100000000000178E-6,6.0108611111111254E-5,7.0446580337593309E-3,3.8666874016272133E-2,null,1.3986826528215901E-2,1.5951283765033297E-2,6.7213722737188006E-4,2.1399203226550274E-6,2.5446336525367462E-5,6.4897361827196071E-3,3.7127569960188712E-2]
[2004,4,24,2,null,null,1.5889082232134293E-2,1.2715568781032723E-2,1.1895600000000033E-3,1.6100000000000178E-6,6.0108611111111254E-5,7.4408843035896214E-3,3.7296813927867753E-2,null,1.2859745384345275E-2,1.5495871001644812E-2,6.7213722737188006E-4,2.1399203226550274E-6,2.5446336525367462E-5,6.8547509141003221E-3,3.5910090784310317E-2]
[2004,4,24,5,null,null,1.6124670500534653E-2,1.2341236977354354E-2,1.1895600000000033E-3,1.6100000000000178E-6,6.0108611111111254E-5,7.5238233932678877E-3,3.7241009482268009E-2,null,1.3050417513981581E-2,1.5039690280082002E-2,6.7213722737188006E-4,2.1399203226550274E-6,2.5446336525367462E-5,6.9311567252365704E-3,3.5720988003520061E-2]
[2004,4,24,9,null,null,2.5832101097633044E-2,1.3572902659162016E-2,0,0,6.0108611111111254E-5,1.0174318177629394E-2,4.9639430545535559E-2,null,2.0907075563269033E-2,1.6540663838646982E-2,0,0,2.5446336525367462E-5,9.3728667162325807E-3,4.6846052454673964E-2]
[2004,4,24,12,null,null,3.0029133275054919E-2,1.3741894596027216E-2,0,0,6.0108611111111254E-5,7.0124220793657543E-3,5.0843558561558998E-2,null,2.4303921547387256E-2,1.6746606435401868E-2,0,0,2.5446336525367462E-5,6.4600395191470169E-3,4.7536013838461511E-2]
[2004,4,24,17,null,null,2.7949478130960225E-2,1.3015865746250983E-2,0,0,6.0108611111111254E-5,7.7560294032560772E-3,4.8781481891578396E-2,null,{"$f":"G2755*X$5","v":2.2620763561949017E-2},{"$f":"H2755*Y$5","v":1.5861828916335093E-2},{"$f":"I2755*Z$5","v":0},{"$f":"J2755*AA$5","v":0},{"$f":"K2755*AB$5","v":2.5446336525367462E-5},{"$f":"L2755*AC$5","v":7.1450714018104636E-3},{"$f":"SUM(O2755:T2755)","v":4.5653110216619941E-2}]
[2004,4,24,20,null,null,3.2671960676432882E-2,1.1946661564495644E-2,1.1895600000000033E-3,1.6100000000000178E-6,6.0108611111111254E-5,4.0752602472751585E-3,4.9945161099314794E-2,null,2.6442880046057337E-2,1.4558839615564366E-2,6.7213722737188006E-4,2.1399203226550274E-6,2.5446336525367462E-5,3.7542438190753462E-3,4.5455686964916954E-2]
[2004,4,24,23,null,null,2.467667333951758E-2,1.0510216339866587E-2,1.1895600000000033E-3,1.6100000000000178E-6,6.0108611111111254E-5,6.0097193631242427E-3,4.2447887653619523E-2,null,1.9971936166147675E-2,1.2808310772923576E-2,6.7213722737188006E-4,2.1399203226550274E-6,2.5446336525367462E-5,5.5363217081589363E-3,3.9016292131450095E-2]
[2004,4,24,24,null,null,2.162319283640339E-2,1.0194277111487932E-2,1.1895600000000033E-3,1.6100000000000178E-6,6.0108611111111254E-5,6.9959104686442095E-3,4.0064659027646644E-2,null,1.7500617732997589E-2,1.2423290361204547E-2,6.7213722737188006E-4,2.1399203226550274E-6,2.5446336525367462E-5,6.4448285611386829E-3,3.7068460139560729E-2]
[2004,4,25,3,null,null,1.781684679921065E-2,9.5949382408613317E-3,1.1895600000000033E-3,1.6100000000000178E-6,6.0108611111111254E-5,8.8274973662889906E-3,3.7490561017472085E-2,null,1.4419971527767693E-2,1.1692904014716081E-2,6.7213722737188006E-4,2.1399203226550274E-6,2.5446336525367462E-5,8.1321376830972032E-3,3.4944736709800882E-2]
[2004,4,25,6,null,null,1.9093765752199982E-2,9.9464853514714714E-3,1.1895600000000033E-3,1.6100000000000178E-6,6.0108611111111254E-5,8.9550854413511551E-3,3.9246615156133723E-2,null,1.5453439186376559E-2,1.2121318092829641E-2,6.7213722737188006E-4,2.1399203226550274E-6,2.5446336525367462E-5,8.2496753894339015E-3,3.6524156152860004E-2]
[2004,4,25,10,null,null,3.1677989275207361E-2,1.2935221445525299E-2,0,0,6.0108611111111254E-5,1.0616209304231031E-2,5.5289528636074801E-2,null,2.5638414504729208E-2,1.5763551465866096E-2,0,0,2.5446336525367462E-5,9.7799491919732823E-3,5.1207361499093954E-2]
[2004,4,25,14,null,null,2.7377887601658164E-2,1.3979999799108408E-2,0,0,6.0108611111111254E-5,1.0115950252401529E-2,5.1533946264279207E-2,null,2.215814976440306E-2,1.7036774148329527E-2,0,0,2.5446336525367462E-5,9.3190965496118168E-3,4.8539466798869779E-2]
[2004,4,25,17,null,null,3.1569180973601188E-2,1.3934057946191396E-2,0,0,6.0108611111111254E-5,7.7659945078757103E-3,5.3329342038779405E-2,null,2.5550351076400503E-2,1.6980786953526218E-2,0,0,2.5446336525367462E-5,7.1542515351405277E-3,4.9710835901592622E-2]
[2004,4,25,21,null,null,3.4285525994678143E-2,1.3263437653785537E-2,1.1895600000000033E-3,1.6100000000000178E-6,6.0108611111111254E-5,5.7324306833935312E-3,5.4532672942968326E-2,null,2.7748810675057353E-2,1.6163533260737609E-2,6.7213722737188006E-4,2.1399203226550274E-6,2.5446336525367462E-5,5.2808756142132462E-3,4.9892943034228115E-2]
[2004,4,25,24,null,null,2.0933753224367472E-2,1.2983748937269933E-2,1.1895600000000033E-3,1.6100000000000178E-6,6.0108611111111254E-5,7.5498057569328399E-3,4.2718586529681364E-2,null,1.694262339832589E-2,1.5822689658192179E-2,6.7213722737188006E-4,2.1399203226550274E-6,2.5446336525367462E-5,6.9550924059723802E-3,4.0420128946710362E-2]
[2004,4,26,1,null,null,1.8599909883055155E-2,1.2540922946388873E-2,1.1895600000000033E-3,1.6100000000000178E-6,6.0108611111111254E-5,8.1693915108768736E-3,4.0561502951432016E-2,null,1.5053739528398646E-2,1.5283038263194878E-2,6.7213722737188006E-4,2.1399203226550274E-6,2.5446336525367462E-5,7.5258721466495088E-3,3.8562373422462937E-2]
[2004,4,26,4,null,null,1.7582514559686676E-2,1.3030638219625591E-2,1.1895600000000033E-3,1.6100000000000178E-6,6.0108611111111254E-5,8.8844395983872781E-3,4.0748870988810658E-2,null,1.4230315958516043E-2,1.5879831441092746E-2,6.7213722737188006E-4,2.1399203226550274E-6,2.5446336525367462E-5,8.1845944612973891E-3,3.8994465345126086E-2]
[2004,4,26,7,null,null,2.8685017152180404E-2,1.5723548286550329E-2,0,0,6.0108611111111254E-5,8.1034570595645838E-3,5.2572131109406423E-2,null,2.321606821170483E-2,1.916155542329807E-2,0,0,2.5446336525367462E-5,7.4651314843890322E-3,4.9868201455917305E-2]
[2004,4,26,12,null,null,2.6803388156796955E-2,1.9046223824047671E-2,0,0,6.0108611111111254E-5,1.1633472884020979E-2,5.7543193475976716E-2,null,2.1693181651303271E-2,2.3210745231164297E-2,0,0,2.5446336525367462E-5,1.0717080878066314E-2,5.5646454097059248E-2]
[2004,4,26,15,null,null,2.5930206028249188E-2,1.8684666936866805E-2,0,0,6.0108611111111254E-5,9.8611972998840069E-3,5.4536178876111112E-2,null,2.0986476274414009E-2,2.2770132704899002E-2,0,0,2.5446336525367462E-5,9.0844109984204342E-3,5.2866466314258814E-2]
[2004,4,26,19,null,null,3.1982075134139046E-2,1.7328051968306883E-2,1.1895600000000033E-3,1.6100000000000178E-6,6.0108611111111254E-5,6.2650516940011124E-3,5.6826457407558158E-2,null,2.5884524800069791E-2,2.1116889274446837E-2,6.7213722737188006E-4,2.1399203226550274E-6,2.5446336525367462E-5,5.7715409989135633E-3,5.3472678557650095E-2]
[2004,4,26,22,null,null,3.0653315737890423E-2,1.5815892982893456E-2,1.1895600000000033E-3,1.6100000000000178E-6,6.0108611111111254E-5,5.571674539394559E-3,5.3292161871289545E-2,null,2.4809100350553403E-2,1.9274091600551397E-2,6.7213722737188006E-4,2.1399203226550274E-6,2.5446336525367462E-5,5.1327825542939291E-3,4.9915697989618632E-2]
[2004,4,27,1,null,null,1.5708615070696888E-2,1.4082549093748238E-2,1.1895600000000033E-3,1.6100000000000178E-6,6.0108611111111254E-5,8.6121236036474768E-3,3.9654566379203719E-2,null,1.2713685233581689E-2,1.7161746193891408E-2,6.7213722737188006E-4,2.1399203226550274E-6,2.5446336525367462E-5,7.9337293439663368E-3,3.8508884255659341E-2]
[2004,4,27,4,null,null,1.4442438516421085E-2,1.3748899206767798E-2,1.1895600000000033E-3,1.6100000000000178E-6,6.0108611111111254E-5,9.3573855017841778E-3,3.8800001836084175E-2,null,1.1688911879039908E-2,1.6755142628026982E-2,6.7213722737188006E-4,2.1399203226550274E-6,2.5446336525367462E-5,8.6202854667422578E-3,3.776406345802906E-2]
[2004,4,27,6,null,null,1.8143481987913091E-2,1.5266267571948711E-2,1.1895600000000033E-3,1.6100000000000178E-6,6.0108611111111254E-5,9.8944842483705171E-3,4.4555512419343427E-2,null,1.4684332004912554E-2,1.8604288730236219E-2,6.7213722737188006E-4,2.1399203226550274E-6,2.5446336525367462E-5,9.1150758671720462E-3,4.3103420086540722E-2]
[2004,4,27,9,null,null,2.4495580963214091E-2,1.9125148011767384E-2,0,0,6.0108611111111254E-5,1.2790030512208519E-2,5.6470868098301104E-2,null,{"$f":"G2819*X$5","v":1.9825370001010766E-2},{"$f":"H2819*Y$5","v":2.3306926460087266E-2},{"$f":"I2819*Z$5","v":0},{"$f":"J2819*AA$5","v":0},{"$f":"K2819*AB$5","v":2.5446336525367462E-5},{"$f":"L2819*AC$5","v":1.1782534140819461E-2},{"$f":"SUM(O2819:T2819)","v":5.4940276938442861E-2}]
[2004,4,27,13,null,null,2.1402094359054508E-2,2.0028343906688891E-2,0,0,6.0108611111111254E-5,1.2114088752229251E-2,5.3604635629083762E-2,null,1.732167283976626E-2,2.4407609199328609E-2,0,0,2.5446336525367462E-5,1.1159837669801734E-2,5.2914566045421975E-2]
[2004,4,27,16,null,null,2.2668727200036605E-2,1.9592178943965817E-2,0,0,6.0108611111111254E-5,1.124593068219808E-2,5.3566945437311608E-2,null,1.8346815487561074E-2,2.3876075288877373E-2,0,0,2.5446336525367462E-5,1.0360066153228244E-2,5.2608403266192059E-2]
[2004,4,27,20,null,null,3.0148701495754496E-2,1.7571938731726845E-2,1.1895600000000033E-3,1.6100000000000178E-6,6.0108611111111254E-5,7.1967664838603548E-3,5.616868532245281E-2,null,2.4400693459810621E-2,2.1414102705481216E-2,6.7213722737188006E-4,2.1399203226550274E-6,2.5446336525367462E-5,6.6298627449441231E-3,5.3144382394455868E-2]
[2004,4,27,23,null,null,2.4226022916210732E-2,1.5328122335537205E-2,1.1895600000000033E-3,1.6100000000000178E-6,6.0108611111111254E-5,6.2136654855649183E-3,4.701908934842397E-2,null,1.9607204609195121E-2,1.8679668247575176E-2,6.7213722737188006E-4,2.1399203226550274E-6,2.5446336525367462E-5,5.7242025852413843E-3,4.4710798926231587E-2]
[2004,4,28,1,null,null,1.4930320045141547E-2,1.5076974681348179E-2,1.1895600000000033E-3,1.6100000000000178E-6,6.0108611111111254E-5,8.6121236036474768E-3,3.9870696941248319E-2,null,1.2083776235924007E-2,1.8373606307390163E-2,6.7213722737188006E-4,2.1399203226550274E-6,2.5446336525367462E-5,7.9337293439663368E-3,3.9090835371500411E-2]
[2004,4,28,4,null,null,1.3590822854914909E-2,1.3768401995494855E-2,1.1895600000000033E-3,1.6100000000000178E-6,6.0108611111111254E-5,9.3573855017841778E-3,3.7967888963305059E-2,null,1.0999661209159075E-2,1.6778909767624986E-2,6.7213722737188006E-4,2.1399203226550274E-6,2.5446336525367462E-5,8.6202854667422578E-3,3.709857992774622E-2]
[2004,4,28,7,null,null,2.2713361415276294E-2,1.7165944057180433E-2,0,0,6.0108611111111254E-5,1.0096005682962258E-2,5.0035419766530101E-2,null,1.8382939955609433E-2,2.091933591899579E-2,0,0,2.5446336525367462E-5,9.300723053933457E-3,4.8628445265064046E-2]
[2004,4,28,10,null,null,2.0277038289572474E-2,1.9487950634267268E-2,0,0,6.0108611111111254E-5,1.4062325126247525E-2,5.3887422661198378E-2,null,1.6411114609575277E-2,2.3749057105922209E-2,0,0,2.5446336525367462E-5,1.2954607554779344E-2,5.3140225606802205E-2]
[2004,4,28,14,null,null,1.8543024638744198E-2,2.0616455877881138E-2,0,0,6.0108611111111254E-5,1.264721983302002E-2,5.1866808960756468E-2,null,1.5007699754214223E-2,2.5124313846761451E-2,0,0,2.5446336525367462E-5,1.1650972945433264E-2,5.1808432882934304E-2]
[2004,4,28,17,null,null,2.3418369256674405E-2,1.9441367870546428E-2,0,0,6.0108611111111254E-5,1.0681449514017229E-2,5.360129525234917E-2,null,1.8953534355077701E-2,2.3692288862995084E-2,0,0,2.5446336525367462E-5,9.8400502995059317E-3,5.251131985410408E-2]
[2004,4,28,22,null,null,2.6766455723358881E-2,1.6473621427851061E-2,1.1895600000000033E-3,1.6100000000000178E-6,6.0108611111111254E-5,6.1902453628057269E-3,5.0681601125126784E-2,null,2.1663290579968932E-2,2.0075634599742952E-2,6.7213722737188006E-4,2.1399203226550274E-6,2.5446336525367462E-5,5.7026273125531015E-3,4.814127597648489E-2]
[2004,4,29,1,null,null,1.7096752984357672E-2,1.4808035159054394E-2,1.1895600000000033E-3,1.6100000000000178E-6,6.0108611111111254E-5,8.6121236036474768E-3,4.1768190358170657E-2,null,1.3837167374792566E-2,1.8045862246823648E-2,6.7213722737188006E-4,2.1399203226550274E-6,2.5446336525367462E-5,7.9337293439663368E-3,4.0516482449802452E-2]
[2004,4,29,4,null,null,1.5961348224272396E-2,1.3323916106462943E-2,1.1895600000000033E-3,1.6100000000000178E-6,6.0108611111111254E-5,9.3573855017841778E-3,3.9893928443630634E-2,null,1.2918233486129005E-2,1.623723553211898E-2,6.7213722737188006E-4,2.1399203226550274E-6,2.5446336525367462E-5,8.6202854667422578E-3,3.8475477969210151E-2]
[2004,4,29,5,null,null,1.661438477314953E-2,1.3978944621837902E-2,1.1895600000000033E-3,1.6100000000000178E-6,6.0108611111111254E-5,9.6788932823777801E-3,4.152350128847633E-2,null,1.344676519252596E-2,1.7035488252971701E-2,6.7213722737188006E-4,2.1399203226550274E-6,2.5446336525367462E-5,8.9164674342338338E-3,4.0098444363951401E-2]
[2004,4,29,8,null,null,2.8288522456214906E-2,1.7466965461144242E-2,0,0,6.0108611111111254E-5,1.2108118760396107E-2,5.7923715288866362E-2,null,2.2895167308690574E-2,2.1286176673419231E-2,0,0,2.5446336525367462E-5,1.1154337946206289E-2,5.5361128264841464E-2]
[2004,4,29,12,null,null,2.4229299526060247E-2,1.8973207352885775E-2,0,0,6.0108611111111254E-5,1.2727212791117831E-2,5.5989828281174964E-2,null,1.9609856516194721E-2,2.3121763461052068E-2,0,0,2.5446336525367462E-5,1.1724664697686155E-2,5.4481731011458312E-2]
[2004,4,29,15,null,null,2.1210750954150003E-2,1.9154901448199032E-2,0,0,6.0108611111111254E-5,1.240831173409767E-2,5.283407274755781E-2,null,1.7166810058386151E-2,2.3343185586260858E-2,0,0,2.5446336525367462E-5,1.1430884116920781E-2,5.1966326098093159E-2]
[2004,4,29,19,null,null,3.1131357769045305E-2,1.7272076771839368E-2,1.1895600000000033E-3,1.6100000000000178E-6,6.0108611111111254E-5,7.4485182241264157E-3,5.71032313761222E-2,null,2.5196001161679818E-2,2.1048674911511991E-2,6.7213722737188006E-4,2.1399203226550274E-6,2.5446336525367462E-5,6.8617834953961388E-3,5.3806183052807856E-2]
[2004,4,29,23,null,null,2.6133151390483916E-2,1.5063555476064215E-2,1.1895600000000033E-3,1.6100000000000178E-6,6.0108611111111254E-5,6.2136654855649183E-3,4.8661650963224168E-2,null,2.1150729039120218E-2,1.8357252947378846E-2,6.7213722737188006E-4,2.1399203226550274E-6,2.5446336525367462E-5,5.7242025852413843E-3,4.5931908055960355E-2]
[2004,4,30,2,null,null,1.7915259611911271E-2,1.3752082154824262E-2,1.1895600000000033E-3,1.6100000000000178E-6,6.0108611111111254E-5,8.7721427088559411E-3,4.1690763086702588E-2,null,1.4499621421663248E-2,1.6759021538466402E-2,6.7213722737188006E-4,2.1399203226550274E-6,2.5446336525367462E-5,8.0811434231198159E-3,4.0039509867469375E-2]
[2004,4,30,5,null,null,1.9877765825018455E-2,1.3686638253790797E-2,1.1895600000000033E-3,1.6100000000000178E-6,6.0108611111111254E-5,9.2207714474256373E-3,4.4036454137345998E-2,null,1.6087965534120147E-2,1.6679268106612712E-2,6.7213722737188006E-4,2.1399203226550274E-6,2.5446336525367462E-5,8.4944327756123345E-3,4.1961389900565103E-2]
[2004,4,30,6,null,null,2.4115806128152832E-2,1.4363953708142328E-2,1.1895600000000033E-3,1.6100000000000178E-6,6.0108611111111254E-5,8.9768098370296336E-3,4.870784828443591E-2,null,1.9518001229742628E-2,1.7504680881203466E-2,6.7213722737188006E-4,2.1399203226550274E-6,2.5446336525367462E-5,8.2696885108667247E-3,4.5992094106032722E-2]
[2004,4,30,9,null,null,3.0378559159437206E-2,1.7476528895722553E-2,0,0,6.0108611111111254E-5,1.1333576054855111E-2,5.9248772721125977E-2,null,2.4586727554569223E-2,2.129783118538878E-2,0,0,2.5446336525367462E-5,1.0440807523988117E-2,5.6350812600471492E-2]
[2004,4,30,12,null,null,2.7831781982662493E-2,1.8066924133958974E-2,0,0,6.0108611111111254E-5,1.0658418702598052E-2,5.6617233430330628E-2,null,2.2525506801507184E-2,2.2017318343945436E-2,0,0,2.5446336525367462E-5,9.8188336713221133E-3,5.43871051533001E-2]
[2004,4,30,17,null,null,2.9442587008990797E-2,1.7900389804665684E-2,0,0,6.0108611111111254E-5,7.955957017063163E-3,5.5359042441830757E-2,null,2.3829203402718817E-2,2.1814370718989513E-2,0,0,2.5446336525367462E-5,7.3292503162490181E-3,5.2998270774482714E-2]
[2004,4,30,20,null,null,3.4910657580894365E-2,1.6732694869696852E-2,1.1895600000000033E-3,1.6100000000000178E-6,6.0108611111111254E-5,6.6962265672105429E-3,5.9590857628912877E-2,null,2.8254757646254611E-2,2.039135532792484E-2,6.7213722737188006E-4,2.1399203226550274E-6,2.5446336525367462E-5,6.1687513620479022E-3,5.5514587820447256E-2]
[2004,4,30,24,null,null,2.2937597056286216E-2,1.3715596104153089E-2,1.1895600000000033E-3,1.6100000000000178E-6,6.0108611111111254E-5,7.2397117786716855E-3,4.5144183550222101E-2,null,1.8564423895798952E-2,1.6714557689125796E-2,6.7213722737188006E-4,2.1399203226550274E-6,2.5446336525367462E-5,6.6694251526974949E-3,4.2648130221842148E-2]
[2004,5,1,3,null,null,1.7496069591063174E-2,1.1499032599375023E-2,1.1895600000000033E-3,1.610000000000018E-6,6.356455645161313E-5,6.3675914605499928E-3,3.6617428207439802E-2,null,1.4160352176466521E-2,1.4013335059727615E-2,6.7213722737188006E-4,2.1399203226550274E-6,2.6909373959140912E-5,5.8660035022672962E-3,3.4740877260115113E-2]
[2004,5,1,4,null,null,1.8196189701403881E-2,1.1152630743767796E-2,1.1895600000000033E-3,1.610000000000018E-6,6.356455645161313E-5,6.3885401049603397E-3,3.6992095106583626E-2,null,1.4726990716434091E-2,1.3591191264066119E-2,6.7213722737188006E-4,2.1399203226550274E-6,2.6909373959140912E-5,5.8853019799162114E-3,3.4904670482070098E-2]
[2004,5,1,9,null,null,3.1084086082050169E-2,1.445020050736206E-2,0,0,6.356455645161313E-5,8.4507093474035008E-3,5.4048560493267346E-2,null,2.5157742069696738E-2,1.7609785835455083E-2,0,0,2.6909373959140912E-5,7.7850300126243019E-3,5.0579467291735264E-2]
[2004,5,1,11,null,null,3.6328770825506722E-2,1.3738239319460001E-2,0,0,6.356455645161313E-5,4.6271853677346793E-3,5.4757760069153019E-2,null,2.9402500164384497E-2,1.6742151920221597E-2,0,0,2.6909373959140912E-5,4.2626926901537061E-3,5.0434254148718938E-2]
[2004,5,1,15,null,null,2.7668661327139382E-2,1.3705667544046252E-2,0,0,6.356455645161313E-5,6.0160051299349418E-3,4.7453898557572191E-2,null,2.2393485954342564E-2,1.6702458215693106E-2,0,0,2.6909373959140912E-5,5.5421123325032325E-3,4.4664965876498049E-2]
[2004,5,1,18,null,null,3.301691628702131E-2,1.219953895680497E-2,0,0,6.356455645161313E-5,3.6101170438436426E-3,4.8890136844121537E-2,null,2.6722068060585771E-2,1.4867009506973609E-2,0,0,2.6909373959140912E-5,3.3257408792605756E-3,4.4941727820779091E-2]
[2004,5,1,21,null,null,3.3961436356258548E-2,1.1196965922755002E-2,1.1895600000000033E-3,1.610000000000018E-6,6.356455645161313E-5,3.76270487777031E-3,5.0175841713235483E-2,null,2.7486510425685388E-2,1.3645220480238137E-2,6.7213722737188006E-4,2.1399203226550274E-6,2.6909373959140912E-5,3.4663090632847276E-3,4.5299226490861925E-2]
[2004,5,2,1,null,null,1.6766460087622441E-2,1.02932412363616E-2,1.1895600000000033E-3,1.610000000000018E-6,6.356455645161313E-5,4.4402107679999952E-3,3.2754646648435651E-2,null,1.3569846550831901E-2,1.2543893327476928E-2,6.7213722737188006E-4,2.1399203226550274E-6,2.6909373959140912E-5,4.0904464548740405E-3,3.0905372854836549E-2]
[2004,5,2,2,null,null,1.4891002158608229E-2,1.0353963848260777E-2,1.1895600000000033E-3,1.610000000000018E-6,6.356455645161313E-5,5.3613583061274186E-3,3.1861058869448039E-2,null,1.2051954510636032E-2,1.2617893144321626E-2,6.7213722737188006E-4,2.1399203226550274E-6,2.6909373959140912E-5,4.9390333527988091E-3,3.0310067529410147E-2]
[2004,5,2,6,null,null,1.6208581349246409E-2,1.059340515194988E-2,1.1895600000000033E-3,1.610000000000018E-6,6.356455645161313E-5,5.5368038955235571E-3,3.3593524953171458E-2,null,1.3118330319369117E-2,1.2909689100784588E-2,6.7213722737188006E-4,2.1399203226550274E-6,2.6909373959140912E-5,5.1006587410215333E-3,3.1829864682828918E-2]
[2004,5,2,9,null,null,2.7601051989993738E-2,1.2003642823202921E-2,0,0,6.356455645161313E-5,5.1906138460572245E-3,4.4858873215705503E-2,null,2.2338766691858102E-2,1.4628280019658314E-2,0,0,2.6909373959140912E-5,4.7817387765104634E-3,4.1775694861986019E-2]
[2004,5,2,12,null,null,2.7867631531767086E-2,1.2748474403174595E-2,0,0,6.356455645161313E-5,5.1015845127442986E-3,4.5781255004137593E-2,null,2.2554521446084722E-2,1.5535971549620293E-2,0,0,2.6909373959140912E-5,4.6997224624529916E-3,4.2817124832117144E-2]
[2004,5,2,16,null,null,2.5494256272995119E-2,1.2551487899778132E-2,0,0,6.356455645161313E-5,4.3433044301514259E-3,4.2452613159376297E-2,null,2.0633642626061627E-2,1.5295913279458607E-2,0,0,2.6909373959140912E-5,4.0011736237363302E-3,3.99576389032157E-2]
[2004,5,2,19,null,null,2.7761091481495082E-2,1.0983106652041249E-2,1.1895600000000033E-3,1.610000000000018E-6,6.356455645161313E-5,2.8961574433025638E-3,4.2895090133290514E-2,null,2.2468293815078921E-2,1.338460015498541E-2,6.7213722737188006E-4,2.1399203226550274E-6,2.6909373959140912E-5,2.6680213092789944E-3,3.9222101800997E-2]
[2004,5,2,23,null,null,2.0875698320166107E-2,1.15934096737363E-2,1.1895600000000033E-3,1.610000000000018E-6,6.356455645161313E-5,4.3376221991316332E-3,3.8061464749485664E-2,null,1.6895636966042706E-2,1.4128348001342659E-2,6.7213722737188006E-4,2.1399203226550274E-6,2.6909373959140912E-5,3.9959389934574718E-3,3.5721110482496515E-2]
[2004,5,3,3,null,null,1.3555579733044963E-2,1.193940932467354E-2,1.1895600000000033E-3,1.610000000000018E-6,6.356455645161313E-5,5.2780600919451488E-3,3.2027783706115268E-2,null,1.0971137373283875E-2,1.4550001648919574E-2,6.7213722737188006E-4,2.1399203226550274E-6,2.6909373959140912E-5,4.8622967061164538E-3,3.1084622249973583E-2]
[2004,5,3,6,null,null,1.7931470610398199E-2,1.3338329333453055E-2,1.1895600000000033E-3,1.610000000000018E-6,6.356455645161313E-5,5.3413293778442296E-3,3.7865863878147103E-2,null,1.4512741708280324E-2,1.6254800260052295E-2,6.7213722737188006E-4,2.1399203226550274E-6,2.6909373959140912E-5,4.9205821433919638E-3,3.6389310633378261E-2]
[2004,5,3,7,null,null,2.4135117695816763E-2,1.5295190346674694E-2,0,0,6.356455645161313E-5,6.1715916289032157E-3,4.5665464227846293E-2,null,1.953363094576414E-2,1.8639535567706204E-2,0,0,2.6909373959140912E-5,5.68544297070573E-3,4.3885518858135214E-2]
[2004,5,3,10,null,null,2.6672679719644692E-2,1.804503676383843E-2,0,0,6.356455645161313E-5,8.9065316042237445E-3,5.3687812644158478E-2,null,2.1587393463111736E-2,2.1990645226148367E-2,0,0,2.6909373959140912E-5,8.2049462354983095E-3,5.180989429871756E-2]
[2004,5,3,13,null,null,2.5415413806249846E-2,1.8779222725545906E-2,0,0,6.356455645161313E-5,7.4042937792686211E-3,5.1662494867515993E-2,null,2.0569831889040744E-2,2.2885363437323315E-2,0,0,2.6909373959140912E-5,6.8210426988125523E-3,5.0303147399135759E-2]
[2004,5,3,17,null,null,2.7455266786042438E-2,1.7924418542369723E-2,0,0,6.356455645161313E-5,7.0259148652034569E-3,5.2469164750067236E-2,null,2.2220776201518327E-2,2.184365342165159E-2,0,0,2.6909373959140912E-5,6.4724694511660019E-3,5.0563808448295063E-2]
[2004,5,3,20,null,null,2.8628866146051167E-2,1.5334977113677806E-2,1.1895600000000033E-3,1.610000000000018E-6,6.356455645161313E-5,3.9027998603504061E-3,4.9121377676531006E-2,null,2.3170622689342536E-2,1.8688021846194381E-2,6.7213722737188006E-4,2.1399203226550274E-6,2.6909373959140912E-5,3.5953684829344201E-3,4.6155199540125022E-2]
[2004,5,4,1,null,null,1.6244081339698267E-2,1.3276513502130896E-2,1.1895600000000033E-3,1.610000000000018E-6,6.356455645161313E-5,6.4912559189827584E-3,3.7266585317263533E-2,null,1.3147062050484102E-2,1.6179468187651692E-2,6.7213722737188006E-4,2.1399203226550274E-6,2.6909373959140912E-5,5.9799266631306866E-3,3.6007643422920156E-2]
[2004,5,4,4,null,null,1.5721603653467014E-2,1.2796980214366167E-2,1.1895600000000033E-3,1.610000000000018E-6,6.356455645161313E-5,7.1579054008951539E-3,3.6931223825179951E-2,null,1.2724197474936291E-2,1.5595083320866886E-2,6.7213722737188006E-4,2.1399203226550274E-6,2.6909373959140912E-5,6.5940628274732752E-3,3.5614530144930129E-2]
[2004,5,4,7,null,null,2.8761066555446337E-2,1.526194190073662E-2,0,0,6.356455645161313E-5,8.6599600420616506E-3,5.2746533054696218E-2,null,2.3277618397445164E-2,1.8599017236349286E-2,0,0,2.6909373959140912E-5,7.9777976101250616E-3,4.9881342617878653E-2]
[2004,5,4,8,null,null,3.0513009447040541E-2,1.6930853388311521E-2,0,0,6.356455645161313E-5,1.0212642647942419E-2,5.7720070039746094E-2,null,2.469554418980157E-2,2.0632841878405403E-2,0,0,2.6909373959140912E-5,9.4081722911067787E-3,5.476346773327289E-2]
[2004,5,4,11,null,null,2.7280210219430445E-2,1.8803305854840583E-2,0,0,6.356455645161313E-5,1.1071724684605423E-2,5.7218805315328067E-2,null,2.2079095087304247E-2,2.291471242448171E-2,0,0,2.6909373959140912E-5,1.0199582711674938E-2,5.5220299597420038E-2]
[2004,5,4,17,null,null,2.7734245388629852E-2,1.8608073812865385E-2,0,0,6.356455645161313E-5,8.9796942427804779E-3,5.5385578000727333E-2,null,2.2446566070595787E-2,2.2676792234678791E-2,0,0,2.6909373959140912E-5,8.2723457061879453E-3,5.3422613385421661E-2]
[2004,5,4,19,null,null,2.8572525447602106E-2,1.5807300027120573E-2,1.1895600000000033E-3,1.610000000000018E-6,6.356455645161313E-5,4.9220517989090893E-3,5.0556611830083385E-2,null,2.3125023640495915E-2,1.9263619765868073E-2,6.7213722737188006E-4,2.1399203226550274E-6,2.6909373959140912E-5,4.5343319007855936E-3,4.762416182880326E-2]
[2004,5,4,22,null,null,2.7933062802798454E-2,1.4252851615114311E-2,1.1895600000000033E-3,1.610000000000018E-6,6.356455645161313E-5,4.8952294405304715E-3,4.833587841489486E-2,null,2.2607477902181084E-2,1.7369285938891255E-2,6.7213722737188006E-4,2.1399203226550274E-6,2.6909373959140912E-5,4.5096223934054745E-3,4.5187572756131486E-2]
[2004,5,5,2,null,null,1.609989475256977E-2,1.370636876870204E-2,1.1895600000000033E-3,1.610000000000018E-6,6.356455645161313E-5,8.0268623067983012E-3,3.9087860384521722E-2,null,1.3030365392286927E-2,1.670331276549708E-2,6.7213722737188006E-4,2.1399203226550274E-6,2.6909373959140912E-5,7.394570254013944E-3,3.7829434933451631E-2]
[2004,5,5,5,null,null,1.8388684593458427E-2,1.4194469354587187E-2,1.1895600000000033E-3,1.610000000000018E-6,6.356455645161313E-5,8.9574445309129353E-3,4.2795333035410173E-2,null,1.4882785447900842E-2,1.7298138199180059E-2,6.7213722737188006E-4,2.1399203226550274E-6,2.6909373959140912E-5,8.2518486487765125E-3,4.1133958817511092E-2]
[2004,5,5,8,null,null,3.1968472511843406E-2,1.8285309313014655E-2,0,0,6.356455645161313E-5,1.0981030012798567E-2,6.1298376394108248E-2,null,2.5873515589045156E-2,2.2283454182742187E-2,0,0,2.6909373959140912E-5,1.0116032241178824E-2,5.8299911386925307E-2]
[2004,5,5,10,null,null,2.7938379330721453E-2,1.9690624296288504E-2,0,0,6.356455645161313E-5,1.1674828007966978E-2,5.9367396191428556E-2,null,2.2611780806176398E-2,2.3996046051221829E-2,0,0,2.6909373959140912E-5,1.0755178375904685E-2,5.7389914607262053E-2]
[2004,5,5,13,null,null,2.6062737884536363E-2,1.9442373297911753E-2,0,0,6.356455645161313E-5,1.0179524071888598E-2,5.5748199810788324E-2,null,2.1093740237320618E-2,2.3693514130462303E-2,0,0,2.6909373959140912E-5,9.3776625317534296E-3,5.4191826273495489E-2]
[2004,5,5,16,null,null,2.6355268761801273E-2,1.8636932661324629E-2,0,0,6.356455645161313E-5,9.0287301261278916E-3,5.4084496105705412E-2,null,2.1330498568841984E-2,2.2711961168187102E-2,0,0,2.6909373959140912E-5,8.3175189345953866E-3,5.2386888045583613E-2]
[2004,5,5,20,null,null,3.1518683797611392E-2,1.5869928927107573E-2,1.1895600000000033E-3,1.610000000000018E-6,6.356455645161313E-5,6.0688667033599033E-3,5.4712213984530488E-2,null,2.5509481451813632E-2,1.9339942687153441E-2,6.7213722737188006E-4,2.1399203226550274E-6,2.6909373959140912E-5,5.5908098937031466E-3,5.1141420554323899E-2]
[2004,5,5,23,null,null,2.4453821921477034E-2,1.3756173813360729E-2,1.1895600000000033E-3,1.610000000000018E-6,6.356455645161313E-5,5.2125363680184727E-3,4.4677266659307859E-2,null,1.9791572539559737E-2,1.6764007852012867E-2,6.7213722737188006E-4,2.1399203226550274E-6,2.6909373959140912E-5,4.8019344174211488E-3,4.205870133064743E-2]
[2004,5,6,3,null,null,1.6310330115300989E-2,1.2869385984454215E-2,1.1895600000000033E-3,1.610000000000018E-6,6.356455645161313E-5,8.7761018908639743E-3,3.9210552547070794E-2,null,1.3200680149618404E-2,1.5683320858045149E-2,6.7213722737188006E-4,2.1399203226550274E-6,2.6909373959140912E-5,8.0847907324155081E-3,3.7669978261732739E-2]
[2004,5,6,6,null,null,2.2326592544797002E-2,1.420132297948098E-2,1.1895600000000033E-3,1.610000000000018E-6,6.356455645161313E-5,9.5678020465057665E-3,4.7350452127235369E-2,null,1.8069910598451502E-2,1.7306490392391131E-2,6.7213722737188006E-4,2.1399203226550274E-6,2.6909373959140912E-5,8.8141270779572463E-3,4.489171459045356E-2]
[2004,5,6,7,null,null,3.0553326788903757E-2,1.5744854044642435E-2,0,0,6.356455645161313E-5,1.019232703616422E-2,5.6554072426162026E-2,null,2.4728174819019788E-2,1.918751975762498E-2,0,0,2.6909373959140912E-5,9.3894569808391625E-3,5.3332060931443069E-2]
[2004,5,6,11,null,null,2.7471506394606316E-2,1.8973811282553699E-2,0,0,6.356455645161313E-5,1.0994464086815132E-2,5.7503346320426765E-2,null,2.2233919643551155E-2,2.3122499441989249E-2,0,0,2.6909373959140912E-5,1.0128408086224649E-2,5.5511736545724194E-2]
[2004,5,6,14,null,null,2.3978779214115568E-2,1.9046179978348239E-2,0,0,6.356455645161313E-5,1.0311743152850524E-2,5.3400266901765948E-2,null,1.9407099215417469E-2,2.3210691798454045E-2,0,0,2.6909373959140912E-5,9.4994664503613331E-3,5.2144166838191994E-2]
[2004,5,6,18,null,null,2.9211139656848337E-2,1.6834410141451941E-2,0,0,6.356455645161313E-5,6.7623075160962417E-3,5.2871421870848138E-2,null,2.3641882701941428E-2,2.0515310988670838E-2,0,0,2.6909373959140912E-5,6.2296269819739286E-3,5.0413730046545334E-2]
[2004,5,6,21,null,null,3.1449425872699305E-2,1.4724914062591179E-2,1.1895600000000033E-3,1.610000000000018E-6,6.356455645161313E-5,4.9159063182985362E-3,5.2344980810040645E-2,null,2.5453427913465377E-2,1.7944566440832605E-2,6.7213722737188006E-4,2.1399203226550274E-6,2.6909373959140912E-5,4.5286705120159212E-3,4.8627851387967581E-2]
[2004,5,6,24,null,null,1.8876695839004698E-2,1.3794163727174161E-2,1.1895600000000033E-3,1.610000000000018E-6,6.356455645161313E-5,6.6980245844015466E-3,4.0623618707032023E-2,null,1.5277754790417692E-2,1.6810304389269986E-2,6.7213722737188006E-4,2.1399203226550274E-6,2.6909373959140912E-5,6.1704077458163819E-3,3.8959653447157738E-2]
[2004,5,7,4,null,null,1.7554803011803299E-2,1.280619754903459E-2,1.1895600000000033E-3,1.610000000000018E-6,6.356455645161313E-5,7.4955655532158352E-3,3.9111300670505347E-2,null,1.42078877625523E-2,1.5606316057007949E-2,6.7213722737188006E-4,2.1399203226550274E-6,2.6909373959140912E-5,6.9051248119552603E-3,3.7420515153169187E-2]
[2004,5,7,8,null,null,3.0743066319946884E-2,1.6685695662093995E-2,0,0,6.356455645161313E-5,8.4813583674952248E-3,5.5973684905987718E-2,null,2.4881739513500693E-2,2.0334079584249119E-2,0,0,2.6909373959140912E-5,7.813264747894769E-3,5.305599321960372E-2]
[2004,5,7,11,null,null,2.7491825227628983E-2,1.8498129444023906E-2,0,0,6.356455645161313E-5,9.2104018405468405E-3,5.5263921068651342E-2,null,2.2250364584508794E-2,2.254280815687127E-2,0,0,2.6909373959140912E-5,8.4848800034778449E-3,5.3304962118817044E-2]
[2004,5,7,12,null,null,2.7555358711859126E-2,1.8145936415640992E-2,0,0,6.356455645161313E-5,8.7509692320163566E-3,5.4515828915968088E-2,null,2.2301785076809324E-2,2.2113606928874211E-2,0,0,2.6909373959140912E-5,8.0616378235433238E-3,5.2503939203185995E-2]
[2004,5,7,15,null,null,2.3636178439634059E-2,1.7406376095626543E-2,0,0,6.356455645161313E-5,8.0708072402377127E-3,4.9176926331949929E-2,null,1.9129817075143728E-2,2.1212339237729035E-2,0,0,2.6909373959140912E-5,7.435053556854517E-3,4.7804119243686417E-2]
[2004,5,7,19,null,null,2.9297077158358359E-2,1.5297839189140008E-2,1.1895600000000033E-3,1.610000000000018E-6,6.356455645161313E-5,4.6956896684490317E-3,5.0545340572399025E-2,null,2.3711435768143743E-2,1.8642763588556314E-2,6.7213722737188006E-4,2.1399203226550274E-6,2.6909373959140912E-5,4.3258007696214884E-3,4.7381186647975221E-2]
[2004,5,7,21,null,null,3.1535268433315645E-2,1.4222736142927753E-2,1.1895600000000033E-3,1.610000000000018E-6,6.356455645161313E-5,4.2574597215349593E-3,5.1270198854229981E-2,null,2.552290413975325E-2,1.7332585616617616E-2,6.7213722737188006E-4,2.1399203226550274E-6,2.6909373959140912E-5,3.9220910750968462E-3,4.7478767353121391E-2]
[2004,5,8,2,null,null,1.6765812944787711E-2,1.1714965523534676E-2,1.1895600000000033E-3,1.610000000000018E-6,6.356455645161313E-5,6.2137196571372729E-3,3.5949232681911275E-2,null,1.3569322789172143E-2,1.4276482449782012E-2,6.7213722737188006E-4,2.1399203226550274E-6,2.6909373959140912E-5,5.724252489610269E-3,3.4271244250218103E-2]
[2004,5,8,6,null,null,1.9465571287265691E-2,1.1075169238388489E-2,1.1895600000000033E-3,1.610000000000018E-6,6.356455645161313E-5,6.0500055271664518E-3,3.7845480609272251E-2,null,1.5754358046483247E-2,1.3496792537935877E-2,6.7213722737188006E-4,2.1399203226550274E-6,2.6909373959140912E-5,5.5734344502104023E-3,3.5525771556283205E-2]
[2004,5,8,9,null,null,2.9980604846416761E-2,1.3485893996061418E-2,0,0,6.356455645161313E-5,8.5147213055713385E-3,5.2044784704501135E-2,null,2.4264645318145581E-2,1.6434630436394176E-2,0,0,2.6909373959140912E-5,7.843999620383511E-3,4.857018474888241E-2]
[2004,5,8,10,null,null,3.2203123502801564E-2,1.3418583501029676E-2,0,0,6.356455645161313E-5,7.4579620821065631E-3,5.3143233642389417E-2,null,2.6063429138098573E-2,1.6352602273436607E-2,0,0,2.6909373959140912E-5,6.8704834417305845E-3,4.9313424227224907E-2]
[2004,5,8,13,null,null,3.1560076400928498E-2,1.2887926682587147E-2,0,0,6.356455645161313E-5,5.6434130750501015E-3,5.0154980715017367E-2,null,2.554298233825103E-2,1.5705915542679069E-2,0,0,2.6909373959140912E-5,5.1988701015258923E-3,4.6474677356415132E-2]
[2004,5,8,18,null,null,3.2067038976699005E-2,1.0946525340981053E-2,0,0,6.356455645161313E-5,4.000473096272915E-3,4.7077601970404594E-2,null,2.5953289840506613E-2,1.334002021624878E-2,0,0,2.6909373959140912E-5,3.68534780204572E-3,4.300556723276025E-2]
[2004,5,8,21,null,null,3.3038639705815567E-2,9.9413623056046514E-3,1.1895600000000033E-3,1.610000000000018E-6,6.356455645161313E-5,4.0809027983272793E-3,4.8315639366199113E-2,null,2.6739649795672185E-2,1.2115074875616567E-2,6.7213722737188006E-4,2.1399203226550274E-6,2.6909373959140912E-5,3.7594418950572185E-3,4.331535308799965E-2]
[2004,5,8,24,null,null,2.276892342864675E-2,9.4074788002246629E-3,1.1895600000000033E-3,1.610000000000018E-6,6.356455645161313E-5,6.0657716876627629E-3,3.9496908472985801E-2,null,1.8427908779771008E-2,1.1464455931884006E-2,6.7213722737188006E-4,2.1399203226550274E-6,2.6909373959140912E-5,5.5879586786037674E-3,3.6181509911912463E-2]
[2004,5,9,3,null,null,1.342481600484611E-2,8.7066653806100389E-3,1.1895600000000033E-3,1.610000000000018E-6,6.356455645161313E-5,5.5694809987914201E-3,2.8955696940699181E-2,null,1.0865304435573722E-2,1.0610407282265692E-2,6.7213722737188006E-4,2.1399203226550274E-6,2.6909373959140912E-5,5.1307618032862528E-3,2.7307660042779347E-2]
[2004,5,9,7,null,null,1.7995693361597613E-2,9.6438071187413092E-3,0,0,6.356455645161313E-5,5.5774931139825033E-3,3.3280558150773035E-2,null,1.456472005518801E-2,1.1752458238413321E-2,0,0,2.6909373959140912E-5,5.1381427880844528E-3,3.1482230455644925E-2]
[2004,5,9,10,null,null,2.526967011369043E-2,1.1796224770561917E-2,0,0,6.356455645161313E-5,5.610139255806685E-3,4.2739598696510644E-2,null,2.0451874995728307E-2,1.4375509306646109E-2,0,0,2.6909373959140912E-5,5.1682173278005455E-3,4.0022511004134106E-2]
[2004,5,9,11,null,null,2.4186253726946938E-2,1.2436692256356133E-2,0,0,6.356455645161313E-5,5.6065951015419977E-3,4.229310564129668E-2,null,1.9575017624408806E-2,1.5156017179437382E-2,0,0,2.6909373959140912E-5,5.1649523536799477E-3,3.9922896531485279E-2]
[2004,5,9,15,null,null,2.1411918673150915E-2,1.2754573998022918E-2,0,0,6.356455645161313E-5,4.3379123963480561E-3,3.8567969623973505E-2,null,1.7329624096862794E-2,1.554340484156024E-2,0,0,2.6909373959140912E-5,3.996206331256769E-3,3.689614464363894E-2]
[2004,5,9,18,null,null,2.4988267394648902E-2,1.1559597313195624E-2,0,0,6.356455645161313E-5,2.9419837734831482E-3,3.9553413037779289E-2,null,2.0224123180710454E-2,1.4087142453543571E-2,0,0,2.6909373959140912E-5,2.7102378074637173E-3,3.7048412815676883E-2]
[2004,5,9,22,null,null,2.2442264273959213E-2,1.16278959476239E-2,1.1895600000000033E-3,1.610000000000018E-6,6.356455645161313E-5,2.697072120589207E-3,3.8021966898623943E-2,null,1.8163528905881781E-2,1.4170374815926586E-2,6.7213722737188006E-4,2.1399203226550274E-6,2.6909373959140912E-5,2.4846183369743461E-3,3.551970858043639E-2]
[2004,5,10,1,null,null,1.3601124138141553E-2,1.1601377490244048E-2,1.1895600000000033E-3,1.610000000000018E-6,6.356455645161313E-5,4.7595618498673707E-3,3.1216798034704587E-2,null,1.1007998498720001E-2,1.4138058007941262E-2,6.7213722737188006E-4,2.1399203226550274E-6,2.6909373959140912E-5,4.384641611126271E-3,3.0231884639441209E-2]
[2004,5,10,4,null,null,1.2588782418379425E-2,1.1966998436176919E-2,1.1895600000000033E-3,1.610000000000018E-6,6.356455645161313E-5,5.0514216620232135E-3,3.086193707303117E-2,null,1.0188665036415773E-2,1.4583623213182123E-2,6.7213722737188006E-4,2.1399203226550274E-6,2.6909373959140912E-5,4.6535110401535809E-3,3.0126985811405153E-2]
[2004,5,10,8,null,null,2.4535919947744355E-2,1.6562019035273132E-2,0,0,6.356455645161313E-5,7.0641784900191918E-3,4.8225682029488293E-2,null,1.9858018146608071E-2,2.0183360643701735E-2,0,0,2.6909373959140912E-5,6.5077189734648391E-3,4.6576007137733785E-2]
[2004,5,10,12,null,null,2.3163231752023089E-2,1.9179724271137313E-2,0,0,6.356455645161313E-5,7.7750187320738398E-3,5.0181539311685862E-2,null,1.8747040153595275E-2,2.3373436003585643E-2,0,0,2.6909373959140912E-5,7.1625649030881162E-3,4.9309950434228172E-2]
[2004,5,10,13,null,null,2.3288330309980006E-2,1.8962805687233367E-2,0,0,6.356455645161313E-5,6.6863510726302257E-3,4.9001051626295221E-2,null,1.8848288015477516E-2,2.3109087435942411E-2,0,0,2.6909373959140912E-5,6.1596537799945205E-3,4.8143938605373589E-2]
[2004,5,10,16,null,null,2.412149576456216E-2,1.7813312357503858E-2,0,0,6.356455645161313E-5,6.5103820143709353E-3,4.8508754692888567E-2,null,1.9522606107134823E-2,2.1708253492807313E-2,0,0,2.6909373959140912E-5,5.9975461576015293E-3,4.7255315131502801E-2]
[2004,5,10,19,null,null,2.4368944380202033E-2,1.5764265599199547E-2,1.1895600000000033E-3,1.610000000000018E-6,6.356455645161313E-5,4.1506158495263736E-3,4.5538560385379574E-2,null,1.9722877346615344E-2,1.9211175714392487E-2,6.7213722737188006E-4,2.1399203226550274E-6,2.6909373959140912E-5,3.8236635093082537E-3,4.3458903091969765E-2]
[2004,5,10,23,null,null,2.0102113814833289E-2,1.3174100494004713E-2,1.1895600000000033E-3,1.610000000000018E-6,6.356455645161313E-5,3.6939123895425923E-3,3.8224861254832217E-2,null,1.6269540403225782E-2,1.6054662228111687E-2,6.7213722737188006E-4,2.1399203226550274E-6,2.6909373959140912E-5,3.4029354974123628E-3,3.6428324650403507E-2]
[2004,5,11,2,null,null,1.4634652872975979E-2,1.3299617846522001E-2,1.1895600000000033E-3,1.610000000000018E-6,6.356455645161313E-5,6.901325218179751E-3,3.6090330494129345E-2,null,1.1844479560571107E-2,1.6207624375269205E-2,6.7213722737188006E-4,2.1399203226550274E-6,2.6909373959140912E-5,6.3576939806737134E-3,3.5110984438167701E-2]
[2004,5,11,5,null,null,1.6564827714727753E-2,1.3951712022073225E-2,1.1895600000000033E-3,1.610000000000018E-6,6.356455645161313E-5,7.5935316504981473E-3,3.9364805943750747E-2,null,1.3406656447162914E-2,1.700230115294812E-2,6.7213722737188006E-4,2.1399203226550274E-6,2.6909373959140912E-5,6.9953739231493166E-3,3.8105518044914029E-2]
[2004,5,11,10,null,null,2.6464215125757046E-2,1.9783377801954261E-2,0,0,6.356455645161313E-5,1.0948968264540167E-2,5.7260125748703095E-2,null,2.1418673737209355E-2,2.4109080425342069E-2,0,0,2.6909373959140912E-5,1.0086496061174535E-2,5.5641159597685091E-2]
[2004,5,11,13,null,null,2.5152925607832444E-2,1.9982797452627061E-2,0,0,6.356455645161313E-5,9.907007105621677E-3,5.5106294722532798E-2,null,2.0357388442104798E-2,2.4352103858680595E-2,0,0,2.6909373959140912E-5,9.126612273825772E-3,5.3863013948570307E-2]
[2004,5,11,14,null,null,2.3458725156633175E-2,2.0097931891893177E-2,0,0,6.356455645161313E-5,1.0189347573317716E-2,5.3809569178295678E-2,null,1.8986196191088361E-2,2.4492412833405794E-2,0,0,2.6909373959140912E-5,9.386712216260475E-3,5.2892230614713771E-2]
[2004,5,11,17,null,null,2.7484266754774798E-2,1.7998834590287591E-2,0,0,6.356455645161313E-5,8.9555774735832986E-3,5.4502243375097306E-2,null,2.2244247174139885E-2,2.1934340790722141E-2,0,0,2.6909373959140912E-5,8.2501286632996745E-3,5.2455626002120843E-2]
[2004,5,11,20,null,null,2.9298963894695218E-2,1.5669020895548558E-2,1.1895600000000033E-3,1.610000000000018E-6,6.356455645161313E-5,4.5490964825701157E-3,5.0771815829265515E-2,null,2.3712962788304186E-2,1.9095105433402215E-2,6.7213722737188006E-4,2.1399203226550274E-6,2.6909373959140912E-5,4.1907550231878804E-3,4.7700009766547959E-2]
[2004,5,11,24,null,null,1.7509791368936538E-2,1.3400171984077877E-2,1.1895600000000033E-3,1.610000000000018E-6,6.356455645161313E-5,5.5721988762771641E-3,3.7736896785743199E-2,null,1.4171457825433153E-2,1.6330165015887011E-2,6.7213722737188006E-4,2.1399203226550274E-6,2.6909373959140912E-5,5.1332655881080151E-3,3.6336074951081862E-2]
[2004,5,12,2,null,null,1.4336969083264579E-2,1.3445288678987311E-2,1.1895600000000033E-3,1.610000000000018E-6,6.356455645161313E-5,6.6735172076315902E-3,3.5710509526335095E-2,null,1.1603550746382361E-2,1.6385146629087043E-2,6.7213722737188006E-4,2.1399203226550274E-6,2.6909373959140912E-5,6.1478308642977401E-3,3.4837714761420821E-2]
[2004,5,12,8,null,null,2.8901458353028698E-2,1.8165085381741657E-2,0,0,6.356455645161313E-5,9.0716265757127459E-3,5.6201734866934722E-2,null,2.3391243762622548E-2,2.2136942881329079E-2,0,0,2.6909373959140912E-5,8.3570363447587979E-3,5.3912132362669563E-2]
[2004,5,12,11,null,null,2.5810833655132717E-2,1.9930613553828993E-2,0,0,6.356455645161313E-5,9.9086450590413488E-3,5.5713656824454678E-2,null,2.0889862870205032E-2,2.4288509773503379E-2,0,0,2.6909373959140912E-5,9.1281212023674157E-3,5.4333403220034972E-2]
[2004,5,12,14,null,null,2.3039150552766171E-2,2.0270285602854175E-2,0,0,6.356455645161313E-5,9.8702649479142091E-3,5.3243265659986168E-2,null,1.8646615685641986E-2,2.4702452267559169E-2,0,0,2.6909373959140912E-5,9.0927643696176955E-3,5.2468741696777989E-2]
[2004,5,12,15,null,null,2.3118510573299635E-2,1.9707271425030908E-2,0,0,6.356455645161313E-5,9.9385307371164695E-3,5.2827877291898626E-2,null,1.8710845302107357E-2,2.4016333131098654E-2,0,0,2.6909373959140912E-5,9.1556527256038567E-3,5.1909740532769005E-2]
[2004,5,12,18,null,null,2.8343686632975998E-2,1.6946170821780286E-2,0,0,6.356455645161313E-5,6.7175296420378785E-3,5.2070951653245781E-2,null,2.2939814145878562E-2,2.065150852062925E-2,0,0,2.6909373959140912E-5,6.1883763509185631E-3,4.980660839138551E-2]
[2004,5,12,23,null,null,2.2442810251917092E-2,1.3532496161190597E-2,1.1895600000000033E-3,1.610000000000018E-6,6.356455645161313E-5,3.926637603124573E-3,4.1156678572683882E-2,null,1.8163970790278955E-2,1.6491422322913347E-2,6.7213722737188006E-4,2.1399203226550274E-6,2.6909373959140912E-5,3.6173284788709893E-3,3.8973908113716968E-2]
[2004,5,13,2,null,null,1.6910869204546989E-2,1.3804256775133208E-2,1.1895600000000033E-3,1.610000000000018E-6,6.356455645161313E-5,8.3857321790601885E-3,4.0355592715192005E-2,null,1.3686723312352593E-2,1.6822604316381395E-2,6.7213722737188006E-4,2.1399203226550274E-6,2.6909373959140912E-5,7.725171226232193E-3,3.8935685376619858E-2]
[2004,5,13,5,null,null,1.9337766352621948E-2,1.4293759652561832E-2,1.1895600000000033E-3,1.610000000000018E-6,6.356455645161313E-5,9.2970515335823317E-3,4.4183312095217732E-2,null,1.5650919792821402E-2,1.7419138657407691E-2,6.7213722737188006E-4,2.1399203226550274E-6,2.6909373959140912E-5,8.5647041262981657E-3,4.2335949098180933E-2]
[2004,5,13,9,null,null,3.1978422652251565E-2,1.9565500859105456E-2,0,0,6.356455645161313E-5,1.0929626992714986E-2,6.2537115060523618E-2,null,{"$f":"G3203*X$5","v":2.5881568683007287E-2},{"$f":"H3203*Y$5","v":2.3843563950321781E-2},{"$f":"I3203*Z$5","v":0},{"$f":"J3203*AA$5","v":0},{"$f":"K3203*AB$5","v":2.6909373959140912E-5},{"$f":"L3203*AC$5","v":1.0068678340146461E-2},{"$f":"SUM(O3203:T3203)","v":5.9820720347434672E-2}]
[2004,5,13,12,null,null,2.8240575347437347E-2,1.9597752859035675E-2,0,0,6.356455645161313E-5,1.053663353476476E-2,5.8438526297689392E-2,null,2.2856361567629713E-2,2.3882867959373204E-2,0,0,2.6909373959140912E-5,9.7066417655661819E-3,5.6472780666528243E-2]
[2004,5,13,15,null,null,2.4866668942446189E-2,1.9364643591099802E-2,0,0,6.356455645161313E-5,1.03146642955945E-2,5.4609541385592111E-2,null,2.0125708111066287E-2,2.3598788559746949E-2,0,0,2.6909373959140912E-5,9.5021574888290092E-3,5.3253563533601389E-2]
[2004,5,13,16,null,null,2.7460806746701736E-2,1.8892959726690098E-2,0,0,6.356455645161313E-5,9.4212835660362794E-3,5.5838614595879729E-2,null,2.2225259939627113E-2,2.3023969419343818E-2,0,0,2.6909373959140912E-5,8.6791501522380434E-3,5.3955288885168116E-2]
[2004,5,13,20,null,null,3.2599085714397832E-2,1.6386094655214328E-2,1.1895600000000033E-3,1.610000000000018E-6,6.356455645161313E-5,6.2467769310486938E-3,5.6486691857112477E-2,null,2.6383899077680874E-2,1.9968969801547512E-2,6.7213722737188006E-4,2.1399203226550274E-6,2.6909373959140912E-5,5.7547057757139997E-3,5.2808761176596067E-2]
[2004,5,13,24,null,null,2.0080306238794927E-2,1.4183487140815619E-2,1.1895600000000033E-3,1.610000000000018E-6,6.356455645161313E-5,7.1660998871220611E-3,4.2684627823184225E-2,null,1.6251890555915163E-2,1.7284754687136888E-2,6.7213722737188006E-4,2.1399203226550274E-6,2.6909373959140912E-5,6.6016118175748111E-3,4.0839443582280546E-2]
[2004,5,14,3,null,null,1.7060429763337971E-2,1.3229882626546596E-2,1.1895600000000033E-3,1.610000000000018E-6,6.356455645161313E-5,8.5613698051116398E-3,4.0106416751447826E-2,null,1.3807769366334408E-2,1.612264131303906E-2,6.7213722737188006E-4,2.1399203226550274E-6,2.6909373959140912E-5,7.8869735239974984E-3,3.8518570725024646E-2]
[2004,5,14,6,null,null,2.2659381206639885E-2,1.4692933958101749E-2,1.1895600000000033E-3,1.610000000000018E-6,6.356455645161313E-5,8.8981786008712725E-3,4.7505228322064524E-2,null,1.8339251356814586E-2,1.7905593778081839E-2,6.7213722737188006E-4,2.1399203226550274E-6,2.6909373959140912E-5,8.1972512149833116E-3,4.5143282871533415E-2]
[2004,5,14,10,null,null,2.9007326626186263E-2,1.9400257080879234E-2,0,0,6.356455645161313E-5,1.086005452190324E-2,5.9331202785420353E-2,null,2.3476927694343487E-2,2.3642189059798795E-2,0,0,2.6909373959140912E-5,1.0004586232483537E-2,5.7150612360584954E-2]
[2004,5,14,13,null,null,2.5884899672611331E-2,1.9261423828667881E-2,0,0,6.356455645161313E-5,1.061233546410662E-2,5.5822223521837452E-2,null,2.094980781305901E-2,2.3472999446337302E-2,0,0,2.6909373959140912E-5,9.77638050200977E-3,5.422609713536522E-2]
[2004,5,14,17,null,null,2.7309744319552874E-2,1.7153256216704587E-2,0,0,6.356455645161313E-5,7.3257713034309037E-3,5.1852336396139981E-2,null,2.2102998356365446E-2,2.0903873839187261E-2,0,0,2.6909373959140912E-5,6.7487055959810577E-3,4.9782487165492904E-2]
[2004,5,14,18,null,null,2.9964215398976028E-2,1.631565282403924E-2,0,0,6.356455645161313E-5,5.9237218643651722E-3,5.2267154643832053E-2,null,2.4251380604803505E-2,1.9883125625183413E-2,0,0,2.6909373959140912E-5,5.4570984049630107E-3,4.961851400890907E-2]
[2004,5,14,21,null,null,3.1426386118575171E-2,1.4787011092673641E-2,1.1895600000000033E-3,1.610000000000018E-6,6.356455645161313E-5,6.0653071460661625E-3,5.35334389137666E-2,null,2.5434780809282413E-2,1.8020241197055736E-2,6.7213722737188006E-4,2.1399203226550274E-6,2.6909373959140912E-5,5.5875307298810066E-3,4.9743739257872829E-2]
[2004,5,15,1,null,null,1.5156282116789944E-2,1.1920167760792553E-2,1.1895600000000033E-3,1.610000000000018E-6,6.356455645161313E-5,6.1680112450048109E-3,3.4499195679038919E-2,null,1.2266657453697606E-2,1.4526552851865805E-2,6.7213722737188006E-4,2.1399203226550274E-6,2.6909373959140912E-5,5.6821446208323717E-3,3.3176541448049462E-2]
[2004,5,15,4,null,null,1.424603063528667E-2,1.1139299711408094E-2,1.1895600000000033E-3,1.610000000000018E-6,6.356455645161313E-5,6.5120183065839185E-3,3.3152083209730294E-2,null,1.1529950190380559E-2,1.3574945356287865E-2,6.7213722737188006E-4,2.1399203226550274E-6,2.6909373959140912E-5,5.9990535557930685E-3,3.1805135624115174E-2]
[2004,5,15,7,null,null,2.1688351747065977E-2,1.1373237019239788E-2,0,0,6.356455645161313E-5,7.2201754225636166E-3,4.0345328745320999E-2,null,1.7553353755657697E-2,1.3860033849540276E-2,0,0,2.6909373959140912E-5,6.6514277145670068E-3,3.809172469372412E-2]
[2004,5,15,10,null,null,2.7507292968637773E-2,1.3209228191326439E-2,0,0,6.356455645161313E-5,8.6802192961268985E-3,4.9460305012542727E-2,null,2.2262883319583482E-2,1.6097470715538083E-2,0,0,2.6909373959140912E-5,7.9964610020898785E-3,4.6383724411170585E-2]
[2004,5,15,15,null,null,2.2968873594135054E-2,1.2209786128760905E-2,0,0,6.356455645161313E-5,7.2856641518195629E-3,4.2527888431167137E-2,null,1.8589737397696909E-2,1.4879497257816317E-2,0,0,2.6909373959140912E-5,6.7117577651920248E-3,4.0207901794664394E-2]
[2004,5,15,16,null,null,2.4265627726097951E-2,1.2091248313632534E-2,0,0,6.356455645161313E-5,7.0198441787669942E-3,4.3440284774949094E-2,null,1.9639258554394991E-2,1.4735040747558907E-2,0,0,2.6909373959140912E-5,6.4668769648832244E-3,4.0868085640796262E-2]
[2004,5,15,19,null,null,2.6848889258665545E-2,1.0788656082026079E-2,1.1895600000000033E-3,1.610000000000018E-6,6.356455645161313E-5,4.2821832012656874E-3,4.317446309840893E-2,null,2.1730007729498891E-2,1.3147632308635823E-2,6.7213722737188006E-4,2.1399203226550274E-6,2.6909373959140912E-5,3.9448670367123479E-3,3.9523693596500736E-2]
[2004,5,15,22,null,null,2.6049196258813884E-2,9.7123104207837308E-3,1.1895600000000033E-3,1.610000000000018E-6,6.356455645161313E-5,4.6432217811899004E-3,4.1659463017239134E-2,null,2.1082780393552613E-2,1.1835940019678151E-2,6.7213722737188006E-4,2.1399203226550274E-6,2.6909373959140912E-5,4.2774658831380447E-3,3.7897372818022489E-2]
[2004,5,16,2,null,null,1.3463892036319062E-2,9.1560671079455227E-3,1.1895600000000033E-3,1.610000000000018E-6,6.356455645161313E-5,6.6759098634448137E-3,3.0550603564161012E-2,null,1.0896930416736847E-2,1.1158072220785369E-2,6.7213722737188006E-4,2.1399203226550274E-6,2.6909373959140912E-5,6.1500350458108047E-3,2.8906224204986699E-2]
[2004,5,16,7,null,null,1.7675096237709624E-2,1.0055852128838173E-2,0,0,6.356455645161313E-5,6.9859639344025852E-3,3.4780476857401994E-2,null,1.4305246454137917E-2,1.2254598286828353E-2,0,0,2.6909373959140912E-5,6.435665535360683E-3,3.3022419650286093E-2]
[2004,5,16,9,null,null,2.3555464092069517E-2,1.1460415788643119E-2,0,0,6.356455645161313E-5,7.9343695503099176E-3,4.301381398747417E-2,null,1.9064491341197663E-2,1.3966274552415578E-2,0,0,2.6909373959140912E-5,7.3093633375751884E-3,4.0367038605147572E-2]
[2004,5,16,13,null,null,2.2443543454511449E-2,1.3386099529811414E-2,0,0,6.356455645161313E-5,7.5412043180690209E-3,4.3434411858843495E-2,null,1.8164564203953883E-2,1.631301557178861E-2,0,0,2.6909373959140912E-5,6.947168519709843E-3,4.1451657669411474E-2]
[2004,5,16,16,null,null,2.1743560094764577E-2,1.3206158487770032E-2,0,0,6.356455645161313E-5,5.6932441435033109E-3,4.0706527282489538E-2,null,1.759803634236233E-2,1.6093729810892562E-2,0,0,2.6909373959140912E-5,5.2447758767125117E-3,3.8963451403926541E-2]
[2004,5,16,17,null,null,2.3978867833264885E-2,1.2757005316212983E-2,0,0,6.356455645161313E-5,5.1734770540602755E-3,4.1972914759989759E-2,null,1.9407170938861264E-2,1.5546367775714897E-2,0,0,2.6909373959140912E-5,4.7659518840104465E-3,3.9746399972545747E-2]
[2004,5,16,20,null,null,2.5372607811780502E-2,1.1244626015698355E-2,1.1895600000000033E-3,1.610000000000018E-6,6.356455645161313E-5,4.809606027649461E-3,4.2681574411579937E-2,null,2.0535187081885918E-2,1.3703301614074495E-2,6.7213722737188006E-4,2.1399203226550274E-6,2.6909373959140912E-5,4.4307437085922526E-3,3.9370418926206345E-2]
[2004,5,16,24,null,null,1.5025236226323187E-2,1.1993093543721496E-2,1.1895600000000033E-3,1.610000000000018E-6,6.356455645161313E-5,5.1554344333048386E-3,3.3428498759801133E-2,null,1.2160596149435545E-2,1.4615424104455505E-2,6.7213722737188006E-4,2.1399203226550274E-6,2.6909373959140912E-5,4.7493305167011293E-3,3.2226537292245859E-2]
[2004,5,17,4,null,null,1.1346141433616962E-2,1.2591562117668582E-2,1.1895600000000033E-3,1.610000000000018E-6,6.356455645161313E-5,7.1796951624357643E-3,3.2372133270172923E-2,null,9.1829400716422205E-3,1.5344749860945115E-2,6.7213722737188006E-4,2.1399203226550274E-6,2.6909373959140912E-5,6.614136165768089E-3,3.1843012620009103E-2]
[2004,5,17,7,null,null,1.9704783067451048E-2,1.5817375083847698E-2,0,0,6.356455645161313E-5,9.8467195684746409E-3,4.5432442276225005E-2,null,1.5947962846381527E-2,1.9275897767903706E-2,0,0,2.6909373959140912E-5,9.0710737069691245E-3,4.4321843695213498E-2]
[2004,5,17,10,null,null,2.3295810328426078E-2,1.8834561391414265E-2,0,0,6.356455645161313E-5,1.1219915715656724E-2,5.3413851991948681E-2,null,1.8854341929182623E-2,2.2952802090085614E-2,0,0,2.6909373959140912E-5,1.0336100437810034E-2,5.2170153831037409E-2]
[2004,5,17,14,null,null,2.165584653114308E-2,1.8817194025173706E-2,0,0,6.356455645161313E-5,9.8456242398258509E-3,5.0382229352594253E-2,null,1.7527045829603526E-2,2.293163729034001E-2,0,0,2.6909373959140912E-5,9.0700646595561814E-3,4.955565715345886E-2]
[2004,5,17,17,null,null,2.4840899879403733E-2,1.8538956922610362E-2,0,0,6.356455645161313E-5,8.7579995304868687E-3,5.2201420888952577E-2,null,2.0104852055022413E-2,2.2592562702058571E-2,0,0,2.6909373959140912E-5,8.0681143312944098E-3,5.0792438462334534E-2]
[2004,5,17,18,null,null,2.4964561337254106E-2,1.7721262970083917E-2,0,0,6.356455645161313E-5,7.1756228605226527E-3,4.9925011724312296E-2,null,2.0204936807469386E-2,2.1596077194774344E-2,0,0,2.6909373959140912E-5,6.6103846472492581E-3,4.8438308023452128E-2]
[2004,5,17,21,null,null,2.5974993982499896E-2,1.5999398062937355E-2,1.1895600000000033E-3,1.610000000000018E-6,6.356455645161313E-5,5.112297980268324E-3,4.8341424582157198E-2,null,2.102272517032475E-2,1.9497720688441543E-2,6.7213722737188006E-4,2.1399203226550274E-6,2.6909373959140912E-5,4.7095920086396015E-3,4.5931224389059576E-2]
[2004,5,18,1,null,null,1.4341644096409683E-2,1.4145692914620919E-2,1.1895600000000033E-3,1.610000000000018E-6,6.356455645161313E-5,6.1736943711818808E-3,3.5915765938664093E-2,null,1.1607334443756204E-2,1.7238696625259731E-2,6.7213722737188006E-4,2.1399203226550274E-6,2.6909373959140912E-5,5.6873800757551718E-3,3.5234597666424783E-2]
[2004,5,18,5,null,null,1.515359670976443E-2,1.4263498696146761E-2,1.1895600000000033E-3,1.610000000000018E-6,6.356455645161313E-5,7.8809762618429948E-3,3.8552806224205802E-2,null,1.2264484033603423E-2,1.7382261040285774E-2,6.7213722737188006E-4,2.1399203226550274E-6,2.6909373959140912E-5,7.260175945594252E-3,3.7608107541137123E-2]
[2004,5,18,8,null,null,2.7184497274181242E-2,1.7971367149637745E-2,0,0,6.356455645161313E-5,1.0408438019961051E-2,5.5627867000231652E-2,null,2.2001630316972751E-2,2.1900867501057724E-2,0,0,2.6909373959140912E-5,9.5885444687354316E-3,5.3517951660725045E-2]
[2004,5,18,12,null,null,2.4583638407321699E-2,1.9252794506063816E-2,0,0,6.356455645161313E-5,1.0599508876673771E-2,5.4499506346510899E-2,null,1.9896638831637743E-2,2.3462483293091873E-2,0,0,2.6909373959140912E-5,9.7645642906103135E-3,5.3150595789299065E-2]
[2004,5,18,15,null,null,2.219658926208741E-2,1.9321354004883724E-2,0,0,6.356455645161313E-5,1.0706951295678136E-2,5.2288459119100884E-2,null,1.7964693123310404E-2,2.3546033558750096E-2,0,0,2.6909373959140912E-5,9.8635432546466204E-3,5.1401179310666262E-2]
[2004,5,18,18,null,null,2.6724833966991518E-2,1.6978868194102902E-2,0,0,6.356455645161313E-5,7.7719965138134534E-3,5.1539263231359489E-2,null,2.1629604229711958E-2,2.0691355284256512E-2,0,0,2.6909373959140912E-5,7.1597807510253028E-3,4.9507649638952912E-2]
[2004,5,18,20,null,null,2.7571803782277478E-2,1.5610613598971533E-2,1.1895600000000033E-3,1.610000000000018E-6,6.356455645161313E-5,5.2873621895047447E-3,4.9724514127205376E-2,null,2.2315094808316657E-2,1.9023927183423932E-2,6.7213722737188006E-4,2.1399203226550274E-6,2.6909373959140912E-5,4.8708660587831699E-3,4.6911074572177434E-2]
[2004,5,18,23,null,null,2.1397114171635777E-2,1.3267441883259179E-2,1.1895600000000033E-3,1.610000000000018E-6,6.356455645161313E-5,4.8171443307828956E-3,4.0736434942129474E-2,null,1.731764215119435E-2,1.6168413028560272E-2,6.7213722737188006E-4,2.1399203226550274E-6,2.6909373959140912E-5,4.4376882044594645E-3,3.8624929905867765E-2]
[2004,5,19,2,null,null,1.3957533208091181E-2,1.3351571441287409E-2,1.1895600000000033E-3,1.610000000000018E-6,6.356455645161313E-5,7.2530187312579734E-3,3.5816857937088178E-2,null,1.1296456310522004E-2,1.6270937799656274E-2,6.7213722737188006E-4,2.1399203226550274E-6,2.6909373959140912E-5,6.6816838899232227E-3,3.4950264521755176E-2]
[2004,5,19,6,null,null,1.9129275780275557E-2,1.4728212944448789E-2,1.1895600000000033E-3,1.610000000000018E-6,6.356455645161313E-5,8.5035887189338338E-3,4.3615812000109805E-2,null,1.5482179041389665E-2,1.7948586634391816E-2,6.7213722737188006E-4,2.1399203226550274E-6,2.6909373959140912E-5,7.8337439699371087E-3,4.1965696167372266E-2]
[2004,5,19,9,null,null,2.7640907923273721E-2,1.8548681150956287E-2,0,0,6.356455645161313E-5,1.1073028565551701E-2,5.7326182196233325E-2,null,2.2371023882459047E-2,2.2604413165898125E-2,0,0,2.6909373959140912E-5,1.0200783883302358E-2,5.5203130305618672E-2]
[2004,5,19,11,null,null,2.5208219192918581E-2,1.9575286521450356E-2,0,0,6.356455645161313E-5,1.103250691211482E-2,5.5879577182935375E-2,null,2.040214001524206E-2,2.385548928091245E-2,0,0,2.6909373959140912E-5,1.0163454201828435E-2,5.4447992871942089E-2]
[2004,5,19,17,null,null,2.6448433717923006E-2,1.7978853816862379E-2,0,0,6.356455645161313E-5,9.5984028296904975E-3,5.4089254920927497E-2,null,2.1405901137534478E-2,2.1909991153451332E-2,0,0,2.6909373959140912E-5,8.8423173760386903E-3,5.2185119040983642E-2]
[2004,5,19,20,null,null,2.8138575858850795E-2,1.5645382465076581E-2,1.1895600000000033E-3,1.610000000000018E-6,6.356455645161313E-5,5.3484021005074872E-3,5.0387094980886483E-2,null,2.2773808816413933E-2,1.9066298379971661E-2,6.7213722737188006E-4,2.1399203226550274E-6,2.6909373959140912E-5,4.9270977334969941E-3,4.7468391451536265E-2]
[2004,5,19,21,null,null,2.9349688981589676E-2,1.4977022203687308E-2,1.1895600000000033E-3,1.610000000000018E-6,6.356455645161313E-5,5.4398453081527043E-3,5.1021291049881311E-2,null,2.3754016871386611E-2,1.8251798881643074E-2,6.7213722737188006E-4,2.1399203226550274E-6,2.6909373959140912E-5,5.0113377761612683E-3,4.7718340050844632E-2]
[2004,5,19,24,null,null,1.675478492329914E-2,1.3373168596595901E-2,1.1895600000000033E-3,1.610000000000018E-6,6.356455645161313E-5,6.0682579520471942E-3,3.7450946028393856E-2,null,1.3560397317809844E-2,1.6297257246188787E-2,6.7213722737188006E-4,2.1399203226550274E-6,2.6909373959140912E-5,5.5902490949530249E-3,3.6149090180605331E-2]
[2004,5,20,4,null,null,1.3783049826612482E-2,1.2997961367868913E-2,1.1895600000000033E-3,1.610000000000018E-6,6.356455645161313E-5,7.2278889874015642E-3,3.5263634738334576E-2,null,1.115523910068985E-2,1.5840009684922728E-2,6.7213722737188006E-4,2.1399203226550274E-6,2.6909373959140912E-5,6.658533666422539E-3,3.4354968973688796E-2]
[2004,5,20,8,null,null,2.6437549134172681E-2,1.8512856006101901E-2,0,0,6.356455645161313E-5,1.0099814109294203E-2,5.5113783806020403E-2,null,2.1397091756753462E-2,2.256075473167166E-2,0,0,2.6909373959140912E-5,9.3042314828802129E-3,5.3288987345264473E-2]
[2004,5,20,11,null,null,2.3936716517276746E-2,2.0100247498425552E-2,0,0,6.356455645161313E-5,1.0534625866557486E-2,5.4635154438711399E-2,null,1.9373055992302154E-2,2.4495234755156536E-2,0,0,2.6909373959140912E-5,9.7047922454127251E-3,5.3599992366830551E-2]
[2004,5,20,15,null,null,2.1742285716613723E-2,1.9508788247927383E-2,0,0,6.356455645161313E-5,1.0490597818094971E-2,5.1805236339087693E-2,null,1.7597004931088608E-2,2.377445093445003E-2,0,0,2.6909373959140912E-5,9.6642323746862196E-3,5.1062597614184004E-2]
[2004,5,20,18,null,null,2.6104725608036207E-2,1.7353690815791842E-2,0,0,6.356455645161313E-5,7.5409842931035307E-3,5.1062965273383193E-2,null,2.1127722781157182E-2,2.1148134142851809E-2,0,0,2.6909373959140912E-5,6.9469658265524465E-3,4.9249732124520579E-2]
[2004,5,20,21,null,null,2.8103771782233649E-2,1.5447331079689354E-2,1.1895600000000033E-3,1.610000000000018E-6,6.356455645161313E-5,5.0792226121998589E-3,4.9885060030574482E-2,null,2.274564031951179E-2,1.8824942387761907E-2,6.7213722737188006E-4,2.1399203226550274E-6,2.6909373959140912E-5,4.6791220536918886E-3,4.6950891282619256E-2]
[2004,5,20,22,null,null,2.5070774702051723E-2,1.4668722091063964E-2,1.1895600000000033E-3,1.610000000000018E-6,6.356455645161313E-5,5.1590941398023237E-3,4.615332548936963E-2,null,2.0290900037299588E-2,1.7876087904236376E-2,6.7213722737188006E-4,2.1399203226550274E-6,2.6909373959140912E-5,4.7527019407732482E-3,4.3620876403962887E-2]
[2004,5,21,1,null,null,1.1459945139191578E-2,1.4052316074493594E-2,1.1895600000000033E-3,1.610000000000018E-6,6.356455645161313E-5,5.6612706978684544E-3,3.2428266468005243E-2,null,9.2750465039775493E-3,1.7124902622484756E-2,6.7213722737188006E-4,2.1399203226550274E-6,2.6909373959140912E-5,5.2153210435568961E-3,3.2316456691672879E-2]
[2004,5,21,5,null,null,1.1103049048024291E-2,1.3836749306418818E-2,1.1895600000000033E-3,1.610000000000018E-6,6.356455645161313E-5,6.8107891404596442E-3,3.3005322051354369E-2,null,8.9861945241069101E-3,1.6862201449784484E-2,6.7213722737188006E-4,2.1399203226550274E-6,2.6909373959140912E-5,6.2742896114898559E-3,3.2823872107034927E-2]
[2004,5,21,9,null,null,2.1176056568501567E-2,1.9796732611295657E-2,0,0,6.356455645161313E-5,1.033954048173575E-2,5.1375894217984594E-2,null,{"$f":"G3395*X$5","v":1.713873033929433E-2},{"$f":"H3395*Y$5","v":2.4125355309019669E-2},{"$f":"I3395*Z$5","v":0},{"$f":"J3395*AA$5","v":0},{"$f":"K3395*AB$5","v":2.6909373959140912E-5},{"$f":"L3395*AC$5","v":9.5250741278646144E-3},{"$f":"SUM(O3395:T3395)","v":5.0816069150137755E-2}]
[2004,5,21,12,null,null,2.0484737021178916E-2,1.9959112985716773E-2,0,0,6.356455645161313E-5,9.2034351525768325E-3,4.9710849715924141E-2,null,1.6579214488856443E-2,2.4323240702788428E-2,0,0,2.6909373959140912E-5,8.4784620955004782E-3,4.9407826661104493E-2]
[2004,5,21,16,null,null,1.9070655157582973E-2,1.7505909568544725E-2,0,0,6.356455645161313E-5,8.6486394991665723E-3,4.5288768781745883E-2,null,1.5434734747812165E-2,2.1333636041925993E-2,0,0,2.6909373959140912E-5,7.9673688091126977E-3,4.4762648972809994E-2]
[2004,5,21,19,null,null,2.0840064328223572E-2,1.4782070051986132E-2,1.1895600000000033E-3,1.610000000000018E-6,6.356455645161313E-5,5.8221696372309653E-3,4.269903857389229E-2,null,1.6866796781523925E-2,1.8014219781071438E-2,6.7213722737188006E-4,2.1399203226550274E-6,2.6909373959140912E-5,5.3635456505623938E-3,4.0945748734811431E-2]
[2004,5,21,22,null,null,1.9950640172748699E-2,1.2979902728209237E-2,1.1895600000000033E-3,1.610000000000018E-6,6.356455645161313E-5,5.5884147777918378E-3,3.9773692235201399E-2,null,1.6146946005312239E-2,1.5818002462481454E-2,6.7213722737188006E-4,2.1399203226550274E-6,2.6909373959140912E-5,5.1482041305171544E-3,3.7814339119964527E-2]
[2004,5,22,2,null,null,1.1899591940554373E-2,1.0468287110949335E-2,1.1895600000000033E-3,1.610000000000018E-6,6.356455645161313E-5,6.5995672574888416E-3,3.0222180865444162E-2,null,9.6308723372112125E-3,1.275721357596064E-2,6.7213722737188006E-4,2.1399203226550274E-6,2.6909373959140912E-5,6.0797061001357528E-3,2.9168978534961282E-2]
[2004,5,22,3,null,null,1.1282142466594832E-2,1.026367010239485E-2,1.1895600000000033E-3,1.610000000000018E-6,6.356455645161313E-5,6.8421092874628477E-3,2.9642656412904145E-2,null,9.1311428432849246E-3,1.2507856364820201E-2,6.7213722737188006E-4,2.1399203226550274E-6,2.6909373959140912E-5,6.3031426076581194E-3,2.8643328337416923E-2]
[2004,5,22,7,null,null,1.6490663029835612E-2,1.1848567141082057E-2,0,0,6.356455645161313E-5,8.0407499142634356E-3,3.6443544641632714E-2,null,1.3346631648355197E-2,1.4439296513924659E-2,0,0,2.6909373959140912E-5,7.4073639067684122E-3,3.5220201443007408E-2]
[2004,5,22,10,null,null,2.3587863300685269E-2,1.3004662665012448E-2,0,0,6.356455645161313E-5,8.020928709413757E-3,4.4677019231563087E-2,null,1.9090713470793684E-2,1.5848176243404549E-2,0,0,2.6909373959140912E-5,7.3891040580033457E-3,4.2354903146160715E-2]
[2004,5,22,13,null,null,2.2107181130473108E-2,1.2646646571490842E-2,0,0,6.356455645161313E-5,7.3474308856398465E-3,4.2164823144055411E-2,null,1.7892331120832713E-2,1.5411878717335641E-2,0,0,2.6909373959140912E-5,6.7686590094314129E-3,4.0099778221558906E-2]
[2004,5,22,17,null,null,2.2679100416890634E-2,1.2055432707367524E-2,0,0,6.356455645161313E-5,6.603947189549873E-3,4.1402044870259648E-2,null,1.8355210996226112E-2,1.4691393937566723E-2,0,0,2.6909373959140912E-5,6.0837410161583777E-3,3.9157255323910352E-2]
[2004,5,22,19,null,null,2.3280928285704647E-2,1.0255591100453425E-2,1.1895600000000033E-3,1.610000000000018E-6,6.356455645161313E-5,4.2078217955324841E-3,3.899907573814218E-2,null,1.8842297225945485E-2,1.2498010861715919E-2,6.7213722737188006E-4,2.1399203226550274E-6,2.6909373959140912E-5,3.8763632281425043E-3,3.5917857837457587E-2]
[2004,5,22,22,null,null,2.2478194451813257E-2,9.5478744943099554E-3,1.1895600000000033E-3,1.610000000000018E-6,6.356455645161313E-5,4.349785885028718E-3,3.7630589387603552E-2,null,1.8192608806914881E-2,1.163554962043196E-2,6.7213722737188006E-4,2.1399203226550274E-6,2.6909373959140912E-5,4.0071445214054932E-3,3.4536489470406009E-2]
[2004,5,23,1,null,null,1.4521709306909176E-2,8.7614819661386133E-3,1.1895600000000033E-3,1.610000000000018E-6,6.356455645161313E-5,5.7497580385376971E-3,3.02876838680371E-2,null,1.1753069277635969E-2,1.0677209700052027E-2,6.7213722737188006E-4,2.1399203226550274E-6,2.6909373959140912E-5,5.2968380588189375E-3,2.8428303558160613E-2]
[2004,5,23,4,null,null,1.2094050252086841E-2,8.6471080806183997E-3,1.1895600000000033E-3,1.610000000000018E-6,6.356455645161313E-5,7.3332640080623407E-3,2.9329156897219197E-2,null,9.7882561519365089E-3,1.0537827576727601E-2,6.7213722737188006E-4,2.1399203226550274E-6,2.6909373959140912E-5,6.7556080852317841E-3,2.7782878335549571E-2]
[2004,5,23,8,null,null,1.9549559280841018E-2,1.0533938660006906E-2,0,0,6.356455645161313E-5,7.243483218713001E-3,3.7390545716012538E-2,null,1.5822333288661578E-2,1.2837220058782848E-2,0,0,2.6909373959140912E-5,6.6728995088379626E-3,3.5359362230241526E-2]
[2004,5,23,11,null,null,2.3395560804739784E-2,1.1502733617971011E-2,0,0,6.356455645161313E-5,7.6615365614823416E-3,4.2623395540644753E-2,null,1.8935074454108899E-2,1.4017845318586318E-2,0,0,2.6909373959140912E-5,7.058021950818197E-3,4.0037851097472557E-2]
[2004,5,23,14,null,null,2.095173880226868E-2,1.177587217200673E-2,0,0,6.356455645161313E-5,7.3515892127334554E-3,4.0142764743460478E-2,null,1.6957179931486255E-2,1.4350706543420143E-2,0,0,2.6909373959140912E-5,6.7724897767546316E-3,3.8107285625620171E-2]
[2004,5,23,16,null,null,2.1402644348217464E-2,1.1521952151862807E-2,0,0,6.356455645161313E-5,6.267074056839109E-3,3.9255235113370993E-2,null,1.7322117970611228E-2,1.4041266050065688E-2,0,0,2.6909373959140912E-5,5.7734040561721895E-3,3.716369745080824E-2]
[2004,5,23,22,null,null,2.1885425295409176E-2,9.6163625175086712E-3,1.1895600000000033E-3,1.610000000000018E-6,6.356455645161313E-5,5.5623776532419521E-3,3.8318900022611423E-2,null,1.7712854198581807E-2,1.171901278208211E-2,6.7213722737188006E-4,2.1399203226550274E-6,2.6909373959140912E-5,5.1242180025212157E-3,3.5257271504838816E-2]
[2004,5,23,23,null,null,1.8316949805626002E-2,9.3732408156358069E-3,1.1895600000000033E-3,1.610000000000018E-6,6.356455645161313E-5,6.2498881418448443E-3,3.5194813319558267E-2,null,1.4824727273536349E-2,1.1422731695895711E-2,6.7213722737188006E-4,2.1399203226550274E-6,2.6909373959140912E-5,5.7575719101919387E-3,3.2706217401277674E-2]
[2004,5,24,2,null,null,1.3731126693446904E-2,9.0167010292443953E-3,1.1895600000000033E-3,1.610000000000018E-6,6.356455645161313E-5,7.5971515982616996E-3,3.1599713877404616E-2,null,1.1113215385140289E-2,1.0988233276515795E-2,6.7213722737188006E-4,2.1399203226550274E-6,2.6909373959140912E-5,6.9987087203627653E-3,2.9801343903672527E-2]
[2004,5,24,5,null,null,1.4211235150079765E-2,9.6351279211167474E-3,1.1895600000000033E-3,1.610000000000018E-6,6.356455645161313E-5,8.2012986130563861E-3,3.330239624070451E-2,null,1.1501788646891244E-2,1.1741881304805081E-2,6.7213722737188006E-4,2.1399203226550274E-6,2.6909373959140912E-5,7.5552658623569005E-3,3.1500122335706905E-2]
[2004,5,24,9,null,null,2.6774234329586852E-2,1.4545730462621479E-2,0,0,6.356455645161313E-5,1.1654909855406145E-2,5.303843920406609E-2,null,2.1669586154129564E-2,1.772620373928499E-2,0,0,2.6909373959140912E-5,1.0736829216194232E-2,5.0159528483567924E-2]
[2004,5,24,13,null,null,2.4516777736305728E-2,1.5943239434118215E-2,0,0,6.356455645161313E-5,1.0098048165448558E-2,5.0621629892324112E-2,null,1.9842525498159427E-2,1.9429282785049542E-2,0,0,2.6909373959140912E-5,9.3026046459753122E-3,4.8601322303143422E-2]
[2004,5,24,16,null,null,2.5231061447144484E-2,1.5199069126154967E-2,0,0,6.356455645161313E-5,9.6193567230107024E-3,5.011305185276177E-2,null,2.0420627273918055E-2,1.8522397116462391E-2,0,0,2.6909373959140912E-5,8.8616206891303003E-3,4.7831554453469885E-2]
[2004,5,24,20,null,null,2.6753226564953062E-2,1.4006861760509137E-2,1.1895600000000033E-3,1.610000000000018E-6,6.356455645161313E-5,6.1168888843803363E-3,4.8131711766294154E-2,null,2.1652583629985126E-2,1.7069509568654394E-2,6.7213722737188006E-4,2.1399203226550274E-6,2.6909373959140912E-5,5.6350492711502737E-3,4.5058328991443471E-2]
[2004,5,24,23,null,null,1.9972440731059096E-2,1.2656183536159892E-2,1.1895600000000033E-3,1.610000000000018E-6,6.356455645161313E-5,5.6056860440500131E-3,3.9489044867720625E-2,null,1.6164590172861534E-2,1.5423500971660535E-2,6.7213722737188006E-4,2.1399203226550274E-6,2.6909373959140912E-5,5.1641149044709686E-3,3.7453392570646712E-2]
[2004,5,24,24,null,null,1.5021390700323654E-2,1.2682994762259401E-2,1.1895600000000033E-3,1.610000000000018E-6,6.356455645161313E-5,5.7651758676006814E-3,3.4724295886635351E-2,null,1.215748379313325E-2,1.5456174563238573E-2,6.7213722737188006E-4,2.1399203226550274E-6,2.6909373959140912E-5,5.3110413945450354E-3,3.3625886272570536E-2]
[2004,5,25,3,null,null,1.041785165308476E-2,1.3012479923773732E-2,1.1895600000000033E-3,1.610000000000018E-6,6.356455645161313E-5,6.8285140448819644E-3,3.1513580178192072E-2,null,8.4316336055965495E-3,1.5857702772295024E-2,6.7213722737188006E-4,2.1399203226550274E-6,2.6909373959140912E-5,6.2906182896192318E-3,3.1281141189164481E-2]
[2004,5,25,6,null,null,1.4434237279169967E-2,1.48759009190282E-2,1.1895600000000033E-3,1.610000000000018E-6,6.356455645161313E-5,8.2584693432003614E-3,3.8823342097850141E-2,null,1.1682274250676913E-2,1.8128567085285249E-2,6.7213722737188006E-4,2.1399203226550274E-6,2.6909373959140912E-5,7.6079331393531496E-3,3.8119960996968988E-2]
[2004,5,25,11,null,null,1.9631971537621824E-2,2.0167303792978337E-2,0,0,6.356455645161313E-5,9.8767348830437144E-3,4.9739574770095489E-2,null,1.5889033216528216E-2,2.4576953135838669E-2,0,0,2.6909373959140912E-5,9.0987246549727244E-3,4.9591620381298746E-2]
[2004,5,25,14,null,null,1.7766158955786062E-2,2.0230056576470368E-2,0,0,6.356455645161313E-5,9.4743003815606509E-3,4.7534080470268698E-2,null,1.4378947587492308E-2,2.4653427028177417E-2,0,0,2.6909373959140912E-5,8.7279907268056466E-3,4.7787274716434514E-2]
[2004,5,25,18,null,null,2.1445272280021559E-2,1.7594966369736079E-2,0,0,6.356455645161313E-5,7.3836700722992666E-3,4.6487473278508523E-2,null,1.7356618663681673E-2,2.1442165414606421E-2,0,0,2.6909373959140912E-5,6.8020435626302946E-3,4.5627737014877531E-2]
[2004,5,25,21,null,null,2.3778813771811281E-2,1.5548610760208506E-2,1.1895600000000033E-3,1.610000000000018E-6,6.356455645161313E-5,4.8329528797949614E-3,4.5415111968266371E-2,null,1.9245258233280663E-2,1.8948367213771546E-2,6.7213722737188006E-4,2.1399203226550274E-6,2.6909373959140912E-5,4.4522514823401296E-3,4.3347063451046018E-2]
[2004,5,25,24,null,null,1.3157608656149331E-2,1.3436401999181811E-2,1.1895600000000033E-3,1.610000000000018E-6,6.356455645161313E-5,5.4871245324898277E-3,3.3335869744272585E-2,null,1.0649041569105759E-2,1.6374316846615625E-2,6.7213722737188006E-4,2.1399203226550274E-6,2.6909373959140912E-5,5.0548927211140479E-3,3.2779437658489112E-2]
[2004,5,26,3,null,null,1.0761717718643407E-2,1.3212034985164076E-2,1.1895600000000033E-3,1.610000000000018E-6,6.356455645161313E-5,7.0261944481226322E-3,3.2254681708381736E-2,null,8.7099398025685566E-3,1.6100891224363541E-2,6.7213722737188006E-4,2.1399203226550274E-6,2.6909373959140912E-5,6.4727270107775474E-3,3.1984744559363322E-2]
[2004,5,26,5,null,null,1.2346369555423882E-2,1.4020892008406867E-2,1.1895600000000033E-3,1.610000000000018E-6,6.356455645161313E-5,7.9697070759541747E-3,3.5591703196236536E-2,null,9.9924694569634952E-3,1.7086607577818453E-2,6.7213722737188006E-4,2.1399203226550274E-6,2.6909373959140912E-5,7.341917255406589E-3,3.5122180811842214E-2]
[2004,5,26,8,null,null,2.2190528229439843E-2,1.8646180585067867E-2,0,0,6.356455645161313E-5,1.0455017642377292E-2,5.1355291013336621E-2,null,1.7959787658320344E-2,2.2723231181807885E-2,0,0,2.6909373959140912E-5,9.6314549208146479E-3,5.0341383134902024E-2]
[2004,5,26,12,null,null,2.0443427859327568E-2,2.0206125352367731E-2,0,0,6.356455645161313E-5,9.6004762998396793E-3,5.0313594067986592E-2,null,1.65457811353318E-2,2.4624263160796269E-2,0,0,2.6909373959140912E-5,8.8442275147830336E-3,5.0041181184870241E-2]
[2004,5,26,15,null,null,1.8416859478126685E-2,2.0221906340370997E-2,0,0,6.356455645161313E-5,9.5700393320166891E-3,4.8272369706965981E-2,null,1.4905588643061751E-2,2.4643494715325065E-2,0,0,2.6909373959140912E-5,8.816188127998531E-3,4.839218086034449E-2]
[2004,5,26,19,null,null,2.1762316682596688E-2,1.6876638382636158E-2,1.1895600000000033E-3,1.610000000000018E-6,6.356455645161313E-5,5.0880542290417377E-3,4.4981743850726209E-2,null,1.76132168883672E-2,2.056677257794658E-2,6.7213722737188006E-4,2.1399203226550274E-6,2.6909373959140912E-5,4.6872579863512162E-3,4.3568433974318671E-2]
[2004,5,26,22,null,null,2.1551248890828257E-2,1.5202482356500083E-2,1.1895600000000033E-3,1.610000000000018E-6,6.356455645161313E-5,4.9974259889812699E-3,4.3005891792761229E-2,null,1.7442390277910832E-2,1.8526556661193547E-2,6.7213722737188006E-4,2.1399203226550274E-6,2.6909373959140912E-5,4.6037687146395058E-3,4.1273902175397566E-2]
[2004,5,26,24,null,null,1.3433568086215033E-2,1.3965978596988265E-2,1.1895600000000033E-3,1.610000000000018E-6,6.356455645161313E-5,5.4655473144658503E-3,3.4119828554120761E-2,null,1.087238788673491E-2,1.7019687162832989E-2,6.7213722737188006E-4,2.1399203226550274E-6,2.6909373959140912E-5,5.0350151838565145E-3,3.3628276755078096E-2]
[2004,5,27,3,null,null,1.0535395291104515E-2,1.3366750059668839E-2,1.1895600000000033E-3,1.610000000000018E-6,6.356455645161313E-5,6.8397887459384918E-3,3.199666865316346E-2,null,8.5267669326446437E-3,1.6289435274403349E-2,6.7213722737188006E-4,2.1399203226550274E-6,2.6909373959140912E-5,6.301004859846665E-3,3.1818393588548335E-2]
[2004,5,27,6,null,null,1.4495492582729775E-2,1.5518625716630126E-2,1.1895600000000033E-3,1.610000000000018E-6,6.356455645161313E-5,8.1496381482314053E-3,3.9418491004042926E-2,null,1.1731850909398383E-2,1.8911825838763427E-2,6.7213722737188006E-4,2.1399203226550274E-6,2.6909373959140912E-5,7.5076747960220762E-3,3.8852538065837564E-2]
[2004,5,27,10,null,null,2.0205934447458676E-2,2.0294386666885579E-2,0,0,6.356455645161313E-5,1.0793739906689859E-2,5.135762557748573E-2,null,1.635356708781956E-2,2.4731823110945277E-2,0,0,2.6909373959140912E-5,9.9434953525953957E-3,5.1055794925319371E-2]
[2004,5,27,13,null,null,1.9696088232549484E-2,2.0262272172955322E-2,0,0,6.356455645161313E-5,9.40389204819592E-3,4.9425817010152348E-2,null,1.5940925727348502E-2,2.4692686674046858E-2,0,0,2.6909373959140912E-5,8.6631285991605033E-3,4.9323650374515006E-2]
[2004,5,27,16,null,null,2.0221051015930431E-2,1.9539930308460782E-2,0,0,6.356455645161313E-5,8.6892321811588655E-3,4.8513778062001689E-2,null,1.6365801603242899E-2,2.3812402312092751E-2,0,0,2.6909373959140912E-5,8.0047639240801785E-3,4.8209877213374969E-2]
[2004,5,27,21,null,null,2.4141461189047957E-2,1.6020421699702882E-2,1.1895600000000033E-3,1.610000000000018E-6,6.356455645161313E-5,4.694693551180234E-3,4.6111310996382694E-2,null,1.9538765018746372E-2,1.9523341214657406E-2,6.7213722737188006E-4,2.1399203226550274E-6,2.6909373959140912E-5,4.3248831185090332E-3,4.408817587356649E-2]
[2004,5,27,24,null,null,1.3331062728466058E-2,1.3795132023753438E-2,1.1895600000000033E-3,1.610000000000018E-6,6.356455645161313E-5,5.4659666127039666E-3,3.3846895921375075E-2,null,1.078942571296523E-2,1.6811484407178914E-2,6.7213722737188006E-4,2.1399203226550274E-6,2.6909373959140912E-5,5.0354014531309365E-3,3.3337498094928759E-2]
[2004,5,28,3,null,null,1.1508822382949377E-2,1.3791427313902378E-2,1.1895600000000033E-3,1.610000000000018E-6,6.356455645161313E-5,7.036274640304048E-3,3.3591258893607416E-2,null,9.3146050449071632E-3,1.6806969649959702E-2,6.7213722737188006E-4,2.1399203226550274E-6,2.6909373959140912E-5,6.482013165991187E-3,3.3304774382511733E-2]
[2004,5,28,4,null,null,1.1884717642762393E-2,1.374409413755524E-2,1.1895600000000033E-3,1.610000000000018E-6,6.356455645161313E-5,7.6173926036844919E-3,3.4500938940453738E-2,null,9.6188339022921111E-3,1.6749286914141591E-2,6.7213722737188006E-4,2.1399203226550274E-6,2.6909373959140912E-5,7.0173553011673162E-3,3.4086662639254695E-2]
[2004,5,28,7,null,null,2.2119159450032778E-2,1.7814332939394106E-2,0,0,6.356455645161313E-5,1.1144663361804258E-2,5.1141720307682756E-2,null,1.7902025710955619E-2,2.1709497228387706E-2,0,0,2.6909373959140912E-5,1.02667758628923E-2,4.990520817619476E-2]
[2004,5,28,11,null,null,2.2947501716073435E-2,2.0676181957136597E-2,0,0,6.356455645161313E-5,1.0985279065710118E-2,5.4672527295371767E-2,null,1.8572440180259022E-2,2.5197099235721571E-2,0,0,2.6909373959140912E-5,1.011994658766523E-2,5.3916395377604967E-2]
[2004,5,28,14,null,null,1.9584608956751289E-2,1.9618417446846278E-2,0,0,6.356455645161313E-5,9.9489359028356629E-3,4.9215526862884842E-2,null,1.585070056006372E-2,2.3908050929362948E-2,0,0,2.6909373959140912E-5,9.1652382555375226E-3,4.8950899118923329E-2]
[2004,5,28,18,null,null,2.303477754827021E-2,1.7284096065293918E-2,0,0,6.356455645161313E-5,6.3328173607323087E-3,4.6715255530748054E-2,null,1.8643076417384632E-2,2.1063322264226598E-2,0,0,2.6909373959140912E-5,5.8339686280793864E-3,4.5567276683649759E-2]
[2004,5,28,22,null,null,2.1721722688077816E-2,1.4751476127760484E-2,1.1895600000000033E-3,1.610000000000018E-6,6.356455645161313E-5,5.1133585780054353E-3,4.2841291950295353E-2,null,1.7580362351772856E-2,1.7976936391598378E-2,6.7213722737188006E-4,2.1399203226550274E-6,2.6909373959140912E-5,4.7105690609644769E-3,4.0969054325989386E-2]
[2004,5,29,1,null,null,1.1303514247354891E-2,1.1694954835159539E-2,1.1895600000000033E-3,1.610000000000018E-6,6.356455645161313E-5,4.4412190677150781E-3,2.8694422706681121E-2,null,9.1484399819723051E-3,1.4252096356556063E-2,6.7213722737188006E-4,2.1399203226550274E-6,2.6909373959140912E-5,4.0913753287970386E-3,2.8193098188979086E-2]
[2004,5,29,4,null,null,1.0056678916724465E-2,1.1179208286602431E-2,1.1895600000000033E-3,1.610000000000018E-6,6.356455645161313E-5,5.0833525727574944E-3,2.7573974332536003E-2,null,8.1393203453651065E-3,1.3623580076741216E-2,6.7213722737188006E-4,2.1399203226550274E-6,2.6909373959140912E-5,4.6829266889681009E-3,2.7147013632728104E-2]
[2004,5,29,5,null,null,1.014487132933122E-2,1.1419383060033431E-2,1.1895600000000033E-3,1.610000000000018E-6,6.356455645161313E-5,5.3085592207837489E-3,2.8127548166600014E-2,null,8.2106984120391101E-3,1.3916269878591651E-2,6.7213722737188006E-4,2.1399203226550274E-6,2.6909373959140912E-5,4.8903933573686172E-3,2.7718548169653055E-2]
[2004,5,29,8,null,null,1.8624433548127754E-2,1.2586919322244755E-2,0,0,6.356455645161313E-5,6.4936338854782935E-3,3.7768551312302417E-2,null,1.5073587628126318E-2,1.5339091902562479E-2,0,0,2.6909373959140912E-5,5.9821173124330962E-3,3.6421706217081032E-2]
[2004,5,29,11,null,null,2.3729558473975662E-2,1.2405741409489609E-2,0,0,6.356455645161313E-5,4.6176699389941485E-3,4.0816534378911036E-2,null,1.9205393716265631E-2,1.5118298824978024E-2,0,0,2.6909373959140912E-5,4.2539268108313056E-3,3.86045287260341E-2]
[2004,5,29,16,null,null,2.0058793266798162E-2,1.1711312827390729E-2,0,0,6.356455645161313E-5,4.2974263812385477E-3,3.6131097031879056E-2,null,1.623447914484074E-2,1.4272031079243304E-2,0,0,2.6909373959140912E-5,3.9589094808076489E-3,3.4492329078850831E-2]
[2004,5,29,19,null,null,2.2325958427946074E-2,1.0278899396107537E-2,1.1895600000000033E-3,1.610000000000018E-6,6.356455645161313E-5,2.0504106099398316E-3,3.5910002990445063E-2,null,1.8069397379303426E-2,1.2526415595231504E-2,6.7213722737188006E-4,2.1399203226550274E-6,2.6909373959140912E-5,1.8888956512851086E-3,3.3185895147473721E-2]
[2004,5,29,23,null,null,1.7810066938419265E-2,9.0485501609539852E-3,1.1895600000000033E-3,1.610000000000018E-6,6.356455645161313E-5,3.7246419001052168E-3,3.1837993555930082E-2,null,1.4414484282988874E-2,1.10270463288444E-2,6.7213722737188006E-4,2.1399203226550274E-6,2.6909373959140912E-5,3.4312443827578028E-3,2.9573961516244758E-2]
[2004,5,30,2,null,null,1.4169999581945343E-2,9.1889316832948955E-3,1.1895600000000033E-3,1.610000000000018E-6,6.356455645161313E-5,7.6813731996813895E-3,3.2295039021373241E-2,null,1.1468414856055481E-2,1.1198122746948019E-2,6.7213722737188006E-4,2.1399203226550274E-6,2.6909373959140912E-5,7.0762960172167299E-3,3.0444020141873911E-2]
[2004,5,30,3,null,null,1.3658361858700088E-2,9.0848699386089256E-3,1.1895600000000033E-3,1.610000000000018E-6,6.356455645161313E-5,7.9906115473555861E-3,3.1988577901116214E-2,null,1.1054323547707062E-2,1.10713075490101E-2,6.7213722737188006E-4,2.1399203226550274E-6,2.6909373959140912E-5,7.3611750396431327E-3,3.0187992658013973E-2]
[2004,5,30,8,null,null,2.1342579004565852E-2,1.1260113320954628E-2,0,0,6.356455645161313E-5,8.3205645720298427E-3,4.098682145400194E-2,null,1.7273504399701465E-2,1.3722175271128066E-2,0,0,2.6909373959140912E-5,7.6651370023906136E-3,3.868772604717928E-2]
[2004,5,30,10,null,null,2.6619339369145886E-2,1.2275656242129802E-2,0,0,6.356455645161313E-5,8.2576711963925319E-3,4.7216231364119829E-2,null,2.1544222730145227E-2,1.495977009477747E-2,0,0,2.6909373959140912E-5,7.6071978641711509E-3,4.4138100063052993E-2]
[2004,5,30,14,null,null,2.3050352373085028E-2,1.3440779662402064E-2,0,0,6.356455645161313E-5,7.4490582254887203E-3,4.400375481742743E-2,null,1.8655681820176198E-2,1.6379651700739559E-2,0,0,2.6909373959140912E-5,6.862280959767421E-3,4.192452385464232E-2]
[2004,5,30,17,null,null,2.6240892285048306E-2,1.2581031205212671E-2,0,0,6.356455645161313E-5,5.4840726919174109E-3,4.4369560738630007E-2,null,2.1237928567156995E-2,1.5331916328780212E-2,0,0,2.6909373959140912E-5,5.0520812801481711E-3,4.1648835550044512E-2]
[2004,5,30,20,null,null,2.7306834298491674E-2,1.1669690520703503E-2,1.1895600000000033E-3,1.610000000000018E-6,6.356455645161313E-5,4.887425140635053E-3,4.511868451628185E-2,null,2.2100643146079325E-2,1.4221307914096476E-2,6.7213722737188006E-4,2.1399203226550274E-6,2.6909373959140912E-5,4.5024328538750425E-3,4.1525570435704519E-2]
[2004,5,30,24,null,null,1.590223333490743E-2,1.2269468511320285E-2,1.1895600000000033E-3,1.610000000000018E-6,6.356455645161313E-5,5.9108263425879781E-3,3.5337262745267307E-2,null,1.2870389160412081E-2,1.4952229395649625E-2,6.7213722737188006E-4,2.1399203226550274E-6,2.6909373959140912E-5,5.4452186893158561E-3,3.3969023767031238E-2]
[2004,5,31,1,null,null,1.4550196702466701E-2,1.1501610679927813E-2,1.1895600000000033E-3,1.610000000000018E-6,6.356455645161313E-5,4.88822800301098E-3,3.2194769941857111E-2,null,1.1776125401846341E-2,1.4016476846333139E-2,6.7213722737188006E-4,2.1399203226550274E-6,2.6909373959140912E-5,4.5031724731703759E-3,3.0996961243003537E-2]
[2004,5,31,5,null,null,1.171191376162692E-2,1.2523207704070598E-2,1.1895600000000033E-3,1.610000000000018E-6,6.356455645161313E-5,6.2832118625924405E-3,3.1773067884741574E-2,null,9.4789759872556702E-3,1.5261449523087842E-2,6.7213722737188006E-4,2.1399203226550274E-6,2.6909373959140912E-5,5.7882706545798355E-3,3.1229882686577028E-2]
[2004,5,31,8,null,null,1.9130105152946913E-2,1.4521792369493716E-2,0,0,6.356455645161313E-5,6.0294055000766154E-3,3.9744867578968862E-2,null,1.5482850289812108E-2,1.7697031500943084E-2,0,0,2.6909373959140912E-5,5.554457128596031E-3,3.876124829331036E-2]
[2004,5,31,11,null,null,2.3891186780906501E-2,1.5489674467019189E-2,0,0,6.356455645161313E-5,5.8627801752017591E-3,4.5307205979579067E-2,null,1.9336206738922775E-2,1.887654430027836E-2,0,0,2.6909373959140912E-5,5.4009572149571134E-3,4.3640617628117384E-2]
[2004,5,31,15,null,null,2.1244555266298169E-2,1.524159583152424E-2,0,0,6.356455645161313E-5,4.7668765064312387E-3,4.1316592160705268E-2,null,1.7194169401157956E-2,1.8574222430129066E-2,0,0,2.6909373959140912E-5,4.3913800775130301E-3,4.0186681282759193E-2]
[2004,5,31,18,null,null,2.4914048917283649E-2,1.3985447943906517E-2,0,0,6.356455645161313E-5,3.4092012717036957E-3,4.2372262689345477E-2,null,2.0164054845246703E-2,1.7043413548457322E-2,0,0,2.6909373959140912E-5,3.1406516457041455E-3,4.0375029413367305E-2]
[2004,5,31,22,null,null,2.2325574629588351E-2,1.3182143896734798E-2,1.1895600000000033E-3,1.610000000000018E-6,6.356455645161313E-5,3.9692230441326056E-3,4.0731676126907375E-2,null,1.8069086754115192E-2,1.6064464348116383E-2,6.7213722737188006E-4,2.1399203226550274E-6,2.6909373959140912E-5,3.656559379227329E-3,3.849129700311258E-2]
[2004,6,1,2,null,null,1.0136906468974687E-2,1.2733601237854733E-2,1.1896662684531417E-3,1.6101438281461833E-6,6.1686388888889033E-5,6.672965241076129E-3,3.0796435749075722E-2,null,8.2042520940762177E-3,1.5517846316282205E-2,6.7219727224851467E-4,2.1401114908369833E-6,2.6114271843675928E-5,6.1473223772555785E-3,3.0569872443197033E-2]
[2004,6,1,5,null,null,9.4298558917493159E-3,1.3516682094699688E-2,1.1896662684531417E-3,1.6101438281461833E-6,6.1686388888889033E-5,7.7026041303819414E-3,3.190210491800112E-2,null,7.6320044170779923E-3,1.6472150457173446E-2,6.7219727224851467E-4,2.1401114908369833E-6,2.6114271843675928E-5,7.0958545448982589E-3,3.1900461074732725E-2]
[2004,6,1,6,null,null,1.0394249026806168E-2,1.4515830978497802E-2,1.1896662684531417E-3,1.6101438281461833E-6,6.1686388888889033E-5,8.8125689416493295E-3,3.4975611748123477E-2,null,8.4125309437870013E-3,1.7689766631596396E-2,6.7219727224851467E-4,2.1401114908369833E-6,2.6114271843675928E-5,8.118385200425831E-3,3.4921134431392262E-2]
[2004,6,1,9,null,null,1.630226968831993E-2,1.8973494531554166E-2,0,0,6.1686388888889033E-5,1.1673835840758701E-2,4.7011286449521683E-2,null,1.319415648530909E-2,2.3122113432309858E-2,0,0,2.6114271843675928E-5,1.0754264363698555E-2,4.7096648553161181E-2]
[2004,6,1,12,null,null,1.9849143241247855E-2,1.9189919797733702E-2,0,0,6.1686388888889033E-5,9.169633123448236E-3,4.8270382551318679E-2,null,1.6064799996038433E-2,2.3385860816635858E-2,0,0,2.6114271843675928E-5,8.4473227200426559E-3,4.7924097804560618E-2]
[2004,6,1,16,null,null,2.2028872925333107E-2,1.8078373111781284E-2,0,0,6.1686388888889033E-5,7.1511891368549125E-3,4.7320121562858197E-2,null,1.7828952785640458E-2,2.2031270679581404E-2,0,0,2.6114271843675928E-5,6.5878756170301596E-3,4.6474213354095698E-2]
[2004,6,1,19,null,null,1.7774289197383022E-2,1.575752697350262E-2,1.1896662684531417E-3,1.6101438281461833E-6,6.1686388888889033E-5,8.839214886527863E-3,4.3623993858583683E-2,null,1.4385527755894903E-2,1.9202963665342531E-2,6.7219727224851467E-4,2.1401114908369833E-6,2.6114271843675928E-5,8.1429321907513057E-3,4.2431875267571764E-2]
[2004,6,1,24,null,null,1.1980188571454133E-2,1.3844546711985676E-2,1.1896662684531417E-3,1.6101438281461833E-6,6.1686388888889033E-5,5.8122872604474607E-3,3.2889985345057444E-2,null,9.6961027977919261E-3,1.6871703784512269E-2,6.7219727224851467E-4,2.1401114908369833E-6,2.6114271843675928E-5,5.3544417284307816E-3,3.262269996631801E-2]
[2004,6,2,3,null,null,9.4028715587476195E-3,1.3706962944893682E-2,1.1896662684531417E-3,1.6101438281461833E-6,6.1686388888889033E-5,6.83501610933892E-3,3.1197813414150396E-2,null,7.6101647886653197E-3,1.6704036860327325E-2,6.7219727224851467E-4,2.1401114908369833E-6,2.6114271843675928E-5,6.2966081734101079E-3,3.1311261477985783E-2]
[2004,6,2,6,null,null,1.0676052670371869E-2,1.5423612690337202E-2,1.1896662684531417E-3,1.6101438281461833E-6,6.1686388888889033E-5,8.7117404770063866E-3,3.6064368638885631E-2,null,8.6406072449660993E-3,1.879603789217096E-2,6.7219727224851467E-4,2.1401114908369833E-6,2.6114271843675928E-5,8.0254991962925432E-3,3.6162595989012634E-2]
[2004,6,2,7,null,null,1.4032300800532846E-2,1.7591874134627837E-2,0,0,6.1686388888889033E-5,1.1121057758748948E-2,4.2806919082798524E-2,null,1.1356969069393361E-2,2.1438397051808878E-2,0,0,2.6114271843675928E-5,1.0245029720563058E-2,4.3066510113608965E-2]
[2004,6,2,10,null,null,1.7635807680625351E-2,2.0037174314840873E-2,0,0,6.1686388888889033E-5,1.1837253184713299E-2,4.9571921569068415E-2,null,1.4273448466485726E-2,2.4418370406158706E-2,0,0,2.6114271843675928E-5,1.0904808995512308E-2,4.9622742140000412E-2]
[2004,6,2,16,null,null,2.3253466910927299E-2,1.8321415043799385E-2,0,0,6.1686388888889033E-5,7.1565800234067506E-3,4.8793148367022324E-2,null,1.8820071506273236E-2,2.2327454553963871E-2,0,0,2.6114271843675928E-5,6.5928418526294951E-3,4.7766482184710281E-2]
[2004,6,2,18,null,null,2.0442883753930729E-2,1.8061092393398908E-2,0,0,6.1686388888889033E-5,8.6260562978905872E-3,4.7191718834109116E-2,null,1.6545340766482088E-2,2.2010211473541916E-2,0,0,2.6114271843675928E-5,7.9465645319227972E-3,4.6528231043790474E-2]
[2004,6,2,21,null,null,2.1733562983882564E-2,1.6003481147036865E-2,1.1896662684531417E-3,1.6101438281461833E-6,6.1686388888889033E-5,6.419620359315815E-3,4.5409627291405415E-2,null,1.7589945233093492E-2,1.9502696552721344E-2,6.7219727224851467E-4,2.1401114908369833E-6,2.6114271843675928E-5,5.9139339802620414E-3,4.3707027421659904E-2]
[2004,6,3,1,null,null,1.2631693024196049E-2,1.4094731046004744E-2,1.1896662684531417E-3,1.6101438281461833E-6,6.1686388888889033E-5,6.1723718885161221E-3,3.4151758759887095E-2,null,1.0223394510215951E-2,1.7176591771306444E-2,6.7219727224851467E-4,2.1401114908369833E-6,2.6114271843675928E-5,5.6861617677030473E-3,3.3786599704808476E-2]
[2004,6,3,4,null,null,1.0394349769093316E-2,1.4064996904174603E-2,1.1896662684531417E-3,1.6101438281461833E-6,6.1686388888889033E-5,7.4345401948525541E-3,3.314684966929065E-2,null,8.4126124790288252E-3,1.7140356158564386E-2,6.7219727224851467E-4,2.1401114908369833E-6,2.6114271843675928E-5,6.8489065435402823E-3,3.3102326836716524E-2]
[2004,6,3,7,null,null,1.5423077709374497E-2,1.8128788750094847E-2,0,0,6.1686388888889033E-5,1.1607280285899928E-2,4.5220833134258162E-2,null,1.2482587067515333E-2,2.2092709868124658E-2,0,0,2.6114271843675928E-5,1.0692951523464427E-2,4.5294362730948085E-2]
[2004,6,3,9,null,null,1.8780103206241038E-2,2.0268347463895588E-2,0,0,6.1686388888889033E-5,1.2098087865132098E-2,5.1208224924157615E-2,null,1.5199578049609334E-2,2.4700090347946863E-2,0,0,2.6114271843675928E-5,1.1145097204692941E-2,5.1070879874092812E-2]
[2004,6,3,12,null,null,2.2979009146105223E-2,2.0069686407804987E-2,0,0,6.1686388888889033E-5,9.4693484839178943E-3,5.2579730426716993E-2,null,1.8597940553534479E-2,2.445799137846762E-2,0,0,2.6114271843675928E-5,8.7234289000780296E-3,5.1805475103923804E-2]
[2004,6,3,16,null,null,2.610184711231181E-2,1.8519069827554854E-2,0,0,6.1686388888889033E-5,6.862031055771523E-3,5.1544634384527083E-2,null,2.112539308573709E-2,2.2568327226250576E-2,0,0,2.6114271843675928E-5,6.3214950982966997E-3,5.0041329682128037E-2]
[2004,6,3,19,null,null,2.0896291645132837E-2,1.7937813634737638E-2,1.1896662684531417E-3,1.6101438281461833E-6,6.1686388888889033E-5,7.4314640369001119E-3,4.7518532117940764E-2,null,1.6912304065615873E-2,2.1859977396376018E-2,6.7219727224851467E-4,2.1401114908369833E-6,2.6114271843675928E-5,6.8460727007232059E-3,4.6318805818298121E-2]
[2004,6,3,22,null,null,2.1634637440452804E-2,1.5380379443316342E-2,1.1896662684531417E-3,1.6101438281461833E-6,6.1686388888889033E-5,5.4896969339700832E-3,4.3757676618909405E-2,null,1.7509880363271002E-2,1.8743351549125355E-2,6.7219727224851467E-4,2.1401114908369833E-6,2.6114271843675928E-5,5.0572624893672254E-3,4.2010946057346607E-2]
[2004,6,4,2,null,null,1.0789328530422877E-2,1.3759189496421933E-2,1.1896662684531417E-3,1.6101438281461833E-6,6.1686388888889033E-5,6.0832970484913877E-3,3.1884777876506371E-2,null,8.7322864682948479E-3,1.6767682924398772E-2,6.7219727224851467E-4,2.1401114908369833E-6,2.6114271843675928E-5,5.6041035315887817E-3,3.1804524579865427E-2]
[2004,6,4,5,null,null,9.2574413172948865E-3,1.4838103434442404E-2,1.1896662684531417E-3,1.6101438281461833E-6,6.1686388888889033E-5,6.9199232596941027E-3,3.226843081260157E-2,null,7.4924615853623824E-3,1.8082505052558737E-2,6.7219727224851467E-4,2.1401114908369833E-6,2.6114271843675928E-5,6.3748270171341079E-3,3.265024531063826E-2]
[2004,6,4,6,null,null,1.0507224031991178E-2,1.519339472752375E-2,1.1896662684531417E-3,1.6101438281461833E-6,6.1686388888889033E-5,8.1907337120954455E-3,3.5144315272780551E-2,null,8.5039666718075974E-3,1.8515481991333863E-2,6.7219727224851467E-4,2.1401114908369833E-6,2.6114271843675928E-5,7.5455331798470471E-3,3.5265433498571537E-2]
[2004,6,4,10,null,null,1.8584511111600421E-2,1.9620422056499644E-2,0,0,6.1686388888889033E-5,1.2020383204286484E-2,5.0287002761275443E-2,null,1.5041276613470865E-2,2.3910493853712786E-2,0,0,2.6114271843675928E-5,1.1073513495925372E-2,5.0051398234952693E-2]
[2004,6,4,13,null,null,2.210537530599686E-2,1.8997986999090721E-2,0,0,6.1686388888889033E-5,8.4062729736319505E-3,4.9571321667608428E-2,null,1.7890869586262365E-2,2.3151961260904404E-2,0,0,2.6114271843675928E-5,7.7440939811928107E-3,4.8813039100203251E-2]
[2004,6,4,17,null,null,2.6037667836342916E-2,1.6152960116660661E-2,0,0,6.1686388888889033E-5,5.0818705288995323E-3,4.7334184870791995E-2,null,2.1073449925279247E-2,1.9684859605797213E-2,0,0,2.6114271843675928E-5,4.6815613886791009E-3,4.5465985191599237E-2]
[2004,6,4,20,null,null,2.0236699853897939E-2,1.5286291241028782E-2,1.1896662684531417E-3,1.6101438281461833E-6,6.1686388888889033E-5,7.068903009290751E-3,4.3844856905387648E-2,null,1.6378466908191478E-2,1.8628690642442242E-2,6.7219727224851467E-4,2.1401114908369833E-6,2.6114271843675928E-5,6.5120713328718771E-3,4.2219680539088617E-2]
[2004,6,4,23,null,null,1.8720328214975893E-2,1.1387724097622006E-2,1.1896662684531417E-3,1.6101438281461833E-6,6.1686388888889033E-5,5.5426444269552483E-3,3.6903659540723326E-2,null,1.5151199473880989E-2,1.3877688576722941E-2,6.7219727224851467E-4,2.1401114908369833E-6,2.6114271843675928E-5,5.1060392020711564E-3,3.4835378908258115E-2]
[2004,6,5,3,null,null,9.9945662860674005E-3,9.4816350077216102E-3,1.1896662684531417E-3,1.6101438281461833E-6,6.1686388888889033E-5,7.3668734246897559E-3,2.8096037519648943E-2,null,8.0890498134531807E-3,1.1554826645544726E-2,6.7219727224851467E-4,2.1401114908369833E-6,2.6114271843675928E-5,6.7865700206616916E-3,2.713089813524263E-2]
[2004,6,5,7,null,null,1.1058192126527453E-2,1.2205851899188611E-2,0,0,6.1686388888889033E-5,8.6742582002679383E-3,3.1999988614872896E-2,null,8.9498898099171706E-3,1.4874702795610737E-2,0,0,2.6114271843675928E-5,7.9909694737148786E-3,3.1841676351086465E-2]
[2004,6,5,10,null,null,1.7507448916859309E-2,1.4081216301312543E-2,0,0,6.1686388888889033E-5,1.0193426355781028E-2,4.184377796284177E-2,null,1.4169561974127954E-2,1.7160121981871394E-2,0,0,2.6114271843675928E-5,9.3904697048435605E-3,4.0746267932686583E-2]
[2004,6,5,11,null,null,1.866503920684337E-2,1.394962799984828E-2,0,0,6.1686388888889033E-5,9.4766432377863842E-3,4.2152996833366929E-2,null,1.5106451605077132E-2,1.6999761452198715E-2,0,0,2.6114271843675928E-5,8.7301490315446675E-3,4.0862476360664188E-2]
[2004,6,5,14,null,null,1.8213791345637501E-2,1.281170900047998E-2,0,0,6.1686388888889033E-5,7.9923926917517003E-3,3.907957942675807E-2,null,1.4741236514893891E-2,1.5613032605996066E-2,0,0,2.6114271843675928E-5,7.3628158797206375E-3,3.7743199272454273E-2]
[2004,6,5,18,null,null,2.1358659056785044E-2,1.1313624431521861E-2,0,0,6.1686388888889033E-5,5.6837335504365217E-3,3.8417703427632316E-2,null,1.7286518705643416E-2,1.3787386767427114E-2,0,0,2.6114271843675928E-5,5.2360144521481277E-3,3.6336034197062335E-2]
[2004,6,5,20,null,null,2.0550920600390814E-2,1.0214843860293518E-2,1.1896662684531417E-3,1.6101438281461833E-6,6.1686388888889033E-5,4.9704530626566434E-3,3.6989180324511151E-2,null,1.6632779821633713E-2,1.2448354099359146E-2,6.7219727224851467E-4,2.1401114908369833E-6,2.6114271843675928E-5,4.578920499852656E-3,3.4360506076428543E-2]
[2004,6,6,1,null,null,1.1229536490149298E-2,8.5965587949902757E-3,1.1896662684531417E-3,1.6101438281461833E-6,6.1686388888889033E-5,6.1622748835772337E-3,2.7241332969886983E-2,null,9.0885664721074722E-3,1.0476225518431385E-2,6.7219727224851467E-4,2.1401114908369833E-6,2.6114271843675928E-5,5.6768601241065824E-3,2.5942103770228469E-2]
[2004,6,6,5,null,null,8.2334906970936532E-3,8.3955610549222657E-3,1.1896662684531417E-3,1.6101438281461833E-6,6.1686388888889033E-5,7.3752919540077851E-3,2.5257306507193881E-2,null,6.6637325203632927E-3,1.0231278941101554E-2,6.7219727224851467E-4,2.1401114908369833E-6,2.6114271843675928E-5,6.7943254055304369E-3,2.4389788522578313E-2]
[2004,6,6,8,null,null,1.2886529448588523E-2,1.0389041896959274E-2,0,0,6.1686388888889033E-5,8.9570160242050702E-3,3.2294273758641759E-2,null,1.0429645033969707E-2,1.2660641127285011E-2,0,0,2.6114271843675928E-5,8.2514538964019828E-3,3.1367854329500379E-2]
[2004,6,6,9,null,null,1.5679271069888357E-2,1.094393427990158E-2,0,0,6.1686388888889033E-5,9.2125182574741699E-3,3.5897409996152999E-2,null,{"$f":"G3779*X$5","v":1.2689935820403338E-2},{"$f":"H3779*Y$5","v":1.3336862610880408E-2},{"$f":"I3779*Z$5","v":0},{"$f":"J3779*AA$5","v":0},{"$f":"K3779*AB$5","v":2.6114271843675928E-5},{"$f":"L3779*AC$5","v":8.4868297059964327E-3},{"$f":"SUM(O3779:T3779)","v":3.4539742409123858E-2}]
[2004,6,6,12,null,null,1.9581044037673433E-2,1.1763004523496517E-2,0,0,6.1686388888889033E-5,8.749857842739529E-3,4.0155592792798372E-2,null,1.5847815311502016E-2,1.4335025339940974E-2,0,0,2.6114271843675928E-5,8.0606139806302466E-3,3.8269568903916917E-2]
[2004,6,6,15,null,null,1.9151742572590898E-2,1.1199887578796036E-2,0,0,6.1686388888889033E-5,7.2100521965020063E-3,3.7623368736777831E-2,null,1.5500362421937216E-2,1.3648780966277153E-2,0,0,2.6114271843675928E-5,6.6421019153382792E-3,3.5817359575396328E-2]
[2004,6,6,21,null,null,2.268155868671011E-2,9.8317724480288474E-3,1.1896662684531417E-3,1.6101438281461833E-6,6.1686388888889033E-5,6.095884581307217E-3,3.9862178517216351E-2,null,1.8357200584013668E-2,1.1981522824164776E-2,6.7219727224851467E-4,2.1401114908369833E-6,2.6114271843675928E-5,5.6156995191831522E-3,3.6654874582944627E-2]
[2004,6,6,23,null,null,1.6827215952542482E-2,1.0005406713594447E-2,1.1896662684531417E-3,1.6101438281461833E-6,6.1686388888889033E-5,5.9560125112226789E-3,3.4041597978529785E-2,null,1.3619018991509265E-2,1.2193122810528213E-2,6.7219727224851467E-4,2.1401114908369833E-6,2.6114271843675928E-5,5.4868454527643865E-3,3.1999438910384898E-2]
[2004,6,7,2,null,null,1.1916552622050535E-2,1.172956687173766E-2,1.1896662684531417E-3,1.6101438281461833E-6,6.1686388888889033E-5,6.0748303691150344E-3,3.0973912664073403E-2,null,9.6445993758405742E-3,1.4294276432269137E-2,6.7219727224851467E-4,2.1401114908369833E-6,2.6114271843675928E-5,5.5963037895384376E-3,3.0235631253231178E-2]
[2004,6,7,6,null,null,1.1650671331186429E-2,1.3937581042302227E-2,1.1896662684531417E-3,1.6101438281461833E-6,6.1686388888889033E-5,8.1041786157282827E-3,3.4945393790387115E-2,null,9.4294097473258138E-3,1.6985080386545216E-2,6.7219727224851467E-4,2.1401114908369833E-6,2.6114271843675928E-5,7.4657962021256463E-3,3.4580737991579708E-2]
[2004,6,7,9,null,null,2.0302478011549736E-2,1.8687508263882806E-2,0,0,6.1686388888889033E-5,1.137532777504539E-2,5.042700043936682E-2,null,1.6431704115155057E-2,2.2773595297699342E-2,0,0,2.6114271843675928E-5,1.0479270377388687E-2,4.9710684062086764E-2]
[2004,6,7,10,null,null,2.2095383902563957E-2,1.9138150478604139E-2,0,0,6.1686388888889033E-5,1.0940499197642159E-2,5.223571996769915E-2,null,1.7882783096287536E-2,2.3322771960377121E-2,0,0,2.6114271843675928E-5,1.0078694119672407E-2,5.131036344818074E-2]
[2004,6,7,14,null,null,2.3714979151571277E-2,1.9478684980510502E-2,0,0,6.1686388888889033E-5,9.1868025042568021E-3,5.2442153025227478E-2,null,1.9193594018129669E-2,2.3737765485560332E-2,0,0,2.6114271843675928E-5,8.4631396342681985E-3,5.1420613409801877E-2]
[2004,6,7,17,null,null,2.9056546980358696E-2,1.7670049791328336E-2,0,0,6.1686388888889033E-5,6.3737228573106913E-3,5.3162006017886614E-2,null,2.3516763929887958E-2,2.1533666080867712E-2,0,0,2.6114271843675928E-5,5.8716519166002309E-3,5.0948196199199575E-2]
[2004,6,7,21,null,null,2.4541052132373207E-2,1.5503678405280365E-2,1.1896662684531417E-3,1.6101438281461833E-6,6.1686388888889033E-5,6.3975099837643148E-3,4.7695203322588066E-2,null,1.9862171853324936E-2,1.8893610247114643E-2,6.7219727224851467E-4,2.1401114908369833E-6,2.6114271843675928E-5,5.8935652833654066E-3,4.5349799039388003E-2]
[2004,6,7,24,null,null,1.6009467871800725E-2,1.390474885579214E-2,1.1896662684531417E-3,1.6101438281461833E-6,6.1686388888889033E-5,5.318461484813625E-3,3.6485641013576667E-2,null,1.2957178870523028E-2,1.6945069331151363E-2,6.7219727224851467E-4,2.1401114908369833E-6,2.6114271843675928E-5,4.8995156001882933E-3,3.5502215457445717E-2]
[2004,6,8,4,null,null,1.1610674595357102E-2,1.3890611228555299E-2,1.1896662684531417E-3,1.6101438281461833E-6,6.1686388888889033E-5,7.4024711176645915E-3,3.4156719742747171E-2,null,9.3970385989199084E-3,1.6927840463791671E-2,6.7219727224851467E-4,2.1401114908369833E-6,2.6114271843675928E-5,6.8193636119209186E-3,3.384469433021553E-2]
[2004,6,8,7,null,null,1.6080754842698733E-2,1.7942347059207352E-2,0,0,6.1686388888889033E-5,1.0763586023674832E-2,4.4848374314469808E-2,null,1.3014874606599943E-2,2.186550206947465E-2,0,0,2.6114271843675928E-5,9.9157167514604197E-3,4.4822207699378683E-2]
[2004,6,8,11,null,null,2.3435651499518786E-2,2.0706309566396918E-2,0,0,6.1686388888889033E-5,1.1800134468640337E-2,5.6003781923444934E-2,null,1.8967521647698018E-2,2.5233814348881296E-2,0,0,2.6114271843675928E-5,1.0870614195196891E-2,5.5098064463619881E-2]
[2004,6,8,12,null,null,2.5944106325704812E-2,2.0431796022798213E-2,0,0,6.1686388888889033E-5,9.9268966334120287E-3,5.6364485370803949E-2,null,2.0997726407268408E-2,2.4899277488355232E-2,0,0,2.6114271843675928E-5,9.1449350635963607E-3,5.5068053231063674E-2]
[2004,6,8,15,null,null,2.6496114753160816E-2,1.9681176380368218E-2,0,0,6.1686388888889033E-5,9.0903569837405707E-3,5.5329334506158491E-2,null,2.1444491533371197E-2,2.3984532316456496E-2,0,0,2.6114271843675928E-5,8.3742913209567567E-3,5.3829429442628127E-2]
[2004,6,8,18,null,null,2.6854609411308183E-2,1.8604134628436735E-2,0,0,6.1686388888889033E-5,8.6706892433253014E-3,5.4191119671959109E-2,null,2.1734637305044491E-2,2.2671991734220714E-2,0,0,2.6114271843675928E-5,7.9876816506730501E-3,5.2420424961781925E-2]
[2004,6,8,22,null,null,2.4453017897778876E-2,1.5427057608843445E-2,1.1896662684531417E-3,1.6101438281461833E-6,6.1686388888889033E-5,6.1898603269928115E-3,4.732289863478531E-2,null,1.9790921807195827E-2,1.8800236053787101E-2,6.7219727224851467E-4,2.1401114908369833E-6,2.6114271843675928E-5,5.7022726067838866E-3,4.4993882123349836E-2]
[2004,6,9,1,null,null,1.5007426382733044E-2,1.4061631949604365E-2,1.1896662684531417E-3,1.6101438281461833E-6,6.1686388888889033E-5,6.1941393613108011E-3,3.6516160494818387E-2,null,{"$f":"G3843*X$5","v":1.2146181845918314E-2},{"$f":"H3843*Y$5","v":1.7136255445269942E-2},{"$f":"I3843*Z$5","v":6.7219727224851467E-4},{"$f":"J3843*AA$5","v":2.1401114908369833E-6},{"$f":"K3843*AB$5","v":2.6114271843675928E-5},{"$f":"L3843*AC$5","v":5.7062145729811775E-3},{"$f":"SUM(O3843:T3843)","v":3.5689103519752463E-2}]
[2004,6,9,4,null,null,1.1805802525773295E-2,1.3985358656117223E-2,1.1896662684531417E-3,1.6101438281461833E-6,6.1686388888889033E-5,7.5866136276883257E-3,3.4630737610749016E-2,null,9.5549643661773549E-3,1.7043304737590206E-2,6.7219727224851467E-4,2.1401114908369833E-6,2.6114271843675928E-5,6.9890008468798046E-3,3.4287721606230392E-2]
[2004,6,9,9,null,null,2.1408286307159855E-2,1.9979769212519639E-2,0,0,6.1686388888889033E-5,1.2299936566805749E-2,5.3749678475374138E-2,null,1.7326684260495571E-2,2.4348413483607747E-2,0,0,2.6114271843675928E-5,1.1331045879051435E-2,5.3032257894998422E-2]
[2004,6,9,12,null,null,2.6798557073998919E-2,2.0841334079839943E-2,0,0,6.1686388888889033E-5,9.4451128259648871E-3,5.7146690368692639E-2,null,2.1689271639774237E-2,2.5398362429930883E-2,0,0,2.6114271843675928E-5,8.7011023335398213E-3,5.5814850675088616E-2]
[2004,6,9,13,null,null,2.7179202361974946E-2,2.0579866242793402E-2,0,0,6.1686388888889033E-5,1.0352240951037917E-2,5.8172995944695161E-2,null,2.1997344907544403E-2,2.5079723763920442E-2,0,0,2.6114271843675928E-5,9.5367741557116463E-3,5.6639957099020158E-2]
[2004,6,9,16,null,null,3.0825171754257145E-2,1.8705466641481962E-2,0,0,6.1686388888889033E-5,7.8597037437220379E-3,5.745202852835004E-2,null,2.4948191116209731E-2,2.2795480335440668E-2,0,0,2.6114271843675928E-5,7.2405791064168844E-3,5.5010364829910958E-2]
[2004,6,9,19,null,null,2.537647401902773E-2,1.7960233149743585E-2,1.1896662684531417E-3,1.6101438281461833E-6,6.1686388888889033E-5,7.9583995899844585E-3,5.2548069559925956E-2,null,2.0538316176447587E-2,2.188729901434169E-2,6.7219727224851467E-4,2.1401114908369833E-6,2.6114271843675928E-5,7.3315004827993746E-3,5.0457567329171671E-2]
[2004,6,9,23,null,null,1.9229118477834158E-2,1.5319888248035055E-2,1.1896662684531417E-3,1.6101438281461833E-6,6.1686388888889033E-5,6.7756456482627875E-3,4.2577615175302175E-2,null,1.55629862050969E-2,1.8669633748926565E-2,6.7219727224851467E-4,2.1401114908369833E-6,2.6114271843675928E-5,6.2419144427018035E-3,4.1174986052308293E-2]
[2004,6,10,1,null,null,1.4013995694557524E-2,1.3877209607626789E-2,1.1896662684531417E-3,1.6101438281461833E-6,6.1686388888889033E-5,6.0954735335571756E-3,3.5239641636911664E-2,null,1.1342153927861772E-2,1.6911508533014742E-2,6.7219727224851467E-4,2.1401114908369833E-6,2.6114271843675928E-5,5.6153208504893014E-3,3.456943496694885E-2]
[2004,6,10,7,null,null,1.6107253886877414E-2,1.7700689613856607E-2,0,0,6.1686388888889033E-5,1.1346304274060921E-2,4.521593416368383E-2,null,1.3036321469048498E-2,2.157100540446286E-2,0,0,2.6114271843675928E-5,1.045253311582319E-2,4.5085974261178219E-2]
[2004,6,10,10,null,null,2.1891572285337557E-2,1.9966006086848696E-2,0,0,6.1686388888889033E-5,1.2946964241916149E-2,5.486622900299129E-2,null,1.7717829232646344E-2,2.4331641003850924E-2,0,0,2.6114271843675928E-5,1.1927105885692256E-2,5.4002690394033201E-2]
[2004,6,10,13,null,null,2.5054249204035976E-2,2.0262977739370108E-2,0,0,6.1686388888889033E-5,9.8877640502134864E-3,5.5266677382508463E-2,null,2.0277525212138055E-2,2.4693546514950156E-2,0,0,2.6114271843675928E-5,9.1088850325104168E-3,5.4106071031442299E-2]
[2004,6,10,14,null,null,2.4208515715984463E-2,2.0096766312319683E-2,0,0,6.1686388888889033E-5,9.8168010014470057E-3,5.4183769418640046E-2,null,1.9593035248497419E-2,2.4490992395907161E-2,0,0,2.6114271843675928E-5,9.0435118855089619E-3,5.3153653801757218E-2]
[2004,6,10,17,null,null,2.919183908554189E-2,1.8163083365090139E-2,0,0,6.1686388888889033E-5,7.2037059506805182E-3,5.4620314790201435E-2,null,2.3626261885764183E-2,2.2134503116949734E-2,0,0,2.6114271843675928E-5,6.6362555760362471E-3,5.2423134850593842E-2]
[2004,6,10,22,null,null,2.4077584476518116E-2,1.5059822517581393E-2,1.1896662684531417E-3,1.6101438281461833E-6,6.1686388888889033E-5,6.5785213709245527E-3,4.6968891166194238E-2,null,1.9487066736421328E-2,1.8352703764868774E-2,6.7219727224851467E-4,2.1401114908369833E-6,2.6114271843675928E-5,6.0603180402925136E-3,4.4600540197165639E-2]
[2004,6,11,1,null,null,1.335603166903533E-2,1.3154409946571331E-2,1.1896662684531417E-3,1.6101438281461833E-6,6.1686388888889033E-5,6.2049085209268393E-3,3.3968312937703672E-2,null,1.080963419408117E-2,1.6030666275729705E-2,6.7219727224851467E-4,2.1401114908369833E-6,2.6114271843675928E-5,5.7161354242819453E-3,3.3256887549675852E-2]
[2004,6,11,4,null,null,1.0433632914572407E-2,1.2930084476965293E-2,1.1896662684531417E-3,1.6101438281461833E-6,6.1686388888889033E-5,6.7869865989083804E-3,3.1403666791616255E-2,null,8.4444060868267418E-3,1.5757291281715775E-2,6.7219727224851467E-4,2.1401114908369833E-6,2.6114271843675928E-5,6.2523620439052172E-3,3.1154511068030764E-2]
[2004,6,11,8,null,null,1.6692728040786822E-2,1.8619515864377913E-2,0,0,6.1686388888889033E-5,1.0836802710827266E-2,4.6210733004880891E-2,null,1.3510171905366533E-2,2.2690736129543865E-2,0,0,2.6114271843675928E-5,9.9831660132294036E-3,4.6210188319983476E-2]
[2004,6,11,11,null,null,2.0773024112986711E-2,1.956063632989458E-2,0,0,6.1686388888889033E-5,1.0611323784035918E-2,5.1006670615806105E-2,null,1.6812538134871938E-2,2.3837635775307862E-2,0,0,2.6114271843675928E-5,9.7754485140085483E-3,5.0451736696032028E-2]
[2004,6,11,14,null,null,2.2782372419339871E-2,1.859297124383635E-2,0,0,6.1686388888889033E-5,7.6921678344506784E-3,4.9129197886515791E-2,null,1.8438793649863765E-2,2.2658387437732828E-2,0,0,2.6114271843675928E-5,7.0862403369418014E-3,4.8209535696382068E-2]
[2004,6,11,15,null,null,2.2532775001805627E-2,1.8114887004311412E-2,0,0,6.1686388888889033E-5,7.9065081951472053E-3,4.8615856590153134E-2,null,1.8236783288838068E-2,2.2075768458497812E-2,0,0,2.6114271843675928E-5,7.2836966772727909E-3,4.7622362696452342E-2]
[2004,6,11,19,null,null,2.22150257578623E-2,1.5798235713200121E-2,1.1896662684531417E-3,1.6101438281461833E-6,6.1686388888889033E-5,5.8135277663911057E-3,4.5079752038623702E-2,null,1.7979614604487281E-2,1.9252573508980273E-2,6.7219727224851467E-4,2.1401114908369833E-6,2.6114271843675928E-5,5.3555845172317106E-3,4.328822428628229E-2]
[2004,6,11,23,null,null,1.9686810112754284E-2,1.1402247395927415E-2,1.1896662684531417E-3,1.6101438281461833E-6,6.1686388888889033E-5,4.9374341318874568E-3,3.7279454441739329E-2,null,1.5933416529745482E-2,1.3895387443437794E-2,6.7219727224851467E-4,2.1401114908369833E-6,2.6114271843675928E-5,4.548502536524896E-3,3.5077758165291205E-2]
[2004,6,12,2,null,null,1.0820467187569693E-2,9.4939512232210203E-3,1.1896662684531417E-3,1.6101438281461833E-6,6.1686388888889033E-5,7.4012523006179746E-3,2.8968633512578865E-2,null,8.7574883771696487E-3,1.1569835843315886E-2,6.7219727224851467E-4,2.1401114908369833E-6,2.6114271843675928E-5,6.8182408035390727E-3,2.7846016679607635E-2]
[2004,6,12,5,null,null,8.9173777849283677E-3,9.3752675326925147E-3,1.1896662684531417E-3,1.6101438281461833E-6,6.1686388888889033E-5,7.9066385209519609E-3,2.7452246639743022E-2,null,7.2172329486894461E-3,1.1425201561507576E-2,6.7219727224851467E-4,2.1401114908369833E-6,2.6114271843675928E-5,7.2838167370523595E-3,2.6626702902832412E-2]
[2004,6,12,9,null,null,1.6334463388060508E-2,1.2739616750692843E-2,0,0,6.1686388888889033E-5,1.1106615604615516E-2,4.0242382132257754E-2,null,1.3220212287374649E-2,1.5525177141395364E-2,0,0,2.6114271843675928E-5,1.0231725203894258E-2,3.9003228904507949E-2]
[2004,6,12,12,null,null,1.8979307053547032E-2,1.2785679292896677E-2,0,0,6.1686388888889033E-5,9.6824986170704116E-3,4.1509171352403014E-2,null,1.5360802638827976E-2,1.5581311414607203E-2,0,0,2.6114271843675928E-5,8.9197887694772836E-3,3.9888017094756138E-2]
[2004,6,12,16,null,null,2.0162255101436918E-2,1.200527720329635E-2,0,0,6.1686388888889033E-5,7.1746202791420337E-3,3.9403838972764192E-2,null,1.6318215438165529E-2,1.4630271762499831E-2,0,0,2.6114271843675928E-5,6.6094610412160424E-3,3.7584062513725078E-2]
[2004,6,12,17,null,null,2.0444772217301316E-2,1.1844028128683298E-2,0,0,6.1686388888889033E-5,7.449113746825383E-3,3.9799600481698894E-2,null,1.654686918440822E-2,1.4433765031077352E-2,0,0,2.6114271843675928E-5,6.8623321075769713E-3,3.7869080594906221E-2]
[2004,6,12,20,null,null,2.0834997516616015E-2,9.9543192813114269E-3,1.1896662684531417E-3,1.6101438281461833E-6,6.1686388888889033E-5,5.0750127154026081E-3,3.7117292314500228E-2,null,1.6862695984119037E-2,1.2130864937986655E-2,6.7219727224851467E-4,2.1401114908369833E-6,2.6114271843675928E-5,4.6752437789140773E-3,3.4369256356602797E-2]
[2004,6,12,24,null,null,1.4084711008958604E-2,8.5726184398452233E-3,1.1896662684531417E-3,1.6101438281461833E-6,6.1686388888889033E-5,6.7046555575633587E-3,3.061494780753736E-2,null,1.1399386996750589E-2,1.0447050523474442E-2,6.7219727224851467E-4,2.1401114908369833E-6,2.6114271843675928E-5,6.176516383914729E-3,2.8723405559722793E-2]
[2004,6,13,3,null,null,9.6325267579184335E-3,8.512931560480632E-3,1.1896662684531417E-3,1.6101438281461833E-6,6.1686388888889033E-5,7.1815980060432544E-3,2.6580019125612496E-2,null,7.7960350198329181E-3,1.037431290559422E-2,6.7219727224851467E-4,2.1401114908369833E-6,2.6114271843675928E-5,6.6158891185658557E-3,2.5486688699576023E-2]
[2004,6,13,6,null,null,8.866429338370398E-3,8.979507658931735E-3,1.1896662684531417E-3,1.6101438281461833E-6,6.1686388888889033E-5,7.7853143037907068E-3,2.6884214102263014E-2,null,7.1759980906346268E-3,1.0942907449696228E-2,6.7219727224851467E-4,2.1401114908369833E-6,2.6114271843675928E-5,7.1720494719589604E-3,2.5991406667872845E-2]
[2004,6,13,9,null,null,1.6657883295754173E-2,1.1267646542861241E-2,0,0,6.1686388888889033E-5,9.5446421475380398E-3,3.7531858375042346E-2,null,1.3481970493695565E-2,1.3731355657542693E-2,0,0,2.6114271843675928E-5,8.7927915307101402E-3,3.6032231953792071E-2]
[2004,6,13,14,null,null,1.9970270508520974E-2,1.1927440732459544E-2,0,0,6.1686388888889033E-5,7.8040779991931288E-3,3.9763475629062538E-2,null,1.6162833714630662E-2,1.453541608344365E-2,0,0,2.6114271843675928E-5,7.1893351134182156E-3,3.7913699183336202E-2]
[2004,6,13,15,null,null,2.0248854548336005E-2,1.1772623147042145E-2,0,0,6.1686388888889033E-5,7.253238325200393E-3,3.9336402409467439E-2,null,1.6388304246397329E-2,1.4346747108132638E-2,0,0,2.6114271843675928E-5,6.6818861860101011E-3,3.7443051812383749E-2]
[2004,6,13,18,null,null,2.3881241057415167E-2,1.0535207807788136E-2,0,0,6.1686388888889033E-5,6.7504543215997602E-3,4.1228589575691948E-2,null,1.9328157219769115E-2,1.283876671002894E-2,0,0,2.6114271843675928E-5,6.2187074873957682E-3,3.8411745689037498E-2]
[2004,6,13,21,null,null,2.3702258226908104E-2,1.0686919509033084E-2,1.1896662684531417E-3,1.6101438281461833E-6,6.1686388888889033E-5,6.035007717730881E-3,4.1677148254842249E-2,null,1.9183298404460366E-2,1.3023650689064038E-2,6.7219727224851467E-4,2.1401114908369833E-6,2.6114271843675928E-5,5.5596180483227422E-3,3.8467018797430169E-2]
[2004,6,14,1,null,null,1.3184167575140189E-2,1.1097004354665487E-2,1.1896662684531417E-3,1.6101438281461833E-6,6.1686388888889033E-5,5.8760766036091046E-3,3.141021133458495E-2,null,1.0670536890919574E-2,1.3523401976409362E-2,6.7219727224851467E-4,2.1401114908369833E-6,2.6114271843675928E-5,5.4132062570145948E-3,3.030759677992656E-2]
[2004,6,14,6,null,null,1.1724449378368985E-2,1.3317053696174903E-2,1.1896662684531417E-3,1.6101438281461833E-6,6.1686388888889033E-5,8.3933095569942683E-3,3.4687775432708332E-2,null,9.4891216229307553E-3,1.6228872632557425E-2,6.7219727224851467E-4,2.1401114908369833E-6,2.6114271843675928E-5,7.7321517188995844E-3,3.4150597629970796E-2]
[2004,6,14,8,null,null,1.7163625022241696E-2,1.8166628488164936E-2,0,0,6.1686388888889033E-5,1.1029010710002075E-2,4.6420950609297601E-2,null,1.3891289907985934E-2,2.2138823393203045E-2,0,0,2.6114271843675928E-5,1.0160233402572537E-2,4.6216460975605188E-2]
[2004,6,14,12,null,null,2.4990514401520801E-2,1.9792819129923138E-2,0,0,6.1686388888889033E-5,8.2563313416233689E-3,5.3101351261956198E-2,null,2.022594178393922E-2,2.4120586131678081E-2,0,0,2.6114271843675928E-5,7.6059635524510704E-3,5.1978605739912045E-2]
[2004,6,14,15,null,null,2.5331187324908366E-2,1.8833494500114557E-2,0,0,6.1686388888889033E-5,7.2027575036584879E-3,5.1429125717570301E-2,null,2.0501663628039474E-2,2.2951501919386393E-2,0,0,2.6114271843675928E-5,6.6353818400895527E-3,5.01146616593591E-2]
[2004,6,14,16,null,null,2.7326521509963148E-2,1.8088005954299179E-2,0,0,6.1686388888889033E-5,6.8277789449735426E-3,5.2303992798124761E-2,null,2.2116576887446646E-2,2.2043009775771824E-2,0,0,2.6114271843675928E-5,6.2899410950058472E-3,5.0475642030067991E-2]
[2004,6,14,19,null,null,2.313483697534852E-2,1.6993904695294559E-2,1.1896662684531417E-3,1.6101438281461833E-6,6.1686388888889033E-5,7.548112681903028E-3,4.8929817153716283E-2,null,1.8724058989992142E-2,2.0709679567408483E-2,6.7219727224851467E-4,2.1401114908369833E-6,2.6114271843675928E-5,6.9535326978604501E-3,4.7087722910844093E-2]
[2004,6,14,23,null,null,1.7941303202243786E-2,1.4282641574117901E-2,1.1896662684531417E-3,1.6101438281461833E-6,6.1686388888889033E-5,5.3463045220077908E-3,3.882321209953965E-2,null,1.4520699664929748E-2,1.7405589573420959E-2,6.7219727224851467E-4,2.1401114908369833E-6,2.6114271843675928E-5,4.9251653854652877E-3,3.7551906279399021E-2]
[2004,6,15,3,null,null,9.6632957225132737E-3,1.3374097260010992E-2,1.1896662684531417E-3,1.6101438281461833E-6,6.1686388888889033E-5,7.0673877647724065E-3,3.1357743548466849E-2,null,7.8209377199793956E-3,1.6298388965007821E-2,6.7219727224851467E-4,2.1401114908369833E-6,2.6114271843675928E-5,6.5106754472051423E-3,3.1330453787775388E-2]
[2004,6,15,6,null,null,1.0722830716658218E-2,1.5687957521280889E-2,1.1896662684531417E-3,1.6101438281461833E-6,6.1686388888889033E-5,8.585496444997882E-3,3.6249247484107162E-2,null,8.6784668114301064E-3,1.9118182616547363E-2,6.7219727224851467E-4,2.1401114908369833E-6,2.6114271843675928E-5,7.9091996600408453E-3,3.6406300743601343E-2]
[2004,6,15,10,null,null,1.809809007325312E-2,1.9447745387320938E-2,0,0,6.1686388888889033E-5,1.2218521572969539E-2,4.9826043422432492E-2,null,1.4647594296811667E-2,2.3700060845432552E-2,0,0,2.6114271843675928E-5,1.1256044107669101E-2,4.9629813521756994E-2]
[2004,6,15,13,null,null,2.0146171174347999E-2,1.9933880791985326E-2,0,0,6.1686388888889033E-5,9.422699049939056E-3,4.9564437405161269E-2,null,1.6305197996118084E-2,2.4292491404358754E-2,0,0,2.6114271843675928E-5,8.6804541356331043E-3,4.9304257807953618E-2]
[2004,6,15,16,null,null,2.3212234524697537E-2,1.8932140775568096E-2,0,0,6.1686388888889033E-5,6.8372177260887287E-3,4.9043279415243252E-2,null,1.8786700290695322E-2,2.3071717537385402E-2,0,0,2.6114271843675928E-5,6.2986363643901732E-3,4.8183168464314571E-2]
[2004,6,15,17,null,null,2.3135030646828057E-2,1.9070213141347374E-2,0,0,6.1686388888889033E-5,7.0512950867168672E-3,4.9318225263781192E-2,null,1.8724215736988518E-2,2.323997989401699E-2,0,0,2.6114271843675928E-5,6.4958504216959681E-3,4.8486160324545148E-2]
[2004,6,15,20,null,null,1.8801876823641539E-2,1.7807910691147708E-2,1.1896662684531417E-3,1.6101438281461833E-6,6.1686388888889033E-5,6.8081331532166244E-3,4.467088346917604E-2,null,1.5217200412674478E-2,2.1701670733790375E-2,6.7219727224851467E-4,2.1401114908369833E-6,2.6114271843675928E-5,6.2718428416921931E-3,4.3891165643740071E-2]
[2004,6,15,24,null,null,1.2432754117020422E-2,1.4825883805931516E-2,1.1896662684531417E-3,1.6101438281461833E-6,6.1686388888889033E-5,5.5760714839919482E-3,3.408767220811406E-2,null,1.0062384348902512E-2,1.8067613560848576E-2,6.7219727224851467E-4,2.1401114908369833E-6,2.6114271843675928E-5,5.1368331427412818E-3,3.3967282708075398E-2]
[2004,6,16,4,null,null,1.0320287887877869E-2,1.4913236415343201E-2,1.1896662684531417E-3,1.6101438281461833E-6,6.1686388888889033E-5,7.0178189051798767E-3,3.3504306009571119E-2,null,8.3526708838377525E-3,1.8174066114439384E-2,6.7219727224851467E-4,2.1401114908369833E-6,2.6114271843675928E-5,6.4650112261610271E-3,3.3692199880021194E-2]
[2004,6,16,7,null,null,1.5515970107504672E-2,1.8804485902954797E-2,0,0,6.1686388888889033E-5,1.1326353552598837E-2,4.5708495951947196E-2,null,1.2557769042826617E-2,2.2916150494116543E-2,0,0,2.6114271843675928E-5,1.0434153952729201E-2,4.5934187761516039E-2]
[2004,6,16,11,null,null,2.0984878418886969E-2,2.1198119595105102E-2,0,0,6.1686388888889033E-5,1.1230113381791718E-2,5.3474797784672679E-2,null,1.698400130641653E-2,2.5833160307635827E-2,0,0,2.6114271843675928E-5,1.0345494813318173E-2,5.3188770699214204E-2]
[2004,6,16,14,null,null,2.1365609563323416E-2,2.109604119353569E-2,0,0,6.1686388888889033E-5,8.9592058648954274E-3,5.1482543010643422E-2,null,1.7292144061662715E-2,2.570876211751057E-2,0,0,2.6114271843675928E-5,8.2534712389464322E-3,5.1280491689963389E-2]
[2004,6,16,17,null,null,2.6453616364705924E-2,1.9026933708408061E-2,0,0,6.1686388888889033E-5,6.8503386394953682E-3,5.2392575101498244E-2,null,2.1410095685531122E-2,2.3187237266345286E-2,0,0,2.6114271843675928E-5,6.3107237171157902E-3,5.0934170940835868E-2]
[2004,6,16,19,null,null,2.1120300484462281E-2,1.8613197543308167E-2,1.1896662684531417E-3,1.6101438281461833E-6,6.1686388888889033E-5,7.0445147553125703E-3,4.8030975584253191E-2,null,1.7093604445054617E-2,2.2683036286152682E-2,6.7219727224851467E-4,2.1401114908369833E-6,2.6114271843675928E-5,6.4896041906036392E-3,4.6966696577393961E-2]
[2004,6,16,22,null,null,2.1801971127664934E-2,1.6091872948309389E-2,1.1896662684531417E-3,1.6101438281461833E-6,6.1686388888889033E-5,5.082755375738557E-3,4.4229562252883055E-2,null,1.7645311005540554E-2,1.9610415520996297E-2,6.7219727224851467E-4,2.1401114908369833E-6,2.6114271843675928E-5,4.6823765343568429E-3,4.263855471647672E-2]
[2004,6,17,1,null,null,1.2694109143988747E-2,1.5071591982913194E-2,1.1896662684531417E-3,1.6101438281461833E-6,6.1686388888889033E-5,5.4399963301834603E-3,3.4458660258255579E-2,null,{"$f":"G4035*X$5","v":1.0273910669468346E-2},{"$f":"H4035*Y$5","v":1.8367046663694656E-2},{"$f":"I4035*Z$5","v":6.7219727224851467E-4},{"$f":"J4035*AA$5","v":2.1401114908369833E-6},{"$f":"K4035*AB$5","v":2.6114271843675928E-5},{"$f":"L4035*AC$5","v":5.0114769018835799E-3},{"$f":"SUM(O4035:T4035)","v":3.4352885890629611E-2}]
[2004,6,17,5,null,null,1.0720099131072381E-2,1.5487975075292463E-2,1.1896662684531417E-3,1.6101438281461833E-6,6.1686388888889033E-5,7.3991276365530604E-3,3.4860164644088081E-2,null,8.6762560169602806E-3,1.8874473330789534E-2,6.7219727224851467E-4,2.1401114908369833E-6,2.6114271843675928E-5,6.8162835035264786E-3,3.5067464506859325E-2]
[2004,6,17,8,null,null,1.8179495614543562E-2,1.9894391684764482E-2,0,0,6.1686388888889033E-5,1.1855957607321362E-2,4.9991531295518296E-2,null,1.4713479444775262E-2,2.4244367869973325E-2,0,0,2.6114271843675928E-5,1.0922040033214168E-2,4.9906001619806427E-2]
[2004,6,17,10,null,null,2.0366643678366769E-2,2.08874228386275E-2,0,0,6.1686388888889033E-5,1.2334529761448542E-2,5.3650282667331704E-2,null,1.6483636261117207E-2,2.5454528652071352E-2,0,0,2.6114271843675928E-5,1.1362914098328132E-2,5.3327193283360365E-2]
[2004,6,17,16,null,null,2.6834925027534814E-2,1.9892538078354768E-2,0,0,6.1686388888889033E-5,6.4033760043498466E-3,5.3192525499128326E-2,null,2.1718705852259802E-2,2.4242108966238275E-2,0,0,2.6114271843675928E-5,5.8989692257370692E-3,5.1885898316078823E-2]
[2004,6,17,19,null,null,2.1912910144530649E-2,1.8761744146168633E-2,1.1896662684531417E-3,1.6101438281461833E-6,6.1686388888889033E-5,7.2984156750330025E-3,4.9226032766902461E-2,null,1.773509891709138E-2,2.2864063107311632E-2,6.7219727224851467E-4,2.1401114908369833E-6,2.6114271843675928E-5,6.723504825331279E-3,4.8023118505317319E-2]
[2004,6,17,20,null,null,2.2364334714869268E-2,1.8190141993716248E-2,1.1896662684531417E-3,1.6101438281461833E-6,6.1686388888889033E-5,6.8571484016168366E-3,4.8664587911372528E-2,null,1.8100457025884573E-2,2.2167478206455527E-2,6.7219727224851467E-4,2.1401114908369833E-6,2.6114271843675928E-5,6.3169970606086357E-3,4.7285383948531753E-2]
[2004,6,17,23,null,null,1.7711669941156465E-2,1.5223598297977089E-2,1.1896662684531417E-3,1.6101438281461833E-6,6.1686388888889033E-5,6.2951798151012249E-3,4.0483410855404953E-2,null,1.4334847189234985E-2,1.8552289674858974E-2,6.7219727224851467E-4,2.1401114908369833E-6,2.6114271843675928E-5,5.7992958674513645E-3,3.9386884387128347E-2]
[2004,6,18,3,null,null,1.2216837691584954E-2,1.4410375113422321E-2,1.1896662684531417E-3,1.6101438281461833E-6,6.1686388888889033E-5,6.8524463926030611E-3,3.4732621998780508E-2,null,9.8876335222133141E-3,1.756125248411964E-2,6.7219727224851467E-4,2.1401114908369833E-6,2.6114271843675928E-5,6.3126654382812007E-3,3.4462003100197182E-2]
[2004,6,18,6,null,null,1.2418465371996134E-2,1.6525672818757168E-2,1.1896662684531417E-3,1.6101438281461833E-6,6.1686388888889033E-5,8.5549380794207232E-3,3.8752039071344203E-2,null,1.0050819828045381E-2,2.013906720372842E-2,6.7219727224851467E-4,2.1401114908369833E-6,2.6114271843675928E-5,7.8810484382469004E-3,3.8771387125603733E-2]
[2004,6,18,11,null,null,2.2933054262424448E-2,2.0752758696062273E-2,0,0,6.1686388888889033E-5,1.1928282970249388E-2,5.5675782317625003E-2,null,1.8560747209408739E-2,2.5290419738213676E-2,0,0,2.6114271843675928E-5,1.0988668182156673E-2,5.486594940162276E-2]
[2004,6,18,14,null,null,2.4964614403048212E-2,1.9873619068432918E-2,0,0,6.1686388888889033E-5,8.7265289691069448E-3,5.3626448829476966E-2,null,2.0204979755991576E-2,2.4219053250660288E-2,0,0,2.6114271843675928E-5,8.0391227691917425E-3,5.2489270047687275E-2]
[2004,6,18,17,null,null,2.9642313346967281E-2,1.7235901331065128E-2,0,0,6.1686388888889033E-5,5.2533517191480803E-3,5.2193252786069379E-2,null,2.3990850867021747E-2,2.100458958797527E-2,0,0,2.6114271843675928E-5,4.839534661431129E-3,4.9861089388271822E-2]
[2004,6,18,20,null,null,2.3474370637423341E-2,1.6346300462143439E-2,1.1896662684531417E-3,1.6101438281461833E-6,6.1686388888889033E-5,7.2720976220488039E-3,4.8345731522785762E-2,null,1.8998858778923062E-2,1.9920474473256664E-2,6.7219727224851467E-4,2.1401114908369833E-6,2.6114271843675928E-5,6.6992598981975848E-3,4.631904480596033E-2]
[2004,6,18,21,null,null,2.4825155448451749E-2,1.542435199090476E-2,1.1896662684531417E-3,1.6101438281461833E-6,6.1686388888889033E-5,6.1021111137239438E-3,4.7604581354250636E-2,null,2.0092109382393128E-2,1.8796938843313894E-2,6.7219727224851467E-4,2.1401114908369833E-6,2.6114271843675928E-5,5.6214355751455659E-3,4.5210935456435605E-2]
[2004,6,18,24,null,null,1.7234524359662485E-2,1.1550126650173532E-2,1.1896662684531417E-3,1.6101438281461833E-6,6.1686388888889033E-5,6.1516439764670297E-3,3.6189257787473221E-2,null,1.394867191494076E-2,1.407560099794551E-2,6.7219727224851467E-4,2.1401114908369833E-6,2.6114271843675928E-5,5.6670666348843093E-3,3.439179120335361E-2]
[2004,6,19,4,null,null,1.2109935150775972E-2,1.0856751029965007E-2,1.1896662684531417E-3,1.6101438281461833E-6,6.1686388888889033E-5,7.2583826731591845E-3,3.1478031655070335E-2,null,9.8011125113922626E-3,1.3230616447788083E-2,6.7219727224851467E-4,2.1401114908369833E-6,2.6114271843675928E-5,6.6866253033561352E-3,3.0418805918119511E-2]
[2004,6,19,8,null,null,1.7370230865832881E-2,1.3797906888215113E-2,0,0,6.1686388888889033E-5,1.0121847687132479E-2,4.1351671830069367E-2,null,1.4058505264082912E-2,1.6814866005162112E-2,0,0,2.6114271843675928E-5,9.3245294315736187E-3,4.0224014972662321E-2]
[2004,6,19,11,null,null,2.3721057123249609E-2,1.4727614094892287E-2,0,0,6.1686388888889033E-5,1.0032865520661023E-2,4.8543223127691812E-2,null,1.9198513192635453E-2,1.7947856844349644E-2,0,0,2.6114271843675928E-5,9.2425565689308563E-3,4.641504087775962E-2]
[2004,6,19,15,null,null,2.4856149595187334E-2,1.3534869750030843E-2,0,0,6.1686388888889033E-5,7.94980700492493E-3,4.6402512739032002E-2,null,2.0117194332524391E-2,1.649431490500014E-2,0,0,2.6114271843675928E-5,7.3235847529091952E-3,4.3961208262277396E-2]
[2004,6,19,18,null,null,2.7672501323531905E-2,1.2232815324899777E-2,0,0,6.1686388888889033E-5,5.9764327502960964E-3,4.5943435787616671E-2,null,2.2396593835286423E-2,1.4907561865761488E-2,0,0,2.6114271843675928E-5,5.5056571486252039E-3,4.2835927121516792E-2]
[2004,6,19,19,null,null,2.7401692848323639E-2,1.1325716869036224E-2,1.1896662684531417E-3,1.6101438281461833E-6,6.1686388888889033E-5,4.4906435562126878E-3,4.4471016074742728E-2,null,2.2177416415960216E-2,1.3802123257398175E-2,6.7219727224851467E-4,2.1401114908369833E-6,2.6114271843675928E-5,4.136906551147115E-3,4.0816897880088528E-2]
[2004,6,20,1,null,null,1.4338553679641878E-2,9.1528842450104547E-3,1.1896662684531417E-3,1.6101438281461833E-6,6.1686388888889033E-5,7.1914289896106449E-3,3.1935829715433149E-2,null,1.1604833231150915E-2,1.1154193414079428E-2,6.7219727224851467E-4,2.1401114908369833E-6,2.6114271843675928E-5,6.6249456958281262E-3,3.0084423996641498E-2]
[2004,6,20,2,null,null,1.3029457179999435E-2,9.0135651204093677E-3,1.1896662684531417E-3,1.6101438281461833E-6,6.1686388888889033E-5,7.5154189753110154E-3,3.0811404076889995E-2,null,1.0545322843893127E-2,1.0984411690583045E-2,6.7219727224851467E-4,2.1401114908369833E-6,2.6114271843675928E-5,6.9234143401487444E-3,2.9153600530207949E-2]
[2004,6,20,6,null,null,1.0894696498751149E-2,9.3337562603057461E-3,1.1896662684531417E-3,1.6101438281461833E-6,6.1686388888889033E-5,8.663234217724745E-3,3.0144649777951817E-2,null,8.817565480925731E-3,1.1374613708687415E-2,6.7219727224851467E-4,2.1401114908369833E-6,2.6114271843675928E-5,7.9808138724003254E-3,2.8873444717596501E-2]
[2004,6,20,9,null,null,1.9404808413426618E-2,1.2119777976519957E-2,0,0,6.1686388888889033E-5,1.0497337249784265E-2,4.2083610028619732E-2,null,1.5705179933174017E-2,1.4769808517954154E-2,0,0,2.6114271843675928E-5,9.670440927816177E-3,4.0171543650788025E-2]
[2004,6,20,12,null,null,2.4071289401318481E-2,1.2977997885560462E-2,0,0,6.1686388888889033E-5,9.9646325456450198E-3,4.7075606221412852E-2,null,1.9481971850319038E-2,1.5815681119529978E-2,0,0,2.6114271843675928E-5,9.1796984422916478E-3,4.450346568398434E-2]
[2004,6,20,16,null,null,2.6418423603872507E-2,1.2067664659120942E-2,0,0,6.1686388888889033E-5,7.0931481299936804E-3,4.5640922781876023E-2,null,2.138161260909675E-2,1.4706300447038171E-2,0,0,2.6114271843675928E-5,6.534406616760205E-3,4.2648433944738801E-2]
[2004,6,20,18,null,null,2.7537941315619801E-2,1.140677080065884E-2,0,0,6.1686388888889033E-5,7.222271778049065E-3,4.6228670283216595E-2,null,2.2287688398497534E-2,1.3900899905948392E-2,0,0,2.6114271843675928E-5,6.6533589359237515E-3,4.2868061512213354E-2]
[2004,6,20,21,null,null,2.7465419901656164E-2,1.0964468385591532E-2,1.1896662684531417E-3,1.6101438281461833E-6,6.1686388888889033E-5,7.048775680120023E-3,4.6731626768537891E-2,null,2.2228993572398707E-2,1.3361886568391478E-2,6.7219727224851467E-4,2.1401114908369833E-6,2.6114271843675928E-5,6.4935294738128818E-3,4.2784861270186089E-2]
[2004,6,20,24,null,null,1.685054979692566E-2,1.1074562185215492E-2,1.1896662684531417E-3,1.6101438281461833E-6,6.1686388888889033E-5,6.7929734540779314E-3,3.597104823738926E-2,null,1.3637904116101216E-2,1.3496052750528653E-2,6.7219727224851467E-4,2.1401114908369833E-6,2.6114271843675928E-5,6.2578773024782163E-3,3.4092285824691114E-2]
[2004,6,21,3,null,null,1.2221495119901882E-2,1.1866326269026905E-2,1.1896662684531417E-3,1.6101438281461833E-6,6.1686388888889033E-5,7.1157411192954191E-3,3.2456525309394385E-2,null,9.8914029873986876E-3,1.4460938735399295E-2,6.7219727224851467E-4,2.1401114908369833E-6,2.6114271843675928E-5,6.5552199109534283E-3,3.1608013289334436E-2]
[2004,6,21,7,null,null,1.7904645261125212E-2,1.6273781835606297E-2,0,0,6.1686388888889033E-5,1.1015891399403987E-2,4.525600488502439E-2,null,1.4491030752514794E-2,1.983209940318412E-2,0,0,2.6114271843675928E-5,1.0148147526399027E-2,4.449739195394161E-2]
[2004,6,21,10,null,null,2.4658642836550317E-2,2.0142454410423911E-2,0,0,6.1686388888889033E-5,1.1243081744037849E-2,5.610586537990097E-2,null,1.9957343273120678E-2,2.4546670351547627E-2,0,0,2.6114271843675928E-5,1.0357441631644346E-2,5.4887569528156321E-2]
[2004,6,21,13,null,null,2.9122516209809393E-2,1.9749550420311669E-2,0,0,6.1686388888889033E-5,7.9613836138045894E-3,5.6895136632814536E-2,null,2.3570155779810021E-2,2.4067856572026206E-2,0,0,2.6114271843675928E-5,7.3342494490746422E-3,5.499837607275454E-2]
[2004,6,21,15,null,null,2.8838621208465996E-2,1.9398089186727432E-2,0,0,6.1686388888889033E-5,7.3513709303056878E-3,5.564976771438801E-2,null,2.3340386849180345E-2,2.3639547148241395E-2,0,0,2.6114271843675928E-5,6.7722886888717648E-3,5.3778336958137184E-2]
[2004,6,21,21,null,null,2.7449292470827866E-2,1.6274866069940025E-2,1.1896662684531417E-3,1.6101438281461833E-6,6.1686388888889033E-5,6.2518246729482045E-3,5.122894601488627E-2,null,2.2215940920827928E-2,1.9833420709030547E-2,6.7219727224851467E-4,2.1401114908369833E-6,2.6114271843675928E-5,5.7593558968539191E-3,4.850916918229542E-2]
[2004,6,21,22,null,null,2.5299384408020147E-2,1.5536897959279426E-2,1.1896662684531417E-3,1.6101438281461833E-6,6.1686388888889033E-5,5.6655434228017028E-3,4.7754788591271455E-2,null,2.0475924104026259E-2,1.8934093369212136E-2,6.7219727224851467E-4,2.1401114908369833E-6,2.6114271843675928E-5,5.2192571973723447E-3,4.5329726326193767E-2]
[2004,6,22,1,null,null,1.7216414963366795E-2,1.4657883791866099E-2,1.1896662684531417E-3,1.6101438281461833E-6,6.1686388888889033E-5,6.2049581693268928E-3,3.9332219725729964E-2,null,1.3934015170012108E-2,1.7862879774176329E-2,6.7219727224851467E-4,2.1401114908369833E-6,2.6114271843675928E-5,5.7161811617778887E-3,3.8213527761549348E-2]
[2004,6,22,4,null,null,1.3702807852311163E-2,1.4549929139043023E-2,1.1896662684531417E-3,1.6101438281461833E-6,6.1686388888889033E-5,7.7956962136255048E-3,3.7301396006149866E-2,null,1.1090295679567312E-2,1.7731320470539904E-2,6.7219727224851467E-4,2.1401114908369833E-6,2.6114271843675928E-5,7.1816135779209167E-3,3.6703681383611166E-2]
[2004,6,22,8,null,null,2.1491968765643583E-2,1.9926519180372006E-2,0,0,6.1686388888889033E-5,1.2276655325364155E-2,5.3756829660268637E-2,null,1.7394412219449703E-2,2.4283520151409818E-2,0,0,2.6114271843675928E-5,1.1309598547720645E-2,5.3013645190423841E-2]
[2004,6,22,12,null,null,3.065909899848383E-2,2.1127261924182655E-2,0,0,6.1686388888889033E-5,9.7056926368295857E-3,6.1553739948384964E-2,null,2.4813781002188028E-2,2.5746809366753883E-2,0,0,2.6114271843675928E-5,8.9411557497526203E-3,5.9527860390538201E-2]
[2004,6,22,16,null,null,3.4503221187205453E-2,1.9972167494263136E-2,0,0,6.1686388888889033E-5,7.3455564721605672E-3,6.1882631542518052E-2,null,2.7925001137564714E-2,2.4339149623884122E-2,0,0,2.6114271843675928E-5,6.7669322472636026E-3,5.9057197280556112E-2]
[2004,6,22,19,null,null,2.9162293324881284E-2,1.8713121218547211E-2,1.1896662684531417E-3,1.6101438281461833E-6,6.1686388888889033E-5,7.472107013740791E-3,5.6600484358339462E-2,null,2.3602349179307557E-2,2.280480861173077E-2,6.7219727224851467E-4,2.1401114908369833E-6,2.6114271843675928E-5,6.8835141487129303E-3,5.3991123595334277E-2]
[2004,6,22,22,null,null,2.8167316274690501E-2,1.6277526834546557E-2,1.1896662684531417E-3,1.6101438281461833E-6,6.1686388888889033E-5,5.9819271816368641E-3,5.16797330920441E-2,null,2.2797069721262882E-2,1.9836663258838469E-2,6.7219727224851467E-4,2.1401114908369833E-6,2.6114271843675928E-5,5.5107187725826441E-3,4.8844903408267019E-2]
[2004,6,22,23,null,null,2.2486890892678253E-2,1.553135196487407E-2,1.1896662684531417E-3,1.6101438281461833E-6,6.1686388888889033E-5,6.5899218511268898E-3,4.5861127509849386E-2,null,1.8199647225725989E-2,1.892733472432875E-2,6.7219727224851467E-4,2.1401114908369833E-6,2.6114271843675928E-5,6.0708204817900187E-3,4.3898254087427785E-2]
[2004,6,23,2,null,null,1.4663147867961527E-2,1.45946663860033E-2,1.1896662684531417E-3,1.6101438281461833E-6,6.1686388888889033E-5,6.7998277754489E-3,3.7310604830583904E-2,null,1.1867541835338698E-2,1.7785839668210342E-2,6.7219727224851467E-4,2.1401114908369833E-6,2.6114271843675928E-5,6.2641916951990543E-3,3.6618024854331126E-2]
[2004,6,23,5,null,null,1.3489490610429406E-2,1.4719030830398813E-2,1.1896662684531417E-3,1.6101438281461833E-6,6.1686388888889033E-5,8.4937378496037236E-3,3.7955222091602119E-2,null,1.0917648488457539E-2,1.7937396819976824E-2,6.7219727224851467E-4,2.1401114908369833E-6,2.6114271843675928E-5,7.824669073353557E-3,3.7380166037370953E-2]
[2004,6,23,10,null,null,2.506483770954723E-2,2.0686087016011469E-2,0,0,6.1686388888889033E-5,1.2863506232299806E-2,5.8676117346747395E-2,null,2.0286094963548874E-2,2.5209170069298251E-2,0,0,2.6114271843675928E-5,1.1850222030982859E-2,5.737160133567365E-2]
[2004,6,23,13,null,null,2.9866975289206753E-2,2.098631258468768E-2,0,0,6.1686388888889033E-5,1.049157188617679E-2,6.1406546148960114E-2,null,2.4172679831875939E-2,2.5575040976350528E-2,0,0,2.6114271843675928E-5,9.665129713470404E-3,5.9438964793540543E-2]
[2004,6,23,17,null,null,3.3794350486863432E-2,1.9441499141143192E-2,0,0,6.1686388888889033E-5,7.7793510235542474E-3,6.1076887040449758E-2,null,2.7351280353466512E-2,2.3692448836352846E-2,0,0,2.6114271843675928E-5,7.1665559312742615E-3,5.8236399392937295E-2]
[2004,6,23,20,null,null,2.7817141405747977E-2,1.790322543280734E-2,1.1896662684531417E-3,1.6101438281461833E-6,6.1686388888889033E-5,6.935562683128226E-3,5.3908892322853723E-2,null,2.2513657527354659E-2,2.1817826366837316E-2,6.7219727224851467E-4,2.1401114908369833E-6,2.6114271843675928E-5,6.3892344917980187E-3,5.1421170041573018E-2]
[2004,6,23,23,null,null,2.170704053926727E-2,1.5298219753937739E-2,1.1896662684531417E-3,1.6101438281461833E-6,6.1686388888889033E-5,6.6860770363213352E-3,4.4944300130696516E-2,null,1.7568479431624276E-2,1.8643227365137207E-2,6.7219727224851467E-4,2.1401114908369833E-6,2.6114271843675928E-5,6.1594013300756371E-3,4.3071559782420145E-2]
[2004,6,23,24,null,null,1.876422156208761E-2,1.4522111348253059E-2,1.1896662684531417E-3,1.6101438281461833E-6,6.1686388888889033E-5,5.8681698658821614E-3,4.0407465577393005E-2,null,1.5186724324194987E-2,1.7697420225489518E-2,6.7219727224851467E-4,2.1401114908369833E-6,2.6114271843675928E-5,5.405922348886206E-3,3.8990518554153732E-2]
[2004,6,24,6,null,null,1.4230654816706738E-2,1.5972835632233586E-2,1.1896662684531417E-3,1.6101438281461833E-6,6.1686388888889033E-5,9.3139612484958618E-3,4.0770414498606355E-2,null,1.1517505852241637E-2,1.9465350292215956E-2,6.7219727224851467E-4,2.1401114908369833E-6,2.6114271843675928E-5,8.5802818290323397E-3,4.0263589629072956E-2]
[2004,6,24,7,null,null,1.7231031693978618E-2,1.7900513183729771E-2,0,0,6.1686388888889033E-5,1.1233880128480367E-2,4.6427111395077651E-2,null,1.3945845144284597E-2,2.1814521075304228E-2,0,0,2.6114271843675928E-5,1.0348964845810783E-2,4.6135445337243279E-2]
[2004,6,24,11,null,null,2.5614202210402937E-2,2.0387334374028749E-2,0,0,6.1686388888889033E-5,1.1911989728979756E-2,5.7975212702300334E-2,null,2.0730720241522112E-2,2.4845094149354322E-2,0,0,2.6114271843675928E-5,1.0973658392200287E-2,5.6575587054920398E-2]
[2004,6,24,14,null,null,2.7128364661682631E-2,2.0472946415762437E-2,0,0,6.1686388888889033E-5,9.9435616338283059E-3,5.7606559100162269E-2,null,2.195619968139895E-2,2.49494255542437E-2,0,0,2.6114271843675928E-5,9.1602873284853392E-3,5.6092026835971663E-2]
[2004,6,24,18,null,null,2.8845214005677588E-2,1.847130004157635E-2,0,0,6.1686388888889033E-5,8.720537575176256E-3,5.6098738011319087E-2,null,2.3345722695031799E-2,2.2510112414625062E-2,0,0,2.6114271843675928E-5,8.0336033293849293E-3,5.3915552710885467E-2]
[2004,6,24,21,null,null,2.8101272308631933E-2,1.6545319447763683E-2,1.1896662684531417E-3,1.6101438281461833E-6,6.1686388888889033E-5,6.9144573859900461E-3,5.2814011943555832E-2,null,2.2743617383659147E-2,2.0163009634770614E-2,6.7219727224851467E-4,2.1401114908369833E-6,2.6114271843675928E-5,6.3697917012710235E-3,4.9976870375283811E-2]
[2004,6,24,23,null,null,2.0092463725800497E-2,1.5278063593905235E-2,1.1896662684531417E-3,1.6101438281461833E-6,6.1686388888889033E-5,6.849624251560253E-3,4.3473114372436159E-2,null,1.6261730154270876E-2,1.861866399238285E-2,6.7219727224851467E-4,2.1401114908369833E-6,2.6114271843675928E-5,6.3100656029520079E-3,4.189091140518876E-2]
[2004,6,25,2,null,null,1.2059722855229764E-2,1.4093407345268143E-2,1.1896662684531417E-3,1.6101438281461833E-6,6.1686388888889033E-5,6.1216599430184166E-3,3.3527752944686497E-2,null,9.7604734532985345E-3,1.7174978638916347E-2,6.7219727224851467E-4,2.1401114908369833E-6,2.6114271843675928E-5,5.6394445039245327E-3,3.3275348251722445E-2]
[2004,6,25,5,null,null,1.0837097325607586E-2,1.4333133191350897E-2,1.1896662684531417E-3,1.6101438281461833E-6,6.1686388888889033E-5,7.5079836970622883E-3,3.3931177015190946E-2,null,8.7709478921843883E-3,1.7467121353931948E-2,6.7219727224851467E-4,2.1401114908369833E-6,2.6114271843675928E-5,6.9165647536893141E-3,3.3855085655388681E-2]
[2004,6,25,9,null,null,1.9998702017725831E-2,1.9308268406692277E-2,0,0,6.1686388888889033E-5,1.2325903955497458E-2,5.1694560768804458E-2,null,1.6185844607514564E-2,2.3530086750153025E-2,0,0,2.6114271843675928E-5,1.1354967764422696E-2,5.1097013393933952E-2]
[2004,6,25,12,null,null,2.3381005040518911E-2,1.924413633641971E-2,0,0,6.1686388888889033E-5,9.8358684338452733E-3,5.2522696199672786E-2,null,1.8923293822665228E-2,2.34519319853033E-2,0,0,2.6114271843675928E-5,9.0610773379913405E-3,5.1462417417803538E-2]
[2004,6,25,15,null,null,2.3720212293398421E-2,1.8234653430174195E-2,0,0,6.1686388888889033E-5,8.5890837032991316E-3,5.0605635815760636E-2,null,1.9197829434025569E-2,2.2221722219391789E-2,0,0,2.6114271843675928E-5,7.9125043428065409E-3,4.9358170268067575E-2]
[2004,6,25,20,null,null,2.2207013070511612E-2,1.6013588719865968E-2,1.1896662684531417E-3,1.6101438281461833E-6,6.1686388888889033E-5,6.6305558131953312E-3,4.6104120404743085E-2,null,1.7973129577997467E-2,1.9515014180614885E-2,6.7219727224851467E-4,2.1401114908369833E-6,2.6114271843675928E-5,6.1082536251192057E-3,4.4296849039314586E-2]
[2004,6,25,23,null,null,2.0375343181188846E-2,1.2033629536911204E-2,1.1896662684531417E-3,1.6101438281461833E-6,6.1686388888889033E-5,5.143315036256692E-3,3.8805250555526916E-2,null,1.6490677158107217E-2,1.4664823429975903E-2,6.7219727224851467E-4,2.1401114908369833E-6,2.6114271843675928E-5,4.7381657888805329E-3,3.6594118032546676E-2]
[2004,6,26,2,null,null,1.3475804827821453E-2,1.0928051320058521E-2,1.1896662684531417E-3,1.6101438281461833E-6,6.1686388888889033E-5,7.1150451244899778E-3,3.277186407354013E-2,null,1.0906571972070213E-2,1.3317506788023355E-2,6.7219727224851467E-4,2.1401114908369833E-6,2.6114271843675928E-5,6.5545787410555834E-3,3.1479109156732181E-2]
[2004,6,26,3,null,null,1.2517867490605551E-2,1.0666178040812805E-2,1.1896662684531417E-3,1.6101438281461833E-6,6.1686388888889033E-5,7.3788455844918405E-3,3.1815853917080368E-2,null,1.0131270411490432E-2,1.2998374028502412E-2,6.7219727224851467E-4,2.1401114908369833E-6,2.6114271843675928E-5,6.7975991094095852E-3,3.0627695204985463E-2]
[2004,6,26,6,null,null,1.1969805836114181E-2,1.1151421262718345E-2,1.1896662684531417E-3,1.6101438281461833E-6,6.1686388888889033E-5,7.9491734623933861E-3,3.2323363362396086E-2,null,9.6876995853902182E-3,1.3589717325884982E-2,6.7219727224851467E-4,2.1401114908369833E-6,2.6114271843675928E-5,7.3230011157942995E-3,3.1300869682652527E-2]
[2004,6,26,10,null,null,2.2284018766205348E-2,1.4116921733544141E-2,0,0,6.1686388888889033E-5,1.1118538536639765E-2,4.7581165425278148E-2,null,1.8035453733999573E-2,1.7203634527904264E-2,0,0,2.6114271843675928E-5,1.0242708942635169E-2,4.5507911476382674E-2]
[2004,6,26,13,null,null,2.4495324443267203E-2,1.3414682985009E-2,0,0,6.1686388888889033E-5,8.8531198916454966E-3,4.6824813708810586E-2,null,1.9825162387936909E-2,1.6347848896364998E-2,0,0,2.6114271843675928E-5,8.1557418707102706E-3,4.4354867426855848E-2]
[2004,6,26,17,null,null,2.6275187510753237E-2,1.319673230837416E-2,0,0,6.1686388888889033E-5,7.6777435588125387E-3,4.7211349766828829E-2,null,2.1265685228241678E-2,1.6082242565416398E-2,0,0,2.6114271843675928E-5,7.0729522904433399E-3,4.4446994355945083E-2]
[2004,6,26,21,null,null,2.4757170750733474E-2,1.1068453783004183E-2,1.1896662684531417E-3,1.6101438281461833E-6,6.1686388888889033E-5,6.5024832371907522E-3,4.3581070572098583E-2,null,2.0037086323797547E-2,1.3488608725465943E-2,6.7219727224851467E-4,2.1401114908369833E-6,2.6114271843675928E-5,5.9902695829516569E-3,4.0216416287798172E-2]
[2004,6,26,24,null,null,1.7686475038553858E-2,9.5504791638705133E-3,1.1896662684531417E-3,1.6101438281461833E-6,6.1686388888889033E-5,6.6444286708405497E-3,3.5134345674435095E-2,null,1.4314455826932282E-2,1.1638723809821939E-2,6.7219727224851467E-4,2.1401114908369833E-6,2.6114271843675928E-5,6.1210336899266736E-3,3.2774664982263925E-2]
[2004,6,27,1,null,null,1.4525562348724911E-2,9.5610885939709494E-3,1.1896662684531417E-3,1.6101438281461833E-6,6.1686388888889033E-5,7.1082136684051597E-3,3.2447827412271195E-2,null,1.1756187716824695E-2,1.1651653027780522E-2,6.7219727224851467E-4,2.1401114908369833E-6,2.6114271843675928E-5,6.5482854124764185E-3,3.0656577812664666E-2]
[2004,6,27,4,null,null,1.1131980301390846E-2,9.3669883272025703E-3,1.1896662684531417E-3,1.6101438281461833E-6,6.1686388888889033E-5,8.1956172409366514E-3,2.9947548670700243E-2,null,9.0096098823074892E-3,1.1415112079670187E-2,6.7219727224851467E-4,2.1401114908369833E-6,2.6114271843675928E-5,7.5500320233208183E-3,2.8675205640881527E-2]
[2004,6,27,7,null,null,1.3701451213738988E-2,1.0625620903492269E-2,0,0,6.1686388888889033E-5,8.8158111202730777E-3,3.3204569626393225E-2,null,1.1089197691252953E-2,1.2948948935615299E-2,0,0,2.6114271843675928E-5,8.1213719861327523E-3,3.2185632884844682E-2]
[2004,6,27,10,null,null,2.1738372938979445E-2,1.3488005151234578E-2,0,0,6.1686388888889033E-5,1.0843750702329487E-2,4.6131815181432397E-2,null,1.7593838145028389E-2,1.6437203202802907E-2,0,0,2.6114271843675928E-5,9.9895666974972718E-3,4.4046722317172243E-2]
[2004,6,27,15,null,null,2.3669414494826405E-2,1.380434618914262E-2,0,0,6.1686388888889033E-5,7.2786811814880463E-3,4.481412825434597E-2,null,1.9156716502128201E-2,1.6822713281067086E-2,0,0,2.6114271843675928E-5,6.7053248574474433E-3,4.2710868912486405E-2]
[2004,6,27,18,null,null,2.748418812796221E-2,1.2897483619713358E-2,0,0,6.1686388888889033E-5,6.5264555747214324E-3,4.696981371128589E-2,null,2.2244183537941425E-2,1.5717562136506592E-2,0,0,2.6114271843675928E-5,6.0123535713456546E-3,4.4000213517637346E-2]
[2004,6,27,22,null,null,2.6156967905072295E-2,1.2615682709079042E-2,1.1896662684531417E-3,1.6101438281461833E-6,6.1686388888889033E-5,4.2481236038714124E-3,4.4273737019192919E-2,null,2.1170004810311688E-2,1.537414450143791E-2,6.7219727224851467E-4,2.1401114908369833E-6,2.6114271843675928E-5,3.9134903821580417E-3,4.1158091349490659E-2]
[2004,6,28,1,null,null,1.4394382761687932E-2,1.2224455407237312E-2,1.1896662684531417E-3,1.6101438281461833E-6,6.1686388888889033E-5,5.5621134559536009E-3,3.3433914426049018E-2,null,1.1650018205944614E-2,1.4897374023761439E-2,6.7219727224851467E-4,2.1401114908369833E-6,2.6114271843675928E-5,5.1239746165834777E-3,3.2371818501872561E-2]
[2004,6,28,2,null,null,1.2843753123490826E-2,1.2865545407868946E-2,1.1896662684531417E-3,1.6101438281461833E-6,6.1686388888889033E-5,5.7641904251716268E-3,3.2726451757701579E-2,null,1.0395024239565242E-2,1.5678640526369698E-2,6.7219727224851467E-4,2.1401114908369833E-6,2.6114271843675928E-5,5.3101335773937733E-3,3.208424999891174E-2]
[2004,6,28,7,null,null,1.7319665769784828E-2,1.6331235747955902E-2,0,0,6.1686388888889033E-5,1.0805691865236404E-2,4.4518279771866023E-2,null,1.4017580668753055E-2,1.9902115808241621E-2,0,0,2.6114271843675928E-5,9.9545058313811902E-3,4.3900316580219541E-2]
[2004,6,28,9,null,null,2.2443271263606932E-2,1.8650347509519449E-2,0,0,6.1686388888889033E-5,1.2124911550902163E-2,5.3280216712917439E-2,null,1.8164343907672645E-2,2.272830921841696E-2,0,0,2.6114271843675928E-5,1.1169807934903218E-2,5.2088575332836493E-2]
[2004,6,28,13,null,null,2.8783039107067167E-2,1.8730846988357145E-2,0,0,6.1686388888889033E-5,8.3921052572572888E-3,5.5967677741570493E-2,null,2.3295401766878346E-2,2.2826410181201205E-2,0,0,2.6114271843675928E-5,7.731042284269761E-3,5.3878968504192985E-2]
[2004,6,28,16,null,null,3.0042704720283742E-2,1.8848826864687425E-2,0,0,6.1686388888889033E-5,6.7206239883310492E-3,5.5673841962191113E-2,null,2.4314905525416351E-2,2.2970186757450873E-2,0,0,2.6114271843675928E-5,6.1912269493442666E-3,5.3502433504055161E-2]
[2004,6,28,19,null,null,2.5780065036258355E-2,1.7777298466823008E-2,1.1896662684531417E-3,1.6101438281461833E-6,6.1686388888889033E-5,7.2719501040935976E-3,5.2082276408345132E-2,null,2.0864960449865608E-2,2.1664365042839567E-2,6.7219727224851467E-4,2.1401114908369833E-6,2.6114271843675928E-5,6.69912400052776E-3,4.9928901148815957E-2]
[2004,6,28,23,null,null,1.984498471017633E-2,1.5070201566605494E-2,1.1896662684531417E-3,1.6101438281461833E-6,6.1686388888889033E-5,5.1563699088817859E-3,4.1324518986833779E-2,null,1.6061434310722478E-2,1.8365352228147672E-2,6.7219727224851467E-4,2.1401114908369833E-6,2.6114271843675928E-5,4.750192302989501E-3,3.9877430497442676E-2]
[2004,6,28,24,null,null,1.7471775786162096E-2,1.4699663564146249E-2,1.1896662684531417E-3,1.6101438281461833E-6,6.1686388888889033E-5,5.1256368420397836E-3,3.8550038993518304E-2,null,1.4140690112863313E-2,1.791379483530179E-2,6.7219727224851467E-4,2.1401114908369833E-6,2.6114271843675928E-5,4.7218801414999467E-3,3.7476816745248075E-2]
[2004,6,29,4,null,null,1.1717831279589383E-2,1.4293387392569353E-2,1.1896662684531417E-3,1.6101438281461833E-6,6.1686388888889033E-5,7.424361923121083E-3,3.4688543396449993E-2,null,9.4837652993879137E-3,1.7418685001505872E-2,6.7219727224851467E-4,2.1401114908369833E-6,2.6114271843675928E-5,6.8395300346995782E-3,3.4442431991176393E-2]
[2004,6,29,7,null,null,1.6606169164152772E-2,1.7747111060485574E-2,0,0,6.1686388888889033E-5,1.1131696145913968E-2,4.5546662759441206E-2,null,1.3440115932465994E-2,2.1627577057769101E-2,0,0,2.6114271843675928E-5,1.0254830100621219E-2,4.5348637362699985E-2]
[2004,6,29,10,null,null,2.2634601082875974E-2,2.0736956971772271E-2,0,0,6.1686388888889033E-5,1.2245883841332067E-2,5.5679128284869206E-2,null,1.8319195693589935E-2,2.5271162913338748E-2,0,0,2.6114271843675928E-5,1.1281250995240166E-2,5.4897723874012525E-2]
[2004,6,29,14,null,null,2.6041625948022843E-2,2.0641801192141804E-2,0,0,6.1686388888889033E-5,9.7689895126921982E-3,5.6514103041745735E-2,null,2.1076653402211588E-2,2.5155200999907545E-2,0,0,2.6114271843675928E-5,8.9994666036748647E-3,5.525743527763767E-2]
[2004,6,29,17,null,null,3.1083746165278411E-2,1.8789037071921148E-2,0,0,6.1686388888889033E-5,8.0228057978761758E-3,5.7957275423964623E-2,null,2.5157466959839996E-2,2.2897323723804801E-2,0,0,2.6114271843675928E-5,7.3908332844405044E-3,5.5471738239928972E-2]
[2004,6,29,21,null,null,2.7175687154579169E-2,1.6459864772752561E-2,1.1896662684531417E-3,1.6101438281461833E-6,6.1686388888889033E-5,6.923927351235871E-3,5.1812442079737779E-2,null,2.1994499892871909E-2,2.0058870005371175E-2,6.7219727224851467E-4,2.1401114908369833E-6,2.6114271843675928E-5,6.378515698349436E-3,4.9132337252175542E-2]
[2004,6,30,1,null,null,1.542197794758993E-2,1.406722874959533E-2,1.1864782148589936E-3,1.6058289837612187E-6,6.1686388888889033E-5,6.2343334418146334E-3,3.6973310571731532E-2,null,1.2481696981081999E-2,1.7143076004552463E-2,6.7039592594947666E-4,2.1343764453783004E-6,2.6114271843675928E-5,5.7432424850993851E-3,3.606666004497238E-2]
[2004,6,30,4,null,null,1.2013904683928914E-2,1.4315380365222102E-2,1.1864782148589936E-3,1.6058289837612187E-6,6.1686388888889033E-5,7.4852279931278236E-3,3.5064283475010484E-2,null,9.7233907566205841E-3,1.744548681218681E-2,6.7039592594947666E-4,2.1343764453783004E-6,2.6114271843675928E-5,6.8956015622215318E-3,3.4763123705267462E-2]
[2004,6,30,5,null,null,1.2384340732612348E-2,1.4707557927195367E-2,1.1864782148589936E-3,1.6058289837612187E-6,6.1686388888889033E-5,8.0650473571229672E-3,3.6406716449662327E-2,null,1.0023201230105182E-2,1.7923415327594023E-2,6.7039592594947666E-4,2.1343764453783004E-6,2.6114271843675928E-5,7.4297473912920626E-3,3.6075008523229805E-2]
[2004,6,30,8,null,null,1.9392399155430885E-2,1.9273836668983024E-2,0,0,6.1686388888889033E-5,1.1804895001868021E-2,5.0532817215170819E-2,null,1.5695136565287669E-2,2.3488126396267722E-2,0,0,2.6114271843675928E-5,1.0874999731668453E-2,5.0084376965067512E-2]
[2004,6,30,11,null,null,2.5002136296761852E-2,2.0850546857954393E-2,0,0,6.1686388888889033E-5,1.157746592918883E-2,5.7491835472793969E-2,null,2.0235347903908893E-2,2.5409589613211998E-2,0,0,2.6114271843675928E-5,1.0665485703465032E-2,5.6336537492429596E-2]
[2004,6,30,15,null,null,2.7561844654918285E-2,2.042723880265836E-2,0,0,6.1686388888889033E-5,8.7486944116379872E-3,5.6799464258103526E-2,null,2.2307034440812834E-2,2.4893723816582513E-2,0,0,2.6114271843675928E-5,8.0595421953314293E-3,5.5286414724570451E-2]
[2004,6,30,18,null,null,2.8303372039767037E-2,1.8640918521096846E-2,0,0,6.1686388888889033E-5,8.6250307001023551E-3,5.5631007649855131E-2,null,2.2907185741269251E-2,2.2716818549710846E-2,0,0,2.6114271843675928E-5,7.9456197225305867E-3,5.3595738285354355E-2]
[2004,6,30,23,null,null,1.9916507218038299E-2,1.4901702425290774E-2,1.1864782148589936E-3,1.6058289837612187E-6,6.1686388888889033E-5,7.0426724861603219E-3,4.311065256222104E-2,null,1.6119320677406051E-2,1.816001017836099E-2,6.7039592594947666E-4,2.1343764453783004E-6,2.6114271843675928E-5,6.4879070406897096E-3,4.146588247069527E-2]
[2004,7,1,2,null,null,1.2026161259010992E-2,1.36631415513646E-2,1.1862694088429781E-3,1.7152276732011621E-6,5.858875000000021E-5,7.0193345494558943E-3,3.3955210746347664E-2,null,9.7333105513914154E-3,1.6650633770545615E-2,6.7027794426157263E-4,2.2797829539524357E-6,2.4802919607387782E-5,6.4664074800957205E-3,3.3547712448855668E-2]
[2004,7,1,5,null,null,1.1013196561625006E-2,1.4729489322443508E-2,1.1862694088429781E-3,1.7152276732011621E-6,5.858875000000021E-5,8.1201947602275708E-3,3.5109454030812268E-2,null,8.9134728854141296E-3,1.7950142096762087E-2,6.7027794426157263E-4,2.2797829539524357E-6,2.4802919607387782E-5,7.4805507227803884E-3,3.5041526351779519E-2]
[2004,7,1,6,null,null,1.2326025214720749E-2,1.5986461445382977E-2,1.1862694088429781E-3,1.7152276732011621E-6,5.858875000000021E-5,9.0075707031486065E-3,3.8566630749768516E-2,null,9.9760038714984314E-3,1.9481955435602893E-2,6.7027794426157263E-4,2.2797829539524357E-6,2.4802919607387782E-5,8.2980262818284131E-3,3.8453346235752646E-2]
[2004,7,1,9,null,null,2.0219301952557146E-2,1.908387518671395E-2,0,0,5.858875000000021E-5,1.308912004910512E-2,5.2450885938376213E-2,null,1.6364386007973589E-2,2.3256629191918225E-2,0,0,2.4802919607387782E-5,1.2058063794660574E-2,5.1703881914159776E-2]
[2004,7,1,15,null,null,2.5419380443517922E-2,1.7498053861259466E-2,0,0,5.858875000000021E-5,1.0091423345646867E-2,5.3067446400424254E-2,null,2.0573042266113142E-2,2.1324062657611432E-2,0,0,2.4802919607387782E-5,9.296501676524559E-3,5.1218409519856518E-2]
[2004,7,1,17,null,null,2.9201536565633485E-2,1.5867348091313089E-2,0,0,5.858875000000021E-5,8.6642908772213874E-3,5.3791764284167959E-2,null,2.3634110490424021E-2,1.9336797542863285E-2,0,0,2.4802919607387782E-5,7.9817872967078377E-3,5.0977498249602529E-2]
[2004,7,1,20,null,null,2.3688389369695709E-2,1.4852185985622501E-2,1.1862694088429781E-3,1.7152276732011621E-6,5.858875000000021E-5,9.2254476541139014E-3,4.9012596395948287E-2,null,1.9172073717601955E-2,1.8099666801295163E-2,6.7027794426157263E-4,2.2797829539524357E-6,2.4802919607387782E-5,8.498740628115219E-3,4.646784179383525E-2]
[2004,7,1,24,null,null,1.6318998755740312E-2,1.1493519064458542E-2,1.1862694088429781E-3,1.7152276732011621E-6,5.858875000000021E-5,7.8456068815757757E-3,3.6904698088290812E-2,null,1.3207696068300773E-2,1.4006615971710388E-2,6.7027794426157263E-4,2.2797829539524357E-6,2.4802919607387782E-5,7.2275926823924686E-3,3.5139265369226541E-2]
[2004,7,2,3,null,null,1.1149225025446545E-2,9.9723293072193683E-3,1.1862694088429781E-3,1.7152276732011621E-6,5.858875000000021E-5,8.8650134195407317E-3,3.1233141138722824E-2,null,9.0235668092929298E-3,1.2152812917114576E-2,6.7027794426157263E-4,2.2797829539524357E-6,2.4802919607387782E-5,8.1666985215444222E-3,3.004043889477484E-2]
[2004,7,2,6,null,null,1.1351312295900699E-2,1.1527383536978016E-2,1.1862694088429781E-3,1.7152276732011621E-6,5.858875000000021E-5,1.0722310047597947E-2,3.4847579266992841E-2,null,9.1871250819162489E-3,1.4047885025949102E-2,6.7027794426157263E-4,2.2797829539524357E-6,2.4802919607387782E-5,9.8776921668546729E-3,3.3810062921542934E-2]
[2004,7,2,7,null,null,1.5210197896068048E-2,1.3327989321870046E-2,0,0,5.858875000000021E-5,1.2780085533827583E-2,4.1376861501765679E-2,null,1.2310293906929169E-2,1.6242199369883324E-2,0,0,2.4802919607387782E-5,1.1773372548343881E-2,4.0350668744763764E-2]
[2004,7,2,12,null,null,2.172216036172997E-2,1.5270544688506546E-2,0,0,5.858875000000021E-5,1.2475873554810541E-2,4.9527167355047058E-2,null,1.7580716580648123E-2,1.8609501052829141E-2,0,0,2.4802919607387782E-5,1.1493123957428237E-2,4.770814451051289E-2]
[2004,7,2,15,null,null,2.1539547359914993E-2,1.4786621709759647E-2,0,0,5.858875000000021E-5,1.1334686107668151E-2,4.7719443927342786E-2,null,1.7432919705227451E-2,1.801976667424756E-2,0,0,2.4802919607387782E-5,1.0441830135713339E-2,4.5919319434795741E-2]
[2004,7,2,18,null,null,2.4506898399527566E-2,1.3160758646793684E-2,0,0,5.858875000000021E-5,8.6923598671491183E-3,4.6418605663470371E-2,null,1.9834529708743949E-2,1.6038403140778201E-2,0,0,2.4802919607387782E-5,8.0076452359681173E-3,4.3905381005097652E-2]
[2004,7,2,21,null,null,2.161805534302506E-2,1.1777346338178552E-2,1.1862694088429781E-3,1.7152276732011621E-6,5.858875000000021E-5,8.1662090680165826E-3,4.2808184135736366E-2,null,1.7496459729672169E-2,1.4352503041022958E-2,6.7027794426157263E-4,2.2797829539524357E-6,2.4802919607387782E-5,7.5229403912000755E-3,4.0069263808718121E-2]
[2004,7,3,1,null,null,1.2095228649291793E-2,9.3735315910553358E-3,1.1862694088429781E-3,1.7152276732011621E-6,5.858875000000021E-5,6.7951007148005444E-3,2.9510434341663852E-2,null,{"$f":"G4419*X$5","v":9.7892098815349788E-3},{"$f":"H4419*Y$5","v":1.1423086050346467E-2},{"$f":"I4419*Z$5","v":6.7027794426157263E-4},{"$f":"J4419*AA$5","v":2.2797829539524357E-6},{"$f":"K4419*AB$5","v":2.4802919607387782E-5},{"$f":"L4419*AC$5","v":6.259836994604571E-3},{"$f":"SUM(O4419:T4419)","v":2.8169493573308928E-2}]
[2004,7,3,4,null,null,9.7116148951897716E-3,9.0687776754623702E-3,1.1862694088429781E-3,1.7152276732011621E-6,5.858875000000021E-5,7.7759085698470582E-3,2.7802874527015381E-2,null,7.8600445890058095E-3,1.1051696657972688E-2,6.7027794426157263E-4,2.2797829539524357E-6,2.4802919607387782E-5,7.163384646554148E-3,2.6772486540355557E-2]
[2004,7,3,5,null,null,8.8967723733181705E-3,9.2135934755285046E-3,1.1862694088429781E-3,1.7152276732011621E-6,5.858875000000021E-5,8.131810784050909E-3,2.7488750019413768E-2,null,7.2005560668547694E-3,1.1228176923658652E-2,6.7027794426157263E-4,2.2797829539524357E-6,2.4802919607387782E-5,7.4912517290952997E-3,2.6617345366431632E-2]
[2004,7,3,9,null,null,1.6392515538578473E-2,1.237959667590406E-2,0,0,5.858875000000021E-5,1.1465190852791613E-2,4.0295891817274145E-2,null,1.3267196490978614E-2,1.5086437456761578E-2,0,0,2.4802919607387782E-5,1.0562054760157228E-2,3.8940491627504806E-2]
[2004,7,3,12,null,null,1.9062322688631728E-2,1.2535245543437476E-2,0,0,5.858875000000021E-5,9.9082085420734208E-3,4.1564365524142624E-2,null,1.5427990907760833E-2,1.5276119476841377E-2,0,0,2.4802919607387782E-5,9.1277190707170844E-3,3.9856632374926683E-2]
[2004,7,3,16,null,null,2.0330087172340021E-2,1.1723132918657704E-2,0,0,5.858875000000021E-5,7.3444245790857702E-3,3.9456233420083489E-2,null,1.645404944466191E-2,1.4286435673536713E-2,0,0,2.4802919607387782E-5,6.7658895156778708E-3,3.7531177553483883E-2]
[2004,7,3,19,null,null,2.1943819997335377E-2,9.9889151200363742E-3,1.1862694088429781E-3,1.7152276732011621E-6,5.858875000000021E-5,4.4341282378963188E-3,3.7613436741784245E-2,null,1.7760115644371733E-2,1.2173025274131048E-2,6.7027794426157263E-4,2.2797829539524357E-6,2.4802919607387782E-5,4.0848430578734841E-3,3.4715344623199175E-2]
[2004,7,3,22,null,null,2.0101018799973364E-2,9.1739731414624843E-3,1.1862694088429781E-3,1.7152276732011621E-6,5.858875000000021E-5,5.4861613360443189E-3,3.6007726663996348E-2,null,1.6268654158691016E-2,1.117989346923348E-2,6.7027794426157263E-4,2.2797829539524357E-6,2.4802919607387782E-5,5.0540053975855629E-3,3.3199913672332972E-2]
[2004,7,4,2,null,null,1.138501957574135E-2,9.0042255342809747E-3,1.1862694088429781E-3,1.7152276732011621E-6,5.858875000000021E-5,7.1288967814049755E-3,2.876471527794348E-2,null,9.2144058920987908E-3,1.097302997228585E-2,6.7027794426157263E-4,2.2797829539524357E-6,2.4802919607387782E-5,6.5673392751568974E-3,2.7452135786364448E-2]
[2004,7,4,6,null,null,9.1714335016761673E-3,9.7177221550231053E-3,1.1862694088429781E-3,1.7152276732011621E-6,5.858875000000021E-5,8.0065198739929996E-3,2.8142248917208453E-2,null,7.4228516108049104E-3,1.1842535047955112E-2,6.7027794426157263E-4,2.2797829539524357E-6,2.4802919607387782E-5,7.3758302354653563E-3,2.7338577541048289E-2]
[2004,7,4,7,null,null,1.1700779320713344E-2,1.0475540551826635E-2,0,0,5.858875000000021E-5,8.2748648632274269E-3,3.0509773485767406E-2,null,9.4699643858897949E-3,1.2766053006275419E-2,0,0,2.4802919607387782E-5,7.6230371513639882E-3,2.9883857463136591E-2]
[2004,7,4,10,null,null,1.8993817109370075E-2,1.3081551414330954E-2,0,0,5.858875000000021E-5,1.0253918529212654E-2,4.2387875802913678E-2,null,1.5372546276419555E-2,1.5941876978419613E-2,0,0,2.4802919607387782E-5,9.4461967883739829E-3,4.078542296282054E-2]
[2004,7,4,13,null,null,2.0553341853155552E-2,1.3201545480109756E-2,0,0,5.858875000000021E-5,9.0511449739326642E-3,4.2864621057197974E-2,null,1.6634739449862126E-2,1.608810815346896E-2,0,0,2.4802919607387782E-5,8.3381681198548673E-3,4.1085818642793343E-2]
[2004,7,4,17,null,null,2.5434934609129885E-2,1.283983736116749E-2,0,0,5.858875000000021E-5,5.9749868763398798E-3,4.4308347596637251E-2,null,2.058563094848721E-2,1.5647311328104947E-2,0,0,2.4802919607387782E-5,5.5043251690622009E-3,4.1762070365261743E-2]
[2004,7,4,19,null,null,2.2323970194030207E-2,1.2377089388118337E-2,1.1862694088429781E-3,1.7152276732011621E-6,5.858875000000021E-5,6.2207627420794278E-3,4.2168395710744148E-2,null,1.8067788212609653E-2,1.5083381942001631E-2,6.7027794426157263E-4,2.2797829539524357E-6,2.4802919607387782E-5,5.7307407766169667E-3,3.9579271578051162E-2]
[2004,7,4,24,null,null,1.4034875723544357E-2,1.3024151167065205E-2,1.1862694088429781E-3,1.7152276732011621E-6,5.858875000000021E-5,5.2760197329839971E-3,3.3581620010109739E-2,null,1.1359053069830174E-2,1.5871925972498483E-2,6.7027794426157263E-4,2.2797829539524357E-6,2.4802919607387782E-5,4.8604170703254092E-3,3.2788756759476977E-2]
[2004,7,5,4,null,null,7.1680859204834961E-3,1.1568323532651787E-2,1.1862694088429781E-3,1.7152276732011621E-6,5.858875000000021E-5,5.7616404481716371E-3,2.57446232878231E-2,null,5.8014527512547211E-3,1.40977766904663E-2,6.7027794426157263E-4,2.2797829539524357E-6,2.4802919607387782E-5,5.3077844671995484E-3,2.5904374555743483E-2]
[2004,7,5,7,null,null,9.1798816238921627E-3,1.3301331333854857E-2,0,0,5.858875000000021E-5,6.0047417921758658E-3,2.8544543499922886E-2,null,7.4296890542195982E-3,1.6209712522416229E-2,0,0,2.4802919607387782E-5,5.5317362304635057E-3,2.9195940726706719E-2]
[2004,7,5,8,null,null,1.1364391325180002E-2,1.4721902109034518E-2,0,0,5.858875000000021E-5,6.9231278144733172E-3,3.3068009998687843E-2,null,9.197710525678764E-3,1.7940895913420053E-2,0,0,2.4802919607387782E-5,6.3777791427022355E-3,3.3541188501408442E-2]
[2004,7,5,11,null,null,1.6577335932677875E-2,1.636111236912785E-2,0,0,5.858875000000021E-5,7.5778247527365722E-3,4.0574861804542298E-2,null,1.3416779907769414E-2,1.9938525053916585E-2,0,0,2.4802919607387782E-5,6.9809042892461396E-3,4.0361012170539522E-2]
[2004,7,5,14,null,null,1.7398096360155053E-2,1.6046154198173932E-2,0,0,5.858875000000021E-5,5.4402060778208456E-3,3.894304538614983E-2,null,1.4081058055789618E-2,1.9554700211154064E-2,0,0,2.4802919607387782E-5,5.0116701272786314E-3,3.86722313138297E-2]
[2004,7,5,20,null,null,2.0204791448367013E-2,1.3775598683050999E-2,1.1862694088429781E-3,1.7152276732011621E-6,5.858875000000021E-5,3.9811792897413946E-3,3.9208142807675581E-2,null,1.6352642007498457E-2,1.678768003531254E-2,6.7027794426157263E-4,2.2797829539524357E-6,2.4802919607387782E-5,3.66757380737487E-3,3.7505256497008782E-2]
[2004,7,5,22,null,null,2.1184718251975147E-2,1.2777332383166156E-2,1.1862694088429781E-3,1.7152276732011621E-6,5.858875000000021E-5,2.8516087361730165E-3,3.8060232757830492E-2,null,1.7145740627392957E-2,1.5571139424767514E-2,6.7027794426157263E-4,2.2797829539524357E-6,2.4802919607387782E-5,2.6269817932135539E-3,3.6041222492196941E-2]
[2004,7,6,1,null,null,1.3975983321838295E-2,1.3997208416668416E-2,1.1862694088429781E-3,1.7152276732011621E-6,5.858875000000021E-5,6.3397959938728378E-3,3.555956111889573E-2,null,1.1311388813333288E-2,1.7057745488457409E-2,6.7027794426157263E-4,2.2797829539524357E-6,2.4802919607387782E-5,5.8403975402822189E-3,3.4906892488895828E-2]
[2004,7,6,5,null,null,1.1306875448557505E-2,1.4492754696666509E-2,1.1862694088429781E-3,1.7152276732011621E-6,5.858875000000021E-5,7.9684288084412268E-3,3.5014632340181422E-2,null,9.1511603525399488E-3,1.7661644642512533E-2,6.7027794426157263E-4,2.2797829539524357E-6,2.4802919607387782E-5,7.3407396795909545E-3,3.4850905321466348E-2]
[2004,7,6,8,null,null,1.779717469399341E-2,1.9339999766694118E-2,0,0,5.858875000000021E-5,1.1404827315335932E-2,4.8600590526023453E-2,null,1.4404050012568021E-2,2.3568756279590729E-2,0,0,2.4802919607387782E-5,1.0506446179688768E-2,4.8504055391454907E-2]
[2004,7,6,9,null,null,1.9840331143403077E-2,2.0626619978776517E-2,0,0,5.858875000000021E-5,1.1816082921654094E-2,5.2341622793833684E-2,null,1.6057667970857229E-2,2.5136700362774596E-2,0,0,2.4802919607387782E-5,1.0885306356560265E-2,5.2104477609799478E-2]
[2004,7,6,13,null,null,2.490657636346234E-2,2.1591708455208643E-2,0,0,5.858875000000021E-5,1.0092186469884015E-2,5.6649060038554994E-2,null,2.0158006972996505E-2,2.6312808706293898E-2,0,0,2.4802919607387782E-5,9.2972046879340551E-3,5.5792823286831841E-2]
[2004,7,6,16,null,null,2.8410075767774684E-2,2.0713203591521595E-2,0,0,5.858875000000021E-5,6.7651173943200299E-3,5.5946985503616306E-2,null,2.2993545843992092E-2,2.5242215775970696E-2,0,0,2.4802919607387782E-5,6.2322155204509655E-3,5.4492780060021145E-2]
[2004,7,6,20,null,null,2.2652624988745686E-2,1.9069227267403583E-2,1.1862694088429781E-3,1.7152276732011621E-6,5.858875000000021E-5,6.7638620669149595E-3,4.9732287709580408E-2,null,1.8333783247290621E-2,2.3238778455393207E-2,6.7027794426157263E-4,2.2797829539524357E-6,2.4802919607387782E-5,6.2310590777048726E-3,4.8500981427211619E-2]
[2004,7,6,23,null,null,1.7573103549084416E-2,1.671592632613703E-2,1.1862694088429781E-3,1.7152276732011621E-6,5.858875000000021E-5,5.9266262953116614E-3,4.1462229557049285E-2,null,1.422269920643519E-2,2.0370920285469163E-2,6.7027794426157263E-4,2.2797829539524357E-6,2.4802919607387782E-5,5.4597740480550267E-3,4.0750754186782298E-2]
[2004,7,7,3,null,null,9.3286015906532561E-3,1.4721101401458492E-2,1.1862694088429781E-3,1.7152276732011621E-6,5.858875000000021E-5,6.6352602764881384E-3,3.1931536655116069E-2,null,7.5500547794499755E-3,1.7939920128418076E-2,6.7027794426157263E-4,2.2797829539524357E-6,2.4802919607387782E-5,6.1125875083971873E-3,3.2299923063088147E-2]
[2004,7,7,6,null,null,1.0707974220417677E-2,1.6761547939045274E-2,1.1862694088429781E-3,1.7152276732011621E-6,5.858875000000021E-5,8.1964486443704375E-3,3.6912544190349575E-2,null,8.6664427841033152E-3,2.0426517218700153E-2,6.7027794426157263E-4,2.2797829539524357E-6,2.4802919607387782E-5,7.5507979354376056E-3,3.7341118585063983E-2]
[2004,7,7,10,null,null,1.7885583689198344E-2,2.1177677750066081E-2,0,0,5.858875000000021E-5,1.1615925925784924E-2,5.0737776115049343E-2,null,1.4475603369232131E-2,2.5808248783879786E-2,0,0,2.4802919607387782E-5,1.0700916128944997E-2,5.1009571201664307E-2]
[2004,7,7,11,null,null,1.9032576738766675E-2,2.1211626146532991E-2,0,0,5.858875000000021E-5,1.095523137096778E-2,5.1258023006267445E-2,null,1.5403916179221355E-2,2.5849620112321548E-2,0,0,2.4802919607387782E-5,1.0092265810139596E-2,5.1370605021289886E-2]
[2004,7,7,14,null,null,1.9258166031814673E-2,2.0799776387055532E-2,0,0,5.858875000000021E-5,9.2318266862053446E-3,4.9348357855075548E-2,null,1.5586495690589522E-2,2.5347718006735766E-2,0,0,2.4802919607387782E-5,8.5046171710469239E-3,4.9463633787979605E-2]
[2004,7,7,17,null,null,2.3615005728144428E-2,1.9773660279450017E-2,0,0,5.858875000000021E-5,6.7734091561492986E-3,5.0220663913743739E-2,null,1.9112681052126476E-2,2.4097238133599212E-2,0,0,2.4802919607387782E-5,6.2398541235604461E-3,4.9474576228893521E-2]
[2004,7,7,21,null,null,2.2204949636957631E-2,1.7351704641531785E-2,1.1862694088429781E-3,1.7152276732011621E-6,5.858875000000021E-5,5.674360180966443E-3,4.6477587845972029E-2,null,1.7971459548870923E-2,2.1145713684856526E-2,6.7027794426157263E-4,2.2797829539524357E-6,2.4802919607387782E-5,5.2273794418023515E-3,4.504191332235271E-2]
[2004,7,7,24,null,null,1.2596970682831055E-2,1.5497302329034887E-2,1.1862694088429781E-3,1.7152276732011621E-6,5.858875000000021E-5,5.3705698871709551E-3,3.4711416285553076E-2,null,1.019529216531153E-2,1.8885840020182759E-2,6.7027794426157263E-4,2.2797829539524357E-6,2.4802919607387782E-5,4.9475193191170904E-3,3.4726012151434289E-2]
[2004,7,8,4,null,null,9.7447913264321149E-3,1.5101544082303024E-2,1.1862694088429781E-3,1.7152276732011621E-6,5.858875000000021E-5,6.9993097616866708E-3,3.3092218556937988E-2,null,7.886895759659009E-3,1.8403547891155718E-2,6.7027794426157263E-4,2.2797829539524357E-6,2.4802919607387782E-5,6.4479600850462461E-3,3.3435764382683884E-2]
[2004,7,8,7,null,null,1.4905336489287518E-2,1.8723161914706864E-2,0,0,5.858875000000021E-5,1.145921574762181E-2,4.5146302901616198E-2,null,1.2063555926003991E-2,2.2817044740144371E-2,0,0,2.4802919607387782E-5,1.0556550326012916E-2,4.5461953911768667E-2]
[2004,7,8,11,null,null,2.0327477998689222E-2,2.0984931114484517E-2,0,0,5.858875000000021E-5,1.1446085497924549E-2,5.2817083361098291E-2,null,1.6451937723649793E-2,2.5573357443004166E-2,0,0,2.4802919607387782E-5,1.0544454372435027E-2,5.2594552458696375E-2]
[2004,7,8,12,null,null,2.2515212905352862E-2,2.0667607127987313E-2,0,0,5.858875000000021E-5,9.2516632938954568E-3,5.2493072077235629E-2,null,1.8222569498167317E-2,2.5186649491109544E-2,0,0,2.4802919607387782E-5,8.5228912093397724E-3,5.1956913118224021E-2]
[2004,7,8,15,null,null,2.2106617612169036E-2,2.0219804103158663E-2,0,0,5.858875000000021E-5,8.0789540581613552E-3,5.0463964523489058E-2,null,1.7891875040248327E-2,2.4640932816819529E-2,0,0,2.4802919607387782E-5,7.4425586335807011E-3,5.0000169410255944E-2]
[2004,7,8,19,null,null,2.0587447116174606E-2,1.8229202925971171E-2,1.1862694088429781E-3,1.7152276732011621E-6,5.858875000000021E-5,7.3769950922346408E-3,4.7440218520896596E-2,null,1.6662342365643137E-2,2.2215079943967195E-2,6.7027794426157263E-4,2.2797829539524357E-6,2.4802919607387782E-5,6.7958943841411844E-3,4.6370677340574429E-2]
[2004,7,8,22,null,null,2.1185661881794909E-2,1.6023990127653584E-2,1.1862694088429781E-3,1.7152276732011621E-6,5.858875000000021E-5,5.2293338867428363E-3,4.3685559282707502E-2,null,1.7146504349239311E-2,1.9527689891476741E-2,6.7027794426157263E-4,2.2797829539524357E-6,2.4802919607387782E-5,4.8174087618851396E-3,4.2188963649424108E-2]
[2004,7,8,24,null,null,1.409480320620685E-2,1.4250996048569442E-2,1.1862694088429781E-3,1.7152276732011621E-6,5.858875000000021E-5,6.1748232821219624E-3,3.5767195923414437E-2,null,1.1407555063671318E-2,1.7367024646430852E-2,6.7027794426157263E-4,2.2797829539524357E-6,2.4802919607387782E-5,5.6884200601149248E-3,3.5160360417040008E-2]
[2004,7,9,6,null,null,1.0686559092572356E-2,1.5164840283073687E-2,1.1862694088429781E-3,1.7152276732011621E-6,5.858875000000021E-5,7.9214870897918524E-3,3.501945985195408E-2,null,8.6491105626797845E-3,1.8480684020803294E-2,6.7027794426157263E-4,2.2797829539524357E-6,2.4802919607387782E-5,7.2974956543255688E-3,3.5124650884631563E-2]
[2004,7,9,9,null,null,1.7999463113213602E-2,1.9689678872406323E-2,0,0,5.858875000000021E-5,1.1238963833681037E-2,4.8986694569300965E-2,null,1.4567771083890336E-2,2.3994893907202757E-2,0,0,2.4802919607387782E-5,1.0353648097350454E-2,4.8941116008050935E-2]
[2004,7,9,12,null,null,2.1269459590456917E-2,1.9730315877038451E-2,0,0,5.858875000000021E-5,8.7130883614361925E-3,4.9771452578931556E-2,null,1.7214325585320874E-2,2.4044416330659898E-2,0,0,2.4802919607387782E-5,8.0267409051607824E-3,4.9310285740748944E-2]
[2004,7,9,13,null,null,2.230999931569301E-2,1.9465436465348446E-2,0,0,5.858875000000021E-5,7.5611871144113559E-3,4.9395211645452811E-2,null,1.8056480955488868E-2,2.3721620137644728E-2,0,0,2.4802919607387782E-5,6.9655772310813959E-3,4.8768481243822381E-2]
[2004,7,9,16,null,null,2.5525884820114947E-2,1.7386918423652944E-2,0,0,5.858875000000021E-5,4.4911819567268968E-3,4.7462573950494788E-2,null,2.0659241024817167E-2,2.1188627079815583E-2,0,0,2.4802919607387782E-5,4.1374025407723194E-3,4.6010073565012459E-2]
[2004,7,9,21,null,null,2.1784762622559337E-2,1.5220596099706928E-2,1.1862694088429781E-3,1.7152276732011621E-6,5.858875000000021E-5,4.7673957194117444E-3,4.3019327828194183E-2,null,1.7631383392172448E-2,1.8548631035759388E-2,6.7027794426157263E-4,2.2797829539524357E-6,2.4802919607387782E-5,4.3918583910450681E-3,4.1269233465799825E-2]
[2004,7,9,24,null,null,1.5085290817228271E-2,1.0914312875921133E-2,1.1862694088429781E-3,1.7152276732011621E-6,5.858875000000021E-5,5.4573452865672653E-3,3.2703522366232848E-2,null,1.2209201017666293E-2,1.3300764386501072E-2,6.7027794426157263E-4,2.2797829539524357E-6,2.4802919607387782E-5,5.0274592461559131E-3,3.1234785297146191E-2]
[2004,7,10,3,null,null,1.1568495614204706E-2,1.1347305581859427E-2,1.1862694088429781E-3,1.7152276732011621E-6,5.858875000000021E-5,6.9626684266970978E-3,3.112504300927741E-2,null,9.36290126170518E-3,1.3828432415467369E-2,6.7027794426157263E-4,2.2797829539524357E-6,2.4802919607387782E-5,6.4142050615482379E-3,3.0302899385543699E-2]
[2004,7,10,7,null,null,1.3366723984339805E-2,1.3207441987440517E-2,0,0,5.858875000000021E-5,8.6037422182818537E-3,3.5236496940062173E-2,null,1.0818287963403768E-2,1.6095293952117149E-2,0,0,2.4802919607387782E-5,7.9260081771463237E-3,3.4864393012274626E-2]
[2004,7,10,10,null,null,2.0808850162102491E-2,1.53920250122401E-2,0,0,5.858875000000021E-5,1.0288583445273685E-2,4.654804736961627E-2,null,1.6841533759856763E-2,1.8757543461173559E-2,0,0,2.4802919607387782E-5,9.4781310794288687E-3,4.510201122006658E-2]
[2004,7,10,13,null,null,2.2807308211144302E-2,1.5146250968518809E-2,0,0,5.858875000000021E-5,7.7959715149044781E-3,4.5808119444567585E-2,null,1.8458975302200708E-2,1.8458030089601955E-2,0,0,2.4802919607387782E-5,7.1818671931656508E-3,4.4123675504575702E-2]
[2004,7,10,14,null,null,2.2218980674324512E-2,1.5288917553051248E-2,0,0,5.858875000000021E-5,7.7557265058484301E-3,4.532221348322419E-2,null,1.7982815495386918E-2,1.8631891206491797E-2,0,0,2.4802919607387782E-5,7.1447923642394924E-3,4.3784301985725596E-2]
[2004,7,10,18,null,null,2.6054336974985982E-2,1.3259663105208723E-2,0,0,5.858875000000021E-5,5.2116217490937242E-3,4.4584210579288429E-2,null,2.108694100522927E-2,1.6158933394318502E-2,0,0,2.4802919607387782E-5,4.8010918448646248E-3,4.2071769164019779E-2]
[2004,7,10,22,null,null,2.3753987874223521E-2,1.0837968535323133E-2,1.1862694088429781E-3,1.7152276732011621E-6,5.858875000000021E-5,5.3385532735944529E-3,4.1177083069657283E-2,null,1.9225165523251712E-2,1.3207727097018833E-2,6.7027794426157263E-4,2.2797829539524357E-6,2.4802919607387782E-5,4.9180247184452252E-3,3.8048277985538691E-2]
[2004,7,11,1,null,null,1.3991843775588009E-2,1.0339810343277453E-2,1.1862694088429781E-3,1.7152276732011621E-6,5.858875000000021E-5,6.9449077455718839E-3,3.2523135250953523E-2,null,{"$f":"G4611*X$5","v":1.1324225388405511E-2},{"$f":"H4611*Y$5","v":1.2600644927492358E-2},{"$f":"I4611*Z$5","v":6.7027794426157263E-4},{"$f":"J4611*AA$5","v":2.2797829539524357E-6},{"$f":"K4611*AB$5","v":2.4802919607387782E-5},{"$f":"L4611*AC$5","v":6.3978434249186544E-3},{"$f":"SUM(O4611:T4611)","v":3.1020074387639436E-2}]
[2004,7,11,4,null,null,1.0593163732544358E-2,1.0128334153473908E-2,1.1862694088429781E-3,1.7152276732011621E-6,5.858875000000021E-5,8.0489825434316223E-3,3.0017053815966067E-2,null,8.5735215177939611E-3,1.2342928751869663E-2,6.7027794426157263E-4,2.2797829539524357E-6,2.4802919607387782E-5,7.4149480352151947E-3,2.9028758951701733E-2]
[2004,7,11,8,null,null,1.589381541529071E-2,1.262189645762031E-2,0,0,5.858875000000021E-5,9.9814895475119556E-3,3.8555790170422974E-2,null,1.2863576161312739E-2,1.5381716907162755E-2,0,0,2.4802919607387782E-5,9.1952275842916951E-3,3.7465323572374573E-2]
[2004,7,11,11,null,null,2.2037861690345432E-2,1.4453705898867315E-2,0,0,5.858875000000021E-5,1.0758276602695968E-2,4.7308432941908715E-2,null,1.7836227795467296E-2,1.7614057692696476E-2,0,0,2.4802919607387782E-5,9.9108255642273851E-3,4.5385913971998544E-2]
[2004,7,11,15,null,null,2.3525915955227645E-2,1.3773660480215517E-2,0,0,5.858875000000021E-5,7.5599738184866511E-3,4.4918139003929811E-2,null,1.9040576711591189E-2,1.6785318037856441E-2,0,0,2.4802919607387782E-5,6.9644595089116091E-3,4.281515717796662E-2]
[2004,7,11,16,null,null,2.6340173578313125E-2,1.3336270760801712E-2,0,0,5.858875000000021E-5,6.7452326393935653E-3,4.6480265728508399E-2,null,2.1318281361242985E-2,1.6252291573512039E-2,0,0,2.4802919607387782E-5,6.2138971275761982E-3,4.3809272981938603E-2]
[2004,7,11,19,null,null,2.5394743550951268E-2,1.2279722781505208E-2,1.1862694088429781E-3,1.7152276732011621E-6,5.858875000000021E-5,7.0784195010129636E-3,4.5999459219985613E-2,null,2.0553102526306908E-2,1.4964725796773151E-2,6.7027794426157263E-4,2.2797829539524357E-6,2.4802919607387782E-5,6.5208381914427585E-3,4.2736027161345731E-2]
[2004,7,11,23,null,null,2.009679004186057E-2,1.3326379734654465E-2,1.1862694088429781E-3,1.7152276732011621E-6,5.858875000000021E-5,5.9721576915470953E-3,4.0641900854578306E-2,null,1.626523163548747E-2,1.6240237840966447E-2,6.7027794426157263E-4,2.2797829539524357E-6,2.4802919607387782E-5,5.5017188448333526E-3,3.8704548968110181E-2]
[2004,7,12,2,null,null,1.3505995348574875E-2,1.3607902756167346E-2,1.1862694088429781E-3,1.7152276732011621E-6,5.858875000000021E-5,5.7133234134827014E-3,3.4073794904741099E-2,null,1.0931006511726923E-2,1.6583316825515226E-2,6.7027794426157263E-4,2.2797829539524357E-6,2.4802919607387782E-5,5.2632734622991197E-3,3.3474957446364181E-2]
[2004,7,12,5,null,null,1.1453440920040173E-2,1.4375889075200687E-2,1.1862694088429781E-3,1.7152276732011621E-6,5.858875000000021E-5,7.3859232665966354E-3,3.4461826648353677E-2,null,9.2697823483146192E-3,1.751922595673084E-2,6.7027794426157263E-4,2.2797829539524357E-6,2.4802919607387782E-5,6.8041192682909892E-3,3.4290488220159357E-2]
[2004,7,12,8,null,null,1.955842662194136E-2,1.9976628929967225E-2,0,0,5.858875000000021E-5,1.0739202215444327E-2,5.0332846517352911E-2,null,1.5829510024681984E-2,2.4344586567629476E-2,0,0,2.4802919607387782E-5,9.8932537047393913E-3,5.0092153216658233E-2]
[2004,7,12,13,null,null,2.9953116205092507E-2,2.1505840950696221E-2,0,0,5.858875000000021E-5,7.8796731125887563E-3,5.9397219018377481E-2,null,2.4242397530436575E-2,2.6208165980823178E-2,0,0,2.4802919607387782E-5,7.2589754480220222E-3,5.7734341878889164E-2]
[2004,7,12,14,null,null,2.7245045293753142E-2,2.2128311976879294E-2,0,0,5.858875000000021E-5,8.8238698854219994E-3,5.8255815906054435E-2,null,2.2050634539107512E-2,2.6966742407100116E-2,0,0,2.4802919607387782E-5,8.1287959461779913E-3,5.7170975811993006E-2]
[2004,7,12,17,null,null,3.4008440295948086E-2,2.0094639109189613E-2,0,0,5.858875000000021E-5,6.7769265657494923E-3,6.0938594720887189E-2,null,2.7524552817790711E-2,2.4488400072601339E-2,0,0,2.4802919607387782E-5,6.2430944597474444E-3,5.8280850269746887E-2]
[2004,7,12,20,null,null,2.8200288058369334E-2,1.8895106655341408E-2,1.1862694088429781E-3,1.7152276732011621E-6,5.858875000000021E-5,6.5660431864478005E-3,5.4908011286674718E-2,null,2.28237552614837E-2,2.3026585781222974E-2,6.7027794426157263E-4,2.2797829539524357E-6,2.4802919607387782E-5,6.048822787449103E-3,5.2596524476978691E-2]
[2004,7,12,24,null,null,2.008257876846704E-2,1.5917669561588965E-2,1.1862694088429781E-3,1.7152276732011621E-6,5.858875000000021E-5,7.1736406100465118E-3,4.4420462326618698E-2,null,1.6253729815888442E-2,1.9398121973208175E-2,6.7027794426157263E-4,2.2797829539524357E-6,2.4802919607387782E-5,6.6085585426212444E-3,4.2957770978540782E-2]
[2004,7,13,5,null,null,1.2245658107204788E-2,1.536876897305371E-2,1.1862694088429781E-3,1.7152276732011621E-6,5.858875000000021E-5,8.1456737283546691E-3,3.7006674195129347E-2,null,9.9109591744648042E-3,1.8729202410179519E-2,6.7027794426157263E-4,2.2797829539524357E-6,2.4802919607387782E-5,7.5040226614551103E-3,3.6841544892922344E-2]
[2004,7,13,7,null,null,1.6761903725290465E-2,1.8933417205708344E-2,0,0,5.858875000000021E-5,1.1044817322693849E-2,4.6798727003692656E-2,null,1.3566158882871472E-2,2.3073273063303E-2,0,0,2.4802919607387782E-5,1.0174794896660747E-2,4.6839029762442606E-2]
[2004,7,13,11,null,null,2.5018697257352163E-2,2.2218489295053063E-2,0,0,5.858875000000021E-5,1.1143483818324714E-2,5.843925912072994E-2,null,2.0248751430519189E-2,2.7076637301599794E-2,0,0,2.4802919607387782E-5,1.0265689234419832E-2,5.7615880886146206E-2]
[2004,7,13,14,null,null,2.6400741481640295E-2,2.2135734978094998E-2,0,0,5.858875000000021E-5,9.4725929437382318E-3,5.806765815347352E-2,null,2.1367301676190806E-2,2.6975788472696108E-2,0,0,2.4802919607387782E-5,8.7264177872871055E-3,5.7094310855781406E-2]
[2004,7,13,15,null,null,2.7664933950011544E-2,2.1781794018668144E-2,0,0,5.858875000000021E-5,8.2301638818257899E-3,5.7735480600505477E-2,null,2.2390469221210019E-2,2.6544457122606752E-2,0,0,2.4802919607387782E-5,7.5818573559764653E-3,5.6541586619400626E-2]
[2004,7,13,18,null,null,2.8464026517595522E-2,1.9970326365383591E-2,0,0,5.858875000000021E-5,8.0548237142368598E-3,5.6547765347215971E-2,null,2.3037210600449033E-2,2.4336905925933513E-2,0,0,2.4802919607387782E-5,7.4203290852736274E-3,5.4819248531263555E-2]
[2004,7,13,21,null,null,2.782076712918527E-2,1.7704467960034637E-2,1.1862694088429781E-3,1.7152276732011621E-6,5.858875000000021E-5,6.4649393117954769E-3,5.3236747787531555E-2,null,2.2516591987605819E-2,2.1575609898841566E-2,6.7027794426157263E-4,2.2797829539524357E-6,2.4802919607387782E-5,5.9556830679055855E-3,5.0745245601175888E-2]
[2004,7,14,2,null,null,1.4667465496316172E-2,1.31466170610202E-2,1.1862694088429781E-3,1.7152276732011621E-6,5.858875000000021E-5,7.7865388925619731E-3,3.6847194836414528E-2,null,1.1871036285206462E-2,1.6021169449334412E-2,6.7027794426157263E-4,2.2797829539524357E-6,2.4802919607387782E-5,7.1731775974151219E-3,3.5762743978778912E-2]
[2004,7,14,5,null,null,1.3076901682132243E-2,1.4289667914035988E-2,1.1862694088429781E-3,1.7152276732011621E-6,5.858875000000021E-5,8.8706645074035865E-3,3.7483807490087999E-2,null,1.0583721802901659E-2,1.7414152246381903E-2,6.7027794426157263E-4,2.2797829539524357E-6,2.4802919607387782E-5,8.1719044618753147E-3,3.6867139157981788E-2]
[2004,7,14,9,null,null,2.251840683566788E-2,2.1016755940351378E-2,0,0,5.858875000000021E-5,1.2438918627631091E-2,5.6032670153650349E-2,null,1.8225154488919232E-2,2.561214087493513E-2,0,0,2.4802919607387782E-5,1.1459080044026486E-2,5.5321178327488237E-2]
[2004,7,14,12,null,null,2.8640944127818486E-2,2.1254672507529406E-2,0,0,5.858875000000021E-5,9.6197654903918822E-3,5.9573970875739769E-2,null,2.3180397940550587E-2,2.5902078706079908E-2,0,0,2.4802919607387782E-5,8.8619972570845203E-3,5.796927682332241E-2]
[2004,7,14,15,null,null,2.8521476978511484E-2,2.1381916357754931E-2,0,0,5.858875000000021E-5,8.5178927026075199E-3,5.8479874788873933E-2,null,2.3083707829728798E-2,2.6057144855522515E-2,0,0,2.4802919607387782E-5,7.8469212001105685E-3,5.7012576804969267E-2]
[2004,7,14,16,null,null,3.2069825028184805E-2,2.0680667553064979E-2,0,0,5.858875000000021E-5,7.0831945317156335E-3,5.9892275862965409E-2,null,2.5955544716666962E-2,2.5202565622406164E-2,0,0,2.4802919607387782E-5,6.5252370833941082E-3,5.7708150342074618E-2]
[2004,7,14,19,null,null,2.693637096507899E-2,1.9092252942810868E-2,1.1862694088429781E-3,1.7152276732011621E-6,5.858875000000021E-5,7.5048271037488302E-3,5.478002439815486E-2,null,2.1800810589842186E-2,2.3266838772786895E-2,6.7027794426157263E-4,2.2797829539524357E-6,2.4802919607387782E-5,6.9136568115660329E-3,5.267866682101803E-2]
[2004,7,14,23,null,null,2.058374162972396E-2,1.6142255427201813E-2,1.1862694088429781E-3,1.7152276732011621E-6,5.858875000000021E-5,6.4135067461366007E-3,4.438607718957855E-2,null,1.6659343349615382E-2,1.9671814299698564E-2,6.7027794426157263E-4,2.2797829539524357E-6,2.4802919607387782E-5,5.9083019486621874E-3,4.293682024479905E-2]
[2004,7,15,3,null,null,1.3011121283927819E-2,1.4318285784043479E-2,1.1862694088429781E-3,1.7152276732011621E-6,5.858875000000021E-5,7.562690512742453E-3,3.6138670967229933E-2,null,1.0530482782558562E-2,1.744902751068305E-2,6.7027794426157263E-4,2.2797829539524357E-6,2.4802919607387782E-5,6.966962203708826E-3,3.5643833143773347E-2]
[2004,7,15,6,null,null,1.4029657858856707E-2,1.6733432189360253E-2,1.1862694088429781E-3,1.7152276732011621E-6,5.858875000000021E-5,9.4248790406445977E-3,4.1434542475377728E-2,null,1.1354830018407012E-2,2.0392253865032205E-2,6.7027794426157263E-4,2.2797829539524357E-6,2.4802919607387782E-5,8.6824624040958108E-3,4.1126906934357943E-2]
[2004,7,15,10,null,null,2.3361354764740098E-2,2.2062509029414909E-2,0,0,5.858875000000021E-5,1.2197503856567083E-2,5.7679956400722085E-2,null,1.8907389975007075E-2,2.6886551422096193E-2,0,0,2.4802919607387782E-5,1.1236681998967513E-2,5.705542631567817E-2]
[2004,7,15,13,null,null,2.8253592879156887E-2,2.1895290567372772E-2,0,0,5.858875000000021E-5,1.0156557976396433E-2,6.0364030172926089E-2,null,2.2866897238664721E-2,2.6682770076446632E-2,0,0,2.4802919607387782E-5,9.3565055216931741E-3,5.8930975756411916E-2]
[2004,7,15,16,null,null,3.2021016833818729E-2,2.0189947005308836E-2,0,0,5.858875000000021E-5,7.3463628489413351E-3,5.9615915438068899E-2,null,2.5916042060500452E-2,2.4604547363307253E-2,0,0,2.4802919607387782E-5,6.7676751041270558E-3,5.7313067447542144E-2]
[2004,7,15,18,null,null,2.9017401272489723E-2,1.9742476828946413E-2,0,0,5.858875000000021E-5,8.1940859350831188E-3,5.7012552786519254E-2,null,2.3485081556499088E-2,2.4059236315928986E-2,0,0,2.4802919607387782E-5,7.5486213415025026E-3,5.511774213353797E-2]
[2004,7,15,21,null,null,2.828382774734987E-2,1.7586835340591963E-2,1.1862694088429781E-3,1.7152276732011621E-6,5.858875000000021E-5,6.5570849999513235E-3,5.3674321474409328E-2,null,2.2891367670689087E-2,2.1432256508375207E-2,6.7027794426157263E-4,2.2797829539524357E-6,2.4802919607387782E-5,6.0405702552808792E-3,5.1061555081168095E-2]
[2004,7,16,1,null,null,1.4618291807465329E-2,1.598412124607625E-2,1.1862694088429781E-3,1.7152276732011621E-6,5.858875000000021E-5,6.8969275854653504E-3,3.8745914025523104E-2,null,1.1831237817995312E-2,1.9479103543784314E-2,6.7027794426157263E-4,2.2797829539524357E-6,2.4802919607387782E-5,6.3536427583137083E-3,3.8361344766916251E-2]
[2004,7,16,4,null,null,1.1675778727199101E-2,1.5279880017199614E-2,1.1862694088429781E-3,1.7152276732011621E-6,5.858875000000021E-5,7.6183178223434983E-3,3.5820549953258396E-2,null,9.4497302866288265E-3,1.8620877582788343E-2,6.7027794426157263E-4,2.2797829539524357E-6,2.4802919607387782E-5,7.0182076384957583E-3,3.5786176154735838E-2]
[2004,7,16,7,null,null,1.7266466079230037E-2,1.9115627102258049E-2,0,0,5.858875000000021E-5,1.1642373969204528E-2,4.808305590069261E-2,null,1.3974523778174631E-2,2.3295323771437185E-2,0,0,2.4802919607387782E-5,1.0725280806906625E-2,4.8019931276125832E-2]
[2004,7,16,9,null,null,2.1484916959060102E-2,2.1337126685954902E-2,0,0,5.858875000000021E-5,1.3766227109082915E-2,5.6646859504097917E-2,null,{"$f":"G4739*X$5","v":1.7388704876770095E-2},{"$f":"H4739*Y$5","v":2.6002561770143387E-2},{"$f":"I4739*Z$5","v":0},{"$f":"J4739*AA$5","v":0},{"$f":"K4739*AB$5","v":2.4802919607387782E-5},{"$f":"L4739*AC$5","v":1.2681833772657339E-2},{"$f":"SUM(O4739:T4739)","v":5.6097903339178204E-2}]
[2004,7,16,15,null,null,2.5531168142373061E-2,2.0218870957779439E-2,0,0,5.858875000000021E-5,9.6449905049768286E-3,5.5453618355129332E-2,null,2.0663517053981735E-2,2.4639795636039713E-2,0,0,2.4802919607387782E-5,8.8852352466472582E-3,5.4213350856276092E-2]
[2004,7,16,18,null,null,2.8910840213618855E-2,1.7854304594519269E-2,0,0,5.858875000000021E-5,7.1182127373560465E-3,5.3941946295494161E-2,null,2.3398836922293963E-2,2.1758208821412602E-2,0,0,2.4802919607387782E-5,6.5574968346992016E-3,5.1739345498013151E-2]
[2004,7,16,19,null,null,2.5206218028299178E-2,1.7529586842674191E-2,1.1862694088429781E-3,1.7152276732011621E-6,5.858875000000021E-5,7.4377850216221534E-3,5.142016327911169E-2,null,2.040052038315119E-2,2.1362490432311428E-2,6.7027794426157263E-4,2.2797829539524357E-6,2.4802919607387782E-5,6.8518957687932905E-3,4.9312267231078823E-2]
[2004,7,16,22,null,null,2.5204988091785892E-2,1.3598699309835994E-2,1.1862694088429781E-3,1.7152276732011621E-6,5.858875000000021E-5,5.9577429178127393E-3,4.6008003705950797E-2,null,2.0399524940483783E-2,1.657210101444322E-2,6.7027794426157263E-4,2.2797829539524357E-6,2.4802919607387782E-5,5.4884395517546449E-3,4.3157426153504569E-2]
[2004,7,17,2,null,null,1.1860098924676942E-2,9.7906220685098373E-3,1.1862694088429781E-3,1.7152276732011621E-6,5.858875000000021E-5,7.3057983706624457E-3,3.020309275036541E-2,null,9.5989088719069318E-3,1.1931374774661361E-2,6.7027794426157263E-4,2.2797829539524357E-6,2.4802919607387782E-5,6.7303059712098727E-3,2.8957950264601077E-2]
[2004,7,17,5,null,null,9.7617149247337075E-3,9.8784291919588995E-3,1.1862694088429781E-3,1.7152276732011621E-6,5.858875000000021E-5,7.735368044105074E-3,2.8622085547313859E-2,null,7.9005927851993063E-3,1.2038381223324655E-2,6.7027794426157263E-4,2.2797829539524357E-6,2.4802919607387782E-5,7.1260375793844692E-3,2.7762372234731342E-2]
[2004,7,17,10,null,null,1.960900952125564E-2,1.3565346202316716E-2,0,0,5.858875000000021E-5,1.0545048419758582E-2,4.3777992893330939E-2,null,1.5870449028992002E-2,1.6531455136895558E-2,0,0,2.4802919607387782E-5,9.7143937931814493E-3,4.2141100878676396E-2]
[2004,7,17,13,null,null,2.1490932686640339E-2,1.2802560122266014E-2,0,0,5.858875000000021E-5,8.3528967070258184E-3,4.270497826593217E-2,null,1.7393573674341488E-2,1.56018832945453E-2,0,0,2.4802919607387782E-5,7.6949222702265294E-3,4.0715182158720706E-2]
[2004,7,17,16,null,null,2.2092219598417291E-2,1.2409167466799542E-2,0,0,5.858875000000021E-5,6.5230009161229771E-3,4.1082976731339808E-2,null,1.788022208331962E-2,1.5122474001333342E-2,0,0,2.4802919607387782E-5,6.0091710431380537E-3,3.9036670047398407E-2]
[2004,7,17,19,null,null,2.3804237029716499E-2,1.0495128997994551E-2,1.1862694088429781E-3,1.7152276732011621E-6,5.858875000000021E-5,3.6182654898415513E-3,3.9164204904068779E-2,null,1.9265834413750068E-2,1.2789924532604108E-2,6.7027794426157263E-4,2.2797829539524357E-6,2.4802919607387782E-5,3.3332474558143482E-3,3.6086367048991444E-2]
[2004,7,17,20,null,null,2.2838526278873408E-2,1.0200767303549827E-2,1.1862694088429781E-3,1.7152276732011621E-6,5.858875000000021E-5,4.41312494604166E-3,3.8698991914981065E-2,null,1.8484241481613869E-2,1.2431199655762967E-2,6.7027794426157263E-4,2.2797829539524357E-6,2.4802919607387782E-5,4.0654942374691158E-3,3.5678296021668866E-2]
[2004,7,17,23,null,null,1.819711044643546E-2,9.0361295832634154E-3,1.1862694088429781E-3,1.7152276732011621E-6,5.858875000000021E-5,6.3976744541466048E-3,3.4877487870361656E-2,null,1.4727735916597135E-2,1.1011909949735188E-2,6.7027794426157263E-4,2.2797829539524357E-6,2.4802919607387782E-5,5.8937167980856126E-3,3.2330723311240851E-2]
[2004,7,18,3,null,null,1.0367333721639721E-2,8.6432017250679585E-3,1.1862694088429781E-3,1.7152276732011621E-6,5.858875000000021E-5,7.8074596101159995E-3,2.8064568443339859E-2,null,8.3907471826908161E-3,1.0533067083293246E-2,6.7027794426157263E-4,2.2797829539524357E-6,2.4802919607387782E-5,7.1924503480622348E-3,2.6813625260869209E-2]
[2004,7,18,7,null,null,1.2119469775115251E-2,9.9080429475866278E-3,0,0,5.858875000000021E-5,8.6876624693073713E-3,3.0773763942009251E-2,null,9.8088293096029559E-3,1.2074470127013024E-2,0,0,2.4802919607387782E-5,8.0033178615814358E-3,2.9911420217804803E-2]
[2004,7,18,10,null,null,1.949120894914165E-2,1.2509600204837362E-2,0,0,5.858875000000021E-5,1.0695244656363087E-2,4.2754642560342102E-2,null,1.5775107753682068E-2,1.5244866698016913E-2,0,0,2.4802919607387782E-5,9.8527587708041337E-3,4.0897536142110502E-2]
[2004,7,18,14,null,null,2.131672254419294E-2,1.2275892489645106E-2,0,0,5.858875000000021E-5,8.3331427614882561E-3,4.1984346545326304E-2,null,1.7252577609086488E-2,1.4960057998612889E-2,0,0,2.4802919607387782E-5,7.6767243826225831E-3,3.991416290992935E-2]
[2004,7,18,17,null,null,2.6372351452451301E-2,1.1355605034783466E-2,0,0,5.858875000000021E-5,6.9051838664411815E-3,4.4691729103675942E-2,null,2.1344324354940228E-2,1.3838546571908956E-2,0,0,2.4802919607387782E-5,6.3612486754677814E-3,4.1568922521924352E-2]
[2004,7,18,18,null,null,2.5335610082776121E-2,1.0961646246184457E-2,0,0,5.858875000000021E-5,7.175447271719944E-3,4.3531292350680525E-2,null,2.0505243163927388E-2,1.3358447358635801E-2,0,0,2.4802919607387782E-5,6.6102228899289229E-3,4.0498716332099498E-2]
[2004,7,18,24,null,null,1.4904477536319545E-2,1.1480527899356009E-2,1.1862694088429781E-3,1.7152276732011621E-6,5.858875000000021E-5,6.2406077417142729E-3,3.3872186563906011E-2,null,1.2062860736923597E-2,1.3990784244317257E-2,6.7027794426157263E-4,2.2797829539524357E-6,2.4802919607387782E-5,5.749022545804219E-3,3.2500028173867983E-2]
[2004,7,19,1,null,null,1.369590084328574E-2,1.1232535695750482E-2,1.1862694088429781E-3,1.7152276732011621E-6,5.858875000000021E-5,6.1212970199552323E-3,3.2296306945507634E-2,null,{"$f":"G4803*X$5","v":1.1084705528032021E-2},{"$f":"H4803*Y$5","v":1.3688567704683017E-2},{"$f":"I4803*Z$5","v":6.7027794426157263E-4},{"$f":"J4803*AA$5","v":2.2797829539524357E-6},{"$f":"K4803*AB$5","v":2.4802919607387782E-5},{"$f":"L4803*AC$5","v":5.6391101690393755E-3},{"$f":"SUM(O4803:T4803)","v":3.1109744048577328E-2}]
[2004,7,19,5,null,null,1.0849528344899578E-2,1.2323313266359017E-2,1.1862694088429781E-3,1.7152276732011621E-6,5.858875000000021E-5,8.6629002610322647E-3,3.3082315258807039E-2,null,8.7810088724617503E-3,1.5017847488914942E-2,6.7027794426157263E-4,2.2797829539524357E-6,2.4802919607387782E-5,7.9805062221467195E-3,3.2476723230346324E-2]
[2004,7,19,8,null,null,1.8047570507050102E-2,1.7871740932466088E-2,0,0,5.858875000000021E-5,1.175259865494393E-2,4.7730498844460116E-2,null,1.4606706550823136E-2,2.1779457673761857E-2,0,0,2.4802919607387782E-5,1.0826822872943599E-2,4.7237790017135982E-2]
[2004,7,19,11,null,null,2.483649592140022E-2,1.9583243655369099E-2,0,0,5.858875000000021E-5,1.0535866338589436E-2,5.5014194665358757E-2,null,2.0101287734706041E-2,2.386518626913775E-2,0,0,2.4802919607387782E-5,9.7059350029732507E-3,5.3697211926424432E-2]
[2004,7,19,15,null,null,2.6462489418206021E-2,1.8723426549102615E-2,0,0,5.858875000000021E-5,7.6354546291456079E-3,5.2879959346454244E-2,null,2.1417277044852315E-2,2.2817367237747882E-2,0,0,2.4802919607387782E-5,7.0339945446347037E-3,5.1293441746842292E-2]
[2004,7,19,18,null,null,2.6850212162288202E-2,1.7462784584359729E-2,0,0,5.858875000000021E-5,7.9341500095949508E-3,5.230573550624288E-2,null,2.1731078414608758E-2,2.1281081633752329E-2,0,0,2.4802919607387782E-5,7.3091610905229301E-3,5.0346124058491405E-2]
[2004,7,19,21,null,null,2.5240046487616529E-2,1.5608033829950563E-2,1.1862694088429781E-3,1.7152276732011621E-6,5.858875000000021E-5,6.5845148352281753E-3,4.8679168539311445E-2,null,2.0427899269307749E-2,1.9020783339160935E-2,6.7027794426157263E-4,2.2797829539524357E-6,2.4802919607387782E-5,6.0658393873848299E-3,4.6211882642676429E-2]
[2004,7,19,23,null,null,1.8909559630832816E-2,1.393413094437292E-2,1.1862694088429781E-3,1.7152276732011621E-6,5.858875000000021E-5,5.828163857163185E-3,3.9918427818885098E-2,null,1.5304352928000428E-2,1.69808759130076E-2,6.7027794426157263E-4,2.2797829539524357E-6,2.4802919607387782E-5,5.3690676937609254E-3,3.8351657181591864E-2]
[2004,7,20,2,null,null,1.2427005724600532E-2,1.3130701552010886E-2,1.1862694088429781E-3,1.7152276732011621E-6,5.858875000000021E-5,7.3569394929693232E-3,3.4161220156096926E-2,null,1.0057731917641278E-2,1.6001773960325559E-2,6.7027794426157263E-4,2.2797829539524357E-6,2.4802919607387782E-5,6.7774186046789982E-3,3.3534285129468745E-2]
[2004,7,20,6,null,null,1.2767104486514337E-2,1.5398452977327457E-2,1.1862694088429781E-3,1.7152276732011621E-6,5.858875000000021E-5,9.3884861933603118E-3,3.8800617043718288E-2,null,1.0332989067163571E-2,1.8765376922618503E-2,6.7027794426157263E-4,2.2797829539524357E-6,2.4802919607387782E-5,8.64893629442786E-3,3.8444662931032846E-2]
[2004,7,20,9,null,null,2.0001909753755157E-2,2.017399496060374E-2,0,0,5.858875000000021E-5,1.2534615298430463E-2,5.2769108762789355E-2,null,1.6188440771848958E-2,2.4585107349948877E-2,0,0,2.4802919607387782E-5,1.154723849601611E-2,5.2345589537421335E-2]
[2004,7,20,13,null,null,2.4238444731484364E-2,2.0610215760476502E-2,0,0,5.858875000000021E-5,9.8512918134048087E-3,5.4758541055365671E-2,null,1.9617258140248488E-2,2.511670930653187E-2,0,0,2.4802919607387782E-5,9.0752857869902358E-3,5.3834056153377982E-2]
[2004,7,20,14,null,null,2.326397351682815E-2,2.069432724958814E-2,0,0,5.858875000000021E-5,9.668701659419179E-3,5.3685591175835469E-2,null,1.8828574972663846E-2,2.5219212057881413E-2,0,0,2.4802919607387782E-5,8.9070786258689544E-3,5.2979668576021599E-2]
[2004,7,20,20,null,null,2.3076476135521114E-2,1.6951674988996152E-2,1.1862694088429781E-3,1.7152276732011621E-6,5.858875000000021E-5,8.0352351787621352E-3,4.9309959689795582E-2,null,1.8676824950314308E-2,2.0658216192666366E-2,6.7027794426157263E-4,2.2797829539524357E-6,2.4802919607387782E-5,7.4022835780499117E-3,4.7434685367853495E-2]
[2004,7,20,21,null,null,2.4968654664875516E-2,1.5909191849592892E-2,1.1862694088429781E-3,1.7152276732011621E-6,5.858875000000021E-5,6.5339435852780035E-3,4.8658363486262582E-2,null,2.0208249720714909E-2,1.9387790580744142E-2,6.7027794426157263E-4,2.2797829539524357E-6,2.4802919607387782E-5,6.0192517362832121E-3,4.6312652684565178E-2]
[2004,7,20,24,null,null,1.5460118760330897E-2,1.3989017774601554E-2,1.1862694088429781E-3,1.7152276732011621E-6,5.858875000000021E-5,6.4328938874622489E-3,3.7128603808910886E-2,null,1.2512566047868554E-2,1.7047763934735796E-2,6.7027794426157263E-4,2.2797829539524357E-6,2.4802919607387782E-5,5.926161925958121E-3,3.6183852555385379E-2]
[2004,7,21,3,null,null,1.1540516190655917E-2,1.3618450179783515E-2,1.1862694088429781E-3,1.7152276732011621E-6,5.858875000000021E-5,7.4224025789447288E-3,3.3827942335900342E-2,null,9.3402562619763416E-3,1.6596170479061551E-2,6.7027794426157263E-4,2.2797829539524357E-6,2.4802919607387782E-5,6.8377250319961464E-3,3.347151241985695E-2]
[2004,7,21,7,null,null,1.5544909356533777E-2,1.7438030402161818E-2,0,0,5.858875000000021E-5,1.1124922124569362E-2,4.4166450633264957E-2,null,1.2581190872274753E-2,2.1250914865698491E-2,0,0,2.4802919607387782E-5,1.0248589682532516E-2,4.4105498340113153E-2]
[2004,7,21,11,null,null,2.2610015874335986E-2,2.0401275039100952E-2,0,0,5.858875000000021E-5,1.2082358797309088E-2,5.5152238460746024E-2,null,1.8299297783979658E-2,2.4862082988104359E-2,0,0,2.4802919607387782E-5,1.113060714710856E-2,5.4316790838799971E-2]
[2004,7,21,15,null,null,2.5644814679434587E-2,1.9319806874493993E-2,0,0,5.858875000000021E-5,9.4648338042102095E-3,5.4488044108138789E-2,null,2.0755496282805163E-2,2.3544148143055773E-2,0,0,2.4802919607387782E-5,8.7192698507512992E-3,5.3043717196219621E-2]
[2004,7,21,18,null,null,2.6020696120711333E-2,1.832513131664561E-2,0,0,5.858875000000021E-5,8.9627199648126162E-3,5.3367136152169564E-2,null,2.1059713956230245E-2,2.2331983402466341E-2,0,0,2.4802919607387782E-5,8.2567085261607987E-3,5.1673208804464771E-2]
[2004,7,21,21,null,null,2.5743376696880087E-2,1.6228608677176043E-2,1.1862694088429781E-3,1.7152276732011621E-6,5.858875000000021E-5,7.0237961356770292E-3,5.0242354896249335E-2,null,2.0835266934778576E-2,1.9777048980523026E-2,6.7027794426157263E-4,2.2797829539524357E-6,2.4802919607387782E-5,6.4705176182163881E-3,4.7780194180340907E-2]
[2004,7,21,22,null,null,2.3660313108921242E-2,1.5280871838736353E-2,1.1862694088429781E-3,1.7152276732011621E-6,5.858875000000021E-5,6.4155917528616992E-3,4.6603350087035471E-2,null,1.9149350343172316E-2,1.8622086269466431E-2,6.7027794426157263E-4,2.2797829539524357E-6,2.4802919607387782E-5,5.9102227152232102E-3,4.437901997468488E-2]
[2004,7,22,1,null,null,1.4109938040149018E-2,1.3910204705828459E-2,1.1862694088429781E-3,1.7152276732011621E-6,5.858875000000021E-5,6.401869680173462E-3,3.5668585812667124E-2,null,1.1419804362157357E-2,1.6951718121293823E-2,6.7027794426157263E-4,2.2797829539524357E-6,2.4802919607387782E-5,5.897581557739057E-3,3.4966464688013149E-2]
[2004,7,22,4,null,null,1.1283397771525793E-2,1.3589762815002314E-2,1.1862694088429781E-3,1.7152276732011621E-6,5.858875000000021E-5,7.7071898119030107E-3,3.3826923784947303E-2,null,9.1321588177481466E-3,1.6561210524718831E-2,6.7027794426157263E-4,2.2797829539524357E-6,2.4802919607387782E-5,7.1000790030830412E-3,3.3490808992372931E-2]
[2004,7,22,9,null,null,2.0529132713767738E-2,1.9304931152179468E-2,0,0,5.858875000000021E-5,1.2609444421092041E-2,5.2502097037039244E-2,null,1.6615145909848104E-2,2.3526019793627471E-2,0,0,2.4802919607387782E-5,1.1616173178513232E-2,5.1782141801596196E-2]
[2004,7,22,12,null,null,2.5839894513821297E-2,1.9179057012524561E-2,0,0,5.858875000000021E-5,1.0742722038530132E-2,5.5820262314875989E-2,null,2.0913383123793358E-2,2.3372622846615163E-2,0,0,2.4802919607387782E-5,9.8964962642968963E-3,5.4207305154312803E-2]
[2004,7,22,16,null,null,2.9409342131901384E-2,1.8744705785032227E-2,0,0,5.858875000000021E-5,7.9058779970055861E-3,5.6118514663939197E-2,null,2.3802296835778211E-2,2.2843299250751552E-2,0,0,2.4802919607387782E-5,7.2831161211035136E-3,5.395351512724067E-2]
[2004,7,22,19,null,null,2.3892296615641375E-2,1.7857284775256145E-2,1.1862694088429781E-3,1.7152276732011621E-6,5.858875000000021E-5,8.3322254955193707E-3,5.1328380272933058E-2,null,1.9337104977845618E-2,2.176184062877061E-2,6.7027794426157263E-4,2.2797829539524357E-6,2.4802919607387782E-5,7.675879371534901E-3,4.9472185624974047E-2]
[2004,7,22,22,null,null,2.3766992706722102E-2,1.5622785445399079E-2,1.1862694088429781E-3,1.7152276732011621E-6,5.858875000000021E-5,6.2296257271039525E-3,4.6865977265741307E-2,null,1.9235690916238828E-2,1.9038760445336245E-2,6.7027794426157263E-4,2.2797829539524357E-6,2.4802919607387782E-5,5.7389056065242413E-3,4.4710717614922235E-2]
[2004,7,22,23,null,null,1.8323730728003213E-2,1.5236174119089526E-2,1.1862694088429781E-3,1.7152276732011621E-6,5.858875000000021E-5,6.7828692509104109E-3,4.1589347484519326E-2,null,1.4830215377504091E-2,1.8567615241890531E-2,6.7027794426157263E-4,2.2797829539524357E-6,2.4802919607387782E-5,6.2485690276720346E-3,4.0343760293889572E-2]
[2004,7,23,5,null,null,1.0702733048010215E-2,1.439320596729164E-2,1.1862694088429781E-3,1.7152276732011621E-6,5.858875000000021E-5,7.8170895041018464E-3,3.4159601905919879E-2,null,8.6622008686993452E-3,1.7540329245982915E-2,6.7027794426157263E-4,2.2797829539524357E-6,2.4802919607387782E-5,7.2013216759728603E-3,3.4101212437478032E-2]
[2004,7,23,7,null,null,1.6003796504170179E-2,1.7097958125580705E-2,0,0,5.858875000000021E-5,1.1014495004983629E-2,4.4174838384734516E-2,null,1.2952588778871144E-2,2.0836484632974869E-2,0,0,2.4802919607387782E-5,1.0146861128769544E-2,4.3960737460222943E-2]
[2004,7,23,10,null,null,2.0611362086140825E-2,1.9288850520845537E-2,0,0,5.858875000000021E-5,1.3275398043745959E-2,5.3234199400732318E-2,null,1.6681697821178374E-2,2.3506423077737947E-2,0,0,2.4802919607387782E-5,1.2229668297827633E-2,5.2442592116351341E-2]
[2004,7,23,13,null,null,2.4562196649406932E-2,1.8418765324673042E-2,0,0,5.858875000000021E-5,9.437022256634741E-3,5.2476572980714717E-2,null,1.9879285057307149E-2,2.2446090803774597E-2,0,0,2.4802919607387782E-5,8.6936490745925417E-3,5.1043827855281679E-2]
[2004,7,23,17,null,null,2.8587418241874409E-2,1.600526886754711E-2,0,0,5.858875000000021E-5,5.4570451439212141E-3,5.0108321003342733E-2,null,2.3137077045444369E-2,1.9504875164381645E-2,0,0,2.4802919607387782E-5,5.0271827463484395E-3,4.7693937875781842E-2]
[2004,7,23,20,null,null,2.2495908770090802E-2,1.5329306455814096E-2,1.1862694088429781E-3,1.7152276732011621E-6,5.858875000000021E-5,7.3427048915900139E-3,4.6414493504011091E-2,null,1.8206945797521284E-2,1.8681111279764857E-2,6.7027794426157263E-4,2.2797829539524357E-6,2.4802919607387782E-5,6.7643052914173468E-3,4.43497230155264E-2]
[2004,7,23,22,null,null,2.3543945804723569E-2,1.2049733971936011E-2,1.1862694088429781E-3,1.7152276732011621E-6,5.858875000000021E-5,5.4281936332940036E-3,4.2268446796469759E-2,null,1.9055169075734586E-2,1.468444915431401E-2,6.7027794426157263E-4,2.2797829539524357E-6,2.4802919607387782E-5,5.0006039271145962E-3,3.9437582803986113E-2]
[2004,7,24,1,null,null,1.5981968346182564E-2,1.0853211137089305E-2,1.1862694088429781E-3,1.7152276732011621E-6,5.858875000000021E-5,7.3495896078720705E-3,3.5431342477660117E-2,null,1.2934922273667824E-2,1.3226302545334632E-2,6.7027794426157263E-4,2.2797829539524357E-6,2.4802919607387782E-5,6.7706476847811279E-3,3.3629233150606494E-2]
[2004,7,24,4,null,null,1.2791677718129434E-2,1.0523666593378304E-2,1.1862694088429781E-3,1.7152276732011621E-6,5.858875000000021E-5,8.1844793671602377E-3,3.274639706518416E-2,null,1.0352877283312493E-2,1.2824701969962899E-2,6.7027794426157263E-4,2.2797829539524357E-6,2.4802919607387782E-5,7.5397715022140497E-3,3.1414711402312355E-2]
[2004,7,24,8,null,null,1.8207541463203556E-2,1.353859177125934E-2,0,0,5.858875000000021E-5,1.1213161296456785E-2,4.3017883280919683E-2,null,1.473617820531953E-2,1.6498850758788153E-2,0,0,2.4802919607387782E-5,1.0329878077765723E-2,4.1589709961480793E-2]
[2004,7,24,11,null,null,2.4722841919095205E-2,1.4644589245335708E-2,0,0,5.858875000000021E-5,1.107318799025951E-2,5.0499207904690424E-2,null,2.0009302463926938E-2,1.7846678329977654E-2,0,0,2.4802919607387782E-5,1.0200930749805989E-2,4.8081714463317965E-2]
[2004,7,24,14,null,null,2.4842194422942603E-2,1.4260704857900095E-2,0,0,5.858875000000021E-5,9.4243207800563649E-3,4.8585808810899064E-2,null,2.0105899787047184E-2,1.7378856319835174E-2,0,0,2.4802919607387782E-5,8.6819481188144688E-3,4.6191507145304213E-2]
[2004,7,24,19,null,null,2.8298310112696293E-2,1.1676094176919154E-2,1.1862694088429781E-3,1.7152276732011621E-6,5.858875000000021E-5,5.0419370487403978E-3,4.6262914724872019E-2,null,2.2903088897138615E-2,1.4229111751452509E-2,6.7027794426157263E-4,2.2797829539524357E-6,2.4802919607387782E-5,4.6447735488934485E-3,4.2474334844307488E-2]
[2004,7,24,22,null,null,2.590720314186358E-2,1.0514854345988209E-2,1.1862694088429781E-3,1.7152276732011621E-6,5.858875000000021E-5,6.473559848889021E-3,4.414219072325698E-2,null,2.0967859008941891E-2,1.2813962894806845E-2,6.7027794426157263E-4,2.2797829539524357E-6,2.4802919607387782E-5,5.9636245479919641E-3,4.0442807098563613E-2]
[2004,7,25,1,null,null,1.4702457724126672E-2,9.5716476511200008E-3,1.1862694088429781E-3,1.7152276732011621E-6,5.858875000000021E-5,7.4285188981119887E-3,3.2949197659874842E-2,null,1.1899357061290305E-2,1.1664520858571132E-2,6.7027794426157263E-4,2.2797829539524357E-6,2.4802919607387782E-5,6.843359556427937E-3,3.1104598123112288E-2]
[2004,7,25,2,null,null,1.2850709265522193E-2,9.2792422222962023E-3,1.1862694088429781E-3,1.7152276732011621E-6,5.858875000000021E-5,7.1160886401155522E-3,3.049261351445013E-2,null,1.0400654156641246E-2,1.1308179991460804E-2,6.7027794426157263E-4,2.2797829539524357E-6,2.4802919607387782E-5,6.5555400568611307E-3,2.8961734851786089E-2]
[2004,7,25,5,null,null,1.0852255638176746E-2,9.4028674668832999E-3,1.1862694088429781E-3,1.7152276732011621E-6,5.858875000000021E-5,8.5443527595433985E-3,3.0046049251119623E-2,null,8.7832161929740638E-3,1.1458836314874822E-2,6.7027794426157263E-4,2.2797829539524357E-6,2.4802919607387782E-5,7.8712969452596846E-3,2.8810710099931483E-2]
[2004,7,25,9,null,null,1.964559180835523E-2,1.2777242365644233E-2,0,0,5.858875000000021E-5,1.0454690050443567E-2,4.2936112974443032E-2,null,1.5900056711223413E-2,1.5571029724609258E-2,0,0,2.4802919607387782E-5,9.6311531339549773E-3,4.1127042489395034E-2]
[2004,7,25,12,null,null,2.5050968222569914E-2,1.3962129491756828E-2,0,0,5.858875000000021E-5,1.0684275298685399E-2,4.9755961763012141E-2,null,2.0274869766993529E-2,1.7014996437693972E-2,0,0,2.4802919607387782E-5,9.8426534914448048E-3,4.7157322615739697E-2]
[2004,7,25,16,null,null,2.805035394961428E-2,1.3040893350415632E-2,0,0,5.858875000000021E-5,8.1575547122632944E-3,4.9307390762293207E-2,null,2.270240687679731E-2,1.5892328890995615E-2,0,0,2.4802919607387782E-5,7.5149677564176499E-3,4.613450644381796E-2]
[2004,7,25,20,null,null,2.6624760768106354E-2,1.1684729225464914E-2,1.1862694088429781E-3,1.7152276732011621E-6,5.858875000000021E-5,6.3313699707846123E-3,4.5887433350872059E-2,null,2.1548610510964787E-2,1.4239634882636198E-2,6.7027794426157263E-4,2.2797829539524357E-6,2.4802919607387782E-5,5.8326352519425945E-3,4.2318241292366492E-2]
[2004,7,25,23,null,null,2.1192840495682083E-2,1.2600495392719971E-2,1.1862694088429781E-3,1.7152276732011621E-6,5.858875000000021E-5,6.7702708624180642E-3,4.1810180137336291E-2,null,1.71523143227452E-2,1.5355636426870897E-2,6.7027794426157263E-4,2.2797829539524357E-6,2.4802919607387782E-5,6.2369630395245719E-3,3.9442274435963584E-2]
[2004,7,25,24,null,null,1.7203963715777464E-2,1.2527608928541729E-2,1.1862694088429781E-3,1.7152276732011621E-6,5.858875000000021E-5,6.7808702651627958E-3,3.775901629599817E-2,null,1.3923937818068367E-2,1.5266813090210033E-2,6.7027794426157263E-4,2.2797829539524357E-6,2.4802919607387782E-5,6.2467275060434663E-3,3.6134839061144779E-2]
[2004,7,26,3,null,null,1.1727539844677781E-2,1.2540343733748507E-2,1.1862694088429781E-3,1.7152276732011621E-6,5.858875000000021E-5,6.9481533180894986E-3,3.2462610283031969E-2,null,9.4916228756317857E-3,1.5282332403747125E-2,6.7027794426157263E-4,2.2797829539524357E-6,2.4802919607387782E-5,6.4008333371756111E-3,3.1872149263377433E-2]
[2004,7,26,6,null,null,1.3242179380932076E-2,1.4385905237522235E-2,1.1862694088429781E-3,1.7152276732011621E-6,5.858875000000021E-5,8.6668813639503815E-3,3.7541539368920879E-2,null,1.0717488441731047E-2,1.7531432186899461E-2,6.7027794426157263E-4,2.2797829539524357E-6,2.4802919607387782E-5,7.9841737255984153E-3,3.6930455001051833E-2]
[2004,7,26,9,null,null,2.2507881935277464E-2,1.9337312469902054E-2,0,0,5.858875000000021E-5,1.2269512633134331E-2,5.4173295788313848E-2,null,1.8216636215979427E-2,2.356548139624496E-2,0,0,2.4802919607387782E-5,1.1303018499692227E-2,5.3109939031524001E-2]
[2004,7,26,14,null,null,2.6571146139194531E-2,1.9988463556566079E-2,0,0,5.858875000000021E-5,9.7199597428991157E-3,5.6338158188659726E-2,null,2.150521779220298E-2,2.4359008875454356E-2,0,0,2.4802919607387782E-5,8.9542990072448113E-3,5.4843328594509536E-2]
[2004,7,26,17,null,null,3.225910685790636E-2,1.8229332827561579E-2,0,0,5.858875000000021E-5,6.5644582011414286E-3,5.7111486636609365E-2,null,2.6108738972983377E-2,2.221523824898072E-2,0,0,2.4802919607387782E-5,6.0473626546161752E-3,5.4396142796187659E-2]
[2004,7,26,21,null,null,2.7151909956327561E-2,1.6536406880700315E-2,1.1862694088429781E-3,1.7152276732011621E-6,5.858875000000021E-5,6.3036593030818102E-3,5.1238549526625862E-2,null,2.1975255942151432E-2,2.0152148304704635E-2,6.7027794426157263E-4,2.2797829539524357E-6,2.4802919607387782E-5,5.8071074091464803E-3,4.8631872302825466E-2]
[2004,7,26,24,null,null,1.7830184961714332E-2,1.4681808723442314E-2,1.1862694088429781E-3,1.7152276732011621E-6,5.858875000000021E-5,5.4376451597802451E-3,3.9196212231453059E-2,null,1.44307666996465E-2,1.7892035973148823E-2,6.7027794426157263E-4,2.2797829539524357E-6,2.4802919607387782E-5,5.0093109378915217E-3,3.8029474257509764E-2]
[2004,7,27,1,null,null,1.339400929903537E-2,1.3724533732732924E-2,1.1862694088429781E-3,1.7152276732011621E-6,5.858875000000021E-5,6.2858186599754418E-3,3.4650935078259913E-2,null,{"$f":"G4995*X$5","v":1.0840371189772064E-2},{"$f":"H4995*Y$5","v":1.6725449560493776E-2},{"$f":"I4995*Z$5","v":6.7027794426157263E-4},{"$f":"J4995*AA$5","v":2.2797829539524357E-6},{"$f":"K4995*AB$5","v":2.4802919607387782E-5},{"$f":"L4995*AC$5","v":5.7906721093014708E-3},{"$f":"SUM(O4995:T4995)","v":3.4053853506390223E-2}]
[2004,7,27,6,null,null,1.2505573224382751E-2,1.5450021505572398E-2,1.1862694088429781E-3,1.7152276732011621E-6,5.858875000000021E-5,9.3042948949952804E-3,3.850646301146661E-2,null,1.0121320111592504E-2,1.8828221084385005E-2,6.7027794426157263E-4,2.2797829539524357E-6,2.4802919607387782E-5,8.5713769135961244E-3,3.8218278756396544E-2]
[2004,7,27,8,null,null,1.8248474946073699E-2,1.9163471317049586E-2,0,0,5.858875000000021E-5,1.2799943231470629E-2,5.0270478244593915E-2,null,1.4769307505030744E-2,2.3353629285988022E-2,0,0,2.4802919607387782E-5,1.1791666015291745E-2,4.9939405725917901E-2]
[2004,7,27,12,null,null,2.4597445868598737E-2,1.9673884440148309E-2,0,0,5.858875000000021E-5,1.0204266613214812E-2,5.453418567196186E-2,null,1.9907813828017824E-2,2.3975645968787332E-2,0,0,2.4802919607387782E-5,9.4004560534442869E-3,5.3308718769856829E-2]
[2004,7,27,15,null,null,2.447574107030874E-2,1.9533891462477439E-2,0,0,5.858875000000021E-5,8.9164326879121909E-3,5.2984653970698375E-2,null,1.980931268772558E-2,2.3805043051963053E-2,0,0,2.4802919607387782E-5,8.2140673909544184E-3,5.1853226050250445E-2]
[2004,7,27,19,null,null,2.2531118511976183E-2,1.7750681916003624E-2,1.1862694088429781E-3,1.7152276732011621E-6,5.858875000000021E-5,7.9723326495489879E-3,4.9500706464044975E-2,null,1.8235442617481019E-2,2.1631928692951614E-2,6.7027794426157263E-4,2.2797829539524357E-6,2.4802919607387782E-5,7.3443360073001517E-3,4.7909067964555706E-2]
[2004,7,27,22,null,null,2.2978511863238588E-2,1.5502983850690452E-2,1.1862694088429781E-3,1.7152276732011621E-6,5.858875000000021E-5,6.4561720522155657E-3,4.6184241152660781E-2,null,1.8597538080254054E-2,1.8892763825809056E-2,6.7027794426157263E-4,2.2797829539524357E-6,2.4802919607387782E-5,5.9476064229575434E-3,4.4135268975843571E-2]
[2004,7,27,23,null,null,1.7588270142470261E-2,1.4971773068310368E-2,1.1862694088429781E-3,1.7152276732011621E-6,5.858875000000021E-5,6.9026881280666004E-3,4.0709304725363403E-2,null,1.4234974209260428E-2,1.8245402005021043E-2,6.7027794426157263E-4,2.2797829539524357E-6,2.4802919607387782E-5,6.3589495314135911E-3,3.9536686392517978E-2]
[2004,7,28,3,null,null,1.1116619958474802E-2,1.3715268687753426E-2,1.1862694088429781E-3,1.7152276732011621E-6,5.858875000000021E-5,7.2679008390436183E-3,3.3346362871788028E-2,null,8.9971780693159833E-3,1.6714158682020381E-2,6.7027794426157263E-4,2.2797829539524357E-6,2.4802919607387782E-5,6.6953937042121209E-3,3.3104091102371398E-2]
[2004,7,28,6,null,null,1.2706513978127956E-2,1.5221186302491719E-2,1.1862694088429781E-3,1.7152276732011621E-6,5.858875000000021E-5,9.4592085871183576E-3,3.8633482254254212E-2,null,1.0283950456929616E-2,1.8549350288383899E-2,6.7027794426157263E-4,2.2797829539524357E-6,2.4802919607387782E-5,8.7140877432988571E-3,3.8244749135435283E-2]
[2004,7,28,9,null,null,2.0465141440709423E-2,1.8672528323949125E-2,0,0,5.858875000000021E-5,1.3345548166901854E-2,5.2541806681560395E-2,null,1.6563354908560077E-2,2.2755339943116151E-2,0,0,2.4802919607387782E-5,1.2294292555000285E-2,5.1637790326283906E-2]
[2004,7,28,13,null,null,2.4660509723273553E-2,1.9137727427451071E-2,0,0,5.858875000000021E-5,1.0665841348688403E-2,5.4522667249413029E-2,null,1.9958854228100426E-2,2.3322256407655263E-2,0,0,2.4802919607387782E-5,9.8256716206836341E-3,5.3131585176046714E-2]
[2004,7,28,16,null,null,2.8003085663711728E-2,1.8337422333674941E-2,0,0,5.858875000000021E-5,7.2666802410574684E-3,5.3665776988444137E-2,null,2.266415053747068E-2,2.2346961892036516E-2,0,0,2.4802919607387782E-5,6.6942692551789224E-3,5.173018460429351E-2]
[2004,7,28,20,null,null,2.2615972341205576E-2,1.7558807493263901E-2,1.1862694088429781E-3,1.7152276732011621E-6,5.858875000000021E-5,7.6762022023317581E-3,4.9097555423317403E-2,null,1.8304118619205639E-2,2.1398100277212562E-2,6.7027794426157263E-4,2.2797829539524357E-6,2.4802919607387782E-5,7.0715323497058538E-3,4.747111189294697E-2]
[2004,7,28,24,null,null,1.5115304356321942E-2,1.4455796971807364E-2,1.1862694088429781E-3,1.7152276732011621E-6,5.858875000000021E-5,6.1509965004706265E-3,3.6968671215116114E-2,null,1.223349231814475E-2,1.7616605985823746E-2,6.7027794426157263E-4,2.2797829539524357E-6,2.4802919607387782E-5,5.6664701618715438E-3,3.6213929112662954E-2]
[2004,7,29,3,null,null,1.1884770016486829E-2,1.3481630821754329E-2,1.1862694088429781E-3,1.7152276732011621E-6,5.858875000000021E-5,7.5615804199673517E-3,3.4174554644724693E-2,null,9.6188762906913427E-3,1.6429435104572395E-2,6.7027794426157263E-4,2.2797829539524357E-6,2.4802919607387782E-5,6.965939555169433E-3,3.371161159725608E-2]
[2004,7,29,4,null,null,1.1455175870603629E-2,1.3482751529341771E-2,1.1862694088429781E-3,1.7152276732011621E-6,5.858875000000021E-5,7.7975213824524534E-3,3.3982022168914036E-2,null,9.2711865214553033E-3,1.6430800858673104E-2,6.7027794426157263E-4,2.2797829539524357E-6,2.4802919607387782E-5,7.1832949745364878E-3,3.3582643001487805E-2]
[2004,7,29,7,null,null,1.5856078965255458E-2,1.753770021111508E-2,0,0,5.858875000000021E-5,1.1166622528687747E-2,4.4618990455058287E-2,null,1.2833034363361629E-2,2.1372377816266785E-2,0,0,2.4802919607387782E-5,1.0287005262131161E-2,4.451722036136696E-2]
[2004,7,29,10,null,null,2.1315615672342771E-2,2.0829822225107673E-2,0,0,5.858875000000021E-5,1.2341057653670166E-2,5.4545084301120608E-2,null,1.725168176815884E-2,2.5384333469135434E-2,0,0,2.4802919607387782E-5,1.1368927775378821E-2,5.4029745932280479E-2]
[2004,7,29,14,null,null,2.4693499039581616E-2,2.0159812629072897E-2,0,0,5.858875000000021E-5,1.0451151297151125E-2,5.5363051715805633E-2,null,1.9985553958262771E-2,2.4567824003549749E-2,0,0,2.4802919607387782E-5,9.6278931353612034E-3,5.4206074016781111E-2]
[2004,7,29,17,null,null,3.0268124909272113E-2,1.817633910779784E-2,0,0,5.858875000000021E-5,8.273776249936915E-3,5.6776829017006862E-2,null,{"$f":"G5059*X$5","v":2.4497348173300616E-2},{"$f":"H5059*Y$5","v":2.215065727273834E-2},{"$f":"I5059*Z$5","v":0},{"$f":"J5059*AA$5","v":0},{"$f":"K5059*AB$5","v":2.4802919607387782E-5},{"$f":"L5059*AC$5","v":7.6220342903270764E-3},{"$f":"SUM(O5059:T5059)","v":5.4294842655973417E-2}]
[2004,7,29,22,null,null,2.4090048135629785E-2,1.5349147251691436E-2,1.1862694088429781E-3,1.7152276732011621E-6,5.858875000000021E-5,6.3950928250165445E-3,4.708086159885394E-2,null,1.9497154133565585E-2,1.8705290332922418E-2,6.7027794426157263E-4,2.2797829539524357E-6,2.4802919607387782E-5,5.8913385290631243E-3,4.4791143642374041E-2]
[2004,7,30,1,null,null,1.3258636685451249E-2,1.3807936539069093E-2,1.1862694088429781E-3,1.7152276732011621E-6,5.858875000000021E-5,6.4367357134242657E-3,3.4749882324460787E-2,null,1.0730808074843725E-2,1.6827088673176512E-2,6.7027794426157263E-4,2.2797829539524357E-6,2.4802919607387782E-5,5.9297011235790609E-3,3.4184958518422209E-2]
[2004,7,30,4,null,null,1.0575832541773104E-2,1.3014730345793377E-2,1.1862694088429781E-3,1.7152276732011621E-6,5.858875000000021E-5,7.2890856118395346E-3,3.2126221885922193E-2,null,8.5594946094257052E-3,1.5860445256718349E-2,6.7027794426157263E-4,2.2797829539524357E-6,2.4802919607387782E-5,6.7149097099397943E-3,3.1832210222906762E-2]
[2004,7,30,5,null,null,1.0498098519487253E-2,1.3821187234506394E-2,1.1862694088429781E-3,1.7152276732011621E-6,5.858875000000021E-5,7.7811820210185213E-3,3.3347041161528354E-2,null,8.4965809861155192E-3,1.6843236678091934E-2,6.7027794426157263E-4,2.2797829539524357E-6,2.4802919607387782E-5,7.1682426973936984E-3,3.3205421008424066E-2]
[2004,7,30,8,null,null,1.7082328334471857E-2,1.8468928702147044E-2,0,0,5.858875000000021E-5,1.1664134144621941E-2,4.7273979931240842E-2,null,1.3825492860048427E-2,2.250722257379054E-2,0,0,2.4802919607387782E-5,1.0745326889636541E-2,4.7102845243082891E-2]
[2004,7,30,14,null,null,2.311862732895259E-2,1.8686309821260107E-2,0,0,5.858875000000021E-5,8.3960706836294155E-3,5.025959658384211E-2,null,1.8710939797682825E-2,2.2772134811534388E-2,0,0,2.4802919607387782E-5,7.7346953460484561E-3,4.9242572874873054E-2]
[2004,7,30,16,null,null,2.6716723760306871E-2,1.7196265238783977E-2,0,0,5.858875000000021E-5,5.2523632809762964E-3,4.9223941030067143E-2,null,2.1623040276460583E-2,2.0956286929747811E-2,0,0,2.4802919607387782E-5,4.8386240845178048E-3,4.7442754210333588E-2]
[2004,7,30,19,null,null,2.2292961090257052E-2,1.6611419201927179E-2,1.1862694088429781E-3,1.7152276732011621E-6,5.858875000000021E-5,5.9660269415601694E-3,4.6116980620260574E-2,null,1.8042691157078464E-2,2.0243562324264601E-2,6.7027794426157263E-4,2.2797829539524357E-6,2.4802919607387782E-5,5.4960710263265225E-3,4.4479685154492507E-2]
[2004,7,30,23,null,null,1.9724674278250896E-2,1.2003483307073202E-2,1.1862694088429781E-3,1.7152276732011621E-6,5.858875000000021E-5,5.1624749452118838E-3,3.8137205917052157E-2,null,1.5964061693535519E-2,1.4628085624786062E-2,6.7027794426157263E-4,2.2797829539524357E-6,2.4802919607387782E-5,4.7558164333558568E-3,3.6045324398500347E-2]
[2004,7,31,2,null,null,1.3948989212284336E-2,1.1058313610426149E-2,1.189456901377714E-3,1.7198364706319528E-6,5.858875000000021E-5,7.7902523070694377E-3,3.4047320617628274E-2,null,1.128954127231931E-2,1.3476251369777851E-2,6.7207897354514456E-4,2.2859087050612241E-6,2.4802919607387782E-5,7.1765984988094896E-3,3.2641558942764243E-2]
[2004,7,31,5,null,null,1.1874655140032287E-2,1.1038509675676217E-2,1.189456901377714E-3,1.7198364706319528E-6,5.858875000000021E-5,8.539661926053807E-3,3.2702592229610659E-2,null,9.6106898684739251E-3,1.3452117237558165E-2,6.7207897354514456E-4,2.2859087050612241E-6,2.4802919607387782E-5,7.8669756181379662E-3,3.1628950526027648E-2]
[2004,7,31,6,null,null,1.2359295691916948E-2,1.1442404387076631E-2,1.189456901377714E-3,1.7198364706319528E-6,5.858875000000021E-5,8.5298990240897498E-3,3.3581364590931674E-2,null,1.000293115775122E-2,1.3944324896836705E-2,6.7207897354514456E-4,2.2859087050612241E-6,2.4802919607387782E-5,7.8579817595545026E-3,3.2504405616000015E-2]
[2004,7,31,11,null,null,2.4272264648383685E-2,1.4999944154411388E-2,0,0,5.858875000000021E-5,1.069587594175276E-2,5.0026673494547827E-2,null,1.9644630112643814E-2,1.8279732794599938E-2,0,0,2.4802919607387782E-5,9.8533403285767547E-3,4.7802506155427901E-2]
[2004,7,31,14,null,null,2.4371383151840495E-2,1.4651306058782253E-2,0,0,5.858875000000021E-5,9.0499025748190624E-3,4.8131180535441812E-2,null,1.9724851153652339E-2,1.785486379745474E-2,0,0,2.4802919607387782E-5,8.3370235870127794E-3,4.5941541457727247E-2]
[2004,7,31,17,null,null,2.687455470685951E-2,1.4231395003527728E-2,0,0,5.858875000000021E-5,7.8842417237361684E-3,4.9048780184123404E-2,null,2.1750779925408484E-2,1.7343137766441898E-2,0,0,2.4802919607387782E-5,7.2631841805007391E-3,4.6381904791958507E-2]
[2004,7,31,20,null,null,2.646278837018784E-2,1.1823504560201314E-2,1.189456901377714E-3,1.7198364706319528E-6,5.858875000000021E-5,5.1566691422253843E-3,4.4692727560462886E-2,null,2.1417519000071134E-2,1.4408753914770495E-2,6.7207897354514456E-4,2.2859087050612241E-6,2.4802919607387782E-5,4.7504679651221016E-3,4.1275908681821322E-2]
[2004,7,31,24,null,null,1.80083273884614E-2,1.0312468908417183E-2,1.189456901377714E-3,1.7198364706319528E-6,5.858875000000021E-5,6.931189330256546E-3,3.650175111498348E-2,null,1.4574945338579061E-2,1.2567325195210576E-2,6.7207897354514456E-4,2.2859087050612241E-6,2.4802919607387782E-5,6.3852056367087965E-3,3.4226643972356023E-2]
[2004,8,1,3,null,null,1.1741186814910851E-2,9.3036773157837236E-3,1.1895583870989651E-3,1.7199976678858088E-6,5.5420739247312028E-5,8.0944324168966877E-3,3.038599567160543E-2,null,9.502667979427025E-3,1.1337957900975994E-2,6.7213631603421588E-4,2.286122959272083E-6,2.3461776196506599E-5,7.4568177309353801E-3,2.8995327826528392E-2]
[2004,8,1,4,null,null,1.1037307589841793E-2,9.3431719905649521E-3,1.1895583870989651E-3,1.7199976678858088E-6,5.5420739247312028E-5,8.4238368885882816E-3,3.0051015593009191E-2,null,8.9329870196663622E-3,1.1386088220287759E-2,6.7213631603421588E-4,2.286122959272083E-6,2.3461776196506599E-5,7.7602743513195188E-3,2.8777233806463635E-2]
[2004,8,1,8,null,null,1.6554075417323243E-2,1.1540797248252722E-2,0,0,5.5420739247312028E-5,1.0449116839511335E-2,3.8599410244334616E-2,null,1.339795413164219E-2,1.406423169066741E-2,0,0,2.3461776196506599E-5,9.6260189360325935E-3,3.71116665345387E-2]
[2004,8,1,11,null,null,2.2841342261206602E-2,1.3352816921032898E-2,0,0,5.5420739247312028E-5,1.1112377046121122E-2,4.7361956967607928E-2,null,1.8486520582148603E-2,1.6272455607770374E-2,0,0,2.3461776196506599E-5,1.0237032805089998E-2,4.501947077120548E-2]
[2004,8,1,15,null,null,2.4436939113318821E-2,1.2415776578912852E-2,0,0,5.5420739247312028E-5,8.0608214419198194E-3,4.4968957873398802E-2,null,1.9777908527308086E-2,1.5130528218215563E-2,0,0,2.3461776196506599E-5,7.4258543599103341E-3,4.2357752881630489E-2]
[2004,8,1,18,null,null,2.8400731048065498E-2,1.1496748077509269E-2,0,0,5.5420739247312028E-5,7.1791880181618665E-3,4.7132087882983939E-2,null,2.2985982744097928E-2,1.4010551019411231E-2,0,0,2.3461776196506599E-5,6.6136689702664189E-3,4.3633664509972081E-2]
[2004,8,1,21,null,null,2.8446817360728224E-2,1.090439286579797E-2,1.1895583870989651E-3,1.7199976678858088E-6,5.5420739247312028E-5,7.0469628657249912E-3,4.7644872216265344E-2,null,2.3023282459581015E-2,1.3288675332534973E-2,6.7213631603421588E-4,2.286122959272083E-6,2.3461776196506599E-5,6.4918594584458316E-3,4.3501701465751816E-2]
[2004,8,2,1,null,null,1.5211638139553719E-2,9.525961808455349E-3,1.1895583870989651E-3,1.7199976678858088E-6,5.5420739247312028E-5,7.3244565846704492E-3,3.3308755656693681E-2,null,1.2311459560441851E-2,1.1608845651529753E-2,6.7213631603421588E-4,2.286122959272083E-6,2.3461776196506599E-5,6.7474944402558358E-3,3.1365683867417435E-2]
[2004,8,2,5,null,null,1.2064473912144451E-2,1.094475311866736E-2,1.1895583870989651E-3,1.7199976678858088E-6,5.5420739247312028E-5,9.8634779307520855E-3,3.4119404085578064E-2,null,9.7643186962985268E-3,1.3337860491518246E-2,6.7213631603421588E-4,2.286122959272083E-6,2.3461776196506599E-5,9.0865119794181007E-3,3.2886575382424871E-2]
[2004,8,2,6,null,null,1.3663396998819055E-2,1.1710404444160433E-2,1.1895583870989651E-3,1.7199976678858088E-6,5.5420739247312028E-5,1.0163922536759703E-2,3.6784423103753357E-2,null,1.1058398711958744E-2,1.4270924074940223E-2,6.7213631603421588E-4,2.286122959272083E-6,2.3461776196506599E-5,9.3632899608569065E-3,3.5390496962945869E-2]
[2004,8,2,9,null,null,2.3263320381483599E-2,1.5687908996095967E-2,0,0,5.5420739247312028E-5,1.4074110334979149E-2,5.3080760451806028E-2,null,1.8828046360997688E-2,1.9118123481166253E-2,0,0,2.3461776196506599E-5,1.2965464418967784E-2,5.0935096037328223E-2]
[2004,8,2,12,null,null,2.8757982960840367E-2,1.6745756232603444E-2,0,0,5.5420739247312028E-5,1.0751819550000482E-2,5.6310979482691606E-2,null,2.3275122706320782E-2,2.0407272602109863E-2,0,0,2.3461776196506599E-5,9.9048771465311929E-3,5.3610734231158336E-2]
[2004,8,2,16,null,null,3.0828413743854914E-2,1.6086347636179277E-2,0,0,5.5420739247312028E-5,8.4952424962234114E-3,5.546542461550491E-2,null,2.4950815003490126E-2,1.9603682080637754E-2,0,0,2.3461776196506599E-5,7.8260551959393795E-3,5.240401405626377E-2]
[2004,8,2,18,null,null,2.8806857339422041E-2,1.5958458582417158E-2,0,0,5.5420739247312028E-5,9.1247177587070356E-3,5.3945454419793551E-2,null,2.3314678928335122E-2,1.9447829651717995E-2,0,0,2.3461776196506599E-5,8.4059454287214678E-3,5.1191915784971093E-2]
[2004,8,2,23,null,null,2.0250303819310037E-2,1.3207741095945757E-2,1.1895583870989651E-3,1.7199976678858088E-6,5.5420739247312028E-5,6.4650745515561171E-3,4.1169818590826066E-2,null,1.6389477206260376E-2,1.6095658461711061E-2,6.7213631603421588E-4,2.286122959272083E-6,2.3461776196506599E-5,5.9558076545588711E-3,3.9138827537720307E-2]
[2004,8,3,3,null,null,1.1837937810257611E-2,1.3057112125351109E-2,1.1895583870989651E-3,1.7199976678858088E-6,5.5420739247312028E-5,8.3150905762191703E-3,3.4456839635842049E-2,null,9.5809728901615817E-3,1.5912093956053482E-2,6.7213631603421588E-4,2.286122959272083E-6,2.3461776196506599E-5,7.6600942042155517E-3,3.3851045265620612E-2]
[2004,8,3,6,null,null,1.3336974112392081E-2,1.5385618331188752E-2,1.1895583870989651E-3,1.7199976678858088E-6,5.5420739247312028E-5,9.8624791721596411E-3,3.9831770739754635E-2,null,1.0794210060547246E-2,1.8749735937591251E-2,6.7213631603421588E-4,2.286122959272083E-6,2.3461776196506599E-5,9.0855918950443638E-3,3.9327422108372853E-2]
[2004,8,3,7,null,null,1.6866822605816331E-2,1.8200580484295282E-2,0,0,5.5420739247312028E-5,1.2155848875609528E-2,4.7278672704968445E-2,null,1.3651074428644437E-2,2.2180199108386856E-2,0,0,2.3461776196506599E-5,1.1198308264456161E-2,4.7053043577683959E-2]
[2004,8,3,10,null,null,2.095908583643466E-2,2.0622782061703503E-2,0,0,5.5420739247312028E-5,1.3113080029776018E-2,5.4750368667161486E-2,null,1.6963126215061623E-2,2.5132023272122769E-2,0,0,2.3461776196506599E-5,1.2080136399569433E-2,5.4198747662950325E-2]
[2004,8,3,13,null,null,2.3674574642484462E-2,2.02981864200058E-2,0,0,5.5420739247312028E-5,1.0434729563896152E-2,5.446291136563372E-2,null,1.9160892840576121E-2,2.4736453692966655E-2,0,0,2.3461776196506599E-5,9.6127649749910265E-3,5.353357328473031E-2]
[2004,8,3,19,null,null,2.2184277352722614E-2,1.7734947318678581E-2,1.1895583870989651E-3,1.7199976678858088E-6,5.5420739247312028E-5,8.5150101454416743E-3,4.9680933940857028E-2,null,1.795472854402802E-2,2.1612753672580098E-2,6.7213631603421588E-4,2.286122959272083E-6,2.3461776196506599E-5,7.8442657077575969E-3,4.8109632139555714E-2]
[2004,8,3,21,null,null,2.59397370239988E-2,1.6320688898292829E-2,1.1895583870989651E-3,1.7199976678858088E-6,5.5420739247312028E-5,6.6461406139652719E-3,5.0153265660271056E-2,null,2.0994190135844686E-2,1.9889262854145183E-2,6.7213631603421588E-4,2.286122959272083E-6,2.3461776196506599E-5,6.1226107798558124E-3,4.7703947985035675E-2]
[2004,8,4,1,null,null,1.3356003889580411E-2,1.4882751744624639E-2,1.1895583870989651E-3,1.7199976678858088E-6,5.5420739247312028E-5,6.3047311556227864E-3,3.5790185913842004E-2,null,{"$f":"G5187*X$5","v":1.0809611710925003E-2},{"$f":"H5187*Y$5","v":1.8136915867123113E-2},{"$f":"I5187*Z$5","v":6.7213631603421588E-4},{"$f":"J5187*AA$5","v":2.286122959272083E-6},{"$f":"K5187*AB$5","v":2.3461776196506599E-5},{"$f":"L5187*AC$5","v":5.808094829711734E-3},{"$f":"SUM(O5187:T5187)","v":3.5452506622949846E-2}]
[2004,8,4,4,null,null,1.1170784563658756E-2,1.4554287563834083E-2,1.1895583870989651E-3,1.7199976678858088E-6,5.5420739247312028E-5,7.7652964772230429E-3,3.4737067728730045E-2,null,9.0410159084896354E-3,1.7736631879686885E-2,6.7213631603421588E-4,2.286122959272083E-6,2.3461776196506599E-5,7.1536084897632288E-3,3.4629140493129741E-2]
[2004,8,4,7,null,null,1.7053665094988402E-2,1.7989111866137868E-2,0,0,5.5420739247312028E-5,1.2292102588689218E-2,4.7390300289062798E-2,null,1.3802294417478704E-2,2.1922492159976388E-2,0,0,2.3461776196506599E-5,1.1323828999112927E-2,4.7072077352764523E-2]
[2004,8,4,8,null,null,1.9074848702358798E-2,1.9264219067207416E-2,0,0,5.5420739247312028E-5,1.2847823938541676E-2,5.12423124473552E-2,null,1.5438128771286089E-2,2.3476405873259557E-2,0,0,2.3461776196506599E-5,1.18357750629764E-2,5.0773771483718554E-2]
[2004,8,4,12,null,null,2.452592768660334E-2,2.0506517700132502E-2,0,0,5.5420739247312028E-5,1.0014372770596648E-2,5.5102238896579801E-2,null,1.9849930962451676E-2,2.4990337313750208E-2,0,0,2.3461776196506599E-5,9.2255205299016166E-3,5.4089250582300005E-2]
[2004,8,4,15,null,null,2.3418341437360494E-2,2.0734677884155676E-2,0,0,5.5420739247312028E-5,8.7638366842459261E-3,5.2972276745009407E-2,null,1.8953511839661867E-2,2.5268385495488523E-2,0,0,2.3461776196506599E-5,8.0734916807374511E-3,5.2318850792084343E-2]
[2004,8,4,19,null,null,2.1804007484315015E-2,1.8888640475135568E-2,1.1895583870989651E-3,1.7199976678858088E-6,5.5420739247312028E-5,7.8588864291151417E-3,4.9798233512579886E-2,null,1.7646959120116913E-2,2.3018705748794336E-2,6.7213631603421588E-4,2.286122959272083E-6,2.3461776196506599E-5,7.2398261733218183E-3,4.8603375257423066E-2]
[2004,8,4,22,null,null,2.2930500261794072E-2,1.6544421129010427E-2,1.1895583870989651E-3,1.7199976678858088E-6,5.5420739247312028E-5,5.1353293468985595E-3,4.5856949861717212E-2,null,1.8558680142391381E-2,2.0161914895576599E-2,6.7213631603421588E-4,2.286122959272083E-6,2.3461776196506599E-5,4.7308091482993891E-3,4.4149288401457362E-2]
[2004,8,5,2,null,null,1.2945251525701258E-2,1.5501062107255348E-2,1.1895583870989651E-3,1.7199976678858088E-6,5.5420739247312028E-5,6.5712078493850535E-3,3.626422060635582E-2,null,1.0477171439150142E-2,1.8890421886657027E-2,6.7213631603421588E-4,2.286122959272083E-6,2.3461776196506599E-5,6.0535806195219756E-3,3.6119058160519142E-2]
[2004,8,5,5,null,null,1.2123659179131592E-2,1.5948118812557258E-2,1.1895583870989651E-3,1.7199976678858088E-6,5.5420739247312028E-5,8.178480472738052E-3,3.7496957588441064E-2,null,9.8122199817749049E-3,1.9435229056125707E-2,6.7213631603421588E-4,2.286122959272083E-6,2.3461776196506599E-5,7.5342451527445073E-3,3.7479578405835115E-2]
[2004,8,5,9,null,null,2.1959169211784525E-2,2.088844370555391E-2,0,0,5.5420739247312028E-5,1.3114598620960535E-2,5.6017632277546275E-2,null,1.7772538450596911E-2,2.5455772735012028E-2,0,0,2.3461776196506599E-5,1.2081535368278728E-2,5.5333308330084166E-2]
[2004,8,5,10,null,null,2.2969974518202145E-2,2.142166896876558E-2,0,0,5.5420739247312028E-5,1.3261279459964227E-2,5.7708343686179261E-2,null,1.8590628424817509E-2,2.6105589509694684E-2,0,0,2.3461776196506599E-5,1.2216661863224567E-2,5.6936341573933263E-2]
[2004,8,5,13,null,null,2.6418335479842122E-2,2.171548971736402E-2,0,0,5.5420739247312028E-5,9.9402923251327192E-3,5.8129538261586178E-2,null,2.1381541286374869E-2,2.6463655161046408E-2,0,0,2.3461776196506599E-5,9.1572755497967857E-3,5.7025933773414562E-2]
[2004,8,5,16,null,null,3.0460166787709703E-2,1.9962444579531217E-2,0,0,5.5420739247312028E-5,6.737927316419574E-3,5.721595942290781E-2,null,2.4652776260572027E-2,2.432730076088473E-2,0,0,2.3461776196506599E-5,6.2071672595537097E-3,5.5210706057206974E-2]
[2004,8,5,20,null,null,2.4885543304461823E-2,1.8578941878046814E-2,1.1895583870989651E-3,1.7199976678858088E-6,5.5420739247312028E-5,7.6343480129314953E-3,5.234553231945429E-2,null,2.0140983976989001E-2,2.2641290503552909E-2,6.7213631603421588E-4,2.286122959272083E-6,2.3461776196506599E-5,7.0329750988006121E-3,5.0513133794532511E-2]
[2004,8,5,23,null,null,1.9359037122748956E-2,1.6317230641194978E-2,1.1895583870989651E-3,1.7199976678858088E-6,5.5420739247312028E-5,6.6225727652897146E-3,4.3545539653247804E-2,null,1.566813517908261E-2,1.988504843740916E-2,6.7213631603421588E-4,2.286122959272083E-6,2.3461776196506599E-5,6.100899417918062E-3,4.2351967249599824E-2]
[2004,8,6,3,null,null,1.184837150147428E-2,1.4955393424857463E-2,1.1895583870989651E-3,1.7199976678858088E-6,5.5420739247312028E-5,6.2928176170628427E-3,3.434328166740875E-2,null,9.5894173434349049E-3,1.8225440896999057E-2,6.7213631603421588E-4,2.286122959272083E-6,2.3461776196506599E-5,5.7971197444930929E-3,3.4309862200117051E-2]
[2004,8,6,6,null,null,1.1946704213212764E-2,1.7114615970881115E-2,1.1895583870989651E-3,1.7199976678858088E-6,5.5420739247312028E-5,8.0096236633024585E-3,3.8317642971410507E-2,null,9.669002408036793E-3,2.0856784772621439E-2,6.7213631603421588E-4,2.286122959272083E-6,2.3461776196506599E-5,7.3786895330620042E-3,3.8602360928910229E-2]
[2004,8,6,10,null,null,2.0970755334572471E-2,2.173488315252094E-2,0,0,5.5420739247312028E-5,1.2066566593479182E-2,5.4827625819819904E-2,null,1.6972570862186166E-2,2.6487289036545448E-2,0,0,2.3461776196506599E-5,1.1116058926867253E-2,5.4599380601795373E-2]
[2004,8,6,11,null,null,2.2527767350360606E-2,2.1375559523227387E-2,0,0,5.5420739247312028E-5,1.1092929551891537E-2,5.5051677164726837E-2,null,1.8232730372400495E-2,2.6049398077575423E-2,0,0,2.3461776196506599E-5,1.0219117229009492E-2,5.4524707455181919E-2]
[2004,8,6,14,null,null,2.4684630251063832E-2,2.0545835553844118E-2,0,0,5.5420739247312028E-5,7.7394259201124934E-3,5.3025312464267754E-2,null,1.9978376050782648E-2,2.5038252149466055E-2,0,0,2.3461776196506599E-5,7.1297758083551498E-3,5.2169865784800359E-2]
[2004,8,6,18,null,null,2.77663335270113E-2,1.8353040076188969E-2,0,0,5.5420739247312028E-5,4.866097739014255E-3,5.1040892081461835E-2,null,2.2472536437128883E-2,2.2365994506896442E-2,0,0,2.3461776196506599E-5,4.4827854544812603E-3,4.9344778174703091E-2]
[2004,8,6,21,null,null,2.4349378660806682E-2,1.6956380463405779E-2,1.1895583870989651E-3,1.7199976678858088E-6,5.5420739247312028E-5,4.5184916186154127E-3,4.707094986684203E-2,null,1.9707041934222746E-2,2.0663950535007535E-2,6.7213631603421588E-4,2.286122959272083E-6,2.3461776196506599E-5,4.1625609657869062E-3,4.5231437650207179E-2]
[2004,8,6,23,null,null,2.0645328880880505E-2,1.4523616688335517E-2,1.1895583870989651E-3,1.7199976678858088E-6,5.5420739247312028E-5,3.8201987870076048E-3,4.023584348023778E-2,null,1.6709188668383584E-2,1.7699254713284211E-2,6.7213631603421588E-4,2.286122959272083E-6,2.3461776196506599E-5,3.5192740619085366E-3,3.8625601658766322E-2]
[2004,8,7,5,null,null,1.1098616403376073E-2,1.2968860854201906E-2,1.1895583870989651E-3,1.7199976678858088E-6,5.5420739247312028E-5,7.1683087860417438E-3,3.2482485167633884E-2,null,8.9826069864050728E-3,1.5804546245289718E-2,6.7213631603421588E-4,2.286122959272083E-6,2.3461776196506599E-5,6.6036467170936149E-3,3.20886841639784E-2]
[2004,8,7,8,null,null,1.7937174780252561E-2,1.397103130957774E-2,0,0,5.5420739247312028E-5,1.0364899501436101E-2,4.2328526330513719E-2,null,1.4517358348240045E-2,1.7025844668159189E-2,0,0,2.3461776196506599E-5,9.5484355666908861E-3,4.111510035928663E-2]
[2004,8,7,11,null,null,2.4684089629481768E-2,1.4793214676695787E-2,0,0,5.5420739247312028E-5,1.0157238878247432E-2,4.9689963923672295E-2,null,1.9977938501540154E-2,1.8027801215754893E-2,0,0,2.3461776196506599E-5,9.3571327875388889E-3,4.7386334281030437E-2]
[2004,8,7,12,null,null,2.4529641038808201E-2,1.4827120795555817E-2,0,0,5.5420739247312028E-5,9.8454122896108037E-3,4.9257594863222134E-2,null,1.9852936344586358E-2,1.8069121022447707E-2,0,0,2.3461776196506599E-5,9.0698694050849304E-3,4.7015388548315502E-2]
[2004,8,7,15,null,null,2.5583597160549913E-2,1.4222233941622748E-2,0,0,5.5420739247312028E-5,7.6374305552637124E-3,4.7498682396683679E-2,null,2.0705950204912376E-2,1.7331973607294774E-2,0,0,2.3461776196506599E-5,7.0358148230870556E-3,4.5097200411490714E-2]
[2004,8,7,20,null,null,2.7119517709633986E-2,1.1537772302853046E-2,1.1895583870989651E-3,1.7199976678858088E-6,5.5420739247312028E-5,4.4879276725892465E-3,4.4391916809090437E-2,null,2.1949039447150619E-2,1.4060545330701326E-2,6.7213631603421588E-4,2.286122959272083E-6,2.3461776196506599E-5,4.1344046031271207E-3,4.0841873596169059E-2]
[2004,8,7,23,null,null,2.1364970987838593E-2,1.0421883253456703E-2,1.1895583870989651E-3,1.7199976678858088E-6,5.5420739247312028E-5,6.2653444153560551E-3,3.9298897780665504E-2,null,1.7291627233942678E-2,1.2700663357715025E-2,6.7213631603421588E-4,2.286122959272083E-6,2.3461776196506599E-5,5.7718106620199229E-3,3.6461985468867621E-2]
[2004,8,8,2,null,null,1.340061849410998E-2,9.7459771177860338E-3,1.1895583870989651E-3,1.7199976678858088E-6,5.5420739247312028E-5,7.5421301447445499E-3,3.1935424880654727E-2,null,1.0845720307147961E-2,1.1876968054112392E-2,6.7213631603421588E-4,2.286122959272083E-6,2.3461776196506599E-5,6.9480214171601263E-3,3.0368593993610471E-2]
[2004,8,8,6,null,null,1.0995906898235938E-2,1.0352276116718203E-2,1.1895583870989651E-3,1.7199976678858088E-6,5.5420739247312028E-5,8.6494651483413013E-3,3.1244347287309605E-2,null,8.8994795870148812E-3,1.2615836384555745E-2,6.7213631603421588E-4,2.286122959272083E-6,2.3461776196506599E-5,7.968129420244963E-3,3.0181329607005584E-2]
[2004,8,8,9,null,null,1.9818421637038619E-2,1.3532567538455754E-2,0,0,5.5420739247312028E-5,1.0212434968085982E-2,4.3618844882827662E-2,null,1.6039935626771692E-2,1.6491509307059504E-2,0,0,2.3461776196506599E-5,9.407980970609419E-3,4.196288768063712E-2]
[2004,8,8,10,null,null,2.2009153937820932E-2,1.4211696548388553E-2,0,0,5.5420739247312028E-5,1.0783986040282949E-2,4.7060257265739744E-2,null,1.7812993326501228E-2,1.7319132177307444E-2,0,0,2.3461776196506599E-5,9.9345098178201113E-3,4.5090097097825292E-2]
[2004,8,8,13,null,null,2.3715544635302534E-2,1.4576446262541605E-2,0,0,5.5420739247312028E-5,9.2421431513240674E-3,4.7589554788415513E-2,null,1.9194051689422242E-2,1.7763635652986293E-2,0,0,2.3461776196506599E-5,8.5141209875044307E-3,4.5495270106109473E-2]
[2004,8,8,17,null,null,2.9653634023684792E-2,1.3163697799226163E-2,0,0,5.5420739247312028E-5,6.3196654803052621E-3,4.9192418042463527E-2,null,2.4000013197358942E-2,1.6041984948853966E-2,0,0,2.3461776196506599E-5,5.8218527476677061E-3,4.5887312670077125E-2]
[2004,8,8,21,null,null,2.852030578796784E-2,1.2151790366370336E-2,1.1895583870989651E-3,1.7199976678858088E-6,5.5420739247312028E-5,6.5176289946218694E-3,4.8436424272974198E-2,null,2.3082759932803867E-2,1.480882052536949E-2,6.7213631603421588E-4,2.286122959272083E-6,2.3461776196506599E-5,6.0042222786743423E-3,4.4593686952037692E-2]
[2004,8,8,24,null,null,1.6995475090091101E-2,1.2933650017667846E-2,1.1895583870989651E-3,1.7199976678858088E-6,5.5420739247312028E-5,6.1074702900985947E-3,3.7283294521871707E-2,null,1.3755198642155715E-2,1.5761636439980367E-2,6.7213631603421588E-4,2.286122959272083E-6,2.3461776196506599E-5,5.6263725984420096E-3,3.5841091895768083E-2]
[2004,8,9,3,null,null,1.0292629156251535E-2,1.2018413961585621E-2,1.1895583870989651E-3,1.7199976678858088E-6,5.5420739247312028E-5,6.9615847816928275E-3,3.0519327023544148E-2,null,8.3302854344346876E-3,1.4646280917523551E-2,6.7213631603421588E-4,2.286122959272083E-6,2.3461776196506599E-5,6.413206777435689E-3,3.0087657344583921E-2]
[2004,8,9,7,null,null,1.5379319194407583E-2,1.6475910743845541E-2,0,0,5.5420739247312028E-5,1.0644209181274225E-2,4.2554859858774663E-2,null,1.244717134289069E-2,2.0078424482440561E-2,0,0,2.3461776196506599E-5,9.8057434625096404E-3,4.2354801064037398E-2]
[2004,8,9,10,null,null,2.2395747812939473E-2,1.8690489321120007E-2,0,0,5.5420739247312028E-5,1.1615477869460072E-2,5.2757135742766866E-2,null,1.8125881052081586E-2,2.2777228173207442E-2,0,0,2.3461776196506599E-5,1.0700503366916045E-2,5.1627074368401582E-2]
[2004,8,9,14,null,null,2.3769869326095008E-2,1.9382518164909445E-2,0,0,5.5420739247312028E-5,9.7578218397096107E-3,5.296563006996137E-2,null,1.9238019093043679E-2,2.3620571469716085E-2,0,0,2.3461776196506599E-5,8.9891786307051968E-3,5.1871230969661467E-2]
[2004,8,9,15,null,null,2.5766699656494155E-2,1.8973130030106561E-2,0,0,5.5420739247312028E-5,7.5330081346814091E-3,5.2328258560529431E-2,null,2.0854143249839727E-2,2.3121669231385051E-2,0,0,2.3461776196506599E-5,6.939617966136357E-3,5.0938892223557644E-2]
[2004,8,9,18,null,null,2.5952142514113093E-2,1.7804945755466942E-2,0,0,5.5420739247312028E-5,7.947517230882396E-3,5.1760026239709746E-2,null,2.1004230454215948E-2,2.1698057504871675E-2,0,0,2.3461776196506599E-5,7.3214753489632732E-3,5.0047225084247401E-2]
[2004,8,9,22,null,null,2.2857414216212658E-2,1.4553224291314733E-2,1.1895583870989651E-3,1.7199976678858088E-6,5.5420739247312028E-5,6.2471603124788352E-3,4.4904497944020384E-2,null,1.8499528334653563E-2,1.7735336119026612E-2,6.7213631603421588E-4,2.286122959272083E-6,2.3461776196506599E-5,5.7550589574194922E-3,4.268780762628966E-2]
[2004,8,10,1,null,null,1.4423646921902606E-2,1.4740992945459035E-2,1.1895583870989651E-3,1.7199976678858088E-6,5.5420739247312028E-5,6.186818640356224E-3,3.6598157631732027E-2,null,1.1673703000556998E-2,1.7964161025948021E-2,6.7213631603421588E-4,2.286122959272083E-6,2.3461776196506599E-5,5.699470519907936E-3,3.6035218761602948E-2]
[2004,8,10,4,null,null,1.1689469462418273E-2,1.4587550938065828E-2,1.1895583870989651E-3,1.7199976678858088E-6,5.5420739247312028E-5,7.8572325056857819E-3,3.538095203018405E-2,null,9.4608108113860695E-3,1.7777168403459491E-2,6.7213631603421588E-4,2.286122959272083E-6,2.3461776196506599E-5,7.2383025327602008E-3,3.5174165962795753E-2]
[2004,8,10,7,null,null,1.6585750369996422E-2,1.8512824279906907E-2,0,0,5.5420739247312028E-5,1.1805048208007528E-2,4.6959043597158169E-2,null,1.3423590088488991E-2,2.2560716068436577E-2,0,0,2.3461776196506599E-5,1.0875140869452887E-2,4.6882908802574966E-2]
[2004,8,10,12,null,null,2.6246502449654305E-2,2.1396264576404023E-2,0,0,5.5420739247312028E-5,9.9005641183939966E-3,5.7598751883699631E-2,null,2.1242469124461903E-2,2.6074630360820663E-2,0,0,2.3461776196506599E-5,9.1206768136322617E-3,5.6461238075111331E-2]
[2004,8,10,13,null,null,2.5877121977640756E-2,2.1453308057878026E-2,0,0,5.5420739247312028E-5,1.0011400982939603E-2,5.7397251757705693E-2,null,2.0943512976419772E-2,2.6144146592900222E-2,0,0,2.3461776196506599E-5,9.2227828359223128E-3,5.6333904181438813E-2]
[2004,8,10,16,null,null,2.992656961287498E-2,1.956829093471554E-2,0,0,5.5420739247312028E-5,6.9449027238477085E-3,5.6495184010685533E-2,null,2.4220912185232115E-2,2.3846964085422553E-2,0,0,2.3461776196506599E-5,6.39783879876577E-3,5.4489176845616945E-2]
[2004,8,10,19,null,null,2.4277362967636266E-2,1.8842296230092117E-2,1.1895583870989651E-3,1.7199976678858088E-6,5.5420739247312028E-5,7.9160581209805469E-3,5.2282416442723086E-2,null,1.9648756410595981E-2,2.2962228177462005E-2,6.7213631603421588E-4,2.286122959272083E-6,2.3461776196506599E-5,7.2924943362827708E-3,5.0601363139530744E-2]
[2004,8,10,23,null,null,1.9002366916341145E-2,1.5908475293406069E-2,1.1895583870989651E-3,1.7199976678858088E-6,5.5420739247312028E-5,6.8394344596588988E-3,4.2996975793420274E-2,null,1.5379466017857541E-2,1.9386917347117893E-2,6.7213631603421588E-4,2.286122959272083E-6,2.3461776196506599E-5,6.3006784814083226E-3,4.176494606157375E-2]
[2004,8,11,4,null,null,1.0904949895689381E-2,1.4443187017724067E-2,1.1895583870989651E-3,1.7199976678858088E-6,5.5420739247312028E-5,6.1555618837552508E-3,3.2750397921182867E-2,null,8.8258640139702409E-3,1.7601238822531538E-2,6.7213631603421588E-4,2.286122959272083E-6,2.3461776196506599E-5,5.6706759207527024E-3,3.2795662972444475E-2]
[2004,8,11,7,null,null,1.7168858385628386E-2,1.8814670495130414E-2,0,0,5.5420739247312028E-5,1.1776631050568122E-2,4.7815580670574231E-2,null,1.389552550319989E-2,2.2928561981897813E-2,0,0,2.3461776196506599E-5,1.0848962188534554E-2,4.7696511449828762E-2]
[2004,8,11,10,null,null,2.3158558261194073E-2,2.1104140537602799E-2,0,0,5.5420739247312028E-5,1.3137311041119528E-2,5.7455430579163712E-2,null,1.8743257688299975E-2,2.5718632410615276E-2,0,0,2.3461776196506599E-5,1.2102458685520899E-2,5.6587810560632661E-2]
[2004,8,11,13,null,null,2.7792098005936221E-2,2.1772158771601605E-2,0,0,5.5420739247312028E-5,1.1293671513247458E-2,6.0913349030032593E-2,null,2.249338878304127E-2,2.6532715096104973E-2,0,0,2.3461776196506599E-5,1.0404046343206168E-2,5.9453611998548914E-2]
[2004,8,11,14,null,null,2.7126649559429637E-2,2.1422398125969036E-2,0,0,5.5420739247312028E-5,1.158334949716747E-2,6.018781792181345E-2,null,2.1954811572384259E-2,2.6106478099592569E-2,0,0,2.3461776196506599E-5,1.0670905810986432E-2,5.8755657259159766E-2]
[2004,8,11,17,null,null,3.2727321482477048E-2,1.9358117004700644E-2,0,0,5.5420739247312028E-5,8.7449977313213897E-3,6.0885856957746391E-2,null,2.6487686024124487E-2,2.3590834913106044E-2,0,0,2.3461776196506599E-5,8.0561367099421313E-3,5.8158119423369167E-2]
[2004,8,11,20,null,null,2.6641497373080691E-2,1.8527637984093227E-2,1.1895583870989651E-3,1.7199976678858088E-6,5.5420739247312028E-5,9.4642325124138903E-3,5.5880066993601964E-2,null,2.1562156194436237E-2,2.2578768839262697E-2,6.7213631603421588E-4,2.286122959272083E-6,2.3461776196506599E-5,8.7187159239164903E-3,5.3557525172805417E-2]
[2004,8,12,1,null,null,1.3602539422053597E-2,1.526859564272488E-2,1.1895583870989651E-3,1.7199976678858088E-6,5.5420739247312028E-5,6.1911669664118634E-3,3.6309001155204502E-2,null,{"$f":"G5379*X$5","v":1.1009143951332654E-2},{"$f":"H5379*Y$5","v":1.8607125841579916E-2},{"$f":"I5379*Z$5","v":6.7213631603421588E-4},{"$f":"J5379*AA$5","v":2.286122959272083E-6},{"$f":"K5379*AB$5","v":2.3461776196506599E-5},{"$f":"L5379*AC$5","v":5.7034763195936431E-3},{"$f":"SUM(O5379:T5379)","v":3.6017630327696205E-2}]
[2004,8,12,4,null,null,1.1308051691253289E-2,1.484707611864451E-2,1.1895583870989651E-3,1.7199976678858088E-6,5.5420739247312028E-5,7.8387881488327284E-3,3.5240615082744689E-2,null,9.15211233839772E-3,1.8093439644579639E-2,6.7213631603421588E-4,2.286122959272083E-6,2.3461776196506599E-5,7.2213110749119085E-3,3.5164747273079264E-2]
[2004,8,12,8,null,null,1.9278500844097591E-2,1.9652101315345612E-2,0,0,5.5420739247312028E-5,1.2999098213908713E-2,5.1985121112599224E-2,null,1.5602953564277653E-2,2.3949099889900259E-2,0,0,2.3461776196506599E-5,1.1975133160084805E-2,5.1550648390459225E-2]
[2004,8,12,11,null,null,2.290287474046112E-2,2.0737528942450605E-2,0,0,5.5420739247312028E-5,1.2550220843413222E-2,5.6246045265572253E-2,null,1.8536321571565116E-2,2.5271859947344922E-2,0,0,2.3461776196506599E-5,1.1561614760902259E-2,5.5393258056008809E-2]
[2004,8,12,14,null,null,2.3214384150589105E-2,2.0929988441336599E-2,0,0,5.5420739247312028E-5,9.9507546920029541E-3,5.4150548023175968E-2,null,1.878844007913831E-2,2.5506401368113073E-2,0,0,2.3461776196506599E-5,9.1669137750320304E-3,5.3485216998479919E-2]
[2004,8,12,15,null,null,2.4607794530811408E-2,2.0512453109106536E-2,0,0,5.5420739247312028E-5,8.5644897136569025E-3,5.3740158092822149E-2,null,1.9916189463512639E-2,2.4997570520017852E-2,0,0,2.3461776196506599E-5,7.8898476710853958E-3,5.282706943081239E-2]
[2004,8,12,18,null,null,2.5636747535395275E-2,1.8681945269899324E-2,0,0,5.5420739247312028E-5,8.6278068964192704E-3,5.3001920440961178E-2,null,2.0748967182079976E-2,2.2766815936222443E-2,0,0,2.3461776196506599E-5,7.9481772322921498E-3,5.1487422126791076E-2]
[2004,8,12,22,null,null,2.3692051499628997E-2,1.5997624548893155E-2,1.1895583870989651E-3,1.7199976678858088E-6,5.5420739247312028E-5,5.5853153074106651E-3,4.6521690479946975E-2,null,1.917503764325974E-2,1.9495559389539247E-2,6.7213631603421588E-4,2.286122959272083E-6,2.3461776196506599E-5,5.145348811638144E-3,4.4513830059627127E-2]
[2004,8,13,2,null,null,1.2995632661992957E-2,1.508765024303654E-2,1.1895583870989651E-3,1.7199976678858088E-6,5.5420739247312028E-5,6.3773075031241591E-3,3.570728953216782E-2,null,1.0517947147615853E-2,1.8386616116832559E-2,6.7213631603421588E-4,2.286122959272083E-6,2.3461776196506599E-5,5.8749541926690499E-3,3.5477401672307458E-2]
[2004,8,13,5,null,null,1.1526039850398712E-2,1.5657001817211066E-2,1.1895583870989651E-3,1.7199976678858088E-6,5.5420739247312028E-5,7.7071974118493843E-3,3.6136938203473329E-2,null,9.3285399119011729E-3,1.908045834284074E-2,6.7213631603421588E-4,2.286122959272083E-6,2.3461776196506599E-5,7.1000860043663877E-3,3.6206968474298294E-2]
[2004,8,13,9,null,null,2.1152498255950648E-2,2.1302121059661158E-2,0,0,5.5420739247312028E-5,1.2545031187004755E-2,5.5055071241863873E-2,null,1.7119663542567901E-2,2.5959902044989071E-2,0,0,2.3461776196506599E-5,1.1556833904144059E-2,5.4659861267897542E-2]
[2004,8,13,12,null,null,2.4851470262268104E-2,2.1268063031539337E-2,0,0,5.5420739247312028E-5,9.7620854104840029E-3,5.5937039443538755E-2,null,2.011340713896401E-2,2.5918397113559394E-2,0,0,2.3461776196506599E-5,8.9931063514532526E-3,5.5048372380173155E-2]
[2004,8,13,15,null,null,2.5675676597201547E-2,1.9224192911559471E-2,0,0,5.5420739247312028E-5,8.9400662828981129E-3,5.3895356530906435E-2,null,2.0780474214114063E-2,2.3427627862987809E-2,0,0,2.3461776196506599E-5,8.2358393202337198E-3,5.2467403173532101E-2]
[2004,8,13,17,null,null,3.0945260956338289E-2,1.7133341187106285E-2,0,0,5.5420739247312028E-5,4.8748338384444253E-3,5.300885672113631E-2,null,2.5045384682182311E-2,2.0879604320853992E-2,0,0,2.3461776196506599E-5,4.4908333938270904E-3,5.0439284173059901E-2]
[2004,8,13,20,null,null,2.4323007498447624E-2,1.6509778425666873E-2,1.1895583870989651E-3,1.7199976678858088E-6,5.5420739247312028E-5,7.0217235212256118E-3,4.9101208569354265E-2,null,1.9685698572254308E-2,2.0119697447705864E-2,6.7213631603421588E-4,2.286122959272083E-6,2.3461776196506599E-5,6.4686082677647789E-3,4.6971888502914942E-2]
[2004,8,13,24,null,null,1.7394790355513085E-2,1.2571843245669427E-2,1.1895583870989651E-3,1.7199976678858088E-6,5.5420739247312028E-5,5.5414357630673454E-3,3.675476848826402E-2,null,1.4078382358268889E-2,1.5320719390735033E-2,6.7213631603421588E-4,2.286122959272083E-6,2.3461776196506599E-5,5.1049257470633363E-3,3.520191171125725E-2]
[2004,8,14,3,null,null,1.3489540617742104E-2,1.1820141457363841E-2,1.1895583870989651E-3,1.7199976678858088E-6,5.5420739247312028E-5,7.5911995662741117E-3,3.4147580765394217E-2,null,1.0917688961613837E-2,1.4404655458096462E-2,6.7213631603421588E-4,2.286122959272083E-6,2.3461776196506599E-5,6.9932255418798011E-3,3.3013454176780095E-2]
[2004,8,14,6,null,null,1.326972251183383E-2,1.1429155513061198E-2,1.1895583870989651E-3,1.7199976678858088E-6,5.5420739247312028E-5,8.7467095562096774E-3,3.4692286705118869E-2,null,1.0739780330293869E-2,1.3928179111603217E-2,6.7213631603421588E-4,2.286122959272083E-6,2.3461776196506599E-5,8.0577136909485564E-3,3.3423557348035635E-2]
[2004,8,14,10,null,null,2.4564263712484231E-2,1.4321985112522129E-2,0,0,5.5420739247312028E-5,1.212663482939379E-2,5.1068304393647457E-2,null,1.9880958023969358E-2,1.745353570987453E-2,0,0,2.3461776196506599E-5,1.1171395467289662E-2,4.8529350977330049E-2]
[2004,8,14,12,null,null,2.6147903903341575E-2,1.4073052797605817E-2,0,0,5.5420739247312028E-5,1.095555385026045E-2,5.1231931290455154E-2,null,2.116266890804135E-2,1.7150173500404362E-2,0,0,2.3461776196506599E-5,1.0092562887091209E-2,4.8428867071733425E-2]
[2004,8,14,17,null,null,2.9170746817299944E-2,1.2983053369210212E-2,0,0,5.5420739247312028E-5,8.4621644488085679E-3,5.0671385374566037E-2,null,{"$f":"G5443*X$5","v":2.360919096906761E-2},{"$f":"H5443*Y$5","v":1.5821842001818177E-2},{"$f":"I5443*Z$5","v":0},{"$f":"J5443*AA$5","v":0},{"$f":"K5443*AB$5","v":2.3461776196506599E-5},{"$f":"L5443*AC$5","v":7.7955827727027808E-3},{"$f":"SUM(O5443:T5443)","v":4.7250077519785071E-2}]
[2004,8,14,18,null,null,3.038496783944317E-2,1.2100638092006101E-2,0,0,5.5420739247312028E-5,6.3727356922903241E-3,4.8913762362986911E-2,null,2.4591914386125787E-2,1.474648363280584E-2,0,0,2.3461776196506599E-5,5.8707425125496312E-3,4.5232602307677769E-2]
[2004,8,14,21,null,null,2.7419857161524647E-2,1.0964766607219964E-2,1.1895583870989651E-3,1.7199976678858088E-6,5.5420739247312028E-5,7.1437260214319825E-3,4.6775048914190751E-2,null,2.2192117607598212E-2,1.3362249997189957E-2,6.7213631603421588E-4,2.286122959272083E-6,2.3461776196506599E-5,6.5810003861866044E-3,4.2833252206164768E-2]
[2004,8,15,1,null,null,1.3833944548794053E-2,8.5585713478154406E-3,1.1895583870989651E-3,1.7199976678858088E-6,5.5420739247312028E-5,7.3207718409680914E-3,3.0959986861591748E-2,null,1.1196430477202354E-2,1.0429931987151754E-2,6.7213631603421588E-4,2.286122959272083E-6,2.3461776196506599E-5,6.7440999512097177E-3,2.9068346630753819E-2]
[2004,8,15,4,null,null,1.042659885021466E-2,8.4562078399890109E-3,1.1895583870989651E-3,1.7199976678858088E-6,5.5420739247312028E-5,8.4448493176930307E-3,2.8574355131910867E-2,null,8.4387131037244965E-3,1.0305186351319853E-2,6.7213631603421588E-4,2.286122959272083E-6,2.3461776196506599E-5,7.7796315892144502E-3,2.7221415259448795E-2]
[2004,8,15,9,null,null,1.8610512968616218E-2,1.184479712226239E-2,0,0,5.5420739247312028E-5,1.0286955142397858E-2,4.0797685972523784E-2,null,1.5062321080096322E-2,1.4434702167709453E-2,0,0,2.3461776196506599E-5,9.4766310412383661E-3,3.8997116065240645E-2]
[2004,8,15,12,null,null,2.2750458532698092E-2,1.3717295882869868E-2,0,0,5.5420739247312028E-5,9.1139682135381837E-3,4.563714336835345E-2,null,1.8412964313062417E-2,1.6716629130221362E-2,0,0,2.3461776196506599E-5,8.3960426467985169E-3,4.3549097866278801E-2]
[2004,8,15,15,null,null,2.2337245004339815E-2,1.3237537826682489E-2,0,0,5.5420739247312028E-5,7.1290472433823918E-3,4.2759250813652006E-2,null,1.8078532110722394E-2,1.6131970348636313E-2,0,0,2.3461776196506599E-5,6.5674778849423949E-3,4.0801442120497605E-2]
[2004,8,15,16,null,null,2.5083074829019204E-2,1.2951147957210338E-2,0,0,5.5420739247312028E-5,6.1566555528485573E-3,4.4246299078325411E-2,null,2.0300855080560488E-2,1.5782960363323023E-2,0,0,2.3461776196506599E-5,5.6716834393366758E-3,4.1778960659416692E-2]
[2004,8,15,19,null,null,2.404139739995213E-2,1.2055768189787118E-2,1.1895583870989651E-3,1.7199976678858088E-6,5.5420739247312028E-5,6.4447395731387878E-3,4.3788604286892185E-2,null,1.945777891576286E-2,1.4691802774354669E-2,6.7213631603421588E-4,2.286122959272083E-6,2.3461776196506599E-5,5.9370745032011549E-3,4.0784540408508679E-2]
[2004,8,15,22,null,null,2.5290717205119731E-2,1.1882721220414682E-2,1.1895583870989651E-3,1.7199976678858088E-6,5.5420739247312028E-5,3.8234998210640706E-3,4.2243637370612645E-2,null,2.0468909348808465E-2,1.4480918498488005E-2,6.7213631603421588E-4,2.286122959272083E-6,2.3461776196506599E-5,3.522315066887625E-3,3.9170027129374091E-2]
[2004,8,16,2,null,null,1.1745457794145809E-2,1.2405555070501255E-2,1.1895583870989651E-3,1.7199976678858088E-6,5.5420739247312028E-5,6.0723497366048504E-3,3.1470061725266077E-2,null,9.5061246740743913E-3,1.5118071742338165E-2,6.7213631603421588E-4,2.286122959272083E-6,2.3461776196506599E-5,5.5940185614293909E-3,3.0916099193031944E-2]
[2004,8,16,6,null,null,1.1422110690790939E-2,1.4627008765533777E-2,1.1895583870989651E-3,1.7199976678858088E-6,5.5420739247312028E-5,8.2093441393304711E-3,3.5505162719669352E-2,null,9.2444253915633049E-3,1.7825253818668015E-2,6.7213631603421588E-4,2.286122959272083E-6,2.3461776196506599E-5,7.5626776263800419E-3,3.5330241051801353E-2]
[2004,8,16,9,null,null,2.0576099178640412E-2,1.8727691414038929E-2,0,0,5.5420739247312028E-5,1.1875545270186425E-2,5.1234756602113074E-2,null,1.6653157971906911E-2,2.2822564629860702E-2,0,0,2.3461776196506599E-5,1.0940084736565436E-2,5.0439269114529554E-2]
[2004,8,16,13,null,null,2.6389734606153327E-2,1.9593257705583626E-2,0,0,5.5420739247312028E-5,7.7806320541705951E-3,5.381904510515486E-2,null,2.1358393319234018E-2,2.387738992537999E-2,0,0,2.3461776196506599E-5,7.1677360525380963E-3,5.2426981073348616E-2]
[2004,8,16,16,null,null,2.7866906676835727E-2,1.8880303638126244E-2,0,0,5.5420739247312028E-5,6.7338610460782799E-3,5.3536492100287561E-2,null,2.2553934788547069E-2,2.3008546034110483E-2,0,0,2.3461776196506599E-5,6.2034212974876801E-3,5.1789363896341742E-2]
[2004,8,16,17,null,null,2.9309871684787714E-2,1.8321172302287816E-2,0,0,5.5420739247312028E-5,6.3271081427005724E-3,5.4013572869023412E-2,null,2.3721790951016546E-2,2.2327158736197887E-2,0,0,2.3461776196506599E-5,5.8287091366096746E-3,5.1901120600020612E-2]
[2004,8,16,23,null,null,1.8174607426516297E-2,1.5017473001680274E-2,1.1895583870989651E-3,1.7199976678858088E-6,5.5420739247312028E-5,5.2992678469789634E-3,3.9738047399189694E-2,null,1.4709523215428401E-2,1.8301094383748145E-2,6.7213631603421588E-4,2.286122959272083E-6,2.3461776196506599E-5,4.8818338837250241E-3,3.8590335698091567E-2]
[2004,8,16,24,null,null,1.6033810885063466E-2,1.4364778049036783E-2,1.1895583870989651E-3,1.7199976678858088E-6,5.5420739247312028E-5,5.4247920477536894E-3,3.7070080105868097E-2,null,1.2976880760655706E-2,1.7505685467029065E-2,6.7213631603421588E-4,2.286122959272083E-6,2.3461776196506599E-5,4.9974702912938367E-3,3.6177920734168603E-2]
[2004,8,17,4,null,null,1.139583567833231E-2,1.4789821310817906E-2,1.1895583870989651E-3,1.7199976678858088E-6,5.5420739247312028E-5,7.8837917848262589E-3,3.5316147897990639E-2,null,9.2231598480125819E-3,1.8023665878924074E-2,6.7213631603421588E-4,2.286122959272083E-6,2.3461776196506599E-5,7.2627696841817326E-3,3.520747962630838E-2]
[2004,8,17,7,null,null,1.6807292200783513E-2,1.8987890910248408E-2,0,0,5.5420739247312028E-5,1.2329712638793809E-2,4.818031648907304E-2,null,1.3602893807500646E-2,2.3139657628010298E-2,0,0,2.3461776196506599E-5,1.1358476430092258E-2,4.812448964179971E-2]
[2004,8,17,10,null,null,2.1334770783719186E-2,2.136349876761914E-2,0,0,5.5420739247312028E-5,1.3040814055122873E-2,5.5794504345708512E-2,null,1.7267184857104489E-2,2.6034700196866656E-2,0,0,2.3461776196506599E-5,1.2013562960768212E-2,5.5338909790935864E-2]
[2004,8,17,14,null,null,2.3534996051328482E-2,2.0426076821718799E-2,0,0,5.5420739247312028E-5,1.0250118650570288E-2,5.4266612262864874E-2,null,1.9047925639755586E-2,2.4892307764571322E-2,0,0,2.3461776196506599E-5,9.4426962337981427E-3,5.3406391414321554E-2]
[2004,8,17,17,null,null,2.8789731461894907E-2,1.8943853793903415E-2,0,0,5.5420739247312028E-5,7.4368496631276792E-3,5.5225855658173312E-2,null,2.3300818189164359E-2,2.3085991646887665E-2,0,0,2.3461776196506599E-5,6.8510340903645706E-3,5.3261305702613095E-2]
[2004,8,17,20,null,null,2.3592168823248248E-2,1.7850146213193207E-2,1.1895583870989651E-3,1.7199976678858088E-6,5.5420739247312028E-5,7.3328149250279232E-3,5.0021829085483534E-2,null,1.9094198122902441E-2,2.1753141195912401E-2,6.7213631603421588E-4,2.286122959272083E-6,2.3461776196506599E-5,6.75519437736924E-3,4.8300417911374079E-2]
[2004,8,17,22,null,null,2.3753191656303123E-2,1.6092878234027694E-2,1.1895583870989651E-3,1.7199976678858088E-6,5.5420739247312028E-5,5.5286358341977357E-3,4.6621404848542713E-2,null,1.9224521108453099E-2,1.9611640615844896E-2,6.7213631603421588E-4,2.286122959272083E-6,2.3461776196506599E-5,5.0931340942785928E-3,4.4627180033766575E-2]
[2004,8,18,1,null,null,1.334809668876121E-2,1.5224864866183463E-2,1.1895583870989651E-3,1.7199976678858088E-6,5.5420739247312028E-5,6.1845401004675584E-3,3.6004200779426399E-2,null,1.080321205940629E-2,1.8553833182497422E-2,6.7213631603421588E-4,2.286122959272083E-6,2.3461776196506599E-5,5.6973714651790365E-3,3.5752300922272738E-2]
[2004,8,18,5,null,null,1.1683976656947283E-2,1.4821592381587392E-2,1.1895583870989651E-3,1.7199976678858088E-6,5.5420739247312028E-5,8.8828060519250216E-3,3.6635074214473859E-2,null,9.4563652380816651E-3,1.8062383802023387E-2,6.7213631603421588E-4,2.286122959272083E-6,2.3461776196506599E-5,8.1830895925682819E-3,3.6399722847863331E-2]
[2004,8,18,8,null,null,1.8943766924879864E-2,1.9602085598806062E-2,0,0,5.5420739247312028E-5,1.2947455176999238E-2,5.1548728439932474E-2,null,1.533203842205891E-2,2.388814806738267E-2,0,0,2.3461776196506599E-5,1.1927558148833608E-2,5.1171206414471697E-2]
[2004,8,18,12,null,null,2.4688906852684211E-2,2.0830923067024748E-2,0,0,5.5420739247312028E-5,9.8564843345426353E-3,5.5431734993498905E-2,null,1.9981837295878171E-2,2.5385675013869607E-2,0,0,2.3461776196506599E-5,9.0800692828173161E-3,5.4471043368761601E-2]
[2004,8,18,13,null,null,2.4022370579986012E-2,2.0985121645191566E-2,0,0,5.5420739247312028E-5,9.8550274011853008E-3,5.4917940365610193E-2,null,1.9442379658797394E-2,2.5573589633896221E-2,0,0,2.3461776196506599E-5,9.0787271150244153E-3,5.4118158183914536E-2]
[2004,8,18,19,null,null,2.2530285327984685E-2,1.8500136306691388E-2,1.1895583870989651E-3,1.7199976678858088E-6,5.5420739247312028E-5,7.8188899679544725E-3,5.0096010726644699E-2,null,1.8234768284386606E-2,2.2545253826864394E-2,6.7213631603421588E-4,2.286122959272083E-6,2.3461776196506599E-5,7.2029803136745164E-3,4.8680886640115509E-2]
[2004,8,18,20,null,null,2.3063410377989823E-2,1.7839148051985491E-2,1.1895583870989651E-3,1.7199976678858088E-6,5.5420739247312028E-5,7.3465698101171026E-3,4.949582736410657E-2,null,1.8666250247971451E-2,2.1739738249472108E-2,6.7213631603421588E-4,2.286122959272083E-6,2.3461776196506599E-5,6.7678657625556632E-3,4.7871738475189218E-2]
[2004,8,18,23,null,null,1.7930590884315294E-2,1.6153164796405623E-2,1.1895583870989651E-3,1.7199976678858088E-6,5.5420739247312028E-5,6.3902672755354224E-3,4.17207220802705E-2,null,1.4512029706588292E-2,1.9685109039462287E-2,6.7213631603421588E-4,2.286122959272083E-6,2.3461776196506599E-5,5.886893097798886E-3,4.0781916059039455E-2]
[2004,8,19,2,null,null,1.0517671590833243E-2,1.4758993506242241E-2,1.1895583870989651E-3,1.7199976678858088E-6,5.5420739247312028E-5,6.5169284323135816E-3,3.3040292653403226E-2,null,8.5124223487708147E-3,1.7986097470369593E-2,6.7213631603421588E-4,2.286122959272083E-6,2.3461776196506599E-5,6.0035769010650161E-3,3.3199980935395418E-2]
[2004,8,19,6,null,null,1.1023215030403532E-2,1.6136751657693859E-2,1.1895583870989651E-3,1.7199976678858088E-6,5.5420739247312028E-5,9.1172986413372292E-3,3.7523964453448785E-2,null,8.9215812805845118E-3,1.9665107112329546E-2,6.7213631603421588E-4,2.286122959272083E-6,2.3461776196506599E-5,8.3991107301160921E-3,3.7683683338220142E-2]
[2004,8,19,10,null,null,1.8446782338415759E-2,2.0504444109448645E-2,0,0,5.5420739247312028E-5,1.2571550710933773E-2,5.1578197898045484E-2,null,1.4929806553125216E-2,2.4987810325433714E-2,0,0,2.3461776196506599E-5,1.1581264431951923E-2,5.1522343086707362E-2]
[2004,8,19,14,null,null,1.9892377284849719E-2,2.0052035512885692E-2,0,0,5.5420739247312028E-5,1.0165932145241172E-2,5.016576568222389E-2,null,1.6099791242514032E-2,2.4436481055536488E-2,0,0,2.3461776196506599E-5,9.3651412684452665E-3,4.9924875342692292E-2]
[2004,8,19,17,null,null,2.4815732376564637E-2,1.7958571063904201E-2,0,0,5.5420739247312028E-5,8.2227948354547196E-3,5.1052519015170869E-2,null,2.0084482868574626E-2,2.1885273507798942E-2,0,0,2.3461776196506599E-5,7.5750687841767703E-3,4.9568286936746843E-2]
[2004,8,19,20,null,null,1.9964528875750686E-2,1.7204131685586141E-2,1.1895583870989651E-3,1.7199976678858088E-6,5.5420739247312028E-5,7.8263927815975798E-3,4.6241752466948567E-2,null,1.6158186754256388E-2,2.0965873401811053E-2,6.7213631603421588E-4,2.286122959272083E-6,2.3461776196506599E-5,7.2098921156297765E-3,4.503183648688721E-2]
[2004,8,19,21,null,null,2.2841448615327074E-2,1.6426727607757815E-2,1.1895583870989651E-3,1.7199976678858088E-6,5.5420739247312028E-5,6.7325708037311999E-3,4.7247446150830243E-2,null,1.8486606659298299E-2,2.0018487286913092E-2,6.7213631603421588E-4,2.286122959272083E-6,2.3461776196506599E-5,6.2022326901196292E-3,4.5405210851521015E-2]
[2004,8,19,24,null,null,1.29497557552553E-2,1.5064383639078343E-2,1.1895583870989651E-3,1.7199976678858088E-6,5.5420739247312028E-5,6.0255389221026507E-3,3.5286377440450455E-2,null,1.0480816913720124E-2,1.8358262191043542E-2,6.7213631603421588E-4,2.286122959272083E-6,2.3461776196506599E-5,5.5508951287287995E-3,3.5087858448682459E-2]
[2004,8,20,4,null,null,9.7416564729531155E-3,1.3907889001395161E-2,1.1895583870989651E-3,1.7199976678858088E-6,5.5420739247312028E-5,7.7788773540888242E-3,3.2675121952451265E-2,null,7.8843585824345357E-3,1.6948896080235792E-2,6.7213631603421588E-4,2.286122959272083E-6,2.3461776196506599E-5,7.1661195737032233E-3,3.2697258451563543E-2]
[2004,8,20,7,null,null,1.4887946223181243E-2,1.6744774863693516E-2,0,0,5.5420739247312028E-5,1.2172702323292268E-2,4.3860844149414338E-2,null,1.2049481205323119E-2,2.0406076653560871E-2,0,0,2.3461776196506599E-5,1.1213834132242235E-2,4.369285376732273E-2]
[2004,8,20,11,null,null,2.064572724373755E-2,1.8049827542625983E-2,0,0,5.5420739247312028E-5,1.4320827107280429E-2,5.3071802632891275E-2,null,1.6709511081272971E-2,2.1996483524958886E-2,0,0,2.3461776196506599E-5,1.3192746815986136E-2,5.19222031984145E-2]
[2004,8,20,15,null,null,2.16929093779826E-2,1.7139561424028577E-2,0,0,5.5420739247312028E-5,1.1696301325739809E-2,5.0584192866998293E-2,null,1.7557042450340458E-2,2.0887184633666369E-2,0,0,2.3461776196506599E-5,1.077496019734237E-2,4.9242649057545704E-2]
[2004,8,20,18,null,null,2.4748118561619487E-2,1.5675438101719372E-2,0,0,5.5420739247312028E-5,8.7262848646451965E-3,4.9205262267231362E-2,null,2.0029759982006616E-2,1.9102925783457042E-2,0,0,2.3461776196506599E-5,8.0388978933283329E-3,4.7195045434988495E-2]
[2004,8,20,21,null,null,2.1764088625890507E-2,1.4234788320222522E-2,1.1895583870989651E-3,1.7199976678858088E-6,5.5420739247312028E-5,8.1325183606163459E-3,4.5378094430743532E-2,null,1.7614651001380217E-2,1.7347273043335582E-2,6.7213631603421588E-4,2.286122959272083E-6,2.3461776196506599E-5,7.4919035684346616E-3,4.3151711828340454E-2]
[2004,8,20,22,null,null,2.1319676099295207E-2,1.2933480832206058E-2,1.1895583870989651E-3,1.7199976678858088E-6,5.5420739247312028E-5,6.4681503475299456E-3,4.196800640304537E-2,null,1.7254968053420455E-2,1.5761430261543807E-2,6.7213631603421588E-4,2.286122959272083E-6,2.3461776196506599E-5,5.9586411639111153E-3,3.9672923694065373E-2]
[2004,8,21,4,null,null,1.0395446033367598E-2,1.0662794925226655E-2,1.1895583870989651E-3,1.7199976678858088E-6,5.5420739247312028E-5,7.394096560369167E-3,2.9699036642977582E-2,null,8.4134997347705513E-3,1.2994251183224359E-2,6.7213631603421588E-4,2.286122959272083E-6,2.3461776196506599E-5,6.8116487353103118E-3,2.8917283868495219E-2]
[2004,8,21,6,null,null,1.0446723416580744E-2,1.0418386209496176E-2,1.1895583870989651E-3,1.7199976678858088E-6,5.5420739247312028E-5,8.4686054900071101E-3,3.0580414240098192E-2,null,8.455000815982338E-3,1.2696401673237313E-2,6.7213631603421588E-4,2.286122959272083E-6,2.3461776196506599E-5,7.8015164401597746E-3,2.9650803144569419E-2]
[2004,8,21,9,null,null,1.8133389915808439E-2,1.3071661094210553E-2,0,0,5.5420739247312028E-5,1.1783610454506965E-2,4.3044082203773266E-2,null,1.4676164039276138E-2,1.5929824106276032E-2,0,0,2.3461776196506599E-5,1.085539181081837E-2,4.1484841732567043E-2]
[2004,8,21,12,null,null,2.1331901438934271E-2,1.2588326024068296E-2,0,0,5.5420739247312028E-5,1.0423418530142234E-2,4.4399066732392106E-2,null,1.726486256794928E-2,1.5340806184508551E-2,0,0,2.3461776196506599E-5,9.6023449340656899E-3,4.2231475462720026E-2]
[2004,8,21,16,null,null,2.2729327517924353E-2,1.1744891549910435E-2,0,0,5.5420739247312028E-5,7.6175182266331786E-3,4.2147158033715278E-2,null,1.8395862037063521E-2,1.4312951903276087E-2,0,0,2.3461776196506599E-5,7.017471028544226E-3,3.974974674508034E-2]
[2004,8,21,19,null,null,2.4582266672302924E-2,9.7839258811928242E-3,1.1895583870989651E-3,1.7199976678858088E-6,5.5420739247312028E-5,4.5657903973147004E-3,4.0178682074824605E-2,null,1.989552862509349E-2,1.1923214443286954E-2,6.7213631603421588E-4,2.286122959272083E-6,2.3461776196506599E-5,4.2061339247654993E-3,3.6722761208335938E-2]
[2004,8,21,21,null,null,2.2622212987569935E-2,9.6188987691994826E-3,1.1895583870989651E-3,1.7199976678858088E-6,5.5420739247312028E-5,7.2257324584945231E-3,4.0713543339278097E-2,null,1.8309169453615513E-2,1.1722103593803183E-2,6.7213631603421588E-4,2.286122959272083E-6,2.3461776196506599E-5,6.6565470116253809E-3,3.7385704274234072E-2]
[2004,8,21,24,null,null,1.6082524323869161E-2,7.9547452209049099E-3,1.1895583870989651E-3,1.7199976678858088E-6,5.5420739247312028E-5,7.462408488753066E-3,3.2746377157541307E-2,null,1.3016306726906306E-2,9.6940772305807738E-3,6.7213631603421588E-4,2.286122959272083E-6,2.3461776196506599E-5,6.8745795960021778E-3,3.028284776867925E-2]
[2004,8,22,3,null,null,9.6729630114274368E-3,7.1083706071725606E-3,1.1895583870989651E-3,1.7199976678858088E-6,5.5420739247312028E-5,7.8430484328823984E-3,2.5871081175496559E-2,null,7.8287618895680981E-3,8.6626399382885889E-3,6.7213631603421588E-4,2.286122959272083E-6,2.3461776196506599E-5,7.2252357678371454E-3,2.4414521810883827E-2]
[2004,8,22,7,null,null,1.1337372902504512E-2,8.1219181035606519E-3,0,0,5.5420739247312028E-5,8.8538186489606797E-3,2.8368530394273159E-2,null,9.1758433069673694E-3,9.8978030307565867E-3,0,0,2.3461776196506599E-5,8.1563855855094208E-3,2.7253493699429882E-2]
[2004,8,22,10,null,null,1.7774849263943196E-2,1.1484136922137097E-2,0,0,5.5420739247312028E-5,1.0098596224937671E-2,3.9413003150265274E-2,null,1.4385981042828466E-2,1.3995182392164261E-2,0,0,2.3461776196506599E-5,9.3031095337185819E-3,3.7707734744907816E-2]
[2004,8,22,13,null,null,1.9006790287954437E-2,1.2064891737302233E-2,0,0,5.5420739247312028E-5,8.7291828118778517E-3,3.9856285576381836E-2,null,1.5383046050477188E-2,1.4702921216463407E-2,0,0,2.3461776196506599E-5,8.0415675634416643E-3,3.8150996606578766E-2]
[2004,8,22,18,null,null,2.2859375774789917E-2,1.1166562173834273E-2,0,0,5.5420739247312028E-5,6.0475910651936419E-3,4.0128949753065142E-2,null,1.8501115911801914E-2,1.3608168848545122E-2,0,0,2.3461776196506599E-5,5.5712101802527052E-3,3.7703956716796244E-2]
[2004,8,22,21,null,null,2.3122920543051907E-2,1.0586727524662774E-2,1.1895583870989651E-3,1.7199976678858088E-6,5.5420739247312028E-5,5.6091951090170098E-3,4.0565542300745848E-2,null,1.8714414488001065E-2,1.2901551387653547E-2,6.7213631603421588E-4,2.286122959272083E-6,2.3461776196506599E-5,5.1673475533482735E-3,3.748119764419288E-2]
[2004,8,22,22,null,null,2.2418920786430738E-2,1.0659451559001483E-2,1.1895583870989651E-3,1.7199976678858088E-6,5.5420739247312028E-5,3.5004697223821974E-3,3.7825541191828571E-2,null,1.8144635976660755E-2,1.2990176778639815E-2,6.7213631603421588E-4,2.286122959272083E-6,2.3461776196506599E-5,3.2247306973586872E-3,3.505742766784925E-2]
[2004,8,23,1,null,null,1.3517627749224284E-2,1.1594216463499332E-2,1.1895583870989651E-3,1.7199976678858088E-6,5.5420739247312028E-5,6.0013177976972745E-3,3.2359861134435057E-2,null,1.0940421134193761E-2,1.4129331198422449E-2,6.7213631603421588E-4,2.286122959272083E-6,2.3461776196506599E-5,5.5285819509015089E-3,3.1296218498707715E-2]
[2004,8,23,4,null,null,1.0495615786134163E-2,1.2116842738102701E-2,1.1895583870989651E-3,1.7199976678858088E-6,5.5420739247312028E-5,7.4889100536582771E-3,3.1348067701909302E-2,null,8.4945715988953199E-3,1.4766231479706309E-2,6.7213631603421588E-4,2.286122959272083E-6,2.3461776196506599E-5,6.8989935794545806E-3,3.0857680873246203E-2]
[2004,8,23,8,null,null,1.7664733362450211E-2,1.8553336739307893E-2,0,0,5.5420739247312028E-5,1.1550938927870274E-2,4.7824429768875687E-2,null,1.4296859315388251E-2,2.2610086714425569E-2,0,0,2.3461776196506599E-5,1.0641048287276611E-2,4.7571456093286939E-2]
[2004,8,23,11,null,null,2.4529364746205436E-2,2.0403395700819144E-2,0,0,5.5420739247312028E-5,1.0134276421041559E-2,5.5122457607313449E-2,null,1.9852712728617151E-2,2.4864667339696424E-2,0,0,2.3461776196506599E-5,9.3359791291698132E-3,5.4076820973679898E-2]
[2004,8,23,15,null,null,2.6330746924447212E-2,1.9027675776260165E-2,0,0,5.5420739247312028E-5,7.5701798789146275E-3,5.2984023318869311E-2,null,2.1310651948368727E-2,2.3188141589848912E-2,0,0,2.3461776196506599E-5,6.9738616174774264E-3,5.1496116931891572E-2]
[2004,8,23,19,null,null,2.3728288126980576E-2,1.7758409131042562E-2,1.1895583870989651E-3,1.7199976678858088E-6,5.5420739247312028E-5,7.6757524994707921E-3,5.0409148881508083E-2,null,1.9204365567586687E-2,2.1641345489754597E-2,6.7213631603421588E-4,2.286122959272083E-6,2.3461776196506599E-5,7.0711180708417426E-3,4.8614713343373021E-2]
[2004,8,23,22,null,null,2.2948304985603393E-2,1.5550612629741736E-2,1.1895583870989651E-3,1.7199976678858088E-6,5.5420739247312028E-5,5.7216115028285251E-3,4.546722824218781E-2,null,1.8573090302240854E-2,1.895080679886469E-2,6.7213631603421588E-4,2.286122959272083E-6,2.3461776196506599E-5,5.270908682214046E-3,4.3492689998509582E-2]
[2004,8,23,23,null,null,1.8308730680717478E-2,1.5250543763588498E-2,1.1895583870989651E-3,1.7199976678858088E-6,5.5420739247312028E-5,5.1910107245286561E-3,3.9996984292848786E-2,null,1.4818075167891633E-2,1.8585126857873269E-2,6.7213631603421588E-4,2.286122959272083E-6,2.3461776196506599E-5,4.7821043920682161E-3,3.8883190633023111E-2]
[2004,8,24,2,null,null,1.2452457877059755E-2,1.5024054026152854E-2,1.1895583870989651E-3,1.7199976678858088E-6,5.5420739247312028E-5,6.7712700108778553E-3,3.5494481038104632E-2,null,1.007833148376645E-2,1.8309114371531775E-2,6.7213631603421588E-4,2.286122959272083E-6,2.3461776196506599E-5,6.2378834830550227E-3,3.5323213553543245E-2]
[2004,8,24,5,null,null,1.1906683159699631E-2,1.5092330829658898E-2,1.1895583870989651E-3,1.7199976678858088E-6,5.5420739247312028E-5,8.4553388462030553E-3,3.6701051959575751E-2,null,9.6366115782410174E-3,1.8392320129587404E-2,6.7213631603421588E-4,2.286122959272083E-6,2.3461776196506599E-5,7.7892948365126087E-3,3.6516110759531026E-2]
[2004,8,24,8,null,null,2.0125361966245994E-2,1.8938957477081238E-2,0,0,5.5420739247312028E-5,1.3511732097446523E-2,5.2631472280021067E-2,null,1.6288356172661445E-2,2.3080024733793471E-2,0,0,2.3461776196506599E-5,1.2447385843826226E-2,5.1839228526477654E-2]
[2004,8,24,13,null,null,2.530230274384597E-2,2.1230347170200097E-2,0,0,5.5420739247312028E-5,1.0307614459561992E-2,5.6895685112855372E-2,null,2.0478286043823523E-2,2.5872434551279005E-2,0,0,2.3461776196506599E-5,9.4956629825288952E-3,5.5869845353827927E-2]
[2004,8,24,16,null,null,2.9227507869659514E-2,1.9604637114805139E-2,0,0,5.5420739247312028E-5,7.1139374473052431E-3,5.6001503171017208E-2,null,2.3655130229147423E-2,2.3891257481004756E-2,0,0,2.3461776196506599E-5,6.5535583178256557E-3,5.4123407804174344E-2]
[2004,8,24,20,null,null,2.4255816996228797E-2,1.8258648324137441E-2,1.1895583870989651E-3,1.7199976678858088E-6,5.5420739247312028E-5,7.4732878349679831E-3,5.1234452279348378E-2,null,1.9631318291621552E-2,2.2250963678264415E-2,6.7213631603421588E-4,2.286122959272083E-6,2.3461776196506599E-5,6.8846019542823005E-3,4.9464768139358267E-2]
[2004,8,24,23,null,null,1.8862652000201346E-2,1.6093812502366002E-2,1.1895583870989651E-3,1.7199976678858088E-6,5.5420739247312028E-5,6.4180865459105094E-3,4.2621250172492013E-2,null,1.5266388483126222E-2,1.9612779165122607E-2,6.7213631603421588E-4,2.286122959272083E-6,2.3461776196506599E-5,5.9125209884168381E-3,4.1489572851855665E-2]
[2004,8,24,24,null,null,1.5857745024831504E-2,1.5467780821940514E-2,1.1895583870989651E-3,1.7199976678858088E-6,5.5420739247312028E-5,6.0054520704288352E-3,3.8577677041215015E-2,null,1.2834382779942907E-2,1.8849863535482295E-2,6.7213631603421588E-4,2.286122959272083E-6,2.3461776196506599E-5,5.5323905586730521E-3,3.7914521089288243E-2]
[2004,8,25,5,null,null,1.2483455306356793E-2,1.6190587927273761E-2,1.1895583870989651E-3,1.7199976678858088E-6,5.5420739247312028E-5,7.9729785277766613E-3,3.7893720885421381E-2,null,1.0103419090621615E-2,1.9730714864761693E-2,6.7213631603421588E-4,2.286122959272083E-6,2.3461776196506599E-5,7.3449310084036361E-3,3.7876949178976937E-2]
[2004,8,25,7,null,null,1.7132017465210456E-2,1.966719997693582E-2,0,0,5.5420739247312028E-5,1.1065850759563914E-2,4.7920488940957497E-2,null,1.3865708497448523E-2,2.3967499925032651E-2,0,0,2.3461776196506599E-5,1.0194171487497161E-2,4.8050841686174843E-2]
[2004,8,25,11,null,null,2.5677703781362207E-2,2.2550448667022945E-2,0,0,5.5420739247312028E-5,1.1556471230404779E-2,5.9840044418037239E-2,null,2.078211490498421E-2,2.7481180715615641E-2,0,0,2.3461776196506599E-5,1.0646144799237854E-2,5.8932902196034205E-2]
[2004,8,25,14,null,null,2.7379722513255725E-2,2.2282792865791431E-2,0,0,5.5420739247312028E-5,9.7415975475424327E-3,5.9459533665836901E-2,null,2.2159634840482511E-2,2.7155001066073565E-2,0,0,2.3461776196506599E-5,8.9742323585920887E-3,5.8312330041344673E-2]
[2004,8,25,18,null,null,2.9202673155327846E-2,2.032616740047398E-2,0,0,5.5420739247312028E-5,8.318950559713649E-3,5.7903211854762784E-2,null,2.3635030383333026E-2,2.4770552809671619E-2,0,0,2.3461776196506599E-5,7.6636501290636809E-3,5.6092695098264825E-2]
[2004,8,25,21,null,null,2.8469648220501527E-2,1.8559848442717602E-2,1.1895583870989651E-3,1.7199976678858088E-6,5.5420739247312028E-5,6.2366325827737457E-3,5.4512828370007031E-2,null,2.3041760496216548E-2,2.2618022223860928E-2,6.7213631603421588E-4,2.286122959272083E-6,2.3461776196506599E-5,5.7453605181110685E-3,5.2103027453378539E-2]
[2004,8,25,24,null,null,1.7309321575131889E-2,1.6441377078106507E-2,1.1895583870989651E-3,1.7199976678858088E-6,5.5420739247312028E-5,5.3445926287399529E-3,4.0341990405992505E-2,null,1.4009208649054279E-2,2.0036339913616225E-2,6.7213631603421588E-4,2.286122959272083E-6,2.3461776196506599E-5,4.9235883414657068E-3,3.9667021119326205E-2]
[2004,8,26,2,null,null,1.2268499578507598E-2,1.6014987762634221E-2,1.1895583870989651E-3,1.7199976678858088E-6,5.5420739247312028E-5,6.2083585816627603E-3,3.573854504681874E-2,null,9.9294457994860974E-3,1.9516719128827267E-2,6.7213631603421588E-4,2.286122959272083E-6,2.3461776196506599E-5,5.7193137168098712E-3,3.5863362860313226E-2]
[2004,8,26,5,null,null,1.1559273542145698E-2,1.6221486215497342E-2,1.1895583870989651E-3,1.7199976678858088E-6,5.5420739247312028E-5,7.9259516623300993E-3,3.6953410543987306E-2,null,9.3554374260435402E-3,1.9768369168452649E-2,6.7213631603421588E-4,2.286122959272083E-6,2.3461776196506599E-5,7.3016085435251565E-3,3.7123299353211341E-2]
[2004,8,26,8,null,null,1.9295126053625915E-2,2.0890569033681732E-2,0,0,5.5420739247312028E-5,1.275225271743189E-2,5.2993368543986848E-2,null,1.5616409090429016E-2,2.5458362773340005E-2,0,0,2.3461776196506599E-5,1.1747732178752551E-2,5.2845965818718081E-2]
[2004,8,26,12,null,null,2.5937121585488405E-2,2.1898025397733018E-2,0,0,5.5420739247312028E-5,9.5974548277930494E-3,5.748802255026178E-2,null,2.0992073344401306E-2,2.6686102886736406E-2,0,0,2.3461776196506599E-5,8.8414440501532222E-3,5.654308205748744E-2]
[2004,8,26,15,null,null,2.5999105231181083E-2,2.1300054264111499E-2,0,0,5.5420739247312028E-5,8.4999758707026713E-3,5.5854556105242557E-2,null,2.1042239483008689E-2,2.5957383337585904E-2,0,0,2.3461776196506599E-5,7.8304157130116361E-3,5.4853500309802738E-2]
[2004,8,26,19,null,null,2.4042506443289736E-2,1.9149561163533026E-2,1.1895583870989651E-3,1.7199976678858088E-6,5.5420739247312028E-5,7.7431386918096713E-3,5.2181905422646585E-2,null,1.9458676514172477E-2,2.3336677630248704E-2,6.7213631603421588E-4,2.286122959272083E-6,2.3461776196506599E-5,7.1331961175746866E-3,5.0626434477185858E-2]
[2004,8,26,23,null,null,1.8516416259164139E-2,1.6850712988102704E-2,1.1895583870989651E-3,1.7199976678858088E-6,5.5420739247312028E-5,6.3004903207668286E-3,4.2914318692047829E-2,null,1.4986164401731904E-2,2.0535178508009545E-2,6.7213631603421588E-4,2.286122959272083E-6,2.3461776196506599E-5,5.8041880539281884E-3,4.202341517885963E-2]
[2004,8,27,2,null,null,1.1166226442863591E-2,1.5764127651511462E-2,1.1895583870989651E-3,1.7199976678858088E-6,5.5420739247312028E-5,5.5321712566240638E-3,3.3709224475013282E-2,null,9.0373268173262467E-3,1.9211007603974751E-2,6.7213631603421588E-4,2.286122959272083E-6,2.3461776196506599E-5,5.0963910243852625E-3,3.4042609660876251E-2]
[2004,8,27,3,null,null,1.0708274429057666E-2,1.5399202254607546E-2,1.1895583870989651E-3,1.7199976678858088E-6,5.5420739247312028E-5,5.9473031641242135E-3,3.3301478971803591E-2,null,8.6666857563918349E-3,1.8766290031915985E-2,6.7213631603421588E-4,2.286122959272083E-6,2.3461776196506599E-5,5.4788221584154044E-3,3.3609682161913221E-2]
[2004,8,27,6,null,null,1.1024685859393485E-2,1.685925764916426E-2,1.1895583870989651E-3,1.7199976678858088E-6,5.5420739247312028E-5,8.0246340792994864E-3,3.7155276711871396E-2,null,8.9227716883146981E-3,2.054559148817919E-2,6.7213631603421588E-4,2.286122959272083E-6,2.3461776196506599E-5,7.3925175484669762E-3,3.7558764940150854E-2]
[2004,8,27,10,null,null,2.1014574545762207E-2,1.830419222216504E-2,0,0,5.5420739247312028E-5,1.3790240815373719E-2,5.3164428322548279E-2,null,1.7008035710980467E-2,2.2306465903992646E-2,0,0,2.3461776196506599E-5,1.2703955871111203E-2,5.2041919262280828E-2]
[2004,8,27,13,null,null,2.5334757862463982E-2,1.6716678153841764E-2,0,0,5.5420739247312028E-5,1.0300936868126255E-2,5.2407793623679311E-2,null,2.0504553423886688E-2,2.0371836502850287E-2,0,0,2.3461776196506599E-5,9.489511398371616E-3,5.0389363101305096E-2]
[2004,8,27,16,null,null,2.7380530816018669E-2,1.7563001246365336E-2,0,0,5.5420739247312028E-5,5.3583344482894084E-3,5.0357287249920724E-2,null,2.2160289036085069E-2,2.1403211008646734E-2,0,0,2.3461776196506599E-5,4.9362476903111914E-3,4.8523209511239507E-2]
[2004,8,27,21,null,null,2.3299913374102605E-2,1.5618338154775655E-2,1.1895583870989651E-3,1.7199976678858088E-6,5.5420739247312028E-5,5.4781001852912264E-3,4.5643050838183645E-2,null,1.8857662707685095E-2,1.9033340739541393E-2,6.7213631603421588E-4,2.286122959272083E-6,2.3461776196506599E-5,5.0465792398549821E-3,4.3635466902271464E-2]
[2004,8,27,24,null,null,1.5286341915927669E-2,1.3267879212942564E-2,1.1895583870989651E-3,1.7199976678858088E-6,5.5420739247312028E-5,4.8971694743139109E-3,3.4698089727198303E-2,null,1.2371920670113445E-2,1.6168945981861509E-2,6.7213631603421588E-4,2.286122959272083E-6,2.3461776196506599E-5,4.5114096068343953E-3,3.3750160473999341E-2]
[2004,8,28,3,null,null,1.1025687109528752E-2,1.2039266071599096E-2,1.1895583870989651E-3,1.7199976678858088E-6,5.5420739247312028E-5,6.6098783189092675E-3,3.0921530624051279E-2,null,8.9235820448612547E-3,1.4671692412081537E-2,6.7213631603421588E-4,2.286122959272083E-6,2.3461776196506599E-5,6.0892049385551207E-3,3.0382363610687906E-2]
[2004,8,28,4,null,null,1.0739042946985061E-2,1.167737890507228E-2,1.1895583870989651E-3,1.7199976678858088E-6,5.5420739247312028E-5,6.7896595368916474E-3,3.045278051296315E-2,null,8.6915880950303587E-3,1.4230677389771631E-2,6.7213631603421588E-4,2.286122959272083E-6,2.3461776196506599E-5,6.2548244291993011E-3,2.9874974129191281E-2]
[2004,8,28,7,null,null,1.3504929718239351E-2,1.2340114843913915E-2,0,0,5.5420739247312028E-5,9.3176204015062766E-3,3.5218085702906854E-2,null,1.0930144049402889E-2,1.5038322788360705E-2,0,0,2.3461776196506599E-5,8.5836527432166763E-3,3.4575581357176775E-2]
[2004,8,28,13,null,null,2.2991538166636721E-2,1.3295880077404719E-2,0,0,5.5420739247312028E-5,8.5802373670159152E-3,4.4923076350304667E-2,null,1.860808085060113E-2,1.620306933026314E-2,0,0,2.3461776196506599E-5,7.9043548501858095E-3,4.2738966807246578E-2]
[2004,8,28,15,null,null,2.2588151610977689E-2,1.2938141550837627E-2,0,0,5.5420739247312028E-5,7.0360481913166965E-3,4.2617762092379323E-2,null,1.8281602057083908E-2,1.5767110062104323E-2,0,0,2.3461776196506599E-5,6.4818045548450231E-3,4.0553978450229761E-2]
[2004,8,28,18,null,null,2.5640829678497921E-2,1.142282045222945E-2,0,0,5.5420739247312028E-5,5.162132083721984E-3,4.2281202953696667E-2,null,2.0752271043193889E-2,1.3920458868244322E-2,0,0,2.3461776196506599E-5,4.7555005797535951E-3,3.9451692267388309E-2]
[2004,8,28,22,null,null,2.36841546728443E-2,9.2385541475771861E-3,1.1895583870989651E-3,1.7199976678858088E-6,5.5420739247312028E-5,5.2702360289471947E-3,3.9439643973382843E-2,null,1.9168646387911454E-2,1.1258595331269146E-2,6.7213631603421588E-4,2.286122959272083E-6,2.3461776196506599E-5,4.8550889602627344E-3,3.5980214894633322E-2]
[2004,8,29,1,null,null,1.4179993740420348E-2,8.8560598253467643E-3,1.1895583870989651E-3,1.7199976678858088E-6,5.5420739247312028E-5,7.3400695681139477E-3,3.1622822257895228E-2,null,1.1476503575809189E-2,1.0792467328801387E-2,6.7213631603421588E-4,2.286122959272083E-6,2.3461776196506599E-5,6.7618775576602447E-3,2.9728732677460814E-2]
[2004,8,29,4,null,null,1.0728120611312496E-2,8.7109876813951867E-3,1.1895583870989651E-3,1.7199976678858088E-6,5.5420739247312028E-5,8.500307211848324E-3,2.9186114628570167E-2,null,8.6827481599290428E-3,1.0615674668770406E-2,6.7213631603421588E-4,2.286122959272083E-6,2.3461776196506599E-5,7.8307209537502864E-3,2.7827027997639728E-2]
[2004,8,29,5,null,null,1.0531442113256429E-2,8.7935653740581314E-3,1.1895583870989651E-3,1.7199976678858088E-6,5.5420739247312028E-5,8.7479805485319081E-3,2.9319687159860636E-2,null,8.5235674488832337E-3,1.0716308253878072E-2,6.7213631603421588E-4,2.286122959272083E-6,2.3461776196506599E-5,8.0588845646548477E-3,2.7996644482606144E-2]
[2004,8,29,10,null,null,2.0886246816338622E-2,1.3367839304299097E-2,0,0,5.5420739247312028E-5,1.0649381300815974E-2,4.4958888160701004E-2,null,1.690417433610502E-2,1.6290762686064626E-2,0,0,2.3461776196506599E-5,9.8105081638153093E-3,4.3028906962181465E-2]
[2004,8,29,13,null,null,2.2562578149191066E-2,1.3558957536504428E-2,0,0,5.5420739247312028E-5,9.2875913081506261E-3,4.5464547733093434E-2,null,1.8260904309890733E-2,1.6523669567645401E-2,0,0,2.3461776196506599E-5,8.5559891018091687E-3,4.3364024755541811E-2]
[2004,8,29,16,null,null,2.5930688330551548E-2,1.2754877138537802E-2,0,0,5.5420739247312028E-5,6.4526031697482713E-3,4.5193589378084931E-2,null,2.0986866623253296E-2,1.5543774264776371E-2,0,0,2.3461776196506599E-5,5.9443186685244854E-3,4.2498421332750655E-2]
[2004,8,29,19,null,null,2.476798513715418E-2,1.2132610726563081E-2,1.1895583870989651E-3,1.7199976678858088E-6,5.5420739247312028E-5,6.5787976522744393E-3,4.4726092640005856E-2,null,2.0045838890737942E-2,1.4785447192298099E-2,6.7213631603421588E-4,2.286122959272083E-6,2.3461776196506599E-5,6.0605725584060091E-3,4.1589742856632042E-2]
[2004,8,29,23,null,null,2.0172306408774231E-2,1.1975505258797535E-2,1.1895583870989651E-3,1.7199976678858088E-6,5.5420739247312028E-5,6.122331938667399E-3,3.9516842730253326E-2,null,1.6326350411051262E-2,1.4593990081407441E-2,6.7213631603421588E-4,2.286122959272083E-6,2.3461776196506599E-5,5.6400635651276364E-3,3.725828827277633E-2]
[2004,8,30,2,null,null,1.2498620989578196E-2,1.2406889234092094E-2,1.1895583870989651E-3,1.7199976678858088E-6,5.5420739247312028E-5,6.2406349621515088E-3,3.2392844309835959E-2,null,1.0115693356810031E-2,1.5119697625321046E-2,6.7213631603421588E-4,2.286122959272083E-6,2.3461776196506599E-5,5.7490476220329861E-3,3.1682322819354056E-2]
[2004,8,30,3,null,null,1.1026675040856884E-2,1.2317961280505886E-2,1.1895583870989651E-3,1.7199976678858088E-6,5.5420739247312028E-5,7.0106485367176742E-3,3.1601983982094607E-2,null,8.9243816219010987E-3,1.501132527321143E-2,6.7213631603421588E-4,2.286122959272083E-6,2.3461776196506599E-5,6.4584056820125978E-3,3.109199679231512E-2]
[2004,8,30,7,null,null,1.6502823004417244E-2,1.6536067363888272E-2,0,0,5.5420739247312028E-5,1.0970159629108323E-2,4.4064470736661143E-2,null,1.3356473260017552E-2,2.0151734551390653E-2,0,0,2.3461776196506599E-5,1.0106018139427318E-2,4.3637687727032026E-2]
[2004,8,30,10,null,null,2.357503772873425E-2,1.9337155972848848E-2,0,0,5.5420739247312028E-5,1.1661053606201415E-2,5.4628668047031821E-2,null,1.9080333161390718E-2,2.3565290680580536E-2,0,0,2.3461776196506599E-5,1.0742489011409643E-2,5.34115746295774E-2]
[2004,8,30,14,null,null,2.5129102634099888E-2,2.0007597443911489E-2,0,0,5.5420739247312028E-5,9.6524383567711137E-3,5.4844559174029799E-2,null,2.0338107443238856E-2,2.4382326452133014E-2,0,0,2.3461776196506599E-5,8.8920964162088299E-3,5.363599208777721E-2]
[2004,8,30,17,null,null,3.103656195079018E-2,1.7771504327623446E-2,0,0,5.5420739247312028E-5,6.7338997347228102E-3,5.5597386752383744E-2,null,{"$f":"G5827*X$5","v":2.5119278663271686E-2},{"$f":"H5827*Y$5","v":2.1657303995461494E-2},{"$f":"I5827*Z$5","v":0},{"$f":"J5827*AA$5","v":0},{"$f":"K5827*AB$5","v":2.3461776196506599E-5},{"$f":"L5827*AC$5","v":6.2034569385500376E-3},{"$f":"SUM(O5827:T5827)","v":5.3003501373479721E-2}]
[2004,8,30,20,null,null,2.5325819559218581E-2,1.7414590357686319E-2,1.1895583870989651E-3,1.7199976678858088E-6,5.5420739247312028E-5,6.6648870330068277E-3,5.0651996073925884E-2,null,2.0497319255026295E-2,2.1222349576035086E-2,6.7213631603421588E-4,2.286122959272083E-6,2.3461776196506599E-5,6.139880505847818E-3,4.855743355209919E-2]
[2004,8,30,24,null,null,1.6712134964189961E-2,1.5018193491126375E-2,1.1895583870989651E-3,1.7199976678858088E-6,5.5420739247312028E-5,5.1800416929318766E-3,3.8157069272262367E-2,null,1.3525878797055539E-2,1.8301972410654146E-2,6.7213631603421588E-4,2.286122959272083E-6,2.3461776196506599E-5,4.7719994131037472E-3,3.7297734836003425E-2]
[2004,8,31,4,null,null,1.0959912393210496E-2,1.513018731493947E-2,1.1896083870311712E-3,1.7200699634265082E-6,5.5420739247312028E-5,7.6331154694465417E-3,3.4969964373838425E-2,null,8.8703476231229324E-3,1.843845406371062E-2,6.7216456750181881E-4,2.2862190503880953E-6,2.3461776196506599E-5,7.0318396452395248E-3,3.5038553894821793E-2]
[2004,8,31,5,null,null,1.1266375111535564E-2,1.5841913813068816E-2,1.1896083870311712E-3,1.7200699634265082E-6,5.5420739247312028E-5,8.3064309897683489E-3,3.6661469110614645E-2,null,9.1183816171496179E-3,1.9305801973456976E-2,6.7216456750181881E-4,2.2862190503880953E-6,2.3461776196506599E-5,7.6521167507681356E-3,3.6774212904123443E-2]
[2004,8,31,8,null,null,1.8741373908865031E-2,2.0142581666082234E-2,0,0,5.5420739247312028E-5,1.2646493271143857E-2,5.1585869585338437E-2,null,1.5168232695869345E-2,2.4546825432087048E-2,0,0,2.3461776196506599E-5,1.1650303616294202E-2,5.1388823520447102E-2]
[2004,8,31,11,null,null,2.2101890102218007E-2,2.1785533846102708E-2,0,0,5.5420739247312028E-5,1.1871226519956908E-2,5.5814071207524935E-2,null,1.7888048854859895E-2,2.654901467598815E-2,0,0,2.3461776196506599E-5,1.0936106182958674E-2,5.539663149000322E-2]
[2004,8,31,15,null,null,2.4228772372112812E-2,2.0499600996797727E-2,0,0,5.5420739247312028E-5,8.543634424693608E-3,5.3327428532851461E-2,null,1.9609429866911689E-2,2.4981908249783191E-2,0,0,2.3461776196506599E-5,7.870635195087617E-3,5.248543508797901E-2]
[2004,8,31,18,null,null,2.5248972729618357E-2,1.8620023367479782E-2,0,0,5.5420739247312028E-5,8.6704427089359798E-3,5.2594859545281432E-2,null,2.0435123676463902E-2,2.2691354599919427E-2,0,0,2.3461776196506599E-5,7.9874545362923384E-3,5.1137394588872176E-2]
[2004,8,31,21,null,null,2.5909840498969015E-2,1.7119099126632495E-2,1.1896083870311712E-3,1.7200699634265082E-6,5.5420739247312028E-5,6.3330407208572357E-3,5.0608729542700653E-2,null,2.0969993540085226E-2,2.0862248185576058E-2,6.7216456750181881E-4,2.2862190503880953E-6,2.3461776196506599E-5,5.8341743936790175E-3,4.8364328682089015E-2]
[2004,9,1,2,null,null,1.286202556503307E-2,1.5392574761990794E-2,1.1896116666689938E-3,1.7200024097567303E-6,5.5033611111111239E-5,6.1785089042466898E-3,3.5679474511460418E-2,null,1.0409812944309205E-2,1.8758213415570931E-2,6.7216642059596526E-4,2.286129261896898E-6,2.3297889647639351E-5,5.6918153583883184E-3,3.555759215777396E-2]
[2004,9,1,5,null,null,1.2725099483306421E-2,1.5534445781749114E-2,1.1896116666689938E-3,1.7200024097567303E-6,5.5033611111111239E-5,7.5254943879653844E-3,3.7031404933210783E-2,null,1.0298992538085892E-2,1.8931105014751773E-2,6.7216642059596526E-4,2.286129261896898E-6,2.3297889647639351E-5,6.9326960923282747E-3,3.6860544084671439E-2]
[2004,9,1,6,null,null,1.6031043238784036E-2,1.6876252850256197E-2,1.1896116666689938E-3,1.7200024097567303E-6,5.5033611111111239E-5,8.6005466519702492E-3,4.2754208021200342E-2,null,1.297464078065262E-2,2.0566302747604761E-2,6.7216642059596526E-4,2.286129261896898E-6,2.3297889647639351E-5,7.9230643320061748E-3,4.216175829976905E-2]
[2004,9,1,9,null,null,2.4381067444841753E-2,2.0371836799255215E-2,0,0,5.5033611111111239E-5,1.012865500211672E-2,5.4936592857324801E-2,null,1.9732689085409764E-2,2.4826207977318729E-2,0,0,2.3297889647639351E-5,9.3308005206951469E-3,5.3912995473071275E-2]
[2004,9,1,12,null,null,2.4365221658741221E-2,2.1157658904001442E-2,0,0,5.5033611111111239E-5,1.0110524451120387E-2,5.5688438624974156E-2,null,1.9719864381522494E-2,2.578385274925787E-2,0,0,2.3297889647639351E-5,9.3140981495864732E-3,5.4841113170014479E-2]
[2004,9,1,18,null,null,2.9070219626127908E-2,1.8937570973562617E-2,0,0,5.5033611111111239E-5,6.2007014055777045E-3,5.4263525616379343E-2,null,2.3527829814043735E-2,2.3078335066580163E-2,0,0,2.3297889647639351E-5,5.712259711852E-3,5.2341722482123536E-2]
[2004,9,1,20,null,null,2.9933529570040439E-2,1.7916506962410962E-2,1.1896116666689938E-3,1.7200024097567303E-6,5.5033611111111239E-5,3.6506956847578982E-3,5.2747097497399156E-2,null,2.4226545190066891E-2,2.1834011947914053E-2,6.7216642059596526E-4,2.286129261896898E-6,2.3297889647639351E-5,3.3631230591939141E-3,5.0121430636680363E-2]
[2004,9,1,24,null,null,1.5402062130603911E-2,1.6073143545083896E-2,1.1896116666689938E-3,1.7200024097567303E-6,5.5033611111111239E-5,5.3686673881160668E-3,3.8090238343993728E-2,null,1.2465578219040258E-2,1.9587590870261604E-2,6.7216642059596526E-4,2.286129261896898E-6,2.3297889647639351E-5,4.9457666837308262E-3,3.7696686212538189E-2]
[2004,9,2,3,null,null,1.1852982156546288E-2,1.5337051405215964E-2,1.1896116666689938E-3,1.7200024097567303E-6,5.5033611111111239E-5,6.5125503635813471E-3,3.4948949205533458E-2,null,9.5931489529397715E-3,1.8690549688609344E-2,6.7216642059596526E-4,2.286129261896898E-6,2.3297889647639351E-5,5.9995437015930393E-3,3.4980992782647657E-2]
[2004,9,2,6,null,null,1.5781862259377562E-2,1.7202355939757052E-2,1.1896116666689938E-3,1.7200024097567303E-6,5.5033611111111239E-5,8.4125214441734906E-3,4.264310492349796E-2,null,1.2772967461641882E-2,2.0963709383136537E-2,6.7216642059596526E-4,2.286129261896898E-6,2.3297889647639351E-5,7.749850247169919E-3,4.2184277531453838E-2]
[2004,9,2,7,null,null,2.1050772469675336E-2,1.8842289377433534E-2,0,0,5.5033611111111239E-5,9.3527212475151486E-3,4.9300816705735127E-2,null,1.7037332310882461E-2,2.2962219826446393E-2,0,0,2.3297889647639351E-5,8.6159886251425555E-3,4.8638838652119043E-2]
[2004,9,2,11,null,null,2.3321033278601459E-2,2.2156208158953319E-2,0,0,5.5033611111111239E-5,1.1112591770599927E-2,5.6644866819265817E-2,null,1.8874755991641276E-2,2.7000738183954574E-2,0,0,2.3297889647639351E-5,1.0237230615290683E-2,5.6136022680534164E-2]
[2004,9,2,14,null,null,2.3527151955536105E-2,2.1910313634906177E-2,0,0,5.5033611111111239E-5,8.9211947545749602E-3,5.4413693956128349E-2,null,1.9041577061959421E-2,2.6701077988625432E-2,0,0,2.3297889647639351E-5,8.2184543400693061E-3,5.3984407280301794E-2]
[2004,9,2,18,null,null,2.8857027246667895E-2,1.9089268928557061E-2,0,0,5.5033611111111239E-5,6.1211855892209215E-3,5.4122515375556991E-2,null,2.335528367968024E-2,2.3263202293700484E-2,0,0,2.3297889647639351E-5,5.6390075159276336E-3,5.2280791378955999E-2]
[2004,9,2,21,null,null,2.995999156798862E-2,1.6810371216445193E-2,1.1896116666689938E-3,1.7200024097567303E-6,5.5033611111111239E-5,2.8462619337924848E-3,5.0862989998416153E-2,null,2.4247962069343054E-2,2.0486015871217782E-2,6.7216642059596526E-4,2.286129261896898E-6,2.3297889647639351E-5,2.6220561691868796E-3,4.8053784549253208E-2]
[2004,9,3,1,null,null,1.300605691150525E-2,1.5696985655952393E-2,1.1896116666689938E-3,1.7200024097567303E-6,5.5033611111111239E-5,5.2063412396328723E-3,3.5155749087280377E-2,null,1.0526383959295251E-2,1.9129184783470782E-2,6.7216642059596526E-4,2.286129261896898E-6,2.3297889647639351E-5,4.7962272917313059E-3,3.5149546474002841E-2]
[2004,9,3,4,null,null,1.1584242858405295E-2,1.5071932242579906E-2,1.1896116666689938E-3,1.7200024097567303E-6,5.5033611111111239E-5,6.1482483978919688E-3,3.4050788779067032E-2,null,9.3756462112224732E-3,1.8367461322290998E-2,6.7216642059596526E-4,2.286129261896898E-6,2.3297889647639351E-5,5.6639385328480941E-3,3.410479650586707E-2]
[2004,9,3,8,null,null,2.1960840945501658E-2,2.0016359864260338E-2,0,0,5.5033611111111239E-5,1.0682628212940146E-2,5.2714862633813253E-2,null,1.7773891459514524E-2,2.4393004805396336E-2,0,0,2.3297889647639351E-5,9.841136149949194E-3,5.2031330304507691E-2]
[2004,9,3,9,null,null,2.3353671384255138E-2,2.0643141698623992E-2,0,0,5.5033611111111239E-5,9.4820768552499064E-3,5.3533923549240144E-2,null,1.8901171471302197E-2,2.5156834612676472E-2,0,0,2.3297889647639351E-5,8.7351546320560188E-3,5.2816458605682327E-2]
[2004,9,3,12,null,null,2.1855517873456614E-2,2.1129685967551892E-2,0,0,5.5033611111111239E-5,1.0185714008579146E-2,5.3225951460698764E-2,null,1.7688648783455042E-2,2.5749763435423477E-2,0,0,2.3297889647639351E-5,9.3833648747084584E-3,5.2845074983234618E-2]
[2004,9,3,16,null,null,2.593780866738735E-2,1.9001672052967926E-2,0,0,5.5033611111111239E-5,6.1992254954418334E-3,5.1193739826908224E-2,null,2.0992629430533254E-2,2.3156452064304445E-2,0,0,2.3297889647639351E-5,5.7109000621194932E-3,4.9883279446604832E-2]
[2004,9,3,19,null,null,2.9368052882150737E-2,1.6177247466629078E-2,1.1896116666689938E-3,1.7200024097567303E-6,5.5033611111111239E-5,3.351204188926208E-3,5.0142869817895883E-2,null,2.3768879598007855E-2,1.9714457467171983E-2,6.7216642059596526E-4,2.286129261896898E-6,2.3297889647639351E-5,3.0872231095297087E-3,4.7268310614215048E-2]
[2004,9,3,22,null,null,2.2249919360075577E-2,1.4975492045361484E-2,1.1896116666689938E-3,1.7200024097567303E-6,5.5033611111111239E-5,5.3404485023471563E-3,4.381222518797407E-2,null,1.800785555846119E-2,1.8249934149011968E-2,6.7216642059596526E-4,2.286129261896898E-6,2.3297889647639351E-5,4.9197706562255986E-3,4.1875310803204259E-2]
[2004,9,4,2,null,null,1.4291527765307135E-2,1.2843150760592717E-2,1.1896116666689938E-3,1.7200024097567303E-6,5.5033611111111239E-5,7.2574802059816416E-3,3.5638524012071363E-2,null,1.1566773053981728E-2,1.5651349213547151E-2,6.7216642059596526E-4,2.286129261896898E-6,2.3297889647639351E-5,6.6857939253293025E-3,3.4601666632363685E-2]
[2004,9,4,5,null,null,1.2627268842116851E-2,1.3042687575145276E-2,1.1896116666689938E-3,1.7200024097567303E-6,5.5033611111111239E-5,8.4176526573129899E-3,3.5333974354764985E-2,null,1.0219813821649975E-2,1.589451542904494E-2,6.7216642059596526E-4,2.286129261896898E-6,2.3297889647639351E-5,7.7545772643527362E-3,3.4566656954553153E-2]
[2004,9,4,9,null,null,2.2876485558324958E-2,1.6630717979391564E-2,0,0,5.5033611111111239E-5,1.1094373938564155E-2,5.0656611087391785E-2,null,1.8514963625384573E-2,2.0267080844845735E-2,0,0,2.3297889647639351E-5,1.022044783844521E-2,4.9025790198323156E-2]
[2004,9,4,10,null,null,2.4895157295739268E-2,1.6845150371444458E-2,0,0,5.5033611111111239E-5,1.0429845033898434E-2,5.2225186312193271E-2,null,2.0148765010414908E-2,2.0528399606361325E-2,0,0,2.3297889647639351E-5,9.6082652092238513E-3,5.0308727715647719E-2]
[2004,9,4,13,null,null,2.5182669217520701E-2,1.5915470088342275E-2,0,0,5.5033611111111239E-5,8.8953868439633384E-3,5.0048559760937431E-2,null,2.0381461276634458E-2,1.9395441577679733E-2,0,0,2.3297889647639351E-5,8.1946793703697122E-3,4.7994880114331541E-2]
[2004,9,4,17,null,null,2.5813485011654175E-2,1.4168962108371944E-2,0,0,5.5033611111111239E-5,9.6458268894241278E-3,4.9683307620561355E-2,null,2.0892008731702313E-2,1.726705370710856E-2,0,0,2.3297889647639351E-5,8.8860057474131286E-3,4.7068366075871636E-2]
[2004,9,4,20,null,null,2.8016912343525196E-2,1.2543332520873548E-2,1.1896116666689938E-3,1.7200024097567303E-6,5.5033611111111239E-5,7.5700055869649943E-3,4.9376615731553594E-2,null,2.267534108827244E-2,1.5285974699309248E-2,6.7216642059596526E-4,2.286129261896898E-6,2.3297889647639351E-5,6.9737010548544471E-3,4.5632767281941634E-2]
[2004,9,4,22,null,null,2.5143268074085998E-2,1.0750804238869253E-2,1.1896116666689938E-3,1.7200024097567303E-6,5.5033611111111239E-5,6.2621737372553759E-3,4.3402611330400485E-2,null,2.0349572167809932E-2,1.3101504031652446E-2,6.7216642059596526E-4,2.286129261896898E-6,2.3297889647639351E-5,5.7688897445963769E-3,3.9917716383564256E-2]
[2004,9,5,4,null,null,1.1507724374720569E-2,8.642311741778607E-3,1.1896116666689938E-3,1.7200024097567303E-6,5.5033611111111239E-5,6.2406064078506926E-3,2.7637007804539732E-2,null,9.3137163777049867E-3,1.0531982502140574E-2,6.7216642059596526E-4,2.286129261896898E-6,2.3297889647639351E-5,5.7490213170117502E-3,2.6292470636362811E-2]
[2004,9,5,7,null,null,1.3828621346950001E-2,1.0000289703195313E-2,0,0,5.5033611111111239E-5,6.7817648066987243E-3,3.066570946795515E-2,null,1.1192122171704032E-2,1.2186886948458297E-2,0,0,2.3297889647639351E-5,6.2475515827473795E-3,2.9649858592557348E-2]
[2004,9,5,10,null,null,2.1322362396395841E-2,1.1950468710157459E-2,0,0,5.5033611111111239E-5,7.8481077117426041E-3,4.1175972429407008E-2,null,1.725714219389227E-2,1.4563479206531619E-2,0,0,2.3297889647639351E-5,7.2298965171482118E-3,3.907381580721974E-2]
[2004,9,5,11,null,null,2.2541606498922322E-2,1.2346748928199891E-2,0,0,5.5033611111111239E-5,7.2995871848927267E-3,4.2242976223126054E-2,null,1.824393101471827E-2,1.5046407437665804E-2,0,0,2.3297889647639351E-5,6.7245840530082831E-3,4.003822039504E-2]
[2004,9,5,14,null,null,2.1396960537136994E-2,1.2896440308360594E-2,0,0,5.5033611111111239E-5,7.2035484615180839E-3,4.1551982918126784E-2,null,1.73175178079184E-2,1.5716290701589648E-2,0,0,2.3297889647639351E-5,6.6361104926111981E-3,3.9693216891766879E-2]
[2004,9,5,19,null,null,2.8216261372153696E-2,1.0255468247173997E-2,1.1896116666689938E-3,1.7200024097567303E-6,5.5033611111111239E-5,3.8655861709079842E-3,4.358368107042554E-2,null,2.2836683179233142E-2,1.2497861146150464E-2,6.7216642059596526E-4,2.286129261896898E-6,2.3297889647639351E-5,3.5610861904924549E-3,3.9593380955381556E-2]
[2004,9,5,22,null,null,2.3827029429009113E-2,9.8606363414275675E-3,1.1896116666689938E-3,1.7200024097567303E-6,5.5033611111111239E-5,3.8306467773894025E-3,3.8764677828015938E-2,null,1.9284281322597237E-2,1.2016697905705679E-2,6.7216642059596526E-4,2.286129261896898E-6,2.3297889647639351E-5,3.5288990431201904E-3,3.5527628710928606E-2]
[2004,9,6,1,null,null,1.4210235013694901E-2,9.0729994586680983E-3,1.1896116666689938E-3,1.7200024097567303E-6,5.5033611111111239E-5,6.0738350164819665E-3,3.0603434769034828E-2,null,1.1500979191752737E-2,1.105684154838848E-2,6.7216642059596526E-4,2.286129261896898E-6,2.3297889647639351E-5,5.5953868428298215E-3,2.8850958022476541E-2]
[2004,9,6,5,null,null,1.1686027809095299E-2,8.8445748783642329E-3,1.1896116666689938E-3,1.7200024097567303E-6,5.5033611111111239E-5,7.2104746678716492E-3,2.8987442635521044E-2,null,9.458025327316693E-3,1.0778471159226378E-2,6.7216642059596526E-4,2.286129261896898E-6,2.3297889647639351E-5,6.6424911077902901E-3,2.7576738033838862E-2]
[2004,9,6,8,null,null,1.7328411700873573E-2,1.1136062685205887E-2,0,0,5.5033611111111239E-5,7.536272757115459E-3,3.605578075430603E-2,null,1.4024659142217231E-2,1.3571000543332807E-2,0,0,2.3297889647639351E-5,6.9426254277096004E-3,3.4561583002907278E-2]
[2004,9,6,9,null,null,2.0154503221755646E-2,1.2526615440044403E-2,0,0,5.5033611111111239E-5,8.4130747324430901E-3,4.1149227005354248E-2,null,1.6311941494995316E-2,1.5265602372084774E-2,0,0,2.3297889647639351E-5,7.7503599518121439E-3,3.9351201708539868E-2]
[2004,9,6,12,null,null,2.2418512302855641E-2,1.3708123855975035E-2,0,0,5.5033611111111239E-5,8.0107900979869851E-3,4.4192459867928767E-2,null,1.8144305372621281E-2,1.6705451608552181E-2,0,0,2.3297889647639351E-5,7.3797640853455462E-3,4.2252818956166643E-2]
[2004,9,6,16,null,null,2.2644204866919003E-2,1.3863706358732764E-2,0,0,5.5033611111111239E-5,8.4021817958290952E-3,4.4965126632591973E-2,null,1.8326968465844196E-2,1.6895052752973108E-2,0,0,2.3297889647639351E-5,7.7403250736759526E-3,4.2985644182140896E-2]
[2004,9,6,20,null,null,2.5588305031569711E-2,1.2796086741576295E-2,1.1896116666689938E-3,1.7200024097567303E-6,5.5033611111111239E-5,7.0693712106578042E-3,4.6700128263993668E-2,null,2.0709760495634798E-2,1.5593994487222575E-2,6.7216642059596526E-4,2.286129261896898E-6,2.3297889647639351E-5,6.5125026530776274E-3,4.3514008075440501E-2]
[2004,9,6,23,null,null,1.7568656339684751E-2,1.2941794623911424E-2,1.1896116666689938E-3,1.7200024097567303E-6,5.5033611111111239E-5,5.4351794419463997E-3,3.7191995685732435E-2,null,1.4219099880828145E-2,1.5771561891989867E-2,6.7216642059596526E-4,2.286129261896898E-6,2.3297889647639351E-5,5.0070394495998257E-3,3.5695451661923339E-2]
[2004,9,7,2,null,null,1.1664940424087444E-2,1.4419839521954541E-2,1.1896116666689938E-3,1.7200024097567303E-6,5.5033611111111239E-5,7.1650502008007702E-3,3.4496195427032618E-2,null,9.4409583628400264E-3,1.7572786317662414E-2,6.7216642059596526E-4,2.286129261896898E-6,2.3297889647639351E-5,6.6006448171516329E-3,3.4312139937159571E-2]
[2004,9,7,6,null,null,1.4028474607567886E-2,1.6464827806787787E-2,1.1896116666689938E-3,1.7200024097567303E-6,5.5033611111111239E-5,9.5966287012759308E-3,4.133629639582146E-2,null,1.1353872360181216E-2,2.0064918223623225E-2,6.7216642059596526E-4,2.286129261896898E-6,2.3297889647639351E-5,8.8406829992797864E-3,4.0957224022589722E-2]
[2004,9,7,9,null,null,2.0492864721245865E-2,2.0965175194822029E-2,0,0,5.5033611111111239E-5,1.1601589814278916E-2,5.3114663341457917E-2,null,1.6585792600285049E-2,2.5549281824533566E-2,0,0,2.3297889647639351E-5,1.0687709301713044E-2,5.2846081616179305E-2]
[2004,9,7,13,null,null,2.0287307638465195E-2,2.2447314544914203E-2,0,0,5.5033611111111239E-5,1.0528855494169242E-2,5.3318511288659748E-2,null,1.6419426053250502E-2,2.7355495968076165E-2,0,0,2.3297889647639351E-5,9.6994764168378961E-3,5.3497696327812205E-2]
[2004,9,7,14,null,null,2.0400320792096052E-2,2.2353739186531264E-2,0,0,5.5033611111111239E-5,9.9370773982902123E-3,5.274617098802864E-2,null,1.6510892656515699E-2,2.7241460040355995E-2,0,0,2.3297889647639351E-5,9.1543138691936067E-3,5.2929964455712936E-2]
[2004,9,7,17,null,null,2.2517399318060249E-2,2.1551911506328285E-2,0,0,5.5033611111111239E-5,1.0450856503546532E-2,5.4575200939046171E-2,null,{"$f":"G6019*X$5","v":1.8224339059826785E-2},{"$f":"H6019*Y$5","v":2.6264310019626497E-2},{"$f":"I6019*Z$5","v":0},{"$f":"J6019*AA$5","v":0},{"$f":"K6019*AB$5","v":2.3297889647639351E-5},{"$f":"L6019*AC$5","v":9.6276215632404571E-3},{"$f":"SUM(O6019:T6019)","v":5.4139568532341378E-2}]
[2004,9,7,21,null,null,2.4900447365467614E-2,1.7673561777007928E-2,1.1896116666689938E-3,1.7200024097567303E-6,5.5033611111111239E-5,5.4839072318804962E-3,4.9304281654545895E-2,null,2.0153046500609124E-2,2.1537945974122015E-2,6.7216642059596526E-4,2.286129261896898E-6,2.3297889647639351E-5,5.0519288537304212E-3,4.7440671767967062E-2]
[2004,9,7,24,null,null,1.3046914573483337E-2,1.6186383224348247E-2,1.1896116666689938E-3,1.7200024097567303E-6,5.5033611111111239E-5,6.3473444500854789E-3,3.6827007528106928E-2,null,1.0559451893765073E-2,1.9725590789287286E-2,6.7216642059596526E-4,2.286129261896898E-6,2.3297889647639351E-5,5.8473513894502114E-3,3.683014451200807E-2]
[2004,9,8,4,null,null,1.0248455239706251E-2,1.5124073391033823E-2,1.1896116666689938E-3,1.7200024097567303E-6,5.5033611111111239E-5,7.1618937780993314E-3,3.3780787689029271E-2,null,8.2945335067209011E-3,1.8431003309616389E-2,6.7216642059596526E-4,2.286129261896898E-6,2.3297889647639351E-5,6.5977370322009201E-3,3.4021024288043711E-2]
[2004,9,8,6,null,null,1.3191636354144432E-2,1.7232406262231249E-2,1.1896116666689938E-3,1.7200024097567303E-6,5.5033611111111239E-5,9.2161791660694114E-3,4.0886587062634955E-2,null,1.0676581708041375E-2,2.1000330310492345E-2,6.7216642059596526E-4,2.286129261896898E-6,2.3297889647639351E-5,8.490202237474655E-3,4.0864864695513869E-2]
[2004,9,8,11,null,null,1.9585261724305456E-2,2.1648779875806053E-2,0,0,5.5033611111111239E-5,1.3022523299323487E-2,5.4311598510546108E-2,null,1.5851228874060659E-2,2.6382358986480912E-2,0,0,2.3297889647639351E-5,1.1996713004510332E-2,5.4253598754699539E-2]
[2004,9,8,12,null,null,2.0010508363250825E-2,2.1708004841308064E-2,0,0,5.5033611111111239E-5,1.1482269737799087E-2,5.3255816553469087E-2,null,1.6195400011354312E-2,2.6454533691466581E-2,0,0,2.3297889647639351E-5,1.0577788307117543E-2,5.3251019899586076E-2]
[2004,9,8,15,null,null,1.8236045645509662E-2,2.182407963549917E-2,0,0,5.5033611111111239E-5,1.083630924698497E-2,5.0951468139104908E-2,null,1.4759247915796839E-2,2.6595988632908987E-2,0,0,2.3297889647639351E-5,9.9827114205242838E-3,5.1361245858877747E-2]
[2004,9,8,18,null,null,2.3397772001207576E-2,1.9505130304623905E-2,0,0,5.5033611111111239E-5,8.9352138260594596E-3,5.1893149743002048E-2,null,1.8936864074374889E-2,2.3769993169442571E-2,0,0,2.3297889647639351E-5,8.231369101158504E-3,5.0961524234623606E-2]
[2004,9,8,22,null,null,1.9263121826427556E-2,1.7180463612889354E-2,1.1896116666689938E-3,1.7200024097567303E-6,5.5033611111111239E-5,6.3185767140383139E-3,4.400852743354508E-2,null,1.5590506636971932E-2,2.0937030224782743E-2,6.7216642059596526E-4,2.286129261896898E-6,2.3297889647639351E-5,5.820849745704619E-3,4.3046137046964791E-2]
[2004,9,9,1,null,null,1.2152720343447002E-2,1.551894375245799E-2,1.1896116666689938E-3,1.7200024097567303E-6,5.5033611111111239E-5,6.4775884551196566E-3,3.5395617831214511E-2,null,9.8357404827207045E-3,1.8912213414203217E-2,6.7216642059596526E-4,2.286129261896898E-6,2.3297889647639351E-5,5.9673358128249192E-3,3.5413040149254345E-2]
[2004,9,9,3,null,null,1.1223668992413855E-2,1.4527501363089397E-2,1.1896116666689938E-3,1.7200024097567303E-6,5.5033611111111239E-5,7.2576360644684458E-3,3.4255171700161562E-2,null,9.0838176435836682E-3,1.7703988785342337E-2,6.7216642059596526E-4,2.286129261896898E-6,2.3297889647639351E-5,6.6859375065303137E-3,3.4171494374961822E-2]
[2004,9,9,9,null,null,2.1033224782854736E-2,2.1385177135284601E-2,0,0,5.5033611111111239E-5,1.123267859507409E-2,5.3706114124324536E-2,null,1.7023130182571941E-2,2.6061118613113304E-2,0,0,2.3297889647639351E-5,1.0347857959602242E-2,5.3455404644935124E-2]
[2004,9,9,12,null,null,2.1113885686608647E-2,2.2094975492029132E-2,0,0,5.5033611111111239E-5,1.1177222068287617E-2,5.4441116858036508E-2,null,1.7088412662050127E-2,2.6926116786824522E-2,0,0,2.3297889647639351E-5,1.0296769854724839E-2,5.4334597193247125E-2]
[2004,9,9,13,null,null,2.1142906638949813E-2,2.1900000719745794E-2,0,0,5.5033611111111239E-5,1.0814288082791633E-2,5.3912229052598348E-2,null,1.7111900617645438E-2,2.6688510119603753E-2,0,0,2.3297889647639351E-5,9.9624249076280934E-3,5.3786133534524924E-2]
[2004,9,9,16,null,null,2.1549388364156416E-2,2.1979872289398406E-2,0,0,5.5033611111111239E-5,1.0566898514896957E-2,5.4151192779562887E-2,null,1.744088447040533E-2,2.6785845878730938E-2,0,0,2.3297889647639351E-5,9.7345227124754508E-3,5.3984550951259355E-2]
[2004,9,9,19,null,null,2.4303782748021495E-2,1.9707189093792859E-2,1.1896116666689938E-3,1.7200024097567303E-6,5.5033611111111239E-5,7.3717526102807969E-3,5.2629089732285E-2,null,1.9670139121308952E-2,2.4016232797856293E-2,6.7216642059596526E-4,2.286129261896898E-6,2.3297889647639351E-5,6.7910648630118298E-3,5.1175187221682572E-2]
[2004,9,9,24,null,null,1.3486763396023695E-2,1.6256441560603064E-2,1.1896116666689938E-3,1.7200024097567303E-6,5.5033611111111239E-5,6.2475183749710452E-3,3.7237088611787671E-2,null,1.0915441231779425E-2,1.9810967618266725E-2,6.7216642059596526E-4,2.286129261896898E-6,2.3297889647639351E-5,5.7553888146106057E-3,3.7179548104162255E-2]
[2004,9,10,3,null,null,1.1746205928611629E-2,1.4917982192128348E-2,1.1896116666689938E-3,1.7200024097567303E-6,5.5033611111111239E-5,6.4575641367007799E-3,3.4368117537630624E-2,null,9.5067301727811849E-3,1.8179849571407111E-2,6.7216642059596526E-4,2.286129261896898E-6,2.3297889647639351E-5,5.9488888501541236E-3,3.4333219033847923E-2]
[2004,9,10,7,null,null,1.8985106119745621E-2,1.9206729933419743E-2,0,0,5.5033611111111239E-5,1.0331720138421142E-2,4.8578589802697622E-2,null,1.5365496082646275E-2,2.3406346545477151E-2,0,0,2.3297889647639351E-5,9.5178698086873185E-3,4.8313010326458385E-2]
[2004,9,10,10,null,null,2.042264790362008E-2,2.2118615955490851E-2,0,0,5.5033611111111239E-5,1.1875140026039286E-2,5.4471437496261328E-2,null,1.6528962987147268E-2,2.6954926317764919E-2,0,0,2.3297889647639351E-5,1.093971141431304E-2,5.4446898608872869E-2]
[2004,9,10,13,null,null,2.0758642695069478E-2,2.2171619875050792E-2,0,0,5.5033611111111239E-5,9.6090777168386515E-3,5.2594373898070028E-2,null,1.6800898609694869E-2,2.7019519724023517E-2,0,0,2.3297889647639351E-5,8.8521513809030616E-3,5.2695867604269087E-2]
[2004,9,10,14,null,null,2.1549652853938162E-2,2.1851384909883472E-2,0,0,5.5033611111111239E-5,8.6560083740105879E-3,5.211207974894333E-2,null,1.7441098533823238E-2,2.6629264298104145E-2,0,0,2.3297889647639351E-5,7.9741572228968684E-3,5.2067817944471892E-2]
[2004,9,10,17,null,null,2.6604567136257574E-2,1.9261191991851161E-2,0,0,5.5033611111111239E-5,5.8697588229086502E-3,5.1790551562128501E-2,null,2.1532266900920694E-2,2.3472716917614666E-2,0,0,2.3297889647639351E-5,5.4073861405788863E-3,5.0435667848761891E-2]
[2004,9,10,22,null,null,1.9492517857373319E-2,1.6380513256106354E-2,1.1896116666689938E-3,1.7200024097567303E-6,5.5033611111111239E-5,6.8857193548409953E-3,4.4005115748510522E-2,null,1.5776167111695629E-2,1.996216801060326E-2,6.7216642059596526E-4,2.286129261896898E-6,2.3297889647639351E-5,6.3433174225091078E-3,4.2779402984313493E-2]
[2004,9,11,1,null,null,1.2136293499044106E-2,1.3805515558875775E-2,1.1896116666689938E-3,1.7200024097567303E-6,5.5033611111111239E-5,5.8948004136599929E-3,3.3082974751769738E-2,null,9.8224455023434055E-3,1.6824138337456638E-2,6.7216642059596526E-4,2.286129261896898E-6,2.3297889647639351E-5,5.4304551549715016E-3,3.2774789434277043E-2]
[2004,9,11,4,null,null,1.0455473877943726E-2,1.2910598305396799E-2,1.1896116666689938E-3,1.7200024097567303E-6,5.5033611111111239E-5,6.4693237705290407E-3,3.1081761234059431E-2,null,8.462082956000214E-3,1.5733544392674388E-2,6.7216642059596526E-4,2.286129261896898E-6,2.3297889647639351E-5,5.9597221540256626E-3,3.0853099942205767E-2]
[2004,9,11,8,null,null,1.6332316806485767E-2,1.6157428171547871E-2,0,0,5.5033611111111239E-5,8.4468194099811943E-3,4.0991597999125946E-2,null,1.321847496283352E-2,1.9690304616032519E-2,0,0,2.3297889647639351E-5,7.7814464933793539E-3,4.0713523961893032E-2]
[2004,9,11,11,null,null,2.2414574594972314E-2,1.6453190562172818E-2,0,0,5.5033611111111239E-5,8.2087240327489621E-3,4.7131522801005202E-2,null,1.8141118409394728E-2,2.0050736456022143E-2,0,0,2.3297889647639351E-5,7.5621063668384319E-3,4.5777259121902947E-2]
[2004,9,11,14,null,null,1.8974433295734134E-2,1.5875945943452582E-2,0,0,5.5033611111111239E-5,7.7834087461084367E-3,4.268882159640626E-2,null,1.5356858088499445E-2,1.9347275344520378E-2,0,0,2.3297889647639351E-5,7.1702940188795314E-3,4.1897725341546996E-2]
[2004,9,11,16,null,null,1.7996507302565353E-2,1.5649444346675156E-2,0,0,5.5033611111111239E-5,9.8159548967951538E-3,4.3516940157146772E-2,null,1.4565378814042053E-2,1.9071248405751817E-2,0,0,2.3297889647639351E-5,9.0427324302185599E-3,4.2702657539660065E-2]
[2004,9,11,19,null,null,1.9976511315876161E-2,1.4130334831569571E-2,1.1896116666689938E-3,1.7200024097567303E-6,5.5033611111111239E-5,8.3657554293472564E-3,4.3718966856982844E-2,null,1.6167884679337621E-2,1.7219980445284264E-2,6.7216642059596526E-4,2.286129261896898E-6,2.3297889647639351E-5,7.7067680851849096E-3,4.1792383649312294E-2]
[2004,9,11,23,null,null,1.7765300838184572E-2,1.1065292579459511E-2,1.1896116666689938E-3,1.7200024097567303E-6,5.5033611111111239E-5,5.1625701044014909E-3,3.5239528802235437E-2,null,1.4378253074511396E-2,1.3484756314049535E-2,6.7216642059596526E-4,2.286129261896898E-6,2.3297889647639351E-5,4.7559040966651265E-3,3.3316663924731559E-2]
[2004,9,12,2,null,null,1.1435743679842842E-2,1.0368134684923487E-2,1.1896116666689938E-3,1.7200024097567303E-6,5.5033611111111239E-5,5.8660572745826544E-3,2.8916300919538847E-2,null,9.2554591797628823E-3,1.2635162482460735E-2,6.7216642059596526E-4,2.286129261896898E-6,2.3297889647639351E-5,5.40397617064306E-3,2.7992348272372177E-2]
[2004,9,12,5,null,null,1.020804171555585E-2,1.0469786865525882E-2,1.1896116666689938E-3,1.7200024097567303E-6,5.5033611111111239E-5,6.5410609911881216E-3,2.846525485245972E-2,null,8.2618250328729166E-3,1.2759041256959619E-2,6.7216642059596526E-4,2.286129261896898E-6,2.3297889647639351E-5,6.025808489846074E-3,2.7744425219184111E-2]
[2004,9,12,9,null,null,1.8470096755124909E-2,1.3275450266072117E-2,0,0,5.5033611111111239E-5,8.6073697271670507E-3,4.0407950359475191E-2,null,1.4948675954031067E-2,1.617817247142422E-2,0,0,2.3297889647639351E-5,7.9293499398766908E-3,3.9079496254979619E-2]
[2004,9,12,11,null,null,2.0087405402199342E-2,1.4038798175407197E-2,0,0,5.5033611111111239E-5,8.798773734460464E-3,4.2980010923178116E-2,null,1.6257636226589458E-2,1.7108428988936525E-2,0,0,2.3297889647639351E-5,8.1056766693924347E-3,4.1495039774566062E-2]
[2004,9,12,16,null,null,2.1096809911186995E-2,1.4242203646447465E-2,0,0,5.5033611111111239E-5,8.7610621769498923E-3,4.4155109345695463E-2,null,1.7074592472755706E-2,1.7356309755778069E-2,0,0,2.3297889647639351E-5,8.0709357269492053E-3,4.2525135845130617E-2]
[2004,9,12,17,null,null,2.4957386958185727E-2,1.3281936917931541E-2,0,0,5.5033611111111239E-5,6.6012332855117347E-3,4.4895590772740114E-2,null,2.0199130261391883E-2,1.6186077451702897E-2,0,0,2.3297889647639351E-5,6.0812408917877789E-3,4.2489746494530196E-2]
[2004,9,12,20,null,null,2.3659369268449713E-2,1.3127852467922944E-2,1.1896116666689938E-3,1.7200024097567303E-6,5.5033611111111239E-5,7.8252726079043287E-3,4.5858859624466841E-2,null,1.9148586450836058E-2,1.5998301914343198E-2,6.7216642059596526E-4,2.286129261896898E-6,2.3297889647639351E-5,7.208860180266387E-3,4.3053498984951144E-2]
[2004,9,12,24,null,null,1.3829762547886312E-2,1.2617462794041539E-2,1.1896116666689938E-3,1.7200024097567303E-6,5.5033611111111239E-5,5.9587019445958584E-3,3.3652292566713572E-2,null,1.119304579669753E-2,1.5376313808012066E-2,6.7216642059596526E-4,2.286129261896898E-6,2.3297889647639351E-5,5.4893230340734142E-3,3.2756433078288509E-2]
[2004,9,13,3,null,null,1.0809274123337638E-2,1.2918059502415421E-2,1.1896116666689938E-3,1.7200024097567303E-6,5.5033611111111239E-5,7.0350071533673824E-3,3.2008706059310305E-2,null,8.7484293293283739E-3,1.5742637005715095E-2,6.7216642059596526E-4,2.286129261896898E-6,2.3297889647639351E-5,6.4808455215442052E-3,3.1669662296093179E-2]
[2004,9,13,8,null,null,1.953754985397527E-2,1.8843331285152209E-2,0,0,5.5033611111111239E-5,1.2117281912270421E-2,5.0553196662509008E-2,null,1.5812613522003621E-2,2.2963489550819893E-2,0,0,2.3297889647639351E-5,1.11627792982182E-2,4.9962180260689354E-2]
[2004,9,13,11,null,null,2.0834447645405936E-2,2.1354762548404627E-2,0,0,5.5033611111111239E-5,1.2274257844341045E-2,5.4518501649262717E-2,null,1.6862250948738611E-2,2.6024053773704512E-2,0,0,2.3297889647639351E-5,1.1307389921089161E-2,5.4216992533179922E-2]
[2004,9,13,14,null,null,2.5180309699860536E-2,2.0821533111011172E-2,0,0,5.5033611111111239E-5,7.7231435279739415E-3,5.3780019949956757E-2,null,2.03795516133892E-2,2.5374231912141075E-2,0,0,2.3297889647639351E-5,7.1147760129220139E-3,5.2891857428099931E-2]
[2004,9,13,15,null,null,2.0810670338935126E-2,2.1899829040892126E-2,0,0,5.5033611111111239E-5,1.0854091974235626E-2,5.3619624965173987E-2,null,1.6843006910431491E-2,2.6688300902586726E-2,0,0,2.3297889647639351E-5,9.999093366661764E-3,5.3553699069327616E-2]
[2004,9,13,18,null,null,2.2985837664356031E-2,2.1056517920557571E-2,0,0,5.5033611111111239E-5,8.558756198448229E-3,5.2656145394472942E-2,null,1.8603467178972929E-2,2.5660596946909212E-2,0,0,2.3297889647639351E-5,7.8845657963761365E-3,5.2171927811905917E-2]
[2004,9,13,21,null,null,2.280036306280997E-2,1.9170577314557902E-2,1.1896116666689938E-3,1.7200024097567303E-6,5.5033611111111239E-5,6.0727886762439445E-3,4.9290094333801673E-2,null,1.8453354282815752E-2,2.3362289033941341E-2,6.7216642059596526E-4,2.286129261896898E-6,2.3297889647639351E-5,5.5944229249122179E-3,4.8107816681174809E-2]
[2004,9,14,1,null,null,1.2181483016650023E-2,1.6581288513287794E-2,1.1896116666689938E-3,1.7200024097567303E-6,5.5033611111111239E-5,5.9619905164028913E-3,3.5971127326530572E-2,null,9.8590194014499394E-3,2.0206843458409139E-2,6.7216642059596526E-4,2.286129261896898E-6,2.3297889647639351E-5,5.4923525584794682E-3,3.6255965857844047E-2]
[2004,9,14,5,null,null,1.0940328297040084E-2,1.7115274398990011E-2,1.1896116666689938E-3,1.7200024097567303E-6,5.5033611111111239E-5,7.488623014641883E-3,3.6790590990861842E-2,null,8.854497337583804E-3,2.0857587168268462E-2,6.7216642059596526E-4,2.286129261896898E-6,2.3297889647639351E-5,6.8987291510775586E-3,3.7308564096435327E-2]
[2004,9,14,8,null,null,1.9144016217367731E-2,2.1540679374211797E-2,0,0,5.5033611111111239E-5,1.1000272232450868E-2,5.1740001435141507E-2,null,1.5494109136853326E-2,2.6250621943745053E-2,0,0,2.3297889647639351E-5,1.0133758712572459E-2,5.190178768281848E-2]
[2004,9,14,12,null,null,2.1840790029465179E-2,2.3322928265068602E-2,0,0,5.5033611111111239E-5,1.0107546304826959E-2,5.5326298210471844E-2,null,1.7676728880151427E-2,2.8422565596532133E-2,0,0,2.3297889647639351E-5,9.3113545978533354E-3,5.5433946964184536E-2]
[2004,9,14,15,null,null,1.9835702776522905E-2,2.3559413585605201E-2,0,0,5.5033611111111239E-5,9.4822134218534859E-3,5.2932363395092698E-2,null,1.6053922026393302E-2,2.871075923410531E-2,0,0,2.3297889647639351E-5,8.7352804410341621E-3,5.3523259591180414E-2]
[2004,9,14,16,null,null,2.2162364434551305E-2,2.3354575254232186E-2,0,0,5.5033611111111239E-5,9.4596851190039601E-3,5.5031658418898566E-2,null,1.7936993438614501E-2,2.8461132307161772E-2,0,0,2.3297889647639351E-5,8.7145267378114927E-3,5.5135950373235404E-2]
[2004,9,14,19,null,null,2.4972511767453381E-2,2.0823597683367889E-2,1.1896116666689938E-3,1.7200024097567303E-6,5.5033611111111239E-5,6.4423349442954822E-3,5.348480967530661E-2,null,2.0211371446460173E-2,2.5376747910242629E-2,6.7216642059596526E-4,2.286129261896898E-6,2.3297889647639351E-5,5.9348592917976171E-3,5.2220729088005916E-2]
[2004,9,14,22,null,null,2.0981739266958097E-2,1.8551906302188139E-2,1.1896116666689938E-3,1.7200024097567303E-6,5.5033611111111239E-5,4.9394817685273085E-3,4.57194926178634E-2,null,1.698146065026419E-2,2.26083435073803E-2,6.7216642059596526E-4,2.286129261896898E-6,2.3297889647639351E-5,4.5503888767172837E-3,4.483794347386727E-2]
[2004,9,15,3,null,null,1.0754687621937636E-2,1.6087293326559515E-2,1.1896116666689938E-3,1.7200024097567303E-6,5.5033611111111239E-5,6.4542648415102368E-3,3.4542611070197252E-2,null,8.7042500306646325E-3,1.9604834549425583E-2,6.7216642059596526E-4,2.286129261896898E-6,2.3297889647639351E-5,5.9458494470669993E-3,3.495268446666272E-2]
[2004,9,15,6,null,null,1.3841008793591169E-2,1.8271312438626099E-2,1.1896116666689938E-3,1.7200024097567303E-6,5.5033611111111239E-5,8.7886218946930262E-3,4.2147308407100147E-2,null,1.120214788668494E-2,2.226639684431822E-2,6.7216642059596526E-4,2.286129261896898E-6,2.3297889647639351E-5,8.0963245104169121E-3,4.2262619680925574E-2]
[2004,9,15,10,null,null,2.1031046808425321E-2,2.3310243874303686E-2,0,0,5.5033611111111239E-5,1.0775692118235189E-2,5.5172016412075302E-2,null,1.7021367450388503E-2,2.8407107720725525E-2,0,0,2.3297889647639351E-5,9.9268692246568865E-3,5.5378642285418556E-2]
[2004,9,15,13,null,null,2.1602978314337152E-2,2.3484620319607911E-2,0,0,5.5033611111111239E-5,9.2219763379311776E-3,5.4364608582987348E-2,null,1.7484257215565541E-2,2.8619612166943476E-2,0,0,2.3297889647639351E-5,8.4955427544746928E-3,5.4622710026631348E-2]
[2004,9,15,16,null,null,2.236102562265507E-2,2.2992604724149213E-2,0,0,5.5033611111111239E-5,9.1969113503579305E-3,5.4605575308273327E-2,null,1.8097778829453449E-2,2.8020015693571546E-2,0,0,2.3297889647639351E-5,8.4724521862747891E-3,5.4613544598947419E-2]
[2004,9,15,19,null,null,2.5457257441733931E-2,1.9978514333565806E-2,1.1896116666689938E-3,1.7200024097567303E-6,5.5033611111111239E-5,6.3885668504491001E-3,5.3070703905938696E-2,null,2.0603697815997333E-2,2.4346884221116534E-2,6.7216642059596526E-4,2.286129261896898E-6,2.3297889647639351E-5,5.8853266186091472E-3,5.1533659095228515E-2]
[2004,9,15,21,null,null,2.6493719760479068E-2,1.8339052417597226E-2,1.1896116666689938E-3,1.7200024097567303E-6,5.5033611111111239E-5,4.1924839890782658E-3,5.0271621447344421E-2,null,2.1442553158603245E-2,2.2348948399334503E-2,6.7216642059596526E-4,2.286129261896898E-6,2.3297889647639351E-5,3.8622336114836849E-3,4.8351485608926929E-2]
[2004,9,15,24,null,null,1.3851469517592804E-2,1.704127288997815E-2,1.1896116666689938E-3,1.7200024097567303E-6,5.5033611111111239E-5,5.4104369815187788E-3,3.7549544669279594E-2,null,1.1210614218801018E-2,2.0767404978441029E-2,6.7216642059596526E-4,2.286129261896898E-6,2.3297889647639351E-5,4.9842460024350169E-3,3.7660015639182559E-2]
[2004,9,16,4,null,null,1.0230292680520123E-2,1.528526988686179E-2,1.1896116666689938E-3,1.7200024097567303E-6,5.5033611111111239E-5,6.5511380073873414E-3,3.3313065854959113E-2,null,8.2798337346856512E-3,1.8627445965724177E-2,6.7216642059596526E-4,2.286129261896898E-6,2.3297889647639351E-5,6.0350917192560092E-3,3.364012185917134E-2]
[2004,9,16,7,null,null,1.6912691353806027E-2,1.9742637258679158E-2,0,0,5.5033611111111239E-5,9.9052055906172342E-3,4.6615567814213534E-2,null,1.3688198059300287E-2,2.4059431824166665E-2,0,0,2.3297889647639351E-5,9.1249526677736389E-3,4.689588044088823E-2]
[2004,9,16,11,null,null,1.9694731101096222E-2,2.3128882304573856E-2,0,0,5.5033611111111239E-5,1.0680966959961732E-2,5.3559613976742915E-2,null,1.5939827340123423E-2,2.8186090828946263E-2,0,0,2.3297889647639351E-5,9.8396057572018095E-3,5.3988821815919137E-2]
[2004,9,16,12,null,null,2.0402142241211549E-2,2.2675511409676344E-2,0,0,5.5033611111111239E-5,9.3857595902991867E-3,5.2518446852298187E-2,null,1.6512366836805889E-2,2.7633588850921372E-2,0,0,2.3297889647639351E-5,8.6464244713618001E-3,5.28156780487367E-2]
[2004,9,16,18,null,null,2.4018403210056855E-2,2.0817034235316067E-2,0,0,5.5033611111111239E-5,6.2841765100068829E-3,5.1174647566490913E-2,null,1.9439168688749588E-2,2.5368749342023742E-2,0,0,2.3297889647639351E-5,5.7891593147815189E-3,5.0620375235202492E-2]
[2004,9,16,19,null,null,2.36070082134534E-2,2.0159345425802701E-2,1.1896116666689938E-3,1.7200024097567303E-6,5.5033611111111239E-5,5.7576972342259858E-3,5.0770416153671942E-2,null,1.9106208305549193E-2,2.4567254644700675E-2,6.7216642059596526E-4,2.286129261896898E-6,2.3297889647639351E-5,5.3041518681299178E-3,4.9675365257885282E-2]
[2004,9,16,22,null,null,1.9966549386495835E-2,1.7762760189445583E-2,1.1896116666689938E-3,1.7200024097567303E-6,5.5033611111111239E-5,4.4235215186518998E-3,4.3399196374783178E-2,null,1.6159822044032685E-2,2.164664792182782E-2,6.7216642059596526E-4,2.286129261896898E-6,2.3297889647639351E-5,4.0750718511902663E-3,4.2579292256556267E-2]
[2004,9,17,1,null,null,1.157649934483417E-2,1.6457712917312021E-2,1.1896116666689938E-3,1.7200024097567303E-6,5.5033611111111239E-5,5.8101803934369218E-3,3.5090757935772973E-2,null,9.3693790391196387E-3,2.0056247639443622E-2,6.7216642059596526E-4,2.286129261896898E-6,2.3297889647639351E-5,5.3525008235628738E-3,3.5475877941631637E-2]
[2004,9,17,5,null,null,1.0871852868872845E-2,1.5830641639141847E-2,1.1896116666689938E-3,1.7200024097567303E-6,5.5033611111111239E-5,7.6134806709621311E-3,3.5562340459166689E-2,null,8.7990771088726806E-3,1.9292065100487442E-2,6.7216642059596526E-4,2.286129261896898E-6,2.3297889647639351E-5,7.0137515192362403E-3,3.5802644168101867E-2]
[2004,9,17,9,null,null,2.0414299649772573E-2,2.1996275610627267E-2,0,0,5.5033611111111239E-5,1.0969349179838899E-2,5.3434958051349846E-2,null,1.6522206371672923E-2,2.6805835841754857E-2,0,0,2.3297889647639351E-5,1.0105271530873315E-2,5.3456611633948735E-2]
[2004,9,17,13,null,null,1.9992567545814161E-2,2.2674530433489326E-2,0,0,5.5033611111111239E-5,9.5448999591629616E-3,5.2267031549577556E-2,null,1.6180879704841205E-2,2.763239338096549E-2,0,0,2.3297889647639351E-5,8.7930290339959718E-3,5.2629600009450307E-2]
[2004,9,17,16,null,null,2.2340000657075296E-2,2.1467391757270089E-2,0,0,5.5033611111111239E-5,7.2366757517660319E-3,5.1099101777222523E-2,null,1.8080762383813582E-2,2.6161309740909054E-2,0,0,2.3297889647639351E-5,6.6666282797241145E-3,5.0931998294094387E-2]
[2004,9,17,19,null,null,2.4467489100057055E-2,1.8858973762622709E-2,1.1896116666689938E-3,1.7200024097567303E-6,5.5033611111111239E-5,5.4773426136853296E-3,5.0050170756554949E-2,null,1.9802633998874612E-2,2.2982552309018377E-2,6.7216642059596526E-4,2.286129261896898E-6,2.3297889647639351E-5,5.0458813436848301E-3,4.8528818091083323E-2]
[2004,9,17,20,null,null,2.2337412995073712E-2,1.8897056224409105E-2,1.1896116666689938E-3,1.7200024097567303E-6,5.5033611111111239E-5,6.7716135577698443E-3,4.925244805744252E-2,null,1.8078668073141953E-2,2.3028961630176491E-2,6.7216642059596526E-4,2.286129261896898E-6,2.3297889647639351E-5,6.2381999680688758E-3,4.8043580110892818E-2]
[2004,9,17,23,null,null,1.618083371772968E-2,1.5440577551412427E-2,1.1896116666689938E-3,1.7200024097567303E-6,5.5033611111111239E-5,6.124525428027488E-3,3.899230197735945E-2,null,1.3095872919305938E-2,1.8816712177632311E-2,6.7216642059596526E-4,2.286129261896898E-6,2.3297889647639351E-5,5.6420842689287806E-3,3.8252419805372528E-2]
[2004,9,18,3,null,null,1.1407355325514162E-2,1.3428915529090361E-2,1.1896116666689938E-3,1.7200024097567303E-6,5.5033611111111239E-5,5.678900772657253E-3,3.1761536907451642E-2,null,9.232483214051717E-3,1.6365193434459038E-2,6.7216642059596526E-4,2.286129261896898E-6,2.3297889647639351E-5,5.2315623619732946E-3,3.1526989449989551E-2]
[2004,9,18,6,null,null,1.2233188764776507E-2,1.4138443184846515E-2,1.1896116666689938E-3,1.7200024097567303E-6,5.5033611111111239E-5,6.330564345909684E-3,3.3948561575722569E-2,null,9.9008671775580471E-3,1.7229861717493078E-2,6.7216642059596526E-4,2.286129261896898E-6,2.3297889647639351E-5,5.8318930877558498E-3,3.3660372422312478E-2]
[2004,9,18,10,null,null,2.2379304439417633E-2,1.4989037263344749E-2,0,0,5.5033611111111239E-5,9.8478317402619225E-3,4.7271207054135414E-2,null,1.8112572693948548E-2,1.826644107482648E-2,0,0,2.3297889647639351E-5,9.0720982707527351E-3,4.5474409929175404E-2]
[2004,9,18,14,null,null,2.1527383025999134E-2,1.3973602422972015E-2,0,0,5.5033611111111239E-5,7.6216271047506315E-3,4.317764616483289E-2,null,1.74230745653608E-2,1.7028977964213373E-2,0,0,2.3297889647639351E-5,7.0212562420863779E-3,4.1496606661308187E-2]
[2004,9,18,17,null,null,2.2986099625959707E-2,1.3498334289796609E-2,0,0,5.5033611111111239E-5,8.4309812783113156E-3,4.4970448805178739E-2,null,1.8603679196223175E-2,1.6449790842528008E-2,0,0,2.3297889647639351E-5,7.7668559631261999E-3,4.2843623891525025E-2]
[2004,9,18,20,null,null,2.531038233009536E-2,1.2001170473166248E-2,1.1896116666689938E-3,1.7200024097567303E-6,5.5033611111111239E-5,6.1349334696391518E-3,4.4692851553090614E-2,null,2.0484825214586191E-2,1.4625267081904689E-2,6.7216642059596526E-4,2.286129261896898E-6,2.3297889647639351E-5,5.6516724482150961E-3,4.1459515184211475E-2]
[2004,9,18,21,null,null,2.5268832970338946E-2,1.1009977614092429E-2,1.1896116666689938E-3,1.7200024097567303E-6,5.5033611111111239E-5,4.8620937971822738E-3,4.2387269661803506E-2,null,2.045119745814665E-2,1.3417346543983461E-2,6.7216642059596526E-4,2.286129261896898E-6,2.3297889647639351E-5,4.4790969111827787E-3,3.9045391352818384E-2]
[2004,9,19,3,null,null,1.5101585190011545E-2,9.0288997322190319E-3,1.1896116666689938E-3,1.7200024097567303E-6,5.5033611111111239E-5,7.5696127614867763E-3,3.2946462963907214E-2,null,1.2222388782832914E-2,1.1003099267250266E-2,6.7216642059596526E-4,2.286129261896898E-6,2.3297889647639351E-5,6.973339173027498E-3,3.0896577662616179E-2]
[2004,9,19,5,null,null,1.4708889298313358E-2,9.1612376411842802E-3,1.1896116666689938E-3,1.7200024097567303E-6,5.5033611111111239E-5,8.0210610825652492E-3,3.3137553302252751E-2,null,1.1904562422131979E-2,1.116437330864524E-2,6.7216642059596526E-4,2.286129261896898E-6,2.3297889647639351E-5,7.3892260038560384E-3,3.115591217413876E-2]
[2004,9,19,8,null,null,2.2283631603433225E-2,1.0558812153726045E-2,0,0,5.5033611111111239E-5,7.4192783979289672E-3,4.031675576619935E-2,null,1.8035140385840188E-2,1.2867532226226504E-2,0,0,2.3297889647639351E-5,6.8348469489888245E-3,3.7760817450703157E-2]
[2004,9,19,11,null,null,2.6158950891333448E-2,1.266219792380483E-2,0,0,5.5033611111111239E-5,9.8248710769464724E-3,4.8701053503195854E-2,null,2.1171609729843638E-2,1.5430830425553219E-2,0,0,2.3297889647639351E-5,9.0509462649657341E-3,4.5676684310010228E-2]
[2004,9,19,15,null,null,2.512218048522314E-2,1.3279709042639847E-2,0,0,5.5033611111111239E-5,7.2935498403774567E-3,4.5750472979351552E-2,null,2.033250503834429E-2,1.6183362443926024E-2,0,0,2.3297889647639351E-5,6.7190222822366532E-3,4.3258187654154609E-2]
[2004,9,19,18,null,null,3.2934362230012761E-2,1.2400455327925292E-2,0,0,5.5033611111111239E-5,5.7234486751180716E-3,5.1113299844167237E-2,null,2.6655253367448388E-2,1.5111856923759496E-2,0,0,2.3297889647639351E-5,5.272601136755377E-3,4.7063009317610906E-2]
[2004,9,19,20,null,null,2.977854507536741E-2,1.2804731613118361E-2,1.1896116666689938E-3,1.7200024097567303E-6,5.5033611111111239E-5,6.3569765657651555E-3,5.0186618534440786E-2,null,2.4101109302021338E-2,1.5604529589234015E-2,6.7216642059596526E-4,2.286129261896898E-6,2.3297889647639351E-5,5.8562247640473854E-3,4.6259614094808235E-2]
[2004,9,19,23,null,null,2.1552282505952397E-2,1.3363594711606166E-2,1.1896116666689938E-3,1.7200024097567303E-6,5.5033611111111239E-5,6.1794427161350916E-3,4.2341685213883512E-2,null,1.7443226828891413E-2,1.6285589998789929E-2,6.7216642059596526E-4,2.286129261896898E-6,2.3297889647639351E-5,5.6926756120402313E-3,4.0119242879227072E-2]
[2004,9,20,2,null,null,1.310130322961298E-2,1.3834927265575711E-2,1.1896116666689938E-3,1.7200024097567303E-6,5.5033611111111239E-5,6.6617130039669029E-3,3.4844308779345454E-2,null,1.0603471067396725E-2,1.6859981013534191E-2,6.7216642059596526E-4,2.286129261896898E-6,2.3297889647639351E-5,6.136956501445235E-3,3.4298159021881651E-2]
[2004,9,20,6,null,null,1.4590057552796467E-2,1.5322403406037775E-2,1.1896116666689938E-3,1.7200024097567303E-6,5.5033611111111239E-5,7.2468481305730751E-3,3.840567436959718E-2,null,1.1808386572035742E-2,1.8672698854753134E-2,6.7216642059596526E-4,2.286129261896898E-6,2.3297889647639351E-5,6.6759993598378741E-3,3.7854835226132255E-2]
[2004,9,20,9,null,null,2.3100814789120998E-2,1.999550268997979E-2,0,0,5.5033611111111239E-5,1.1207414830305273E-2,5.4358765920517173E-2,null,1.8696523311976715E-2,2.4367587139252116E-2,0,0,2.3297889647639351E-5,1.0324584272285383E-2,5.341199261316186E-2]
[2004,9,20,12,null,null,2.2243715703429576E-2,2.0318518858756508E-2,0,0,5.5033611111111239E-5,1.056464956293128E-2,5.3181917736228469E-2,null,1.80028346614859E-2,2.4761231888378549E-2,0,0,2.3297889647639351E-5,9.7324509149694684E-3,5.2519815354481553E-2]
[2004,9,20,16,null,null,2.2492653977372035E-2,2.0334470881185146E-2,0,0,5.5033611111111239E-5,8.3375852934606115E-3,5.1219743763128898E-2,null,1.8204311548102051E-2,2.4780671874589644E-2,0,0,2.3297889647639351E-5,7.6808169674358875E-3,5.0689098279775219E-2]
[2004,9,20,17,null,null,2.5335823240358653E-2,1.9845916459608797E-2,0,0,5.5033611111111239E-5,8.3560739914412784E-3,5.3592847302519842E-2,null,2.050541568189904E-2,2.4185293372503053E-2,0,0,2.3297889647639351E-5,7.6978492735721837E-3,5.2411856217621913E-2]
[2004,9,20,21,null,null,2.6566432691803053E-2,1.8309082463708382E-2,1.1896116666689938E-3,1.7200024097567303E-6,5.5033611111111239E-5,5.548742127560383E-3,5.1670622563261673E-2,null,2.1501402988273379E-2,2.2312425413427688E-2,6.7216642059596526E-4,2.286129261896898E-6,2.3297889647639351E-5,5.1116565745623257E-3,4.9623235415768893E-2]
[2004,9,20,24,null,null,1.6166387919742332E-2,1.6147428855902205E-2,1.1896116666689938E-3,1.7200024097567303E-6,5.5033611111111239E-5,7.3989455977476158E-3,4.0959127653582006E-2,null,1.3084181288456721E-2,1.9678118916122572E-2,6.7216642059596526E-4,2.286129261896898E-6,2.3297889647639351E-5,6.8161158042830674E-3,4.0276166448367859E-2]
[2004,9,21,3,null,null,1.1838331329002505E-2,1.5194539627435303E-2,1.1896116666689938E-3,1.7200024097567303E-6,5.5033611111111239E-5,6.8605000775077618E-3,3.5139736314135431E-2,null,9.5812913824942017E-3,1.8516877227492366E-2,6.7216642059596526E-4,2.286129261896898E-6,2.3297889647639351E-5,6.3200847182632511E-3,3.5116003767755324E-2]
[2004,9,21,7,null,null,2.0479273992920159E-2,1.8673271359050867E-2,0,0,5.5033611111111239E-5,1.0362368857679206E-2,4.9569947820761337E-2,null,1.6574793015582612E-2,2.2756245445361829E-2,0,0,2.3297889647639351E-5,9.546104266821398E-3,4.8900440617413478E-2]
[2004,9,21,10,null,null,2.2044105721506869E-2,2.2009926834126826E-2,0,0,5.5033611111111239E-5,1.2016690955053713E-2,5.6125757121798521E-2,null,1.7841281369344937E-2,2.6822471951551168E-2,0,0,2.3297889647639351E-5,1.1070112092574535E-2,5.5757163303118279E-2]
[2004,9,21,14,null,null,2.2508690358140755E-2,2.2141248388042954E-2,0,0,5.5033611111111239E-5,1.0005760596467139E-2,5.4710732953761956E-2,null,1.8217290508784567E-2,2.6982507408420019E-2,0,0,2.3297889647639351E-5,9.2175867540118129E-3,5.444068256086404E-2]
[2004,9,21,18,null,null,2.6209298717273375E-2,2.0349753733461318E-2,0,0,5.5033611111111239E-5,7.803881611484831E-3,5.4417967673330632E-2,null,2.1212358478750817E-2,2.4799296374325906E-2,0,0,2.3297889647639351E-5,7.1891541955638252E-3,5.3224106938288183E-2]
[2004,9,21,21,null,null,2.7360262259879177E-2,1.7836431251352231E-2,1.1896116666689938E-3,1.7200024097567303E-6,5.5033611111111239E-5,4.697589198476966E-3,5.114064798989823E-2,null,2.2143884786459182E-2,2.1736427411170246E-2,6.7216642059596526E-4,2.286129261896898E-6,2.3297889647639351E-5,4.3275506698570105E-3,4.8905613306991939E-2]
[2004,9,21,22,null,null,2.196093580579209E-2,1.7559331568854416E-2,1.1896116666689938E-3,1.7200024097567303E-6,5.5033611111111239E-5,5.3830957792928031E-3,4.6149728434129164E-2,null,1.7773968234193152E-2,2.1398738943707595E-2,6.7216642059596526E-4,2.286129261896898E-6,2.3297889647639351E-5,4.9590585215786498E-3,4.48295161389849E-2]
[2004,9,22,1,null,null,1.4047979902238392E-2,1.5905175201023084E-2,1.1896116666689938E-3,1.7200024097567303E-6,5.5033611111111239E-5,6.0241261332330438E-3,3.7223646516684389E-2,null,1.1369658868139622E-2,1.9382895678347833E-2,6.7216642059596526E-4,2.286129261896898E-6,2.3297889647639351E-5,5.5495936280737365E-3,3.699989861406669E-2]
[2004,9,22,4,null,null,1.286032670060235E-2,1.5430875489412238E-2,1.1896116666689938E-3,1.7200024097567303E-6,5.5033611111111239E-5,6.778532981972658E-3,3.6316100452177112E-2,null,1.0408437977290821E-2,1.8804888726885134E-2,6.7216642059596526E-4,2.286129261896898E-6,2.3297889647639351E-5,6.2445743353408412E-3,3.6155651479022298E-2]
[2004,9,22,7,null,null,2.2704976385621307E-2,1.7525941729982161E-2,0,0,5.5033611111111239E-5,1.0531813587884119E-2,5.0817765314598695E-2,null,1.8376153575828148E-2,2.1358048303372106E-2,0,0,2.3297889647639351E-5,9.7022014955743408E-3,4.9459701264422229E-2]
[2004,9,22,12,null,null,2.4610481145668557E-2,2.1001560394863495E-2,0,0,5.5033611111111239E-5,1.1585689743913869E-2,5.7252764895557036E-2,null,1.9918363861159024E-2,2.5593622771912392E-2,0,0,2.3297889647639351E-5,1.0673061711800044E-2,5.6208346234519105E-2]
[2004,9,22,16,null,null,2.4722368143650475E-2,2.1473902931531744E-2,0,0,5.5033611111111239E-5,1.0696561066829162E-2,5.6947865753122488E-2,null,2.000891901625516E-2,2.6169244605496342E-2,0,0,2.3297889647639351E-5,9.8539714849759305E-3,5.6055432996375075E-2]
[2004,9,22,19,null,null,2.8497705249706958E-2,1.9230237834635053E-2,1.1896116666689938E-3,1.7200024097567303E-6,5.5033611111111239E-5,6.3728468193640685E-3,5.5347155183895942E-2,null,2.3064468305676634E-2,2.3434994528986567E-2,6.7216642059596526E-4,2.286129261896898E-6,2.3297889647639351E-5,5.8708448859207596E-3,5.3068058160089464E-2]
[2004,9,22,22,null,null,2.3732780878578687E-2,1.7060033428787334E-2,1.1896116666689938E-3,1.7200024097567303E-6,5.5033611111111239E-5,5.272272454546781E-3,4.7311452042102659E-2,null,1.9208001752533229E-2,2.0790267572660337E-2,6.7216642059596526E-4,2.286129261896898E-6,2.3297889647639351E-5,4.8569649725309976E-3,4.5552984737230066E-2]
[2004,9,22,23,null,null,1.9326568984609917E-2,1.6294906065760974E-2,1.1896116666689938E-3,1.7200024097567303E-6,5.5033611111111239E-5,5.0424040909266164E-3,4.1910244421487358E-2,null,1.5641857261738373E-2,1.9857842517874688E-2,6.7216642059596526E-4,2.286129261896898E-6,2.3297889647639351E-5,4.6452038012293655E-3,4.0842654020347931E-2]
[2004,9,23,4,null,null,1.1311525779077899E-2,1.5486461632242432E-2,1.1896116666689938E-3,1.7200024097567303E-6,5.5033611111111239E-5,6.8642090220933502E-3,3.4908561713603542E-2,null,9.1549240731609149E-3,1.887262896828594E-2,6.7216642059596526E-4,2.286129261896898E-6,2.3297889647639351E-5,6.3235015018404594E-3,3.5048804982792815E-2]
[2004,9,23,6,null,null,1.4672358801310521E-2,1.7325786161679999E-2,1.1896116666689938E-3,1.7200024097567303E-6,5.5033611111111239E-5,9.007078358779147E-3,4.2251588601959524E-2,null,1.1874996655943798E-2,2.1114128041519745E-2,6.7216642059596526E-4,2.286129261896898E-6,2.3297889647639351E-5,8.2975727204130083E-3,4.1984447857382048E-2]
[2004,9,23,10,null,null,2.1111415262002407E-2,2.1976738317240698E-2,0,0,5.5033611111111239E-5,1.2165337739000871E-2,5.5308524929355084E-2,null,1.7086413236849642E-2,2.678202665293657E-2,0,0,2.3297889647639351E-5,1.1207049671035243E-2,5.5098787450469096E-2]
[2004,9,23,13,null,null,2.1450769939395441E-2,2.2589418021725361E-2,0,0,5.5033611111111239E-5,1.0403895800296518E-2,5.4499117372528431E-2,null,1.7361068165466929E-2,2.7528670851832492E-2,0,0,2.3297889647639351E-5,9.5843600488295239E-3,5.4497396955776586E-2]
[2004,9,23,17,null,null,2.3786223597835512E-2,2.1767832093222701E-2,0,0,5.5033611111111239E-5,1.0174546642140821E-2,5.5783635944310142E-2,null,{"$f":"G6403*X$5","v":1.9251255337117232E-2},{"$f":"H6403*Y$5","v":2.652744237483079E-2},{"$f":"I6403*Z$5","v":0},{"$f":"J6403*AA$5","v":0},{"$f":"K6403*AB$5","v":2.3297889647639351E-5},{"$f":"L6403*AC$5","v":9.3730771841359448E-3},{"$f":"SUM(O6403:T6403)","v":5.5175072785731603E-2}]
[2004,9,23,20,null,null,2.579209498122681E-2,1.9018426178284122E-2,1.1896116666689938E-3,1.7200024097567303E-6,5.5033611111111239E-5,6.0701151094272555E-3,5.2127001549128041E-2,null,2.0874696822742397E-2,2.3176869535918646E-2,6.7216642059596526E-4,2.286129261896898E-6,2.3297889647639351E-5,5.5919599603191841E-3,5.034127675848573E-2]
[2004,9,23,23,null,null,1.6941604744306712E-2,1.6783854720637054E-2,1.1896116666689938E-3,1.7200024097567303E-6,5.5033611111111239E-5,5.3140646627477207E-3,4.0285889407881338E-2,null,1.3711598960284045E-2,2.0453701453708475E-2,6.7216642059596526E-4,2.286129261896898E-6,2.3297889647639351E-5,4.8954651246203747E-3,3.9758515978118386E-2]
[2004,9,24,1,null,null,1.351469297124354E-2,1.5916500452184696E-2,1.1896116666689938E-3,1.7200024097567303E-6,5.5033611111111239E-5,5.9183134709499281E-3,3.6595872174568028E-2,null,1.0938045887024631E-2,1.93966972340693E-2,6.7216642059596526E-4,2.286129261896898E-6,2.3297889647639351E-5,5.4521160415510342E-3,3.648460960215047E-2]
[2004,9,24,4,null,null,1.2603324558202591E-2,1.4687596222625603E-2,1.1896116666689938E-3,1.7200024097567303E-6,5.5033611111111239E-5,6.9083581367173023E-3,3.5445644197735361E-2,null,1.0200434641024606E-2,1.7899088928648551E-2,6.7216642059596526E-4,2.286129261896898E-6,2.3297889647639351E-5,6.3641729021039007E-3,3.5161446911282562E-2]
[2004,9,24,7,null,null,2.0833049306287963E-2,1.9272209223342059E-2,0,0,5.5033611111111239E-5,1.0186614850929985E-2,5.0346906991671117E-2,null,1.6861119210306183E-2,2.348614310412021E-2,0,0,2.3297889647639351E-5,9.3841947558994457E-3,4.9754754959973481E-2]
[2004,9,24,11,null,null,2.2447975231953438E-2,2.2327001772428929E-2,0,0,5.5033611111111239E-5,1.1305952126163971E-2,5.6135962741657441E-2,null,1.8168151039786903E-2,2.7208876400018539E-2,0,0,2.3297889647639351E-5,1.0415359587597641E-2,5.5815684917050724E-2]
[2004,9,24,14,null,null,2.3724972612422072E-2,2.0508905228732659E-2,0,0,5.5033611111111239E-5,9.7201086279200578E-3,5.4009020080185904E-2,null,1.9201682173264879E-2,2.4993246883572674E-2,0,0,2.3297889647639351E-5,8.9544361642938611E-3,5.3172663110779055E-2]
[2004,9,24,18,null,null,2.6857038290401127E-2,1.8649534128369196E-2,0,0,5.5033611111111239E-5,7.1914696255589699E-3,5.27530756554404E-2,null,2.1736603105601646E-2,2.272731798872079E-2,0,0,2.3297889647639351E-5,6.6249831308012501E-3,5.1112202114771327E-2]
[2004,9,24,22,null,null,2.1426722227499632E-2,1.5797497529948003E-2,1.1896116666689938E-3,1.7200024097567303E-6,5.5033611111111239E-5,7.1363677622439826E-3,4.5606952799881473E-2,null,1.734160527594706E-2,1.925167391945759E-2,6.7216642059596526E-4,2.286129261896898E-6,2.3297889647639351E-5,6.5742217518419202E-3,4.3865251386752069E-2]
[2004,9,25,1,null,null,1.5569169324700163E-2,1.321368715263976E-2,1.1896116666689938E-3,1.7200024097567303E-6,5.5033611111111239E-5,7.1869673632580424E-3,3.7216189120787828E-2,null,1.2600825550294173E-2,1.6102904643858742E-2,6.7216642059596526E-4,2.286129261896898E-6,2.3297889647639351E-5,6.620835520737227E-3,3.6022316154395641E-2]
[2004,9,25,2,null,null,1.4635107294031939E-2,1.291345358486363E-2,1.1896116666689938E-3,1.7200024097567303E-6,5.5033611111111239E-5,7.2626478090199193E-3,3.6057573968105348E-2,null,1.1844847343869824E-2,1.5737023988676234E-2,6.7216642059596526E-4,2.286129261896898E-6,2.3297889647639351E-5,6.690554465905542E-3,3.4970176237957104E-2]
[2004,9,25,5,null,null,1.3997257681894746E-2,1.1729242857341244E-2,1.1896116666689938E-3,1.7200024097567303E-6,5.5033611111111239E-5,8.6520306087776635E-3,3.5624896428203517E-2,null,1.1328607105085065E-2,1.4293881571026514E-2,6.7216642059596526E-4,2.286129261896898E-6,2.3297889647639351E-5,7.970492794214204E-3,3.4290731909831285E-2]
[2004,9,25,9,null,null,2.2828129420005689E-2,1.4914596688543809E-2,0,0,5.5033611111111239E-5,1.0288986299505865E-2,4.8086746019166474E-2,null,1.8475826838409024E-2,1.8175723815986724E-2,0,0,2.3297889647639351E-5,9.4785022000247049E-3,4.6153350744068095E-2]
[2004,9,25,12,null,null,2.8245847106902984E-2,1.3588649087270383E-2,0,0,5.5033611111111239E-5,5.1583838182948016E-3,4.7047913623579282E-2,null,2.2860628238508821E-2,1.6559853276642701E-2,0,0,2.3297889647639351E-5,4.7520475727163974E-3,4.4195826977515562E-2]
[2004,9,25,15,null,null,2.0938478801020406E-2,1.4253850883135669E-2,0,0,5.5033611111111239E-5,8.1171415410585795E-3,4.3364504836325764E-2,null,1.6946448019009647E-2,1.737050370025307E-2,0,0,2.3297889647639351E-5,7.477738011812755E-3,4.1817987620723113E-2]
[2004,9,25,20,null,null,2.7100026086875565E-2,1.2088319711584996E-2,1.1896116666689938E-3,1.7200024097567303E-6,5.5033611111111239E-5,7.1739224650485406E-3,4.7608633543698958E-2,null,2.1933264004482568E-2,1.4731471796745516E-2,6.7216642059596526E-4,2.286129261896898E-6,2.3297889647639351E-5,6.6088181953391162E-3,4.3971304436072702E-2]
[2004,9,25,23,null,null,2.2055319199329838E-2,1.0141867762988574E-2,1.1896116666689938E-3,1.7200024097567303E-6,5.5033611111111239E-5,6.1084609138054831E-3,3.9552013156313751E-2,null,1.7850356938818972E-2,1.2359421530984564E-2,6.7216642059596526E-4,2.286129261896898E-6,2.3297889647639351E-5,5.6272851887314524E-3,3.6534814098040491E-2]
[2004,9,26,2,null,null,1.2592919330029186E-2,9.388378551083227E-3,1.1896116666689938E-3,1.7200024097567303E-6,5.5033611111111239E-5,6.3267303217036793E-3,2.9554393483005956E-2,null,1.0192013224166093E-2,1.1441179348516657E-2,6.7216642059596526E-4,2.286129261896898E-6,2.3297889647639351E-5,5.8283610773309444E-3,2.8159304089519197E-2]
[2004,9,26,3,null,null,1.2101091419848794E-2,9.1437204164082023E-3,1.1896116666689938E-3,1.7200024097567303E-6,5.5033611111111239E-5,6.4389046371229851E-3,2.8930081753569845E-2,null,9.7939548841416996E-3,1.1143025883287293E-2,6.7216642059596526E-4,2.286129261896898E-6,2.3297889647639351E-5,5.9316991968052816E-3,2.7566430403739777E-2]
[2004,9,26,6,null,null,1.2004001296646888E-2,1.0002086002005684E-2,1.1896116666689938E-3,1.7200024097567303E-6,5.5033611111111239E-5,6.8646568142130332E-3,3.011710939305547E-2,null,9.7153755020559212E-3,1.218907601409313E-2,6.7216642059596526E-4,2.286129261896898E-6,2.3297889647639351E-5,6.3239140204762135E-3,2.8926115976130769E-2]
[2004,9,26,10,null,null,2.0281635014762395E-2,1.3563798578199091E-2,0,0,5.5033611111111239E-5,8.9184035086818086E-3,4.2818870712754406E-2,null,1.6414834945003124E-2,1.6529569119518063E-2,0,0,2.3297889647639351E-5,8.2158829662168295E-3,4.1183584920385659E-2]
[2004,9,26,12,null,null,2.1977203837740378E-2,1.4205401307268689E-2,0,0,5.5033611111111239E-5,8.1163458493184806E-3,4.4353984605438657E-2,null,1.7787134680543104E-2,1.7311460460375429E-2,0,0,2.3297889647639351E-5,7.4770049983078745E-3,4.2598898028874052E-2]
[2004,9,26,17,null,null,2.6078696119823386E-2,1.3540288845976937E-2,0,0,5.5033611111111239E-5,6.2122784334728894E-3,4.5886297010384325E-2,null,2.110665595136731E-2,1.6500918904645952E-2,0,0,2.3297889647639351E-5,5.7229247940262786E-3,4.3353797539687183E-2]
[2004,9,26,21,null,null,2.4119955620843025E-2,1.3614448230651485E-2,1.1896116666689938E-3,1.7200024097567303E-6,5.5033611111111239E-5,5.6139794229097756E-3,4.4594748554594145E-2,null,1.9521359599892048E-2,1.6591293490184924E-2,6.7216642059596526E-4,2.286129261896898E-6,2.3297889647639351E-5,5.1717549972342056E-3,4.1982158526816672E-2]
[2004,9,26,24,null,null,1.4397155725925268E-2,1.3333161017755894E-2,1.1896116666689938E-3,1.7200024097567303E-6,5.5033611111111239E-5,5.418213176413755E-3,3.4394895200284784E-2,null,1.1652262490009046E-2,1.624850187460701E-2,6.7216642059596526E-4,2.286129261896898E-6,2.3297889647639351E-5,4.9914096508522953E-3,3.358992445497385E-2]
[2004,9,27,1,null,null,1.1930887558007787E-2,1.4003425481329233E-2,1.1896116666689938E-3,1.7200024097567303E-6,5.5033611111111239E-5,6.0405336861191596E-3,3.3221212005646046E-2,null,9.6562012810870786E-3,1.7065321935382585E-2,6.7216642059596526E-4,2.286129261896898E-6,2.3297889647639351E-5,5.5647087250911692E-3,3.298398238106634E-2]
[2004,9,27,4,null,null,1.1064722129397931E-2,1.3607627350474513E-2,1.1896116666689938E-3,1.7200024097567303E-6,5.5033611111111239E-5,6.9100754398496089E-3,3.2828790199911917E-2,null,8.955174833497925E-3,1.6582981201434012E-2,6.7216642059596526E-4,2.286129261896898E-6,2.3297889647639351E-5,6.3657549298220695E-3,3.2601661404259512E-2]
[2004,9,27,9,null,null,2.0369617253227584E-2,2.0723002486222265E-2,0,0,5.5033611111111239E-5,1.1362124121318696E-2,5.2509777471879654E-2,null,1.6486042908337776E-2,2.5254157232216582E-2,0,0,2.3297889647639351E-5,1.0467106801964075E-2,5.2230604832166072E-2]
[2004,9,27,12,null,null,2.0807979141756847E-2,2.2429113657001537E-2,0,0,5.5033611111111239E-5,1.1725982919147216E-2,5.5018109329016712E-2,null,1.6840828804107529E-2,2.7333315394319151E-2,0,0,2.3297889647639351E-5,1.0802303712069944E-2,5.4999745800144259E-2]
[2004,9,27,15,null,null,2.1312017565414284E-2,2.2151848315987446E-2,0,0,5.5033611111111239E-5,1.0921318889719572E-2,5.4440218382232411E-2,null,1.7248769659184263E-2,2.6995425046544046E-2,0,0,2.3297889647639351E-5,1.0061024683097287E-2,5.4328517278473237E-2]
[2004,9,27,18,null,null,2.3811321144924329E-2,2.0641182571622424E-2,0,0,5.5033611111111239E-5,8.9544586312878382E-3,5.3461995958945706E-2,null,1.9271567905245368E-2,2.5154447115914434E-2,0,0,2.3297889647639351E-5,8.2490979544571994E-3,5.2698410865264639E-2]
[2004,9,27,22,null,null,2.2518721586797689E-2,1.7319590827819753E-2,1.1896116666689938E-3,1.7200024097567303E-6,5.5033611111111239E-5,4.3162881967537302E-3,4.5400965891561028E-2,null,1.822540923109563E-2,2.1106578076908356E-2,6.7216642059596526E-4,2.286129261896898E-6,2.3297889647639351E-5,3.9762855132614685E-3,4.4006023260770952E-2]
[2004,9,28,1,null,null,1.2613245526569776E-2,1.6016223638455739E-2,1.1896116666689938E-3,1.7200024097567303E-6,5.5033611111111239E-5,6.1201637942259746E-3,3.5995998239441357E-2,null,1.0208464124748351E-2,1.9518225233086862E-2,6.7216642059596526E-4,2.286129261896898E-6,2.3297889647639351E-5,5.6380662097750495E-3,3.6062506007115767E-2]
[2004,9,28,2,null,null,1.2069121566233857E-2,1.584122131294417E-2,1.1896116666689938E-3,1.7200024097567303E-6,5.5033611111111239E-5,6.3152539505321676E-3,3.5471962109900057E-2,null,9.7680802507641076E-3,1.9304958055832454E-2,6.7216642059596526E-4,2.286129261896898E-6,2.3297889647639351E-5,5.8177887229482099E-3,3.5588577469050274E-2]
[2004,9,28,6,null,null,1.4839209902002045E-2,1.759165720286868E-2,1.1896116666689938E-3,1.7200024097567303E-6,5.5033611111111239E-5,8.8283127624164699E-3,4.250554514747705E-2,null,1.2010036719343517E-2,2.1438132687185169E-2,6.7216642059596526E-4,2.286129261896898E-6,2.3297889647639351E-5,8.1328888488353245E-3,4.227880869486951E-2]
[2004,9,28,9,null,null,2.2119943475343122E-2,2.1450041143242633E-2,0,0,5.5033611111111239E-5,1.0992060185334999E-2,5.4617078415031869E-2,null,1.7902660257729221E-2,2.6140165356304739E-2,0,0,2.3297889647639351E-5,1.0126193544888426E-2,5.419231704857002E-2]
[2004,9,28,13,null,null,2.1914341200830884E-2,2.2306862602338256E-2,0,0,5.5033611111111239E-5,1.0550453583663697E-2,5.4826690997943947E-2,null,1.7736257135003704E-2,2.7184333732114391E-2,0,0,2.3297889647639351E-5,9.7193731814782924E-3,5.4663261938244029E-2]
[2004,9,28,16,null,null,2.2430983872351554E-2,2.2180862455549587E-2,0,0,5.5033611111111239E-5,1.0402827505149828E-2,5.5069707444162078E-2,null,1.8154399171993549E-2,2.7030783226081347E-2,0,0,2.3297889647639351E-5,9.5833759054354695E-3,5.4791856193158003E-2]
[2004,9,28,19,null,null,2.5599282549254945E-2,1.9737926952305897E-2,1.1896116666689938E-3,1.7200024097567303E-6,5.5033611111111239E-5,6.9382144382601372E-3,5.3521789220010829E-2,null,2.07186450920087E-2,2.4053691593336632E-2,6.7216642059596526E-4,2.286129261896898E-6,2.3297889647639351E-5,6.3916773628564585E-3,5.1861764487707289E-2]
[2004,9,28,23,null,null,1.7435162135276593E-2,1.6395217722040386E-2,1.1896116666689938E-3,1.7200024097567303E-6,5.5033611111111239E-5,5.4512874709983341E-3,4.0528032608505168E-2,null,1.4111057046516245E-2,1.99800876578629E-2,6.7216642059596526E-4,2.286129261896898E-6,2.3297889647639351E-5,5.0218786168766015E-3,3.9810773760761239E-2]
[2004,9,29,3,null,null,1.1374278362088684E-2,1.3819594383048818E-2,1.1896116666689938E-3,1.7200024097567303E-6,5.5033611111111239E-5,4.6667038925519043E-3,3.1106941917879268E-2,null,9.2057125471545001E-3,1.6841295544263283E-2,6.7216642059596526E-4,2.286129261896898E-6,2.3297889647639351E-5,4.2990982614624935E-3,3.1043856792385777E-2]
[2004,9,29,4,null,null,1.1593095492928883E-2,1.3887291207408807E-2,1.1896116666689938E-3,1.7200024097567303E-6,5.5033611111111239E-5,4.6948629827221582E-3,3.1421614963249717E-2,null,9.3828110445521029E-3,1.6923794508766403E-2,6.7216642059596526E-4,2.286129261896898E-6,2.3297889647639351E-5,4.3250392035883729E-3,3.1329395196412382E-2]
[2004,9,29,7,null,null,2.0774149276087849E-2,1.8031895253780468E-2,0,0,5.5033611111111239E-5,7.1207441814681097E-3,4.5981822322447533E-2,null,1.6813448779727642E-2,2.1974630280365625E-2,0,0,2.3297889647639351E-5,6.5598288718782755E-3,4.537120582161918E-2]
[2004,9,29,10,null,null,2.5406466806774119E-2,2.2295927869393408E-2,0,0,5.5033611111111239E-5,1.3212170751238863E-2,6.0969599038517501E-2,null,2.0562590681931937E-2,2.7171008082741668E-2,0,0,2.3297889647639351E-5,1.2171421546040347E-2,5.992831820036159E-2]
[2004,9,29,14,null,null,2.5380463765650771E-2,2.1852879188295291E-2,0,0,5.5033611111111239E-5,1.1211888110584345E-2,5.8500264675641511E-2,null,2.0541545256955243E-2,2.6631085305556412E-2,0,0,2.3297889647639351E-5,1.0328705183299576E-2,5.7524633635458872E-2]
[2004,9,29,17,null,null,2.8449451062732774E-2,2.1362614056682567E-2,0,0,5.5033611111111239E-5,1.1850756844685114E-2,6.1717855575211561E-2,null,2.3025414032487614E-2,2.6033622040884569E-2,0,0,2.3297889647639351E-5,1.0917248945088038E-2,5.9999582908107862E-2]
[2004,9,29,20,null,null,3.1544313906177228E-2,1.8989509393427223E-2,1.1896116666689938E-3,1.7200024097567303E-6,5.5033611111111239E-5,7.7061301631423228E-3,5.9486318742936632E-2,null,2.5530225045780515E-2,2.3141629998022925E-2,6.7216642059596526E-4,2.286129261896898E-6,2.3297889647639351E-5,7.0991028249818115E-3,5.6468708308290747E-2]
[2004,9,30,1,null,null,1.3952599613583253E-2,1.5718365862465739E-2,1.1895616665989427E-3,1.719930117055351E-6,5.5033611111111239E-5,6.1495498000064437E-3,3.7066830483882547E-2,null,1.1292463331678125E-2,1.9155239844618616E-2,6.7213816905047573E-4,2.2860331745547482E-6,2.3297889647639351E-5,5.6651374209062653E-3,3.6810562689075677E-2]
[2004,9,30,4,null,null,1.2872893121285017E-2,1.5023129262946992E-2,1.1895616665989427E-3,1.719930117055351E-6,5.5033611111111239E-5,7.0207715402294622E-3,3.6163109132288582E-2,null,1.0418608543973699E-2,1.8307987405715941E-2,6.7213816905047573E-4,2.2860331745547482E-6,2.3297889647639351E-5,6.4677312762221988E-3,3.5892049317784502E-2]
[2004,9,30,5,null,null,1.3352495137305982E-2,1.5567564186850449E-2,1.1895616665989427E-3,1.719930117055351E-6,5.5033611111111239E-5,7.7448793021014416E-3,3.7911253834084981E-2,null,1.0806771920671122E-2,1.8971464871402152E-2,6.7213816905047573E-4,2.2860331745547482E-6,2.3297889647639351E-5,7.1347996165005943E-3,3.7610758500446539E-2]
[2004,9,30,8,null,null,2.3135056675007308E-2,1.9739396397625144E-2,0,0,5.5033611111111239E-5,1.0386547372095972E-2,5.3316034055839526E-2,null,1.8724236802758906E-2,2.4055482337856451E-2,0,0,2.3297889647639351E-5,9.5683781911343937E-3,5.2371395221397395E-2]
[2004,9,30,11,null,null,2.3650942739239574E-2,2.2007252969213627E-2,0,0,5.5033611111111239E-5,1.2428584626143215E-2,5.814181394570752E-2,null,1.9141766483607429E-2,2.6819213437010117E-2,0,0,2.3297889647639351E-5,1.1449560072574819E-2,5.7433837882840004E-2]
[2004,9,30,17,null,null,2.65070288881652E-2,2.0717233158266821E-2,0,0,5.5033611111111239E-5,1.0509097247274104E-2,5.7788392904817236E-2,null,2.1453324831304722E-2,2.524712642114527E-2,0,0,2.3297889647639351E-5,9.6812745667029434E-3,5.6405023708800579E-2]
[2004,9,30,19,null,null,2.8302478916073515E-2,1.8894807375962479E-2,1.1895616665989427E-3,1.719930117055351E-6,5.5033611111111239E-5,6.6703896347366128E-3,5.5113991134599721E-2,null,2.2906462896291321E-2,2.3026221063393262E-2,6.7213816905047573E-4,2.2860331745547482E-6,2.3297889647639351E-5,6.1449496565963357E-3,5.2775355708153594E-2]
[2004,9,30,23,null,null,1.9016933201078834E-2,1.6463396668012789E-2,1.1895616665989427E-3,1.719930117055351E-6,5.5033611111111239E-5,5.007042074286633E-3,4.1733687151205366E-2,null,1.539125516402633E-2,2.0063174161503414E-2,6.7213816905047573E-4,2.2860331745547482E-6,2.3297889647639351E-5,4.6126273216071222E-3,4.0764778739009543E-2]
[2004,10,1,2,null,null,1.0622940953140455E-2,1.6686534564782491E-2,1.1877691517482455E-3,1.7174105896356678E-6,7.8349502688172329E-5,5.0239959848729782E-3,3.3601307567821981E-2,null,8.5976215551356316E-3,2.0335101915854394E-2,6.7112534417256237E-4,2.2826843621765704E-6,3.3168422546197764E-5,4.6282457386322678E-3,3.4267545660703232E-2]
[2004,10,1,5,null,null,1.0937513729366388E-2,1.6459451091476601E-2,1.1877691517482455E-3,1.7174105896356678E-6,7.8349502688172329E-5,5.8783196353913462E-3,3.4543120521260386E-2,null,8.8522193819963162E-3,2.0058365871281816E-2,6.7112534417256237E-4,2.2826843621765704E-6,3.3168422546197764E-5,5.4152726006818737E-3,3.5032434305040938E-2]
[2004,10,1,6,null,null,1.3666488762300704E-2,1.7851372970988145E-2,1.1877691517482455E-3,1.7174105896356678E-6,7.8349502688172329E-5,7.0572567498877565E-3,3.9842954548202657E-2,null,1.1060901014519821E-2,2.1754636188457997E-2,6.7112534417256237E-4,2.2826843621765704E-6,3.3168422546197764E-5,6.5013424726945972E-3,4.0023456126753357E-2]
[2004,10,1,10,null,null,1.9687763741799494E-2,2.2863676040015896E-2,0,0,7.8349502688172329E-5,9.9511826039813383E-3,5.2580971888484901E-2,null,1.5934188344412518E-2,2.7862896315575508E-2,0,0,3.3168422546197764E-5,9.1673079795251133E-3,5.2997561062059335E-2]
[2004,10,1,13,null,null,1.9105116179292204E-2,2.3092438425408257E-2,0,0,7.8349502688172329E-5,8.4931491049607E-3,5.0769053212349334E-2,null,1.5462625595023521E-2,2.8141678372053888E-2,0,0,3.3168422546197764E-5,7.8241267053075995E-3,5.1461599094931205E-2]
[2004,10,1,17,null,null,2.2276908530482864E-2,2.1405066932045819E-2,0,0,7.8349502688172329E-5,6.2328043723544136E-3,4.9993129337571267E-2,null,{"$f":"G6595*X$5","v":1.8029699102002712E-2},{"$f":"H6595*Y$5","v":2.6085357381364121E-2},{"$f":"I6595*Z$5","v":0},{"$f":"J6595*AA$5","v":0},{"$f":"K6595*AB$5","v":3.3168422546197764E-5},{"$f":"L6595*AC$5","v":5.7418338635091921E-3},{"$f":"SUM(O6595:T6595)","v":4.9890058769422221E-2}]
[2004,10,1,20,null,null,2.2028048903786623E-2,1.9607198878951331E-2,1.1877691517482455E-3,1.7174105896356678E-6,7.8349502688172329E-5,4.9377874236882727E-3,4.7840871271452284E-2,null,1.7828285868122871E-2,2.3894379383566068E-2,6.7112534417256237E-4,2.2826843621765704E-6,3.3168422546197764E-5,4.5488279988215499E-3,4.6978069701591428E-2]
[2004,10,1,24,null,null,1.377540398920849E-2,1.5636055481094382E-2,1.1877691517482455E-3,1.7174105896356678E-6,7.8349502688172329E-5,4.5423570110212788E-3,3.5221652546350207E-2,null,1.1149050982280683E-2,1.9054932019322648E-2,6.7112534417256237E-4,2.2826843621765704E-6,3.3168422546197764E-5,4.184546433338196E-3,3.5095105886022465E-2]
[2004,10,2,3,null,null,1.0072042310046504E-2,1.4827960579730615E-2,1.1877691517482455E-3,1.7174105896356678E-6,7.8349502688172329E-5,4.8609116751774555E-3,3.1028750629980624E-2,null,8.1517546271867095E-3,1.8070144428279252E-2,6.7112534417256237E-4,2.2826843621765704E-6,3.3168422546197764E-5,4.4780079073006469E-3,3.1406483413847545E-2]
[2004,10,2,6,null,null,1.1677109244283499E-2,1.3704388089149E-2,1.1877691517482455E-3,1.7174105896356678E-6,7.8349502688172329E-5,6.5159849231923609E-3,3.3165318321650913E-2,null,9.4508071336540309E-3,1.6700899003645131E-2,6.7112534417256237E-4,2.2826843621765704E-6,3.3168422546197764E-5,6.0027077140507755E-3,3.2860990302430872E-2]
[2004,10,2,7,null,null,1.3884692093728645E-2,1.471075945858916E-2,0,0,7.8349502688172329E-5,7.6563506132525209E-3,3.6330151668258495E-2,null,1.1237502736581794E-2,1.7927316884680477E-2,0,0,3.3168422546197764E-5,7.0532445101379685E-3,3.6251232553946439E-2]
[2004,10,2,11,null,null,2.1437139911954534E-2,1.7059671186619534E-2,0,0,7.8349502688172329E-5,7.9962095372983575E-3,4.6571370138560601E-2,null,1.7350036774231681E-2,2.0789826125014524E-2,0,0,3.3168422546197764E-5,7.3663320646836679E-3,4.5539363386476073E-2]
[2004,10,2,15,null,null,1.9124498764651696E-2,1.5815600884703865E-2,0,0,7.8349502688172329E-5,6.7816588087724486E-3,4.180010796081618E-2,null,1.5478312788844527E-2,1.927373563410242E-2,0,0,3.3168422546197764E-5,6.2474539344904807E-3,4.1032670779983627E-2]
[2004,10,2,18,null,null,2.2926187344601123E-2,1.4124858198426226E-2,0,0,7.8349502688172329E-5,5.4767521414354958E-3,4.2606147187151021E-2,null,1.8555189505477632E-2,1.721330632773797E-2,0,0,3.3168422546197764E-5,5.0453373841191172E-3,4.084700163988092E-2]
[2004,10,2,21,null,null,2.1223099580134578E-2,1.2828392138024265E-2,1.1877691517482455E-3,1.7174105896356678E-6,7.8349502688172329E-5,6.0900058624191004E-3,4.1409333645603993E-2,null,1.7176804354072216E-2,1.5633363568121377E-2,6.7112534417256237E-4,2.2826843621765704E-6,3.3168422546197764E-5,5.6102838787796842E-3,3.9127028252054212E-2]
[2004,10,3,1,null,null,1.2464780328125806E-2,1.0282623745873921E-2,1.1877691517482455E-3,1.7174105896356678E-6,7.8349502688172329E-5,5.4612018015377344E-3,2.9476441940563515E-2,null,1.0088304594919465E-2,1.2530954286700107E-2,6.7112534417256237E-4,2.2826843621765704E-6,3.3168422546197764E-5,5.03101197570263E-3,2.8356847308403141E-2]
[2004,10,3,4,null,null,1.0535703540774412E-2,9.667449789379506E-3,1.1877691517482455E-3,1.7174105896356678E-6,7.8349502688172329E-5,6.1095516396313656E-3,2.7580541034811338E-2,null,8.527016412898554E-3,1.1781270459136815E-2,6.7112534417256237E-4,2.2826843621765704E-6,3.3168422546197764E-5,5.6282899958950841E-3,2.664315331901139E-2]
[2004,10,3,8,null,null,1.5365081131035283E-2,1.2248871621824552E-2,0,0,7.8349502688172329E-5,7.0356993559875149E-3,3.4728001611535518E-2,null,1.2435647840962828E-2,1.4927128926440799E-2,0,0,3.3168422546197764E-5,6.4814831979747882E-3,3.387742838792461E-2]
[2004,10,3,9,null,null,1.844077498505434E-2,1.3194446414063801E-2,0,0,7.8349502688172329E-5,7.9203075879736764E-3,3.9633878489779992E-2,null,1.4924944533183913E-2,1.6079456852565743E-2,0,0,3.3168422546197764E-5,7.2964090642327192E-3,3.8333978872528568E-2]
[2004,10,3,12,null,null,2.0219074896247323E-2,1.5093595425992406E-2,0,0,7.8349502688172329E-5,7.174023130703781E-3,4.2565042955631682E-2,null,1.6364202241139887E-2,1.8393861234196299E-2,0,0,3.3168422546197764E-5,6.6089109313586707E-3,4.1400142829241059E-2]
[2004,10,3,16,null,null,2.188126705683623E-2,1.5032021689016751E-2,0,0,7.8349502688172329E-5,6.3176153668576662E-3,4.3309253615398821E-2,null,1.7709488749998042E-2,1.8318824190891779E-2,0,0,3.3168422546197764E-5,5.8199641257706911E-3,4.1881445489206706E-2]
[2004,10,3,19,null,null,2.4323742922710431E-2,1.3678058846008229E-2,1.1877691517482455E-3,1.7174105896356678E-6,7.8349502688172329E-5,4.2249955710995128E-3,4.3494633404844225E-2,null,1.9686293784024946E-2,1.6668812782233713E-2,6.7112534417256237E-4,2.2826843621765704E-6,3.3168422546197764E-5,3.8921841909425646E-3,4.0953867208282167E-2]
[2004,10,3,21,null,null,2.1960154490035261E-2,1.4800901545528416E-2,1.1877691517482455E-3,1.7174105896356678E-6,7.8349502688172329E-5,4.7672019105134385E-3,4.2796094011103174E-2,null,1.7773335880382476E-2,1.8037168844516782E-2,6.7112534417256237E-4,2.2826843621765704E-6,3.3168422546197764E-5,4.3916798488626311E-3,4.0908761024842824E-2]
[2004,10,4,3,null,null,1.044556785945687E-2,1.5124575614541667E-2,1.1877691517482455E-3,1.7174105896356678E-6,7.8349502688172329E-5,6.4256552749128327E-3,3.3263634813937425E-2,null,8.4540655718837194E-3,1.8431615345996796E-2,6.7112534417256237E-4,2.2826843621765704E-6,3.3168422546197764E-5,5.9194935134461845E-3,3.351175088240764E-2]
[2004,10,4,6,null,null,1.3153184738236023E-2,1.7786803262565636E-2,1.1877691517482455E-3,1.7174105896356678E-6,7.8349502688172329E-5,8.0321792896408256E-3,4.024000335546854E-2,null,1.0645461094341059E-2,2.1675948094393219E-2,6.7112534417256237E-4,2.2826843621765704E-6,3.3168422546197764E-5,7.399468407447464E-3,4.0427454047262681E-2]
[2004,10,4,7,null,null,1.7604393320718677E-2,2.0399497261855793E-2,0,0,7.8349502688172329E-5,1.0349527077769829E-2,4.8431767163032477E-2,null,1.4248023419027981E-2,2.4859916493837762E-2,0,0,3.3168422546197764E-5,9.53427405968728E-3,4.867538239509922E-2]
[2004,10,4,10,null,null,2.0717370152845308E-2,2.3625160728335988E-2,0,0,7.8349502688172329E-5,1.0951375227759066E-2,5.5372255611628542E-2,null,1.6767494894073455E-2,2.8790882212481449E-2,0,0,3.3168422546197764E-5,1.0088713423070215E-2,5.5680258952171317E-2]
[2004,10,4,13,null,null,2.0654700842582988E-2,2.4887605079756934E-2,0,0,7.8349502688172329E-5,1.0801471534122534E-2,5.6422126959150623E-2,null,1.6716773816442168E-2,3.0329364301112431E-2,0,0,3.3168422546197764E-5,9.9506179442188213E-3,5.7029924484319622E-2]
[2004,10,4,18,null,null,2.4073866553784823E-2,2.2761036485034258E-2,0,0,7.8349502688172329E-5,7.8073188348964052E-3,5.4720571376403661E-2,null,1.9484057655153427E-2,2.7737814273942094E-2,0,0,3.3168422546197764E-5,7.192320661989206E-3,5.4447361013630929E-2]
[2004,10,4,21,null,null,2.1745557961032693E-2,2.1212670602481162E-2,1.1877691517482455E-3,1.7174105896356678E-6,7.8349502688172329E-5,6.9964838746308655E-3,5.1222548503170776E-2,null,1.7599653304949888E-2,2.5850892942103562E-2,6.7112534417256237E-4,2.2826843621765704E-6,3.3168422546197764E-5,6.4453567987850175E-3,5.0602479496919407E-2]
[2004,10,4,24,null,null,1.2586041148298076E-2,1.8684795496906097E-2,1.1877691517482455E-3,1.7174105896356678E-6,7.8349502688172329E-5,5.386293578202318E-3,3.7924966288432546E-2,null,1.0186446403850288E-2,2.277028937502671E-2,6.7112534417256237E-4,2.2826843621765704E-6,3.3168422546197764E-5,4.9620044234504916E-3,3.8625316653408424E-2]
[2004,10,5,4,null,null,1.0481390219568575E-2,1.7063704207649109E-2,1.1877691517482455E-3,1.7174105896356678E-6,7.8349502688172329E-5,6.440473949385463E-3,3.5253404441629201E-2,null,8.4830582111924385E-3,2.0794740979764428E-2,6.7112534417256237E-4,2.2826843621765704E-6,3.3168422546197764E-5,5.9331448911914371E-3,3.591752053322924E-2]
[2004,10,5,7,null,null,1.7577923378133586E-2,2.1063890890073045E-2,0,0,7.8349502688172329E-5,1.061055216186026E-2,4.9330715932755065E-2,null,1.4226600109801594E-2,2.5669582041204109E-2,0,0,3.3168422546197764E-5,9.7747376740602125E-3,4.9704088247612119E-2]
[2004,10,5,8,null,null,1.8845513332001119E-2,2.22943955033993E-2,0,0,7.8349502688172329E-5,1.0756577633202603E-2,5.1974835971291197E-2,null,1.5252517391891263E-2,2.7169140659728121E-2,0,0,3.3168422546197764E-5,9.9092604259706247E-3,5.2364086900136206E-2]
[2004,10,5,11,null,null,2.0385014081993738E-2,2.4445985932405264E-2,0,0,7.8349502688172329E-5,1.176987182992021E-2,5.667922134700739E-2,null,1.6498504250960742E-2,2.9791183630073503E-2,0,0,3.3168422546197764E-5,1.0842735405261962E-2,5.7165591708842403E-2]
[2004,10,5,15,null,null,1.9300026568336053E-2,2.4051807098913774E-2,0,0,7.8349502688172329E-5,9.7424292052871436E-3,5.3172612375225151E-2,null,1.5620375296312019E-2,2.931081625834616E-2,0,0,3.3168422546197764E-5,8.9749985049872201E-3,5.3939358482191599E-2]
[2004,10,5,19,null,null,2.330590667171584E-2,2.2194746541324837E-2,1.1877691517482455E-3,1.7174105896356678E-6,7.8349502688172329E-5,6.95907534964889E-3,5.3727564627715621E-2,null,1.8862513351680314E-2,2.7047703114279349E-2,6.7112534417256237E-4,2.2826843621765704E-6,3.3168422546197764E-5,6.4108950183899595E-3,5.3027687935430556E-2]
[2004,10,5,22,null,null,1.9270824801913569E-2,1.9715343552403668E-2,1.1877691517482455E-3,1.7174105896356678E-6,7.8349502688172329E-5,5.6729994223248328E-3,4.5927003841668125E-2,null,1.5596740999788158E-2,2.4026170256486522E-2,6.7112534417256237E-4,2.2826843621765704E-6,3.3168422546197764E-5,5.2261258728498079E-3,4.555561358020542E-2]
[2004,10,6,1,null,null,1.1602786134722135E-2,1.7843997030542104E-2,1.1877691517482455E-3,1.7174105896356678E-6,7.8349502688172329E-5,5.1101052034484267E-3,3.5824724433738714E-2,null,9.3906541146710348E-3,2.174564747362849E-2,6.7112534417256237E-4,2.2826843621765704E-6,3.3168422546197764E-5,4.7075719612504272E-3,3.6550450000630889E-2]
[2004,10,6,5,null,null,1.0950377021071388E-2,1.7813967811067536E-2,1.1877691517482455E-3,1.7174105896356678E-6,7.8349502688172329E-5,6.6086691032832198E-3,3.66408500004482E-2,null,8.8626302196843695E-3,2.170905226351472E-2,6.7112534417256237E-4,2.2826843621765704E-6,3.3168422546197764E-5,6.0880909752706767E-3,3.7366349909550699E-2]
[2004,10,6,8,null,null,1.8525717447582433E-2,2.2556292361230811E-2,0,0,7.8349502688172329E-5,1.0369054953965976E-2,5.1529414265467394E-2,null,1.4993692269804057E-2,2.7488302153372578E-2,0,0,3.3168422546197764E-5,9.5522636858855255E-3,5.2067426531608361E-2]
[2004,10,6,12,null,null,2.0217186677954659E-2,2.4321945696385648E-2,0,0,7.8349502688172329E-5,1.0483633804645662E-2,5.510111568167414E-2,null,1.6362674021566284E-2,2.96400215759434E-2,0,0,3.3168422546197764E-5,9.6578169305521905E-3,5.5693680950608074E-2]
[2004,10,6,13,null,null,1.9974973440095922E-2,2.4538301490226601E-2,0,0,7.8349502688172329E-5,9.9741917957003792E-3,5.4565816228711074E-2,null,1.6166640007639298E-2,2.990368429756847E-2,0,0,3.3168422546197764E-5,9.1885046910359629E-3,5.5291997418789936E-2]
[2004,10,6,16,null,null,2.0991998162416085E-2,2.40094140548106E-2,0,0,7.8349502688172329E-5,9.727912094395141E-3,5.4807673814310003E-2,null,1.6989763633506832E-2,2.9259153831434535E-2,0,0,3.3168422546197764E-5,8.9616249360541505E-3,5.5243710823541715E-2]
[2004,10,6,20,null,null,2.3821104324283107E-2,2.0916196987640343E-2,1.1877691517482455E-3,1.7174105896356678E-6,7.8349502688172329E-5,6.1856606614368479E-3,5.2190798038386353E-2,null,1.9279485870157705E-2,2.5489594366312165E-2,6.7112534417256237E-4,2.2826843621765704E-6,3.3168422546197764E-5,5.6984037573119531E-3,5.1174060444862765E-2]
[2004,10,6,23,null,null,1.6190976911128956E-2,1.7919167065662066E-2,1.1877691517482455E-3,1.7174105896356678E-6,7.8349502688172329E-5,4.9572131509368891E-3,4.0335193192753964E-2,null,1.3104082259694087E-2,2.1837253691758939E-2,6.7112534417256237E-4,2.2826843621765704E-6,3.3168422546197764E-5,4.5667235225498627E-3,4.0214635925083828E-2]
[2004,10,7,3,null,null,9.770849285656056E-3,1.6542356773577283E-2,1.1877691517482455E-3,1.7174105896356678E-6,7.8349502688172329E-5,5.4547101928313349E-3,3.3035752317090723E-2,null,7.9079856323124361E-3,2.015939916182969E-2,6.7112534417256237E-4,2.2826843621765704E-6,3.3168422546197764E-5,5.0250317240418552E-3,3.3798992969264918E-2]
[2004,10,7,5,null,null,1.0564464462573024E-2,1.693991663760817E-2,1.1877691517482455E-3,1.7174105896356678E-6,7.8349502688172329E-5,6.1410274733973537E-3,3.4913244638604603E-2,null,8.5502939141378145E-3,2.0643886837885796E-2,6.7112534417256237E-4,2.2826843621765704E-6,3.3168422546197764E-5,5.6572864150673842E-3,3.5558043618171928E-2]
[2004,10,7,10,null,null,1.934198638293412E-2,2.3210413973629399E-2,0,0,7.8349502688172329E-5,1.0134488379533919E-2,5.2765238238785608E-2,null,1.5654335252225281E-2,2.828544967383868E-2,0,0,3.3168422546197764E-5,9.336174391266357E-3,5.3309127739876512E-2]
[2004,10,7,11,null,null,1.9229454503517963E-2,2.3866585779312801E-2,0,0,7.8349502688172329E-5,1.03695863175457E-2,5.3543976103064633E-2,null,1.5563258165722014E-2,2.9085095669301616E-2,0,0,3.3168422546197764E-5,9.5527531928896962E-3,5.4234275450459522E-2]
[2004,10,7,14,null,null,1.8520717821966556E-2,2.379377713177689E-2,0,0,7.8349502688172329E-5,9.0420969381475036E-3,5.1434941394579124E-2,null,1.4989645849029218E-2,2.8996367164155733E-2,0,0,3.3168422546197764E-5,8.3298328160067454E-3,5.2349014251737894E-2]
[2004,10,7,17,null,null,2.204301078792429E-2,2.2706607012239588E-2,0,0,7.8349502688172329E-5,8.3905373685023328E-3,5.3218504671354389E-2,null,1.7840395190591562E-2,2.7671483612401269E-2,0,0,3.3168422546197764E-5,7.7295979012585838E-3,5.3274645126797616E-2]
[2004,10,7,21,null,null,2.1841847257531962E-2,1.9619388325450956E-2,1.1877691517482455E-3,1.7174105896356678E-6,7.8349502688172329E-5,5.3495437467263743E-3,4.8078615394735347E-2,null,1.7677584542143313E-2,2.3909234093865885E-2,6.7112534417256237E-4,2.2826843621765704E-6,3.3168422546197764E-5,4.9281494499520823E-3,4.722154453704222E-2]
[2004,10,7,24,null,null,1.224657309722599E-2,1.7656306049440348E-2,1.1877691517482455E-3,1.7174105896356678E-6,7.8349502688172329E-5,4.7407989944525716E-3,3.5911514206144961E-2,null,9.9116997168403765E-3,2.1516917223223696E-2,6.7112534417256237E-4,2.2826843621765704E-6,3.3168422546197764E-5,4.367356743487128E-3,3.650255013463214E-2]
[2004,10,8,2,null,null,1.2643774979194866E-2,1.6012456007770817E-2,1.1877691517482455E-3,1.7174105896356678E-6,7.8349502688172329E-5,5.5007172244440202E-3,3.542478427643575E-2,null,1.0233172977138081E-2,1.9513633797180158E-2,6.7112534417256237E-4,2.2826843621765704E-6,3.3168422546197764E-5,5.0674146894442284E-3,3.5520797914843402E-2]
[2004,10,8,8,null,null,2.231227075655318E-2,2.1141069330536198E-2,0,0,7.8349502688172329E-5,1.0351304787924703E-2,5.3882994377702255E-2,null,1.8058319334237915E-2,2.5763635809314671E-2,0,0,3.3168422546197764E-5,9.5359117360456179E-3,5.3391035302144396E-2]
[2004,10,8,11,null,null,2.273352736553598E-2,2.2487296924599869E-2,0,0,7.8349502688172329E-5,9.8227150347129574E-3,5.5121888827536984E-2,null,1.8399261161704549E-2,2.7404220630623078E-2,0,0,3.3168422546197764E-5,9.0489600585058529E-3,5.4885610273379681E-2]
[2004,10,8,12,null,null,2.231368009153829E-2,2.2305216181464076E-2,0,0,7.8349502688172329E-5,9.7081619999600244E-3,5.4405407775650561E-2,null,1.8059459972117747E-2,2.7182327315734594E-2,0,0,3.3168422546197764E-5,8.9434305961935811E-3,5.4218386306592127E-2]
[2004,10,8,15,null,null,2.1666473560732834E-2,2.1553993529192617E-2,0,0,7.8349502688172329E-5,7.5749468682357558E-3,5.0873763460849382E-2,null,1.7535646760275265E-2,2.6266847283848316E-2,0,0,3.3168422546197764E-5,6.9782531014829959E-3,5.0813915568152776E-2]
[2004,10,8,19,null,null,2.6457743661322322E-2,1.9272396824571377E-2,1.1877691517482455E-3,1.7174105896356678E-6,7.8349502688172329E-5,4.2560323640814576E-3,5.1254008915001217E-2,null,2.1413436091404611E-2,2.34863717249943E-2,6.7112534417256237E-4,2.2826843621765704E-6,3.3168422546197764E-5,3.9207761534544791E-3,4.9527160420934323E-2]
[2004,10,8,23,null,null,1.9877434978227582E-2,1.4142484096042841E-2,1.1877691517482455E-3,1.7174105896356678E-6,7.8349502688172329E-5,4.6424142037816444E-3,3.9930169343078116E-2,null,1.608769776500487E-2,1.7234786187621441E-2,6.7112534417256237E-4,2.2826843621765704E-6,3.3168422546197764E-5,4.2767219202229411E-3,3.8305782323930192E-2]
[2004,10,9,2,null,null,1.5144743869863076E-2,1.2838770585869552E-2,1.1877691517482455E-3,1.7174105896356678E-6,7.8349502688172329E-5,6.7205375975875293E-3,3.5971888118346208E-2,null,1.2257319034052376E-2,1.5646011298771675E-2,6.7112534417256237E-4,2.2826843621765704E-6,3.3168422546197764E-5,6.1911473637729893E-3,3.4801054147677979E-2]
[2004,10,9,6,null,null,1.6253046970861846E-2,1.2508505668371597E-2,1.1877691517482455E-3,1.7174105896356678E-6,7.8349502688172329E-5,7.9760785896647538E-3,3.8005467293924247E-2,null,1.3154318337051768E-2,1.5243532837442357E-2,6.7112534417256237E-4,2.2826843621765704E-6,3.3168422546197764E-5,7.3477868721953795E-3,3.645221449777044E-2]
[2004,10,9,9,null,null,2.3938503612624104E-2,1.472065352444832E-2,0,0,7.8349502688172329E-5,9.2349682575154392E-3,4.7972474897276032E-2,null,1.9374502368550248E-2,1.7939374321581297E-2,0,0,3.3168422546197764E-5,8.5075112744801944E-3,4.5854556387157935E-2]
[2004,10,9,12,null,null,2.6057382188244389E-2,1.3265551197069347E-2,0,0,7.8349502688172329E-5,7.5348325082463989E-3,4.6936115396248312E-2,null,2.1089405632611267E-2,1.6166108937425479E-2,0,0,3.3168422546197764E-5,6.9412986301343503E-3,4.4229981622717296E-2]
[2004,10,9,13,null,null,2.4210238087267407E-2,1.3170533447244339E-2,0,0,7.8349502688172329E-5,8.4056048100240432E-3,4.5864725847223967E-2,null,1.9594429240663385E-2,1.6050315234484629E-2,0,0,3.3168422546197764E-5,7.7434784501732162E-3,4.3421391347867426E-2]
[2004,10,9,16,null,null,2.4004606241182266E-2,1.2547317784252433E-2,0,0,7.8349502688172329E-5,7.6222122381684326E-3,4.4252485766291302E-2,null,1.9428002184340411E-2,1.5290831354036237E-2,0,0,3.3168422546197764E-5,7.0217952833705717E-3,4.177379724429342E-2]
[2004,10,9,21,null,null,2.6701894009895439E-2,1.1337351677459553E-2,1.1877691517482455E-3,1.7174105896356678E-6,7.8349502688172329E-5,5.961166272198933E-3,4.5268248024579981E-2,null,2.1611037895730326E-2,1.3816302056126053E-2,6.7112534417256237E-4,2.2826843621765704E-6,3.3168422546197764E-5,5.4915932416456075E-3,4.1625509644582927E-2]
[2004,10,9,24,null,null,1.8724881632892057E-2,1.0187261257973071E-2,1.1877691517482455E-3,1.7174105896356678E-6,7.8349502688172329E-5,6.2699125474034835E-3,3.6449891503294661E-2,null,1.5154884758793919E-2,1.2414740467534444E-2,6.7112534417256237E-4,2.2826843621765704E-6,3.3168422546197764E-5,5.7760189531383234E-3,3.4052220630547622E-2]
[2004,10,10,3,null,null,1.2464078414569904E-2,9.3442486325943878E-3,1.1877691517482455E-3,1.7174105896356678E-6,7.8349502688172329E-5,5.9998468790906619E-3,2.9076009991281005E-2,null,1.0087736504863738E-2,1.1387400273746821E-2,6.7112534417256237E-4,2.2826843621765704E-6,3.3168422546197764E-5,5.5272268995054828E-3,2.7708940129196977E-2]
[2004,10,10,7,null,null,1.5610489589529739E-2,1.0501170281209561E-2,0,0,7.8349502688172329E-5,5.8600960369313828E-3,3.2050105410358853E-2,null,1.2634267889956021E-2,1.279728676287444E-2,0,0,3.3168422546197764E-5,5.3984845116450148E-3,3.0863207587021671E-2]
[2004,10,10,10,null,null,2.2306147846541651E-2,1.2656003646751736E-2,0,0,7.8349502688172329E-5,7.994355718796791E-3,4.3034856714778358E-2,null,1.8053363789127808E-2,1.5423281748823448E-2,0,0,3.3168422546197764E-5,7.3646242751858439E-3,4.0874438235683298E-2]
[2004,10,10,13,null,null,2.3386882170501923E-2,1.3143291103945284E-2,0,0,7.8349502688172329E-5,7.7328359702845406E-3,4.4341358747419922E-2,null,1.892805044699809E-2,1.6017116260469845E-2,0,0,3.3168422546197764E-5,7.1237049621003246E-3,4.2102040092114455E-2]
[2004,10,10,17,null,null,2.7246447756219677E-2,1.2274082213988504E-2,0,0,7.8349502688172329E-5,6.5188761106829592E-3,4.611775558357932E-2,null,2.2051769614750475E-2,1.4957851900047016E-2,0,0,3.3168422546197764E-5,6.0053711569004985E-3,4.3048161094244183E-2]
[2004,10,10,18,null,null,2.8960166616192946E-2,1.1269438452495088E-2,0,0,7.8349502688172329E-5,4.8071785330684519E-3,4.5115133104444663E-2,null,2.3438758987556211E-2,1.3733539374292676E-2,0,0,3.3168422546197764E-5,4.4285074326310585E-3,4.1633974217026151E-2]
[2004,10,10,22,null,null,2.3573586489032468E-2,1.0746781138495948E-2,1.1877691517482455E-3,1.7174105896356678E-6,7.8349502688172329E-5,4.9265023218439136E-3,4.0514706014398383E-2,null,1.9079158608148187E-2,1.3096601266743934E-2,6.7112534417256237E-4,2.2826843621765704E-6,3.3168422546197764E-5,4.538431847097216E-3,3.7420768173070273E-2]
[2004,10,11,1,null,null,1.2683604798085963E-2,1.1081800152540114E-2,1.1877691517482455E-3,1.7174105896356678E-6,7.8349502688172329E-5,7.4247869620897551E-3,3.2458027977741881E-2,null,1.0265409032195321E-2,1.3504873323946003E-2,6.7112534417256237E-4,2.2826843621765704E-6,3.3168422546197764E-5,6.8399215924956893E-3,3.1316780399717949E-2]
[2004,10,11,4,null,null,1.1638857500115273E-2,1.0805398083144506E-2,1.1877691517482455E-3,1.7174105896356678E-6,7.8349502688172329E-5,8.3625287633907631E-3,3.2074620411676594E-2,null,9.4198482850985314E-3,1.3168035005055312E-2,6.7112534417256237E-4,2.2826843621765704E-6,3.3168422546197764E-5,7.7037955901813121E-3,3.0998255331416091E-2]
[2004,10,11,8,null,null,2.1221880554912129E-2,1.6218833960872845E-2,0,0,7.8349502688172329E-5,1.2628676797223647E-2,5.0147740815696791E-2,null,1.7175817742400831E-2,1.9765136989363184E-2,0,0,3.3168422546197764E-5,1.1633890581780052E-2,4.8608013736090264E-2]
[2004,10,11,10,null,null,2.166151534878491E-2,1.9020554301801402E-2,0,0,7.8349502688172329E-5,1.2095472740408376E-2,5.2855891893682859E-2,null,1.7531633857435416E-2,2.3179462980857459E-2,0,0,3.3168422546197764E-5,1.1142688078591924E-2,5.1886953339430997E-2]
[2004,10,11,13,null,null,2.1738020662218999E-2,1.9927465932898816E-2,0,0,7.8349502688172329E-5,1.2114218256109296E-2,5.3858054353915288E-2,null,1.7593553031679615E-2,2.428467391458617E-2,0,0,3.3168422546197764E-5,1.1159956972401248E-2,5.3071352341213233E-2]
[2004,10,11,16,null,null,2.3237404843663115E-2,1.9442387462969356E-2,0,0,7.8349502688172329E-5,1.1792690420313107E-2,5.455083222963375E-2,null,1.8807071756360309E-2,2.3693531392757771E-2,0,0,3.3168422546197764E-5,1.0863756529495642E-2,5.339752810115992E-2]
[2004,10,11,19,null,null,2.3998996741557217E-2,1.8011111055016397E-2,1.1877691517482455E-3,1.7174105896356678E-6,7.8349502688172329E-5,8.536009823347358E-3,5.1813953684947033E-2,null,1.9423462165234346E-2,2.1949301546081948E-2,6.7112534417256237E-4,2.2826843621765704E-6,3.3168422546197764E-5,7.8636111988910039E-3,4.9942951361288235E-2]
[2004,10,11,23,null,null,1.7009007216855825E-2,1.5732130423036662E-2,1.1877691517482455E-3,1.7174105896356678E-6,7.8349502688172329E-5,6.0762952244295936E-3,4.008526892934814E-2,null,1.3766150797992073E-2,1.9172014073021163E-2,6.7112534417256237E-4,2.2826843621765704E-6,3.3168422546197764E-5,5.5976532552600936E-3,3.9242394577354268E-2]
[2004,10,12,2,null,null,1.2035352448354606E-2,1.4082887850667592E-2,1.1877691517482455E-3,1.7174105896356678E-6,7.8349502688172329E-5,3.4371816580573392E-3,3.0823258022105587E-2,null,9.7407493922892947E-3,1.7162159021159588E-2,6.7112534417256237E-4,2.2826843621765704E-6,3.3168422546197764E-5,3.1664279608716842E-3,3.0775912825401503E-2]
[2004,10,12,7,null,null,2.0866515159425968E-2,1.7620579689859483E-2,0,0,7.8349502688172329E-5,6.6496348812890406E-3,4.5215079233262664E-2,null,1.6888204623052946E-2,2.14733791740057E-2,0,0,3.3168422546197764E-5,6.1258297967299435E-3,4.4520582016334791E-2]
[2004,10,12,10,null,null,2.6169830121001218E-2,2.2172170548023184E-2,0,0,7.8349502688172329E-5,1.1532588555517295E-2,5.9952938727229871E-2,null,2.1180414777326014E-2,2.7020190803508141E-2,0,0,3.3168422546197764E-5,1.0624143410580707E-2,5.8857917413961056E-2]
[2004,10,12,13,null,null,2.5054665094719011E-2,2.2634388904858478E-2,0,0,7.8349502688172329E-5,1.0489600714028449E-2,5.8257004216294109E-2,null,2.0277861811081495E-2,2.7583474771017004E-2,0,0,3.3168422546197764E-5,9.6633138145080771E-3,5.7557818819152777E-2]
[2004,10,12,14,null,null,2.4168945562869991E-2,2.2857409465971368E-2,0,0,7.8349502688172329E-5,1.0420072540424255E-2,5.7524777071953789E-2,null,1.9561009352574838E-2,2.7855259533872034E-2,0,0,3.3168422546197764E-5,9.599262514672767E-3,5.7048699823665838E-2]
[2004,10,12,17,null,null,2.8798258817069287E-2,2.1873164278769345E-2,0,0,7.8349502688172329E-5,9.9389380433229351E-3,6.0688710641849747E-2,null,2.3307719759358428E-2,2.665580579983045E-2,0,0,3.3168422546197764E-5,9.1560279474830267E-3,5.9152721929218104E-2]
[2004,10,12,20,null,null,3.1388756081100574E-2,1.9331329756746819E-2,1.1877691517482455E-3,1.7174105896356678E-6,7.8349502688172329E-5,6.5064677232654685E-3,5.8494389626138919E-2,null,2.5404325135779258E-2,2.3558190542576532E-2,6.7112534417256237E-4,2.2826843621765704E-6,3.3168422546197764E-5,5.9939402030619177E-3,5.5663032332498641E-2]
[2004,10,12,24,null,null,1.7088480257774E-2,1.687161494959348E-2,1.1877691517482455E-3,1.7174105896356678E-6,7.8349502688172329E-5,6.0047735339330355E-3,4.123270480632657E-2,null,1.3830471886913148E-2,2.0560650754239344E-2,6.7112534417256237E-4,2.2826843621765704E-6,3.3168422546197764E-5,5.5317654718587623E-3,4.0629464564092187E-2]
[2004,10,13,4,null,null,1.5050714645631135E-2,1.5253782180176693E-2,1.1877691517482455E-3,1.7174105896356678E-6,7.8349502688172329E-5,6.9831470932543915E-3,3.855547998408828E-2,null,1.2181216974496993E-2,1.8589073365226926E-2,6.7112534417256237E-4,2.2826843621765704E-6,3.3168422546197764E-5,6.4330705824427693E-3,3.7909937373247625E-2]
[2004,10,13,7,null,null,2.4436466508488418E-2,1.9100289149006324E-2,0,0,7.8349502688172329E-5,8.7019742833346434E-3,5.2317079443517558E-2,null,1.9777526027066877E-2,2.3276632122710271E-2,0,0,3.3168422546197764E-5,8.0165023052958147E-3,5.1103828877619162E-2]
[2004,10,13,11,null,null,2.5162515554716672E-2,2.1686700488127555E-2,0,0,7.8349502688172329E-5,9.2895919103206832E-3,5.6217157455853081E-2,null,2.0365150015327141E-2,2.6428571069239955E-2,0,0,3.3168422546197764E-5,8.5578321125313397E-3,5.5384721619644639E-2]
[2004,10,13,14,null,null,2.3797610162118978E-2,2.1750347454909946E-2,0,0,7.8349502688172329E-5,8.4059272441242665E-3,5.4032234363841372E-2,null,1.9260470993210429E-2,2.6506134661076843E-2,0,0,3.3168422546197764E-5,7.7437754854922814E-3,5.3543549562325751E-2]
[2004,10,13,15,null,null,2.3431561898987582E-2,2.1848846748826055E-2,0,0,7.8349502688172329E-5,8.0556800372449302E-3,5.3414438187746743E-2,null,1.8964211750953409E-2,2.6626171159526986E-2,0,0,3.3168422546197764E-5,7.4211179539998224E-3,5.3044669287026419E-2]
[2004,10,13,18,null,null,3.1717091094662662E-2,2.0488848548310915E-2,0,0,7.8349502688172329E-5,8.4874519149228198E-3,6.0771741060584569E-2,null,2.5670061357260618E-2,2.4968804741983208E-2,0,0,3.3168422546197764E-5,7.8188782943625287E-3,5.8490912816152554E-2]
[2004,10,13,21,null,null,3.0554369261546852E-2,1.7708121295642122E-2,1.1877691517482455E-3,1.7174105896356678E-6,7.8349502688172329E-5,5.4023005746896263E-3,5.4932627196904657E-2,null,2.4729018538786889E-2,2.1580062048664684E-2,6.7112534417256237E-4,2.2826843621765704E-6,3.3168422546197764E-5,4.9767505167005168E-3,5.1992407555233031E-2]
[2004,10,14,2,null,null,1.442754007955621E-2,1.63092972509894E-2,1.1877691517482455E-3,1.7174105896356678E-6,7.8349502688172329E-5,5.9343453421492462E-3,3.793901873772091E-2,null,1.1676853907288742E-2,1.9875380384540401E-2,6.7112534417256237E-4,2.2826843621765704E-6,3.3168422546197764E-5,5.4668850500820829E-3,3.7725695792992162E-2]
[2004,10,14,5,null,null,1.4931837524459009E-2,1.6183714213694356E-2,1.1877691517482455E-3,1.7174105896356678E-6,7.8349502688172329E-5,6.9078327829307836E-3,3.9291220586110204E-2,null,1.2085004399852136E-2,1.9722338190405794E-2,6.7112534417256237E-4,2.2826843621765704E-6,3.3168422546197764E-5,6.3636889314894638E-3,3.8877607972828326E-2]
[2004,10,14,9,null,null,2.6335452590279897E-2,2.0826130785375593E-2,0,0,7.8349502688172329E-5,1.0210782531790771E-2,5.7450715410134433E-2,null,2.1314460454334525E-2,2.5379834883591704E-2,0,0,3.3168422546197764E-5,9.4064587000374077E-3,5.6133922460509834E-2]
[2004,10,14,12,null,null,2.4330147360803966E-2,2.1189022685335415E-2,0,0,7.8349502688172329E-5,8.7857483781555654E-3,5.4383267926983121E-2,null,1.9691477182411925E-2,2.5822074327705859E-2,0,0,3.3168422546197764E-5,8.0936773465438844E-3,5.3640397279207865E-2]
[2004,10,14,15,null,null,2.2572043945615013E-2,2.1378796357108244E-2,0,0,7.8349502688172329E-5,7.942495105471464E-3,5.1971684910882894E-2,null,1.8268565402589077E-2,2.6053342656157417E-2,0,0,3.3168422546197764E-5,7.3168488264497185E-3,5.1671925307742408E-2]
[2004,10,14,18,null,null,3.0414788761388513E-2,2.0372542995844747E-2,0,0,7.8349502688172329E-5,8.2645834233131994E-3,5.9130264683234637E-2,null,2.4616049792925303E-2,2.4827068586186614E-2,0,0,3.3168422546197764E-5,7.6135656011053288E-3,5.7089852402763444E-2]
[2004,10,14,20,null,null,3.1031605904060951E-2,1.8989616442505831E-2,1.1877691517482455E-3,1.7174105896356678E-6,7.8349502688172329E-5,5.1201332212491924E-3,5.6409191632842026E-2,null,2.5115267512840236E-2,2.3141760453745476E-2,6.7112534417256237E-4,2.2826843621765704E-6,3.3168422546197764E-5,4.7168100519640876E-3,5.3680414469630733E-2]
[2004,10,14,23,null,null,2.2221721482817057E-2,1.702719256457506E-2,1.1877691517482455E-3,1.7174105896356678E-6,7.8349502688172329E-5,5.3521670181371269E-3,4.5868917130555298E-2,null,1.7985033754367923E-2,2.0750245942155299E-2,6.7112534417256237E-4,2.2826843621765704E-6,3.3168422546197764E-5,4.9305660810092427E-3,4.4372422228613408E-2]
[2004,10,15,3,null,null,1.3872849509189052E-2,1.5482283010032674E-2,1.1877691517482455E-3,1.7174105896356678E-6,7.8349502688172329E-5,6.470101639614193E-3,3.7093070223861969E-2,null,1.1227918002885612E-2,1.8867536676164205E-2,6.7112534417256237E-4,2.2826843621765704E-6,3.3168422546197764E-5,5.9604387488018948E-3,3.6762469878932648E-2]
[2004,10,15,6,null,null,1.8018321897681589E-2,1.7466372283198542E-2,1.1877691517482455E-3,1.7174105896356678E-6,7.8349502688172329E-5,7.7955298677654826E-3,4.4548060113671663E-2,null,1.4583034342206544E-2,2.128545379510479E-2,6.7112534417256237E-4,2.2826843621765704E-6,3.3168422546197764E-5,7.1814603354581228E-3,4.375652492385039E-2]
[2004,10,15,10,null,null,2.5661713012558828E-2,2.2319072469914131E-2,0,0,7.8349502688172329E-5,1.0731190925152073E-2,5.8790325910313211E-2,null,2.0769172860106658E-2,2.7199213328628007E-2,0,0,3.3168422546197764E-5,9.8858734798610848E-3,5.7887428091141953E-2]
[2004,10,15,11,null,null,2.5011302596353164E-2,2.2755451778090258E-2,0,0,7.8349502688172329E-5,1.0613753318005369E-2,5.8458857195136965E-2,null,2.0242766600416268E-2,2.7731008451892254E-2,0,0,3.3168422546197764E-5,9.7776866687114636E-3,5.7784630143566183E-2]
[2004,10,15,17,null,null,2.8470930159733319E-2,2.0639812844301612E-2,0,0,7.8349502688172329E-5,6.7077863434060548E-3,5.5896878850129159E-2,null,2.304279802701148E-2,2.5152777893071458E-2,0,0,3.3168422546197764E-5,6.1794005514735125E-3,5.4408144894102652E-2]
[2004,10,15,18,null,null,2.9127894242338345E-2,2.0057869002759358E-2,0,0,7.8349502688172329E-5,5.6718727252488069E-3,5.4935985473034681E-2,null,2.357450846223564E-2,2.4443590057746958E-2,0,0,3.3168422546197764E-5,5.2250879279635964E-3,5.3276354870492391E-2]
[2004,10,15,21,null,null,2.7632742121429583E-2,1.7587829930557148E-2,1.1877691517482455E-3,1.7174105896356678E-6,7.8349502688172329E-5,4.3670766147838993E-3,5.0855484731796692E-2,null,2.2364414933556873E-2,2.1433468568808005E-2,6.7112534417256237E-4,2.2826843621765704E-6,3.3168422546197764E-5,4.0230732256775941E-3,4.8527533179123415E-2]
[2004,10,16,1,null,null,1.7596981148458937E-2,1.4604022364575127E-2,1.1877691517482455E-3,1.7174105896356678E-6,7.8349502688172329E-5,6.2000440938299022E-3,3.9668883671890025E-2,null,1.4242024416278006E-2,1.7797241363214301E-2,6.7112534417256237E-4,2.2826843621765704E-6,3.3168422546197764E-5,5.7116541778697121E-3,3.8457496408442954E-2]
[2004,10,16,4,null,null,1.5110315551966609E-2,1.385850011728668E-2,1.1877691517482455E-3,1.7174105896356678E-6,7.8349502688172329E-5,7.0305243623282835E-3,3.7267176096607624E-2,null,1.2229454655500387E-2,1.6888708149185326E-2,6.7112534417256237E-4,2.2826843621765704E-6,3.3168422546197764E-5,6.47671584895164E-3,3.6301455104718293E-2]
[2004,10,16,7,null,null,2.0689172110081734E-2,1.4054526389088596E-2,0,0,7.8349502688172329E-5,8.7950125956929269E-3,4.3617060597551438E-2,null,1.6744672956029539E-2,1.7127596229859068E-2,0,0,3.3168422546197764E-5,8.1022118030737375E-3,4.2007649411508544E-2]
[2004,10,16,12,null,null,2.9068076047467053E-2,1.4327124839451477E-2,0,0,7.8349502688172329E-5,6.6750086979511835E-3,5.0148559087557894E-2,null,2.3526094919895213E-2,1.7459799255521002E-2,0,0,3.3168422546197764E-5,6.1492048669316308E-3,4.7168267464894047E-2]
[2004,10,16,15,null,null,2.5750317015523088E-2,1.3502432847787269E-2,0,0,7.8349502688172329E-5,6.8912960127354593E-3,4.6222395378733988E-2,null,2.0840884045278181E-2,1.6454785564117714E-2,0,0,3.3168422546197764E-5,6.3484547958695906E-3,4.3677292827811687E-2]
[2004,10,16,18,null,null,3.3286483760016909E-2,1.2924202713791974E-2,0,0,7.8349502688172329E-5,7.0207025537754094E-3,5.3309738530272467E-2,null,2.6940241081278803E-2,1.5750123451085035E-2,0,0,3.3168422546197764E-5,6.4676677239695795E-3,4.9191200678879624E-2]
[2004,10,16,19,null,null,3.24263333749241E-2,1.2615435081125968E-2,1.1877691517482455E-3,1.7174105896356678E-6,7.8349502688172329E-5,6.3320152648420735E-3,5.2641619785918199E-2,null,2.6244082877618084E-2,1.5373842728793422E-2,6.7112534417256237E-4,2.2826843621765704E-6,3.3168422546197764E-5,5.8332297148921278E-3,4.8157731772384568E-2]
[2004,10,16,22,null,null,2.6713178610094333E-2,1.1231905223441512E-2,1.1877691517482455E-3,1.7174105896356678E-6,7.8349502688172329E-5,5.9539093841377184E-3,4.5166829282699619E-2,null,2.162017102772636E-2,1.3687799377466347E-2,6.7112534417256237E-4,2.2826843621765704E-6,3.3168422546197764E-5,5.4849079932206132E-3,4.1499454849494258E-2]
[2004,10,17,2,null,null,1.5970521907261954E-2,9.7191699732033839E-3,1.1877691517482455E-3,1.7174105896356678E-6,7.8349502688172329E-5,6.8299219656319313E-3,3.3787449911123327E-2,null,1.292565815835103E-2,1.1844299436488709E-2,6.7112534417256237E-4,2.2826843621765704E-6,3.3168422546197764E-5,6.2919153056262087E-3,3.1768449351546886E-2]
[2004,10,17,5,null,null,1.541312684483934E-2,9.4779370137614265E-3,1.1877691517482455E-3,1.7174105896356678E-6,7.8349502688172329E-5,7.233085229303343E-3,3.3391985152930161E-2,null,1.2474533387484813E-2,1.1550320072668699E-2,6.7112534417256237E-4,2.2826843621765704E-6,3.3168422546197764E-5,6.6633205899215269E-3,3.1394750501155977E-2]
[2004,10,17,9,null,null,2.4893874344375247E-2,1.347172895250992E-2,0,0,7.8349502688172329E-5,5.7208406547237956E-3,4.4164793454297135E-2,null,2.0147726660456066E-2,1.641736815804969E-2,0,0,3.3168422546197764E-5,5.2701985553615183E-3,4.1868461796413473E-2]
[2004,10,17,13,null,null,2.4937554191412432E-2,1.5193325114312968E-2,0,0,7.8349502688172329E-5,7.0675243684574333E-3,4.7276753176871009E-2,null,2.0183078715604305E-2,1.851539715695855E-2,0,0,3.3168422546197764E-5,6.5108012903437543E-3,4.5242445585452803E-2]
[2004,10,17,16,null,null,2.6739255202804086E-2,1.4486841553180758E-2,0,0,7.8349502688172329E-5,5.6627680730911775E-3,4.69672143317642E-2,null,2.1641275981293819E-2,1.7654438570157666E-2,0,0,3.3168422546197764E-5,5.2167004675282864E-3,4.4545583441525968E-2]
[2004,10,17,19,null,null,3.2371041067961542E-2,1.3192604222963774E-2,1.1877691517482455E-3,1.7174105896356678E-6,7.8349502688172329E-5,5.4600221417532282E-3,5.2291503497704603E-2,null,2.619933233892344E-2,1.6077211860136543E-2,6.7112534417256237E-4,2.2826843621765704E-6,3.3168422546197764E-5,5.0299252400867744E-3,4.8013045890227694E-2]
[2004,10,17,20,null,null,2.9851143326200251E-2,1.3602013128207097E-2,1.1877691517482455E-3,1.7174105896356678E-6,7.8349502688172329E-5,5.8509607822499841E-3,5.0571953301683389E-2,null,2.4159866315637334E-2,1.6576139410435231E-2,6.7112534417256237E-4,2.2826843621765704E-6,3.3168422546197764E-5,5.3900688593081477E-3,4.6832651036461656E-2]
[2004,10,18,2,null,null,1.4130262542123191E-2,1.3730381038986999E-2,1.1877691517482455E-3,1.7174105896356678E-6,7.8349502688172329E-5,5.9221619093920595E-3,3.5050641555528304E-2,null,1.143625389125117E-2,1.673257540008307E-2,6.7112534417256237E-4,2.2826843621765704E-6,3.3168422546197764E-5,5.4556613307737587E-3,3.4331067073188934E-2]
[2004,10,18,4,null,null,1.398860119307614E-2,1.3603860600562368E-2,1.1877691517482455E-3,1.7174105896356678E-6,7.8349502688172329E-5,6.3476531236860666E-3,3.5207950982350626E-2,null,1.1321601021253201E-2,1.6578390838884037E-2,6.7112534417256237E-4,2.2826843621765704E-6,3.3168422546197764E-5,5.8476357482118132E-3,3.4454204059429991E-2]
[2004,10,18,7,null,null,2.202429590930775E-2,1.7361207583094309E-2,0,0,7.8349502688172329E-5,6.4064939239449415E-3,4.5870346919035174E-2,null,1.7825248401721599E-2,2.1157294476807312E-2,0,0,3.3168422546197764E-5,5.9018415405483957E-3,4.4917552841623506E-2]
[2004,10,18,10,null,null,2.6116550705015847E-2,2.0690746563640523E-2,0,0,7.8349502688172329E-5,8.9868644308689957E-3,5.5872511202213544E-2,null,2.1137293361388421E-2,2.521484844281258E-2,0,0,3.3168422546197764E-5,8.2789510841710864E-3,5.4664261310918283E-2]
[2004,10,18,14,null,null,2.3520668966277421E-2,2.071662917819115E-2,0,0,7.8349502688172329E-5,6.7538527053890556E-3,5.1069500352545802E-2,null,1.9036330088598837E-2,2.5246390378778519E-2,0,0,3.3168422546197764E-5,6.221838173673863E-3,5.0537727063597417E-2]
[2004,10,18,17,null,null,2.7940486080949539E-2,1.963878501138579E-2,0,0,7.8349502688172329E-5,6.2525798255025676E-3,5.3910200420526071E-2,null,2.2613485893425982E-2,2.3932871930936447E-2,0,0,3.3168422546197764E-5,5.7600515645260808E-3,5.2339577811434709E-2]
[2004,10,18,19,null,null,3.1214936036660014E-2,1.9146738827946076E-2,1.1877691517482455E-3,1.7174105896356678E-6,7.8349502688172329E-5,5.4532271180351023E-3,5.7082738047667246E-2,null,2.5263644794300471E-2,2.3333238181417758E-2,6.7112534417256237E-4,2.2826843621765704E-6,3.3168422546197764E-5,5.0236654740236624E-3,5.432712490082283E-2]
[2004,10,18,22,null,null,2.6265443485939847E-2,1.7422267647628185E-2,1.1877691517482455E-3,1.7174105896356678E-6,7.8349502688172329E-5,4.3020556598676934E-3,4.9257602858461785E-2,null,2.1257798952855331E-2,2.1231705531449273E-2,6.7112534417256237E-4,2.2826843621765704E-6,3.3168422546197764E-5,3.9631741018688119E-3,4.7159255037254356E-2]
[2004,10,19,1,null,null,1.8049736158085264E-2,1.6290373058220564E-2,1.1877691517482455E-3,1.7174105896356678E-6,7.8349502688172329E-5,5.9580093744189579E-3,4.1565954655750845E-2,null,1.4608459309132057E-2,1.9852318352868364E-2,6.7112534417256237E-4,2.2826843621765704E-6,3.3168422546197764E-5,5.4886850190392477E-3,4.0656039132120611E-2]
[2004,10,19,5,null,null,1.6787434841731015E-2,1.5683677136953907E-2,1.1877691517482455E-3,1.7174105896356678E-6,7.8349502688172329E-5,7.009335216046359E-3,4.0748283259757337E-2,null,1.3586822358080855E-2,1.9112966311676492E-2,6.7112534417256237E-4,2.2826843621765704E-6,3.3168422546197764E-5,6.4571958142462275E-3,3.9863560935084509E-2]
[2004,10,19,8,null,null,2.8652613608886362E-2,2.0350312300925641E-2,0,0,7.8349502688172329E-5,8.7196092409767383E-3,5.7800884653476922E-2,null,2.3189842573859667E-2,2.4799977074459884E-2,0,0,3.3168422546197764E-5,8.0327481219333551E-3,5.6055736192799105E-2]
[2004,10,19,11,null,null,2.7514231963009644E-2,2.1739501602232935E-2,0,0,7.8349502688172329E-5,9.9071250507589883E-3,5.9239208118689747E-2,null,2.2268499358291192E-2,2.6492917325943829E-2,0,0,3.3168422546197764E-5,9.1267209281879168E-3,5.7921306034969131E-2]
[2004,10,19,15,null,null,2.574044218384176E-2,2.1745479294826186E-2,0,0,7.8349502688172329E-5,9.0468017195710487E-3,5.6611072700927169E-2,null,2.0832891902039203E-2,2.6500202061287375E-2,0,0,3.3168422546197764E-5,8.3341669923556669E-3,5.5700429378228444E-2]
[2004,10,19,16,null,null,2.8059717801571665E-2,2.1419882008434754E-2,0,0,7.8349502688172329E-5,8.7721675174134029E-3,5.8330116830107998E-2,null,2.2709985461276224E-2,2.6103411824429608E-2,0,0,3.3168422546197764E-5,8.0811662774574189E-3,5.6927731985709447E-2]
[2004,10,19,20,null,null,3.5699885435856699E-2,1.9319497451362733E-2,1.1877691517482455E-3,1.7174105896356678E-6,7.8349502688172329E-5,6.1260970282766931E-3,6.2413315980522174E-2,null,2.8893515072062542E-2,2.3543771063507898E-2,6.7112534417256237E-4,2.2826843621765704E-6,3.3168422546197764E-5,5.6435320710723569E-3,5.8787394657723736E-2]
[2004,10,19,23,null,null,2.6195712554842532E-2,1.7630378381140607E-2,1.1877691517482455E-3,1.7174105896356678E-6,7.8349502688172329E-5,6.8879773287896014E-3,5.1981904329798795E-2,null,2.1201362589431443E-2,2.1485320382353668E-2,6.7112534417256237E-4,2.2826843621765704E-6,3.3168422546197764E-5,6.3453975313183192E-3,4.973865695418437E-2]
[2004,10,20,2,null,null,1.8186675566570928E-2,1.6221213032884329E-2,1.1877691517482455E-3,1.7174105896356678E-6,7.8349502688172329E-5,7.021631515701207E-3,4.269735618018252E-2,null,1.4719290501297897E-2,1.9768036253535192E-2,6.7112534417256237E-4,2.2826843621765704E-6,3.3168422546197764E-5,6.4685235097001748E-3,4.1662426715614202E-2]
[2004,10,20,6,null,null,2.0619752818091266E-2,1.6861629119572685E-2,1.1877691517482455E-3,1.7174105896356678E-6,7.8349502688172329E-5,6.9882115428456992E-3,4.573742954553571E-2,null,1.6688488816082585E-2,2.0548481488631861E-2,6.7112534417256237E-4,2.2826843621765704E-6,3.3168422546197764E-5,6.4377360951760722E-3,4.4381282850971454E-2]
[2004,10,20,9,null,null,3.2099942131459239E-2,2.1843574070679859E-2,0,0,7.8349502688172329E-5,1.0351199871061907E-2,6.4373065575889177E-2,null,{"$f":"G7043*X$5","v":2.5979919836272042E-2},{"$f":"H7043*Y$5","v":2.6619745592429387E-2},{"$f":"I7043*Z$5","v":0},{"$f":"J7043*AA$5","v":0},{"$f":"K7043*AB$5","v":3.3168422546197764E-5},{"$f":"L7043*AC$5","v":9.5358150836946584E-3},{"$f":"SUM(O7043:T7043)","v":6.2168648934942283E-2}]
[2004,10,20,13,null,null,2.908587371809521E-2,2.2037444944026638E-2,0,0,7.8349502688172329E-5,9.5194901566643102E-3,6.0721158321474331E-2,null,2.3540499371289495E-2,2.6856006989468831E-2,0,0,3.3168422546197764E-5,8.7696208126343371E-3,5.9199295595938867E-2]
[2004,10,20,17,null,null,3.4078805601798622E-2,2.1676118450747149E-2,0,0,7.8349502688172329E-5,9.4473162979013987E-3,6.528058985313534E-2,null,2.7581502609094543E-2,2.6415675233512501E-2,0,0,3.3168422546197764E-5,8.7031322335698099E-3,6.2733478498723058E-2]
[2004,10,20,20,null,null,3.8888092893380508E-2,1.9484673465170486E-2,1.1877691517482455E-3,1.7174105896356678E-6,7.8349502688172329E-5,6.4071672613591158E-3,6.604776968493617E-2,null,3.1473874059273835E-2,2.3745063372692589E-2,6.7112534417256237E-4,2.2826843621765704E-6,3.3168422546197764E-5,5.9024618378231541E-3,6.1827975720870516E-2]
[2004,10,20,21,null,null,3.6447279151451357E-2,1.8971744174433428E-2,1.1877691517482455E-3,1.7174105896356678E-6,7.8349502688172329E-5,6.4012260376740951E-3,6.3088085428584934E-2,null,2.94984142565459E-2,2.3119980353670841E-2,6.7112534417256237E-4,2.2826843621765704E-6,3.3168422546197764E-5,5.8969886162510725E-3,5.9221959677548744E-2]
[2004,10,20,24,null,null,2.2585490917267768E-2,1.7368183100326048E-2,1.1877691517482455E-3,1.7174105896356678E-6,7.8349502688172329E-5,7.8871198677441072E-3,4.9108629950363983E-2,null,1.8279448638582104E-2,2.1165795214529246E-2,6.7112534417256237E-4,2.2826843621765704E-6,3.3168422546197764E-5,7.2658356073291089E-3,4.7417655911521396E-2]
[2004,10,21,3,null,null,1.6014820739977197E-2,1.6050076771576757E-2,1.1877691517482455E-3,1.7174105896356678E-6,7.8349502688172329E-5,7.0211813263917526E-3,4.0353914902971764E-2,null,1.2961511186311928E-2,1.9559480468529206E-2,6.7112534417256237E-4,2.2826843621765704E-6,3.3168422546197764E-5,6.468108782706098E-3,3.969567688862817E-2]
[2004,10,21,6,null,null,1.9003360750097249E-2,1.6811476029834436E-2,1.1877691517482455E-3,1.7174105896356678E-6,7.8349502688172329E-5,6.6327673305554722E-3,4.3715440175513209E-2,null,1.5380270371996511E-2,2.0487362255799973E-2,6.7112534417256237E-4,2.2826843621765704E-6,3.3168422546197764E-5,6.1102909368186582E-3,4.2684500015696084E-2]
[2004,10,21,11,null,null,2.7883731454114064E-2,2.2112212976394971E-2,0,0,7.8349502688172329E-5,9.8431404522729762E-3,5.9917434385470182E-2,null,2.2567551833810401E-2,2.6947123305583191E-2,0,0,3.3168422546197764E-5,9.0677765249334887E-3,5.861562008687328E-2]
[2004,10,21,15,null,null,2.6189233257939974E-2,2.1815184490053693E-2,0,0,7.8349502688172329E-5,9.1764449151906322E-3,5.7259212165872472E-2,null,2.1196118604459926E-2,2.6585148533756712E-2,0,0,3.3168422546197764E-5,8.4535979332791156E-3,5.6268033494041948E-2]
[2004,10,21,18,null,null,3.5237068615105269E-2,2.0909138723257028E-2,0,0,7.8349502688172329E-5,9.5107508756644664E-3,6.5735307716714944E-2,null,2.8518936705137183E-2,2.5480992788493445E-2,0,0,3.3168422546197764E-5,8.7615699423374618E-3,6.2794667858514286E-2]
[2004,10,21,21,null,null,3.410534256667945E-2,1.870625394954404E-2,1.1877691517482455E-3,1.7174105896356678E-6,7.8349502688172329E-5,6.2196102773420213E-3,6.029904285859157E-2,null,2.7602980162464531E-2,2.2796439791079547E-2,6.7112534417256237E-4,2.2826843621765704E-6,3.3168422546197764E-5,5.7296790938397742E-3,5.6835675498464786E-2]
[2004,10,21,22,null,null,3.0047768980897217E-2,1.8233311787425474E-2,1.1877691517482455E-3,1.7174105896356678E-6,7.8349502688172329E-5,6.6566471331137404E-3,5.620556396646248E-2,null,2.4319004258187556E-2,2.2220087221907801E-2,6.7112534417256237E-4,2.2826843621765704E-6,3.3168422546197764E-5,6.1322896794057261E-3,5.3377957610582019E-2]
[2004,10,22,1,null,null,1.7292036512443085E-2,1.6406870287054932E-2,1.1877691517482455E-3,1.7174105896356678E-6,7.8349502688172329E-5,7.4388931807020898E-3,4.240563604522616E-2,null,1.3995219074207664E-2,1.9994288095720864E-2,6.7112534417256237E-4,2.2826843621765704E-6,3.3168422546197764E-5,6.8529166359585685E-3,4.154900025696804E-2]
[2004,10,22,7,null,null,2.3348447214842052E-2,1.829308147077878E-2,0,0,7.8349502688172329E-5,8.207909125012916E-3,4.9927787313321925E-2,null,1.8896943317182564E-2,2.2292925749149581E-2,0,0,3.3168422546197764E-5,7.5613556510201697E-3,4.8784393139898512E-2]
[2004,10,22,9,null,null,2.867731403052777E-2,2.1351238512257835E-2,0,0,7.8349502688172329E-5,1.1514508202373075E-2,6.1621410247846856E-2,null,2.3209833730589418E-2,2.6019759195107503E-2,0,0,3.3168422546197764E-5,1.0607487283138595E-2,5.9870248631381719E-2]
[2004,10,22,12,null,null,2.5352673385591454E-2,2.136526884455469E-2,0,0,7.8349502688172329E-5,1.0131424089099006E-2,5.6927715821933324E-2,null,2.0519053258583289E-2,2.6036857307124843E-2,0,0,3.3168422546197764E-5,9.3333514811386378E-3,5.5922430469392971E-2]
[2004,10,22,16,null,null,2.7029402540360393E-2,2.0081087901402051E-2,0,0,7.8349502688172329E-5,7.0366051211996948E-3,5.4225445065650316E-2,null,2.187610520745099E-2,2.4471885847291517E-2,0,0,3.3168422546197764E-5,6.4823176142434508E-3,5.2863477091532156E-2]
[2004,10,22,19,null,null,3.285070347151537E-2,1.9237258120873211E-2,1.1877691517482455E-3,1.7174105896356678E-6,7.8349502688172329E-5,7.5235169124647991E-3,6.0879314569879439E-2,null,2.658754458995392E-2,2.3443549824609944E-2,6.7112534417256237E-4,2.2826843621765704E-6,3.3168422546197764E-5,6.9308743865414083E-3,5.7668545252186211E-2]
[2004,10,22,22,null,null,2.7532090401243971E-2,1.7225673773022507E-2,1.1877691517482455E-3,1.7174105896356678E-6,7.8349502688172329E-5,6.5982146508566462E-3,5.2623814890149181E-2,null,2.2282952991628874E-2,2.0992125739694518E-2,6.7112534417256237E-4,2.2826843621765704E-6,3.3168422546197764E-5,6.0784600410424827E-3,5.0060115223446812E-2]
[2004,10,22,24,null,null,2.0493740663130998E-2,1.4594761504919172E-2,1.1877691517482455E-3,1.7174105896356678E-6,7.8349502688172329E-5,7.1661900917466973E-3,4.3522528324822923E-2,null,1.6586501539256462E-2,1.7785955585199627E-2,6.7112534417256237E-4,2.2826843621765704E-6,3.3168422546197764E-5,6.601694916600136E-3,4.1680728492137165E-2]
[2004,10,23,3,null,null,1.5968450353468226E-2,1.4127536420558801E-2,1.1877691517482455E-3,1.7174105896356678E-6,7.8349502688172329E-5,7.1685369357643242E-3,3.8532359774817407E-2,null,1.2923981557151028E-2,1.7216570152219186E-2,6.7112534417256237E-4,2.2826843621765704E-6,3.3168422546197764E-5,6.6038568950046806E-3,3.7450985055455834E-2]
[2004,10,23,7,null,null,2.1653718539016251E-2,1.3535234526540277E-2,0,0,7.8349502688172329E-5,9.3469247487281467E-3,4.461422731697285E-2,null,1.7525323550334586E-2,1.6494759441129977E-2,0,0,3.3168422546197764E-5,8.6106487281978322E-3,4.2663900142208597E-2]
[2004,10,23,10,null,null,3.0728445979986196E-2,1.4786152134024885E-2,0,0,7.8349502688172329E-5,9.7495444496200432E-3,5.5342492066319297E-2,null,2.4869906618020628E-2,1.8019194424186501E-2,0,0,3.3168422546197764E-5,8.9815532672446394E-3,5.1903822731997964E-2]
[2004,10,23,13,null,null,2.8130322140310988E-2,1.4220373442669165E-2,0,0,7.8349502688172329E-5,7.695115041375997E-3,5.012416012704432E-2,null,2.276712871259514E-2,1.7329706303937771E-2,0,0,3.3168422546197764E-5,7.0889553864629485E-3,4.7218958825542057E-2]
[2004,10,23,17,null,null,2.9417967578522206E-2,1.3332690174433901E-2,0,0,7.8349502688172329E-5,7.8107893942893115E-3,5.0639796649933594E-2,null,2.3809277795770079E-2,1.6247928079796473E-2,0,0,3.3168422546197764E-5,7.1955178384537676E-3,4.7285892136566518E-2]
[2004,10,23,21,null,null,3.0648112984188451E-2,1.1555682676861493E-2,1.1877691517482455E-3,1.7174105896356678E-6,7.8349502688172329E-5,6.0006544482382185E-3,4.947228617431422E-2,null,2.4804889529127263E-2,1.4082371868704101E-2,6.7112534417256237E-4,2.2826843621765704E-6,3.3168422546197764E-5,5.5279708548105991E-3,4.5121808703722899E-2]
[2004,10,23,24,null,null,2.1526775745830635E-2,1.0249692910341071E-2,1.1877691517482455E-3,1.7174105896356678E-6,7.8349502688172329E-5,6.7906715612392581E-3,3.9834976282437012E-2,null,1.7422583066340921E-2,1.2490823012340236E-2,6.7112534417256237E-4,2.2826843621765704E-6,3.3168422546197764E-5,6.2557567343580478E-3,3.687573926412014E-2]
[2004,10,24,1,null,null,2.067155927617564E-2,1.0619364054436524E-2,1.1877691517482455E-3,1.7174105896356678E-6,7.8349502688172329E-5,7.9449503711275116E-3,4.0503709766765726E-2,null,1.6730418101267002E-2,1.2941324005302374E-2,6.7112534417256237E-4,2.2826843621765704E-6,3.3168422546197764E-5,7.3191106859026378E-3,3.7697429243552953E-2]
[2004,10,24,4,null,null,1.862633377984704E-2,1.027519699258788E-2,1.1877691517482455E-3,1.7174105896356678E-6,7.8349502688172329E-5,8.711261321811669E-3,3.8880628159272637E-2,null,1.507512557070376E-2,1.2521903648630876E-2,6.7112534417256237E-4,2.2826843621765704E-6,3.3168422546197764E-5,8.0250577851141165E-3,3.6328663455529688E-2]
[2004,10,24,8,null,null,2.7829508699591679E-2,1.1982643931645201E-2,0,0,7.8349502688172329E-5,8.0722976310641462E-3,4.7962799764989197E-2,null,2.2523666931774617E-2,1.4602689649273835E-2,0,0,3.3168422546197764E-5,7.4364265466045302E-3,4.459595155019918E-2]
[2004,10,24,11,null,null,3.2308367181967369E-2,1.5278955769927263E-2,0,0,7.8349502688172329E-5,1.0271498900028778E-2,5.7937171354611586E-2,null,2.6148607557947571E-2,1.8619751245716631E-2,0,0,3.3168422546197764E-5,9.4623923180993837E-3,5.4263919544309785E-2]
[2004,10,24,14,null,null,2.9514822311869377E-2,1.583584224127315E-2,0,0,7.8349502688172329E-5,9.6567593738072256E-3,5.5085773429637927E-2,null,2.3887666666311279E-2,1.9298402831905148E-2,0,0,3.3168422546197764E-5,8.896077058061282E-3,5.2115314978823907E-2]
[2004,10,24,19,null,null,3.8363408104852552E-2,1.4062679120704269E-2,1.1877691517482455E-3,1.7174105896356678E-6,7.8349502688172329E-5,8.0406184526947699E-3,6.1734541743277645E-2,null,3.1049223177055933E-2,1.7137531583880823E-2,6.7112534417256237E-4,2.2826843621765704E-6,3.3168422546197764E-5,7.4072428006913367E-3,5.6300574012709027E-2]
[2004,10,24,22,null,null,3.2012788658652376E-2,1.4088700978284987E-2,1.1877691517482455E-3,1.7174105896356678E-6,7.8349502688172329E-5,6.1544814041870422E-3,5.3523807106150456E-2,null,2.590938263007702E-2,1.7169243208837424E-2,6.7112534417256237E-4,2.2826843621765704E-6,3.3168422546197764E-5,5.6696805527284644E-3,4.9454882842723848E-2]
[2004,10,25,1,null,null,1.8478898695451822E-2,1.4468923249359599E-2,1.1877691517482455E-3,1.7174105896356678E-6,7.8349502688172329E-5,8.0334237947521907E-3,4.2249081804589667E-2,null,1.4955799758278451E-2,1.7632602368461748E-2,6.7112534417256237E-4,2.2826843621765704E-6,3.3168422546197764E-5,7.4006148803936449E-3,4.0695593458214781E-2]
[2004,10,25,2,null,null,1.7380889677479253E-2,1.4985451931118877E-2,1.1877691517482455E-3,1.7174105896356678E-6,7.8349502688172329E-5,7.9072582969738642E-3,4.1541435970598048E-2,null,1.4067131917395514E-2,1.8262071797554902E-2,6.7112534417256237E-4,2.2826843621765704E-6,3.3168422546197764E-5,7.2843876920732067E-3,4.0320167858104564E-2]
[2004,10,25,5,null,null,1.8379136753653179E-2,1.5328974610282896E-2,1.1877691517482455E-3,1.7174105896356678E-6,7.8349502688172329E-5,8.3931215371480551E-3,4.3369068966110189E-2,null,1.4875057953822065E-2,1.8680706875083278E-2,6.7112534417256237E-4,2.2826843621765704E-6,3.3168422546197764E-5,7.7319785097539895E-3,4.1994319789740268E-2]
[2004,10,25,9,null,null,3.2291861010762042E-2,2.1232364123000287E-2,0,0,7.8349502688172329E-5,1.1204024449067668E-2,6.4806599085518168E-2,null,2.6135248374838705E-2,2.5874892517646565E-2,0,0,3.3168422546197764E-5,1.0321460958181922E-2,6.2364770273213389E-2]
[2004,10,25,11,null,null,3.0099597628177998E-2,2.223304378983763E-2,0,0,7.8349502688172329E-5,1.17437659851616E-2,6.4154756905865404E-2,null,2.4360951502081729E-2,2.7094374186009729E-2,0,0,3.3168422546197764E-5,1.0818685970286053E-2,6.2307180080923709E-2]
[2004,10,25,16,null,null,3.021757077070689E-2,2.1166990004307936E-2,0,0,7.8349502688172329E-5,9.6013452447711901E-3,6.1064255522474187E-2,null,2.4456432446352028E-2,2.579522412627944E-2,0,0,3.3168422546197764E-5,8.8450280111784293E-3,5.9129853006356099E-2]
[2004,10,25,20,null,null,3.6350151949662339E-2,1.9733933161709013E-2,1.1877691517482455E-3,1.7174105896356678E-6,7.8349502688172329E-5,7.9377820241792133E-3,6.5289703200576615E-2,null,2.9419804865100079E-2,2.4048824546886519E-2,6.7112534417256237E-4,2.2826843621765704E-6,3.3168422546197764E-5,7.3125070040294046E-3,6.1487712867096943E-2]
[2004,10,25,23,null,null,2.6649125334435163E-2,1.7460813042609023E-2,1.1877691517482455E-3,1.7174105896356678E-6,7.8349502688172329E-5,6.1006214707919112E-3,5.1478395912862157E-2,null,2.1568329844958465E-2,2.1278679007714171E-2,6.7112534417256237E-4,2.2826843621765704E-6,3.3168422546197764E-5,5.620063274376811E-3,4.9173648578130377E-2]
[2004,10,25,24,null,null,2.1893471178546266E-2,1.7653415030693027E-2,1.1877691517482455E-3,1.7174105896356678E-6,7.8349502688172329E-5,8.016809603425698E-3,4.8831531877691049E-2,null,1.771936609190727E-2,2.1513394073426527E-2,6.7112534417256237E-4,2.2826843621765704E-6,3.3168422546197764E-5,7.3853094222604805E-3,4.7324646038675214E-2]
[2004,10,26,3,null,null,1.6870299836878412E-2,1.6377317223405422E-2,1.1877691517482455E-3,1.7174105896356678E-6,7.8349502688172329E-5,7.2166889997405644E-3,4.1732142125050456E-2,null,1.3653888707370394E-2,1.9958273154517498E-2,6.7112534417256237E-4,2.2826843621765704E-6,3.3168422546197764E-5,6.6482159242665278E-3,4.0966954237235363E-2]
[2004,10,26,8,null,null,3.1352777646895355E-2,1.9761704933368894E-2,0,0,7.8349502688172329E-5,9.2665170022769288E-3,6.0459349085229354E-2,null,2.5375206178721382E-2,2.4082668710568019E-2,0,0,3.3168422546197764E-5,8.5365748613025587E-3,5.802761817313816E-2]
[2004,10,26,11,null,null,2.9576976233085674E-2,2.1957546239696132E-2,0,0,7.8349502688172329E-5,1.0350947056701207E-2,6.1963819032171186E-2,null,2.3937970616520799E-2,2.6758638162574441E-2,0,0,3.3168422546197764E-5,9.5355821840285172E-3,6.0265359385669952E-2]
[2004,10,26,14,null,null,2.7881116364491507E-2,2.1962865328577722E-2,0,0,7.8349502688172329E-5,9.7086735023716765E-3,5.9631004698129084E-2,null,2.2565435324737565E-2,2.6765120288272062E-2,0,0,3.3168422546197764E-5,8.9439018065337484E-3,5.8307625842089573E-2]
[2004,10,26,17,null,null,3.3682850804645052E-2,2.1232207966865573E-2,0,0,7.8349502688172329E-5,9.5322067531450842E-3,6.4525615027343886E-2,null,2.7261038670352563E-2,2.5874702217443615E-2,0,0,3.3168422546197764E-5,8.7813356972897515E-3,6.1950245007632132E-2]
[2004,10,26,21,null,null,3.6014733607063872E-2,1.8503919517700994E-2,1.1877691517482455E-3,1.7174105896356678E-6,7.8349502688172329E-5,6.571972184397915E-3,6.2358461374188837E-2,null,2.9148335788407156E-2,2.2549864249786594E-2,6.7112534417256237E-4,2.2826843621765704E-6,3.3168422546197764E-5,6.0542847463319529E-3,5.8459061235606645E-2]
[2004,10,26,24,null,null,2.2162253697776697E-2,1.7344700673597637E-2,1.1877691517482455E-3,1.7174105896356678E-6,7.8349502688172329E-5,7.7658920728449323E-3,4.8540682509245321E-2,null,1.7936903814386659E-2,2.1137178275589651E-2,6.7112534417256237E-4,2.2826843621765704E-6,3.3168422546197764E-5,7.154157169122698E-3,4.6934815710179947E-2]
[2004,10,27,1,null,null,1.6685290404862149E-2,1.610819181950339E-2,1.1877691517482455E-3,1.7174105896356678E-6,7.8349502688172329E-5,5.5684389099230642E-3,3.9629757199314657E-2,null,1.3504152293732872E-2,1.9630302568698944E-2,6.7112534417256237E-4,2.2826843621765704E-6,3.3168422546197764E-5,5.1298018018493957E-3,3.8970833115362147E-2]
[2004,10,27,5,null,null,1.5975975641433361E-2,1.621168416431442E-2,1.1877691517482455E-3,1.7174105896356678E-6,7.8349502688172329E-5,7.2369068345879313E-3,4.0692402705361772E-2,null,1.2930072109504002E-2,1.9756423865548964E-2,6.7112534417256237E-4,2.2826843621765704E-6,3.3168422546197764E-5,6.6668411596883794E-3,4.0059913585822282E-2]
[2004,10,27,8,null,null,2.7345525847337192E-2,2.0708721728791187E-2,0,0,7.8349502688172329E-5,9.6619780861736497E-3,5.7794575164990203E-2,null,2.2131957948244112E-2,2.5236753938760466E-2,0,0,3.3168422546197764E-5,8.9008846819813199E-3,5.6302764991532098E-2]
[2004,10,27,12,null,null,2.5966988814361741E-2,2.0890358540334393E-2,0,0,7.8349502688172329E-5,9.3869545828763144E-3,5.6322651440260621E-2,null,2.1016246229470171E-2,2.5458106254908686E-2,0,0,3.3168422546197764E-5,8.6475253319754329E-3,5.5155046238900482E-2]
[2004,10,27,15,null,null,2.4386949205961812E-2,2.0410596611050772E-2,0,0,7.8349502688172329E-5,8.9491739751516065E-3,5.3825069294852368E-2,null,1.9737449457929112E-2,2.4873442753361771E-2,0,0,3.3168422546197764E-5,8.2442295812904416E-3,5.2888290215127531E-2]
[2004,10,27,19,null,null,3.4331277352586065E-2,1.8905959949519661E-2,1.1877691517482455E-3,1.7174105896356678E-6,7.8349502688172329E-5,7.7139005137408668E-3,6.2218973880872643E-2,null,2.7785839296666098E-2,2.3039812184966701E-2,6.7112534417256237E-4,2.2826843621765704E-6,3.3168422546197764E-5,7.1062610894696166E-3,5.8638489022183354E-2]
[2004,10,27,22,null,null,2.645341691886318E-2,1.6375104546063703E-2,1.1877691517482455E-3,1.7174105896356678E-6,7.8349502688172329E-5,4.9517336565911849E-3,4.9048091186544122E-2,null,2.1409934265084165E-2,1.9955576667773887E-2,6.7112534417256237E-4,2.2826843621765704E-6,3.3168422546197764E-5,4.561675658970408E-3,4.6633763042909393E-2]
[2004,10,28,2,null,null,1.5552455867233984E-2,1.4574570640668267E-2,1.1877691517482455E-3,1.7174105896356678E-6,7.8349502688172329E-5,7.0059428473591675E-3,3.8400805420287475E-2,null,1.2587298601137067E-2,1.7761349920031866E-2,6.7112534417256237E-4,2.2826843621765704E-6,3.3168422546197764E-5,6.4540706692485725E-3,3.7509295641498443E-2]
[2004,10,28,3,null,null,1.4719239290894252E-2,1.4230062619780376E-2,1.1877691517482455E-3,1.7174105896356678E-6,7.8349502688172329E-5,7.2969338114199714E-3,3.7514071787120656E-2,null,1.1912939134353342E-2,1.7341514052471318E-2,6.7112534417256237E-4,2.2826843621765704E-6,3.3168422546197764E-5,6.7221396910889554E-3,3.6683169328994555E-2]
[2004,10,28,6,null,null,1.8133173635886547E-2,1.5259903347089274E-2,1.1877691517482455E-3,1.7174105896356678E-6,7.8349502688172329E-5,8.1759937111720825E-3,4.2836906759173954E-2,null,1.4675988994255498E-2,1.8596532946036113E-2,6.7112534417256237E-4,2.2826843621765704E-6,3.3168422546197764E-5,7.5319542783776998E-3,4.1511052669750248E-2]
[2004,10,28,9,null,null,2.7398382030104525E-2,1.9749902871758002E-2,0,0,7.8349502688172329E-5,1.0923365454964215E-2,5.8149999859514918E-2,null,{"$f":"G7235*X$5","v":2.2174736822596065E-2},{"$f":"H7235*Y$5","v":2.4068286088176117E-2},{"$f":"I7235*Z$5","v":0},{"$f":"J7235*AA$5","v":0},{"$f":"K7235*AB$5","v":3.3168422546197764E-5},{"$f":"L7235*AC$5","v":1.0062910036290416E-2},{"$f":"SUM(O7235:T7235)","v":5.6339101369608797E-2}]
[2004,10,28,13,null,null,2.5050366508838868E-2,1.9885801730555579E-2,0,0,7.8349502688172329E-5,9.4355215371503577E-3,5.4450039279232976E-2,null,2.0274382773140611E-2,2.4233899693156119E-2,0,0,3.3168422546197764E-5,8.6922665697936937E-3,5.3233717458636629E-2]
[2004,10,28,16,null,null,2.5468677527644597E-2,1.9825784155818451E-2,0,0,7.8349502688172329E-5,8.239882715509286E-3,5.3612693901660506E-2,null,2.0612940602643719E-2,2.4160759072239073E-2,0,0,3.3168422546197764E-5,7.590810617626266E-3,5.2397678715055254E-2]
[2004,10,28,19,null,null,3.2767370319993008E-2,1.9530583270216551E-2,1.1877691517482455E-3,1.7174105896356678E-6,7.8349502688172329E-5,7.2420175319541829E-3,6.0807807187189797E-2,null,2.6520099340757254E-2,2.3801011512249327E-2,6.7112534417256237E-4,2.2826843621765704E-6,3.3168422546197764E-5,6.6715492771665802E-3,5.7699236581254101E-2]
[2004,10,28,24,null,null,1.7652755740876935E-2,1.6383857247750006E-2,1.1877691517482455E-3,1.7174105896356678E-6,7.8349502688172329E-5,5.8324760413003152E-3,4.1136925094953307E-2,null,1.4287165290176974E-2,1.9966243177356152E-2,6.7112534417256237E-4,2.2826843621765704E-6,3.3168422546197764E-5,5.373040198499577E-3,4.0333025117113633E-2]
[2004,10,29,3,null,null,1.3201450228535984E-2,1.4993371427475283E-2,1.1877691517482455E-3,1.7174105896356678E-6,7.8349502688172329E-5,6.0617567953606616E-3,3.5524414516397984E-2,null,1.0684524515817525E-2,1.8271722918637264E-2,6.7112534417256237E-4,2.2826843621765704E-6,3.3168422546197764E-5,5.5842600474256742E-3,3.5247083932961401E-2]
[2004,10,29,4,null,null,1.3308218192242713E-2,1.475776116202572E-2,1.1877691517482455E-3,1.7174105896356678E-6,7.8349502688172329E-5,6.0175504850180023E-3,3.5351365904312489E-2,null,1.0770936607366574E-2,1.7984595669912399E-2,6.7112534417256237E-4,2.2826843621765704E-6,3.3168422546197764E-5,5.543535956865072E-3,3.5005644685224976E-2]
[2004,10,29,7,null,null,2.2350301850393765E-2,1.8858206362288917E-2,0,0,7.8349502688172329E-5,8.9261330286989644E-3,5.0212990744069819E-2,null,1.8089099600607797E-2,2.2981617114000062E-2,0,0,3.3168422546197764E-5,8.2230036164300836E-3,4.9326888753584139E-2]
[2004,10,29,10,null,null,2.4475251162398255E-2,2.1652511979338093E-2,0,0,7.8349502688172329E-5,1.009798562107197E-2,5.630409826549649E-2,null,1.9808916183327238E-2,2.6386907127102316E-2,0,0,3.3168422546197764E-5,9.3025470283447861E-3,5.553153876132054E-2]
[2004,10,29,16,null,null,2.5597198247887365E-2,2.0484494064533145E-2,0,0,7.8349502688172329E-5,6.9890566409743227E-3,5.314909845608301E-2,null,2.0716958173626648E-2,2.4963498135565435E-2,0,0,3.3168422546197764E-5,6.4385146232291014E-3,5.2152139354967382E-2]
[2004,10,29,18,null,null,2.7909994076657566E-2,1.9536903121634759E-2,0,0,7.8349502688172329E-5,5.0875125396957809E-3,5.2612759240676286E-2,null,2.2588807349648285E-2,2.3808713220604849E-2,0,0,3.3168422546197764E-5,4.6867589669621415E-3,5.1117447959761475E-2]
[2004,10,29,22,null,null,2.3643339503413609E-2,1.6817521333033943E-2,1.1877691517482455E-3,1.7174105896356678E-6,7.8349502688172329E-5,3.7569466625164516E-3,4.5485643563990055E-2,null,1.9135612844562042E-2,2.0494729385038039E-2,6.7112534417256237E-4,2.2826843621765704E-6,3.3168422546197764E-5,3.4610044342024112E-3,4.3797923114883432E-2]
[2004,10,30,1,null,null,1.6504523286267548E-2,1.3862139583855442E-2,1.1877691517482455E-3,1.7174105896356678E-6,7.8349502688172329E-5,5.9242605340385762E-3,3.7558759469187623E-2,null,1.3357849374217044E-2,1.6893143397457389E-2,6.7112534417256237E-4,2.2826843621765704E-6,3.3168422546197764E-5,5.4575946425452007E-3,3.6415163865300568E-2]
[2004,10,30,4,null,null,1.3931030624062779E-2,1.3533986075469595E-2,1.1877691517482455E-3,1.7174105896356678E-6,7.8349502688172329E-5,6.5519526870609973E-3,3.5284805451619425E-2,null,1.1275006583114641E-2,1.6493238012000359E-2,6.7112534417256237E-4,2.2826843621765704E-6,3.3168422546197764E-5,6.0358422249768137E-3,3.4510663271172748E-2]
[2004,10,30,5,null,null,1.4433869907893842E-2,1.3772164492160342E-2,1.1877691517482455E-3,1.7174105896356678E-6,7.8349502688172329E-5,6.4789482811150644E-3,3.5952818746195297E-2,null,1.1681976920661027E-2,1.67834949469415E-2,6.7112534417256237E-4,2.2826843621765704E-6,3.3168422546197764E-5,5.9685885225976738E-3,3.5140636841281138E-2]
[2004,10,30,9,null,null,2.4730348991354904E-2,1.5529406637682581E-2,0,0,7.8349502688172329E-5,8.1912684643868864E-3,4.8529373596112542E-2,null,2.0015378273494238E-2,1.8924964044752052E-2,0,0,3.3168422546197764E-5,7.5460258086273123E-3,4.6519536549419802E-2]
[2004,10,30,13,null,null,2.4772429925571583E-2,1.5227525347538066E-2,0,0,7.8349502688172329E-5,6.3188503564036679E-3,4.6397155132201495E-2,null,2.0049436256935688E-2,1.8557075387119423E-2,0,0,3.3168422546197764E-5,5.8211018327116891E-3,4.4460781899312997E-2]
[2004,10,30,16,null,null,2.372261684317193E-2,1.4784993026706545E-2,0,0,7.8349502688172329E-5,6.1802413361545135E-3,4.4766200708721157E-2,null,1.9199775543775617E-2,1.8017781874123551E-2,0,0,3.3168422546197764E-5,5.6934113231579958E-3,4.2944137163603367E-2]
[2004,10,30,19,null,null,2.9578002215252419E-2,1.3613111076473429E-2,1.1877691517482455E-3,1.7174105896356678E-6,7.8349502688172329E-5,5.382480574303101E-3,4.9841429931055004E-2,null,2.393880098980734E-2,1.6589663962712792E-2,6.7112534417256237E-4,2.2826843621765704E-6,3.3168422546197764E-5,4.9584917775206232E-3,4.6193533181121696E-2]
[2004,10,30,23,null,null,2.1284803088079778E-2,1.1603779240925245E-2,1.1877691517482455E-3,1.7174105896356678E-6,7.8349502688172329E-5,5.7596630428463011E-3,3.9916081436877381E-2,null,1.722674376466268E-2,1.4140984909551001E-2,6.7112534417256237E-4,2.2826843621765704E-6,3.3168422546197764E-5,5.3059628260600867E-3,3.7380267951354705E-2]
[2004,10,31,2,null,null,1.738169291640785E-2,1.1094140336638003E-2,1.2432854475527468E-3,1.797682310930721E-6,7.8349502688172329E-5,7.3367002950574262E-3,3.7135966180655129E-2,null,1.4067782014610295E-2,1.3519911731130955E-2,7.0249372335141392E-4,2.3893769632534542E-6,3.3168422546197764E-5,6.7587736890040821E-3,3.5084518957606198E-2]
[2004,10,31,5,null,null,1.6846657233873064E-2,1.0867405038100564E-2,1.2432854475527468E-3,1.797682310930721E-6,7.8349502688172329E-5,7.6638169596858451E-3,3.6701311864211328E-2,null,1.3634753690606681E-2,1.3243599990920289E-2,7.0249372335141392E-4,2.3893769632534542E-6,3.3168422546197764E-5,7.0601227174787451E-3,3.4676527921866582E-2]
[2004,10,31,6,null,null,1.8265685239968216E-2,1.1238589070626116E-2,1.2432854475527468E-3,1.797682310930721E-6,7.8349502688172329E-5,8.0070671397858856E-3,3.8834774082932066E-2,null,1.478323656614578E-2,1.3695944670496559E-2,7.0249372335141392E-4,2.3893769632534542E-6,3.3168422546197764E-5,7.3763343920334448E-3,3.6593567151536645E-2]
[2004,10,31,10,null,null,2.8743189707250094E-2,1.4441576326411101E-2,0,0,7.8349502688172329E-5,9.1234336685942115E-3,5.238654920494358E-2,null,2.326314986410135E-2,1.7599275948102639E-2,0,0,3.3168422546197764E-5,8.4047624889638326E-3,4.9300356723714023E-2]
[2004,10,31,14,null,null,2.7497635959091434E-2,1.497895388928753E-2,0,0,7.8349502688172329E-5,8.7290334177743158E-3,5.128397276884146E-2,null,2.2255067469547227E-2,1.8254152936848331E-2,0,0,3.3168422546197764E-5,8.0414299374114793E-3,4.8583818766353232E-2]
[2004,10,31,17,null,null,3.5565216360646745E-2,1.3656844009127008E-2,0,0,7.8349502688172329E-5,5.4665216471226673E-3,5.4766931519584595E-2,null,2.8784521362228071E-2,1.6642959249348679E-2,0,0,3.3168422546197764E-5,5.035912766374594E-3,5.0496561800497546E-2]
[2004,10,31,20,null,null,3.3195307629528652E-2,1.357985812894651E-2,1.2432854475527468E-3,1.797682310930721E-6,7.8349502688172329E-5,7.4853050563704338E-3,5.5583903447397449E-2,null,2.6866448158183627E-2,1.6549140145479369E-2,7.0249372335141392E-4,2.3893769632534542E-6,3.3168422546197764E-5,6.8956725550378658E-3,5.1049312381561726E-2]
[2004,10,31,24,null,null,2.0958208640550636E-2,1.3890509071476754E-2,1.2432854475527468E-3,1.797682310930721E-6,7.8349502688172329E-5,6.2400166797161845E-3,4.2412167024295427E-2,null,1.6962416261172786E-2,1.6927715969721584E-2,7.0249372335141392E-4,2.3893769632534542E-6,3.3168422546197764E-5,5.7484780429459051E-3,4.0376661796701137E-2]
[2004,11,1,3,null,null,1.7774515002366528E-2,1.507246963097795E-2,1.2368164150014451E-3,1.7084746006959106E-6,5.4211388888889014E-5,8.833685069866995E-3,4.2973405981702503E-2,null,1.4385710509974212E-2,1.8368116212484058E-2,6.9883852512449772E-4,2.2708071545149514E-6,2.2949810678943391E-5,8.1378379688464442E-3,4.1615723834262673E-2]
[2004,11,1,7,null,null,2.7535466854404677E-2,1.7581113814165841E-2,0,0,5.4211388888889014E-5,9.9108297204163996E-3,5.5081621777875817E-2,null,2.2285685706288819E-2,2.1425283950799651E-2,0,0,2.2949810678943391E-5,9.1301337735816192E-3,5.2864053241349032E-2]
[2004,11,1,8,null,null,3.0216089521598294E-2,1.8788391790019551E-2,0,0,5.4211388888889014E-5,1.2261495049341153E-2,6.132018774984789E-2,null,2.4455233605153458E-2,2.2896537348827871E-2,0,0,2.2949810678943391E-5,1.1295632477064695E-2,5.8670353241724961E-2]
[2004,11,1,11,null,null,2.8007309309772417E-2,2.0799167776528689E-2,0,0,5.4211388888889014E-5,1.3273462434705657E-2,6.2134150909895658E-2,null,2.2667568923261661E-2,2.5346976321453999E-2,0,0,2.2949810678943391E-5,1.2227885160595954E-2,6.0265380215990552E-2]
[2004,11,1,15,null,null,2.7419654526440233E-2,2.0809060218037467E-2,0,0,5.4211388888889014E-5,1.1189699926969764E-2,5.9472626060336355E-2,null,2.2191953605955231E-2,2.535903177883472E-2,0,0,2.2949810678943391E-5,1.0308264807437139E-2,5.7882200002906031E-2]
[2004,11,1,18,null,null,3.8421868593614676E-2,1.9917611073037415E-2,0,0,5.4211388888889014E-5,1.0573305697578627E-2,6.8966996753119611E-2,null,3.1096537867076536E-2,2.4272664256207433E-2,0,0,2.2949810678943391E-5,9.7404251885188971E-3,6.5132577122481813E-2]
[2004,11,1,20,null,null,3.8105099551117308E-2,1.959590500902543E-2,1.2368164150014451E-3,1.7084746006959106E-6,5.4211388888889014E-5,8.5122471598080597E-3,6.7505987998441833E-2,null,3.0840162503625992E-2,2.3880616070693885E-2,6.9883852512449772E-4,2.2708071545149514E-6,2.2949810678943391E-5,7.8417203680472974E-3,6.3286558085325129E-2]
[2004,11,2,2,null,null,1.99231897273024E-2,1.7572983438947164E-2,1.2368164150014451E-3,1.7084746006959106E-6,5.4211388888889014E-5,7.1938678784976137E-3,4.5982777323238209E-2,null,1.6124729131236762E-2,2.1415375841476889E-2,6.9883852512449772E-4,2.2708071545149514E-6,2.2949810678943391E-5,6.6271924685429324E-3,4.4891356584214538E-2]
[2004,11,2,5,null,null,1.9788564226895691E-2,1.6339767972190243E-2,1.2368164150014451E-3,1.7084746006959106E-6,5.4211388888889014E-5,7.9249708342346206E-3,4.5346039311811588E-2,null,1.60157706884408E-2,1.9912513632229619E-2,6.9883852512449772E-4,2.2708071545149514E-6,2.2949810678943391E-5,7.3007049772271541E-3,4.3953048440855527E-2]
[2004,11,2,6,null,null,2.238630690700448E-2,1.710757288567008E-2,1.2368164150014451E-3,1.7084746006959106E-6,5.4211388888889014E-5,7.6836391296645672E-3,4.8470255200830162E-2,null,1.8118240104369954E-2,2.0848201692952477E-2,6.9883852512449772E-4,2.2708071545149514E-6,2.2949810678943391E-5,7.0783834553477037E-3,4.6768884395628096E-2]
[2004,11,2,9,null,null,3.1682756187546415E-2,2.1305840157313669E-2,0,0,5.4211388888889014E-5,1.0652806209131241E-2,6.3695613942880216E-2,null,2.5642272580233768E-2,2.5964434335951296E-2,0,0,2.2949810678943391E-5,9.8136632852292328E-3,6.1443320012093239E-2]
[2004,11,2,12,null,null,2.9921888842887944E-2,2.1739576291269474E-2,0,0,5.4211388888889014E-5,1.0103240012815729E-2,6.1818916535862037E-2,null,2.4217123828588445E-2,2.6493008345991408E-2,0,0,2.2949810678943391E-5,9.3073875211060024E-3,6.0040469506364796E-2]
[2004,11,2,16,null,null,3.1171376238354011E-2,2.2560943450591144E-2,0,0,5.4211388888889014E-5,9.009106431638535E-3,6.2795637509472577E-2,null,2.5228389899963292E-2,2.7493970219189055E-2,0,0,2.2949810678943391E-5,8.2994410379031817E-3,6.1044750967734471E-2]
[2004,11,2,21,null,null,4.0081259367050377E-2,2.0587242626285938E-2,1.2368164150014451E-3,1.7084746006959106E-6,5.4211388888889014E-5,5.8163091674031438E-3,6.7777547439230493E-2,null,3.243955708793235E-2,2.5088713018670061E-2,6.9883852512449772E-4,2.2708071545149514E-6,2.2949810678943391E-5,5.3581468217041173E-3,6.3610476071264493E-2]
[2004,11,2,23,null,null,3.0873485623464578E-2,1.942466383839957E-2,1.2368164150014451E-3,1.7084746006959106E-6,5.4211388888889014E-5,6.9004972418007801E-3,5.8491382982155955E-2,null,2.4987293692901268E-2,2.3671932437591515E-2,6.9883852512449772E-4,2.2708071545149514E-6,2.2949810678943391E-5,6.3569312256557559E-3,5.5740216499106494E-2]
[2004,11,3,3,null,null,1.788453136264713E-2,1.693892065324791E-2,1.2368164150014451E-3,1.7084746006959106E-6,5.4211388888889014E-5,7.6923127850766449E-3,4.3808501079462714E-2,null,1.4474751674256166E-2,2.0642673078168708E-2,6.9883852512449772E-4,2.2708071545149514E-6,2.2949810678943391E-5,7.0863738695160633E-3,4.2927857764898894E-2]
[2004,11,3,6,null,null,2.1410816797443825E-2,1.657237895537601E-2,1.2368164150014451E-3,1.7084746006959106E-6,5.4211388888889014E-5,7.6836391296645672E-3,4.6959571160975433E-2,null,1.7328732299537349E-2,2.0195985795455937E-2,6.9883852512449772E-4,2.2708071545149514E-6,2.2949810678943391E-5,7.0783834553477037E-3,4.5327160693298951E-2]
[2004,11,3,7,null,null,2.8323190921860173E-2,1.812503784960335E-2,0,0,5.4211388888889014E-5,7.2368318023412715E-3,5.3739271962693687E-2,null,2.292322604956375E-2,2.2088138820524884E-2,0,0,2.2949810678943391E-5,6.6667720378823687E-3,5.1701086718649952E-2]
[2004,11,3,10,null,null,2.9299180022067321E-2,2.1630264463181111E-2,0,0,5.4211388888889014E-5,1.0537792197464962E-2,6.1521448071602286E-2,null,2.3713137709859455E-2,2.6359795116117024E-2,0,0,2.2949810678943391E-5,9.7077091580802018E-3,5.9803591794735628E-2]
[2004,11,3,14,null,null,2.7318340177588493E-2,2.1982448191640663E-2,0,0,5.4211388888889014E-5,9.8039340081179267E-3,5.9158933766235974E-2,null,2.2109955368991036E-2,2.6788985010730949E-2,0,0,2.2949810678943391E-5,9.0316584510668121E-3,5.7953548641467741E-2]
[2004,11,3,18,null,null,3.6799278222413148E-2,2.0836226489140471E-2,0,0,5.4211388888889014E-5,9.2500994593318654E-3,6.6939815559774379E-2,null,2.9783302858792542E-2,2.539213804720989E-2,0,0,2.2949810678943391E-5,8.5214505611631696E-3,6.3719841277844538E-2]
[2004,11,3,21,null,null,3.8465065138229185E-2,1.9663307158841303E-2,1.2368164150014451E-3,1.7084746006959106E-6,5.4211388888889014E-5,5.8163091674031438E-3,6.5237417742964668E-2,null,3.1131498763943357E-2,2.3962755929064848E-2,6.9883852512449772E-4,2.2708071545149514E-6,2.2949810678943391E-5,5.3581468217041173E-3,6.1176460657670274E-2]
[2004,11,4,1,null,null,2.0380079962628361E-2,1.7507743860859425E-2,1.2368164150014451E-3,1.7084746006959106E-6,5.4211388888889014E-5,6.3893651295634669E-3,4.5569925231542283E-2,null,1.6494510847326237E-2,2.1335871408473674E-2,6.9883852512449772E-4,2.2708071545149514E-6,2.2949810678943391E-5,5.8860620156756319E-3,4.4440503414433501E-2]
[2004,11,4,4,null,null,1.7378773628220136E-2,1.6167105639638246E-2,1.2368164150014451E-3,1.7084746006959106E-6,5.4211388888889014E-5,7.7698267251358529E-3,4.2608442271485268E-2,null,1.4065419304023928E-2,1.9702098095328129E-2,6.9883852512449772E-4,2.2708071545149514E-6,2.2949810678943391E-5,7.1577818809563229E-3,4.1649358423266336E-2]
[2004,11,4,7,null,null,2.641333146466995E-2,1.8893175765922362E-2,0,0,5.4211388888889014E-5,7.2368318023412715E-3,5.2597550421822473E-2,null,2.1377491312935662E-2,2.3024232696286607E-2,0,0,2.2949810678943391E-5,6.6667720378823687E-3,5.1091445857783579E-2]
[2004,11,4,11,null,null,2.6744031102475332E-2,2.1014988187656902E-2,0,0,5.4211388888889014E-5,1.050486344030143E-2,5.831809411932256E-2,null,2.1645141330648557E-2,2.5609986597121204E-2,0,0,2.2949810678943391E-5,9.6773742652022116E-3,5.695545200365091E-2]
[2004,11,4,12,null,null,2.7278509048216486E-2,2.1091868073486789E-2,0,0,5.4211388888889014E-5,1.0103240012815729E-2,5.8527828523407897E-2,null,2.2077718253302944E-2,2.5703676530615817E-2,0,0,2.2949810678943391E-5,9.3073875211060024E-3,5.7111732115703709E-2]
[2004,11,4,15,null,null,2.5931832284493618E-2,2.190560126950385E-2,0,0,5.4211388888889014E-5,9.5644092737202594E-3,5.7456054216606621E-2,null,2.0987792476377568E-2,2.6695335248552648E-2,0,0,2.2949810678943391E-5,8.8110015606929111E-3,5.6517079096302075E-2]
[2004,11,4,19,null,null,3.819307003748787E-2,2.1455417311975963E-2,1.2368164150014451E-3,1.7084746006959106E-6,5.4211388888889014E-5,6.6863842356083749E-3,6.7627607863563241E-2,null,3.0911360955464484E-2,2.6146717042557187E-2,6.9883852512449772E-4,2.2708071545149514E-6,2.2949810678943391E-5,6.1596843306583274E-3,6.3941821471637961E-2]
[2004,11,4,22,null,null,3.1943449233672233E-2,1.9553573516291667E-2,1.2368164150014451E-3,1.7084746006959106E-6,5.4211388888889014E-5,6.1167138183319536E-3,5.8906472846786885E-2,null,2.5853263130076059E-2,2.3829028653567258E-2,6.9883852512449772E-4,2.2708071545149514E-6,2.2949810678943391E-5,5.6348879954058574E-3,5.6041238922007137E-2]
[2004,11,5,2,null,null,1.7375173016741682E-2,1.6694657982259296E-2,1.2368164150014451E-3,1.7084746006959106E-6,5.4211388888889014E-5,7.7059753356943112E-3,4.3068542613186316E-2,null,1.4062505168004969E-2,2.0345001546101436E-2,6.9883852512449772E-4,2.2708071545149514E-6,2.2949810678943391E-5,7.0989601936025989E-3,4.2230526050666961E-2]
[2004,11,5,4,null,null,1.6515206790689133E-2,1.6118869192417212E-2,1.2368164150014451E-3,1.7084746006959106E-6,5.4211388888889014E-5,8.2720730921651605E-3,4.2198885353762539E-2,null,1.3366496012497779E-2,1.9643314585397389E-2,6.9883852512449772E-4,2.2708071545149514E-6,2.2949810678943391E-5,7.6204652937110215E-3,4.1354335034564142E-2]
[2004,11,5,9,null,null,2.7242771479170386E-2,2.1360493510637405E-2,0,0,5.4211388888889014E-5,1.0761559868668844E-2,5.9419036247365525E-2,null,{"$f":"G7427*X$5","v":2.2048794239198539E-2},{"$f":"H7427*Y$5","v":2.6031037830257838E-2},{"$f":"I7427*Z$5","v":0},{"$f":"J7427*AA$5","v":0},{"$f":"K7427*AB$5","v":2.2949810678943391E-5},{"$f":"L7427*AC$5","v":9.913850200750484E-3},{"$f":"SUM(O7427:T7427)","v":5.8016632080885797E-2}]
[2004,11,5,10,null,null,2.5588937632531832E-2,2.1729994811571993E-2,0,0,5.4211388888889014E-5,1.0974131742115773E-2,5.8347275575108493E-2,null,2.0710272487906217E-2,2.6481331843276206E-2,0,0,2.2949810678943391E-5,1.0109677361121653E-2,5.732423150298302E-2]
[2004,11,5,13,null,null,2.5238523311956491E-2,2.2225617759814398E-2,0,0,5.4211388888889014E-5,9.4858920940018403E-3,5.7004244554661618E-2,null,2.0426666495074627E-2,2.7085324429347173E-2,0,0,2.2949810678943391E-5,8.7386693367947701E-3,5.6273610071895512E-2]
[2004,11,5,16,null,null,2.9761703409991194E-2,2.2005178955191884E-2,0,0,5.4211388888889014E-5,6.7783043905640565E-3,5.8599398144636029E-2,null,2.408747858846455E-2,2.6816685932791469E-2,0,0,2.2949810678943391E-5,6.2443637505362488E-3,5.7171478082471208E-2]
[2004,11,5,20,null,null,3.5619721038678775E-2,2.0433096013638269E-2,1.2368164150014451E-3,1.7084746006959106E-6,5.4211388888889014E-5,5.9889046209183963E-3,6.3334457951726472E-2,null,2.8828634437578018E-2,2.490086172659952E-2,6.9883852512449772E-4,2.2708071545149514E-6,2.2949810678943391E-5,5.5171465849691483E-3,5.9970701892104641E-2]
[2004,11,5,23,null,null,2.7480363201603679E-2,1.8032159717541043E-2,1.2368164150014451E-3,1.7084746006959106E-6,5.4211388888889014E-5,6.8631700124349212E-3,5.3668429210070673E-2,null,2.2241087853850552E-2,2.1974952570023999E-2,6.9883852512449772E-4,2.2708071545149514E-6,2.2949810678943391E-5,6.3225443370579833E-3,5.1262643903890494E-2]
[2004,11,6,1,null,null,2.0398120376624668E-2,1.54731890055232E-2,1.2368164150014451E-3,1.7084746006959106E-6,5.4211388888889014E-5,7.8754411331861535E-3,4.5039486793825051E-2,null,1.6509111761792618E-2,1.8856454236739442E-2,6.9883852512449772E-4,2.2708071545149514E-6,2.2949810678943391E-5,7.2550768301299995E-3,4.334470197162002E-2]
[2004,11,6,7,null,null,2.1204334813820058E-2,1.6033634938197986E-2,0,0,5.4211388888889014E-5,9.9517275147294887E-3,4.7243908655636421E-2,null,1.7161617188855494E-2,1.9539443572543239E-2,0,0,2.2949810678943391E-5,9.1678099665600671E-3,4.5891820538637738E-2]
[2004,11,6,10,null,null,3.0648769389703467E-2,1.6631549364390028E-2,0,0,5.4211388888889014E-5,1.0127364142257069E-2,5.7461894285239457E-2,null,2.4805420787488736E-2,2.0268094014992563E-2,0,0,2.2949810678943391E-5,9.3296113444572299E-3,5.4426075957617469E-2]
[2004,11,6,11,null,null,3.0785612201370438E-2,1.6949462457883025E-2,0,0,5.4211388888889014E-5,8.8207256663993261E-3,5.6610011714541678E-2,null,2.4916173799525907E-2,2.0655519884124722E-2,0,0,2.2949810678943391E-5,8.1258994035977757E-3,5.3720542897927354E-2]
[2004,11,6,14,null,null,2.7987893249525064E-2,1.6271504812691687E-2,0,0,5.4211388888889014E-5,7.8164494859735041E-3,5.2130058937079143E-2,null,2.26518546367157E-2,1.982932450148997E-2,0,0,2.2949810678943391E-5,7.2007320733569217E-3,4.9704861022241531E-2]
[2004,11,6,18,null,null,3.6764705651691112E-2,1.5549541627927897E-2,0,0,5.4211388888889014E-5,6.943350650490821E-3,5.9311809318998723E-2,null,2.9755321729972622E-2,1.8949501618873488E-2,0,0,2.2949810678943391E-5,6.3964089853420156E-3,5.512418214486707E-2]
[2004,11,6,22,null,null,3.0640470233048715E-2,1.3511410038683884E-2,1.2368164150014451E-3,1.7084746006959106E-6,5.4211388888889014E-5,6.0921071825052542E-3,5.1536723732728884E-2,null,2.4798703908569884E-2,1.6465725648237159E-2,6.9883852512449772E-4,2.2708071545149514E-6,2.2949810678943391E-5,5.6122196736655729E-3,4.760070837343057E-2]
[2004,11,7,1,null,null,2.1356679145061629E-2,1.2291791286524171E-2,1.2368164150014451E-3,1.7084746006959106E-6,5.4211388888889014E-5,7.9351628044128548E-3,4.2876369514489684E-2,null,1.7284916274472463E-2,1.4979433121327559E-2,6.9883852512449772E-4,2.2708071545149514E-6,2.2949810678943391E-5,7.3100941054604785E-3,4.0298502644218456E-2]
[2004,11,7,5,null,null,1.8326783628329631E-2,1.1422847566308911E-2,1.2368164150014451E-3,1.7084746006959106E-6,5.4211388888889014E-5,9.3524878918356657E-3,4.0394855364965232E-2,null,1.4832686226374273E-2,1.3920491910909176E-2,6.9883852512449772E-4,2.2708071545149514E-6,2.2949810678943391E-5,8.6157736513582609E-3,3.8093010931599662E-2]
[2004,11,7,8,null,null,2.8045600872776369E-2,1.329841545282383E-2,0,0,5.4211388888889014E-5,8.2080381421993434E-3,4.9606265856688432E-2,null,2.2698559998983049E-2,1.6206159074112735E-2,0,0,2.2949810678943391E-5,7.5614745052639014E-3,4.6489143389038624E-2]
[2004,11,7,11,null,null,3.1437139529298337E-2,1.5085064757051072E-2,0,0,5.4211388888889014E-5,1.0744015606662702E-2,5.7320431281901001E-2,null,2.5443484025861753E-2,1.8383465305571396E-2,0,0,2.2949810678943391E-5,9.8976879354716382E-3,5.3747587077583731E-2]
[2004,11,7,12,null,null,3.1465885104302226E-2,1.5182029880465672E-2,0,0,5.4211388888889014E-5,1.0075530615553481E-2,5.6777656989210272E-2,null,2.546674910625318E-2,1.8501632181938937E-2,0,0,2.2949810678943391E-5,9.2818608486752892E-3,5.3273191947546344E-2]
[2004,11,7,15,null,null,3.2796754805345531E-2,1.5425602698148385E-2,0,0,5.4211388888889014E-5,8.1203196588207106E-3,5.639688855120352E-2,null,2.6543881519888988E-2,1.8798463021936319E-2,0,0,2.2949810678943391E-5,7.4806657828606913E-3,5.2845960135364939E-2]
[2004,11,7,20,null,null,3.7036926935227921E-2,1.4228090907700336E-2,1.2368164150014451E-3,1.7084746006959106E-6,5.4211388888889014E-5,8.5974645158943177E-3,6.1155218637313609E-2,null,2.9975642598310957E-2,1.7339111218860739E-2,6.9883852512449772E-4,2.2708071545149514E-6,2.2949810678943391E-5,7.9202249819743942E-3,5.5959037942104044E-2]
[2004,11,7,23,null,null,2.8804258042642403E-2,1.4394038659532019E-2,1.2368164150014451E-3,1.7084746006959106E-6,5.4211388888889014E-5,7.7719270571331893E-3,5.2262960037798643E-2,null,2.3312575201116889E-2,1.7541344009204537E-2,6.9883852512449772E-4,2.2708071545149514E-6,2.2949810678943391E-5,7.1597167655871336E-3,4.8737695118866518E-2]
[2004,11,8,2,null,null,1.761930966019417E-2,1.4007022615543511E-2,1.2368164150014451E-3,1.7084746006959106E-6,5.4211388888889014E-5,8.9798075446087099E-3,4.1898876098837426E-2,null,1.4260095880163172E-2,1.7069705595187341E-2,6.9883852512449772E-4,2.2708071545149514E-6,2.2949810678943391E-5,8.272450083003785E-3,4.0326310701312255E-2]
[2004,11,8,6,null,null,1.9668334292659718E-2,1.5742046322161255E-2,1.2368164150014451E-3,1.7084746006959106E-6,5.4211388888889014E-5,9.23745471022153E-3,4.5940571603533542E-2,null,1.5918463221636689E-2,1.918409811710492E-2,6.9883852512449772E-4,2.2708071545149514E-6,2.2949810678943391E-5,8.5098018643166365E-3,4.4336422346016202E-2]
[2004,11,8,9,null,null,2.9788442545183667E-2,1.9170169393541429E-2,0,0,5.4211388888889014E-5,1.2707081526144751E-2,6.1719904853758736E-2,null,2.4109119767316112E-2,2.3361791919611737E-2,0,0,2.2949810678943391E-5,1.1706119212855859E-2,5.9199980710462653E-2]
[2004,11,8,10,null,null,2.8713875933088502E-2,2.0108850273443574E-2,0,0,5.4211388888889014E-5,1.3700701262634936E-2,6.2577638858055909E-2,null,2.3239424914701195E-2,2.4505718556096238E-2,0,0,2.2949810678943391E-5,1.2621469528635994E-2,6.0389562810112367E-2]
[2004,11,8,16,null,null,2.9555247408336711E-2,2.1001789548665602E-2,0,0,5.4211388888889014E-5,1.0525744942685267E-2,6.1136993288576469E-2,null,2.3920384506153292E-2,2.559390203097018E-2,0,0,2.2949810678943391E-5,9.6966108897367908E-3,5.923384723753921E-2]
[2004,11,8,17,null,null,3.3341856524422828E-2,2.1473228132449552E-2,0,0,5.4211388888889014E-5,1.0023540860546175E-2,6.4892836906307441E-2,null,2.6985056737783328E-2,2.6168422259307215E-2,0,0,2.2949810678943391E-5,9.233966431006645E-3,6.2410395238776124E-2]
[2004,11,8,21,null,null,3.6080830897372726E-2,2.0262238719767317E-2,1.2368164150014451E-3,1.7084746006959106E-6,5.4211388888889014E-5,7.1539307766706351E-3,6.4789736672301715E-2,null,2.9201831283713234E-2,2.4692645906205887E-2,6.9883852512449772E-4,2.2708071545149514E-6,2.2949810678943391E-5,6.5904012923754798E-3,6.1208937625252556E-2]
[2004,11,8,24,null,null,2.2049190415355337E-2,1.8474868947677279E-2,1.2368164150014451E-3,1.7084746006959106E-6,5.4211388888889014E-5,8.9596434142482969E-3,5.0776439055771949E-2,null,1.7845396639647737E-2,2.2514461674143792E-2,6.9883852512449772E-4,2.2708071545149514E-6,2.2949810678943391E-5,8.2538743216586715E-3,4.9337791778408163E-2]
[2004,11,9,3,null,null,1.8832163714601488E-2,1.755052575370214E-2,1.2368164150014451E-3,1.7084746006959106E-6,5.4211388888889014E-5,7.6923127850766449E-3,4.5367738531871302E-2,null,1.5241712949052489E-2,2.1388007707219964E-2,6.9883852512449772E-4,2.2708071545149514E-6,2.2949810678943391E-5,7.0863738695160633E-3,4.4440153668746471E-2]
[2004,11,9,7,null,null,3.0472894011388568E-2,1.9000206870659106E-2,0,0,5.4211388888889014E-5,7.2368318023412715E-3,5.6764144073277838E-2,null,2.466307697231665E-2,2.3154666514916732E-2,0,0,2.2949810678943391E-5,6.6667720378823687E-3,5.4507465335794689E-2]
[2004,11,9,9,null,null,3.2217371361987712E-2,2.1264976669442451E-2,0,0,5.4211388888889014E-5,1.0652806209131241E-2,6.4189365629450296E-2,null,2.6074960568217006E-2,2.5914635907927048E-2,0,0,2.2949810678943391E-5,9.8136632852292328E-3,6.1826209572052232E-2]
[2004,11,9,12,null,null,3.0360203984347217E-2,2.3186375212038673E-2,0,0,5.4211388888889014E-5,1.0103240012815729E-2,6.3704030598090516E-2,null,2.4571871889862238E-2,2.8256154755533114E-2,0,0,2.2949810678943391E-5,9.3073875211060024E-3,6.2158363977180289E-2]
[2004,11,9,15,null,null,2.8590610337862761E-2,2.3265940710567166E-2,0,0,5.4211388888889014E-5,9.5644092737202594E-3,6.1475171711039077E-2,null,2.3139660551593617E-2,2.8353117520047291E-2,0,0,2.2949810678943391E-5,8.8110015606929111E-3,6.0326729443012761E-2]
[2004,11,9,18,null,null,3.8854593427404528E-2,2.2380543118167322E-2,0,0,5.4211388888889014E-5,9.2500994593318654E-3,7.0539447393792601E-2,null,3.1446761442152915E-2,2.7274124742511421E-2,0,0,2.2949810678943391E-5,8.5214505611631696E-3,6.7265286556506446E-2]
[2004,11,9,22,null,null,3.5545173199225955E-2,2.0339409556387203E-2,1.2368164150014451E-3,1.7084746006959106E-6,5.4211388888889014E-5,6.1167138183319536E-3,6.329403285243615E-2,null,2.8768299534635826E-2,2.4786690407867074E-2,6.9883852512449772E-4,2.2708071545149514E-6,2.2949810678943391E-5,5.6348879954058574E-3,5.9913937080866717E-2]
[2004,11,10,1,null,null,2.3769297405436041E-2,1.7604527936098301E-2,1.2368164150014451E-3,1.7084746006959106E-6,5.4211388888889014E-5,6.3893651295634669E-3,4.9055926749588842E-2,null,1.923755621205742E-2,2.1453817649868104E-2,6.9883852512449772E-4,2.2708071545149514E-6,2.2949810678943391E-5,5.8860620156756319E-3,4.7301495020559109E-2]
[2004,11,10,6,null,null,2.414439417666495E-2,1.7820918737199532E-2,1.2368164150014451E-3,1.7084746006959106E-6,5.4211388888889014E-5,7.6836391296645672E-3,5.0941688322020083E-2,null,1.954113881689399E-2,2.1717523033209587E-2,6.9883852512449772E-4,2.2708071545149514E-6,2.2949810678943391E-5,7.0783834553477037E-3,4.9061104448409235E-2]
[2004,11,10,9,null,null,3.4306482608374496E-2,2.2404545166245876E-2,0,0,5.4211388888889014E-5,1.0652806209131241E-2,6.7418045372640512E-2,null,2.7765771800458805E-2,2.7303374919770917E-2,0,0,2.2949810678943391E-5,9.8136632852292328E-3,6.4905759816137901E-2]
[2004,11,10,12,null,null,3.2073005814331534E-2,2.2845264265631687E-2,0,0,5.4211388888889014E-5,1.0103240012815729E-2,6.5075721481667848E-2,null,2.5958119069255197E-2,2.7840458744305029E-2,0,0,2.2949810678943391E-5,9.3073875211060024E-3,6.3128915145345174E-2]
[2004,11,10,13,null,null,3.1498989778574661E-2,2.3043304495957973E-2,0,0,5.4211388888889014E-5,9.6362263865740309E-3,6.4232732049995564E-2,null,2.5493542200779071E-2,2.8081801142361952E-2,0,0,2.2949810678943391E-5,8.8771614954395051E-3,6.2475454649259472E-2]
[2004,11,10,16,null,null,3.3250053560804314E-2,2.329952138699622E-2,0,0,5.4211388888889014E-5,9.009106431638535E-3,6.5612892768327963E-2,null,2.6910756490581209E-2,2.8394040725218322E-2,0,0,2.2949810678943391E-5,8.2994410379031817E-3,6.3627188064381654E-2]
[2004,11,10,19,null,null,4.5687579247977637E-2,2.1903618592790754E-2,1.2368164150014451E-3,1.7084746006959106E-6,5.4211388888889014E-5,6.6863842356083749E-3,7.5570318354867799E-2,null,3.6977002684765489E-2,2.6692919052854827E-2,6.9883852512449772E-4,2.2708071545149514E-6,2.2949810678943391E-5,6.1596843306583274E-3,7.0553665211236599E-2]
[2004,11,10,23,null,null,3.3098999459136261E-2,1.942755166789337E-2,1.2368164150014451E-3,1.7084746006959106E-6,5.4211388888889014E-5,6.9004972418007801E-3,6.0719784647321438E-2,null,2.6788501645503775E-2,2.3675451700794072E-2,6.9883852512449772E-4,2.2708071545149514E-6,2.2949810678943391E-5,6.3569312256557559E-3,5.7544943714911555E-2]
[2004,11,11,3,null,null,2.0163548086063243E-2,1.721412211334335E-2,1.2368164150014451E-3,1.7084746006959106E-6,5.4211388888889014E-5,7.6923127850766449E-3,4.6362719262974264E-2,null,1.6319261908492602E-2,2.0978048270465604E-2,6.9883852512449772E-4,2.2708071545149514E-6,2.2949810678943391E-5,7.0863738695160633E-3,4.510774319143223E-2]
[2004,11,11,7,null,null,3.3493137189519018E-2,1.8680723805240888E-2,0,0,5.4211388888889014E-5,7.2368318023412715E-3,5.9464904185990063E-2,null,2.7107494950783254E-2,2.2765327394175593E-2,0,0,2.2949810678943391E-5,6.6667720378823687E-3,5.6562544193520164E-2]
[2004,11,11,10,null,null,3.3772801649969479E-2,2.1389307297771859E-2,0,0,5.4211388888889014E-5,1.0537792197464962E-2,6.5754112534095188E-2,null,2.7333839915325623E-2,2.6066151849629932E-2,0,0,2.2949810678943391E-5,9.7077091580802018E-3,6.3130650733714697E-2]
[2004,11,11,13,null,null,3.2041238862111715E-2,2.185929528453355E-2,0,0,5.4211388888889014E-5,9.6362263865740309E-3,6.3590971922108191E-2,null,2.5932408653057758E-2,2.6638904302988167E-2,0,0,2.2949810678943391E-5,8.8771614954395051E-3,6.147142426216437E-2]
[2004,11,11,14,null,null,3.0875010518930865E-2,2.1801067171588463E-2,0,0,5.4211388888889014E-5,9.8039340081179267E-3,6.2534223087526139E-2,null,2.498852785905056E-2,2.6567944415750392E-2,0,0,2.2949810678943391E-5,9.0316584510668121E-3,6.0611080536546708E-2]
[2004,11,11,17,null,null,3.7981933340447041E-2,2.1193715442479388E-2,0,0,5.4211388888889014E-5,8.9133805696632422E-3,6.8143240741478567E-2,null,3.0740478576887231E-2,2.5827793172108125E-2,0,0,2.2949810678943391E-5,8.2112556941851475E-3,6.4802477253859445E-2]
[2004,11,11,20,null,null,4.6717839216429122E-2,2.0480378051271238E-2,1.2368164150014451E-3,1.7084746006959106E-6,5.4211388888889014E-5,5.7987147557808623E-3,7.428966830197227E-2,null,3.781083818768554E-2,2.4958482142050247E-2,6.9883852512449772E-4,2.2708071545149514E-6,2.2949810678943391E-5,5.3419383571950384E-3,6.8835317829888776E-2]
[2004,11,12,1,null,null,2.0036333410357546E-2,1.6913483839782667E-2,1.2368164150014451E-3,1.7084746006959106E-6,5.4211388888889014E-5,7.3419694166301577E-3,4.5584522945261399E-2,null,1.6216301377807028E-2,2.061167441920677E-2,6.9883852512449772E-4,2.2708071545149514E-6,2.2949810678943391E-5,6.7636277512960821E-3,4.431566269126784E-2]
[2004,11,12,4,null,null,1.7671858002228188E-2,1.5515594490395251E-2,1.2368164150014451E-3,1.7084746006959106E-6,5.4211388888889014E-5,8.2720730921651605E-3,4.2752261863279635E-2,null,1.4302625605231893E-2,1.8908131824636232E-2,6.9883852512449772E-4,2.2708071545149514E-6,2.2949810678943391E-5,7.6204652937110215E-3,4.1555281866537105E-2]
[2004,11,12,8,null,null,2.784055689604932E-2,1.9850587284720798E-2,0,0,5.4211388888889014E-5,1.0472638398130982E-2,5.8217993967789997E-2,null,2.2532608731642336E-2,2.4190985489360207E-2,0,0,2.2949810678943391E-5,9.6476876542750355E-3,5.6394231685956517E-2]
[2004,11,12,11,null,null,2.6681898533081585E-2,2.1412214898923764E-2,0,0,5.4211388888889014E-5,1.0845693032504693E-2,5.8994017853398931E-2,null,2.1594854661424655E-2,2.6094068275432019E-2,0,0,2.2949810678943391E-5,9.9913560264265708E-3,5.7703228773962181E-2]
[2004,11,12,14,null,null,2.6311643676512654E-2,2.1117125023964536E-2,0,0,5.4211388888889014E-5,9.1330138250074414E-3,5.6615993914373518E-2,null,2.1295190834827782E-2,2.5734455998938296E-2,0,0,2.2949810678943391E-5,8.4135879972302534E-3,5.546618464167527E-2]
[2004,11,12,17,null,null,3.4627466227392427E-2,2.0806678054958484E-2,0,0,5.4211388888889014E-5,6.190815012933293E-3,6.1679170684173099E-2,null,2.8025558209315588E-2,2.535612874772282E-2,0,0,2.2949810678943391E-5,5.7031520901969042E-3,5.9107788857914248E-2]
[2004,11,12,19,null,null,3.8204730241095199E-2,1.9944971801412623E-2,1.2368164150014451E-3,1.7084746006959106E-6,5.4211388888889014E-5,7.1212568315984033E-3,6.656369515259726E-2,null,3.0920798080109519E-2,2.43060075005966E-2,6.9883852512449772E-4,2.2708071545149514E-6,2.2949810678943391E-5,6.5603011395289831E-3,6.2511165863193052E-2]
[2004,11,12,22,null,null,3.2890193529491553E-2,1.8303230332455532E-2,1.2368164150014451E-3,1.7084746006959106E-6,5.4211388888889014E-5,6.091252604036982E-3,5.8577412744475102E-2,null,2.6619505661296335E-2,2.2305293693837283E-2,6.9883852512449772E-4,2.2708071545149514E-6,2.2949810678943391E-5,5.6114324120582751E-3,5.5260290910149855E-2]
[2004,11,13,2,null,null,2.19948714983648E-2,1.4747980260066752E-2,1.2368164150014451E-3,1.7084746006959106E-6,5.4211388888889014E-5,8.2782923242744905E-3,4.6313880361197074E-2,null,1.7801433909022616E-2,1.7972676140582185E-2,6.9883852512449772E-4,2.2708071545149514E-6,2.2949810678943391E-5,7.6261946244259018E-3,4.4124363816988664E-2]
[2004,11,13,5,null,null,2.1010334097202012E-2,1.3676951554499427E-2,1.2368164150014451E-3,1.7084746006959106E-6,5.4211388888889014E-5,8.8387519322439805E-3,4.4818773862436455E-2,null,1.7004603726174621E-2,1.6667463377682719E-2,6.9883852512449772E-4,2.2708071545149514E-6,2.2949810678943391E-5,8.1425057043054555E-3,4.2538631951120752E-2]
[2004,11,13,9,null,null,3.446175730009346E-2,1.4185322889314388E-2,0,0,5.4211388888889014E-5,1.0009560083121968E-2,5.8710851661418706E-2,null,{"$f":"G7619*X$5","v":2.7891442557961728E-2},{"$f":"H7619*Y$5","v":1.7286991828268223E-2},{"$f":"I7619*Z$5","v":0},{"$f":"J7619*AA$5","v":0},{"$f":"K7619*AB$5","v":2.2949810678943391E-5},{"$f":"L7619*AC$5","v":9.221086947477761E-3},{"$f":"SUM(O7619:T7619)","v":5.4422471144386655E-2}]
[2004,11,13,10,null,null,3.6996491141744553E-2,1.4570369837415191E-2,0,0,5.4211388888889014E-5,1.0127364142257069E-2,6.1748436510305704E-2,null,2.9942916100895112E-2,1.7756230596906498E-2,0,0,2.2949810678943391E-5,9.3296113444572299E-3,5.7051707852937776E-2]
[2004,11,13,16,null,null,3.3330446556050997E-2,1.4272425551439583E-2,0,0,5.4211388888889014E-5,8.082583411931377E-3,5.5739666908310843E-2,null,2.6975822139713942E-2,1.7393139782751015E-2,0,0,2.2949810678943391E-5,7.4459020958706126E-3,5.1837813829014513E-2]
[2004,11,13,17,null,null,3.6679128048363326E-2,1.4249069038453965E-2,0,0,5.4211388888889014E-5,7.9588059347730084E-3,5.8941214410479191E-2,null,2.9686059945476843E-2,1.7364676289020931E-2,0,0,2.2949810678943391E-5,7.3318748189934481E-3,5.4405560864170172E-2]
[2004,11,13,20,null,null,4.2781486434127394E-2,1.3507039039940764E-2,1.2368164150014451E-3,1.7084746006959106E-6,5.4211388888889014E-5,5.8833606451096495E-3,6.3464622397668841E-2,null,3.4624971705039753E-2,1.6460398915800874E-2,6.9883852512449772E-4,2.2708071545149514E-6,2.2949810678943391E-5,5.4199165199480094E-3,5.7229346283746596E-2]
[2004,11,13,24,null,null,2.764934384162435E-2,1.1480697070512467E-2,1.2368164150014451E-3,1.7084746006959106E-6,5.4211388888889014E-5,6.8655338535301754E-3,4.7288311044158024E-2,null,2.2377851448739296E-2,1.3990990405320576E-2,6.9883852512449772E-4,2.2708071545149514E-6,2.2949810678943391E-5,6.3247219736462393E-3,4.3417622970664066E-2]
[2004,11,14,3,null,null,2.0355519341093743E-2,1.1065928989034912E-2,1.2368164150014451E-3,1.7084746006959106E-6,5.4211388888889014E-5,9.2418736135551835E-3,4.1956058222174866E-2,null,1.6474632837079825E-2,1.3485531876736069E-2,6.9883852512449772E-4,2.2708071545149514E-6,2.2949810678943391E-5,8.5138726817665291E-3,3.9198096538540374E-2]
[2004,11,14,6,null,null,2.2127234274231453E-2,1.1121518575586773E-2,1.2368164150014451E-3,1.7084746006959106E-6,5.4211388888889014E-5,9.7403151336412225E-3,4.4281804261950476E-2,null,1.7908561027577513E-2,1.3553276314839957E-2,6.9883852512449772E-4,2.2708071545149514E-6,2.2949810678943391E-5,8.9730509630075173E-3,4.1158947448382943E-2]
[2004,11,14,11,null,null,3.5413572685759065E-2,1.5625743025006369E-2,0,0,5.4211388888889014E-5,1.0744015606662702E-2,6.1837542706317028E-2,null,2.8661789349156978E-2,1.9042364709751066E-2,0,0,2.2949810678943391E-5,9.8976879354716382E-3,5.7624791805058626E-2]
[2004,11,14,14,null,null,3.2713377551724966E-2,1.604589610652718E-2,0,0,5.4211388888889014E-5,1.0141910819211116E-2,5.895539586635215E-2,null,2.6476400576890404E-2,1.9554385686893799E-2,0,0,2.2949810678943391E-5,9.3430121504743009E-3,5.5396748224937453E-2]
[2004,11,14,17,null,null,4.677099906228379E-2,1.5785961079927999E-2,0,0,5.4211388888889014E-5,5.8291704636087328E-3,6.8440341994709414E-2,null,3.7853862830164856E-2,1.9237614985531365E-2,0,0,2.2949810678943391E-5,5.3699950077966286E-3,6.2484422634171789E-2]
[2004,11,14,18,null,null,4.8365554945131228E-2,1.5368692304068041E-2,0,0,5.4211388888889014E-5,6.1838135665252076E-3,6.997227220461337E-2,null,3.9144408272308591E-2,1.8729108977260218E-2,0,0,2.2949810678943391E-5,5.6967021617733843E-3,6.3593169222021129E-2]
[2004,11,14,21,null,null,4.249926987172984E-2,1.4809392925675251E-2,1.2368164150014451E-3,1.7084746006959106E-6,5.4211388888889014E-5,6.3433935337548009E-3,6.4944792609650928E-2,null,3.4396561210169388E-2,1.8047516893719077E-2,6.9883852512449772E-4,2.2708071545149514E-6,2.2949810678943391E-5,5.8437116947278808E-3,5.9011848941574303E-2]
[2004,11,15,1,null,null,2.0868358031562902E-2,1.4305128132764579E-2,1.2368164150014451E-3,1.7084746006959106E-6,5.4211388888889014E-5,8.6739001361038452E-3,4.5140122578922359E-2,null,1.6889696141953198E-2,1.7432992894346688E-2,6.9883852512449772E-4,2.2708071545149514E-6,2.2949810678943391E-5,7.9906396149835805E-3,4.3037387794241419E-2]
[2004,11,15,4,null,null,1.9460479922276761E-2,1.4050856975503012E-2,1.2368164150014451E-3,1.7084746006959106E-6,5.4211388888889014E-5,9.1446728480873794E-3,4.3948746024358179E-2,null,1.5750237376927895E-2,1.7123124486553436E-2,6.9883852512449772E-4,2.2708071545149514E-6,2.2949810678943391E-5,8.4243286156640285E-3,4.2021749622103317E-2]
[2004,11,15,8,null,null,3.3909241141878751E-2,1.6921736642069161E-2,0,0,5.4211388888889014E-5,1.2261495049341153E-2,6.3146684222177951E-2,null,2.7444266502631858E-2,2.0621731724690763E-2,0,0,2.2949810678943391E-5,1.1295632477064695E-2,5.9384580515066253E-2]
[2004,11,15,12,null,null,3.1394364173420175E-2,1.9257621537593472E-2,0,0,5.4211388888889014E-5,1.2750388082814638E-2,6.3456585182717185E-2,null,2.5408864015890036E-2,2.3468365771429453E-2,0,0,2.2949810678943391E-5,1.1746014425146181E-2,6.0646194023144612E-2]
[2004,11,15,15,null,null,2.9940610639830292E-2,1.9147389445851135E-2,0,0,5.4211388888889014E-5,1.1189699926969764E-2,6.0331911401540081E-2,null,2.4232276216769121E-2,2.3334031059133394E-2,0,0,2.2949810678943391E-5,1.0308264807437139E-2,5.7897521894018589E-2]
[2004,11,15,16,null,null,3.3130633734294819E-2,1.8983419903828517E-2,0,0,5.4211388888889014E-5,1.0525744942685267E-2,6.2694009969697498E-2,null,2.6814104680217426E-2,2.3134209020879679E-2,0,0,2.2949810678943391E-5,9.6966108897367908E-3,5.966787440151284E-2]
[2004,11,15,19,null,null,4.3807240126783914E-2,1.8686271840981646E-2,1.2368164150014451E-3,1.7084746006959106E-6,5.4211388888889014E-5,8.8426651054740804E-3,7.262891335173069E-2,null,3.5455160077275456E-2,2.2772088526739287E-2,6.9883852512449772E-4,2.2708071545149514E-6,2.2949810678943391E-5,8.1461106290269848E-3,6.7097418375999682E-2]
[2004,11,16,1,null,null,2.4131576871897799E-2,1.6001528200427512E-2,1.2368164150014451E-3,1.7084746006959106E-6,5.4211388888889014E-5,6.3893651295634669E-3,4.7815206480379811E-2,null,{"$f":"G7683*X$5","v":1.9530765198492936E-2},{"$f":"H7683*Y$5","v":1.9500316587715234E-2},{"$f":"I7683*Z$5","v":6.9883852512449772E-4},{"$f":"J7683*AA$5","v":2.2708071545149514E-6},{"$f":"K7683*AB$5","v":2.2949810678943391E-5},{"$f":"L7683*AC$5","v":5.8860620156756319E-3},{"$f":"SUM(O7683:T7683)","v":4.5641202944841759E-2}]
[2004,11,16,3,null,null,2.0124389906872264E-2,1.5678449022525E-2,1.2368164150014451E-3,1.7084746006959106E-6,5.4211388888889014E-5,7.6923127850766449E-3,4.4787887992964938E-2,null,1.6287569441504664E-2,1.9106595052304044E-2,6.9883852512449772E-4,2.2708071545149514E-6,2.2949810678943391E-5,7.0863738695160633E-3,4.3204597506282728E-2]
[2004,11,16,6,null,null,2.4563248364282191E-2,1.6182678060333609E-2,1.2368164150014451E-3,1.7084746006959106E-6,5.4211388888889014E-5,7.6836391296645672E-3,4.9722301832771404E-2,null,1.9880136257226386E-2,1.9721075478600091E-2,6.9883852512449772E-4,2.2708071545149514E-6,2.2949810678943391E-5,7.0783834553477037E-3,4.7403654334132142E-2]
[2004,11,16,9,null,null,3.4931571338156865E-2,2.0657415432841719E-2,0,0,5.4211388888889014E-5,1.0652806209131241E-2,6.6296004369018724E-2,null,2.8271684086026056E-2,2.5174229347269827E-2,0,0,2.2949810678943391E-5,9.8136632852292328E-3,6.3282526529204061E-2]
[2004,11,16,13,null,null,3.1978186979889654E-2,2.1718315149676783E-2,0,0,5.4211388888889014E-5,9.6362263865740309E-3,6.338693990502936E-2,null,2.5881377942817009E-2,2.6467098383712764E-2,0,0,2.2949810678943391E-5,8.8771614954395051E-3,6.1248587632648219E-2]
[2004,11,16,16,null,null,3.3745286437389894E-2,2.1514227179586443E-2,0,0,5.4211388888889014E-5,9.009106431638535E-3,6.4322831437503766E-2,null,2.731157062231045E-2,2.6218385887090131E-2,0,0,2.2949810678943391E-5,8.2994410379031817E-3,6.1852347357982701E-2]
[2004,11,16,17,null,null,3.7907730516599257E-2,2.1208408424743391E-2,0,0,5.4211388888889014E-5,8.9133805696632422E-3,6.8083730899894779E-2,null,3.0680422910515759E-2,2.5845698824754359E-2,0,0,2.2949810678943391E-5,8.2112556941851475E-3,6.4760327240134211E-2]
[2004,11,16,22,null,null,3.814598108133508E-2,1.8791557536591404E-2,1.2368164150014451E-3,1.7084746006959106E-6,5.4211388888889014E-5,6.1167138183319536E-3,6.4346988714749476E-2,null,3.0873249755730442E-2,2.2900395296619754E-2,6.9883852512449772E-4,2.2708071545149514E-6,2.2949810678943391E-5,5.6348879954058574E-3,6.0132592190714013E-2]
[2004,11,16,24,null,null,2.5921316094668218E-2,1.72995498861001E-2,1.2368164150014451E-3,1.7084746006959106E-6,5.4211388888889014E-5,7.7007812293999967E-3,5.2214383488659345E-2,null,2.0979281253287879E-2,2.1082155115341551E-2,6.9883852512449772E-4,2.2708071545149514E-6,2.2949810678943391E-5,7.0941752374849886E-3,4.9879670749072375E-2]
[2004,11,17,4,null,null,2.0074638813923601E-2,1.5563721008144332E-2,1.2368164150014451E-3,1.7084746006959106E-6,5.4211388888889014E-5,7.7698267251358529E-3,4.4700922825694822E-2,null,1.6247303655314776E-2,1.8966781368643305E-2,6.9883852512449772E-4,2.2708071545149514E-6,2.2949810678943391E-5,7.1577818809563229E-3,4.3095926047872359E-2]
[2004,11,17,7,null,null,3.1929716880458175E-2,1.8080272632159056E-2,0,0,5.4211388888889014E-5,7.2368318023412715E-3,5.7301032703847392E-2,null,2.5842148922012895E-2,2.2033585536529277E-2,0,0,2.2949810678943391E-5,6.6667720378823687E-3,5.456545630710348E-2]
[2004,11,17,10,null,null,3.2419953637546364E-2,2.1659038964058061E-2,0,0,5.4211388888889014E-5,1.0537792197464962E-2,6.4670996187958282E-2,null,2.6238919470625909E-2,2.6394861259158225E-2,0,0,2.2949810678943391E-5,9.7077091580802018E-3,6.2364439698543279E-2]
[2004,11,17,14,null,null,2.9799454311866976E-2,2.1888593082741412E-2,0,0,5.4211388888889014E-5,9.8039340081179267E-3,6.1546192791615204E-2,null,2.4118032082937009E-2,2.6674608164095701E-2,0,0,2.2949810678943391E-5,9.0316584510668121E-3,5.9847248508778469E-2]
[2004,11,17,15,null,null,2.9544745068031238E-2,2.1761606574084168E-2,0,0,5.4211388888889014E-5,9.5644092737202594E-3,6.0924972304724552E-2,null,2.3911884492099932E-2,2.6519855624827685E-2,0,0,2.2949810678943391E-5,8.8110015606929111E-3,5.9265691488299466E-2]
[2004,11,17,19,null,null,4.4738906511458079E-2,2.0253350322767642E-2,1.2368164150014451E-3,1.7084746006959106E-6,5.4211388888889014E-5,6.6863842356083749E-3,7.2971377348325123E-2,null,3.6209199380176964E-2,2.4681814031069966E-2,6.9883852512449772E-4,2.2708071545149514E-6,2.2949810678943391E-5,6.1596843306583274E-3,6.7774756884863216E-2]
[2004,11,17,22,null,null,3.683769683230935E-2,1.8507553269532465E-2,1.2368164150014451E-3,1.7084746006959106E-6,5.4211388888889014E-5,6.1167138183319536E-3,6.2754700198664803E-2,null,2.9814396759249958E-2,2.2554292533774681E-2,6.9883852512449772E-4,2.2708071545149514E-6,2.2949810678943391E-5,5.6348879954058574E-3,5.8727636431388459E-2]
[2004,11,18,1,null,null,2.2696759964372315E-2,1.6413889699707907E-2,1.2368164150014451E-3,1.7084746006959106E-6,5.4211388888889014E-5,6.3893651295634669E-3,4.6792751072134715E-2,null,1.8369503658376096E-2,2.0002842326746696E-2,6.9883852512449772E-4,2.2708071545149514E-6,2.2949810678943391E-5,5.8860620156756319E-3,4.498246714375638E-2]
[2004,11,18,5,null,null,2.0217870972807445E-2,1.5644093616348876E-2,1.2368164150014451E-3,1.7084746006959106E-6,5.4211388888889014E-5,7.9249708342346206E-3,4.5079671701881971E-2,null,1.6363227852017034E-2,1.9064727720100358E-2,6.9883852512449772E-4,2.2708071545149514E-6,2.2949810678943391E-5,7.3007049772271541E-3,4.3452719692302501E-2]
[2004,11,18,8,null,null,3.3057481163073867E-2,1.9588580094811105E-2,0,0,5.4211388888889014E-5,9.5232074668893021E-3,6.2223480113663167E-2,null,2.6754899030302096E-2,2.3871689539154643E-2,0,0,2.2949810678943391E-5,8.7730453028727444E-3,5.9422583683008429E-2]
[2004,11,18,12,null,null,3.0555760330447827E-2,2.125243172276358E-2,0,0,5.4211388888889014E-5,1.0103240012815729E-2,6.1965643454916029E-2,null,2.4730144393107313E-2,2.5899347966128621E-2,0,0,2.2949810678943391E-5,9.3073875211060024E-3,5.9959829691020872E-2]
[2004,11,18,16,null,null,3.1783901562427039E-2,2.1834718064706791E-2,0,0,5.4211388888889014E-5,9.009106431638535E-3,6.2681937447661262E-2,null,2.5724134059000515E-2,2.6608953190727848E-2,0,0,2.2949810678943391E-5,8.2994410379031817E-3,6.0655478098310484E-2]
[2004,11,18,19,null,null,4.3315899634699798E-2,2.070562827476741E-2,1.2368164150014451E-3,1.7084746006959106E-6,5.4211388888889014E-5,6.6863842356083749E-3,7.2000648423566613E-2,null,3.5057496226531329E-2,2.523298409052737E-2,6.9883852512449772E-4,2.2708071545149514E-6,2.2949810678943391E-5,6.1596843306583274E-3,6.7174223790674989E-2]
[2004,11,18,20,null,null,4.3641057674396078E-2,2.0247950490490087E-2,1.2368164150014451E-3,1.7084746006959106E-6,5.4211388888889014E-5,5.7987147557808623E-3,7.0980459199158061E-2,null,3.5320661180874027E-2,2.4675233507159128E-2,6.9883852512449772E-4,2.2708071545149514E-6,2.2949810678943391E-5,5.3419383571950384E-3,6.6061892188186144E-2]
[2004,11,18,23,null,null,3.1529278914136413E-2,1.830886297244062E-2,1.2368164150014451E-3,1.7084746006959106E-6,5.4211388888889014E-5,6.9004972418007801E-3,5.8031375406868847E-2,null,2.5518056553813777E-2,2.2312157929650141E-2,6.9883852512449772E-4,2.2708071545149514E-6,2.2949810678943391E-5,6.3569312256557559E-3,5.4911204852077629E-2]
[2004,11,19,2,null,null,1.7835389909123287E-2,1.6340921984595604E-2,1.2368164150014451E-3,1.7084746006959106E-6,5.4211388888889014E-5,7.7059753356943112E-3,4.3175023507904232E-2,null,1.4434979296537885E-2,1.9913919973359593E-2,6.9883852512449772E-4,2.2708071545149514E-6,2.2949810678943391E-5,7.0989601936025989E-3,4.2171918606458039E-2]
[2004,11,19,5,null,null,1.777107234250724E-2,1.5419203300672918E-2,1.2368164150014451E-3,1.7084746006959106E-6,5.4211388888889014E-5,8.2513464238662768E-3,4.2734358345537467E-2,null,1.4382924211269948E-2,1.8790664374508451E-2,6.9883852512449772E-4,2.2708071545149514E-6,2.2949810678943391E-5,7.601371306669792E-3,4.1499019035406148E-2]
[2004,11,19,10,null,null,2.6414305201616431E-2,2.1281820002991569E-2,0,0,5.4211388888889014E-5,1.0974131742115773E-2,5.8724468335612665E-2,null,2.1378279401827148E-2,2.5935162093456719E-2,0,0,2.2949810678943391E-5,1.0109677361121653E-2,5.744606866708446E-2]
[2004,11,19,14,null,null,2.539376198860948E-2,2.17210836259852E-2,0,0,5.4211388888889014E-5,9.1330138250074414E-3,5.6302070828491015E-2,null,2.0552308103972763E-2,2.6470472196751339E-2,0,0,2.2949810678943391E-5,8.4135879972302534E-3,5.545931810863329E-2]
[2004,11,19,17,null,null,3.3374141789342407E-2,2.0925304124233938E-2,0,0,5.4211388888889014E-5,6.190815012933293E-3,6.0544472315398529E-2,null,2.7011186647646356E-2,2.5500692809195761E-2,0,0,2.2949810678943391E-5,5.7031520901969042E-3,5.8237981357717961E-2]
[2004,11,19,20,null,null,3.6817608059054985E-2,1.9996330456886074E-2,1.2368164150014451E-3,1.7084746006959106E-6,5.4211388888889014E-5,5.9889046209183963E-3,6.409557941535049E-2,null,2.9798138015959388E-2,2.4368595900198645E-2,6.9883852512449772E-4,2.2708071545149514E-6,2.2949810678943391E-5,5.5171465849691483E-3,6.040793964408514E-2]
[2004,11,19,21,null,null,3.4758002704130903E-2,1.9031999395995272E-2,1.2368164150014451E-3,1.7084746006959106E-6,5.4211388888889014E-5,5.872744038548241E-3,6.0955482417165446E-2,null,2.8131207222247961E-2,2.3193410583696464E-2,6.9883852512449772E-4,2.2708071545149514E-6,2.2949810678943391E-5,5.4101362047916041E-3,5.7458813153693986E-2]
[2004,11,19,24,null,null,2.3159996126651684E-2,1.3679254222962836E-2,1.2368164150014451E-3,1.7084746006959106E-6,5.4211388888889014E-5,7.4343912109257025E-3,4.5566377839031252E-2,null,1.8744421417168117E-2,1.6670269532411856E-2,6.9883852512449772E-4,2.2708071545149514E-6,2.2949810678943391E-5,6.8487692953763399E-3,4.2987519387914265E-2]
[2004,11,20,6,null,null,2.1604902426084746E-2,1.2544212412150058E-2,1.2368164150014451E-3,1.7084746006959106E-6,5.4211388888889014E-5,9.5108125859823256E-3,4.4952663702708159E-2,null,1.7485814485318673E-2,1.5287046981796257E-2,6.9883852512449772E-4,2.2708071545149514E-6,2.2949810678943391E-5,8.7616267916097376E-3,4.2258547401682625E-2]
[2004,11,20,8,null,null,2.9512964705285305E-2,1.4401190488187931E-2,0,0,5.4211388888889014E-5,9.9788485128705501E-3,5.3947215095232676E-2,null,2.3886163222163501E-2,1.7550059609441247E-2,0,0,2.2949810678943391E-5,9.1927945892492091E-3,5.0651967231532903E-2]
[2004,11,20,11,null,null,3.5362470096934953E-2,1.583822943392918E-2,0,0,5.4211388888889014E-5,8.8207256663993261E-3,6.0075636586152351E-2,null,2.8620429736867358E-2,1.9301311992328162E-2,0,0,2.2949810678943391E-5,8.1258994035977757E-3,5.6070590943472234E-2]
[2004,11,20,15,null,null,3.2879429373803934E-2,1.4735205817594441E-2,0,0,5.4211388888889014E-5,7.2119174867952811E-3,5.4880764067082546E-2,null,2.6610793748336362E-2,1.7957108522957076E-2,0,0,2.2949810678943391E-5,6.6438202729717554E-3,5.1234672354944139E-2]
[2004,11,20,18,null,null,4.2592973305018503E-2,1.4130214195691979E-2,0,0,5.4211388888889014E-5,6.943350650490821E-3,6.3720749540090188E-2,null,3.4472399592533232E-2,1.721983343196307E-2,0,0,2.2949810678943391E-5,6.3964089853420156E-3,5.8111591820517255E-2]
[2004,11,20,21,null,null,3.9467882240821178E-2,1.3026000215054862E-2,1.2368164150014451E-3,1.7084746006959106E-6,5.4211388888889014E-5,5.6441325466656308E-3,5.9430751281032701E-2,null,3.194312352728676E-2,1.5874179321099476E-2,6.9883852512449772E-4,2.2708071545149514E-6,2.2949810678943391E-5,5.1995328989183796E-3,5.3740894890262569E-2]
[2004,11,20,23,null,null,2.9671660413391254E-2,1.2004941976001979E-2,1.2368164150014451E-3,1.7084746006959106E-6,5.4211388888889014E-5,7.1681720228329217E-3,5.0137510690717188E-2,null,2.401460276133988E-2,1.4629863236621103E-2,6.9883852512449772E-4,2.2708071545149514E-6,2.2949810678943391E-5,6.6035207269972184E-3,4.5972045867916159E-2]
[2004,11,21,2,null,null,2.0870847754406278E-2,1.1088945825269944E-2,1.2368164150014451E-3,1.7084746006959106E-6,5.4211388888889014E-5,8.9372060430001586E-3,4.2189735901167411E-2,null,1.689171118608071E-2,1.3513581422242524E-2,6.9883852512449772E-4,2.2708071545149514E-6,2.2949810678943391E-5,8.2332043871726612E-3,3.9362556138453846E-2]
[2004,11,21,6,null,null,2.1440578739542727E-2,1.1010104768747043E-2,1.2368164150014451E-3,1.7084746006959106E-6,5.4211388888889014E-5,9.7403151336412225E-3,4.3483734920422026E-2,null,1.7352819971307432E-2,1.341750150143437E-2,6.9883852512449772E-4,2.2708071545149514E-6,2.2949810678943391E-5,8.9730509630075173E-3,4.0467431578707275E-2]
[2004,11,21,9,null,null,3.4959176724680012E-2,1.3802517851890671E-2,0,0,5.4211388888889014E-5,8.1768030428743671E-3,5.699270900833394E-2,null,{"$f":"G7811*X$5","v":2.8294026360849593E-2},{"$f":"H7811*Y$5","v":1.6820485171676811E-2},{"$f":"I7811*Z$5","v":0},{"$f":"J7811*AA$5","v":0},{"$f":"K7811*AB$5","v":2.2949810678943391E-5},{"$f":"L7811*AC$5","v":7.5326998573975708E-3},{"$f":"SUM(O7811:T7811)","v":5.2670161200602923E-2}]
[2004,11,21,12,null,null,3.4139385414522203E-2,1.6432591689022624E-2,0,0,5.4211388888889014E-5,1.0075530615553481E-2,6.0701719107987204E-2,null,2.7630532562849898E-2,2.0025633569426084E-2,0,0,2.2949810678943391E-5,9.2818608486752892E-3,5.6960976791630216E-2]
[2004,11,21,16,null,null,3.6299935023016552E-2,1.6798794166423762E-2,0,0,5.4211388888889014E-5,8.1954844369470422E-3,6.1348425015276251E-2,null,2.9379162058850189E-2,2.047190745996218E-2,0,0,2.2949810678943391E-5,7.5499096805679913E-3,5.7423929010059299E-2]
[2004,11,21,20,null,null,4.0157131088776651E-2,1.5643827898823064E-2,1.2368164150014451E-3,1.7084746006959106E-6,5.4211388888889014E-5,8.5974645158943177E-3,6.5691159781985059E-2,null,3.2500963468050294E-2,1.9064403902536727E-2,6.9883852512449772E-4,2.2708071545149514E-6,2.2949810678943391E-5,7.9202249819743942E-3,6.0209651495519372E-2]
[2004,11,21,23,null,null,3.137719469774513E-2,1.56881866946703E-2,1.2368164150014451E-3,1.7084746006959106E-6,5.4211388888889014E-5,7.7719270571331893E-3,5.6130044728039653E-2,null,2.5394967990786884E-2,1.9118461899475282E-2,6.9883852512449772E-4,2.2708071545149514E-6,2.2949810678943391E-5,7.1597167655871336E-3,5.2397205798807252E-2]
[2004,11,21,24,null,null,2.6337085847029745E-2,1.5530628269416105E-2,1.2368164150014451E-3,1.7084746006959106E-6,5.4211388888889014E-5,7.6392187046003535E-3,5.0799669099537238E-2,null,2.1315782322120433E-2,1.8926452790405526E-2,6.9883852512449772E-4,2.2708071545149514E-6,2.2949810678943391E-5,7.0374621163118642E-3,4.8003756371795783E-2]
[2004,11,22,3,null,null,1.9273339613152359E-2,1.5875802880559731E-2,1.2368164150014451E-3,1.7084746006959106E-6,5.4211388888889014E-5,8.833685069866995E-3,4.527556384207012E-2,null,1.5598776349076937E-2,1.9347101000441014E-2,6.9883852512449772E-4,2.2708071545149514E-6,2.2949810678943391E-5,8.1378379688464442E-3,4.3807774461322349E-2]
[2004,11,22,7,null,null,3.0595988703776077E-2,1.8446762413027992E-2,0,0,5.4211388888889014E-5,9.9108297204163996E-3,5.9007792226109357E-2,null,2.4762703016108296E-2,2.2480209550410385E-2,0,0,2.2949810678943391E-5,9.1301337735816192E-3,5.639599615077924E-2]
[2004,11,22,10,null,null,3.250729528677887E-2,2.1508937055401457E-2,0,0,5.4211388888889014E-5,1.3700701262634936E-2,6.7771144993704152E-2,null,2.6309608976424252E-2,2.6211939059318221E-2,0,0,2.2949810678943391E-5,1.2621469528635994E-2,6.5165967375057407E-2]
[2004,11,22,13,null,null,3.0438352833601946E-2,2.162612834240215E-2,0,0,5.4211388888889014E-5,1.2734410088776226E-2,6.4853102653669212E-2,null,2.4635121251204387E-2,2.6354754618508013E-2,0,0,2.2949810678943391E-5,1.1731295049763949E-2,6.2744120730155298E-2]
[2004,11,22,17,null,null,3.7282549589832389E-2,2.1067924963298484E-2,0,0,5.4211388888889014E-5,1.0023540860546175E-2,6.8428226802565939E-2,null,3.0174436005802573E-2,2.5674498178216074E-2,0,0,2.2949810678943391E-5,9.233966431006645E-3,6.5105850425704243E-2]
[2004,11,22,21,null,null,4.1010222793972609E-2,1.923672629567956E-2,1.2368164150014451E-3,1.7084746006959106E-6,5.4211388888889014E-5,7.1539307766706351E-3,6.869361614481384E-2,null,3.3191408766151273E-2,2.3442901714034778E-2,6.9883852512449772E-4,2.2708071545149514E-6,2.2949810678943391E-5,6.5904012923754798E-3,6.3948770915519482E-2]
[2004,11,22,22,null,null,3.7572982604775179E-2,1.9108367251909664E-2,1.2368164150014451E-3,1.7084746006959106E-6,5.4211388888889014E-5,7.2458742805877512E-3,6.5219960415763625E-2,null,3.0409496443454441E-2,2.3286476530198743E-2,6.9883852512449772E-4,2.2708071545149514E-6,2.2949810678943391E-5,6.6751022219702855E-3,6.1095134338581422E-2]
[2004,11,23,1,null,null,2.1738627556765221E-2,1.791888977257516E-2,1.2368164150014451E-3,1.7084746006959106E-6,5.4211388888889014E-5,6.3893651295634669E-3,4.7339618737394874E-2,null,1.7594044218598125E-2,2.1836915767598542E-2,6.9883852512449772E-4,2.2708071545149514E-6,2.2949810678943391E-5,5.8860620156756319E-3,4.6041081144830256E-2]
[2004,11,23,4,null,null,1.8616007095567599E-2,1.6717562231966163E-2,1.2368164150014451E-3,1.7084746006959106E-6,5.4211388888889014E-5,7.7698267251358529E-3,4.4396132331160645E-2,null,1.5066767722933952E-2,2.0372913887653669E-2,6.9883852512449772E-4,2.2708071545149514E-6,2.2949810678943391E-5,7.1577818809563229E-3,4.3321522634501904E-2]
[2004,11,23,8,null,null,3.1142282658488223E-2,2.0821506477174911E-2,0,0,5.4211388888889014E-5,9.5232074668893021E-3,6.1541207991441325E-2,null,2.5204843163661776E-2,2.5374199454726225E-2,0,0,2.2949810678943391E-5,8.7730453028727444E-3,5.9375037731939681E-2]
[2004,11,23,10,null,null,2.9837245185859174E-2,2.2399141632637242E-2,0,0,5.4211388888889014E-5,1.0537792197464962E-2,6.2828390404850276E-2,null,2.4148617928632279E-2,2.7296789885220413E-2,0,0,2.2949810678943391E-5,9.7077091580802018E-3,6.1176066782611838E-2]
[2004,11,23,15,null,null,2.7589933159040889E-2,2.3135800248632557E-2,0,0,5.4211388888889014E-5,9.5644092737202594E-3,6.0344354070282595E-2,null,2.2329767724332084E-2,2.8194521404925697E-2,0,0,2.2949810678943391E-5,8.8110015606929111E-3,5.9358240500629642E-2]
[2004,11,23,19,null,null,4.1197198749420856E-2,2.1835937395138803E-2,1.2368164150014451E-3,1.7084746006959106E-6,5.4211388888889014E-5,6.6863842356083749E-3,7.1012256658659068E-2,null,3.3342736775216292E-2,2.6610439131892434E-2,6.9883852512449772E-4,2.2708071545149514E-6,2.2949810678943391E-5,6.1596843306583274E-3,6.6836919380725016E-2]
[2004,11,23,22,null,null,3.4189602241236336E-2,2.0014396464756983E-2,1.2368164150014451E-3,1.7084746006959106E-6,5.4211388888889014E-5,6.1167138183319536E-3,6.1613448802816308E-2,null,2.7671175288220624E-2,2.4390612101935518E-2,6.9883852512449772E-4,2.2708071545149514E-6,2.2949810678943391E-5,5.6348879954058574E-3,5.8420734528519959E-2]
[2004,11,23,23,null,null,3.0126996279165884E-2,1.9206454003646942E-2,1.2368164150014451E-3,1.7084746006959106E-6,5.4211388888889014E-5,6.9004972418007801E-3,5.752668380310464E-2,null,2.4383126456583894E-2,2.3406010282724106E-2,6.9883852512449772E-4,2.2708071545149514E-6,2.2949810678943391E-5,6.3569312256557559E-3,5.4870127107921711E-2]
[2004,11,24,2,null,null,1.7856296205734909E-2,1.7534223549686073E-2,1.2368164150014451E-3,1.7084746006959106E-6,5.4211388888889014E-5,7.1938678784976137E-3,4.3877123912409631E-2,null,1.4451899698070664E-2,2.1368140971030208E-2,6.9883852512449772E-4,2.2708071545149514E-6,2.2949810678943391E-5,6.6271924685429324E-3,4.3171292280601757E-2]
[2004,11,24,7,null,null,2.5489492656072275E-2,1.9007635171507956E-2,0,0,5.4211388888889014E-5,7.2368318023412715E-3,5.1788171018810392E-2,null,2.0629787217684895E-2,2.3163719038928627E-2,0,0,2.2949810678943391E-5,6.6667720378823687E-3,5.0483228105174832E-2]
[2004,11,24,10,null,null,2.6847143385656341E-2,2.2017185606047946E-2,0,0,5.4211388888889014E-5,1.0537792197464962E-2,5.9456332578058144E-2,null,2.1728594716334017E-2,2.6831317878560568E-2,0,0,2.2949810678943391E-5,9.7077091580802018E-3,5.8290571563653734E-2]
[2004,11,24,13,null,null,2.6360235704598188E-2,2.2732897938610795E-2,0,0,5.4211388888889014E-5,9.6362263865740309E-3,5.8783571418671909E-2,null,2.1334518537948682E-2,2.7703523138951563E-2,0,0,2.2949810678943391E-5,8.8771614954395051E-3,5.7938152983018694E-2]
[2004,11,24,16,null,null,2.7939326946282435E-2,2.2869299052273577E-2,0,0,5.4211388888889014E-5,9.009106431638535E-3,5.9871943819083437E-2,null,2.2612547753861508E-2,2.7869748818525723E-2,0,0,2.2949810678943391E-5,8.2994410379031817E-3,5.8804687420969351E-2]
[2004,11,24,20,null,null,3.7804076737039033E-2,2.1629527450235459E-2,1.2368164150014451E-3,1.7084746006959106E-6,5.4211388888889014E-5,5.7987147557808623E-3,6.6525055221546378E-2,null,3.0596531267575316E-2,2.6358896952792282E-2,6.9883852512449772E-4,2.2708071545149514E-6,2.2949810678943391E-5,5.3419383571950384E-3,6.3021425720520594E-2]
[2004,11,24,23,null,null,2.741312392336745E-2,1.959958667200384E-2,1.2368164150014451E-3,1.7084746006959106E-6,5.4211388888889014E-5,6.9004972418007801E-3,5.5205944115663104E-2,null,2.2186668096603888E-2,2.3885102741763611E-2,6.9883852512449772E-4,2.2708071545149514E-6,2.2949810678943391E-5,6.3569312256557559E-3,5.315276120698121E-2]
[2004,11,24,24,null,null,2.1336008834296961E-2,1.8947874975797564E-2,1.2368164150014451E-3,1.7084746006959106E-6,5.4211388888889014E-5,7.7007812293999967E-3,4.9277401317985553E-2,null,1.7268186866847439E-2,2.3090892073835047E-2,6.9883852512449772E-4,2.2708071545149514E-6,2.2949810678943391E-5,7.0941752374849886E-3,4.8177313321125431E-2]
[2004,11,25,4,null,null,1.9175587779705756E-2,1.629101293788035E-2,1.2368164150014451E-3,1.7084746006959106E-6,5.4211388888889014E-5,7.7698267251358529E-3,4.4529163721212989E-2,null,1.5519661415274534E-2,1.9853098144385E-2,6.9883852512449772E-4,2.2708071545149514E-6,2.2949810678943391E-5,7.1577818809563229E-3,4.3254600583573811E-2]
[2004,11,25,7,null,null,2.4868331774815532E-2,1.7361256402608667E-2,0,0,5.4211388888889014E-5,7.2368318023412715E-3,4.9520631368654359E-2,null,2.0127053915724745E-2,2.1157353970873986E-2,0,0,2.2949810678943391E-5,6.6667720378823687E-3,4.7974129735160048E-2]
[2004,11,25,11,null,null,3.2859052346438392E-2,2.0888387441632857E-2,0,0,5.4211388888889014E-5,1.050486344030143E-2,6.430651461726157E-2,null,2.6594301708092481E-2,2.5455704168793898E-2,0,0,2.2949810678943391E-5,9.6773742652022116E-3,6.1750329952767531E-2]
[2004,11,25,14,null,null,3.0620410816153191E-2,2.0799202597487992E-2,0,0,5.4211388888889014E-5,9.8039340081179267E-3,6.1277758810647995E-2,null,2.4782468924694406E-2,2.5347018756134099E-2,0,0,2.2949810678943391E-5,9.0316584510668121E-3,5.9184095942574261E-2]
[2004,11,25,18,null,null,4.5069726625779863E-2,2.0157706994183341E-2,0,0,5.4211388888889014E-5,9.2500994593318654E-3,7.4531744468183961E-2,null,3.6476946904926644E-2,2.4565257964453347E-2,0,0,2.2949810678943391E-5,8.5214505611631696E-3,6.9586605241222094E-2]
[2004,11,25,21,null,null,3.9477006891227309E-2,1.949055579396634E-2,1.2368164150014451E-3,1.7084746006959106E-6,5.4211388888889014E-5,5.8163091674031438E-3,6.607660813108783E-2,null,3.1950508515244509E-2,2.3752231892621149E-2,6.9883852512449772E-4,2.2708071545149514E-6,2.2949810678943391E-5,5.3581468217041173E-3,6.1784946372527731E-2]
[2004,11,26,1,null,null,2.0970785693486552E-2,1.6352021211312032E-2,1.2368164150014451E-3,1.7084746006959106E-6,5.4211388888889014E-5,7.3419694166301577E-3,4.5957512599919773E-2,null,1.6972595433014076E-2,1.9927446083624695E-2,6.9883852512449772E-4,2.2708071545149514E-6,2.2949810678943391E-5,6.7636277512960821E-3,4.4387728410892807E-2]
[2004,11,26,2,null,null,1.8979374737261055E-2,1.5694835792920865E-2,1.2368164150014451E-3,1.7084746006959106E-6,5.4211388888889014E-5,7.7059753356943112E-3,4.3672922144367264E-2,null,1.5360857418286997E-2,1.9126564845599228E-2,6.9883852512449772E-4,2.2708071545149514E-6,2.2949810678943391E-5,7.0989601936025989E-3,4.231044160044678E-2]
[2004,11,26,5,null,null,1.7958919019418096E-2,1.5590328637476079E-2,1.2368164150014451E-3,1.7084746006959106E-6,5.4211388888889014E-5,8.2513464238662768E-3,4.3093330359251482E-2,null,1.4534956934184775E-2,1.8999206846330104E-2,6.9883852512449772E-4,2.2708071545149514E-6,2.2949810678943391E-5,7.601371306669792E-3,4.1859594230142627E-2]
[2004,11,26,8,null,null,2.7346636129327456E-2,1.7263402936371759E-2,0,0,5.4211388888889014E-5,1.0472638398130982E-2,5.5136888852719085E-2,null,2.2132856549150762E-2,2.1038104512514502E-2,0,0,2.2949810678943391E-5,9.6476876542750355E-3,5.2841598526619238E-2]
[2004,11,26,12,null,null,3.0882471204781149E-2,1.8779108843090028E-2,0,0,5.4211388888889014E-5,9.9853056998375211E-3,5.9701097136597589E-2,null,2.4994566126020641E-2,2.2885224654082388E-2,0,0,2.2949810678943391E-5,9.1987431306400497E-3,5.7101483721422021E-2]
[2004,11,26,15,null,null,3.2188836117378564E-2,1.8752017972692294E-2,0,0,5.4211388888889014E-5,7.5878943311688454E-3,5.85829598101286E-2,null,2.6051865717627617E-2,2.2852210273032306E-2,0,0,2.2949810678943391E-5,6.9901806667769569E-3,5.5917206468115821E-2]
[2004,11,26,18,null,null,4.241718004351766E-2,1.716304806739849E-2,0,0,5.4211388888889014E-5,7.100319695278863E-3,6.6734759195083898E-2,null,3.4330122238173992E-2,2.0915806711230424E-2,0,0,2.2949810678943391E-5,6.5410132634554667E-3,6.1809892023538822E-2]
[2004,11,26,23,null,null,2.8242789137907127E-2,1.5082814734913765E-2,1.2368164150014451E-3,1.7084746006959106E-6,5.4211388888889014E-5,6.8631700124349212E-3,5.1481510163746844E-2,null,2.2858153287337608E-2,1.8380723308466042E-2,6.9883852512449772E-4,2.2708071545149514E-6,2.2949810678943391E-5,6.3225443370579833E-3,4.8285480075819592E-2]
[2004,11,27,2,null,null,1.963843792943621E-2,1.4408845480648821E-2,1.2368164150014451E-3,1.7084746006959106E-6,5.4211388888889014E-5,8.2782923242744905E-3,4.3618312012850553E-2,null,1.589426675683429E-2,1.7559388391954651E-2,6.9883852512449772E-4,2.2708071545149514E-6,2.2949810678943391E-5,7.6261946244259018E-3,4.1803908916172798E-2]
[2004,11,27,3,null,null,1.8073710470692068E-2,1.4337744380421008E-2,1.2368164150014451E-3,1.7084746006959106E-6,5.4211388888889014E-5,8.8111317488402362E-3,4.2515322878444339E-2,null,1.4627862793322271E-2,1.7472740795124484E-2,6.9883852512449772E-4,2.2708071545149514E-6,2.2949810678943391E-5,8.1170612181785708E-3,4.0941723949583286E-2]
[2004,11,27,6,null,null,1.9528485937376647E-2,1.4782771335655526E-2,1.2368164150014451E-3,1.7084746006959106E-6,5.4211388888889014E-5,9.5108125859823256E-3,4.5114806137505528E-2,null,1.5805277688634496E-2,1.8015074402792545E-2,6.9883852512449772E-4,2.2708071545149514E-6,2.2949810678943391E-5,8.7616267916097376E-3,4.3306038025994739E-2]
[2004,11,27,10,null,null,3.2256399510632888E-2,1.7529061380791858E-2,0,0,5.4211388888889014E-5,1.0127364142257069E-2,5.9967036422570702E-2,null,2.6106547795664563E-2,2.1361850076407174E-2,0,0,2.2949810678943391E-5,9.3296113444572299E-3,5.6820959027207907E-2]
[2004,11,27,15,null,null,2.9979373753991807E-2,1.6719778502466226E-2,0,0,5.4211388888889014E-5,7.2119174867952811E-3,5.3965281132142204E-2,null,2.4263648939947129E-2,2.0375614753211879E-2,0,0,2.2949810678943391E-5,6.6438202729717554E-3,5.1306033776809708E-2]
[2004,11,27,17,null,null,3.2647082979669673E-2,1.6181968704904022E-2,0,0,5.4211388888889014E-5,7.9588059347730084E-3,5.6842069008235595E-2,null,2.6422745412637366E-2,1.9720211020201061E-2,0,0,2.2949810678943391E-5,7.3318748189934481E-3,5.3497781062510824E-2]
[2004,11,27,21,null,null,3.5589476846407245E-2,1.4901555327698568E-2,1.2368164150014451E-3,1.7084746006959106E-6,5.4211388888889014E-5,5.6441325466656308E-3,5.7427900999262475E-2,null,2.8804156459159572E-2,1.8159830917381575E-2,6.9883852512449772E-4,2.2708071545149514E-6,2.2949810678943391E-5,5.1995328989183796E-3,5.2887579418417478E-2]
[2004,11,27,24,null,null,2.4688782258755426E-2,1.332158607702935E-2,1.2368164150014451E-3,1.7084746006959106E-6,5.4211388888889014E-5,6.8655338535301754E-3,4.6168638467805986E-2,null,1.9981736456435265E-2,1.6234396033850775E-2,6.9883852512449772E-4,2.2708071545149514E-6,2.2949810678943391E-5,6.3247219736462393E-3,4.3264913606890235E-2]
[2004,11,28,3,null,null,1.8548224200666406E-2,1.2220401853264602E-2,1.2368164150014451E-3,1.7084746006959106E-6,5.4211388888889014E-5,9.2418736135551835E-3,4.1303235945977221E-2,null,1.5011907992390152E-2,1.4892434146470773E-2,6.9883852512449772E-4,2.2708071545149514E-6,2.2949810678943391E-5,8.5138726817665291E-3,3.9142273963585404E-2]
[2004,11,28,4,null,null,1.8621989156846843E-2,1.1990883652232423E-2,1.2368164150014451E-3,1.7084746006959106E-6,5.4211388888889014E-5,9.093252193742872E-3,4.0998861281313172E-2,null,1.5071609272861176E-2,1.4612731012700664E-2,6.9883852512449772E-4,2.2708071545149514E-6,2.2949810678943391E-5,8.3769584694568626E-3,3.8785357897976658E-2]
[2004,11,28,7,null,null,2.4027083074103537E-2,1.30430224053823E-2,0,0,5.4211388888889014E-5,8.6036141144807399E-3,4.5727930982855471E-2,null,1.9446193691199719E-2,1.5894923471048386E-2,0,0,2.2949810678943391E-5,7.9258901643387124E-3,4.3289957137265765E-2]
[2004,11,28,12,null,null,3.1873707346873517E-2,1.5472678711891941E-2,0,0,5.4211388888889014E-5,1.0075530615553481E-2,5.7476128063207829E-2,null,2.5796817899712689E-2,1.8855832365675781E-2,0,0,2.2949810678943391E-5,9.2818608486752892E-3,5.3957460924742698E-2]
[2004,11,28,15,null,null,3.3221706073889835E-2,1.570955019942654E-2,0,0,5.4211388888889014E-5,8.1203196588207106E-3,5.7105787321025975E-2,null,2.6887813600697422E-2,1.9144496606970204E-2,0,0,2.2949810678943391E-5,7.4806657828606913E-3,5.3535925801207258E-2]
[2004,11,28,18,null,null,4.3806987380884732E-2,1.552987272301537E-2,0,0,5.4211388888889014E-5,6.1838135665252076E-3,6.5574885059314206E-2,null,3.5454955518707316E-2,1.8925532041222916E-2,0,0,2.2949810678943391E-5,5.6967021617733843E-3,6.0100139532382559E-2]
[2004,11,28,22,null,null,3.5399538854319235E-2,1.5812526614273938E-2,1.2368164150014451E-3,1.7084746006959106E-6,5.4211388888889014E-5,6.0931347902659317E-3,5.8597936537350133E-2,null,2.8650431141272695E-2,1.9269989164021003E-2,6.9883852512449772E-4,2.2708071545149514E-6,2.2949810678943391E-5,5.6131663347006658E-3,5.4257645782952321E-2]
[2004,11,29,1,null,null,1.9741692236476677E-2,1.5149209725462512E-2,1.2368164150014451E-3,1.7084746006959106E-6,5.4211388888889014E-5,8.6739001361038452E-3,4.485753837653407E-2,null,1.5977835088785648E-2,1.8461635788781787E-2,6.9883852512449772E-4,2.2708071545149514E-6,2.2949810678943391E-5,7.9906396149835805E-3,4.3154169635508971E-2]
[2004,11,29,4,null,null,1.8214175067149757E-2,1.4923789725135347E-2,1.2368164150014451E-3,1.7084746006959106E-6,5.4211388888889014E-5,9.1446728480873794E-3,4.3575373918863514E-2,null,1.4741547077887652E-2,1.8186926941194021E-2,6.9883852512449772E-4,2.2708071545149514E-6,2.2949810678943391E-5,8.4243286156640285E-3,4.2076861777703659E-2]
[2004,11,29,5,null,null,1.9162254410441462E-2,1.5181514348021263E-2,1.2368164150014451E-3,1.7084746006959106E-6,5.4211388888889014E-5,9.3621174264265934E-3,4.499862246338035E-2,null,1.5508870122778892E-2,1.8501003926577865E-2,6.9883852512449772E-4,2.2708071545149514E-6,2.2949810678943391E-5,8.6246446481842275E-3,4.3358577840498944E-2]
[2004,11,29,9,null,null,3.1908204272312168E-2,1.9694505409308661E-2,0,0,5.4211388888889014E-5,1.2707081526144751E-2,6.4364002596654465E-2,null,{"$f":"G8003*X$5","v":2.5824737805419176E-2},{"$f":"H8003*Y$5","v":2.4000775782761077E-2},{"$f":"I8003*Z$5","v":0},{"$f":"J8003*AA$5","v":0},{"$f":"K8003*AB$5","v":2.2949810678943391E-5},{"$f":"L8003*AC$5","v":1.1706119212855859E-2},{"$f":"SUM(O8003:T8003)","v":6.1554582611715057E-2}]
[2004,11,29,13,null,null,2.8940168069957459E-2,2.0335608833349113E-2,0,0,5.4211388888889014E-5,1.2734410088776226E-2,6.2064398380971691E-2,null,2.3422573269030234E-2,2.4782058643851999E-2,0,0,2.2949810678943391E-5,1.1731295049763949E-2,5.995887677332512E-2]
[2004,11,29,16,null,null,3.1259920100906016E-2,2.1035125560354861E-2,0,0,5.4211388888889014E-5,1.0525744942685267E-2,6.2875001992835036E-2,null,2.5300052410807527E-2,2.5634527074626632E-2,0,0,2.2949810678943391E-5,9.6966108897367908E-3,6.0654140185849893E-2]
[2004,11,29,19,null,null,4.0775731567763776E-2,2.0262453169499966E-2,1.2368164150014451E-3,1.7084746006959106E-6,5.4211388888889014E-5,8.8426651054740804E-3,7.1173586121228857E-2,null,3.3001624521859937E-2,2.4692907246099582E-2,6.9883852512449772E-4,2.2708071545149514E-6,2.2949810678943391E-5,8.1461106290269848E-3,6.6564701539944468E-2]
[2004,11,29,23,null,null,3.0376548438974159E-2,1.8232445596017111E-2,1.2368164150014451E-3,1.7084746006959106E-6,5.4211388888889014E-5,6.4886309841051745E-3,5.6390361297587475E-2,null,2.4585100188506407E-2,2.2219031634811551E-2,6.9883852512449772E-4,2.2708071545149514E-6,2.2949810678943391E-5,5.9775084996413165E-3,5.3505699465917225E-2]
[2004,11,30,2,null,null,2.1356680759744881E-2,1.7037878179766524E-2,1.3505280241899967E-3,1.8655499707722962E-6,5.4211388888889014E-5,7.1938678784976137E-3,4.6995031781058683E-2,null,1.7284917581307884E-2,2.0763268003333335E-2,7.6308900910175624E-4,2.4795827921640277E-6,2.2949810678943391E-5,6.6271924685429324E-3,4.5463896455757012E-2]
[2004,11,30,4,null,null,2.0573874026537309E-2,1.6560275510334076E-2,1.3505280241899967E-3,1.8655499707722962E-6,5.4211388888889014E-5,7.7698267251358529E-3,4.63105812250569E-2,null,1.6651357056720665E-2,2.0181235891124086E-2,7.6308900910175624E-4,2.4795827921640277E-6,2.2949810678943391E-5,7.1577818809563229E-3,4.4778893231373934E-2]
[2004,11,30,7,null,null,3.2951271325605713E-2,1.895317046306998E-2,1.3659594076801529E-4,1.8868660904702217E-7,5.4211388888889014E-5,7.2368318023412715E-3,5.9332269607282911E-2,null,2.6668938655297496E-2,2.3097345437351636E-2,7.718082055387462E-5,2.5079149646744234E-7,2.2949810678943391E-5,6.6667720378823687E-3,5.653343755326079E-2]
[2004,11,30,10,null,null,3.33039179581796E-2,2.2282393567184866E-2,1.3659594076801529E-4,1.8868660904702217E-7,5.4211388888889014E-5,1.0537792197464962E-2,6.6315099739095384E-2,null,2.6954351358139166E-2,2.7154514459473027E-2,7.718082055387462E-5,2.5079149646744234E-7,2.2949810678943391E-5,9.7077091580802018E-3,6.3916956398421682E-2]
[2004,11,30,14,null,null,3.0502233731205856E-2,2.2912139641910044E-2,1.3659594076801529E-4,1.8868660904702217E-7,5.4211388888889014E-5,9.8039340081179267E-3,6.3409303397499783E-2,null,2.4686822920697186E-2,2.7921956648318706E-2,7.718082055387462E-5,2.5079149646744234E-7,2.2949810678943391E-5,9.0316584510668121E-3,6.1740819442811991E-2]
[2004,11,30,17,null,null,3.7529297087202922E-2,2.2165186250551871E-2,1.3659594076801529E-4,1.8868660904702217E-7,5.4211388888889014E-5,8.9133805696632422E-3,6.879885992368398E-2,null,3.0374139798888374E-2,2.7011679365717484E-2,7.718082055387462E-5,2.5079149646744234E-7,2.2949810678943391E-5,8.2112556941851475E-3,6.5697456281520294E-2]
[2004,11,30,19,null,null,4.5951100060208513E-2,2.1926092142387561E-2,1.3505280241899967E-3,1.8655499707722962E-6,5.4211388888889014E-5,6.6863842356083749E-3,7.5970181401254111E-2,null,3.7190281872276479E-2,2.6720306520257829E-2,7.6308900910175624E-4,2.4795827921640277E-6,2.2949810678943391E-5,6.1596843306583274E-3,7.08587911257655E-2]
[2004,12,1,1,null,null,2.4978760581397939E-2,1.8847786467148721E-2,1.4049599999999879E-3,1.6661480863503531E-6,6.4846814516129276E-5,8.6923814726747404E-3,5.399040148382387E-2,null,2.0216428891258249E-2,2.296891887346331E-2,7.9384471482597417E-4,2.2145491618222759E-6,2.7452204172963845E-5,8.0076651395831269E-3,5.2016524372465442E-2]
[2004,12,1,4,null,null,2.3529425045329122E-2,1.8309080776493014E-2,1.4049599999999879E-3,1.6661480863503531E-6,6.4846814516129276E-5,9.4671207878000534E-3,5.2777099572224664E-2,null,1.9043416775263618E-2,2.2312423357296961E-2,7.9384471482597417E-4,2.2145491618222759E-6,2.7452204172963845E-5,8.7213766840540888E-3,5.0900728284775418E-2]
[2004,12,1,5,null,null,2.3952328609446231E-2,1.8378891676975286E-2,1.4049599999999879E-3,1.6661480863503531E-6,6.4846814516129276E-5,9.4756869024115748E-3,5.3278380151435559E-2,null,1.9385691557231792E-2,2.2397498647833362E-2,7.9384471482597417E-4,2.2145491618222759E-6,2.7452204172963845E-5,8.7292680286265734E-3,5.1335969701852481E-2]
[2004,12,1,8,null,null,3.7585582915050611E-2,2.2225169116400371E-2,1.421013333333321E-4,1.6851858031628439E-7,6.4846814516129276E-5,1.1105652788611468E-2,7.112352148649223E-2,null,3.041969443850151E-2,2.7084777688529738E-2,8.0291533165635103E-5,2.2398530109551952E-7,2.7452204172963845E-5,1.0230838230839097E-2,6.7843278080510036E-2]
[2004,12,1,11,null,null,3.4933232138200578E-2,2.5199693614495575E-2,1.421013333333321E-4,1.6851858031628439E-7,6.4846814516129276E-5,1.3291507450320634E-2,7.3631549869446561E-2,null,2.8273028245832419E-2,3.0709692051972944E-2,8.0291533165635103E-5,2.2398530109551952E-7,2.7452204172963845E-5,1.2244508734116919E-2,7.1335196754561972E-2]
[2004,12,1,15,null,null,3.1855461205023847E-2,2.4138396863524786E-2,1.421013333333321E-4,1.6851858031628439E-7,6.4846814516129276E-5,1.1576388143886908E-2,6.7777362878865322E-2,null,2.5782050480486998E-2,2.9416339168534533E-2,8.0291533165635103E-5,2.2398530109551952E-7,2.7452204172963845E-5,1.0664492817474319E-2,6.5970850189135538E-2]
[2004,12,1,20,null,null,4.5629334608358253E-2,2.1773138230401605E-2,1.4049599999999879E-3,1.6661480863503531E-6,6.4846814516129276E-5,5.3115735549645561E-3,7.4185519356326876E-2,null,3.6929862691116679E-2,2.6533908716892027E-2,7.9384471482597417E-4,2.2145491618222759E-6,2.7452204172963845E-5,4.8931702463966224E-3,6.9180453122566113E-2]
[2004,12,1,22,null,null,4.0051794931102704E-2,2.0708533718247005E-2,1.4049599999999879E-3,1.6661480863503531E-6,6.4846814516129276E-5,7.0781525742939508E-3,6.9309954186246137E-2,null,3.2415710201205677E-2,2.523652481907343E-2,7.9384471482597417E-4,2.2145491618222759E-6,2.7452204172963845E-5,6.5205922910770899E-3,6.4996338779516952E-2]
[2004,12,2,2,null,null,2.222892000410261E-2,1.8464236677446066E-2,1.4049599999999879E-3,1.6661480863503531E-6,6.4846814516129276E-5,9.174853703807908E-3,5.1339483347959056E-2,null,1.79908598398223E-2,2.2501504621982409E-2,7.9384471482597417E-4,2.2145491618222759E-6,2.7452204172963845E-5,8.4521320648103648E-3,4.9768007994775827E-2]
[2004,12,2,5,null,null,2.3169174615812468E-2,1.8017901014430689E-2,1.4049599999999879E-3,1.6661480863503531E-6,6.4846814516129276E-5,9.4459564628411284E-3,5.2104505055686756E-2,null,1.8751849979239624E-2,2.1957576153140597E-2,7.9384471482597417E-4,2.2145491618222759E-6,2.7452204172963845E-5,8.7018795154462508E-3,5.0234817115987228E-2]
[2004,12,2,6,null,null,2.5166444357752893E-2,1.8596664523485809E-2,1.4049599999999879E-3,1.6661480863503531E-6,6.4846814516129276E-5,9.5459593675998478E-3,5.478054121144102E-2,null,2.0368329771462388E-2,2.2662888265498109E-2,7.9384471482597417E-4,2.2145491618222759E-6,2.7452204172963845E-5,8.7940049907041882E-3,5.2648734495825439E-2]
[2004,12,2,9,null,null,3.884640515642715E-2,2.3365845917051892E-2,1.421013333333321E-4,1.6851858031628439E-7,6.4846814516129276E-5,1.2276827577098963E-2,7.4696195317007774E-2,null,3.1440134307975577E-2,2.8474867338615317E-2,8.0291533165635103E-5,2.2398530109551952E-7,2.7452204172963845E-5,1.1309757230840616E-2,7.13327266000712E-2]
[2004,12,2,13,null,null,3.3436903529321653E-2,2.4178369806325161E-2,1.421013333333321E-4,1.6851858031628439E-7,6.4846814516129276E-5,1.1072094627739332E-2,6.8894484629815927E-2,null,2.7061982532784346E-2,2.9465052330789197E-2,8.0291533165635103E-5,2.2398530109551952E-7,2.7452204172963845E-5,1.0199923513645763E-2,6.6834926099858999E-2]
[2004,12,2,17,null,null,3.6186783912242275E-2,2.4045144037275937E-2,1.421013333333321E-4,1.6851858031628439E-7,6.4846814516129276E-5,9.9011879919071993E-3,7.0340232607855185E-2,null,2.9287583800694395E-2,2.930269629569298E-2,8.0291533165635103E-5,2.2398530109551952E-7,2.7452204172963845E-5,9.1212515433767953E-3,6.7819499362403862E-2]
[2004,12,2,20,null,null,4.4317651463652602E-2,2.1633814025608166E-2,1.4049599999999879E-3,1.6661480863503531E-6,6.4846814516129276E-5,5.1280604823233473E-3,7.2550998934186581E-2,null,3.5868258816241005E-2,2.6364120802402011E-2,7.9384471482597417E-4,2.2145491618222759E-6,2.7452204172963845E-5,4.7241128667744403E-3,6.7780003953578236E-2]
[2004,12,2,24,null,null,2.9532460446795986E-2,1.9296390967277293E-2,1.4049599999999879E-3,1.6661480863503531E-6,6.4846814516129276E-5,7.0344643323872373E-3,5.7334788709062993E-2,null,2.3901941998322098E-2,2.3515612268344633E-2,7.9384471482597417E-4,2.2145491618222759E-6,2.7452204172963845E-5,6.4803454596620378E-3,5.4721411194489519E-2]
[2004,12,3,3,null,null,2.4664809771138274E-2,1.8824609112459634E-2,1.4049599999999879E-3,1.6661480863503531E-6,6.4846814516129276E-5,8.6495565140321095E-3,5.3610448360232488E-2,null,1.9962334449290856E-2,2.2940673711598653E-2,7.9384471482597417E-4,2.2145491618222759E-6,2.7452204172963845E-5,7.9682135888769472E-3,5.1694733217927211E-2]
[2004,12,3,6,null,null,2.8962160356998532E-2,1.8828804577367256E-2,1.4049599999999879E-3,1.6661480863503531E-6,6.4846814516129276E-5,9.9159423479307212E-3,5.9178380244898979E-2,null,2.3440372611222299E-2,2.2945786529131238E-2,7.9384471482597417E-4,2.2145491618222759E-6,2.7452204172963845E-5,9.1348436691662538E-3,5.6344514277680544E-2]
[2004,12,3,10,null,null,3.9389689887022142E-2,2.3835857821843619E-2,1.421013333333321E-4,1.6851858031628439E-7,6.4846814516129276E-5,1.2548437302956607E-2,7.5981101678252144E-2,null,3.1879838955769811E-2,2.9047648939761941E-2,8.0291533165635103E-5,2.2398530109551952E-7,2.7452204172963845E-5,1.1559971713506747E-2,7.2595427331678189E-2]
[2004,12,3,11,null,null,3.7290572602741982E-2,2.414460336639224E-2,1.421013333333321E-4,1.6851858031628439E-7,6.4846814516129276E-5,1.2920067567251926E-2,7.4562360202815925E-2,null,3.0180929389229338E-2,2.9423902744294423E-2,8.0291533165635103E-5,2.2398530109551952E-7,2.7452204172963845E-5,1.1902327916069494E-2,7.1615127772232945E-2]
[2004,12,3,14,null,null,3.3929343733611519E-2,2.4098902357809038E-2,1.421013333333321E-4,1.6851858031628439E-7,6.4846814516129276E-5,1.2414522464874315E-2,7.0649885222724654E-2,null,2.7460536429835456E-2,2.9368209055254991E-2,8.0291533165635103E-5,2.2398530109551952E-7,2.7452204172963845E-5,1.1436605615970015E-2,6.8373318823700152E-2]
[2004,12,3,18,null,null,4.611904705820033E-2,2.2804652353226523E-2,1.421013333333321E-4,1.6851858031628439E-7,6.4846814516129276E-5,1.0057432203606467E-2,7.9188248281463106E-2,null,3.7326208894409449E-2,2.7790966899575342E-2,8.0291533165635103E-5,2.2398530109551952E-7,2.7452204172963845E-5,9.2651880849585217E-3,7.4490331601583012E-2]
[2004,12,3,21,null,null,4.3233038750582743E-2,2.1137014060621788E-2,1.4049599999999879E-3,1.6661480863503531E-6,6.4846814516129276E-5,7.4772083322147123E-3,7.3318734106021702E-2,null,3.499043320448264E-2,2.5758693840885836E-2,7.9384471482597417E-4,2.2145491618222759E-6,2.7452204172963845E-5,6.8882136260929715E-3,6.8460852139622191E-2]
[2004,12,4,1,null,null,3.0059365382763818E-2,1.4513591341687608E-2,1.4049599999999879E-3,1.6661480863503531E-6,6.4846814516129276E-5,8.7361369601136399E-3,5.4780566647167538E-2,null,2.4328389745228302E-2,1.7687037290605133E-2,7.9384471482597417E-4,2.2145491618222759E-6,2.7452204172963845E-5,8.047973919464841E-3,5.0886912423459024E-2]
[2004,12,4,4,null,null,2.7235102356181869E-2,1.3290277331224145E-2,1.4049599999999879E-3,1.6661480863503531E-6,6.4846814516129276E-5,9.9877714270343119E-3,5.1984624077042796E-2,null,2.2042587274723646E-2,1.6196241524636494E-2,7.9384471482597417E-4,2.2145491618222759E-6,2.7452204172963845E-5,9.2010146275571525E-3,4.8263354895078041E-2]
[2004,12,4,7,null,null,3.1457652805808166E-2,1.4197818437965143E-2,1.421013333333321E-4,1.6851858031628439E-7,6.4846814516129276E-5,1.0152272321725881E-2,5.6014860231928969E-2,null,2.5460086338636091E-2,1.7302219570992223E-2,8.0291533165635103E-5,2.2398530109551952E-7,2.7452204172963845E-5,9.3525574566417791E-3,5.2222831088909787E-2]
[2004,12,4,9,null,null,3.9300649842051831E-2,1.6545254029740376E-2,1.421013333333321E-4,1.6851858031628439E-7,6.4846814516129276E-5,1.0047941754842721E-2,6.6100962293064711E-2,null,3.1807774862287232E-2,2.0162929912874737E-2,8.0291533165635103E-5,2.2398530109551952E-7,2.7452204172963845E-5,9.2564452178900032E-3,6.1335117715691667E-2]
[2004,12,4,12,null,null,4.2106591264841918E-2,1.6874812328031109E-2,1.421013333333321E-4,1.6851858031628439E-7,6.4846814516129276E-5,9.8960690707801165E-3,6.9084589330082921E-2,null,3.4078748838839004E-2,2.0564547250311691E-2,8.0291533165635103E-5,2.2398530109551952E-7,2.7452204172963845E-5,9.1165358499399086E-3,6.3867799661730298E-2]
[2004,12,4,16,null,null,3.8947313067986926E-2,1.5960629827509388E-2,1.421013333333321E-4,1.6851858031628439E-7,6.4846814516129276E-5,9.2035311496600231E-3,6.4318590711586118E-2,null,3.1521803597048821E-2,1.9450475646910308E-2,8.0291533165635103E-5,2.2398530109551952E-7,2.7452204172963845E-5,8.4785505307007729E-3,5.9558797497299587E-2]
[2004,12,4,19,null,null,4.9905014796682079E-2,1.4816219187395611E-2,1.4049599999999879E-3,1.6661480863503531E-6,6.4846814516129276E-5,5.1832967599524183E-3,7.1376003706632579E-2,null,4.0390362030438692E-2,1.8055835740706083E-2,7.9384471482597417E-4,2.2145491618222759E-6,2.7452204172963845E-5,4.7749980719625816E-3,6.4044707311268115E-2]
[2004,12,4,22,null,null,4.0584097522763089E-2,1.3403206059222805E-2,1.4049599999999879E-3,1.6661480863503531E-6,6.4846814516129276E-5,7.8402417866530703E-3,6.3299018331241436E-2,null,3.2846526512442062E-2,1.6333862501848095E-2,7.9384471482597417E-4,2.2145491618222759E-6,2.7452204172963845E-5,7.2226502067638783E-3,5.722655068921479E-2]
[2004,12,4,24,null,null,3.4771525788659337E-2,1.2623586404186022E-2,1.4049599999999879E-3,1.6661480863503531E-6,6.4846814516129276E-5,8.8240344900059522E-3,5.7690619645453786E-2,null,2.8142152059797792E-2,1.5383776366274094E-2,7.9384471482597417E-4,2.2145491618222759E-6,2.7452204172963845E-5,8.1289475845285255E-3,5.2478387478761164E-2]
[2004,12,5,6,null,null,2.5375115251642995E-2,1.1977665949786564E-2,1.4049599999999879E-3,1.6661480863503531E-6,6.4846814516129276E-5,9.8741753107548687E-3,4.8698429474786892E-2,null,2.0537216465189946E-2,1.459662321480611E-2,7.9384471482597417E-4,2.2145491618222759E-6,2.7452204172963845E-5,9.0963667053298031E-3,4.5053717853486615E-2]
[2004,12,5,9,null,null,3.5906014645820758E-2,1.4215713921117465E-2,1.421013333333321E-4,1.6851858031628439E-7,6.4846814516129276E-5,8.0557483766353598E-3,5.8384593610003366E-2,null,2.9060344667232806E-2,1.7324027962202698E-2,8.0291533165635103E-5,2.2398530109551952E-7,2.7452204172963845E-5,7.4211809101593189E-3,5.3913521262234518E-2]
[2004,12,5,10,null,null,3.8215213022567626E-2,1.5404565308552247E-2,1.421013333333321E-4,1.6851858031628439E-7,6.4846814516129276E-5,7.5567262619953869E-3,6.1383621259545038E-2,null,3.0929282264323919E-2,1.877282573578681E-2,8.0291533165635103E-5,2.2398530109551952E-7,2.7452204172963845E-5,6.9614677689625887E-3,5.6771543491713004E-2]
[2004,12,5,13,null,null,3.6148463451721305E-2,1.6789405175874964E-2,1.421013333333321E-4,1.6851858031628439E-7,6.4846814516129276E-5,8.6559767275655678E-3,6.1800962021591611E-2,null,2.9256569336919142E-2,2.0460465534800572E-2,8.0291533165635103E-5,2.2398530109551952E-7,2.7452204172963845E-5,7.9741280693058341E-3,5.7799130663665245E-2]
[2004,12,5,17,null,null,3.9441453127731153E-2,1.6256904686640313E-2,1.421013333333321E-4,1.6851858031628439E-7,6.4846814516129276E-5,6.3876875656367817E-3,6.2293162046438026E-2,null,3.1921733263198103E-2,1.9811532008382045E-2,8.0291533165635103E-5,2.2398530109551952E-7,2.7452204172963845E-5,5.8845165968261061E-3,5.7725749591045948E-2]
[2004,12,5,21,null,null,4.1447466894810318E-2,1.6072688379567067E-2,1.4049599999999879E-3,1.6661480863503531E-6,6.4846814516129276E-5,6.1896396151202094E-3,6.5181267852100072E-2,null,3.3545289986314404E-2,1.958703618126148E-2,7.9384471482597417E-4,2.2145491618222759E-6,2.7452204172963845E-5,5.7020692808284297E-3,5.9657906916565064E-2]
[2004,12,5,24,null,null,2.8983442520663406E-2,1.555335457414889E-2,1.4049599999999879E-3,1.6661480863503531E-6,6.4846814516129276E-5,7.2490018004520889E-3,5.3257271857866863E-2,null,2.3457597218783634E-2,1.8954148278711846E-2,7.9384471482597417E-4,2.2145491618222759E-6,2.7452204172963845E-5,6.6779833808183796E-3,4.991324034647461E-2]
[2004,12,6,4,null,null,2.5473276974603293E-2,1.5838476023347644E-2,1.4049599999999879E-3,1.6661480863503531E-6,6.4846814516129276E-5,1.0084078296267219E-2,5.2867304256820624E-2,null,2.0616663140920852E-2,1.9301612499358928E-2,7.9384471482597417E-4,2.2145491618222759E-6,2.7452204172963845E-5,9.2897352114251139E-3,5.0031522319865643E-2]
[2004,12,6,7,null,null,3.4031803739072684E-2,1.7558355998756506E-2,1.421013333333321E-4,1.6851858031628439E-7,6.4846814516129276E-5,9.798583436811446E-3,6.1595859841070418E-2,null,2.7543461897968819E-2,2.1397550061900528E-2,8.0291533165635103E-5,2.2398530109551952E-7,2.7452204172963845E-5,9.0267293550000492E-3,5.8075709037509082E-2]
[2004,12,6,10,null,null,3.9536547004877395E-2,2.3084820577411593E-2,1.421013333333321E-4,1.6851858031628439E-7,6.4846814516129276E-5,1.3804473190416043E-2,7.6632957439134813E-2,null,3.199869699400678E-2,2.8132394855767733E-2,8.0291533165635103E-5,2.2398530109551952E-7,2.7452204172963845E-5,1.2717067133408902E-2,7.2956126705823104E-2]
[2004,12,6,11,null,null,3.8205548436791782E-2,2.3464632859101033E-2,1.421013333333321E-4,1.6851858031628439E-7,6.4846814516129276E-5,1.3535165973481511E-2,7.54124639358041E-2,null,3.0921460282506041E-2,2.8595254380437925E-2,8.0291533165635103E-5,2.2398530109551952E-7,2.7452204172963845E-5,1.2468973786417169E-2,7.2093656172000822E-2]
[2004,12,6,14,null,null,3.57484221437014E-2,2.3523116223955441E-2,1.421013333333321E-4,1.6851858031628439E-7,6.4846814516129276E-5,1.2507434171303627E-2,7.198608920539025E-2,null,2.8932798002036613E-2,2.8666525331280317E-2,8.0291533165635103E-5,2.2398530109551952E-7,2.7452204172963845E-5,1.1522198480822072E-2,6.9229489536778696E-2]
[2004,12,6,19,null,null,4.7169331263507058E-2,2.1732476580798746E-2,1.4049599999999879E-3,1.6661480863503531E-6,6.4846814516129276E-5,7.8343899826292199E-3,7.8207670789537484E-2,null,3.8176250908423859E-2,2.6484356259757758E-2,7.9384471482597417E-4,2.2145491618222759E-6,2.7452204172963845E-5,7.217259361086803E-3,7.2701377997429192E-2]
[2004,12,6,22,null,null,4.0387976497839248E-2,1.9423324882485712E-2,1.4049599999999879E-3,1.6661480863503531E-6,6.4846814516129276E-5,7.0837226747602344E-3,6.8366497017687669E-2,null,3.2687796989352508E-2,2.3670300714427939E-2,7.9384471482597417E-4,2.2145491618222759E-6,2.7452204172963845E-5,6.5257236235511705E-3,6.3707332795492372E-2]
[2004,12,7,1,null,null,2.5961826464907561E-2,1.792807745140686E-2,1.4049599999999879E-3,1.6661480863503531E-6,6.4846814516129276E-5,9.4317962902128061E-3,5.4793173169129697E-2,null,2.1012068109010101E-2,2.1848112363553645E-2,7.9384471482597417E-4,2.2145491618222759E-6,2.7452204172963845E-5,8.6888347680335026E-3,5.2372526708758006E-2]
[2004,12,7,5,null,null,2.5223645020155824E-2,1.6767542474773207E-2,1.4049599999999879E-3,1.6661480863503531E-6,6.4846814516129276E-5,1.0607905797706924E-2,5.4070566255238421E-2,null,2.041462482762554E-2,2.0433822479986881E-2,7.9384471482597417E-4,2.2145491618222759E-6,2.7452204172963845E-5,9.7722997693221476E-3,5.1444258545095316E-2]
[2004,12,7,8,null,null,3.8881464409372006E-2,2.1166762591385477E-2,1.421013333333321E-4,1.6851858031628439E-7,6.4846814516129276E-5,1.1925697904007477E-2,7.2181041571194746E-2,null,3.1468509330500438E-2,2.5794946988750539E-2,8.0291533165635103E-5,2.2398530109551952E-7,2.7452204172963845E-5,1.0986286746770534E-2,6.8357710788661208E-2]
[2004,12,7,9,null,null,4.1189243253043711E-2,2.3039347397144368E-2,1.421013333333321E-4,1.6851858031628439E-7,6.4846814516129276E-5,1.3078996379204379E-2,7.7514703695822224E-2,null,{"$f":"G8195*X$5","v":3.3336298035941007E-2},{"$f":"H8195*Y$5","v":2.8076978810477916E-2},{"$f":"I8195*Z$5","v":8.0291533165635103E-5},{"$f":"J8195*AA$5","v":2.2398530109551952E-7},{"$f":"K8195*AB$5","v":2.7452204172963845E-5},{"$f":"L8195*AC$5","v":1.2048737586554814E-2},{"$f":"SUM(O8195:T8195)","v":7.3569982155613431E-2}]
[2004,12,7,15,null,null,3.2732022051832045E-2,2.3789143975456124E-2,1.421013333333321E-4,1.6851858031628439E-7,6.4846814516129276E-5,1.2056847508874697E-2,6.8785130202592651E-2,null,2.6491490405282793E-2,2.8990720952498716E-2,8.0291533165635103E-5,2.2398530109551952E-7,2.7452204172963845E-5,1.1107105434062013E-2,6.6697284514483215E-2]
[2004,12,7,16,null,null,3.4225015859380162E-2,2.3448665794001657E-2,1.421013333333321E-4,1.6851858031628439E-7,6.4846814516129276E-5,1.1845658209344979E-2,6.9726456529156572E-2,null,2.7699837114361029E-2,2.8575796062425139E-2,8.0291533165635103E-5,2.2398530109551952E-7,2.7452204172963845E-5,1.0912551939485949E-2,6.7296152838911813E-2]
[2004,12,7,20,null,null,4.6776272166529423E-2,2.1213501287675303E-2,1.4049599999999879E-3,1.6661480863503531E-6,6.4846814516129276E-5,5.8273200951610401E-3,7.5288566511968233E-2,null,3.7858130589434602E-2,2.5851905259431481E-2,7.9384471482597417E-4,2.2145491618222759E-6,2.7452204172963845E-5,5.3682903965850117E-3,6.9901837713611872E-2]
[2004,12,7,23,null,null,3.803524969250429E-2,1.9043296416955558E-2,1.4049599999999879E-3,1.6661480863503531E-6,6.4846814516129276E-5,6.7516975032942024E-3,6.5301716575356522E-2,null,3.078362988684091E-2,2.3207177736587384E-2,7.9384471482597417E-4,2.2145491618222759E-6,2.7452204172963845E-5,6.2198527411732336E-3,6.1034171832762281E-2]
[2004,12,8,2,null,null,2.4864324442351451E-2,1.7647365855977613E-2,1.4049599999999879E-3,1.6661480863503531E-6,6.4846814516129276E-5,1.0372095482759006E-2,5.4355258743690536E-2,null,2.0123810602208858E-2,2.1506022226152475E-2,7.9384471482597417E-4,2.2145491618222759E-6,2.7452204172963845E-5,9.5550647061235783E-3,5.200840900264566E-2]
[2004,12,8,6,null,null,2.8220694844337566E-2,1.7486203746079631E-2,1.4049599999999879E-3,1.6661480863503531E-6,6.4846814516129276E-5,1.0820077493624019E-2,5.7998449046643689E-2,null,2.2840271386696618E-2,2.1309621474574832E-2,7.9384471482597417E-4,2.2145491618222759E-6,2.7452204172963845E-5,9.9677582749506111E-3,5.4941162604382816E-2]
[2004,12,8,8,null,null,3.9978004442012167E-2,2.1437644024048821E-2,1.421013333333321E-4,1.6851858031628439E-7,6.4846814516129276E-5,1.2019571404674011E-2,7.3642336537164774E-2,null,3.2355988255807759E-2,2.6125057564972125E-2,8.0291533165635103E-5,2.2398530109551952E-7,2.7452204172963845E-5,1.1072765643397551E-2,6.9661779186817124E-2]
[2004,12,8,11,null,null,3.6985617286195024E-2,2.4989886799724054E-2,1.421013333333321E-4,1.6851858031628439E-7,6.4846814516129276E-5,1.4056571963699024E-2,7.6239192716047885E-2,null,2.9934115402927154E-2,3.0454010265892319E-2,8.0291533165635103E-5,2.2398530109551952E-7,2.7452204172963845E-5,1.2949307580390644E-2,7.3445400971849803E-2]
[2004,12,8,14,null,null,3.3984840973120121E-2,2.4143577119765683E-2,1.421013333333321E-4,1.6851858031628439E-7,6.4846814516129276E-5,1.4105077441086857E-2,7.2440612200402446E-2,null,2.7505452829611605E-2,2.9422652105363923E-2,8.0291533165635103E-5,2.2398530109551952E-7,2.7452204172963845E-5,1.2993992183980398E-2,7.0030064841595616E-2]
[2004,12,8,17,null,null,3.9606709202787263E-2,2.3281237493535535E-2,1.421013333333321E-4,1.6851858031628439E-7,6.4846814516129276E-5,1.1377077757886362E-2,7.4472141120638949E-2,null,3.2055482400963904E-2,2.8371758996468821E-2,8.0291533165635103E-5,2.2398530109551952E-7,2.7452204172963845E-5,1.0480882510569287E-2,7.1016091630641709E-2]
[2004,12,8,21,null,null,4.4405952636928203E-2,2.1074976307309059E-2,1.4049599999999879E-3,1.6661480863503531E-6,6.4846814516129276E-5,8.1611010577782219E-3,7.511350296461794E-2,null,3.5939724907792014E-2,2.5683091322499095E-2,7.9384471482597417E-4,2.2145491618222759E-6,2.7452204172963845E-5,7.5182347491793084E-3,6.9964562447631176E-2]
[2004,12,8,24,null,null,3.2619667534813247E-2,1.8528050410209298E-2,1.4049599999999879E-3,1.6661480863503531E-6,6.4846814516129276E-5,8.0835461881363108E-3,6.0702737095761322E-2,null,2.6400556866105762E-2,2.2579271443747197E-2,7.9384471482597417E-4,2.2145491618222759E-6,2.7452204172963845E-5,7.4467890322617164E-3,5.7250128810275427E-2]
[2004,12,9,5,null,null,2.6469093303998964E-2,1.6755786859329769E-2,1.4049599999999879E-3,1.6661480863503531E-6,6.4846814516129276E-5,1.0944181516917156E-2,5.5640534642848363E-2,null,2.1422621865188934E-2,2.0419496459374402E-2,7.9384471482597417E-4,2.2145491618222759E-6,2.7452204172963845E-5,1.0082086375268171E-2,5.2747716167992259E-2]
[2004,12,9,8,null,null,4.0581861127894726E-2,2.1236312288017322E-2,1.421013333333321E-4,1.6851858031628439E-7,6.4846814516129276E-5,1.2251568967886699E-2,7.4276859050228516E-2,null,3.2844716497982707E-2,2.587970396232912E-2,8.0291533165635103E-5,2.2398530109551952E-7,2.7452204172963845E-5,1.1286488292966773E-2,7.0118876475918301E-2]
[2004,12,9,11,null,null,3.7781861214248667E-2,2.4239730352236567E-2,1.421013333333321E-4,1.6851858031628439E-7,6.4846814516129276E-5,1.4667371238751706E-2,7.6896079471666726E-2,null,3.0578551250700178E-2,2.9539829568080538E-2,8.0291533165635103E-5,2.2398530109551952E-7,2.7452204172963845E-5,1.3511992970752024E-2,7.3738341512172428E-2]
[2004,12,9,12,null,null,3.7923895533240666E-2,2.4099749436866314E-2,1.421013333333321E-4,1.6851858031628439E-7,6.4846814516129276E-5,1.4185149868762065E-2,7.6415911505298834E-2,null,3.0693505981967288E-2,2.9369241351019794E-2,8.0291533165635103E-5,2.2398530109551952E-7,2.7452204172963845E-5,1.306775714583259E-2,7.3238472201459362E-2]
[2004,12,9,15,null,null,3.4131668642457542E-2,2.3939887511863756E-2,1.421013333333321E-4,1.6851858031628439E-7,6.4846814516129276E-5,1.2503663428707731E-2,7.0782336249458816E-2,null,2.7624287033845091E-2,2.9174425074172675E-2,8.0291533165635103E-5,2.2398530109551952E-7,2.7452204172963845E-5,1.1518724767187849E-2,6.8425404597845296E-2]
[2004,12,9,18,null,null,4.7040394077307465E-2,2.2805117472821258E-2,1.421013333333321E-4,1.6851858031628439E-7,6.4846814516129276E-5,1.1233275155198971E-2,8.1285903371757465E-2,null,3.807189627290266E-2,2.7791533719146253E-2,8.0291533165635103E-5,2.2398530109551952E-7,2.7452204172963845E-5,1.0348407527488866E-2,7.6319805242177477E-2]
[2004,12,9,22,null,null,4.2682360203123319E-2,2.0236203550136105E-2,1.4049599999999879E-3,1.6661480863503531E-6,6.4846814516129276E-5,7.9928411845539057E-3,7.2382877900415782E-2,null,3.4544744409781371E-2,2.4660918058473823E-2,7.9384471482597417E-4,2.2145491618222759E-6,2.7452204172963845E-5,7.3632290438447462E-3,6.7392402980260696E-2]
[2004,12,10,2,null,null,2.6489585896788213E-2,1.7897387577023017E-2,1.4049599999999879E-3,1.6661480863503531E-6,6.4846814516129276E-5,9.6182802080252774E-3,5.5476726644438978E-2,null,2.1439207437702484E-2,2.1810712044095022E-2,7.9384471482597417E-4,2.2145491618222759E-6,2.7452204172963845E-5,8.8606289733907037E-3,5.2934059923348958E-2]
[2004,12,10,6,null,null,3.0494316068289451E-2,1.7648544832615382E-2,1.4049599999999879E-3,1.6661480863503531E-6,6.4846814516129276E-5,1.0805505162319375E-2,6.0419839025826677E-2,null,2.4680414801734964E-2,2.1507458990028903E-2,7.9384471482597417E-4,2.2145491618222759E-6,2.7452204172963845E-5,9.9543338354276239E-3,5.6965719095352245E-2]
[2004,12,10,9,null,null,4.3518036533986157E-2,2.3016860513116164E-2,1.421013333333321E-4,1.6851858031628439E-7,6.4846814516129276E-5,1.2460316841950187E-2,7.9202330555482287E-2,null,3.5221094665989744E-2,2.8049575093024887E-2,8.0291533165635103E-5,2.2398530109551952E-7,2.7452204172963845E-5,1.1478792678060208E-2,7.4857430159714536E-2]
[2004,12,10,12,null,null,3.7627695513283113E-2,2.4477194080286417E-2,1.421013333333321E-4,1.6851858031628439E-7,6.4846814516129276E-5,1.299178473408426E-2,7.5303790994083575E-2,null,3.0453778049048127E-2,2.9829215545286607E-2,8.0291533165635103E-5,2.2398530109551952E-7,2.7452204172963845E-5,1.1968395777743336E-2,7.2359357094717761E-2]
[2004,12,10,13,null,null,3.7531100179394705E-2,2.4111303289884051E-2,1.421013333333321E-4,1.6851858031628439E-7,6.4846814516129276E-5,1.1052257623680506E-2,7.2901777759389039E-2,null,3.0375599122098619E-2,2.9383321493168205E-2,8.0291533165635103E-5,2.2398530109551952E-7,2.7452204172963845E-5,1.0181649110206959E-2,7.0048537448113471E-2]
[2004,12,10,16,null,null,3.7534098462220021E-2,2.3196040731957013E-2,1.421013333333321E-4,1.6851858031628439E-7,6.4846814516129276E-5,1.0398478771684278E-2,7.1335734632291092E-2,null,3.0378025766580691E-2,2.8267933674148364E-2,8.0291533165635103E-5,2.2398530109551952E-7,2.7452204172963845E-5,9.5793697304323473E-3,6.833329689380109E-2]
[2004,12,10,19,null,null,4.8640045007823998E-2,2.2263010296203933E-2,1.4049599999999879E-3,1.6661480863503531E-6,6.4846814516129276E-5,9.4003385537547706E-3,8.1774866820385164E-2,null,3.9366565365159631E-2,2.7130892970581511E-2,7.9384471482597417E-4,2.2145491618222759E-6,2.7452204172963845E-5,8.6598550206078879E-3,7.5980824824509796E-2]
[2004,12,10,24,null,null,3.4748741356525566E-2,1.5884085206986316E-2,1.4049599999999879E-3,1.6661480863503531E-6,6.4846814516129276E-5,6.1154758552097073E-3,5.8219775381324057E-2,null,2.8123711599128857E-2,1.9357194285618419E-2,7.9384471482597417E-4,2.2145491618222759E-6,2.7452204172963845E-5,5.6337475491231824E-3,5.393816490203121E-2]
[2004,12,11,3,null,null,2.8937739069243056E-2,1.4697857457150815E-2,1.4049599999999879E-3,1.6661480863503531E-6,6.4846814516129276E-5,9.4635141976760588E-3,5.4570583686672405E-2,null,2.3420607370039391E-2,1.791159381688898E-2,7.9384471482597417E-4,2.2145491618222759E-6,2.7452204172963845E-5,8.718054192272123E-3,5.0873766847361251E-2]
[2004,12,11,7,null,null,3.3240758711066506E-2,1.4991693130688186E-2,1.421013333333321E-4,1.6851858031628439E-7,6.4846814516129276E-5,9.9652805786704032E-3,5.8404849086854872E-2,null,2.6903233752686866E-2,1.8269677656568131E-2,8.0291533165635103E-5,2.2398530109551952E-7,2.7452204172963845E-5,9.1802954284551028E-3,5.4461174560349795E-2]
[2004,12,11,10,null,null,4.3120753518722056E-2,1.8156465346334163E-2,1.421013333333321E-4,1.6851858031628439E-7,6.4846814516129276E-5,1.1149105871436336E-2,7.2633441402922327E-2,null,3.4899555740885005E-2,2.2126438045957233E-2,8.0291533165635103E-5,2.2398530109551952E-7,2.7452204172963845E-5,1.0270868427125115E-2,6.7404829936607041E-2]
[2004,12,11,13,null,null,4.4403898575504322E-2,1.7218273137715769E-2,1.421013333333321E-4,1.6851858031628439E-7,6.4846814516129276E-5,9.0443582886290605E-3,7.0873646668278931E-2,null,3.5938062463949823E-2,2.0983106930389305E-2,8.0291533165635103E-5,2.2398530109551952E-7,2.7452204172963845E-5,8.3319160353726301E-3,6.5361053152351439E-2]
[2004,12,11,16,null,null,4.0960609030344403E-2,1.6458575672126937E-2,1.421013333333321E-4,1.6851858031628439E-7,6.4846814516129276E-5,9.4365719522655749E-3,6.7062873321166699E-2,null,3.3151254126726759E-2,2.0057299038523619E-2,8.0291533165635103E-5,2.2398530109551952E-7,2.7452204172963845E-5,8.6932342416022376E-3,6.2009755129492306E-2]
[2004,12,11,18,null,null,5.1306745363021947E-2,1.6185231262715587E-2,1.421013333333321E-4,1.6851858031628439E-7,6.4846814516129276E-5,7.8292279782983046E-3,7.5528321270465604E-2,null,4.1524845313817324E-2,1.9724186947338417E-2,8.0291533165635103E-5,2.2398530109551952E-7,2.7452204172963845E-5,7.2125039781965111E-3,6.8569503961991948E-2]
[2004,12,11,22,null,null,4.2450524627012043E-2,1.4169605389180794E-2,1.4049599999999879E-3,1.6661480863503531E-6,6.4846814516129276E-5,7.9081995102570132E-3,6.5999802489052323E-2,null,3.4357109501970615E-2,1.7267837643447029E-2,7.9384471482597417E-4,2.2145491618222759E-6,2.7452204172963845E-5,7.2852547640971481E-3,5.9733713377675537E-2]
[2004,12,12,1,null,null,2.9862279348504876E-2,1.2975329838139539E-2,1.4049599999999879E-3,1.6661480863503531E-6,6.4846814516129276E-5,9.8322170220641394E-3,5.4141299171311025E-2,null,2.4168879196893762E-2,1.581242969449561E-2,7.9384471482597417E-4,2.2145491618222759E-6,2.7452204172963845E-5,9.0577135552441183E-3,4.9862533914794241E-2]
[2004,12,12,4,null,null,2.7013448753479379E-2,1.2298269684897565E-2,1.4049599999999879E-3,1.6661480863503531E-6,6.4846814516129276E-5,1.049329245160518E-2,5.1276483852584591E-2,null,2.1863193093698378E-2,1.4987328043467505E-2,7.9384471482597417E-4,2.2145491618222759E-6,2.7452204172963845E-5,9.666714746507047E-3,4.734074735183369E-2]
[2004,12,12,8,null,null,3.4604103970741297E-2,1.4514371061300935E-2,1.421013333333321E-4,1.6851858031628439E-7,6.4846814516129276E-5,1.0313752059359553E-2,5.9639343757831566E-2,null,2.8006650089403558E-2,1.7687987498555217E-2,8.0291533165635103E-5,2.2398530109551952E-7,2.7452204172963845E-5,9.5013171112730294E-3,5.5303922421871494E-2]
[2004,12,12,9,null,null,3.9441188210848875E-2,1.5042000402747972E-2,1.421013333333321E-4,1.6851858031628439E-7,6.4846814516129276E-5,8.6349588816193694E-3,6.3325264161645994E-2,null,3.192151885410862E-2,1.8330984784208849E-2,8.0291533165635103E-5,2.2398530109551952E-7,2.7452204172963845E-5,7.9547658412649248E-3,5.8315237202222092E-2]
[2004,12,12,13,null,null,3.9624571804208322E-2,1.7004911962516855E-2,1.421013333333321E-4,1.6851858031628439E-7,6.4846814516129276E-5,1.019413220800835E-2,6.7030732641163313E-2,null,3.2069939403754931E-2,2.0723093610924316E-2,8.0291533165635103E-5,2.2398530109551952E-7,2.7452204172963845E-5,9.3911199556743815E-3,6.2292120692993322E-2]
[2004,12,12,14,null,null,3.8207715517456838E-2,1.7498519109762384E-2,1.421013333333321E-4,1.6851858031628439E-7,6.4846814516129276E-5,1.0163942815937363E-2,6.6077294109586363E-2,null,3.0923214197878419E-2,2.1324629634276736E-2,8.0291533165635103E-5,2.2398530109551952E-7,2.7452204172963845E-5,9.3633086426030444E-3,6.1719120197397892E-2]
[2004,12,12,15,null,null,3.7969748706654941E-2,1.77178486456879E-2,1.421013333333321E-4,1.6851858031628439E-7,6.4846814516129276E-5,8.5148209331557517E-3,6.4409534951928374E-2,null,3.0730617007422193E-2,2.1591916316774346E-2,8.0291533165635103E-5,2.2398530109551952E-7,2.7452204172963845E-5,7.8440914001031616E-3,6.027459244693939E-2]
[2004,12,12,16,null,null,3.9886946648376477E-2,1.7494367241326435E-2,1.421013333333321E-4,1.6851858031628439E-7,6.4846814516129276E-5,7.9068763738615946E-3,6.5495306929994279E-2,null,3.2282291108023664E-2,2.1319569945732152E-2,8.0291533165635103E-5,2.2398530109551952E-7,2.7452204172963845E-5,7.2840358538109606E-3,6.0993864630206472E-2]
[2004,12,12,17,null,null,4.2940176893696273E-2,1.7149178723054943E-2,1.421013333333321E-4,1.6851858031628439E-7,6.4846814516129276E-5,7.2681135446278997E-3,6.7564585827808901E-2,null,{"$f":"G8323*X$5","v":3.4753406996340178E-2},{"$f":"H8323*Y$5","v":2.0898904787728146E-2},{"$f":"I8323*Z$5","v":8.0291533165635103E-5},{"$f":"J8323*AA$5","v":2.2398530109551952E-7},{"$f":"K8323*AB$5","v":2.7452204172963845E-5},{"$f":"L8323*AC$5","v":6.6955896545506551E-3},{"$f":"SUM(O8323:T8323)","v":6.245586916125867E-2}]
[2004,12,12,18,null,null,4.9707272818405257E-2,1.6815020043912512E-2,1.421013333333321E-4,1.6851858031628439E-7,6.4846814516129276E-5,5.9888465843472337E-3,7.2718256113094779E-2,null,4.0230320597252962E-2,2.0491681180570671E-2,8.0291533165635103E-5,2.2398530109551952E-7,2.7452204172963845E-5,5.5170931200551679E-3,6.6347062620518496E-2]
[2004,12,12,19,null,null,5.0063620400778094E-2,1.6527960538047014E-2,1.4049599999999879E-3,1.6661480863503531E-6,6.4846814516129276E-5,5.4943359477385382E-3,7.3557389849166113E-2,null,4.0518728644407122E-2,2.0141855140596514E-2,7.9384471482597417E-4,2.2145491618222759E-6,2.7452204172963845E-5,5.0615360787112365E-3,6.6545631331875618E-2]
[2004,12,12,20,null,null,4.6672947144190589E-2,1.6460580473822702E-2,1.4049599999999879E-3,1.6661480863503531E-6,6.4846814516129276E-5,7.1177098353806126E-3,7.1722710415996357E-2,null,3.7774505024427335E-2,2.0059742196906576E-2,7.9384471482597417E-4,2.2145491618222759E-6,2.7452204172963845E-5,6.5570335473216319E-3,6.5214792236816296E-2]
[2004,12,12,21,null,null,4.5197064314751519E-2,1.6548331820067375E-2,1.4049599999999879E-3,1.6661480863503531E-6,6.4846814516129276E-5,7.4802205144337093E-3,7.0697089611855071E-2,null,3.6580006995753964E-2,2.0166680672490653E-2,7.9384471482597417E-4,2.2145491618222759E-6,2.7452204172963845E-5,6.8909885326735171E-3,6.4461187669078879E-2]
[2004,12,12,22,null,null,4.351462317795958E-2,1.7288204436653389E-2,1.4049599999999879E-3,1.6661480863503531E-6,6.4846814516129276E-5,5.7354277416360811E-3,6.800972831885152E-2,null,3.5218332084188821E-2,2.1068328944911473E-2,7.9384471482597417E-4,2.2145491618222759E-6,2.7452204172963845E-5,5.2836365881633205E-3,6.2393809085424363E-2]
[2004,12,12,23,null,null,3.9360600897045669E-2,1.6221668697808583E-2,1.4049599999999879E-3,1.6661480863503531E-6,6.4846814516129276E-5,4.5676672309344643E-3,6.1621409788391188E-2,null,3.1856295934271146E-2,1.9768591551139872E-2,7.9384471482597417E-4,2.2145491618222759E-6,2.7452204172963845E-5,4.2078629164344714E-3,5.665626187000624E-2]
[2004,12,12,24,null,null,3.1643106516882222E-2,1.69169173593582E-2,1.4049599999999879E-3,1.6661480863503531E-6,6.4846814516129276E-5,7.7325543092905125E-3,5.7764051148133405E-2,null,2.5610182327199298E-2,2.0615858689477354E-2,7.9384471482597417E-4,2.2145491618222759E-6,2.7452204172963845E-5,7.1234454881080539E-3,5.4172997972945461E-2]
[2004,12,13,1,null,null,2.6624208821924081E-2,1.7001715167197725E-2,1.4049599999999879E-3,1.6661480863503531E-6,6.4846814516129276E-5,8.4317223527065575E-3,5.3529119304430842E-2,null,2.1548163796216494E-2,2.0719197825471304E-2,7.9384471482597417E-4,2.2145491618222759E-6,2.7452204172963845E-5,7.7675386616040875E-3,5.0858411751452642E-2]
[2004,12,13,2,null,null,2.4701139779102949E-2,1.7228736497973938E-2,1.4049599999999879E-3,1.6661480863503531E-6,6.4846814516129276E-5,9.4444253543673386E-3,5.2845774594046699E-2,null,1.999173795072734E-2,2.0995858139839424E-2,7.9384471482597417E-4,2.2145491618222759E-6,2.7452204172963845E-5,8.7004690154596793E-3,5.0511576574187193E-2]
[2004,12,13,3,null,null,2.4258549912361888E-2,1.718890983916652E-2,1.4049599999999879E-3,1.6661480863503531E-6,6.4846814516129276E-5,9.7276715027847741E-3,5.2646604216915652E-2,null,1.963353016296282E-2,2.0947323247068692E-2,7.9384471482597417E-4,2.2145491618222759E-6,2.7452204172963845E-5,8.9614032963277676E-3,5.0365768174520029E-2]
[2004,12,13,4,null,null,2.5176316028005814E-2,1.7183686577014138E-2,1.4049599999999879E-3,1.6661480863503531E-6,6.4846814516129276E-5,9.3365399263199301E-3,5.3168015493942351E-2,null,2.0376319356015863E-2,2.0940957900939479E-2,7.9384471482597417E-4,2.2145491618222759E-6,2.7452204172963845E-5,8.6010819390917106E-3,5.0741870664207808E-2]
[2004,12,13,5,null,null,2.5577648968756996E-2,1.743355715491874E-2,1.4049599999999879E-3,1.6661480863503531E-6,6.4846814516129276E-5,9.6990172978456118E-3,5.4181696384123818E-2,null,2.0701136067076305E-2,2.1245463527781103E-2,7.9384471482597417E-4,2.2145491618222759E-6,2.7452204172963845E-5,8.9350062406169592E-3,5.1705117303635119E-2]
[2004,12,13,6,null,null,2.733893466464413E-2,1.7867574995279148E-2,1.4049599999999879E-3,1.6661480863503531E-6,6.4846814516129276E-5,9.3723830040965996E-3,5.6050365626622342E-2,null,2.212662340909477E-2,2.1774380840286187E-2,7.9384471482597417E-4,2.2145491618222759E-6,2.7452204172963845E-5,8.634101585699475E-3,5.3358617303241179E-2]
[2004,12,13,7,null,null,3.3662932632423918E-2,1.9242126833670697E-2,1.421013333333321E-4,1.6851858031628439E-7,6.4846814516129276E-5,8.834044523978811E-3,6.1946220656503202E-2,null,2.7244918002113632E-2,2.3449483097965865E-2,8.0291533165635103E-5,2.2398530109551952E-7,2.7452204172963845E-5,8.1381691080364936E-3,5.8940537930755682E-2]
[2004,12,13,8,null,null,3.9609237486753865E-2,2.1351325409367499E-2,1.421013333333321E-4,1.6851858031628439E-7,6.4846814516129276E-5,1.0421466893696383E-2,7.1589146456247532E-2,null,3.2057528654334283E-2,2.6019865092564782E-2,8.0291533165635103E-5,2.2398530109551952E-7,2.7452204172963845E-5,9.6005470319393618E-3,6.7785908501478115E-2]
[2004,12,13,9,null,null,4.1893175941330123E-2,2.3150453204076982E-2,1.421013333333321E-4,1.6851858031628439E-7,6.4846814516129276E-5,1.1191440319028611E-2,7.6442186130865494E-2,null,3.3906022265876287E-2,2.8212378278752559E-2,8.0291533165635103E-5,2.2398530109551952E-7,2.7452204172963845E-5,1.0309868105320768E-2,7.2536236372589311E-2]
[2004,12,13,10,null,null,3.9274185229747127E-2,2.4576512413108157E-2,1.421013333333321E-4,1.6851858031628439E-7,6.4846814516129276E-5,1.3011036614829708E-2,7.7068850924114765E-2,null,3.1786355867095328E-2,2.9950250168275693E-2,8.0291533165635103E-5,2.2398530109551952E-7,2.7452204172963845E-5,1.1986131149206422E-2,7.3830704907217132E-2]
[2004,12,13,11,null,null,3.7813608045643175E-2,2.5247177281102831E-2,1.421013333333321E-4,1.6851858031628439E-7,6.4846814516129276E-5,1.2573520592738705E-2,7.5841422585914489E-2,null,3.0604245382213166E-2,3.0767558183256723E-2,8.0291533165635103E-5,2.2398530109551952E-7,2.7452204172963845E-5,1.158307914221378E-2,7.3062850430323359E-2]
[2004,12,13,12,null,null,3.7211669343509619E-2,2.5199625443632859E-2,1.421013333333321E-4,1.6851858031628439E-7,6.4846814516129276E-5,1.2559094517818951E-2,7.5177505971391209E-2,null,3.0117069450127817E-2,3.0709608975319994E-2,8.0291533165635103E-5,2.2398530109551952E-7,2.7452204172963845E-5,1.1569789438166729E-2,7.2504435586254232E-2]
[2004,12,13,13,null,null,3.714564589345154E-2,2.4856870332360809E-2,1.421013333333321E-4,1.6851858031628439E-7,6.4846814516129276E-5,1.1282187013413759E-2,7.3491819905655884E-2,null,3.0063633717041495E-2,3.029190929700527E-2,8.0291533165635103E-5,2.2398530109551952E-7,2.7452204172963845E-5,1.039346650047228E-2,7.0856977237158739E-2]
[2004,12,13,14,null,null,3.5422025561306046E-2,2.5097760072926658E-2,1.421013333333321E-4,1.6851858031628439E-7,6.4846814516129276E-5,1.1668651710023863E-2,7.2395554010686342E-2,null,2.8668630639655173E-2,3.0585470395978375E-2,8.0291533165635103E-5,2.2398530109551952E-7,2.7452204172963845E-5,1.0749488597345582E-2,7.0111557355618817E-2]
[2004,12,13,15,null,null,3.5012391011932521E-2,2.4646551108634309E-2,1.421013333333321E-4,1.6851858031628439E-7,6.4846814516129276E-5,1.1145003673879869E-2,7.1011062460876476E-2,null,2.8337095065188771E-2,3.0035603062014558E-2,8.0291533165635103E-5,2.2398530109551952E-7,2.7452204172963845E-5,1.0267089367902753E-2,6.8747755217745773E-2]
[2004,12,13,16,null,null,3.6416634317830827E-2,2.4026842790301824E-2,1.421013333333321E-4,1.6851858031628439E-7,6.4846814516129276E-5,9.0439711527428319E-3,6.9694564927305261E-2,null,2.9473612021152552E-2,2.9280393419025511E-2,8.0291533165635103E-5,2.2398530109551952E-7,2.7452204172963845E-5,8.3315593949570919E-3,6.719353255777484E-2]
[2004,12,13,17,null,null,4.0787525690120299E-2,2.4104628602922871E-2,1.421013333333321E-4,1.6851858031628439E-7,6.4846814516129276E-5,9.1779101166515782E-3,7.4277181076124521E-2,null,3.3011170032942384E-2,2.937518736327532E-2,8.0291533165635103E-5,2.2398530109551952E-7,2.7452204172963845E-5,8.4549477178805128E-3,7.0949272836737909E-2]
[2004,12,13,18,null,null,4.7488884043719377E-2,2.3660692622681483E-2,1.421013333333321E-4,1.6851858031628439E-7,6.4846814516129276E-5,8.2738851121778416E-3,7.9630578445008482E-2,null,3.8434879275396447E-2,2.8834183275981116E-2,8.0291533165635103E-5,2.2398530109551952E-7,2.7452204172963845E-5,7.6221345772708128E-3,7.4999164851288075E-2]
[2004,12,13,19,null,null,4.702979944563155E-2,2.2981352649634287E-2,1.4049599999999879E-3,1.6661480863503531E-6,6.4846814516129276E-5,7.1698954718972642E-3,7.8652520529765568E-2,null,3.8063321563312595E-2,2.8006303314818636E-2,7.9384471482597417E-4,2.2145491618222759E-6,2.7452204172963845E-5,6.6051084165200218E-3,7.3498244762812026E-2]
[2004,12,13,20,null,null,4.5827451565401391E-2,2.2293209936286994E-2,1.4049599999999879E-3,1.6661480863503531E-6,6.4846814516129276E-5,5.1319686438933759E-3,7.4724103108184212E-2,null,3.709020761140059E-2,2.7167695864347557E-2,7.9384471482597417E-4,2.2145491618222759E-6,2.7452204172963845E-5,4.7277131746144216E-3,6.9809128118523328E-2]
[2004,12,13,21,null,null,4.2894030253478835E-2,2.1955535124847065E-2,1.4049599999999879E-3,1.6661480863503531E-6,6.4846814516129276E-5,6.4129476093764048E-3,7.2733985950304753E-2,null,3.4716058455067034E-2,2.6756187310645808E-2,7.9384471482597417E-4,2.2145491618222759E-6,2.7452204172963845E-5,5.9077868562267075E-3,6.8203544090100307E-2]
[2004,12,13,22,null,null,4.0064602103446874E-2,2.100362158453185E-2,1.4049599999999879E-3,1.6661480863503531E-6,6.4846814516129276E-5,6.2156732720740253E-3,6.8755369922655213E-2,null,3.2426075618983322E-2,2.5596134647689305E-2,7.9384471482597417E-4,2.2145491618222759E-6,2.7452204172963845E-5,5.7260522143777999E-3,6.4571773949211181E-2]
[2004,12,13,23,null,null,3.7511265613362037E-2,2.0203403330976252E-2,1.4049599999999879E-3,1.6661480863503531E-6,6.4846814516129276E-5,5.6181531208440586E-3,6.4804295027784814E-2,null,3.0359546120089904E-2,2.4620945960199706E-2,7.9384471482597417E-4,2.2145491618222759E-6,2.7452204172963845E-5,5.1755999246061307E-3,6.0979603473056497E-2]
[2004,12,13,24,null,null,2.9667445564670269E-2,1.9792183518796767E-2,1.4049599999999879E-3,1.6661480863503531E-6,6.4846814516129276E-5,7.7117553727021424E-3,5.8642857418771649E-2,null,2.4011191495629657E-2,2.4119811542024163E-2,7.9384471482597417E-4,2.2145491618222759E-6,2.7452204172963845E-5,7.1042849254955341E-3,5.6058799431310105E-2]
[2004,12,14,1,null,null,2.425494469875553E-2,1.9106131082731591E-2,1.4049599999999879E-3,1.6661480863503531E-6,6.4846814516129276E-5,8.3477838804359387E-3,5.3180332624525532E-2,null,1.9630612302235777E-2,2.3283751415049118E-2,7.9384471482597417E-4,2.2145491618222759E-6,2.7452204172963845E-5,7.6902121912479186E-3,5.1428087376693563E-2]
[2004,12,14,2,null,null,2.2451206942373621E-2,1.8614421347213174E-2,1.4049599999999879E-3,1.6661480863503531E-6,6.4846814516129276E-5,9.1713729011542264E-3,5.1708474153343488E-2,null,1.8170766607668819E-2,2.2684527678930297E-2,7.9384471482597417E-4,2.2145491618222759E-6,2.7452204172963845E-5,8.4489254519672357E-3,5.0127731206727109E-2]
[2004,12,14,3,null,null,2.1837339803823349E-2,1.8284179798853554E-2,1.4049599999999879E-3,1.6661480863503531E-6,6.4846814516129276E-5,9.5997016849031121E-3,5.1192694250182483E-2,null,1.7673936458120734E-2,2.2282077696480631E-2,7.9384471482597417E-4,2.2145491618222759E-6,2.7452204172963845E-5,8.8435139178195711E-3,4.9623039540581684E-2]
[2004,12,14,4,null,null,2.2998849439194564E-2,1.807473931749027E-2,1.4049599999999879E-3,1.6661480863503531E-6,6.4846814516129276E-5,9.4401737750304856E-3,5.1985235494317793E-2,null,1.8613998190706482E-2,2.2026842343849849E-2,7.9384471482597417E-4,2.2145491618222759E-6,2.7452204172963845E-5,8.6965523415595616E-3,5.0160904344276641E-2]
[2004,12,14,5,null,null,2.3416231599160474E-2,1.8140018344930234E-2,1.4049599999999879E-3,1.6661480863503531E-6,6.4846814516129276E-5,9.451272350417473E-3,5.2478995257110653E-2,null,1.8951804253178391E-2,2.2106394851939888E-2,7.9384471482597417E-4,2.2145491618222759E-6,2.7452204172963845E-5,8.706776659889906E-3,5.0588487233168937E-2]
[2004,12,14,6,null,null,2.5384688144225228E-2,1.8849000751777811E-2,1.4049599999999879E-3,1.6661480863503531E-6,6.4846814516129276E-5,9.469103282776151E-3,5.5174265141381663E-2,null,2.0544964235602401E-2,2.2970398665543061E-2,7.9384471482597417E-4,2.2145491618222759E-6,2.7452204172963845E-5,8.7232030139223083E-3,5.3062077383228524E-2]
[2004,12,14,7,null,null,3.1377489060574901E-2,1.9469989338972919E-2,1.421013333333321E-4,1.6851858031628439E-7,6.4846814516129276E-5,1.0011816288407962E-2,6.1066411354385564E-2,null,2.5395206231799559E-2,2.3727168512521744E-2,8.0291533165635103E-5,2.2398530109551952E-7,2.7452204172963845E-5,9.2231654269454635E-3,5.8453507893906458E-2]
[2004,12,14,8,null,null,3.7236985998182467E-2,2.0898184893983363E-2,1.421013333333321E-4,1.6851858031628439E-7,6.4846814516129276E-5,1.1714099138572869E-2,7.0056386697168474E-2,null,3.0137559351830118E-2,2.5467643867314871E-2,8.0291533165635103E-5,2.2398530109551952E-7,2.7452204172963845E-5,1.0791356040740652E-2,6.6504526982525333E-2]
[2004,12,14,9,null,null,3.9449214525438682E-2,2.2912704210551072E-2,1.421013333333321E-4,1.6851858031628439E-7,6.4846814516129276E-5,1.2664022675591444E-2,7.5233058078010978E-2,null,3.1928014909732953E-2,2.7922644661807019E-2,8.0291533165635103E-5,2.2398530109551952E-7,2.7452204172963845E-5,1.1666452194374198E-2,7.1625079488553858E-2]
[2004,12,14,10,null,null,3.6192635453667764E-2,2.3933560326810273E-2,1.421013333333321E-4,1.6851858031628439E-7,6.4846814516129276E-5,1.3846165684413001E-2,7.4179478131320822E-2,null,2.9292319715062409E-2,2.9166714428657661E-2,8.0291533165635103E-5,2.2398530109551952E-7,2.7452204172963845E-5,1.2755475425982259E-2,7.1322477292342021E-2]
[2004,12,14,11,null,null,3.437937291043229E-2,2.4500294778648877E-2,1.421013333333321E-4,1.6851858031628439E-7,6.4846814516129276E-5,1.3439997847359548E-2,7.2526782202870496E-2,null,2.7824765184202238E-2,2.9857367289658949E-2,8.0291533165635103E-5,2.2398530109551952E-7,2.7452204172963845E-5,1.2381302244579994E-2,7.0171402441080874E-2]
[2004,12,14,12,null,null,3.4674494102622168E-2,2.4270904075360391E-2,1.421013333333321E-4,1.6851858031628439E-7,6.4846814516129276E-5,1.2921384247926871E-2,7.2073899092339203E-2,null,2.8063619973524859E-2,2.9577819531446416E-2,8.0291533165635103E-5,2.2398530109551952E-7,2.7452204172963845E-5,1.1903540879165266E-2,6.9652948106776233E-2]
[2004,12,14,13,null,null,3.3951560776579071E-2,2.3838799933117705E-2,1.421013333333321E-4,1.6851858031628439E-7,6.4846814516129276E-5,1.1392165501520958E-2,6.9389642877647512E-2,null,2.7478517677058029E-2,2.9051234353640064E-2,8.0291533165635103E-5,2.2398530109551952E-7,2.7452204172963845E-5,1.0494781762358628E-2,6.7132501515696413E-2]
[2004,12,14,14,null,null,3.131035528232097E-2,2.4572255683604952E-2,1.421013333333321E-4,1.6851858031628439E-7,6.4846814516129276E-5,1.2823452256445928E-2,6.8913179888801634E-2,null,2.5340871860410338E-2,2.9945062690436012E-2,8.0291533165635103E-5,2.2398530109551952E-7,2.7452204172963845E-5,1.1813323187190158E-2,6.7207225460676201E-2]
[2004,12,14,15,null,null,3.1191022630236702E-2,2.3941209655414124E-2,1.421013333333321E-4,1.6851858031628439E-7,6.4846814516129276E-5,1.1421084942319696E-2,6.6760433894400298E-2,null,2.5244290604210483E-2,2.9176036308892487E-2,8.0291533165635103E-5,2.2398530109551952E-7,2.7452204172963845E-5,1.0521423160768061E-2,6.5049717796510725E-2]
[2004,12,14,16,null,null,3.2703850065861753E-2,2.3427696816746078E-2,1.421013333333321E-4,1.6851858031628439E-7,6.4846814516129276E-5,1.1335386607529885E-2,6.7674050156567495E-2,null,2.6468689556167883E-2,2.8550242147206376E-2,8.0291533165635103E-5,2.2398530109551952E-7,2.7452204172963845E-5,1.0442475455795153E-2,6.5569374881809098E-2]
[2004,12,14,17,null,null,3.6645714679344223E-2,2.385055600071647E-2,1.421013333333321E-4,1.6851858031628439E-7,6.4846814516129276E-5,1.014239520327455E-2,7.0845782549765021E-2,null,2.9659017010476491E-2,2.9065560925273164E-2,8.0291533165635103E-5,2.2398530109551952E-7,2.7452204172963845E-5,9.3434583786329625E-3,6.8176004037022314E-2]
[2004,12,14,18,null,null,4.3029605668752823E-2,2.3902260453045811E-2,1.421013333333321E-4,1.6851858031628439E-7,6.4846814516129276E-5,9.5281876227413988E-3,7.6667170410969807E-2,null,3.4825785706479595E-2,2.912857073138591E-2,8.0291533165635103E-5,2.2398530109551952E-7,2.7452204172963845E-5,8.7776331618538411E-3,7.2839957322359053E-2]
[2004,12,14,19,null,null,4.5221269743944782E-2,2.3315977491508377E-2,1.4049599999999879E-3,1.6661480863503531E-6,6.4846814516129276E-5,7.4572784007720496E-3,7.7465998598827662E-2,null,3.659959753294148E-2,2.8414095012769373E-2,7.9384471482597417E-4,2.2145491618222759E-6,2.7452204172963845E-5,6.8698536153468511E-3,7.2707057629218474E-2]
[2004,12,14,20,null,null,4.4414666663463796E-2,2.2480960729040423E-2,1.4049599999999879E-3,1.6661480863503531E-6,6.4846814516129276E-5,4.7053396111074158E-3,7.3072439966214098E-2,null,3.5946777559473397E-2,2.7396499004424427E-2,7.9384471482597417E-4,2.2145491618222759E-6,2.7452204172963845E-5,4.3346905669304804E-3,6.8501478598989071E-2]
[2004,12,14,21,null,null,4.1158752176667174E-2,2.2181093952693187E-2,1.4049599999999879E-3,1.6661480863503531E-6,6.4846814516129276E-5,6.6445931091417311E-3,7.1455912201104546E-2,null,3.3311620243166806E-2,2.7031065340860187E-2,7.9384471482597417E-4,2.2145491618222759E-6,2.7452204172963845E-5,6.1211851750928642E-3,6.7287382227280604E-2]
[2004,12,14,22,null,null,3.8953419780342863E-2,2.1388185457190571E-2,1.4049599999999879E-3,1.6661480863503531E-6,6.4846814516129276E-5,6.4569531048791363E-3,6.8270031305015036E-2,null,3.1526746032671311E-2,2.6064784714802426E-2,7.9384471482597417E-4,2.2145491618222759E-6,2.7452204172963845E-5,5.9483259505353327E-3,6.4363368166169818E-2]
[2004,12,14,23,null,null,3.5894860159837512E-2,2.0456343964401644E-2,1.4049599999999879E-3,1.6661480863503531E-6,6.4846814516129276E-5,5.5568793930827623E-3,6.3379556479924395E-2,null,2.9051316842494908E-2,2.4929192920609435E-2,7.9384471482597417E-4,2.2145491618222759E-6,2.7452204172963845E-5,5.1191528513490642E-3,5.9923174082614154E-2]
[2004,12,14,24,null,null,2.9634099673993084E-2,1.9891844673247196E-2,1.4049599999999879E-3,1.6661480863503531E-6,6.4846814516129276E-5,6.7494503253145771E-3,5.774686763515733E-2,null,2.3984203173871489E-2,2.4241263945753242E-2,7.9384471482597417E-4,2.2145491618222759E-6,2.7452204172963845E-5,6.2177825779128598E-3,5.5266761165698348E-2]
[2004,12,15,1,null,null,2.4648489034642326E-2,1.9114280072541297E-2,1.4049599999999879E-3,1.6661480863503531E-6,6.4846814516129276E-5,8.4642398198209075E-3,5.3698481889607005E-2,null,1.9949125346791632E-2,2.3293682209106343E-2,7.9384471482597417E-4,2.2145491618222759E-6,2.7452204172963845E-5,7.7974946625754757E-3,5.1863813686634203E-2]
[2004,12,15,2,null,null,2.283626262448735E-2,1.8615827737769527E-2,1.4049599999999879E-3,1.6661480863503531E-6,6.4846814516129276E-5,9.2887177032488933E-3,5.2212281028108237E-2,null,1.8482409404806815E-2,2.2686241581549558E-2,7.9384471482597417E-4,2.2145491618222759E-6,2.7452204172963845E-5,8.5570267685050154E-3,5.0549189223022137E-2]
[2004,12,15,3,null,null,2.2209823590791031E-2,1.8292459980522511E-2,1.4049599999999879E-3,1.6661480863503531E-6,6.4846814516129276E-5,9.7177174356500255E-3,5.1691473969566033E-2,null,1.7975404257847622E-2,2.2292168367941883E-2,7.9384471482597417E-4,2.2145491618222759E-6,2.7452204172963845E-5,8.9522333310377532E-3,5.0043317424988007E-2]
[2004,12,15,4,null,null,2.3499330794777763E-2,1.7822311956571191E-2,1.4049599999999879E-3,1.6661480863503531E-6,6.4846814516129276E-5,9.6986218823025775E-3,5.2491737596254001E-2,null,1.901906015139012E-2,2.1719220884719968E-2,7.9384471482597417E-4,2.2145491618222759E-6,2.7452204172963845E-5,8.9346419727497975E-3,5.0496434477020638E-2]
[2004,12,15,5,null,null,2.406722927656272E-2,1.7523434652229056E-2,1.4049599999999879E-3,1.6661480863503531E-6,6.4846814516129276E-5,9.9281716593181569E-3,5.2990308550712406E-2,null,1.9478685809638716E-2,2.1354993044569122E-2,7.9384471482597417E-4,2.2145491618222759E-6,2.7452204172963845E-5,9.1461096531530502E-3,5.0803299975521646E-2]
[2004,12,15,6,null,null,2.6283980857816344E-2,1.7691924648075376E-2,1.4049599999999879E-3,1.6661480863503531E-6,6.4846814516129276E-5,1.0264460194474849E-2,5.571183866296904E-2,null,2.1272802077576064E-2,2.1560323949199735E-2,7.9384471482597417E-4,2.2145491618222759E-6,2.7452204172963845E-5,9.4559080655077128E-3,5.3112545560444271E-2]
[2004,12,15,7,null,null,3.1756560283315416E-2,1.9797203252221989E-2,1.421013333333321E-4,1.6851858031628439E-7,6.4846814516129276E-5,9.9005131087414704E-3,6.1661393310708662E-2,null,2.5702005538125551E-2,2.4125928857180047E-2,8.0291533165635103E-5,2.2398530109551952E-7,2.7452204172963845E-5,9.1206298221124353E-3,5.9056531940057722E-2]
[2004,12,15,8,null,null,3.7177267146374267E-2,2.2452924983551503E-2,1.421013333333321E-4,1.6851858031628439E-7,6.4846814516129276E-5,1.0901653300449931E-2,7.0738962096805483E-2,null,3.0089226212276863E-2,2.736233314814128E-2,8.0291533165635103E-5,2.2398530109551952E-7,2.7452204172963845E-5,1.0042908191760718E-2,6.7602435274818545E-2]
[2004,12,15,9,null,null,3.9568750671533197E-2,2.4050860337921674E-2,1.421013333333321E-4,1.6851858031628439E-7,6.4846814516129276E-5,1.2139339568321915E-2,7.596606724420657E-2,null,{"$f":"G8387*X$5","v":3.2024760862742911E-2},{"$f":"H8387*Y$5","v":2.9309662484853553E-2},{"$f":"I8387*Z$5","v":8.0291533165635103E-5},{"$f":"J8387*AA$5","v":2.2398530109551952E-7},{"$f":"K8387*AB$5","v":2.7452204172963845E-5},{"$f":"L8387*AC$5","v":1.1183099428435645E-2},{"$f":"SUM(O8387:T8387)","v":7.2625490498671799E-2}]
[2004,12,15,10,null,null,3.632958427011896E-2,2.4978884025298052E-2,1.421013333333321E-4,1.6851858031628439E-7,6.4846814516129276E-5,1.3386642619417643E-2,7.4902227581264441E-2,null,2.9403158521515819E-2,3.0440601697537921E-2,8.0291533165635103E-5,2.2398530109551952E-7,2.7452204172963845E-5,1.2332149915020137E-2,7.2283877856713571E-2]
[2004,12,15,11,null,null,3.4468763406329823E-2,2.5609116936664716E-2,1.421013333333321E-4,1.6851858031628439E-7,6.4846814516129276E-5,1.2948431428911389E-2,7.3233428438335704E-2,null,2.7897112913305041E-2,3.1208637171507157E-2,8.0291533165635103E-5,2.2398530109551952E-7,2.7452204172963845E-5,1.1928457499423426E-2,7.1142175306875319E-2]
[2004,12,15,12,null,null,3.4886317814248148E-2,2.5026617559989642E-2,1.421013333333321E-4,1.6851858031628439E-7,6.4846814516129276E-5,1.2656085227740498E-2,7.2776137268408064E-2,null,2.8235058383753994E-2,3.0498772331409744E-2,8.0291533165635103E-5,2.2398530109551952E-7,2.7452204172963845E-5,1.1659139995219904E-2,7.0500938433023325E-2]
[2004,12,15,13,null,null,3.4251158883741278E-2,2.438180562546095E-2,1.421013333333321E-4,1.6851858031628439E-7,6.4846814516129276E-5,1.1225641872924168E-2,7.0065723048556183E-2,null,2.7720995834037161E-2,2.9712970081440228E-2,8.0291533165635103E-5,2.2398530109551952E-7,2.7452204172963845E-5,1.0341375534177863E-2,6.7883309172294945E-2]
[2004,12,15,14,null,null,3.1473515939559445E-2,2.5354506861017236E-2,1.421013333333321E-4,1.6851858031628439E-7,6.4846814516129276E-5,1.2549478332655873E-2,6.9584617799662338E-2,null,2.5472925082753527E-2,3.0898355739673956E-2,8.0291533165635103E-5,2.2398530109551952E-7,2.7452204172963845E-5,1.156093073920739E-2,6.8040179284274568E-2]
[2004,12,15,15,null,null,3.1283311202225071E-2,2.4898190380313531E-2,1.421013333333321E-4,1.6851858031628439E-7,6.4846814516129276E-5,1.1022272921275842E-2,6.7410891170244222E-2,null,2.5318983876000279E-2,3.0342264113520614E-2,8.0291533165635103E-5,2.2398530109551952E-7,2.7452204172963845E-5,1.0154026362986143E-2,6.5923242075146729E-2]
[2004,12,15,16,null,null,3.2708545986133222E-2,2.4643103026883235E-2,1.421013333333321E-4,1.6851858031628439E-7,6.4846814516129276E-5,1.0774653375712087E-2,6.8333419055158315E-2,null,2.6472490174614813E-2,3.0031401045499381E-2,8.0291533165635103E-5,2.2398530109551952E-7,2.7452204172963845E-5,9.92591230596695E-3,6.6537771248720831E-2]
[2004,12,15,17,null,null,3.6887834729914727E-2,2.454504395770617E-2,1.421013333333321E-4,1.6851858031628439E-7,6.4846814516129276E-5,9.8960523433869862E-3,7.1536047697437669E-2,null,2.9854975603760405E-2,2.9911901028419868E-2,8.0291533165635103E-5,2.2398530109551952E-7,2.7452204172963845E-5,9.1165204401971039E-3,6.8991364795017079E-2]
[2004,12,15,18,null,null,4.3471869421529717E-2,2.4240258153412221E-2,1.421013333333321E-4,1.6851858031628439E-7,6.4846814516129276E-5,9.4949149070680874E-3,7.7414159148439798E-2,null,3.518372955561732E-2,2.9540472774772529E-2,8.0291533165635103E-5,2.2398530109551952E-7,2.7452204172963845E-5,8.7469814047681661E-3,7.3579151457797712E-2]
[2004,12,15,19,null,null,4.5874053222744827E-2,2.3182054804271209E-2,1.4049599999999879E-3,1.6661480863503531E-6,6.4846814516129276E-5,7.6931906388303358E-3,7.8220771628448829E-2,null,3.7127924418398607E-2,2.8250889675960816E-2,7.9384471482597417E-4,2.2145491618222759E-6,2.7452204172963845E-5,7.0871825729678373E-3,7.3289508135488027E-2]
[2004,12,15,20,null,null,4.5106855429484213E-2,2.2239870028647937E-2,1.4049599999999879E-3,1.6661480863503531E-6,6.4846814516129276E-5,4.9662043277048885E-3,7.3784402748439504E-2,null,3.6506996907506258E-2,2.7102693005077321E-2,7.9384471482597417E-4,2.2145491618222759E-6,2.7452204172963845E-5,4.5750064462797141E-3,6.9008207827024062E-2]
[2004,12,15,21,null,null,4.1764305659535012E-2,2.2001871531998791E-2,1.4049599999999879E-3,1.6661480863503531E-6,6.4846814516129276E-5,6.9144729156927608E-3,7.2152123069829016E-2,null,3.3801721779084019E-2,2.6812655330304819E-2,7.9384471482597417E-4,2.2145491618222759E-6,2.7452204172963845E-5,6.3698060076678893E-3,6.7807694585217487E-2]
[2004,12,15,22,null,null,3.9687810023204199E-2,2.0873970209136082E-2,1.4049599999999879E-3,1.6661480863503531E-6,6.4846814516129276E-5,6.9019473141463871E-3,6.8935200509089134E-2,null,3.2121120924686442E-2,2.5438134559536311E-2,7.9384471482597417E-4,2.2145491618222759E-6,2.7452204172963845E-5,6.3582670728925912E-3,6.474103402527609E-2]
[2004,12,15,23,null,null,3.6581595752013939E-2,2.0004626480715527E-2,1.4049599999999879E-3,1.6661480863503531E-6,6.4846814516129276E-5,5.9393869733143428E-3,6.3997082168646274E-2,null,2.9607122692872849E-2,2.4378705877762488E-2,7.9384471482597417E-4,2.2145491618222759E-6,2.7452204172963845E-5,5.471529541842401E-3,6.0280869580638489E-2]
[2004,12,15,24,null,null,3.0366095567075313E-2,1.9223450063782226E-2,1.4049599999999879E-3,1.6661480863503531E-6,6.4846814516129276E-5,7.2484887518823923E-3,5.8309507345342404E-2,null,2.4576640211448546E-2,2.3426722589025766E-2,7.9384471482597417E-4,2.2145491618222759E-6,2.7452204172963845E-5,6.6775107461141403E-3,5.5504385014749205E-2]
[2004,12,16,1,null,null,2.538582659115822E-2,1.8277858813791431E-2,1.4049599999999879E-3,1.6661480863503531E-6,6.4846814516129276E-5,9.0887733205644392E-3,5.422393168811656E-2,null,2.0545885631657754E-2,2.2274374606606109E-2,7.9384471482597417E-4,2.2145491618222759E-6,2.7452204172963845E-5,8.3728324061072158E-3,5.2016604112531832E-2]
[2004,12,16,2,null,null,2.3238868577446909E-2,1.858697426715001E-2,1.4049599999999879E-3,1.6661480863503531E-6,6.4846814516129276E-5,9.4258720228058111E-3,5.2723187830005208E-2,null,1.8808256421622597E-2,2.265107920176386E-2,7.9384471482597417E-4,2.2145491618222759E-6,2.7452204172963845E-5,8.6833771670593984E-3,5.0966224258606606E-2]
[2004,12,16,3,null,null,2.2535960299014574E-2,1.8429707476536817E-2,1.4049599999999879E-3,1.6661480863503531E-6,6.4846814516129276E-5,9.7601466490550987E-3,5.2197287387208961E-2,null,1.8239361292430853E-2,2.2459425494238024E-2,7.9384471482597417E-4,2.2145491618222759E-6,2.7452204172963845E-5,8.9913203101529473E-3,5.0513618564982578E-2]
[2004,12,16,4,null,null,2.3811105999322336E-2,1.8055187562892813E-2,1.4049599999999879E-3,1.6661480863503531E-6,6.4846814516129276E-5,9.6676162932479073E-3,5.3005382818065529E-2,null,1.9271393778280591E-2,2.2003015531827888E-2,7.9384471482597417E-4,2.2145491618222759E-6,2.7452204172963845E-5,8.9060787561691841E-3,5.1003999534438418E-2]
[2004,12,16,5,null,null,2.4341217103691373E-2,1.7862557441215291E-2,1.4049599999999879E-3,1.6661480863503531E-6,6.4846814516129276E-5,9.8335836855531576E-3,5.3508831193062288E-2,null,1.9700436420769591E-2,2.1768266181016419E-2,7.9384471482597417E-4,2.2145491618222759E-6,2.7452204172963845E-5,9.0589725639073897E-3,5.135118663385415E-2]
[2004,12,16,6,null,null,2.6407981380514839E-2,1.8486277943663573E-2,1.4049599999999879E-3,1.6661480863503531E-6,6.4846814516129276E-5,9.8912587844371229E-3,5.625699107121801E-2,null,2.137316125037985E-2,2.2528365285779759E-2,7.9384471482597417E-4,2.2145491618222759E-6,2.7452204172963845E-5,9.1121044795057764E-3,5.3837142483826143E-2]
[2004,12,16,7,null,null,3.2295251519871108E-2,1.9743768154936114E-2,1.421013333333321E-4,1.6851858031628439E-7,6.4846814516129276E-5,1.0018634635220873E-2,6.2264770976457877E-2,null,2.613799246560675E-2,2.4060809994724017E-2,8.0291533165635103E-5,2.2398530109551952E-7,2.7452204172963845E-5,9.2294466788963789E-3,5.9536216861866838E-2]
[2004,12,16,8,null,null,3.7835588955029927E-2,2.2234357966993249E-2,1.421013333333321E-4,1.6851858031628439E-7,6.4846814516129276E-5,1.1154096771240027E-2,7.1431160359692991E-2,null,3.062203551596037E-2,2.7095975712455575E-2,8.0291533165635103E-5,2.2398530109551952E-7,2.7452204172963845E-5,1.0275466183735177E-2,6.8101445134790814E-2]
[2004,12,16,9,null,null,4.0088509393005962E-2,2.4209817702956497E-2,1.421013333333321E-4,1.6851858031628439E-7,6.4846814516129276E-5,1.2203972990715765E-2,7.6709416753108009E-2,null,3.2445424858421328E-2,2.9503376416629472E-2,8.0291533165635103E-5,2.2398530109551952E-7,2.7452204172963845E-5,1.1242641546436585E-2,7.3299410544127072E-2]
[2004,12,16,10,null,null,3.6872173102326856E-2,2.5030777457553988E-2,1.421013333333321E-4,1.6851858031628439E-7,6.4846814516129276E-5,1.3525096093486087E-2,7.5635163319796722E-2,null,2.9842299947599654E-2,3.0503841804678869E-2,8.0291533165635103E-5,2.2398530109551952E-7,2.7452204172963845E-5,1.2459697131077935E-2,7.2913806605996154E-2]
[2004,12,16,11,null,null,3.5073628080494905E-2,2.5449451145829902E-2,1.421013333333321E-4,1.6851858031628439E-7,6.4846814516129276E-5,1.3219838067773873E-2,7.3950033960528461E-2,null,2.8386656965510699E-2,3.1014059914228467E-2,8.0291533165635103E-5,2.2398530109551952E-7,2.7452204172963845E-5,1.2178484892664578E-2,7.1687169495043432E-2]
[2004,12,16,12,null,null,3.5292745683142293E-2,2.5314458510526494E-2,1.421013333333321E-4,1.6851858031628439E-7,6.4846814516129276E-5,1.2673947642233129E-2,7.3488268502331699E-2,null,2.8563998648189814E-2,3.0849550681581794E-2,8.0291533165635103E-5,2.2398530109551952E-7,2.7452204172963845E-5,1.1675595351475387E-2,7.1197112403886681E-2]
[2004,12,16,13,null,null,3.4553880149270841E-2,2.4935207810651606E-2,1.421013333333321E-4,1.6851858031628439E-7,6.4846814516129276E-5,1.105512595240885E-2,7.0751330578761068E-2,null,2.7966001702863483E-2,3.0387375530493706E-2,8.0291533165635103E-5,2.2398530109551952E-7,2.7452204172963845E-5,1.0184291494925007E-2,6.8645636450921893E-2]
[2004,12,16,14,null,null,3.1897768777642492E-2,2.5501509895976441E-2,1.421013333333321E-4,1.6851858031628439E-7,6.4846814516129276E-5,1.2659121020978348E-2,7.0265516361027069E-2,null,2.581629189253062E-2,3.1077501486577237E-2,8.0291533165635103E-5,2.2398530109551952E-7,2.7452204172963845E-5,1.1661936652931963E-2,6.8663697754679509E-2]
[2004,12,16,15,null,null,3.1756314594922792E-2,2.4921176167977042E-2,1.421013333333321E-4,1.6851858031628439E-7,6.4846814516129276E-5,1.1185916595157937E-2,6.8070524024487558E-2,null,2.570180669151334E-2,3.0370275821580129E-2,8.0291533165635103E-5,2.2398530109551952E-7,2.7452204172963845E-5,1.030477949626479E-2,6.6484829731997944E-2]
[2004,12,16,16,null,null,3.3085283823092747E-2,2.4946717116733744E-2,1.421013333333321E-4,1.6851858031628439E-7,6.4846814516129276E-5,1.0762956307346938E-2,6.9002073913603218E-2,null,2.6777400967394928E-2,3.0401401385368031E-2,8.0291533165635103E-5,2.2398530109551952E-7,2.7452204172963845E-5,9.9151366391514329E-3,6.7201906714554088E-2]
[2004,12,16,17,null,null,3.73217918060492E-2,2.4778775796511606E-2,1.421013333333321E-4,1.6851858031628439E-7,6.4846814516129276E-5,9.9283603810667708E-3,7.2236044650057354E-2,null,3.0206196487716688E-2,3.0196739126146874E-2,8.0291533165635103E-5,2.2398530109551952E-7,2.7452204172963845E-5,9.1462835089107849E-3,6.965718684541404E-2]
[2004,12,16,18,null,null,4.3994871216544364E-2,2.4396953038147918E-2,1.421013333333321E-4,1.6851858031628439E-7,6.4846814516129276E-5,9.5727301567728688E-3,7.8171671077894939E-2,null,3.5607018315860613E-2,2.9731429527261957E-2,8.0291533165635103E-5,2.2398530109551952E-7,2.7452204172963845E-5,8.8186669910885283E-3,7.4265082556850798E-2]
[2004,12,16,19,null,null,4.650176616435335E-2,2.3131813218867529E-2,1.4049599999999879E-3,1.6661480863503531E-6,6.4846814516129276E-5,7.8811254057670685E-3,7.8986177751590392E-2,null,3.763596059604634E-2,2.8189662597586245E-2,7.9384471482597417E-4,2.2145491618222759E-6,2.7452204172963845E-5,7.2603133411521135E-3,7.3909448002945466E-2]
[2004,12,16,20,null,null,4.5736898341510922E-2,2.217493054618009E-2,1.4049599999999879E-3,1.6661480863503531E-6,6.4846814516129276E-5,5.1230963947622868E-3,7.4506398245055755E-2,null,3.7016918834493893E-2,2.7023554284618636E-2,7.9384471482597417E-4,2.2145491618222759E-6,2.7452204172963845E-5,4.7195398103528482E-3,6.9583524397626148E-2]
[2004,12,16,21,null,null,4.2303385834173986E-2,2.2007431184904475E-2,1.4049599999999879E-3,1.6661480863503531E-6,6.4846814516129276E-5,7.075857348112201E-3,7.2858147329793108E-2,null,3.423802349156338E-2,2.6819430620165931E-2,7.9384471482597417E-4,2.2145491618222759E-6,2.7452204172963845E-5,6.5184778644679E-3,6.8399443444357957E-2]
[2004,12,16,22,null,null,4.0050420900985845E-2,2.1306767663806646E-2,1.4049599999999879E-3,1.6661480863503531E-6,6.4846814516129276E-5,6.7810810110279758E-3,6.9609742538422933E-2,null,3.2414598137135826E-2,2.5965564644883275E-2,7.9384471482597417E-4,2.2145491618222759E-6,2.7452204172963845E-5,6.2469216510339064E-3,6.5450595901213757E-2]
[2004,12,16,23,null,null,3.7008154645578842E-2,2.0220426299673796E-2,1.4049599999999879E-3,1.6661480863503531E-6,6.4846814516129276E-5,5.9232534478991837E-3,6.4623307355754292E-2,null,2.9952355896561533E-2,2.4641691058711983E-2,7.9384471482597417E-4,2.2145491618222759E-6,2.7452204172963845E-5,5.4566668866020997E-3,6.0874225310036376E-2]
[2004,12,16,24,null,null,3.0811549704878153E-2,1.9286959727015416E-2,1.4049599999999879E-3,1.6661480863503531E-6,6.4846814516129276E-5,7.3100958085092508E-3,5.8880078203005289E-2,null,2.4937166181977059E-2,2.3504118855426952E-2,7.9384471482597417E-4,2.2145491618222759E-6,2.7452204172963845E-5,6.7342648912530811E-3,5.5999061396817845E-2]
[2004,12,17,1,null,null,2.2858756428543396E-2,1.8866629621553586E-2,1.4049599999999879E-3,1.6661480863503531E-6,6.4846814516129276E-5,7.6130184350220046E-3,5.080987744772146E-2,null,1.850061464716506E-2,2.299188214745837E-2,7.9384471482597417E-4,2.2145491618222759E-6,2.7452204172963845E-5,7.0133256945487657E-3,4.9329333957332945E-2]
[2004,12,17,2,null,null,2.1521054738002122E-2,1.8587595107673681E-2,1.4049599999999879E-3,1.6661480863503531E-6,6.4846814516129276E-5,8.1814250106404564E-3,4.9761547818918728E-2,null,1.7417952798655118E-2,2.2651835791172727E-2,7.9384471482597417E-4,2.2145491618222759E-6,2.7452204172963845E-5,7.5369577434870319E-3,4.8430257801475633E-2]
[2004,12,17,3,null,null,2.1178849749218992E-2,1.8129257549784009E-2,1.4049599999999879E-3,1.6661480863503531E-6,6.4846814516129276E-5,8.3167436424311618E-3,4.9096323904036634E-2,null,1.7140990985460909E-2,2.2093281172455115E-2,7.9384471482597417E-4,2.2145491618222759E-6,2.7452204172963845E-5,7.6616170550845341E-3,4.7719400681161317E-2]
[2004,12,17,4,null,null,2.2346068436242889E-2,1.7289810394019601E-2,1.4049599999999879E-3,1.6661480863503531E-6,6.4846814516129276E-5,8.4136398022115633E-3,4.9520991595076523E-2,null,1.8085673309064246E-2,2.1070286050300112E-2,7.9384471482597417E-4,2.2145491618222759E-6,2.7452204172963845E-5,7.7508805099009322E-3,4.773035133742605E-2]
[2004,12,17,5,null,null,2.285112133245382E-2,1.7455676430287594E-2,1.4049599999999879E-3,1.6661480863503531E-6,6.4846814516129276E-5,8.3500453923654409E-3,5.0128316117709328E-2,null,1.8494435222182391E-2,2.1272419257695199E-2,7.9384471482597417E-4,2.2145491618222759E-6,2.7452204172963845E-5,7.6922955593441708E-3,4.8282661507382509E-2]
[2004,12,17,6,null,null,2.4954212841768214E-2,1.821751473327908E-2,1.4049599999999879E-3,1.6661480863503531E-6,6.4846814516129276E-5,9.5522229801608162E-3,5.4195423517810579E-2,null,2.0196561306914013E-2,2.2200836088319215E-2,7.9384471482597417E-4,2.2145491618222759E-6,2.7452204172963845E-5,8.7997752059334657E-3,5.2020684069327444E-2]
[2004,12,17,7,null,null,3.0354591029768636E-2,1.872742991723738E-2,1.421013333333321E-4,1.6851858031628439E-7,6.4846814516129276E-5,7.7750922325666612E-3,5.7064229846002457E-2,null,2.4567329074507649E-2,2.2822245955897002E-2,8.0291533165635103E-5,2.2398530109551952E-7,2.7452204172963845E-5,7.1626326137996122E-3,5.4660175366843956E-2]
[2004,12,17,8,null,null,3.5616016928600523E-2,2.0719802792637874E-2,1.421013333333321E-4,1.6851858031628439E-7,6.4846814516129276E-5,1.013742775935244E-2,6.668036414702061E-2,null,2.8825636535510044E-2,2.5250257914782789E-2,8.0291533165635103E-5,2.2398530109551952E-7,2.7452204172963845E-5,9.3388822302376169E-3,6.3522744403170142E-2]
[2004,12,17,9,null,null,3.6921939512345306E-2,2.2369560449185616E-2,1.421013333333321E-4,1.6851858031628439E-7,6.4846814516129276E-5,1.1544344633557605E-2,7.1042961261518309E-2,null,2.9882578130579655E-2,2.7260740675724874E-2,8.0291533165635103E-5,2.2398530109551952E-7,2.7452204172963845E-5,1.063497343876085E-2,6.7886259967705073E-2]
[2004,12,17,10,null,null,3.4343201824420327E-2,2.3339906189567373E-2,1.421013333333321E-4,1.6851858031628439E-7,6.4846814516129276E-5,1.1693089658241005E-2,6.9583314338658483E-2,null,2.7795490305414818E-2,2.8443255801778873E-2,8.0291533165635103E-5,2.2398530109551952E-7,2.7452204172963845E-5,1.0772001519337849E-2,6.7118715349171229E-2]
[2004,12,17,11,null,null,3.2442823475805981E-2,2.3920854308327046E-2,1.421013333333321E-4,1.6851858031628439E-7,6.4846814516129276E-5,1.1713238502017574E-2,6.828403295258037E-2,null,2.6257429054294942E-2,2.9151230196158815E-2,8.0291533165635103E-5,2.2398530109551952E-7,2.7452204172963845E-5,1.0790563198254005E-2,6.6307190171347452E-2]
[2004,12,17,12,null,null,3.1996553713871452E-2,2.3506632738403709E-2,1.421013333333321E-4,1.6851858031628439E-7,6.4846814516129276E-5,1.1835741024316043E-2,6.7546044143020983E-2,null,2.5896242962652471E-2,2.8646437675732567E-2,8.0291533165635103E-5,2.2398530109551952E-7,2.7452204172963845E-5,1.0903415951024254E-2,6.5554064312048979E-2]
[2004,12,17,13,null,null,3.1840681209996065E-2,2.3079361312469428E-2,1.421013333333321E-4,1.6851858031628439E-7,6.4846814516129276E-5,1.0264322464916011E-2,6.5391481653811284E-2,null,2.5770088369015592E-2,2.8125741904038687E-2,8.0291533165635103E-5,2.2398530109551952E-7,2.7452204172963845E-5,9.4557811851826296E-3,6.3459579180876607E-2]
[2004,12,17,14,null,null,2.9553849722819908E-2,2.3350223114987544E-2,1.421013333333321E-4,1.6851858031628439E-7,6.4846814516129276E-5,1.1589814877540692E-2,6.4701004381777921E-2,null,2.3919253296709544E-2,2.8455828557917239E-2,8.0291533165635103E-5,2.2398530109551952E-7,2.7452204172963845E-5,1.067686190037247E-2,6.3159911477638941E-2]
[2004,12,17,15,null,null,2.970651074550576E-2,2.3277766235010513E-2,1.421013333333321E-4,1.6851858031628439E-7,6.4846814516129276E-5,1.1257180345983291E-2,6.4448573992929345E-2,null,2.4042808694886252E-2,2.8367528735499501E-2,8.0291533165635103E-5,2.2398530109551952E-7,2.7452204172963845E-5,1.0370429658420468E-2,6.2888734811445912E-2]
[2004,12,17,16,null,null,3.2014850323586003E-2,2.2711088464734564E-2,1.421013333333321E-4,1.6851858031628439E-7,6.4846814516129276E-5,9.0537161261909031E-3,6.3986771580941251E-2,null,2.5911051227779956E-2,2.76769449496767E-2,8.0291533165635103E-5,2.2398530109551952E-7,2.7452204172963845E-5,8.3405367372897526E-3,6.2036500637386104E-2]
[2004,12,17,17,null,null,3.501999707997696E-2,2.2508968252310274E-2,1.421013333333321E-4,1.6851858031628439E-7,6.4846814516129276E-5,8.2062861399537345E-3,6.5942368138670743E-2,null,2.8343250996475326E-2,2.743063046760463E-2,8.0291533165635103E-5,2.2398530109551952E-7,2.7452204172963845E-5,7.5598605117512211E-3,6.3441709698470863E-2]
[2004,12,17,18,null,null,4.0849095427690094E-2,2.2444236698356719E-2,1.421013333333321E-4,1.6851858031628439E-7,6.4846814516129276E-5,9.0199696795724323E-3,7.2520418472049028E-2,null,3.3061001177180985E-2,2.7351745139934779E-2,8.0291533165635103E-5,2.2398530109551952E-7,2.7452204172963845E-5,8.3094485659961879E-3,6.8830162605751644E-2]
[2004,12,17,19,null,null,4.1972996683109963E-2,2.2001708762907777E-2,1.4049599999999879E-3,1.6661480863503531E-6,6.4846814516129276E-5,7.9042932451356736E-3,7.3350471653755869E-2,null,3.3970624764666453E-2,2.6812456971200258E-2,7.9384471482597417E-4,2.2145491618222759E-6,2.7452204172963845E-5,7.2816562033187872E-3,6.8888249407346253E-2]
[2004,12,17,20,null,null,3.9496713916539243E-2,2.1409911582654553E-2,1.4049599999999879E-3,1.6661480863503531E-6,6.4846814516129276E-5,6.5756216557898411E-3,6.8953720117586104E-2,null,3.1966458292839707E-2,2.6091261331252148E-2,7.9384471482597417E-4,2.2145491618222759E-6,2.7452204172963845E-5,6.0576467415383176E-3,6.4938877833790931E-2]
[2004,12,17,21,null,null,3.8331702467146622E-2,2.0633158339338206E-2,1.4049599999999879E-3,1.6661480863503531E-6,6.4846814516129276E-5,6.7087914928259671E-3,6.7145125261913269E-2,null,3.1023562385438786E-2,2.5144668358038583E-2,7.9384471482597417E-4,2.2145491618222759E-6,2.7452204172963845E-5,6.1803265232564129E-3,6.3172068734894532E-2]
[2004,12,17,22,null,null,3.5818409798001154E-2,1.9419090847700351E-2,1.4049599999999879E-3,1.6661480863503531E-6,6.4846814516129276E-5,5.7008433987854002E-3,6.240981700708937E-2,null,2.8989442143038172E-2,2.3665140893583094E-2,7.9384471482597417E-4,2.2145491618222759E-6,2.7452204172963845E-5,5.2517765234053057E-3,5.8729871028187323E-2]
[2004,12,17,23,null,null,3.4599359821939457E-2,1.7616269570248221E-2,1.4049599999999879E-3,1.6661480863503531E-6,6.4846814516129276E-5,6.4166910502641422E-3,6.0103793405054291E-2,null,2.8002810437448476E-2,2.1468126632129835E-2,7.9384471482597417E-4,2.2145491618222759E-6,2.7452204172963845E-5,5.9112354187631153E-3,5.6205683956502175E-2]
[2004,12,17,24,null,null,2.9906683782630346E-2,1.4545394627215512E-2,1.4049599999999879E-3,1.6661480863503531E-6,6.4846814516129276E-5,6.2984585810907509E-3,5.2222009953539081E-2,null,2.4204817692802267E-2,1.7725794472329005E-2,7.9384471482597417E-4,2.2145491618222759E-6,2.7452204172963845E-5,5.8023163584638351E-3,4.8556439991755865E-2]
[2004,12,18,1,null,null,2.8657235845372477E-2,1.4023269666053212E-2,1.4049599999999879E-3,1.6661480863503531E-6,6.4846814516129276E-5,8.6864111207816831E-3,5.283838959480984E-2,null,{"$f":"G8451*X$5","v":2.3193583556721312E-2},{"$f":"H8451*Y$5","v":1.708950511836959E-2},{"$f":"I8451*Z$5","v":7.9384471482597417E-4},{"$f":"J8451*AA$5","v":2.2145491618222759E-6},{"$f":"K8451*AB$5","v":2.7452204172963845E-5},{"$f":"L8451*AC$5","v":8.0021650842904118E-3},{"$f":"SUM(O8451:T8451)","v":4.9108765227542067E-2}]
[2004,12,18,2,null,null,2.7052494787715202E-2,1.3401240570363619E-2,1.4049599999999879E-3,1.6661480863503531E-6,6.4846814516129276E-5,9.2316580289924354E-3,5.115686634967373E-2,null,2.1894794796754935E-2,1.6331467252186708E-2,7.9384471482597417E-4,2.2145491618222759E-6,2.7452204172963845E-5,8.5044617993011492E-3,4.7554235316403543E-2]
[2004,12,18,3,null,null,2.6310222040920924E-2,1.2940240108170261E-2,1.4049599999999879E-3,1.6661480863503531E-6,6.4846814516129276E-5,9.7600009538774523E-3,5.0481936065571109E-2,null,2.1294040241516484E-2,1.5769667476111988E-2,7.9384471482597417E-4,2.2145491618222759E-6,2.7452204172963845E-5,8.9911860916768362E-3,4.6878405277466062E-2]
[2004,12,18,4,null,null,2.5795033161858535E-2,1.3065817249466878E-2,1.4049599999999879E-3,1.6661480863503531E-6,6.4846814516129276E-5,9.8092509962455395E-3,5.0141574370173428E-2,null,2.0877074823829257E-2,1.5922702485068121E-2,7.9384471482597417E-4,2.2145491618222759E-6,2.7452204172963845E-5,9.0365566093691032E-3,4.6659845386427236E-2]
[2004,12,18,5,null,null,2.600215568252626E-2,1.346524449070495E-2,1.4049599999999879E-3,1.6661480863503531E-6,6.4846814516129276E-5,9.8211421292966321E-3,5.0760015265130312E-2,null,2.1044708349808747E-2,1.6409465846688297E-2,7.9384471482597417E-4,2.2145491618222759E-6,2.7452204172963845E-5,9.0475110540057906E-3,4.7325196718663587E-2]
[2004,12,18,6,null,null,2.7093663072967639E-2,1.3482913463133314E-2,1.4049599999999879E-3,1.6661480863503531E-6,6.4846814516129276E-5,9.7808474622506515E-3,5.1828896960954073E-2,null,2.1928114132542986E-2,1.6430998199837135E-2,7.9384471482597417E-4,2.2145491618222759E-6,2.7452204172963845E-5,9.0103904787492226E-3,4.8193014279290097E-2]
[2004,12,18,7,null,null,2.9700716007924063E-2,1.4225620773858069E-2,1.421013333333321E-4,1.6851858031628439E-7,6.4846814516129276E-5,9.8954706833728028E-3,5.4028924131584721E-2,null,2.4038118754411336E-2,1.7336100981879939E-2,8.0291533165635103E-5,2.2398530109551952E-7,2.7452204172963845E-5,9.1159845987095547E-3,5.0598172057640521E-2]
[2004,12,18,8,null,null,3.4853893894772697E-2,1.5561325991801159E-2,1.421013333333321E-4,1.6851858031628439E-7,6.4846814516129276E-5,8.7813831123320675E-3,5.9403719665335697E-2,null,2.8208816254553255E-2,1.896386267385743E-2,8.0291533165635103E-5,2.2398530109551952E-7,2.7452204172963845E-5,8.0896559414698286E-3,5.5370302592520203E-2]
[2004,12,18,9,null,null,3.7359597263962506E-2,1.6437456319768201E-2,1.421013333333321E-4,1.6851858031628439E-7,6.4846814516129276E-5,9.7532670615236815E-3,6.3757437311684165E-2,null,3.0236794136832033E-2,2.0031561868175611E-2,8.0291533165635103E-5,2.2398530109551952E-7,2.7452204172963845E-5,8.9849826415378253E-3,5.9361306369185164E-2]
[2004,12,18,10,null,null,3.9156206997986359E-2,1.721866178497896E-2,1.421013333333321E-4,1.6851858031628439E-7,6.4846814516129276E-5,1.060946498936617E-2,6.7191450438761263E-2,null,3.1690870803881895E-2,2.0983580556694133E-2,8.0291533165635103E-5,2.2398530109551952E-7,2.7452204172963845E-5,9.7737361403252981E-3,6.2556155223541021E-2]
[2004,12,18,11,null,null,3.9937524822325231E-2,1.7285749942687542E-2,1.421013333333321E-4,1.6851858031628439E-7,6.4846814516129276E-5,1.0483786380971376E-2,6.7914177812413934E-2,null,3.2323226287883873E-2,2.1065337767519093E-2,8.0291533165635103E-5,2.2398530109551952E-7,2.7452204172963845E-5,9.6579574881345276E-3,6.3154489266177186E-2]
[2004,12,18,12,null,null,4.0111371428781253E-2,1.6921487984045216E-2,1.421013333333321E-4,1.6851858031628439E-7,6.4846814516129276E-5,9.3953078017573396E-3,6.6635283881013585E-2,null,3.2463928127190587E-2,2.0621428696746914E-2,8.0291533165635103E-5,2.2398530109551952E-7,2.7452204172963845E-5,8.6552205510413652E-3,6.1848545097618557E-2]
[2004,12,18,13,null,null,4.0487653373996901E-2,1.6353913437460097E-2,1.421013333333321E-4,1.6851858031628439E-7,6.4846814516129276E-5,8.5148300726262394E-3,6.5563513550513014E-2,null,3.2768469946378428E-2,1.992975205143481E-2,8.0291533165635103E-5,2.2398530109551952E-7,2.7452204172963845E-5,7.8440998196392161E-3,6.0650289540092148E-2]
[2004,12,18,14,null,null,3.8532641195172829E-2,1.6226531887421621E-2,1.421013333333321E-4,1.6851858031628439E-7,6.4846814516129276E-5,8.1220094254113237E-3,6.3088299174435564E-2,null,3.1186191091270847E-2,1.977451809364834E-2,8.0291533165635103E-5,2.2398530109551952E-7,2.7452204172963845E-5,7.482222443145818E-3,5.8550899350704691E-2]
[2004,12,18,15,null,null,3.7686866458259582E-2,1.6247865557940711E-2,1.421013333333321E-4,1.6851858031628439E-7,6.4846814516129276E-5,8.4728511818292791E-3,6.2614699864459347E-2,null,3.0501667743080271E-2,1.9800516443549018E-2,8.0291533165635103E-5,2.2398530109551952E-7,2.7452204172963845E-5,7.805427690316555E-3,5.8215579599585537E-2]
[2004,12,18,16,null,null,3.7106971995088285E-2,1.5964948945556189E-2,1.421013333333321E-4,1.6851858031628439E-7,6.4846814516129276E-5,8.7592186264143189E-3,6.2038256233488576E-2,null,3.0032333200201971E-2,1.9455739154760145E-2,8.0291533165635103E-5,2.2398530109551952E-7,2.7452204172963845E-5,8.0692373965890879E-3,5.7665277474190896E-2]
[2004,12,18,17,null,null,4.1377193816037036E-2,1.5766064753529839E-2,1.421013333333321E-4,1.6851858031628439E-7,6.4846814516129276E-5,7.0197036249998474E-3,6.4370078860996507E-2,null,3.3488414838511921E-2,1.9213368259916354E-2,8.0291533165635103E-5,2.2398530109551952E-7,2.7452204172963845E-5,6.4667474828183896E-3,5.9276498303886357E-2]
[2004,12,18,18,null,null,4.6690135914285669E-2,1.5659557123511254E-2,1.421013333333321E-4,1.6851858031628439E-7,6.4846814516129276E-5,7.312628242439642E-3,6.9869437946666349E-2,null,3.7788416665368162E-2,1.9083572375526128E-2,8.0291533165635103E-5,2.2398530109551952E-7,2.7452204172963845E-5,6.7365978402805071E-3,6.3716554603814479E-2]
[2004,12,18,19,null,null,4.7740411712455001E-2,1.4666253088961165E-2,1.4049599999999879E-3,1.6661480863503531E-6,6.4846814516129276E-5,4.9673192629873329E-3,6.8845457027005966E-2,null,3.8638451875110003E-2,1.7873079046453716E-2,7.9384471482597417E-4,2.2145491618222759E-6,2.7452204172963845E-5,4.576033555872429E-3,6.1911075945596902E-2]
[2004,12,18,20,null,null,4.5550636091936422E-2,1.4103586254464688E-2,1.4049599999999879E-3,1.6661480863503531E-6,6.4846814516129276E-5,5.041781408887812E-3,6.6167476717891388E-2,null,3.686616845953522E-2,1.7187383201115909E-2,7.9384471482597417E-4,2.2145491618222759E-6,2.7452204172963845E-5,4.6446301691044E-3,5.9521693297916282E-2]
[2004,12,18,21,null,null,4.2641217967134826E-2,1.4014853353256369E-2,1.4049599999999879E-3,1.6661480863503531E-6,6.4846814516129276E-5,6.9623622788332505E-3,6.5089906561826921E-2,null,3.4511446156828489E-2,1.7079248550247849E-2,7.9384471482597417E-4,2.2145491618222759E-6,2.7452204172963845E-5,6.4139230295660252E-3,5.8828129204803112E-2]
[2004,12,18,22,null,null,3.8793688324588196E-2,1.3364530622188614E-2,1.4049599999999879E-3,1.6661480863503531E-6,6.4846814516129276E-5,7.4251380308144469E-3,6.1054829940193726E-2,null,3.1397468216566769E-2,1.628673054939403E-2,7.9384471482597417E-4,2.2145491618222759E-6,2.7452204172963845E-5,6.840245006832388E-3,5.5347955240953942E-2]
[2004,12,18,23,null,null,3.6846509842926659E-2,1.2659335295961228E-2,1.4049599999999879E-3,1.6661480863503531E-6,6.4846814516129276E-5,6.8737774621998203E-3,5.7851095563690176E-2,null,2.9821529523178819E-2,1.5427341874427113E-2,7.9384471482597417E-4,2.2145491618222759E-6,2.7452204172963845E-5,6.3323162167171166E-3,5.2404699082483797E-2]
[2004,12,18,24,null,null,3.316250062734178E-2,1.2437592603183278E-2,1.4049599999999879E-3,1.6661480863503531E-6,6.4846814516129276E-5,8.573706213723057E-3,5.5645272406850591E-2,null,2.6839895982999237E-2,1.5157114390150519E-2,7.9384471482597417E-4,2.2145491618222759E-6,2.7452204172963845E-5,7.898338168945012E-3,5.0718860010255523E-2]
[2004,12,19,1,null,null,2.9372528112366781E-2,1.2718513062828792E-2,1.4049599999999879E-3,1.6661480863503531E-6,6.4846814516129276E-5,9.7503611780609626E-3,5.3312875315859008E-2,null,2.3772501602115699E-2,1.5499459060636905E-2,7.9384471482597417E-4,2.2145491618222759E-6,2.7452204172963845E-5,8.9823056603471983E-3,4.9077777791260553E-2]
[2004,12,19,2,null,null,2.7265581732089497E-2,1.245866195258709E-2,1.4049599999999879E-3,1.6661480863503531E-6,6.4846814516129276E-5,1.0335717170836832E-2,5.1531433818115889E-2,null,2.2067255597784691E-2,1.5182790624227996E-2,7.9384471482597417E-4,2.2145491618222759E-6,2.7452204172963845E-5,9.521551986838097E-3,4.7595109677011541E-2]
[2004,12,19,3,null,null,2.650433384039564E-2,1.2207969678048339E-2,1.4049599999999879E-3,1.6661480863503531E-6,6.4846814516129276E-5,1.0593916614009121E-2,5.0777693095055573E-2,null,2.1451143608524903E-2,1.4877283633997557E-2,7.9384471482597417E-4,2.2145491618222759E-6,2.7452204172963845E-5,9.7594125416987088E-3,4.6911351252381918E-2]
[2004,12,19,4,null,null,2.6495686896371381E-2,1.2170234893291181E-2,1.4049599999999879E-3,1.6661480863503531E-6,6.4846814516129276E-5,1.0354496760678672E-2,5.0491891512943705E-2,null,2.1444145249722293E-2,1.4831298010629771E-2,7.9384471482597417E-4,2.2145491618222759E-6,2.7452204172963845E-5,9.5388522706998796E-3,4.6637806999212696E-2]
[2004,12,19,5,null,null,2.6093252129755232E-2,1.2391221097872404E-2,1.4049599999999879E-3,1.6661480863503531E-6,6.4846814516129276E-5,1.1106062176654233E-2,5.1062008366884341E-2,null,2.1118436781675867E-2,1.5100603598000879E-2,7.9384471482597417E-4,2.2145491618222759E-6,2.7452204172963845E-5,1.0231215370564144E-2,4.7273767218401638E-2]
[2004,12,19,6,null,null,2.7624158328471312E-2,1.2400979438138735E-2,1.4049599999999879E-3,1.6661480863503531E-6,6.4846814516129276E-5,1.0514617678002859E-2,5.2011228407215379E-2,null,2.2357467685738364E-2,1.5112495632447877E-2,7.9384471482597417E-4,2.2145491618222759E-6,2.7452204172963845E-5,9.6863601420244007E-3,4.7979834928371393E-2]
[2004,12,19,7,null,null,3.1115953266541697E-2,1.2991065208517194E-2,1.421013333333321E-4,1.6851858031628439E-7,6.4846814516129276E-5,1.0227833832778029E-2,5.4541968974266705E-2,null,2.5183533608357681E-2,1.5831605656950309E-2,8.0291533165635103E-5,2.2398530109551952E-7,2.7452204172963845E-5,9.4221668358261384E-3,5.0545273823773822E-2]
[2004,12,19,8,null,null,3.4032565018333398E-2,1.4217100221368344E-2,1.421013333333321E-4,1.6851858031628439E-7,6.4846814516129276E-5,1.0270011490449493E-2,5.8726793396581017E-2,null,2.754407803534643E-2,1.7325717381703087E-2,8.0291533165635103E-5,2.2398530109551952E-7,2.7452204172963845E-5,9.4610220747576978E-3,5.4438785214446908E-2]
[2004,12,19,9,null,null,3.8709639342911217E-2,1.497544444288834E-2,1.421013333333321E-4,1.6851858031628439E-7,6.4846814516129276E-5,8.4641074649904387E-3,6.2356307917219779E-2,null,3.1329443613988178E-2,1.8249876138096695E-2,8.0291533165635103E-5,2.2398530109551952E-7,2.7452204172963845E-5,7.7973727336006224E-3,5.748466020832519E-2]
[2004,12,19,10,null,null,4.1013400641554301E-2,1.6225495997201092E-2,1.421013333333321E-4,1.6851858031628439E-7,6.4846814516129276E-5,8.1133407841642302E-3,6.5559354089349403E-2,null,3.3193980740427308E-2,1.9773255702519355E-2,8.0291533165635103E-5,2.2398530109551952E-7,2.7452204172963845E-5,7.4742366481666033E-3,6.0549440813752964E-2]
[2004,12,19,11,null,null,4.0107750202367828E-2,1.7470245257239878E-2,1.421013333333321E-4,1.6851858031628439E-7,6.4846814516129276E-5,1.0704799036682351E-2,6.8489911162719838E-2,null,3.2460997306582112E-2,2.1290173608049908E-2,8.0291533165635103E-5,2.2398530109551952E-7,2.7452204172963845E-5,9.8615605334112406E-3,6.372069917068296E-2]
[2004,12,19,12,null,null,3.9739306422770022E-2,1.758472876433104E-2,1.421013333333321E-4,1.6851858031628439E-7,6.4846814516129276E-5,1.0114682403625862E-2,6.7645834257156701E-2,null,3.216279926563477E-2,2.1429689322073397E-2,8.0291533165635103E-5,2.2398530109551952E-7,2.7452204172963845E-5,9.3179285718286171E-3,6.3018384882176481E-2]
[2004,12,19,13,null,null,3.8600399353823589E-2,1.7817821070258252E-2,1.421013333333321E-4,1.6851858031628439E-7,6.4846814516129276E-5,9.3797449915095522E-3,6.6005082082021174E-2,null,3.1241030801660075E-2,2.1713748050890293E-2,8.0291533165635103E-5,2.2398530109551952E-7,2.7452204172963845E-5,8.64088365458935E-3,6.1703630229779413E-2]
[2004,12,19,14,null,null,3.7300769797357407E-2,1.8044648834578132E-2,1.421013333333321E-4,1.6851858031628439E-7,6.4846814516129276E-5,9.5136958811927533E-3,6.5066231179558065E-2,null,3.0189182435218603E-2,2.1990172474840201E-2,8.0291533165635103E-5,2.2398530109551952E-7,2.7452204172963845E-5,8.7642829638700393E-3,6.1051605596568533E-2]
[2004,12,19,15,null,null,3.7221463294708379E-2,1.7862788092822716E-2,1.421013333333321E-4,1.6851858031628439E-7,6.4846814516129276E-5,8.1326246401785245E-3,6.3423992694139397E-2,null,3.0124996133172356E-2,2.1768547265379731E-2,8.0291533165635103E-5,2.2398530109551952E-7,2.7452204172963845E-5,7.4920014761424387E-3,5.9493512597334215E-2]
[2004,12,19,16,null,null,3.9213551083754725E-2,1.7403298356425945E-2,1.421013333333321E-4,1.6851858031628439E-7,6.4846814516129276E-5,7.6691827972312819E-3,6.4493148903841724E-2,null,3.1737281938993771E-2,2.1208588540418485E-2,8.0291533165635103E-5,2.2398530109551952E-7,2.7452204172963845E-5,7.0650658772321833E-3,6.0118904079284129E-2]
[2004,12,19,17,null,null,4.2252309514623144E-2,1.6978456982147908E-2,1.421013333333321E-4,1.6851858031628439E-7,6.4846814516129276E-5,7.0928872372558434E-3,6.6530770400456671E-2,null,3.419668514017233E-2,2.0690854159413522E-2,8.0291533165635103E-5,2.2398530109551952E-7,2.7452204172963845E-5,6.5341662750669051E-3,6.1529673297292455E-2]
[2004,12,19,18,null,null,4.8992032540767623E-2,1.6537972902700766E-2,1.421013333333321E-4,1.6851858031628439E-7,6.4846814516129276E-5,5.8684572654336565E-3,7.1605579375331824E-2,null,3.9651444629171771E-2,2.0154056742724403E-2,8.0291533165635103E-5,2.2398530109551952E-7,2.7452204172963845E-5,5.4061871093982567E-3,6.5319656203934123E-2]
[2004,12,19,19,null,null,4.9399971286083789E-2,1.6159508674613649E-2,1.4049599999999879E-3,1.6661480863503531E-6,6.4846814516129276E-5,5.4009233048443956E-3,7.2431876228144301E-2,null,3.9981607713516921E-2,1.9692840028146676E-2,7.9384471482597417E-4,2.2145491618222759E-6,2.7452204172963845E-5,4.9754817371649978E-3,6.5473440946989342E-2]
[2004,12,19,20,null,null,4.6073005065920623E-2,1.602614126983035E-2,1.4049599999999879E-3,1.6661480863503531E-6,6.4846814516129276E-5,7.054653739495766E-3,7.0625273037849198E-2,null,3.728894504939595E-2,1.9530311388182973E-2,7.9384471482597417E-4,2.2145491618222759E-6,2.7452204172963845E-5,6.4989445066550907E-3,6.4141712412394761E-2]
[2004,12,19,21,null,null,4.4748521517826122E-2,1.5738804892011255E-2,1.4049599999999879E-3,1.6661480863503531E-6,6.4846814516129276E-5,7.6565452647673277E-3,6.9615344637207185E-2,null,3.6216981235161122E-2,1.9180147937263956E-2,7.9384471482597417E-4,2.2145491618222759E-6,2.7452204172963845E-5,7.0534238285623139E-3,6.3274064469148142E-2]
[2004,12,19,22,null,null,4.3528341269240878E-2,1.5342647870567721E-2,1.4049599999999879E-3,1.6661480863503531E-6,6.4846814516129276E-5,6.6266330545445415E-3,6.6969095156955608E-2,null,3.5229434749431493E-2,1.8697369840082662E-2,7.9384471482597417E-4,2.2145491618222759E-6,2.7452204172963845E-5,6.1046398700398095E-3,6.0854955927714713E-2]
[2004,12,19,23,null,null,3.8948363796447331E-2,1.5481510877537706E-2,1.4049599999999879E-3,1.6661480863503531E-6,6.4846814516129276E-5,4.777183286083812E-3,6.0678530922671323E-2,null,3.1522653998618373E-2,1.886659571428163E-2,7.9384471482597417E-4,2.2145491618222759E-6,2.7452204172963845E-5,4.4008749714479923E-3,5.5613636152508743E-2]
[2004,12,19,24,null,null,3.1361408431608423E-2,1.6050398651057059E-2,1.4049599999999879E-3,1.6661480863503531E-6,6.4846814516129276E-5,7.9969156005550626E-3,5.6880195645823022E-2,null,2.5382191459070218E-2,1.9559872728049068E-2,7.9384471482597417E-4,2.2145491618222759E-6,2.7452204172963845E-5,7.3669825099206641E-3,5.3132558165200697E-2]
[2004,12,20,1,null,null,2.7165083325753216E-2,1.6281161287144214E-2,1.4049599999999879E-3,1.6661480863503531E-6,6.4846814516129276E-5,8.929688093233145E-3,5.3847405668733042E-2,null,2.1985917739616691E-2,1.9841092396817642E-2,7.9384471482597417E-4,2.2145491618222759E-6,2.7452204172963845E-5,8.226278641396351E-3,5.0876800245991435E-2]
[2004,12,20,2,null,null,2.534977714635837E-2,1.6210379427105896E-2,1.4049599999999879E-3,1.6661480863503531E-6,6.4846814516129276E-5,1.0128366985153427E-2,5.3159996521220165E-2,null,2.0516709202547487E-2,1.9754833843126648E-2,7.9384471482597417E-4,2.2145491618222759E-6,2.7452204172963845E-5,9.3305351914060655E-3,5.0425589705240956E-2]
[2004,12,20,3,null,null,2.5003422939415512E-2,1.5944265194063972E-2,1.4049599999999879E-3,1.6661480863503531E-6,6.4846814516129276E-5,1.0540478687329134E-2,5.2959639783411089E-2,null,2.0236389241393649E-2,1.9430532830884837E-2,7.9384471482597417E-4,2.2145491618222759E-6,2.7452204172963845E-5,9.7101840277463332E-3,5.0200617568185571E-2]
[2004,12,20,4,null,null,2.591807342765582E-2,1.5965937099576822E-2,1.4049599999999879E-3,1.6661480863503531E-6,6.4846814516129276E-5,1.0128672648914504E-2,5.3484156138749621E-2,null,2.097665681774551E-2,1.9456943372007297E-2,7.9384471482597417E-4,2.2145491618222759E-6,2.7452204172963845E-5,9.3308167774192544E-3,5.0587928435332816E-2]
[2004,12,20,5,null,null,2.6300105589766767E-2,1.6279474181812824E-2,1.4049599999999879E-3,1.6661480863503531E-6,6.4846814516129276E-5,1.0452807762738495E-2,5.4503860496920561E-2,null,2.128585254482419E-2,1.9839036400186142E-2,7.9384471482597417E-4,2.2145491618222759E-6,2.7452204172963845E-5,9.6294191178299439E-3,5.1577819531001032E-2]
[2004,12,20,6,null,null,2.8035742655189735E-2,1.6813135648859303E-2,1.4049599999999879E-3,1.6661480863503531E-6,6.4846814516129276E-5,1.0063291005736753E-2,5.6383642272388262E-2,null,2.2690581302274485E-2,2.048938475615085E-2,7.9384471482597417E-4,2.2145491618222759E-6,2.7452204172963845E-5,9.2705853774871453E-3,5.327406290407323E-2]
[2004,12,20,7,null,null,3.4534441196006377E-2,1.7867498120065585E-2,1.421013333333321E-4,1.6851858031628439E-7,6.4846814516129276E-5,9.7055037488839382E-3,6.231455973138568E-2,null,2.795026888797417E-2,2.1774287156046564E-2,8.0291533165635103E-5,2.2398530109551952E-7,2.7452204172963845E-5,8.9409817408895257E-3,5.877350550754995E-2]
[2004,12,20,8,null,null,4.0397863168776367E-2,2.0261390379058389E-2,1.421013333333321E-4,1.6851858031628439E-7,6.4846814516129276E-5,1.1148446964502279E-2,7.2014817178766816E-2,null,3.2695798714631075E-2,2.4691612072925022E-2,8.0291533165635103E-5,2.2398530109551952E-7,2.7452204172963845E-5,1.0270261423612596E-2,6.776563993380838E-2]
[2004,12,20,9,null,null,4.2813815455510155E-2,2.1735163605030181E-2,1.421013333333321E-4,1.6851858031628439E-7,6.4846814516129276E-5,1.2140613878826957E-2,7.6896709605797059E-2,null,3.4651137028966807E-2,2.6487630810946586E-2,8.0291533165635103E-5,2.2398530109551952E-7,2.7452204172963845E-5,1.1184273358944829E-2,7.2431008921497911E-2]
[2004,12,20,10,null,null,4.0213447873849985E-2,2.3110365207053743E-2,1.421013333333321E-4,1.6851858031628439E-7,6.4846814516129276E-5,1.3996171705525778E-2,7.7527101452859293E-2,null,3.2546543162731673E-2,2.8163524905279163E-2,8.0291533165635103E-5,2.2398530109551952E-7,2.7452204172963845E-5,1.2893665171769236E-2,7.3711700962419774E-2]
[2004,12,20,11,null,null,3.878853277217021E-2,2.3657549490607138E-2,1.421013333333321E-4,1.6851858031628439E-7,6.4846814516129276E-5,1.3639173652023825E-2,7.6292372581230949E-2,null,3.1393295597252305E-2,2.8830352887423284E-2,8.0291533165635103E-5,2.2398530109551952E-7,2.7452204172963845E-5,1.2564788571390702E-2,7.2896404778705987E-2]
[2004,12,20,12,null,null,3.8063148719022138E-2,2.3907704504667227E-2,1.421013333333321E-4,1.6851858031628439E-7,6.4846814516129276E-5,1.3446538739785598E-2,7.5624508629904746E-2,null,3.0806209817654348E-2,2.9135205143350051E-2,8.0291533165635103E-5,2.2398530109551952E-7,2.7452204172963845E-5,1.2387327897782916E-2,7.2436710581427005E-2]
[2004,12,20,13,null,null,3.7997583357430628E-2,2.3546503996433939E-2,1.421013333333321E-4,1.6851858031628439E-7,6.4846814516129276E-5,1.2177600706984629E-2,7.3928804727278974E-2,null,3.0753144836066289E-2,2.8695026919497369E-2,8.0291533165635103E-5,2.2398530109551952E-7,2.7452204172963845E-5,1.1218346660420724E-2,7.0774486138624082E-2]
[2004,12,20,14,null,null,3.6298718839187935E-2,2.3706962730474866E-2,1.421013333333321E-4,1.6851858031628439E-7,6.4846814516129276E-5,1.2613222811278225E-2,7.2826021047370806E-2,null,2.9378177746846004E-2,2.8890570499702322E-2,8.0291533165635103E-5,2.2398530109551952E-7,2.7452204172963845E-5,1.1619653937321709E-2,6.9996369906509731E-2]
[2004,12,20,15,null,null,3.5936425348467041E-2,2.3119424441865641E-2,1.421013333333321E-4,1.6851858031628439E-7,6.4846814516129276E-5,1.2170324744925052E-2,7.143329120168751E-2,null,2.9084957409949899E-2,2.8174564972494102E-2,8.0291533165635103E-5,2.2398530109551952E-7,2.7452204172963845E-5,1.1211643840494497E-2,6.8579133945578186E-2]
[2004,12,20,16,null,null,3.7337990945749723E-2,2.2516603129149194E-2,1.421013333333321E-4,1.6851858031628439E-7,6.4846814516129276E-5,1.0047262160764471E-2,7.010897290209317E-2,null,3.0219307176487173E-2,2.7439934736147132E-2,8.0291533165635103E-5,2.2398530109551952E-7,2.7452204172963845E-5,9.2558191568011539E-3,6.702302879207514E-2]
[2004,12,20,17,null,null,4.1613321143935234E-2,2.2882570678894841E-2,1.421013333333321E-4,1.6851858031628439E-7,6.4846814516129276E-5,1.0015822224746033E-2,7.4718830714005896E-2,null,{"$f":"G8515*X$5","v":3.3679523253126044E-2},{"$f":"H8515*Y$5","v":2.788592233129944E-2},{"$f":"I8515*Z$5","v":8.0291533165635103E-5},{"$f":"J8515*AA$5","v":2.2398530109551952E-7},{"$f":"K8515*AB$5","v":2.7452204172963845E-5},{"$f":"L8515*AC$5","v":9.2268558076387865E-3},{"$f":"SUM(O8515:T8515)","v":7.0900269114703957E-2}]
[2004,12,20,18,null,null,4.8424894174618406E-2,2.2236426108916602E-2,1.421013333333321E-4,1.6851858031628439E-7,6.4846814516129276E-5,9.235624184613463E-3,8.0104061134578242E-2,null,3.919243416652702E-2,2.7098496060621608E-2,8.0291533165635103E-5,2.2398530109551952E-7,2.7452204172963845E-5,8.5081155328843461E-3,7.4907013482672674E-2]
[2004,12,20,19,null,null,4.79736847121527E-2,2.157085768301157E-2,1.4049599999999879E-3,1.6661480863503531E-6,6.4846814516129276E-5,8.1041731585042871E-3,7.912018851627102E-2,null,3.8827250154162773E-2,2.6287398842070403E-2,7.9384471482597417E-4,2.2145491618222759E-6,2.7452204172963845E-5,7.4657911747781367E-3,7.3403951639172085E-2]
[2004,12,20,20,null,null,4.6817191249762843E-2,2.0713474496942684E-2,1.4049599999999879E-3,1.6661480863503531E-6,6.4846814516129276E-5,6.1662795089282296E-3,7.5168418218236208E-2,null,3.7891248234875344E-2,2.5242545915780491E-2,7.9384471482597417E-4,2.2145491618222759E-6,2.7452204172963845E-5,5.6805492970819138E-3,6.9637854915898523E-2]
[2004,12,20,21,null,null,4.3745637307645566E-2,2.066943575531096E-2,1.4049599999999879E-3,1.6661480863503531E-6,6.4846814516129276E-5,7.279921183018275E-3,7.3166467208577252E-2,null,3.5405302158642821E-2,2.5188877953996675E-2,7.9384471482597417E-4,2.2145491618222759E-6,2.7452204172963845E-5,6.7064671815686124E-3,6.8124158762368853E-2]
[2004,12,20,22,null,null,4.0970877994055528E-2,1.955282356675209E-2,1.4049599999999879E-3,1.6661480863503531E-6,6.4846814516129276E-5,7.1690156728298152E-3,6.9164190196239914E-2,null,3.3159565258657278E-2,2.382811472501847E-2,7.9384471482597417E-4,2.2145491618222759E-6,2.7452204172963845E-5,6.6042979209907596E-3,6.4415489372827262E-2]
[2004,12,20,23,null,null,3.8385086166831228E-2,1.8820320257130686E-2,1.4049599999999879E-3,1.6661480863503531E-6,6.4846814516129276E-5,6.5127366629443894E-3,6.5189616049508778E-2,null,3.1066768202841506E-2,2.2935447083512521E-2,7.9384471482597417E-4,2.2145491618222759E-6,2.7452204172963845E-5,5.9997153257813759E-3,6.0825442080296159E-2]
[2004,12,20,24,null,null,3.0563785370062296E-2,1.8242168745954853E-2,1.4049599999999879E-3,1.6661480863503531E-6,6.4846814516129276E-5,8.7141215161030735E-3,5.8991548594722699E-2,null,2.4736639416837045E-2,2.2230880784445316E-2,7.9384471482597417E-4,2.2145491618222759E-6,2.7452204172963845E-5,8.0276926761611456E-3,5.5818724345604261E-2]
[2004,12,21,1,null,null,2.5548555316587198E-2,1.7648180108647722E-2,1.4049599999999879E-3,1.6661480863503531E-6,6.4846814516129276E-5,9.4389584380925075E-3,5.4107166825929892E-2,null,2.0677589272255919E-2,2.1507014517929274E-2,7.9384471482597417E-4,2.2145491618222759E-6,2.7452204172963845E-5,8.6954327391512119E-3,5.1703547997497157E-2]
[2004,12,21,2,null,null,2.3597393963772594E-2,1.7474643633341634E-2,1.4049599999999879E-3,1.6661480863503531E-6,6.4846814516129276E-5,1.0066145144965594E-2,5.260965570468229E-2,null,1.9098427062985882E-2,2.1295533703997109E-2,7.9384471482597417E-4,2.2145491618222759E-6,2.7452204172963845E-5,9.2732146904410395E-3,5.0490686925584782E-2]
[2004,12,21,3,null,null,2.2966768015679574E-2,1.7142394219206498E-2,1.4049599999999879E-3,1.6661480863503531E-6,6.4846814516129276E-5,1.0504251714267582E-2,5.2084886911756126E-2,null,1.8588033258815338E-2,2.089063682911331E-2,7.9384471482597417E-4,2.2145491618222759E-6,2.7452204172963845E-5,9.6768107260557044E-3,4.9978992282145099E-2]
[2004,12,21,4,null,null,2.4209857491207454E-2,1.6834643160832691E-2,1.4049599999999879E-3,1.6661480863503531E-6,6.4846814516129276E-5,1.0375265660825006E-2,5.2891239275467621E-2,null,1.9594121207238056E-2,2.051559495852914E-2,7.9384471482597417E-4,2.2145491618222759E-6,2.7452204172963845E-5,9.5579851629011819E-3,5.0491212796829131E-2]
[2004,12,21,5,null,null,2.4708055704353506E-2,1.671906609091622E-2,1.4049599999999879E-3,1.6661480863503531E-6,6.4846814516129276E-5,1.0495008754739566E-2,5.3393603512611756E-2,null,1.9997335318562688E-2,2.037474657046134E-2,7.9384471482597417E-4,2.2145491618222759E-6,2.7452204172963845E-5,9.6682958529991387E-3,5.0863889210183914E-2]
[2004,12,21,6,null,null,2.6732990566309633E-2,1.7429318499296177E-2,1.4049599999999879E-3,1.6661480863503531E-6,6.4846814516129276E-5,1.0502064916588836E-2,5.6135846944797119E-2,null,2.1636205730597952E-2,2.1240298075737338E-2,7.9384471482597417E-4,2.2145491618222759E-6,2.7452204172963845E-5,9.6747961868187352E-3,5.3374811461314772E-2]
[2004,12,21,7,null,null,3.2617279221067927E-2,1.8652519039483839E-2,1.421013333333321E-4,1.6851858031628439E-7,6.4846814516129276E-5,1.0653771857132397E-2,6.2130686784113945E-2,null,2.6398623896899988E-2,2.2730955560769699E-2,8.0291533165635103E-5,2.2398530109551952E-7,2.7452204172963845E-5,9.8145528671994085E-3,5.9052100047508785E-2]
[2004,12,21,8,null,null,3.8197437507356061E-2,2.1013979535122705E-2,1.421013333333321E-4,1.6851858031628439E-7,6.4846814516129276E-5,1.1858807214184058E-2,7.1277340923092597E-2,null,3.0914895744299873E-2,2.5608757399291006E-2,8.0291533165635103E-5,2.2398530109551952E-7,2.7452204172963845E-5,1.0924665170825496E-2,6.7556286037056074E-2]
[2004,12,21,9,null,null,4.0521125031615979E-2,2.2805712190698178E-2,1.421013333333321E-4,1.6851858031628439E-7,6.4846814516129276E-5,1.3010270778497013E-2,7.6544224667240951E-2,null,3.2795560056951514E-2,2.7792258474103097E-2,8.0291533165635103E-5,2.2398530109551952E-7,2.7452204172963845E-5,1.1985425639338588E-2,7.2681211893032893E-2]
[2004,12,21,10,null,null,3.7390819506935305E-2,2.3422961005964422E-2,1.421013333333321E-4,1.6851858031628439E-7,6.4846814516129276E-5,1.445139590450316E-2,7.5472293083832673E-2,null,3.0262063695456781E-2,2.8544470835342589E-2,8.0291533165635103E-5,2.2398530109551952E-7,2.7452204172963845E-5,1.3313030447016889E-2,7.2227532700455954E-2]
[2004,12,21,11,null,null,3.551358603700025E-2,2.4050587511752576E-2,1.421013333333321E-4,1.6851858031628439E-7,6.4846814516129276E-5,1.4019498340369311E-2,7.379078855555192E-2,null,2.8742734630527327E-2,2.9309330004317683E-2,8.0291533165635103E-5,2.2398530109551952E-7,2.7452204172963845E-5,1.2915154320772596E-2,7.1075186678257296E-2]
[2004,12,21,12,null,null,3.5775821588685044E-2,2.3818590666901278E-2,1.421013333333321E-4,1.6851858031628439E-7,6.4846814516129276E-5,1.3528482329318059E-2,7.3330011251334162E-2,null,2.8954973599155082E-2,2.9026606262854634E-2,8.0291533165635103E-5,2.2398530109551952E-7,2.7452204172963845E-5,1.2462816626317683E-2,7.0552364210967097E-2]
[2004,12,21,13,null,null,3.5043953113692107E-2,2.3420409744466752E-2,1.421013333333321E-4,1.6851858031628439E-7,6.4846814516129276E-5,1.1927496331483597E-2,7.0598975856072235E-2,null,2.836263968674043E-2,2.8541361731869504E-2,8.0291533165635103E-5,2.2398530109551952E-7,2.7452204172963845E-5,1.0987943508505148E-2,6.7999912649754773E-2]
[2004,12,21,14,null,null,3.2520292611780743E-2,2.367882166064798E-2,1.421013333333321E-4,1.6851858031628439E-7,6.4846814516129276E-5,1.3707977883541011E-2,7.0114208822399521E-2,null,2.6320128293258277E-2,2.8856276289557656E-2,8.0291533165635103E-5,2.2398530109551952E-7,2.7452204172963845E-5,1.2628172955510057E-2,6.7912545260965684E-2]
[2004,12,21,15,null,null,3.2333193393767369E-2,2.3212976765287874E-2,1.421013333333321E-4,1.6851858031628439E-7,6.4846814516129276E-5,1.2170652546876787E-2,6.7923939372361811E-2,null,2.616870052228255E-2,2.828857282858132E-2,8.0291533165635103E-5,2.2398530109551952E-7,2.7452204172963845E-5,1.1211945820828639E-2,6.5777186894332193E-2]
[2004,12,21,16,null,null,3.3785799409465585E-2,2.2920826777862845E-2,1.421013333333321E-4,1.6851858031628439E-7,6.4846814516129276E-5,1.193974034476044E-2,6.8853483198518639E-2,null,2.7344359583815276E-2,2.7932543255997564E-2,8.0291533165635103E-5,2.2398530109551952E-7,2.7452204172963845E-5,1.0999223036284016E-2,6.6384093598736552E-2]
[2004,12,21,17,null,null,3.7969999502718343E-2,2.2867287978416449E-2,1.421013333333321E-4,1.6851858031628439E-7,6.4846814516129276E-5,1.1036085677457227E-2,7.2080489825021798E-2,null,3.0730819987900965E-2,2.7867298016552057E-2,8.0291533165635103E-5,2.2398530109551952E-7,2.7452204172963845E-5,1.0166751060642699E-2,6.8872836787735411E-2]
[2004,12,21,18,null,null,4.4632943086619185E-2,2.247848194696862E-2,1.421013333333321E-4,1.6851858031628439E-7,6.4846814516129276E-5,1.0684795739826466E-2,7.8003337439844042E-2,null,3.6123438437941698E-2,2.7393478228249384E-2,8.0291533165635103E-5,2.2398530109551952E-7,2.7452204172963845E-5,9.8431329363927317E-3,7.3468017325223511E-2]
[2004,12,21,19,null,null,4.6912913601912749E-2,2.176790072041565E-2,1.4049599999999879E-3,1.6661480863503531E-6,6.4846814516129276E-5,8.6637993638825437E-3,7.8816086648813399E-2,null,3.7968720618632594E-2,2.6527526007592128E-2,7.9384471482597417E-4,2.2145491618222759E-6,2.7452204172963845E-5,7.9813345008610988E-3,7.3301092595246586E-2]
[2004,12,21,20,null,null,4.6168462761391763E-2,2.0762009584553941E-2,1.4049599999999879E-3,1.6661480863503531E-6,6.4846814516129276E-5,5.9440134921431714E-3,7.4345958800691336E-2,null,3.7366203234658064E-2,2.5301693364835186E-2,7.9384471482597417E-4,2.2145491618222759E-6,2.7452204172963845E-5,5.4757916204982559E-3,6.8967199688152278E-2]
[2004,12,21,21,null,null,4.2717402178276347E-2,2.0673139617248749E-2,1.4049599999999879E-3,1.6661480863503531E-6,6.4846814516129276E-5,7.8392373318347894E-3,7.2701252089962351E-2,null,3.4573105448616019E-2,2.5193391677903507E-2,7.9384471482597417E-4,2.2145491618222759E-6,2.7452204172963845E-5,7.2217248748674447E-3,6.7811733469547719E-2]
[2004,12,21,22,null,null,4.0451400760313033E-2,2.0008025438385139E-2,1.4049599999999879E-3,1.6661480863503531E-6,6.4846814516129276E-5,7.5289492010338971E-3,6.9459848362334542E-2,null,3.2739129083597274E-2,2.4382848029049258E-2,7.9384471482597417E-4,2.2145491618222759E-6,2.7452204172963845E-5,6.9358787628380162E-3,6.4881367343645302E-2]
[2004,12,21,23,null,null,3.7416389412519256E-2,1.8916292707932523E-2,1.4049599999999879E-3,1.6661480863503531E-6,6.4846814516129276E-5,6.6799862141669435E-3,6.4484141297221201E-2,null,3.0282758564455968E-2,2.3052404236035287E-2,7.9384471482597417E-4,2.2145491618222759E-6,2.7452204172963845E-5,6.1537902942058412E-3,6.0312464562857847E-2]
[2004,12,21,24,null,null,3.1110871922950478E-2,1.8278166232200566E-2,1.4049599999999879E-3,1.6661480863503531E-6,6.4846814516129276E-5,7.8927733480291945E-3,5.8753284465782707E-2,null,2.517942104956802E-2,2.227474924309257E-2,7.9384471482597417E-4,2.2145491618222759E-6,2.7452204172963845E-5,7.2710437516263337E-3,5.5548725512447682E-2]
[2004,12,22,1,null,null,2.5805393994913484E-2,1.8025637502866974E-2,1.4049599999999879E-3,1.6661480863503531E-6,6.4846814516129276E-5,9.3374131774039571E-3,5.4639917637786889E-2,null,2.088546030973145E-2,2.1967004251000694E-2,7.9384471482597417E-4,2.2145491618222759E-6,2.7452204172963845E-5,8.6018864024353468E-3,5.2277862431328245E-2]
[2004,12,22,2,null,null,2.3932191286994524E-2,1.7628689040376355E-2,1.4049599999999879E-3,1.6661480863503531E-6,6.4846814516129276E-5,1.0095305304383134E-2,5.3127658594356482E-2,null,1.9369393520902944E-2,2.1483261661504331E-2,7.9384471482597417E-4,2.2145491618222759E-6,2.7452204172963845E-5,9.3000778455805799E-3,5.0976244496148605E-2]
[2004,12,22,3,null,null,2.316288906214296E-2,1.7617538095229833E-2,1.4049599999999879E-3,1.6661480863503531E-6,6.4846814516129276E-5,1.0345822869537703E-2,5.2597722989512964E-2,null,1.8746762799337815E-2,2.1469672524399065E-2,7.9384471482597417E-4,2.2145491618222759E-6,2.7452204172963845E-5,9.5308616393714653E-3,5.0570808431269099E-2]
[2004,12,22,4,null,null,2.4638813927716365E-2,1.6788939014115836E-2,1.4049599999999879E-3,1.6661480863503531E-6,6.4846814516129276E-5,1.0512791634413069E-2,5.3412017538847743E-2,null,1.9941294849736078E-2,2.0459897445192492E-2,7.9384471482597417E-4,2.2145491618222759E-6,2.7452204172963845E-5,9.6846779395528132E-3,5.0909381702642136E-2]
[2004,12,22,5,null,null,2.5020802086661301E-2,1.6975614692164218E-2,1.4049599999999879E-3,1.6661480863503531E-6,6.4846814516129276E-5,1.0451438563491268E-2,5.3919328304919259E-2,null,2.0250454963083094E-2,2.0687390393089346E-2,7.9384471482597417E-4,2.2145491618222759E-6,2.7452204172963845E-5,9.6281577731552256E-3,5.1389514597488417E-2]
[2004,12,22,6,null,null,2.7024505142281486E-2,1.782068343014831E-2,1.4049599999999879E-3,1.6661480863503531E-6,6.4846814516129276E-5,1.0371909985804255E-2,5.668857152083652E-2,null,2.1872141523997132E-2,2.1717236275473908E-2,7.9384471482597417E-4,2.2145491618222759E-6,2.7452204172963845E-5,9.5548938211362216E-3,5.3967783088768019E-2]
[2004,12,22,7,null,null,3.2924994986270904E-2,1.9193818165194519E-2,1.421013333333321E-4,1.6851858031628439E-7,6.4846814516129276E-5,1.0416504905667633E-2,6.2742434723562834E-2,null,2.6647672037846497E-2,2.3390611575357715E-2,8.0291533165635103E-5,2.2398530109551952E-7,2.7452204172963845E-5,9.595975909665707E-3,5.9742227245509608E-2]
[2004,12,22,8,null,null,3.8557275353146486E-2,2.1560590800061844E-2,1.421013333333321E-4,1.6851858031628439E-7,6.4846814516129276E-5,1.1654163872172685E-2,7.1979146691810797E-2,null,3.1206128617848581E-2,2.6274887070358292E-2,8.0291533165635103E-5,2.2398530109551952E-7,2.7452204172963845E-5,1.0736141995557166E-2,6.8325125406403731E-2]
[2004,12,22,9,null,null,4.0960790471810046E-2,2.3184919354104942E-2,1.421013333333321E-4,1.6851858031628439E-7,6.4846814516129276E-5,1.2945072669083665E-2,7.7297899161428429E-2,null,3.3151400975425523E-2,2.8254380569326713E-2,8.0291533165635103E-5,2.2398530109551952E-7,2.7452204172963845E-5,1.1925363315847931E-2,7.343911258323986E-2]
[2004,12,22,10,null,null,3.7792977197371076E-2,2.3845084914358074E-2,1.421013333333321E-4,1.6851858031628439E-7,6.4846814516129276E-5,1.437022913400416E-2,7.621540791216308E-2,null,3.0587547913349566E-2,2.905889356733515E-2,8.0291533165635103E-5,2.2398530109551952E-7,2.7452204172963845E-5,1.323825734592134E-2,7.2992666549245744E-2]
[2004,12,22,11,null,null,3.5932720248301617E-2,2.4373502095282502E-2,1.421013333333321E-4,1.6851858031628439E-7,6.4846814516129276E-5,1.4004014354458314E-2,7.4517353364472211E-2,null,2.9081958706560065E-2,2.9702850956238733E-2,8.0291533165635103E-5,2.2398530109551952E-7,2.7452204172963845E-5,1.2900890039506171E-2,7.1793667424944654E-2]
[2004,12,22,12,null,null,3.6210801873452159E-2,2.4053227656817399E-2,1.421013333333321E-4,1.6851858031628439E-7,6.4846814516129276E-5,1.3580889826332564E-2,7.4052036023031897E-2,null,2.9307022611652623E-2,2.9312547426051199E-2,8.0291533165635103E-5,2.2398530109551952E-7,2.7452204172963845E-5,1.2511095879617266E-2,7.1238633639960774E-2]
[2004,12,22,13,null,null,3.5579568351360578E-2,2.3410412066990332E-2,1.421013333333321E-4,1.6851858031628439E-7,6.4846814516129276E-5,1.2097013660792662E-2,7.1294110745573347E-2,null,2.8796137070652383E-2,2.852917802832006E-2,8.0291533165635103E-5,2.2398530109551952E-7,2.7452204172963845E-5,1.1144107617585112E-2,6.857739043919725E-2]
[2004,12,22,14,null,null,3.2933938287549196E-2,2.386906706119039E-2,1.421013333333321E-4,1.6851858031628439E-7,6.4846814516129276E-5,1.3794439300227803E-2,7.0804561315397169E-2,null,2.6654910251838599E-2,2.9088119491873454E-2,8.0291533165635103E-5,2.2398530109551952E-7,2.7452204172963845E-5,1.2707823632887513E-2,6.8558821099239248E-2]
[2004,12,22,15,null,null,3.2764506803566504E-2,2.3356797377375189E-2,1.421013333333321E-4,1.6851858031628439E-7,6.4846814516129276E-5,1.2264312560051956E-2,6.8592733407423417E-2,null,2.651778176875336E-2,2.8463840305063139E-2,8.0291533165635103E-5,2.2398530109551952E-7,2.7452204172963845E-5,1.1298228046802427E-2,6.6387817843258617E-2]
[2004,12,22,16,null,null,3.4287787853010732E-2,2.2928953440621562E-2,1.421013333333321E-4,1.6851858031628439E-7,6.4846814516129276E-5,1.2107572775626661E-2,6.9531430735688737E-2,null,2.7750641298237951E-2,2.7942446841118414E-2,8.0291533165635103E-5,2.2398530109551952E-7,2.7452204172963845E-5,1.1153834969752854E-2,6.6954890831748909E-2]
[2004,12,22,17,null,null,3.8617881066750723E-2,2.2585104063950184E-2,1.421013333333321E-4,1.6851858031628439E-7,6.4846814516129276E-5,1.1380110066586695E-2,7.2790211863717383E-2,null,3.1255179534345874E-2,2.7523413632565163E-2,8.0291533165635103E-5,2.2398530109551952E-7,2.7452204172963845E-5,1.048367595822784E-2,6.9370236847778571E-2]
[2004,12,22,18,null,null,4.5269545623356666E-2,2.2371808136691439E-2,1.421013333333321E-4,1.6851858031628439E-7,6.4846814516129276E-5,1.0922902134806381E-2,7.8771372561284275E-2,null,3.6638669362791199E-2,2.7263479827723657E-2,8.0291533165635103E-5,2.2398530109551952E-7,2.7452204172963845E-5,1.006248321279124E-2,7.4072600125945798E-2]
[2004,12,22,19,null,null,4.760123783376962E-2,2.1587377253959796E-2,1.4049599999999879E-3,1.6661480863503531E-6,6.4846814516129276E-5,8.9320378151434808E-3,7.9592125865475358E-2,null,3.852581222620529E-2,2.6307530473208923E-2,7.9384471482597417E-4,2.2145491618222759E-6,2.7452204172963845E-5,8.2284432709962205E-3,7.3885297438571196E-2]
[2004,12,22,20,null,null,4.6970897475051697E-2,2.0287515619356825E-2,1.4049599999999879E-3,1.6661480863503531E-6,6.4846814516129276E-5,6.3480932759776175E-3,7.5077979332988598E-2,null,3.8015649562297887E-2,2.4723449685581045E-2,7.9384471482597417E-4,2.2145491618222759E-6,2.7452204172963845E-5,5.8480412288240292E-3,6.9410651944863733E-2]
[2004,12,22,21,null,null,4.335010217725678E-2,2.0463690229324958E-2,1.4049599999999879E-3,1.6661480863503531E-6,6.4846814516129276E-5,8.1318234121431597E-3,7.3417088781327355E-2,null,3.5085177874996237E-2,2.4938145471262569E-2,7.9384471482597417E-4,2.2145491618222759E-6,2.7452204172963845E-5,7.4912633624473809E-3,6.8338098176866938E-2]
[2004,12,22,22,null,null,4.124919991735438E-2,1.9372648807709534E-2,1.4049599999999879E-3,1.6661480863503531E-6,6.4846814516129276E-5,8.0504424891003675E-3,7.0143764176766751E-2,null,3.3384823647796082E-2,2.3608544144106625E-2,7.9384471482597417E-4,2.2145491618222759E-6,2.7452204172963845E-5,7.4162929780336902E-3,6.5233172238097145E-2]
[2004,12,22,23,null,null,3.8193433193497384E-2,1.827464504787343E-2,1.4049599999999879E-3,1.6661480863503531E-6,6.4846814516129276E-5,7.179515258661508E-3,6.5119066462634795E-2,null,3.0911654873876444E-2,2.2270458139875254E-2,7.9384471482597417E-4,2.2145491618222759E-6,2.7452204172963845E-5,6.6139704333751746E-3,6.0619594915287622E-2]
[2004,12,22,24,null,null,3.2216417312497372E-2,1.6709608778994994E-2,1.4049599999999879E-3,1.6661480863503531E-6,6.4846814516129276E-5,8.9342830975542471E-3,5.9331782151649082E-2,null,2.6074188413264907E-2,2.0363221385227611E-2,7.9384471482597417E-4,2.2145491618222759E-6,2.7452204172963845E-5,8.2305116880054992E-3,5.5491432954658776E-2]
[2004,12,23,1,null,null,2.5395698746333351E-2,1.5852650850735395E-2,1.4049599999999879E-3,1.6661480863503531E-6,6.4846814516129276E-5,1.0248864663667959E-2,5.2968687223339174E-2,null,2.0553875608680477E-2,1.9318886700808637E-2,7.9384471482597417E-4,2.2145491618222759E-6,2.7452204172963845E-5,9.4415410259607018E-3,5.013781480361057E-2]
[2004,12,23,2,null,null,2.3577864683912535E-2,1.5407552570794552E-2,1.4049599999999879E-3,1.6661480863503531E-6,6.4846814516129276E-5,1.1045793551138824E-2,5.1502683768448382E-2,null,1.9082621142740085E-2,1.8776466173045417E-2,7.9384471482597417E-4,2.2145491618222759E-6,2.7452204172963845E-5,1.0175694225631946E-2,4.8858293009578196E-2]
[2004,12,23,3,null,null,2.2921766365779223E-2,1.5192788557163885E-2,1.4049599999999879E-3,1.6661480863503531E-6,6.4846814516129276E-5,1.1402930034637423E-2,5.0988957920183001E-2,null,1.8551611409451153E-2,1.8514743279769853E-2,7.9384471482597417E-4,2.2145491618222759E-6,2.7452204172963845E-5,1.0504698351598479E-2,4.8394564508980241E-2]
[2004,12,23,4,null,null,2.4138869279376977E-2,1.4820448219161128E-2,1.4049599999999879E-3,1.6661480863503531E-6,6.4846814516129276E-5,1.1347556112848449E-2,5.1778346573989026E-2,null,1.9536667270245795E-2,1.8060989464603834E-2,7.9384471482597417E-4,2.2145491618222759E-6,2.7452204172963845E-5,1.0453686344757145E-2,4.8874854547767528E-2]
[2004,12,23,5,null,null,2.463252718675241E-2,1.4690460463889582E-2,1.4049599999999879E-3,1.6661480863503531E-6,6.4846814516129276E-5,1.1475679493886158E-2,5.2270140107130617E-2,null,1.9936206708903736E-2,1.790257944597487E-2,7.9384471482597417E-4,2.2145491618222759E-6,2.7452204172963845E-5,1.0571717189943406E-2,4.9234014812982771E-2]
[2004,12,23,6,null,null,2.6578481384474998E-2,1.5423142157205725E-2,1.4049599999999879E-3,1.6661480863503531E-6,6.4846814516129276E-5,1.148158536956315E-2,5.4954681873846348E-2,null,2.1511154534505677E-2,1.8795464475375147E-2,7.9384471482597417E-4,2.2145491618222759E-6,2.7452204172963845E-5,1.0577157847940988E-2,5.1707288325982564E-2]
[2004,12,23,7,null,null,3.2201580953737027E-2,1.6891729637872235E-2,1.421013333333321E-4,1.6851858031628439E-7,6.4846814516129276E-5,1.1522955807839063E-2,6.0823383065878103E-2,null,2.6062180684102113E-2,2.0585163587300403E-2,8.0291533165635103E-5,2.2398530109551952E-7,2.7452204172963845E-5,1.0615269453768773E-2,5.7370581447810987E-2]
[2004,12,23,8,null,null,3.7691676419703585E-2,1.918858585216426E-2,1.421013333333321E-4,1.6851858031628439E-7,6.4846814516129276E-5,1.2690199561791465E-2,6.9777578500089088E-2,null,3.0505560660152177E-2,2.3384235199345495E-2,8.0291533165635103E-5,2.2398530109551952E-7,2.7452204172963845E-5,1.1690567074714607E-2,6.5688330656851965E-2]
[2004,12,23,9,null,null,4.0091908953978073E-2,2.0720923429657673E-2,1.421013333333321E-4,1.6851858031628439E-7,6.4846814516129276E-5,1.3913694053037037E-2,7.4933643103102562E-2,null,{"$f":"G8579*X$5","v":3.2448176275267263E-2},{"$f":"H8579*Y$5","v":2.5251623582886001E-2},{"$f":"I8579*Z$5","v":8.0291533165635103E-5},{"$f":"J8579*AA$5","v":2.2398530109551952E-7},{"$f":"K8579*AB$5","v":2.7452204172963845E-5},{"$f":"L8579*AC$5","v":1.2817684449489049E-2},{"$f":"SUM(O8579:T8579)","v":7.0625452030282004E-2}]
[2004,12,23,10,null,null,3.6976107452968414E-2,2.1410394014306871E-2,1.421013333333321E-4,1.6851858031628439E-7,6.4846814516129276E-5,1.5290648156533495E-2,7.3884266290238559E-2,null,2.9926418669273498E-2,2.6091849248220719E-2,8.0291533165635103E-5,2.2398530109551952E-7,2.7452204172963845E-5,1.4086173114883718E-2,7.0212408755017622E-2]
[2004,12,23,11,null,null,3.5192521569632762E-2,2.1925588114381358E-2,1.421013333333321E-4,1.6851858031628439E-7,6.4846814516129276E-5,1.4912919866526535E-2,7.2238146216970445E-2,null,2.8482882787482788E-2,2.6719692284819383E-2,8.0291533165635103E-5,2.2398530109551952E-7,2.7452204172963845E-5,1.3738199240332588E-2,6.9048742035274446E-2]
[2004,12,23,12,null,null,3.5444150624760744E-2,2.1824154924607424E-2,1.421013333333321E-4,1.6851858031628439E-7,6.4846814516129276E-5,1.4311642507949158E-2,7.1787064723747102E-2,null,2.8686537443741344E-2,2.6596080384235995E-2,8.0291533165635103E-5,2.2398530109551952E-7,2.7452204172963845E-5,1.3184285705976495E-2,6.857487125659352E-2]
[2004,12,23,13,null,null,3.4737933922862563E-2,2.1347655324132186E-2,1.421013333333321E-4,1.6851858031628439E-7,6.4846814516129276E-5,1.2820787040523682E-2,6.9113492953948211E-2,null,2.811496465936645E-2,2.6015392530750931E-2,8.0291533165635103E-5,2.2398530109551952E-7,2.7452204172963845E-5,1.1810867915674851E-2,6.6049192828431927E-2]
[2004,12,23,14,null,null,3.2157420342968375E-2,2.1970989432925504E-2,1.421013333333321E-4,1.6851858031628439E-7,6.4846814516129276E-5,1.4303392965331015E-2,6.863891940765468E-2,null,2.602643952534887E-2,2.6775020755576751E-2,8.0291533165635103E-5,2.2398530109551952E-7,2.7452204172963845E-5,1.3176685996386151E-2,6.6086113999951471E-2]
[2004,12,23,15,null,null,3.2023468767595938E-2,2.1377369451079976E-2,1.421013333333321E-4,1.6851858031628439E-7,6.4846814516129276E-5,1.2886786528626976E-2,6.6494741413732669E-2,null,2.5918026520245423E-2,2.6051603752288759E-2,8.0291533165635103E-5,2.2398530109551952E-7,2.7452204172963845E-5,1.1871668491647785E-2,6.3949266486821657E-2]
[2004,12,23,16,null,null,3.3484321032460844E-2,2.0977448524333062E-2,1.421013333333321E-4,1.6851858031628439E-7,6.4846814516129276E-5,1.2735838942978771E-2,6.7404725166202467E-2,null,2.7100359640298978E-2,2.5564238759149607E-2,8.0291533165635103E-5,2.2398530109551952E-7,2.7452204172963845E-5,1.1732611350253434E-2,6.4505177472341718E-2]
[2004,12,23,17,null,null,3.7715527319074668E-2,2.0648347795251851E-2,1.421013333333321E-4,1.6851858031628439E-7,6.4846814516129276E-5,1.199284101974551E-2,7.0563832800501811E-2,null,3.0524864260487221E-2,2.516317903998103E-2,8.0291533165635103E-5,2.2398530109551952E-7,2.7452204172963845E-5,1.1048140864534303E-2,6.6844151887642256E-2]
[2004,12,23,18,null,null,4.4115197461997172E-2,2.0602115887715385E-2,1.421013333333321E-4,1.6851858031628439E-7,6.4846814516129276E-5,1.1437627817180577E-2,7.6362057833322922E-2,null,3.5704403731643027E-2,2.5106838369132418E-2,8.0291533165635103E-5,2.2398530109551952E-7,2.7452204172963845E-5,1.0536662920176732E-2,7.1455872743591872E-2]
[2004,12,23,19,null,null,4.6376591596811831E-2,1.9819722758998279E-2,1.4049599999999879E-3,1.6661480863503531E-6,6.4846814516129276E-5,9.4899134779218956E-3,7.7157700796334466E-2,null,3.7534651216205389E-2,2.4153372330455624E-2,7.9384471482597417E-4,2.2145491618222759E-6,2.7452204172963845E-5,8.7423739482330436E-3,7.1253908963054821E-2]
[2004,12,23,20,null,null,4.5635639506599004E-2,1.8824341086619258E-2,1.4049599999999879E-3,1.6661480863503531E-6,6.4846814516129276E-5,6.8501759098362931E-3,7.2781629465657013E-2,null,3.6934965527445789E-2,2.2940347080999655E-2,7.9384471482597417E-4,2.2145491618222759E-6,2.7452204172963845E-5,6.3105738059985378E-3,6.7009397882604738E-2]
[2004,12,23,21,null,null,4.2302177706502825E-2,1.8781220334789503E-2,1.4049599999999879E-3,1.6661480863503531E-6,6.4846814516129276E-5,8.6166601764275721E-3,7.1171531180322378E-2,null,3.4237045699767987E-2,2.2887797830600055E-2,7.9384471482597417E-4,2.2145491618222759E-6,2.7452204172963845E-5,7.9379085618042269E-3,6.5886263560333017E-2]
[2004,12,23,22,null,null,4.0082000450476177E-2,1.8030795911739804E-2,1.4049599999999879E-3,1.6661480863503531E-6,6.4846814516129276E-5,8.4140570696849392E-3,6.7998326394503386E-2,null,3.2440156879916873E-2,2.1973290563460923E-2,7.9384471482597417E-4,2.2145491618222759E-6,2.7452204172963845E-5,7.7512649083780281E-3,6.2988223819916575E-2]
[2004,12,23,23,null,null,3.7037226960772614E-2,1.7087620646674524E-2,1.4049599999999879E-3,1.6661480863503531E-6,6.4846814516129276E-5,7.5310032478058545E-3,6.3127323817855463E-2,null,2.9975885422412259E-2,2.0823886829261101E-2,7.9384471482597417E-4,2.2145491618222759E-6,2.7452204172963845E-5,6.9377710082235396E-3,5.856105472805765E-2]
[2004,12,23,24,null,null,3.0822849205478165E-2,1.6449617824913575E-2,1.4049599999999879E-3,1.6661480863503531E-6,6.4846814516129276E-5,8.7731067346667416E-3,5.7517046727660955E-2,null,2.4946311373534601E-2,2.0046382527649346E-2,7.9384471482597417E-4,2.2145491618222759E-6,2.7452204172963845E-5,8.0820315106828241E-3,5.3898236880027525E-2]
[2004,12,24,1,null,null,2.7258842264173667E-2,1.5753414979576708E-2,1.4049599999999879E-3,1.6661480863503531E-6,6.4846814516129276E-5,7.6224152137341992E-3,5.2106145420087048E-2,null,2.206180104476789E-2,1.919795257000478E-2,7.9384471482597417E-4,2.2145491618222759E-6,2.7452204172963845E-5,7.0219822701436769E-3,4.91052473530771E-2]
[2004,12,24,2,null,null,2.5250250809202665E-2,1.516274516620135E-2,1.4049599999999879E-3,1.6661480863503531E-6,6.4846814516129276E-5,8.3159968177501809E-3,5.0200465755756665E-2,null,2.0436158083473384E-2,1.847813079952423E-2,7.9384471482597417E-4,2.2145491618222759E-6,2.7452204172963845E-5,7.6609290592824552E-3,4.7398729410440821E-2]
[2004,12,24,3,null,null,2.3882333934025637E-2,1.5084844136062456E-2,1.4049599999999879E-3,1.6661480863503531E-6,6.4846814516129276E-5,8.8894384121221397E-3,4.9328089444812706E-2,null,1.9329041733722897E-2,1.8383196445055702E-2,7.9384471482597417E-4,2.2145491618222759E-6,2.7452204172963845E-5,8.1891995084423814E-3,4.672494915538173E-2]
[2004,12,24,4,null,null,2.4590018058246375E-2,1.4256322119840901E-2,1.4049599999999879E-3,1.6661480863503531E-6,6.4846814516129276E-5,8.7891769713037103E-3,4.9106990111993459E-2,null,1.9901802168659586E-2,1.737351528124156E-2,7.9384471482597417E-4,2.2145491618222759E-6,2.7452204172963845E-5,8.096835862529005E-3,4.6195664780590902E-2]
[2004,12,24,5,null,null,2.3960327199589546E-2,1.4550280014059388E-2,1.4049599999999879E-3,1.6661480863503531E-6,6.4846814516129276E-5,9.6378084030167514E-3,4.9619888579268155E-2,null,1.9392165174220741E-2,1.7731748065568088E-2,7.9384471482597417E-4,2.2145491618222759E-6,2.7452204172963845E-5,8.8786188932721295E-3,4.6826043601221709E-2]
[2004,12,24,6,null,null,2.5400766130340976E-2,1.5036203437431893E-2,1.4049599999999879E-3,1.6661480863503531E-6,6.4846814516129276E-5,9.2756985968282541E-3,5.118414112720359E-2,null,2.0557976869354361E-2,1.8323920292774302E-2,7.9384471482597417E-4,2.2145491618222759E-6,2.7452204172963845E-5,8.5450332032247986E-3,4.8250441833514214E-2]
[2004,12,24,7,null,null,2.9933715301841645E-2,1.5747935732788564E-2,1.421013333333321E-4,1.6851858031628439E-7,6.4846814516129276E-5,8.8540417697388681E-3,5.4742809470798855E-2,null,2.4226695511126245E-2,1.919127526733139E-2,8.0291533165635103E-5,2.2398530109551952E-7,2.7452204172963845E-5,8.1565911306161372E-3,5.1682529631713464E-2]
[2004,12,24,8,null,null,3.3134021612013655E-2,1.7127403616734531E-2,1.421013333333321E-4,1.6851858031628439E-7,6.4846814516129276E-5,9.573178258882353E-3,6.004172015406032E-2,null,2.6816846641283584E-2,2.087236848059169E-2,8.0291533165635103E-5,2.2398530109551952E-7,2.7452204172963845E-5,8.8190797952955643E-3,5.6616262639810531E-2]
[2004,12,24,9,null,null,3.6933452140674568E-2,1.8026229935722417E-2,1.421013333333321E-4,1.6851858031628439E-7,6.4846814516129276E-5,9.0036403798966665E-3,6.4170439122723424E-2,null,2.9891895815947252E-2,2.1967726221308367E-2,8.0291533165635103E-5,2.2398530109551952E-7,2.7452204172963845E-5,8.2944055580266816E-3,6.0261995317921993E-2]
[2004,12,24,10,null,null,3.9675428681160654E-2,1.8894893591593527E-2,1.421013333333321E-4,1.6851858031628439E-7,6.4846814516129276E-5,1.0001532938076766E-2,6.8778971877260731E-2,null,3.2111100150429603E-2,2.3026326130364316E-2,8.0291533165635103E-5,2.2398530109551952E-7,2.7452204172963845E-5,9.213692116757214E-3,6.4459086120190828E-2]
[2004,12,24,11,null,null,3.9214168852299967E-2,1.9630135325109439E-2,1.421013333333321E-4,1.6851858031628439E-7,6.4846814516129276E-5,1.1425664131275355E-2,7.047708497511454E-2,null,3.1737781926726362E-2,2.3922330961432751E-2,8.0291533165635103E-5,2.2398530109551952E-7,2.7452204172963845E-5,1.0525641637819841E-2,6.6293722248618653E-2]
[2004,12,24,12,null,null,4.0215912986051178E-2,1.8681492918803805E-2,1.421013333333321E-4,1.6851858031628439E-7,6.4846814516129276E-5,1.1978715443284927E-2,7.1083238014569686E-2,null,3.2548538288364987E-2,2.2766264677026388E-2,8.0291533165635103E-5,2.2398530109551952E-7,2.7452204172963845E-5,1.1035127988079731E-2,6.6457898676110794E-2]
[2004,12,24,13,null,null,3.9180963672203348E-2,1.8114440597161413E-2,1.421013333333321E-4,1.6851858031628439E-7,6.4846814516129276E-5,1.0731964661300192E-2,6.8234485597094732E-2,null,3.1710907488338713E-2,2.2075224442911115E-2,8.0291533165635103E-5,2.2398530109551952E-7,2.7452204172963845E-5,9.8865862672600276E-3,6.3780685921149549E-2]
[2004,12,24,14,null,null,3.8567779435272828E-2,1.7902998790986672E-2,1.421013333333321E-4,1.6851858031628439E-7,6.4846814516129276E-5,1.0759424957238788E-2,6.7437319849928068E-2,null,3.1214630041635529E-2,2.1817550169014224E-2,8.0291533165635103E-5,2.2398530109551952E-7,2.7452204172963845E-5,9.9118834605782663E-3,6.3052031393867711E-2]
[2004,12,24,15,null,null,3.6835651325320934E-2,1.7843241747040963E-2,1.421013333333321E-4,1.6851858031628439E-7,6.4846814516129276E-5,1.2095571000445334E-2,6.6981580739237018E-2,null,2.9812741238895248E-2,2.1744727044829361E-2,8.0291533165635103E-5,2.2398530109551952E-7,2.7452204172963845E-5,1.1142778598488575E-2,6.2808214604852877E-2]
[2004,12,24,16,null,null,3.7624714863188996E-2,1.7285841756025291E-2,1.421013333333321E-4,1.6851858031628439E-7,6.4846814516129276E-5,1.1301377644943158E-2,6.6419050930587226E-2,null,3.0451365675524585E-2,2.1065449656154395E-2,8.0291533165635103E-5,2.2398530109551952E-7,2.7452204172963845E-5,1.0411145447442986E-2,6.2035928501761664E-2]
[2004,12,24,17,null,null,4.2667695500208373E-2,1.7065045567296877E-2,1.421013333333321E-4,1.6851858031628439E-7,6.4846814516129276E-5,1.0113072104024763E-2,7.0052929837959799E-2,null,3.4532875609376908E-2,2.0796375632246483E-2,8.0291533165635103E-5,2.2398530109551952E-7,2.7452204172963845E-5,9.3164451187587611E-3,6.4753664083021842E-2]
[2004,12,24,18,null,null,4.6251350260434566E-2,1.7302141114736592E-2,1.421013333333321E-4,1.6851858031628439E-7,6.4846814516129276E-5,1.1233251984379661E-2,7.4993860025980602E-2,null,3.7433287797357349E-2,2.1085312924903853E-2,8.0291533165635103E-5,2.2398530109551952E-7,2.7452204172963845E-5,1.0348386181881494E-2,6.8974954626782381E-2]
[2004,12,24,19,null,null,4.7958590258721838E-2,1.6459645980438791E-2,1.4049599999999879E-3,1.6661480863503531E-6,6.4846814516129276E-5,8.1099527407048327E-3,7.3999661942467918E-2,null,3.8815033537431806E-2,2.0058603373376279E-2,7.9384471482597417E-4,2.2145491618222759E-6,2.7452204172963845E-5,7.4711154876898689E-3,6.7168263866658709E-2]
[2004,12,24,20,null,null,4.5796620472060803E-2,1.6417453762531748E-2,1.4049599999999879E-3,1.6661480863503531E-6,6.4846814516129276E-5,8.3618061151345211E-3,7.2047353312329532E-2,null,3.7065254627679532E-2,2.0007185683989383E-2,7.9384471482597417E-4,2.2145491618222759E-6,2.7452204172963845E-5,7.7031298663784763E-3,6.5599081646208146E-2]
[2004,12,24,21,null,null,4.1767313833722501E-2,1.6361198672067572E-2,1.4049599999999879E-3,1.6661480863503531E-6,6.4846814516129276E-5,9.7776114331147908E-3,6.9377596901507327E-2,null,3.3804156429088197E-2,1.993863022728665E-2,7.9384471482597417E-4,2.2145491618222759E-6,2.7452204172963845E-5,9.007409358122687E-3,6.3573707482658282E-2]
[2004,12,24,22,null,null,4.0821007734482884E-2,1.5068019543667916E-2,1.4049599999999879E-3,1.6661480863503531E-6,6.4846814516129276E-5,8.1169973614088845E-3,6.5477497602162163E-2,null,3.3038268549971855E-2,1.8362693098497588E-2,7.9384471482597417E-4,2.2145491618222759E-6,2.7452204172963845E-5,7.4776051894834168E-3,5.9702078306113612E-2]
[2004,12,24,23,null,null,3.7987100845892227E-2,1.4232902885328405E-2,1.4049599999999879E-3,1.6661480863503531E-6,6.4846814516129276E-5,8.3612054359522535E-3,6.2052682129775355E-2,null,3.0744660870321582E-2,1.7344975351710114E-2,7.9384471482597417E-4,2.2145491618222759E-6,2.7452204172963845E-5,7.7025765039008811E-3,5.6615724194093331E-2]
[2004,12,24,24,null,null,3.4703115295044842E-2,1.2980364190111103E-2,1.4049599999999879E-3,1.6661480863503531E-6,6.4846814516129276E-5,7.022759783198604E-3,5.6177712230957022E-2,null,2.8086784385526427E-2,1.5818564824592551E-2,7.9384471482597417E-4,2.2145491618222759E-6,2.7452204172963845E-5,6.4695629013025143E-3,5.1198423579582243E-2]
[2004,12,25,1,null,null,3.1039570751891215E-2,1.3379096967067126E-2,1.4049599999999879E-3,1.6661480863503531E-6,6.4846814516129276E-5,9.5294078894391683E-3,5.5419548570999982E-2,null,2.5121713820665057E-2,1.6304481874961124E-2,7.9384471482597417E-4,2.2145491618222759E-6,2.7452204172963845E-5,8.7787573056949085E-3,5.1028464469481838E-2]
[2004,12,25,2,null,null,2.9233373123046216E-2,1.294262336712333E-2,1.4049599999999879E-3,1.6661480863503531E-6,6.4846814516129276E-5,1.0008414313799936E-2,5.3655883766571953E-2,null,2.3659877241219342E-2,1.5772571842714554E-2,7.9384471482597417E-4,2.2145491618222759E-6,2.7452204172963845E-5,9.2200314327046361E-3,4.9475991984799281E-2]
[2004,12,25,3,null,null,2.8468322761593345E-2,1.2568596645580384E-2,1.4049599999999879E-3,1.6661480863503531E-6,6.4846814516129276E-5,1.0439589212344152E-2,5.2947981582120357E-2,null,2.3040687742999739E-2,1.5316762910530328E-2,7.9384471482597417E-4,2.2145491618222759E-6,2.7452204172963845E-5,9.6172418191780885E-3,4.8798203940868909E-2]
[2004,12,25,4,null,null,2.8126253510027305E-2,1.2321873464530753E-2,1.4049599999999879E-3,1.6661480863503531E-6,6.4846814516129276E-5,1.0671393143053086E-2,5.2590993080213616E-2,null,2.2763835788010396E-2,1.5016092869535902E-2,7.9384471482597417E-4,2.2145491618222759E-6,2.7452204172963845E-5,9.8307860890644739E-3,4.8434226214771524E-2]
[2004,12,25,5,null,null,2.8492068203428748E-2,1.2403017861607496E-2,1.4049599999999879E-3,1.6661480863503531E-6,6.4846814516129276E-5,1.0873082512320333E-2,5.3239641539959047E-2,null,2.3059905991831286E-2,1.5114979764118476E-2,7.9384471482597417E-4,2.2145491618222759E-6,2.7452204172963845E-5,1.0016587981949977E-2,4.9014985206060485E-2]
[2004,12,25,6,null,null,2.9604556554792737E-2,1.2501220342168412E-2,1.4049599999999879E-3,1.6661480863503531E-6,6.4846814516129276E-5,1.0783490043230395E-2,5.4360739902794011E-2,null,2.3960292605266872E-2,1.5234654549967096E-2,7.9384471482597417E-4,2.2145491618222759E-6,2.7452204172963845E-5,9.9340528914507887E-3,4.9952511514845511E-2]
[2004,12,25,7,null,null,3.2373979402411414E-2,1.3343888949106054E-2,1.421013333333321E-4,1.6851858031628439E-7,6.4846814516129276E-5,1.0743254238938861E-2,5.6668239256886112E-2,null,2.6201710464502207E-2,1.6261575504515298E-2,8.0291533165635103E-5,2.2398530109551952E-7,2.7452204172963845E-5,9.8969865422113713E-3,5.246824023386857E-2]
[2004,12,25,8,null,null,3.7897683950172074E-2,1.4538885758545171E-2,1.421013333333321E-4,1.6851858031628439E-7,6.4846814516129276E-5,9.6619027034094834E-3,6.230558907855651E-2,null,3.0672291774660777E-2,1.7717862417458388E-2,8.0291533165635103E-5,2.2398530109551952E-7,2.7452204172963845E-5,8.9008152372687718E-3,5.7398937152027631E-2]
[2004,12,25,9,null,null,4.035037470374031E-2,1.5554084389869995E-2,1.421013333333321E-4,1.6851858031628439E-7,6.4846814516129276E-5,1.0760416351321975E-2,6.6871992111362064E-2,null,3.2657364174477337E-2,1.8955037671114495E-2,8.0291533165635103E-5,2.2398530109551952E-7,2.7452204172963845E-5,9.9127967605599204E-3,6.1633166328791449E-2]
[2004,12,25,10,null,null,4.2129212517031306E-2,1.6331372561085876E-2,1.421013333333321E-4,1.6851858031628439E-7,6.4846814516129276E-5,1.1806058349185128E-2,7.0473760093732088E-2,null,3.4097057230675645E-2,1.9902282536026269E-2,8.0291533165635103E-5,2.2398530109551952E-7,2.7452204172963845E-5,1.0876071439782704E-2,6.4983378929124314E-2]
[2004,12,25,11,null,null,4.3047291421094876E-2,1.6213609008912968E-2,1.421013333333321E-4,1.6851858031628439E-7,6.4846814516129276E-5,1.1763767480634754E-2,7.1231784577072368E-2,null,3.4840099577395908E-2,1.9758769583944336E-2,8.0291533165635103E-5,2.2398530109551952E-7,2.7452204172963845E-5,1.0837111907820364E-2,6.5543948791800297E-2]
[2004,12,25,12,null,null,4.3162170652985304E-2,1.5862707821564407E-2,1.421013333333321E-4,1.6851858031628439E-7,6.4846814516129276E-5,1.0658430639494156E-2,6.9890425780473636E-2,null,3.4933076481315023E-2,1.9331142662403225E-2,8.0291533165635103E-5,2.2398530109551952E-7,2.7452204172963845E-5,9.8188446679249551E-3,6.4191031534282891E-2]
[2004,12,25,13,null,null,4.3404315356186288E-2,1.549027886817194E-2,1.421013333333321E-4,1.6851858031628439E-7,6.4846814516129276E-5,9.6645848762021477E-3,6.8766295766990157E-2,null,3.5129055027076139E-2,1.8877280855792121E-2,8.0291533165635103E-5,2.2398530109551952E-7,2.7452204172963845E-5,8.9032861299277819E-3,6.3017589735435739E-2]
[2004,12,25,14,null,null,4.145371954671638E-2,1.5365296533386348E-2,1.421013333333321E-4,1.6851858031628439E-7,6.4846814516129276E-5,9.1440315198204128E-3,6.6170164266352915E-2,null,3.35503505373465E-2,1.8724970709807082E-2,8.0291533165635103E-5,2.2398530109551952E-7,2.7452204172963845E-5,8.4237378061117144E-3,6.0807026775904986E-2]
[2004,12,25,15,null,null,4.0602134912598259E-2,1.5449963012098484E-2,1.421013333333321E-4,1.6851858031628439E-7,6.4846814516129276E-5,9.4142096131574638E-3,6.5673424204283987E-2,null,3.2861124979319485E-2,1.8828149801114722E-2,8.0291533165635103E-5,2.2398530109551952E-7,2.7452204172963845E-5,8.6726334288240031E-3,6.0469875931897905E-2]
[2004,12,25,16,null,null,3.9780650069668445E-2,1.5390189825079217E-2,1.421013333333321E-4,1.6851858031628439E-7,6.4846814516129276E-5,9.6908671428072961E-3,6.5068823703984743E-2,null,3.2196260529451431E-2,1.8755307004118541E-2,8.0291533165635103E-5,2.2398530109551952E-7,2.7452204172963845E-5,8.9274980896473215E-3,5.9987033345856984E-2]
[2004,12,25,17,null,null,4.4311153732566229E-2,1.5202660555653115E-2,1.421013333333321E-4,1.6851858031628439E-7,6.4846814516129276E-5,7.7936314376609349E-3,6.751456239231006E-2,null,3.5862999911659491E-2,1.85267738241955E-2,8.0291533165635103E-5,2.2398530109551952E-7,2.7452204172963845E-5,7.1797114485028148E-3,6.1677452906997499E-2]
[2004,12,25,18,null,null,4.9732633343111593E-2,1.5332281724960421E-2,1.421013333333321E-4,1.6851858031628439E-7,6.4846814516129276E-5,8.0105265294692449E-3,7.3282558263971051E-2,null,4.0250846004936822E-2,1.8684737101596391E-2,8.0291533165635103E-5,2.2398530109551952E-7,2.7452204172963845E-5,7.3795212786488965E-3,6.6423072107821807E-2]
[2004,12,25,19,null,null,5.0682606353065908E-2,1.4702170546291754E-2,1.4049599999999879E-3,1.6661480863503531E-6,6.4846814516129276E-5,5.3523117255616145E-3,7.220856158752173E-2,null,4.1019701679011311E-2,1.7916849977592249E-2,7.9384471482597417E-4,2.2145491618222759E-6,2.7452204172963845E-5,4.9306993895394937E-3,6.4690762514303807E-2]
[2004,12,25,20,null,null,4.8299444145770004E-2,1.4235437672076997E-2,1.4049599999999879E-3,1.6661480863503531E-6,6.4846814516129276E-5,5.3934086368332985E-3,6.9399763417282753E-2,null,3.9090901843521819E-2,1.7348064378174384E-2,7.9384471482597417E-4,2.2145491618222759E-6,2.7452204172963845E-5,4.9685590146341047E-3,6.2231036704491059E-2]
[2004,12,25,21,null,null,4.5220424549181494E-2,1.4276764964096638E-2,1.4049599999999879E-3,1.6661480863503531E-6,6.4846814516129276E-5,7.3008927491212336E-3,6.8269555225001832E-2,null,3.6598913478991899E-2,1.7398428022696439E-2,7.9384471482597417E-4,2.2145491618222759E-6,2.7452204172963845E-5,6.7257867753224114E-3,6.1546639745171494E-2]
[2004,12,25,22,null,null,4.1076279374164193E-2,1.3657834706748806E-2,1.4049599999999879E-3,1.6661480863503531E-6,6.4846814516129276E-5,7.8317713982627938E-3,6.4037358441778269E-2,null,3.3244871312937421E-2,1.6644166566364017E-2,7.9384471482597417E-4,2.2145491618222759E-6,2.7452204172963845E-5,7.2148470478660817E-3,5.7927396395328269E-2]
[2004,12,25,23,null,null,3.9008893489164281E-2,1.3019062891897389E-2,1.4049599999999879E-3,1.6661480863503531E-6,6.4846814516129276E-5,7.1776920558229767E-3,6.0677121399487118E-2,null,3.1571643388009184E-2,1.5865725128715626E-2,7.9384471482597417E-4,2.2145491618222759E-6,2.7452204172963845E-5,6.6122908478831672E-3,5.4873170832768728E-2]
[2004,12,25,24,null,null,3.5270762716115005E-2,1.2760045034483679E-2,1.4049599999999879E-3,1.6661480863503531E-6,6.4846814516129276E-5,8.8612669927513824E-3,5.8363547705952534E-2,null,2.8546206849102033E-2,1.5550072138690332E-2,7.9384471482597417E-4,2.2145491618222759E-6,2.7452204172963845E-5,8.1632472083118645E-3,5.3083037664264983E-2]
[2004,12,26,1,null,null,3.0498076913951622E-2,1.2823476642870644E-2,1.4049599999999879E-3,1.6661480863503531E-6,6.4846814516129276E-5,1.0152084322462892E-2,5.4945110841887634E-2,null,{"$f":"G8643*X$5","v":2.4683458622450267E-2},{"$f":"H8643*Y$5","v":1.5627373283288556E-2},{"$f":"I8643*Z$5","v":7.9384471482597417E-4},{"$f":"J8643*AA$5","v":2.2145491618222759E-6},{"$f":"K8643*AB$5","v":2.7452204172963845E-5},{"$f":"L8643*AC$5","v":9.3523842664580258E-3},{"$f":"SUM(O8643:T8643)","v":5.0486727640357602E-2}]
[2004,12,26,2,null,null,2.8295063437389235E-2,1.2602220355114709E-2,1.4049599999999879E-3,1.6661480863503531E-6,6.4846814516129276E-5,1.0740370712688269E-2,5.3109127467794684E-2,null,2.2900461217503981E-2,1.5357738558140984E-2,7.9384471482597417E-4,2.2145491618222759E-6,2.7452204172963845E-5,9.8943301571104043E-3,4.8976041400916118E-2]
[2004,12,26,3,null,null,2.7581947029569773E-2,1.2258046749984838E-2,1.4049599999999879E-3,1.6661480863503531E-6,6.4846814516129276E-5,1.1020842119921766E-2,5.2332308862078847E-2,null,2.2323304192322837E-2,1.4938310227477637E-2,7.9384471482597417E-4,2.2145491618222759E-6,2.7452204172963845E-5,1.0152708268726163E-2,4.8237834156687386E-2]
[2004,12,26,4,null,null,2.7769399869179597E-2,1.1789275301805251E-2,1.4049599999999879E-3,1.6661480863503531E-6,6.4846814516129276E-5,1.1007611656056666E-2,5.2037759789643985E-2,null,2.2475018165083304E-2,1.4367040312986629E-2,7.9384471482597417E-4,2.2145491618222759E-6,2.7452204172963845E-5,1.014051999505155E-2,4.7806089941282236E-2]
[2004,12,26,5,null,null,2.7329853171961134E-2,1.2075712345369966E-2,1.4049599999999879E-3,1.6661480863503531E-6,6.4846814516129276E-5,1.1748292351150748E-2,5.2625330831084317E-2,null,2.2119273350613925E-2,1.4716107787167745E-2,7.9384471482597417E-4,2.2145491618222759E-6,2.7452204172963845E-5,1.0822855785342403E-2,4.8481748391284822E-2]
[2004,12,26,6,null,null,2.8878375513649218E-2,1.2172049037049638E-2,1.4049599999999879E-3,1.6661480863503531E-6,6.4846814516129276E-5,1.1081714875451452E-2,5.3603612388752782E-2,null,2.3372561787614102E-2,1.4833508823071086E-2,7.9384471482597417E-4,2.2145491618222759E-6,2.7452204172963845E-5,1.0208785955139002E-2,4.9238368033984944E-2]
[2004,12,26,7,null,null,3.2330332490272368E-2,1.3199951212183401E-2,1.421013333333321E-4,1.6851858031628439E-7,6.4846814516129276E-5,1.047443364922652E-2,5.6211834018112063E-2,null,2.616638506504107E-2,1.6086165293455832E-2,8.0291533165635103E-5,2.2398530109551952E-7,2.7452204172963845E-5,9.649341489838939E-3,5.2009859570975529E-2]
[2004,12,26,8,null,null,3.5365012790046758E-2,1.4287514871718962E-2,1.421013333333321E-4,1.6851858031628439E-7,6.4846814516129276E-5,1.0665136746183846E-2,6.052478107437935E-2,null,2.8622487652203852E-2,1.7411528434063298E-2,8.0291533165635103E-5,2.2398530109551952E-7,2.7452204172963845E-5,9.8250225211324073E-3,5.5967006330039246E-2]
[2004,12,26,9,null,null,4.0379103332764649E-2,1.4536953291043249E-2,1.421013333333321E-4,1.6851858031628439E-7,6.4846814516129276E-5,9.1422452348752792E-3,6.4265418525112958E-2,null,3.2680615539729077E-2,1.7715507409385975E-2,8.0291533165635103E-5,2.2398530109551952E-7,2.7452204172963845E-5,8.422092230416553E-3,5.8926182902171297E-2]
[2004,12,26,10,null,null,4.294246039854626E-2,1.5161615715135385E-2,1.421013333333321E-4,1.6851858031628439E-7,6.4846814516129276E-5,9.2553338416222312E-3,6.7566526621733652E-2,null,3.4755255139016117E-2,1.8476754390153779E-2,8.0291533165635103E-5,2.2398530109551952E-7,2.7452204172963845E-5,8.5262726206557921E-3,6.1866249872465383E-2]
[2004,12,26,11,null,null,4.214944830226041E-2,1.6007692958799058E-2,1.421013333333321E-4,1.6851858031628439E-7,6.4846814516129276E-5,1.2222547173407081E-2,7.0586805100896322E-2,null,3.4113434957337055E-2,1.9507829291403666E-2,8.0291533165635103E-5,2.2398530109551952E-7,2.7452204172963845E-5,1.1259752603481315E-2,6.4988984574861727E-2]
[2004,12,26,12,null,null,4.1864672180844394E-2,1.5827532837370248E-2,1.421013333333321E-4,1.6851858031628439E-7,6.4846814516129276E-5,1.181757101134397E-2,6.9716892695988394E-2,null,3.3882952896797089E-2,1.9288276548669436E-2,8.0291533165635103E-5,2.2398530109551952E-7,2.7452204172963845E-5,1.0886677226438865E-2,6.4165874394545075E-2]
[2004,12,26,13,null,null,4.0830582122930566E-2,1.5686079895411077E-2,1.421013333333321E-4,1.6851858031628439E-7,6.4846814516129276E-5,1.1302126276221861E-2,6.8025904960993283E-2,null,3.3046017531055169E-2,1.9115894441415839E-2,8.0291533165635103E-5,2.2398530109551952E-7,2.7452204172963845E-5,1.0411835107533459E-2,6.2681714802644159E-2]
[2004,12,26,14,null,null,3.9445756426409899E-2,1.6074505790101955E-2,1.421013333333321E-4,1.6851858031628439E-7,6.4846814516129276E-5,1.133093232471156E-2,6.7058311207653196E-2,null,3.192521611541782E-2,1.9589250974770964E-2,8.0291533165635103E-5,2.2398530109551952E-7,2.7452204172963845E-5,1.0438372045773598E-2,6.2060806858602074E-2]
[2004,12,26,15,null,null,3.9373147671548266E-2,1.5885722607209732E-2,1.421013333333321E-4,1.6851858031628439E-7,6.4846814516129276E-5,9.8997983858954298E-3,6.5365785331083212E-2,null,3.1866450600421203E-2,1.9359189708951584E-2,8.0291533165635103E-5,2.2398530109551952E-7,2.7452204172963845E-5,9.1199713994193337E-3,6.0453579431431814E-2]
[2004,12,26,16,null,null,4.1354489301762221E-2,1.5549599701098109E-2,1.421013333333321E-4,1.6851858031628439E-7,6.4846814516129276E-5,9.3564769306283477E-3,6.6467682599918448E-2,null,3.3470039058943052E-2,1.8949572389939238E-2,8.0291533165635103E-5,2.2398530109551952E-7,2.7452204172963845E-5,8.6194484655597575E-3,6.1147027637081741E-2]
[2004,12,26,17,null,null,4.4467742805529828E-2,1.5166871189823197E-2,1.421013333333321E-4,1.6851858031628439E-7,6.4846814516129276E-5,8.7259509546239837E-3,6.8567681616406792E-2,null,3.5989734456730316E-2,1.8483158992198497E-2,8.0291533165635103E-5,2.2398530109551952E-7,2.7452204172963845E-5,8.0385902860696055E-3,6.2619451457638114E-2]
[2004,12,26,18,null,null,5.1367055645306019E-2,1.4672022010218444E-2,1.421013333333321E-4,1.6851858031628439E-7,6.4846814516129276E-5,7.5516682450839923E-3,7.3797862567038242E-2,null,4.1573657124524849E-2,1.7880109361900931E-2,8.0291533165635103E-5,2.2398530109551952E-7,2.7452204172963845E-5,6.9568081821940924E-3,6.6518542391259566E-2]
[2004,12,26,19,null,null,5.1712655644230346E-2,1.4375490375188206E-2,1.4049599999999879E-3,1.6661480863503531E-6,6.4846814516129276E-5,7.089840827079039E-3,7.4649459809100052E-2,null,4.1853366671373848E-2,1.7518740079609008E-2,7.9384471482597417E-4,2.2145491618222759E-6,2.7452204172963845E-5,6.5313598367334798E-3,6.6726978055877087E-2]
[2004,12,26,20,null,null,4.8281341468611336E-2,1.4319274271141049E-2,1.4049599999999879E-3,1.6661480863503531E-6,6.4846814516129276E-5,8.7154576891918939E-3,7.2787546391546734E-2,null,3.9076250536691483E-2,1.7450232133835539E-2,7.9384471482597417E-4,2.2145491618222759E-6,2.7452204172963845E-5,8.0289235962142328E-3,6.5378917734902009E-2]
[2004,12,26,21,null,null,4.6899405046931686E-2,1.4169508994219995E-2,1.4049599999999879E-3,1.6661480863503531E-6,6.4846814516129276E-5,9.206306422826032E-3,7.1746693426580188E-2,null,3.7957787540495738E-2,1.7267720171401268E-2,7.9384471482597417E-4,2.2145491618222759E-6,2.7452204172963845E-5,8.4811071900298789E-3,6.4530126370087634E-2]
[2004,12,26,22,null,null,4.5756719055374789E-2,1.3543673281688011E-2,1.4049599999999879E-3,1.6661480863503531E-6,6.4846814516129276E-5,8.2475639380478107E-3,6.9019429237713079E-2,null,3.7032960625322429E-2,1.6505043358698717E-2,7.9384471482597417E-4,2.2145491618222759E-6,2.7452204172963845E-5,7.5978867748502073E-3,6.1959402227032105E-2]
[2004,12,26,23,null,null,4.1340286697288939E-2,1.2994966753573504E-2,1.4049599999999879E-3,1.6661480863503531E-6,6.4846814516129276E-5,6.7295440680150507E-3,6.2536270481479972E-2,null,3.3458544255489164E-2,1.5836360288059684E-2,7.9384471482597417E-4,2.2145491618222759E-6,2.7452204172963845E-5,6.1994443764501099E-3,5.631786038815971E-2]
[2004,12,26,24,null,null,3.3631912126093282E-2,1.3473750297688231E-2,1.4049599999999879E-3,1.6661480863503531E-6,6.4846814516129276E-5,1.0044511036074191E-2,5.8621646422458179E-2,null,2.7219811717982337E-2,1.6419831477203734E-2,7.9384471482597417E-4,2.2145491618222759E-6,2.7452204172963845E-5,9.2532847437238799E-3,5.3716439407070701E-2]
[2004,12,27,1,null,null,2.9234222944661253E-2,1.2939834876152308E-2,1.4049599999999879E-3,1.6661480863503531E-6,6.4846814516129276E-5,1.0431362728771898E-2,5.4076893512187925E-2,null,2.3660565039887123E-2,1.5769173638739545E-2,7.9384471482597417E-4,2.2145491618222759E-6,2.7452204172963845E-5,9.6096633522263133E-3,4.9862913499013735E-2]
[2004,12,27,2,null,null,2.7283612037283814E-2,1.280872029557149E-2,1.4049599999999879E-3,1.6661480863503531E-6,6.4846814516129276E-5,1.0535331862096389E-2,5.2099137157554168E-2,null,2.2081848330745193E-2,1.5609390410627423E-2,7.9384471482597417E-4,2.2145491618222759E-6,2.7452204172963845E-5,9.7054426282661872E-3,4.8220192837799561E-2]
[2004,12,27,3,null,null,2.6059036575461453E-2,1.2580798222296236E-2,1.4049599999999879E-3,1.6661480863503531E-6,6.4846814516129276E-5,1.1082459109610112E-2,5.1193766869970278E-2,null,2.1090744602230014E-2,1.5331632403359271E-2,7.9384471482597417E-4,2.2145491618222759E-6,2.7452204172963845E-5,1.0209471564479402E-2,4.7455360038229435E-2]
[2004,12,27,4,null,null,2.7039471013540307E-2,1.2331721814387504E-2,1.4049599999999879E-3,1.6661480863503531E-6,6.4846814516129276E-5,1.0121635312276042E-2,5.0964301102806323E-2,null,2.1884254073421421E-2,1.5028094594475405E-2,7.9384471482597417E-4,2.2145491618222759E-6,2.7452204172963845E-5,9.3243337859108318E-3,4.7060193921968412E-2]
[2004,12,27,5,null,null,2.6749642253980306E-2,1.2482870898725927E-2,1.4049599999999879E-3,1.6661480863503531E-6,6.4846814516129276E-5,1.0792612275551722E-2,5.1496598390860425E-2,null,2.1649682686694979E-2,1.5212292938510055E-2,7.9384471482597417E-4,2.2145491618222759E-6,2.7452204172963845E-5,9.9424565472250211E-3,4.7627943640590809E-2]
[2004,12,27,6,null,null,2.831163182669209E-2,1.2735992280882364E-2,1.4049599999999879E-3,1.6661480863503531E-6,6.4846814516129276E-5,1.0600919768080731E-2,5.3120016838257657E-2,null,2.2913870756503821E-2,1.5520760168973625E-2,7.9384471482597417E-4,2.2145491618222759E-6,2.7452204172963845E-5,9.7658640432696699E-3,4.9024006436907866E-2]
[2004,12,27,7,null,null,3.3653081778496796E-2,1.3754849361904126E-2,1.421013333333321E-4,1.6851858031628439E-7,6.4846814516129276E-5,9.198234121251328E-3,5.6813281928082028E-2,null,2.723694526514428E-2,1.6762393804755298E-2,8.0291533165635103E-5,2.2398530109551952E-7,2.7452204172963845E-5,8.4736707598502825E-3,5.2580977552389552E-2]
[2004,12,27,8,null,null,3.8277175397912089E-2,1.5163745422084344E-2,1.421013333333321E-4,1.6851858031628439E-7,6.4846814516129276E-5,8.6645670534536909E-3,6.2312604539879905E-2,null,3.097943118788651E-2,1.8479349764746977E-2,8.0291533165635103E-5,2.2398530109551952E-7,2.7452204172963845E-5,7.982041717984072E-3,5.7548790393257249E-2]
[2004,12,27,9,null,null,4.1923890379810896E-2,1.6160469811337546E-2,1.421013333333321E-4,1.6851858031628439E-7,6.4846814516129276E-5,8.3059984956943174E-3,6.6597475353272539E-2,null,3.3930880835598268E-2,1.9694011320673572E-2,8.0291533165635103E-5,2.2398530109551952E-7,2.7452204172963845E-5,7.6517183251202754E-3,6.1384578204031801E-2]
[2004,12,27,10,null,null,4.1261643039505629E-2,1.7759420937585476E-2,1.421013333333321E-4,1.6851858031628439E-7,6.4846814516129276E-5,1.2152136098473137E-2,7.1380316741994021E-2,null,3.3394894423459116E-2,2.1642578531228213E-2,8.0291533165635103E-5,2.2398530109551952E-7,2.7452204172963845E-5,1.1194887950225869E-2,6.6340328627552889E-2]
[2004,12,27,11,null,null,4.0278367090121156E-2,1.8758117389781791E-2,1.421013333333321E-4,1.6851858031628439E-7,6.4846814516129276E-5,1.3899051503358928E-2,7.3142652649691664E-2,null,3.2599085189993014E-2,2.2859643348345858E-2,8.0291533165635103E-5,2.2398530109551952E-7,2.7452204172963845E-5,1.2804195322834794E-2,6.8370891583813362E-2]
[2004,12,27,12,null,null,3.9712937843005509E-2,1.9122796413272792E-2,1.421013333333321E-4,1.6851858031628439E-7,6.4846814516129276E-5,1.472887571546087E-2,7.3771726638168958E-2,null,3.2141457993875688E-2,2.3304060676609752E-2,8.0291533165635103E-5,2.2398530109551952E-7,2.7452204172963845E-5,1.3568652616399252E-2,6.912213900952438E-2]
[2004,12,27,13,null,null,4.0105337024964903E-2,1.8454512466700775E-2,1.421013333333321E-4,1.6851858031628439E-7,6.4846814516129276E-5,1.2048272403403988E-2,7.0815238561499447E-2,null,3.2459044214105434E-2,2.2489654179591926E-2,8.0291533165635103E-5,2.2398530109551952E-7,2.7452204172963845E-5,1.1099205806858362E-2,6.6155871923195414E-2]
[2004,12,27,14,null,null,3.7962644146372286E-2,1.8744694132558932E-2,1.421013333333321E-4,1.6851858031628439E-7,6.4846814516129276E-5,1.3073461655555655E-2,6.9987916600916661E-2,null,3.0724866968812794E-2,2.2843285050425471E-2,8.0291533165635103E-5,2.2398530109551952E-7,2.7452204172963845E-5,1.2043638844195377E-2,6.5719758586073332E-2]
[2004,12,27,15,null,null,3.6990548656339162E-2,1.846120760901819E-2,1.421013333333321E-4,1.6851858031628439E-7,6.4846814516129276E-5,1.3856066334654381E-2,6.9514939266441506E-2,null,2.9938106581493863E-2,2.2497813237474032E-2,8.0291533165635103E-5,2.2398530109551952E-7,2.7452204172963845E-5,1.2764596182134796E-2,6.5308483723742372E-2]
[2004,12,27,16,null,null,3.8705810098220578E-2,1.7961991128019394E-2,1.421013333333321E-4,1.6851858031628439E-7,6.4846814516129276E-5,1.2056218179290673E-2,6.8931136071960428E-2,null,3.1326344434877862E-2,2.1889441380527171E-2,8.0291533165635103E-5,2.2398530109551952E-7,2.7452204172963845E-5,1.1106525678032306E-2,6.4430279216077038E-2]
[2004,12,27,17,null,null,4.4315802235982173E-2,1.7823110842301228E-2,1.421013333333321E-4,1.6851858031628439E-7,6.4846814516129276E-5,1.0356423583427624E-2,7.2702453328140806E-2,null,3.5866762153523045E-2,2.1720194449523153E-2,8.0291533165635103E-5,2.2398530109551952E-7,2.7452204172963845E-5,9.5406273137540118E-3,6.7235551639439894E-2]
[2004,12,27,18,null,null,4.86609136940893E-2,1.7753070389024753E-2,1.421013333333321E-4,1.6851858031628439E-7,6.4846814516129276E-5,1.1209158089456562E-2,7.7830258839000396E-2,null,3.9383455326955835E-2,2.1634839413695896E-2,8.0291533165635103E-5,2.2398530109551952E-7,2.7452204172963845E-5,1.0326190211414829E-2,7.1452452674706263E-2]
[2004,12,27,19,null,null,4.7946221788313953E-2,1.7366820907322049E-2,1.4049599999999879E-3,1.6661480863503531E-6,6.4846814516129276E-5,1.0013941015159029E-2,7.6798456673397492E-2,null,3.8805023180765799E-2,2.1164135173406998E-2,7.9384471482597417E-4,2.2145491618222759E-6,2.7452204172963845E-5,9.225122784706297E-3,7.0017792607039844E-2]
[2004,12,27,20,null,null,4.7556022925569735E-2,1.6579585112372026E-2,1.4049599999999879E-3,1.6661480863503531E-6,6.4846814516129276E-5,9.1652295282498072E-3,7.4772310528794017E-2,null,3.8489217777354673E-2,2.0204767603108492E-2,7.9384471482597417E-4,2.2145491618222759E-6,2.7452204172963845E-5,8.4432660048754556E-3,6.7960762853499376E-2]
[2004,12,27,21,null,null,4.4371717246166641E-2,1.6364988746041344E-2,1.4049599999999879E-3,1.6661480863503531E-6,6.4846814516129276E-5,9.7933982084282556E-3,7.2001577163238711E-2,null,3.5912016673804975E-2,1.9943249013783394E-2,7.9384471482597417E-4,2.2145491618222759E-6,2.7452204172963845E-5,9.0219525774626885E-3,6.570072973321181E-2]
[2004,12,27,22,null,null,4.188471001035339E-2,1.5400149212149689E-2,1.4049599999999879E-3,1.6661480863503531E-6,6.4846814516129276E-5,9.1976391015560661E-3,6.7953971286661613E-2,null,3.3899170409034479E-2,1.8767444044934967E-2,7.9384471482597417E-4,2.2145491618222759E-6,2.7452204172963845E-5,8.4731226110505448E-3,6.1963248533180741E-2]
[2004,12,27,23,null,null,3.8584290184332522E-2,1.4856155261965053E-2,1.4049599999999879E-3,1.6661480863503531E-6,6.4846814516129276E-5,9.4877086076731888E-3,6.439962701657323E-2,null,3.1227992929806818E-2,1.8104503973366132E-2,7.9384471482597417E-4,2.2145491618222759E-6,2.7452204172963845E-5,8.7403427600387176E-3,5.8896351131372419E-2]
[2004,12,27,24,null,null,3.2451697683395939E-2,1.4150111723133596E-2,1.4049599999999879E-3,1.6661480863503531E-6,6.4846814516129276E-5,1.0229169681579447E-2,5.8302452050711454E-2,null,2.626461134767271E-2,1.7244081621233764E-2,7.9384471482597417E-4,2.2145491618222759E-6,2.7452204172963845E-5,9.4233974571365908E-3,5.3755601894203815E-2]
[2004,12,28,1,null,null,2.9845044340504733E-2,1.3678966246270434E-2,1.4049599999999879E-3,1.6661480863503531E-6,6.4846814516129276E-5,1.04210444091193E-2,5.5416527958496935E-2,null,2.4154930133546935E-2,1.6669918588639396E-2,7.9384471482597417E-4,2.2145491618222759E-6,2.7452204172963845E-5,9.6001578273202885E-3,5.1248518017667374E-2]
[2004,12,28,2,null,null,2.7665286649307345E-2,1.3383839478904114E-2,1.4049599999999879E-3,1.6661480863503531E-6,6.4846814516129276E-5,1.0869178504595055E-2,5.3389777595408985E-2,null,2.2390754676535566E-2,1.6310261353088704E-2,7.9384471482597417E-4,2.2145491618222759E-6,2.7452204172963845E-5,1.001299150074806E-2,4.9537518998533078E-2]
[2004,12,28,3,null,null,2.6880987773508839E-2,1.3137595665152876E-2,1.4049599999999879E-3,1.6661480863503531E-6,6.4846814516129276E-5,1.0971924274487952E-2,5.246198067575214E-2,null,2.1755986494166973E-2,1.6010175494677554E-2,7.9384471482597417E-4,2.2145491618222759E-6,2.7452204172963845E-5,1.010764378014898E-2,4.8697317237154258E-2]
[2004,12,28,4,null,null,2.7748754363042371E-2,1.2678243350888576E-2,1.4049599999999879E-3,1.6661480863503531E-6,6.4846814516129276E-5,1.0328361506816678E-2,5.22268321833501E-2,null,2.2458308832953428E-2,1.5450384239663911E-2,7.9384471482597417E-4,2.2145491618222759E-6,2.7452204172963845E-5,9.51477574323468E-3,4.8246980284012767E-2]
[2004,12,28,5,null,null,2.7785179145947511E-2,1.2682877569214945E-2,1.4049599999999879E-3,1.6661480863503531E-6,6.4846814516129276E-5,1.0832784618440054E-2,5.2772314296204985E-2,null,2.2487789039990987E-2,1.5456031745537654E-2,7.9384471482597417E-4,2.2145491618222759E-6,2.7452204172963845E-5,9.979464434043326E-3,4.8746796687732727E-2]
[2004,12,28,6,null,null,2.9076068250140464E-2,1.3392899076713021E-2,1.4049599999999879E-3,1.6661480863503531E-6,6.4846814516129276E-5,1.0495510177115374E-2,5.4435950466571334E-2,null,2.353256336721889E-2,1.6321301862671181E-2,7.9384471482597417E-4,2.2145491618222759E-6,2.7452204172963845E-5,9.6687577773281151E-3,5.0346134475378931E-2]
[2004,12,28,7,null,null,3.4180650074610693E-2,1.4420080171756264E-2,1.421013333333321E-4,1.6851858031628439E-7,6.4846814516129276E-5,9.4128585522627716E-3,5.8220705465059509E-2,null,2.766392989910613E-2,1.7573079586359102E-2,8.0291533165635103E-5,2.2398530109551952E-7,2.7452204172963845E-5,8.6713887937073918E-3,5.4016366001812317E-2]
[2004,12,28,8,null,null,3.8481936373396218E-2,1.6379380009130296E-2,1.421013333333321E-4,1.6851858031628439E-7,6.4846814516129276E-5,8.7878282991755395E-3,6.385626134813184E-2,null,3.1145153409655284E-2,1.9960786975334103E-2,8.0291533165635103E-5,2.2398530109551952E-7,2.7452204172963845E-5,8.0955934280109807E-3,5.9309501535640061E-2]
[2004,12,28,9,null,null,4.1696720895324849E-2,1.7571827345565255E-2,1.421013333333321E-4,1.6851858031628439E-7,6.4846814516129276E-5,8.7716210991617607E-3,6.8247286006481639E-2,null,3.3747022404576034E-2,2.1413966964357788E-2,8.0291533165635103E-5,2.2398530109551952E-7,2.7452204172963845E-5,8.0806629016680499E-3,6.3349619993241568E-2]
[2004,12,28,10,null,null,4.1372065196043688E-2,1.8960850293183455E-2,1.421013333333321E-4,1.6851858031628439E-7,6.4846814516129276E-5,1.2608573893796458E-2,7.3148606049453391E-2,null,3.3484264016814105E-2,2.3106704488354567E-2,8.0291533165635103E-5,2.2398530109551952E-7,2.7452204172963845E-5,1.1615371224399759E-2,6.8314307452208123E-2]
[2004,12,28,11,null,null,3.9949715385902147E-2,2.0004961994340546E-2,1.421013333333321E-4,1.6851858031628439E-7,6.4846814516129276E-5,1.4792807615155936E-2,7.4954601661828407E-2,null,3.2333092656589159E-2,2.4379114752579031E-2,8.0291533165635103E-5,2.2398530109551952E-7,2.7452204172963845E-5,1.3627548472052256E-2,7.0447723603860132E-2]
[2004,12,28,12,null,null,4.0715098899307717E-2,1.9843967337824765E-2,1.421013333333321E-4,1.6851858031628439E-7,6.4846814516129276E-5,1.4833076208546158E-2,7.5599259112108422E-2,null,3.2952551789594671E-2,2.4182918068633288E-2,8.0291533165635103E-5,2.2398530109551952E-7,2.7452204172963845E-5,1.3664645027527254E-2,7.0908082608394901E-2]
[2004,12,28,13,null,null,4.0156330677768783E-2,1.9358225098492086E-2,1.421013333333321E-4,1.6851858031628439E-7,6.4846814516129276E-5,1.284786097749332E-2,7.2569533420183976E-2,null,3.2500315659598329E-2,2.3590966641971432E-2,8.0291533165635103E-5,2.2398530109551952E-7,2.7452204172963845E-5,1.183580918429549E-2,6.8035059208504944E-2]
[2004,12,28,14,null,null,3.7910088753257985E-2,1.9789465851079723E-2,1.421013333333321E-4,1.6851858031628439E-7,6.4846814516129276E-5,1.3815043312540012E-2,7.1721714583307491E-2,null,3.0682331536989221E-2,2.411649964704771E-2,8.0291533165635103E-5,2.2398530109551952E-7,2.7452204172963845E-5,1.2726804625800293E-2,6.763360353247691E-2]
[2004,12,28,15,null,null,3.6831277738844419E-2,1.9687454009468086E-2,1.421013333333321E-4,1.6851858031628439E-7,6.4846814516129276E-5,1.4511172082636456E-2,7.1237020497378734E-2,null,2.9809201499614985E-2,2.3992182570440636E-2,8.0291533165635103E-5,2.2398530109551952E-7,2.7452204172963845E-5,1.3368097935635542E-2,6.7277449728330857E-2]
[2004,12,28,16,null,null,3.7907498646786858E-2,1.9060802575228044E-2,1.421013333333321E-4,1.6851858031628439E-7,6.4846814516129276E-5,1.346333656437481E-2,7.0638754452819502E-2,null,3.068023524789899E-2,2.3228511675713211E-2,8.0291533165635103E-5,2.2398530109551952E-7,2.7452204172963845E-5,1.2402802524018167E-2,6.6419517170270059E-2]
[2004,12,28,17,null,null,4.4035216389326032E-2,1.8726232463255641E-2,1.421013333333321E-4,1.6851858031628439E-7,6.4846814516129276E-5,1.1534932573302695E-2,7.4503498092314144E-2,null,{"$f":"G8707*X$5","v":3.5639671469886738E-2},{"$f":"H8707*Y$5","v":2.2820786674542706E-2},{"$f":"I8707*Z$5","v":8.0291533165635103E-5},{"$f":"J8707*AA$5","v":2.2398530109551952E-7},{"$f":"K8707*AB$5","v":2.7452204172963845E-5},{"$f":"L8707*AC$5","v":1.0626302785381009E-2},{"$f":"SUM(O8707:T8707)","v":6.9194728652450146E-2}]
[2004,12,28,18,null,null,4.7785600692313537E-2,1.8911190188995616E-2,1.421013333333321E-4,1.6851858031628439E-7,6.4846814516129276E-5,1.2854427832663981E-2,7.9758335380402917E-2,null,3.8675025338993516E-2,2.3046186034034941E-2,8.0291533165635103E-5,2.2398530109551952E-7,2.7452204172963845E-5,1.1841858755105527E-2,7.3671037850773669E-2]
[2004,12,28,19,null,null,4.9648494642307112E-2,1.7956606774357779E-2,1.4049599999999879E-3,1.6661480863503531E-6,6.4846814516129276E-5,9.6244021693407469E-3,7.8700976548608109E-2,null,4.0182748788652863E-2,2.1882879719684119E-2,7.9384471482597417E-4,2.2145491618222759E-6,2.7452204172963845E-5,8.8662686955273667E-3,7.1755408672025123E-2]
[2004,12,28,20,null,null,4.8362577972234283E-2,1.7560029990155854E-2,1.4049599999999879E-3,1.6661480863503531E-6,6.4846814516129276E-5,9.2305503930244313E-3,7.6624631318017028E-2,null,3.9141998874905298E-2,2.1399590077194289E-2,7.9384471482597417E-4,2.2145491618222759E-6,2.7452204172963845E-5,8.5034414140412271E-3,6.9868541834301565E-2]
[2004,12,28,21,null,null,4.5564187757799426E-2,1.7237884215950048E-2,1.4049599999999879E-3,1.6661480863503531E-6,6.4846814516129276E-5,9.511714468159696E-3,7.3785259404511624E-2,null,3.6877136429238309E-2,2.1007006037362393E-2,7.9384471482597417E-4,2.2145491618222759E-6,2.7452204172963845E-5,8.7624576307180364E-3,6.7470111565479496E-2]
[2004,12,28,22,null,null,4.3038733955450985E-2,1.6387009393917906E-2,1.4049599999999879E-3,1.6661480863503531E-6,6.4846814516129276E-5,8.7401633431043874E-3,6.9637379655075743E-2,null,3.4833173637451233E-2,1.9970084550969654E-2,7.9384471482597417E-4,2.2145491618222759E-6,2.7452204172963845E-5,8.0516831361869753E-3,6.3678452792768611E-2]
[2004,12,28,23,null,null,3.9878079657114748E-2,1.5748891795449894E-2,1.4049599999999879E-3,1.6661480863503531E-6,6.4846814516129276E-5,8.8965396834291399E-3,6.5994984098596249E-2,null,3.2275114655143301E-2,1.9192440376334739E-2,7.9384471482597417E-4,2.2145491618222759E-6,2.7452204172963845E-5,8.1957413983571922E-3,6.0486807897995987E-2]
[2004,12,28,24,null,null,3.3717936729865901E-2,1.5406833359818739E-2,1.4049599999999879E-3,1.6661480863503531E-6,6.4846814516129276E-5,9.1505253769884748E-3,5.9746768429275586E-2,null,2.7289435279944131E-2,1.8775589704151569E-2,7.9384471482597417E-4,2.2145491618222759E-6,2.7452204172963845E-5,8.4297201291183149E-3,5.5318256581374771E-2]
[2004,12,29,1,null,null,3.1369890878173372E-2,1.5594135122738597E-2,1.4049599999999879E-3,1.6661480863503531E-6,6.4846814516129276E-5,9.7793807603352833E-3,5.8214879723849727E-2,null,2.5389056682716741E-2,1.9003845632499516E-2,7.9384471482597417E-4,2.2145491618222759E-6,2.7452204172963845E-5,9.0090393118872104E-3,5.422545309526422E-2]
[2004,12,29,2,null,null,2.9127648513246517E-2,1.5267711803941294E-2,1.4049599999999879E-3,1.6661480863503531E-6,6.4846814516129276E-5,1.0218949916281073E-2,5.6085783196071354E-2,null,2.357430958268374E-2,1.8606048748450024E-2,7.9384471482597417E-4,2.2145491618222759E-6,2.7452204172963845E-5,9.4139827232605222E-3,5.2417852522555035E-2]
[2004,12,29,3,null,null,2.832381947746011E-2,1.4947075058587734E-2,1.4049599999999879E-3,1.6661480863503531E-6,6.4846814516129276E-5,1.0368766169530636E-2,5.5111133668180948E-2,null,2.2923734767742496E-2,1.8215303691744629E-2,7.9384471482597417E-4,2.2145491618222759E-6,2.7452204172963845E-5,9.5519976495797108E-3,5.1514547577227586E-2]
[2004,12,29,4,null,null,2.9270832753627726E-2,1.4509177626141319E-2,1.4049599999999879E-3,1.6661480863503531E-6,6.4846814516129276E-5,9.6126276684009894E-3,5.4864111010772501E-2,null,2.369019499679717E-2,1.7681658501191855E-2,7.9384471482597417E-4,2.2145491618222759E-6,2.7452204172963845E-5,8.8554216956565381E-3,5.1050786661806319E-2]
[2004,12,29,5,null,null,2.9267067422172423E-2,1.4529383724451407E-2,1.4049599999999879E-3,1.6661480863503531E-6,6.4846814516129276E-5,1.0169214466454569E-2,5.5437138575680875E-2,null,2.3687147545528718E-2,1.7706282731397485E-2,7.9384471482597417E-4,2.2145491618222759E-6,2.7452204172963845E-5,9.368165034629488E-3,5.1585106779716436E-2]
[2004,12,29,6,null,null,3.0685530244376435E-2,1.5150823069126554E-2,1.4049599999999879E-3,1.6661480863503531E-6,6.4846814516129276E-5,9.8769583553338196E-3,5.7184784631439278E-2,null,2.4835172992449275E-2,1.8463601895507314E-2,7.9384471482597417E-4,2.2145491618222759E-6,2.7452204172963845E-5,9.0989305239020588E-3,5.3221216880019399E-2]
[2004,12,29,7,null,null,3.603450876380386E-2,1.6360536912510479E-2,1.421013333333321E-4,1.6851858031628439E-7,6.4846814516129276E-5,8.5584955771558328E-3,6.1160657919899955E-2,null,2.9164340707816375E-2,1.9937823771758987E-2,8.0291533165635103E-5,2.2398530109551952E-7,2.7452204172963845E-5,7.8843257047459762E-3,5.7094457906961028E-2]
[2004,12,29,8,null,null,4.0571550765968224E-2,1.820923904718548E-2,1.421013333333321E-4,1.6851858031628439E-7,6.4846814516129276E-5,8.0928860709506157E-3,6.7080792550534105E-2,null,3.2836371860623659E-2,2.2190750895406113E-2,8.0291533165635103E-5,2.2398530109551952E-7,2.7452204172963845E-5,7.4553931937627977E-3,6.2590483672432265E-2]
[2004,12,29,9,null,null,4.421204419876542E-2,1.8806120048708706E-2,1.421013333333321E-4,1.6851858031628439E-7,6.4846814516129276E-5,8.4682619225746828E-3,7.1693542836478594E-2,null,3.5782786130195005E-2,2.2918141951379409E-2,8.0291533165635103E-5,2.2398530109551952E-7,2.7452204172963845E-5,7.8011999362234945E-3,6.6610095740437594E-2]
[2004,12,29,10,null,null,4.3999234437628564E-2,2.022417480594374E-2,1.421013333333321E-4,1.6851858031628439E-7,6.4846814516129276E-5,1.2411839546224856E-2,7.6842365456226941E-2,null,3.5610549665964962E-2,2.464625918858554E-2,8.0291533165635103E-5,2.2398530109551952E-7,2.7452204172963845E-5,1.1434134036206845E-2,7.1798910613397035E-2]
[2004,12,29,11,null,null,4.2430728492046717E-2,2.1283138038304523E-2,1.421013333333321E-4,1.6851858031628439E-7,6.4846814516129276E-5,1.4818570710395882E-2,7.8739553907176907E-2,null,3.4341087603944727E-2,2.593676832165908E-2,8.0291533165635103E-5,2.2398530109551952E-7,2.7452204172963845E-5,1.3651282156576941E-2,7.4037105804820438E-2]
[2004,12,29,12,null,null,4.3145584802200397E-2,2.1111388277414617E-2,1.421013333333321E-4,1.6851858031628439E-7,6.4846814516129276E-5,1.4952679821265755E-2,7.9416769567310558E-2,null,3.491965280995625E-2,2.5727464893307277E-2,8.0291533165635103E-5,2.2398530109551952E-7,2.7452204172963845E-5,1.3774827223643897E-2,7.4529912649547114E-2]
[2004,12,29,13,null,null,4.2675424569380525E-2,2.0489157320982131E-2,1.421013333333321E-4,1.6851858031628439E-7,6.4846814516129276E-5,1.2862353742903353E-2,7.6234052299695793E-2,null,3.4539131090981175E-2,2.4969181028845745E-2,8.0291533165635103E-5,2.2398530109551952E-7,2.7452204172963845E-5,1.1849160325489064E-2,7.1465440167955668E-2]
[2004,12,29,14,null,null,4.0184298378812086E-2,2.12047547978357E-2,1.421013333333321E-4,1.6851858031628439E-7,6.4846814516129276E-5,1.3747253372345988E-2,7.5343423215423561E-2,null,3.2522951171778822E-2,2.5841246319937256E-2,8.0291533165635103E-5,2.2398530109551952E-7,2.7452204172963845E-5,1.2664354635241024E-2,7.1136519849596791E-2]
[2004,12,29,15,null,null,3.8806136573145127E-2,2.1433865466487064E-2,1.421013333333321E-4,1.6851858031628439E-7,6.4846814516129276E-5,1.4387136935254738E-2,7.483425564131671E-2,null,3.1407543141259361E-2,2.6120452812989924E-2,8.0291533165635103E-5,2.2398530109551952E-7,2.7452204172963845E-5,1.3253833285735633E-2,7.088979696262461E-2]
[2004,12,29,16,null,null,3.9831282039432349E-2,2.1081321857161089E-2,1.421013333333321E-4,1.6851858031628439E-7,6.4846814516129276E-5,1.3086054270155223E-2,7.4205774833178431E-2,null,3.2237239248672535E-2,2.5690824348338113E-2,8.0291533165635103E-5,2.2398530109551952E-7,2.7452204172963845E-5,1.2055239513271183E-2,7.0091270832921521E-2]
[2004,12,29,17,null,null,4.6179362126635731E-2,2.1110186421473272E-2,1.421013333333321E-4,1.6851858031628439E-7,6.4846814516129276E-5,1.076901102942837E-2,7.8265676243967158E-2,null,3.7375024578763454E-2,2.5726000247489986E-2,8.0291533165635103E-5,2.2398530109551952E-7,2.7452204172963845E-5,9.9207144186234629E-3,7.3129706967516597E-2]
[2004,12,29,18,null,null,4.9884252047993266E-2,2.1266507298768174E-2,1.421013333333321E-4,1.6851858031628439E-7,6.4846814516129276E-5,1.2427985897345371E-2,8.378586191053658E-2,null,4.0373557808664494E-2,2.5916501214543777E-2,8.0291533165635103E-5,2.2398530109551952E-7,2.7452204172963845E-5,1.1449008506845952E-2,7.7847035252693916E-2]
[2004,12,29,19,null,null,5.1919277861881573E-2,2.0120578776296711E-2,1.4049599999999879E-3,1.6661480863503531E-6,6.4846814516129276E-5,9.1637814884172608E-3,8.2675111089198006E-2,null,4.2020595279730462E-2,2.4520011535858633E-2,7.9384471482597417E-4,2.2145491618222759E-6,2.7452204172963845E-5,8.4419320300465478E-3,7.5806050313796419E-2]
[2004,12,29,20,null,null,5.0598117380492386E-2,1.9444246110169473E-2,1.4049599999999879E-3,1.6661480863503531E-6,6.4846814516129276E-5,8.9800785414699252E-3,8.0493914994734239E-2,null,4.0951320972107859E-2,2.3695796439469133E-2,7.9384471482597417E-4,2.2145491618222759E-6,2.7452204172963845E-5,8.2726997328983858E-3,7.3743328612636161E-2]
[2004,12,29,21,null,null,4.7617771375159865E-2,1.9137200271983755E-2,1.4049599999999879E-3,1.6661480863503531E-6,6.4846814516129276E-5,9.2847220803329786E-3,7.7511166690079042E-2,null,3.8539193561229791E-2,2.3321613987857925E-2,7.9384471482597417E-4,2.2145491618222759E-6,2.7452204172963845E-5,8.5533458888248873E-3,7.1237664906073375E-2]
[2004,12,29,22,null,null,4.505919633288083E-2,1.8251862359970887E-2,1.4049599999999879E-3,1.6661480863503531E-6,6.4846814516129276E-5,8.3713031155150316E-3,7.3153834770969206E-2,null,3.646842426758827E-2,2.2242693940027963E-2,7.9384471482597417E-4,2.2145491618222759E-6,2.7452204172963845E-5,7.7118787689797585E-3,6.7246508444756742E-2]
[2004,12,29,23,null,null,4.1775038239752947E-2,1.753697270719325E-2,1.4049599999999879E-3,1.6661480863503531E-6,6.4846814516129276E-5,8.544023327587023E-3,6.9327507237135697E-2,null,3.381040813660318E-2,2.1371491241146161E-2,7.9384471482597417E-4,2.2145491618222759E-6,2.7452204172963845E-5,7.8709934633196393E-3,6.3876404309229723E-2]
[2004,12,29,24,null,null,3.5599573326064275E-2,1.6849297532022953E-2,1.4049599999999879E-3,1.6661480863503531E-6,6.4846814516129276E-5,8.8434372364484259E-3,6.2763781057138118E-2,null,2.8812327992025395E-2,2.0533453557659464E-2,7.9384471482597417E-4,2.2145491618222759E-6,2.7452204172963845E-5,8.146821937694915E-3,5.8316114955540524E-2]
[2004,12,30,1,null,null,2.7412371135945194E-2,1.5954788358937565E-2,1.4049599999999879E-3,1.6661480863503531E-6,6.4846814516129276E-5,8.7202768818838636E-3,5.3558909339369097E-2,null,2.2186058832051204E-2,1.944335692143228E-2,7.9384471482597417E-4,2.2145491618222759E-6,2.7452204172963845E-5,8.0333631714263574E-3,5.0486290393070593E-2]
[2004,12,30,2,null,null,2.5265847885040299E-2,1.5701021423794013E-2,1.4049599999999879E-3,1.6661480863503531E-6,6.4846814516129276E-5,9.1617516910007298E-3,5.1600093962437511E-2,null,2.0448781495013581E-2,1.9134102985632496E-2,7.9384471482597417E-4,2.2145491618222759E-6,2.7452204172963845E-5,8.4400621238460583E-3,4.8846458072652886E-2]
[2004,12,30,3,null,null,2.4533967272556176E-2,1.5405635367059106E-2,1.4049599999999879E-3,1.6661480863503531E-6,6.4846814516129276E-5,9.2923221352955599E-3,5.0703397737513312E-2,null,1.9856437759184085E-2,1.8774129766213767E-2,7.9384471482597417E-4,2.2145491618222759E-6,2.7452204172963845E-5,8.5603472722057365E-3,4.801442626576434E-2]
[2004,12,30,4,null,null,2.5375662007638876E-2,1.4865780342960195E-2,1.4049599999999879E-3,1.6661480863503531E-6,6.4846814516129276E-5,8.7632170874507101E-3,5.0476132400652254E-2,null,2.0537658979288095E-2,1.8116233610950536E-2,7.9384471482597417E-4,2.2145491618222759E-6,2.7452204172963845E-5,8.072920890825246E-3,4.7550324949224627E-2]
[2004,12,30,5,null,null,2.5482937757257774E-2,1.4749768676780829E-2,1.4049599999999879E-3,1.6661480863503531E-6,6.4846814516129276E-5,9.299149709020748E-3,5.1003329105661827E-2,null,2.0624482044702398E-2,1.7974855600673648E-2,7.9384471482597417E-4,2.2145491618222759E-6,2.7452204172963845E-5,8.5666370242465303E-3,4.7989486137783324E-2]
[2004,12,30,6,null,null,2.671905061212964E-2,1.5443899892384969E-2,1.4049599999999879E-3,1.6661480863503531E-6,6.4846814516129276E-5,8.9767737385756628E-3,5.2611197205692739E-2,null,2.1624923501781638E-2,1.8820760959721461E-2,7.9384471482597417E-4,2.2145491618222759E-6,2.7452204172963845E-5,8.2696552559604185E-3,4.9538851185624268E-2]
[2004,12,30,7,null,null,3.1642096011068259E-2,1.6398107044605252E-2,1.421013333333321E-4,1.6851858031628439E-7,6.4846814516129276E-5,8.0217653171917279E-3,5.6269085039295022E-2,null,2.5609364479617727E-2,1.9983608740601577E-2,8.0291533165635103E-5,2.2398530109551952E-7,2.7452204172963845E-5,7.3898747645076814E-3,5.3090815707366679E-2]
[2004,12,30,8,null,null,3.582159845460979E-2,1.8344126650150304E-2,1.421013333333321E-4,1.6851858031628439E-7,6.4846814516129276E-5,7.342888010379015E-3,6.171572978156889E-2,null,2.8992022865543483E-2,2.2355132130037304E-2,8.0291533165635103E-5,2.2398530109551952E-7,2.7452204172963845E-5,6.764473985571842E-3,5.8219596703792321E-2]
[2004,12,30,9,null,null,3.8925300582956603E-2,1.950361340103917E-2,1.421013333333321E-4,1.6851858031628439E-7,6.4846814516129276E-5,7.3235320393667284E-3,6.5959562689792278E-2,null,3.150398790772007E-2,2.3768144589746628E-2,8.0291533165635103E-5,2.2398530109551952E-7,2.7452204172963845E-5,6.7466427232411317E-3,6.2126742943347517E-2]
[2004,12,30,10,null,null,3.854408610788701E-2,2.0829191730299963E-2,1.421013333333321E-4,1.6851858031628439E-7,6.4846814516129276E-5,1.1116189752143686E-2,7.0696584256760439E-2,null,3.1195453971360469E-2,2.53835651145006E-2,8.0291533165635103E-5,2.2398530109551952E-7,2.7452204172963845E-5,1.0240545176607555E-2,6.6927531985108313E-2]
[2004,12,30,11,null,null,3.7264347167042626E-2,2.1749599602704742E-2,1.421013333333321E-4,1.6851858031628439E-7,6.4846814516129276E-5,1.3220977004264875E-2,7.2442040440442029E-2,null,3.0159703970368761E-2,2.6505223288451701E-2,8.0291533165635103E-5,2.2398530109551952E-7,2.7452204172963845E-5,1.2179534112842484E-2,6.8952429094302631E-2]
[2004,12,30,12,null,null,3.8035708673279489E-2,2.1664583138461087E-2,1.421013333333321E-4,1.6851858031628439E-7,6.4846814516129276E-5,1.3157686322114445E-2,7.3065094800284808E-2,null,3.0784001360524484E-2,2.6401617686089601E-2,8.0291533165635103E-5,2.2398530109551952E-7,2.7452204172963845E-5,1.2121228964741283E-2,6.941481573399505E-2]
[2004,12,30,13,null,null,3.7416992561865155E-2,2.1272258093414546E-2,1.421013333333321E-4,1.6851858031628439E-7,6.4846814516129276E-5,1.1240557524141968E-2,7.0136924845851448E-2,null,3.0283246720216237E-2,2.5923509439935162E-2,8.0291533165635103E-5,2.2398530109551952E-7,2.7452204172963845E-5,1.0355116249615447E-2,6.6669840132406538E-2]
[2004,12,30,14,null,null,3.5267796946754436E-2,2.167834039613821E-2,1.421013333333321E-4,1.6851858031628439E-7,6.4846814516129276E-5,1.2164272344714145E-2,6.9317526354036568E-2,null,2.8543806519222156E-2,2.6418383014795859E-2,8.0291533165635103E-5,2.2398530109551952E-7,2.7452204172963845E-5,1.120606819999459E-2,6.6276225456652293E-2]
[2004,12,30,15,null,null,3.4347016479803039E-2,2.145813261649274E-2,1.421013333333321E-4,1.6851858031628439E-7,6.4846814516129276E-5,1.2836816095267951E-2,6.8849081857993502E-2,null,2.7798577676745269E-2,2.6150026057611624E-2,8.0291533165635103E-5,2.2398530109551952E-7,2.7452204172963845E-5,1.1825634329608668E-2,6.5882205786605252E-2]
[2004,12,30,16,null,null,3.5301119315638986E-2,2.1039138919722682E-2,1.421013333333321E-4,1.6851858031628439E-7,6.4846814516129276E-5,1.1723491462924129E-2,6.8270866364715577E-2,null,2.8570775803740799E-2,2.5639417968625785E-2,8.0291533165635103E-5,2.2398530109551952E-7,2.7452204172963845E-5,1.0800008512853581E-2,6.5118170007859855E-2]
[2004,12,30,17,null,null,4.1161778228119623E-2,2.0764919768726908E-2,1.421013333333321E-4,1.6851858031628439E-7,6.4846814516129276E-5,9.8722444669413906E-3,7.2006059130217709E-2,null,3.3314069362041634E-2,2.5305239870643294E-2,8.0291533165635103E-5,2.2398530109551952E-7,2.7452204172963845E-5,9.0945879579584672E-3,6.7821864913283084E-2]
[2004,12,30,18,null,null,4.4960275352580792E-2,2.0924152021083189E-2,1.421013333333321E-4,1.6851858031628439E-7,6.4846814516129276E-5,1.0993205172929224E-2,7.7084749213022982E-2,null,3.638836309091089E-2,2.5499288794785392E-2,8.0291533165635103E-5,2.2398530109551952E-7,2.7452204172963845E-5,1.0127248339512012E-2,7.2122867947847988E-2]
[2004,12,30,19,null,null,4.6874105299014042E-2,1.9684042522048428E-2,1.4049599999999879E-3,1.6661480863503531E-6,6.4846814516129276E-5,8.0332126027387197E-3,7.6062833386403642E-2,null,3.7937311322187105E-2,2.3988025149731498E-2,7.9384471482597417E-4,2.2145491618222759E-6,2.7452204172963845E-5,7.4004203243989101E-3,7.0149268264478287E-2]
[2004,12,30,20,null,null,4.5753644572726564E-2,1.9118417495569816E-2,1.4049599999999879E-3,1.6661480863503531E-6,6.4846814516129276E-5,7.7125577505519028E-3,7.4056092781450741E-2,null,3.7030472308913265E-2,2.3298724293706195E-2,7.9384471482597417E-4,2.2145491618222759E-6,2.7452204172963845E-5,7.1050240984317998E-3,6.8257732169212007E-2]
[2004,12,30,21,null,null,4.3122330368880329E-2,1.8670654384665676E-2,1.4049599999999879E-3,1.6661480863503531E-6,6.4846814516129276E-5,8.0474402809660919E-3,7.1311897997114557E-2,null,3.490083195629181E-2,2.2753056260655595E-2,7.9384471482597417E-4,2.2145491618222759E-6,2.7452204172963845E-5,7.4135272598591963E-3,6.5890926944967357E-2]
[2004,12,30,22,null,null,4.0544836285000635E-2,1.8027523155826564E-2,1.4049599999999879E-3,1.6661480863503531E-6,6.4846814516129276E-5,7.259227603665752E-3,6.7303060007095419E-2,null,3.2814750635539729E-2,2.1969302208372388E-2,7.9384471482597417E-4,2.2145491618222759E-6,2.7452204172963845E-5,6.6874036769910342E-3,6.2294967989063907E-2]
[2004,12,30,23,null,null,3.7637215271521661E-2,1.7013218708953216E-2,1.4049599999999879E-3,1.6661480863503531E-6,6.4846814516129276E-5,7.6608533140664695E-3,6.3782760257143828E-2,null,3.046148281545815E-2,2.0733216655629421E-2,7.9384471482597417E-4,2.2145491618222759E-6,2.7452204172963845E-5,7.0573925241724624E-3,5.9075603463420785E-2]
[2004,12,30,24,null,null,3.1937508586857469E-2,1.5776175123072191E-2,1.4049599999999879E-3,1.6661480863503531E-6,6.4846814516129276E-5,8.5588367255294336E-3,5.774399339806157E-2,null,2.584845509872849E-2,1.9225689296033979E-2,7.9384471482597417E-4,2.2145491618222759E-6,2.7452204172963845E-5,7.8846399801775473E-3,5.3782295843100771E-2]
[2004,12,31,1,null,null,2.5920806277792308E-2,1.4104896070888955E-2,0,0,6.4846814516129276E-5,9.1577047348872804E-3,4.9248253898084668E-2,null,2.0978868635672773E-2,1.7188979413341708E-2,0,0,2.7452204172963845E-5,8.4363339545873856E-3,4.6631634207774823E-2]
[2004,12,31,2,null,null,2.4582690985441923E-2,1.3737745484522945E-2,0,0,6.4846814516129276E-5,9.0618121085400839E-3,4.7447095393021083E-2,null,1.9895872040707498E-2,1.674155010660142E-2,0,0,2.7452204172963845E-5,8.3479949828616958E-3,4.5012869334343578E-2]
[2004,12,31,3,null,null,2.3240262690604977E-2,1.3694111986651644E-2,0,0,6.4846814516129276E-5,9.6233455513074512E-3,4.6622567043080196E-2,null,1.8809384739796538E-2,1.6688375996500047E-2,0,0,2.7452204172963845E-5,8.8652953094170497E-3,4.4390508249886593E-2]
[2004,12,31,4,null,null,2.3436799340849173E-2,1.3387776153281621E-2,0,0,6.4846814516129276E-5,9.5241724841274352E-3,4.6413594792774356E-2,null,1.896845064705964E-2,1.6315058794664446E-2,0,0,2.7452204172963845E-5,8.7739343037663634E-3,4.4084895949663409E-2]
[2004,12,31,5,null,null,2.2978842417506581E-2,1.3766076699350489E-2,0,0,6.4846814516129276E-5,1.0088595895073897E-2,4.6898361826447091E-2,null,1.8597805612617469E-2,1.6776076037595743E-2,0,0,2.7452204172963845E-5,9.2938969499075513E-3,4.4695230804293724E-2]
[2004,12,31,6,null,null,2.4270081607780779E-2,1.4093979303896227E-2,0,0,6.4846814516129276E-5,9.947914342264063E-3,4.8376822068457198E-2,null,1.9642863280179425E-2,1.7175675658237442E-2,0,0,2.7452204172963845E-5,9.1642971653422885E-3,4.6010288307932121E-2]
[2004,12,31,7,null,null,2.7189548828626089E-2,1.479018757968378E-2,0,0,6.4846814516129276E-5,9.695720622770328E-3,5.1740303845596324E-2,null,2.2005718766073011E-2,1.8024112233719147E-2,0,0,2.7452204172963845E-5,8.9319692512533581E-3,4.8989252455218471E-2]
[2004,12,31,8,null,null,3.0667498356682213E-2,1.6015199768897773E-2,0,0,6.4846814516129276E-5,1.0001038098128879E-2,5.6748583038224991E-2,null,2.4820578978700773E-2,1.9516977490979061E-2,0,0,2.7452204172963845E-5,9.2132362563451028E-3,5.3578244930197902E-2]
[2004,12,31,9,null,null,3.4637440555305973E-2,1.6662344689733512E-2,0,0,6.4846814516129276E-5,9.2862180738004091E-3,6.0650850133356027E-2,null,{"$f":"G8771*X$5","v":2.8033630879308366E-2},{"$f":"H8771*Y$5","v":2.0305622842620642E-2},{"$f":"I8771*Z$5","v":0},{"$f":"J8771*AA$5","v":0},{"$f":"K8771*AB$5","v":2.7452204172963845E-5},{"$f":"L8771*AC$5","v":8.554724039884623E-3},{"$f":"SUM(O8771:T8771)","v":5.6921429965986592E-2}]
[2004,12,31,10,null,null,3.8380441996532087E-2,1.6957376108533245E-2,0,0,6.4846814516129276E-5,9.6039573949379953E-3,6.5006622314519452E-2,null,3.1063009467963306E-2,2.0665163881317426E-2,0,0,2.7452204172963845E-5,8.8474343970343459E-3,6.0603059950488036E-2]
[2004,12,31,11,null,null,3.7656764840118873E-2,1.7321099544955885E-2,0,0,6.4846814516129276E-5,1.1568882901572822E-2,6.6611594101163712E-2,null,3.0477305156286966E-2,2.1108416680160957E-2,0,0,2.7452204172963845E-5,1.0657578778159368E-2,6.2270752818780251E-2]
[2004,12,31,12,null,null,3.7840594279247144E-2,1.7513366481777461E-2,0,0,6.4846814516129276E-5,1.1765693150850562E-2,6.7184500726391289E-2,null,3.0626086548868319E-2,2.1342723434516507E-2,0,0,2.7452204172963845E-5,1.0838885889128701E-2,6.2835148076686484E-2]
[2004,12,31,13,null,null,3.7347285495096555E-2,1.7301607540256704E-2,0,0,6.4846814516129276E-5,9.7782591671662939E-3,6.4491999017035687E-2,null,3.0226829671261654E-2,2.1084662682555082E-2,0,0,2.7452204172963845E-5,9.0080060688630358E-3,6.0346950626852733E-2]
[2004,12,31,14,null,null,3.5800637233001184E-2,1.7186168550835604E-2,0,0,6.4846814516129276E-5,1.0686898926356363E-2,6.373855152470928E-2,null,2.8975058010752414E-2,2.094398256675107E-2,0,0,2.7452204172963845E-5,9.8450704506988437E-3,5.9791563232375292E-2]
[2004,12,31,15,null,null,3.5273067085758808E-2,1.6345208506836711E-2,0,0,6.4846814516129276E-5,1.1624683727679686E-2,6.3307806134791339E-2,null,2.8548071878589435E-2,1.9919143758220317E-2,0,0,2.7452204172963845E-5,1.0708984061208729E-2,5.9203651902191443E-2]
[2004,12,31,16,null,null,3.6645303086748515E-2,1.5770289292079267E-2,0,0,6.4846814516129276E-5,1.0295688749378225E-2,6.2776127942722137E-2,null,2.9658683890167493E-2,1.9218516508141086E-2,0,0,2.7452204172963845E-5,9.4846766844696659E-3,5.8389329286951203E-2]
[2004,12,31,17,null,null,4.0668654119085289E-2,1.5481543231504786E-2,0,0,6.4846814516129276E-5,9.9956603300312176E-3,6.6210704495137426E-2,null,3.2914961950271895E-2,1.8866635142553295E-2,0,0,2.7452204172963845E-5,9.2082821058329812E-3,6.1017331402831131E-2]
[2004,12,31,18,null,null,4.5201085111828306E-2,1.507815138434686E-2,0,0,6.4846814516129276E-5,1.0536549543829597E-2,7.0880632854520884E-2,null,3.6583261206783534E-2,1.8375040300488608E-2,0,0,2.7452204172963845E-5,9.7065643907655388E-3,6.4692318102210641E-2]
[2004,12,31,19,null,null,4.6684206013428285E-2,1.4582630439331241E-2,0,0,6.4846814516129276E-5,8.6092857013725273E-3,6.9940968968648182E-2,null,3.7783617331204854E-2,1.7771172020995762E-2,0,0,2.7452204172963845E-5,7.9311149889488893E-3,6.3513356545322461E-2]
[2004,12,31,20,null,null,4.3567136493889248E-2,1.4495656998757678E-2,0,0,6.4846814516129276E-5,9.9680967612488236E-3,6.8095737068411877E-2,null,3.5260833461063658E-2,1.7665181542794936E-2,0,0,2.7452204172963845E-5,9.1828897746801062E-3,6.2136356982711659E-2]
[2004,12,31,21,null,null,4.0876731744633001E-2,1.416442812390589E-2,0,0,6.4846814516129276E-5,1.0466404092623853E-2,6.557241077567888E-2,null,3.3083368485377559E-2,1.7261528351568488E-2,0,0,2.7452204172963845E-5,9.6419444375241501E-3,6.0014293478643156E-2]
[2004,12,31,22,null,null,3.9336814870217514E-2,1.331467504802019E-2,0,0,6.4846814516129276E-5,9.1698868039419342E-3,6.1886223536695768E-2,null,3.1837044838188534E-2,1.6225973884919906E-2,0,0,2.7452204172963845E-5,8.4475564176147624E-3,5.6538027344896165E-2]
[2004,12,31,23,null,null,3.6253342797232108E-2,1.3057584672388921E-2,0,0,6.4846814516129276E-5,9.2734761405374212E-3,5.8649250424674573E-2,null,2.9341452885234983E-2,1.5912669827103078E-2,0,0,2.7452204172963845E-5,8.5429858142761789E-3,5.3824560730787195E-2]
[2004,12,31,24,null,null,2.9753747173788932E-2,1.3098546050197122E-2,0,0,6.4846814516129276E-5,1.0179366509749273E-2,5.3096506548251453E-2,null,2.4081039250415694E-2,1.5962587549030884E-2,0,0,2.7452204172963845E-5,9.3775173811000249E-3,4.9448596384719559E-2]
[]
["NCP",1,null,null,null,null,{"$f":"MAX(IF($B$3:$B$8786=$B8788,G$3:G$8786))","v":6.0081866217598583E-2},{"$f":"MAX(IF($B$3:$B$8786=$B8788,H$3:H$8786))","v":2.4096631966098968E-2},{"$f":"MAX(IF($B$3:$B$8786=$B8788,I$3:I$8786))","v":1.21485E-3},{"$f":"MAX(IF($B$3:$B$8786=$B8788,J$3:J$8786))","v":1.6100000000000204E-6},{"$f":"MAX(IF($B$3:$B$8786=$B8788,K$3:K$8786))","v":6.0365631720430322E-5},{"$f":"MAX(IF($B$3:$B$8786=$B8788,L$3:L$8786))","v":1.6982614581594106E-2},{"$f":"MAX(IF($B$3:$B$8786=$B8788,M$3:M$8786))","v":9.0994937727813197E-2},null,{"$f":"MAX(IF($B$3:$B$8786=$B8788,O$3:O$8786))","v":4.8626943361903006E-2},{"$f":"MAX(IF($B$3:$B$8786=$B8788,P$3:P$8786))","v":2.9365442234700733E-2},{"$f":"MAX(IF($B$3:$B$8786=$B8788,Q$3:Q$8786))","v":6.8642683906043091E-4},{"$f":"MAX(IF($B$3:$B$8786=$B8788,R$3:R$8786))","v":2.1399203226550308E-6},{"$f":"MAX(IF($B$3:$B$8786=$B8788,S$3:S$8786))","v":2.5555143446668611E-5},{"$f":"MAX(IF($B$3:$B$8786=$B8788,T$3:T$8786))","v":1.5644859949083812E-2},{"$f":"MAX(IF($B$3:$B$8786=$B8788,U$3:U$8786))","v":8.4968183455234506E-2}]
[null,2,null,null,null,null,{"$f":"MAX(IF($B$3:$B$8786=$B8789,G$3:G$8786))","v":5.7738138935845083E-2},{"$f":"MAX(IF($B$3:$B$8786=$B8789,H$3:H$8786))","v":2.3269617897073453E-2},{"$f":"MAX(IF($B$3:$B$8786=$B8789,I$3:I$8786))","v":1.1514966817880363E-3},{"$f":"MAX(IF($B$3:$B$8786=$B8789,J$3:J$8786))","v":1.538136157251452E-6},{"$f":"MAX(IF($B$3:$B$8786=$B8789,K$3:K$8786))","v":5.9020057471264436E-5},{"$f":"MAX(IF($B$3:$B$8786=$B8789,L$3:L$8786))","v":1.5251798563231864E-2},{"$f":"MAX(IF($B$3:$B$8786=$B8789,M$3:M$8786))","v":8.6754928426886313E-2},null,{"$f":"MAX(IF($B$3:$B$8786=$B8789,O$3:O$8786))","v":4.6730059976609763E-2},{"$f":"MAX(IF($B$3:$B$8786=$B8789,P$3:P$8786))","v":2.8357598735849088E-2},{"$f":"MAX(IF($B$3:$B$8786=$B8789,Q$3:Q$8786))","v":6.5063030618457967E-4},{"$f":"MAX(IF($B$3:$B$8786=$B8789,R$3:R$8786))","v":2.0444029949769283E-6},{"$f":"MAX(IF($B$3:$B$8786=$B8789,S$3:S$8786))","v":2.4985509004427866E-5},{"$f":"MAX(IF($B$3:$B$8786=$B8789,T$3:T$8786))","v":1.4050383782012581E-2},{"$f":"MAX(IF($B$3:$B$8786=$B8789,U$3:U$8786))","v":7.978659760071885E-2}]
[null,3,null,null,null,null,{"$f":"MAX(IF($B$3:$B$8786=$B8790,G$3:G$8786))","v":5.334200947325371E-2},{"$f":"MAX(IF($B$3:$B$8786=$B8790,H$3:H$8786))","v":2.3530828221767903E-2},{"$f":"MAX(IF($B$3:$B$8786=$B8790,I$3:I$8786))","v":1.1895551606997791E-3},{"$f":"MAX(IF($B$3:$B$8786=$B8790,J$3:J$8786))","v":1.5901940504221894E-6},{"$f":"MAX(IF($B$3:$B$8786=$B8790,K$3:K$8786))","v":5.7942244623656132E-5},{"$f":"MAX(IF($B$3:$B$8786=$B8790,L$3:L$8786))","v":1.5608599324572481E-2},{"$f":"MAX(IF($B$3:$B$8786=$B8790,M$3:M$8786))","v":8.4586219114279174E-2},null,{"$f":"MAX(IF($B$3:$B$8786=$B8790,O$3:O$8786))","v":4.3172075648779278E-2},{"$f":"MAX(IF($B$3:$B$8786=$B8790,P$3:P$8786))","v":2.8675923583558669E-2},{"$f":"MAX(IF($B$3:$B$8786=$B8790,Q$3:Q$8786))","v":6.7213449302150254E-4},{"$f":"MAX(IF($B$3:$B$8786=$B8790,R$3:R$8786))","v":2.1135953822754775E-6},{"$f":"MAX(IF($B$3:$B$8786=$B8790,S$3:S$8786))","v":2.4529228482808298E-5},{"$f":"MAX(IF($B$3:$B$8786=$B8790,T$3:T$8786))","v":1.4379078631329267E-2},{"$f":"MAX(IF($B$3:$B$8786=$B8790,U$3:U$8786))","v":7.8748931305373915E-2}]
[null,4,null,null,null,null,{"$f":"MAX(IF($B$3:$B$8786=$B8791,G$3:G$8786))","v":4.5987856302325818E-2},{"$f":"MAX(IF($B$3:$B$8786=$B8791,H$3:H$8786))","v":2.0966480533378528E-2},{"$f":"MAX(IF($B$3:$B$8786=$B8791,I$3:I$8786))","v":1.1895600000000033E-3},{"$f":"MAX(IF($B$3:$B$8786=$B8791,J$3:J$8786))","v":1.6100000000000178E-6},{"$f":"MAX(IF($B$3:$B$8786=$B8791,K$3:K$8786))","v":6.0108611111111254E-5},{"$f":"MAX(IF($B$3:$B$8786=$B8791,L$3:L$8786))","v":1.4062325126247525E-2},{"$f":"MAX(IF($B$3:$B$8786=$B8791,M$3:M$8786))","v":7.2079263004699967E-2},null,{"$f":"MAX(IF($B$3:$B$8786=$B8791,O$3:O$8786))","v":3.7220030344089279E-2},{"$f":"MAX(IF($B$3:$B$8786=$B8791,P$3:P$8786))","v":2.5550872579790631E-2},{"$f":"MAX(IF($B$3:$B$8786=$B8791,Q$3:Q$8786))","v":6.7213722737188006E-4},{"$f":"MAX(IF($B$3:$B$8786=$B8791,R$3:R$8786))","v":2.1399203226550274E-6},{"$f":"MAX(IF($B$3:$B$8786=$B8791,S$3:S$8786))","v":2.5446336525367462E-5},{"$f":"MAX(IF($B$3:$B$8786=$B8791,T$3:T$8786))","v":1.2954607554779344E-2},{"$f":"MAX(IF($B$3:$B$8786=$B8791,U$3:U$8786))","v":6.6050759008305288E-2}]
[null,5,null,null,null,null,{"$f":"MAX(IF($B$3:$B$8786=$B8792,G$3:G$8786))","v":3.6328770825506722E-2},{"$f":"MAX(IF($B$3:$B$8786=$B8792,H$3:H$8786))","v":2.0676181957136597E-2},{"$f":"MAX(IF($B$3:$B$8786=$B8792,I$3:I$8786))","v":1.1895600000000033E-3},{"$f":"MAX(IF($B$3:$B$8786=$B8792,J$3:J$8786))","v":1.610000000000018E-6},{"$f":"MAX(IF($B$3:$B$8786=$B8792,K$3:K$8786))","v":6.356455645161313E-5},{"$f":"MAX(IF($B$3:$B$8786=$B8792,L$3:L$8786))","v":1.2071297595761617E-2},{"$f":"MAX(IF($B$3:$B$8786=$B8792,M$3:M$8786))","v":6.3286462379453068E-2},null,{"$f":"MAX(IF($B$3:$B$8786=$B8792,O$3:O$8786))","v":2.9402500164384497E-2},{"$f":"MAX(IF($B$3:$B$8786=$B8792,P$3:P$8786))","v":2.5197099235721571E-2},{"$f":"MAX(IF($B$3:$B$8786=$B8792,Q$3:Q$8786))","v":6.7213722737188006E-4},{"$f":"MAX(IF($B$3:$B$8786=$B8792,R$3:R$8786))","v":2.1399203226550274E-6},{"$f":"MAX(IF($B$3:$B$8786=$B8792,S$3:S$8786))","v":2.6909373959140912E-5},{"$f":"MAX(IF($B$3:$B$8786=$B8792,T$3:T$8786))","v":1.1120417258605389E-2},{"$f":"MAX(IF($B$3:$B$8786=$B8792,U$3:U$8786))","v":6.0168675602193439E-2}]
[null,6,null,null,null,null,{"$f":"MAX(IF($B$3:$B$8786=$B8793,G$3:G$8786))","v":3.4836436103966147E-2},{"$f":"MAX(IF($B$3:$B$8786=$B8793,H$3:H$8786))","v":2.1460845475642216E-2},{"$f":"MAX(IF($B$3:$B$8786=$B8793,I$3:I$8786))","v":1.1896662684531417E-3},{"$f":"MAX(IF($B$3:$B$8786=$B8793,J$3:J$8786))","v":1.6101438281461833E-6},{"$f":"MAX(IF($B$3:$B$8786=$B8793,K$3:K$8786))","v":6.1686388888889033E-5},{"$f":"MAX(IF($B$3:$B$8786=$B8793,L$3:L$8786))","v":1.3005198018995355E-2},{"$f":"MAX(IF($B$3:$B$8786=$B8793,M$3:M$8786))","v":6.2659193422403392E-2},null,{"$f":"MAX(IF($B$3:$B$8786=$B8793,O$3:O$8786))","v":2.8194686883110304E-2},{"$f":"MAX(IF($B$3:$B$8786=$B8793,P$3:P$8786))","v":2.6153332092610906E-2},{"$f":"MAX(IF($B$3:$B$8786=$B8793,Q$3:Q$8786))","v":6.7219727224851467E-4},{"$f":"MAX(IF($B$3:$B$8786=$B8793,R$3:R$8786))","v":2.1401114908369833E-6},{"$f":"MAX(IF($B$3:$B$8786=$B8793,S$3:S$8786))","v":2.6114271843675928E-5},{"$f":"MAX(IF($B$3:$B$8786=$B8793,T$3:T$8786))","v":1.1980752471283251E-2},{"$f":"MAX(IF($B$3:$B$8786=$B8793,U$3:U$8786))","v":6.0631887395103612E-2}]
[null,7,null,null,null,null,{"$f":"MAX(IF($B$3:$B$8786=$B8794,G$3:G$8786))","v":3.4008440295948086E-2},{"$f":"MAX(IF($B$3:$B$8786=$B8794,H$3:H$8786))","v":2.2292292562548707E-2},{"$f":"MAX(IF($B$3:$B$8786=$B8794,I$3:I$8786))","v":1.189456901377714E-3},{"$f":"MAX(IF($B$3:$B$8786=$B8794,J$3:J$8786))","v":1.7198364706319528E-6},{"$f":"MAX(IF($B$3:$B$8786=$B8794,K$3:K$8786))","v":5.858875000000021E-5},{"$f":"MAX(IF($B$3:$B$8786=$B8794,L$3:L$8786))","v":1.4846090573139504E-2},{"$f":"MAX(IF($B$3:$B$8786=$B8794,M$3:M$8786))","v":6.0938594720887189E-2},null,{"$f":"MAX(IF($B$3:$B$8786=$B8794,O$3:O$8786))","v":2.7524552817790711E-2},{"$f":"MAX(IF($B$3:$B$8786=$B8794,P$3:P$8786))","v":2.7166577903731434E-2},{"$f":"MAX(IF($B$3:$B$8786=$B8794,Q$3:Q$8786))","v":6.7207897354514456E-4},{"$f":"MAX(IF($B$3:$B$8786=$B8794,R$3:R$8786))","v":2.2859087050612241E-6},{"$f":"MAX(IF($B$3:$B$8786=$B8794,S$3:S$8786))","v":2.4802919607387782E-5},{"$f":"MAX(IF($B$3:$B$8786=$B8794,T$3:T$8786))","v":1.367663422450343E-2},{"$f":"MAX(IF($B$3:$B$8786=$B8794,U$3:U$8786))","v":5.9032969492062187E-2}]
[null,8,null,null,null,null,{"$f":"MAX(IF($B$3:$B$8786=$B8795,G$3:G$8786))","v":3.290786804268403E-2},{"$f":"MAX(IF($B$3:$B$8786=$B8795,H$3:H$8786))","v":2.2550448667022945E-2},{"$f":"MAX(IF($B$3:$B$8786=$B8795,I$3:I$8786))","v":1.1896083870311712E-3},{"$f":"MAX(IF($B$3:$B$8786=$B8795,J$3:J$8786))","v":1.7200699634265082E-6},{"$f":"MAX(IF($B$3:$B$8786=$B8795,K$3:K$8786))","v":5.5420739247312028E-5},{"$f":"MAX(IF($B$3:$B$8786=$B8795,L$3:L$8786))","v":1.4946890269315043E-2},{"$f":"MAX(IF($B$3:$B$8786=$B8795,M$3:M$8786))","v":6.1539669492672144E-2},null,{"$f":"MAX(IF($B$3:$B$8786=$B8795,O$3:O$8786))","v":2.6633810435865872E-2},{"$f":"MAX(IF($B$3:$B$8786=$B8795,P$3:P$8786))","v":2.7481180715615641E-2},{"$f":"MAX(IF($B$3:$B$8786=$B8795,Q$3:Q$8786))","v":6.7216456750181881E-4},{"$f":"MAX(IF($B$3:$B$8786=$B8795,R$3:R$8786))","v":2.2862190503880953E-6},{"$f":"MAX(IF($B$3:$B$8786=$B8795,S$3:S$8786))","v":2.3461776196506599E-5},{"$f":"MAX(IF($B$3:$B$8786=$B8795,T$3:T$8786))","v":1.3769493726319228E-2},{"$f":"MAX(IF($B$3:$B$8786=$B8795,U$3:U$8786))","v":6.0107060174409935E-2}]
[null,9,null,null,null,null,{"$f":"MAX(IF($B$3:$B$8786=$B8796,G$3:G$8786))","v":3.2934362230012761E-2},{"$f":"MAX(IF($B$3:$B$8786=$B8796,H$3:H$8786))","v":2.3735855676306105E-2},{"$f":"MAX(IF($B$3:$B$8786=$B8796,I$3:I$8786))","v":1.1896116666689938E-3},{"$f":"MAX(IF($B$3:$B$8786=$B8796,J$3:J$8786))","v":1.7200024097567303E-6},{"$f":"MAX(IF($B$3:$B$8786=$B8796,K$3:K$8786))","v":5.5033611111111239E-5},{"$f":"MAX(IF($B$3:$B$8786=$B8796,L$3:L$8786))","v":1.3504302059971725E-2},{"$f":"MAX(IF($B$3:$B$8786=$B8796,M$3:M$8786))","v":6.2210276382985083E-2},null,{"$f":"MAX(IF($B$3:$B$8786=$B8796,O$3:O$8786))","v":2.6655253367448388E-2},{"$f":"MAX(IF($B$3:$B$8786=$B8796,P$3:P$8786))","v":2.8925780986088605E-2},{"$f":"MAX(IF($B$3:$B$8786=$B8796,Q$3:Q$8786))","v":6.7216642059596526E-4},{"$f":"MAX(IF($B$3:$B$8786=$B8796,R$3:R$8786))","v":2.286129261896898E-6},{"$f":"MAX(IF($B$3:$B$8786=$B8796,S$3:S$8786))","v":2.3297889647639351E-5},{"$f":"MAX(IF($B$3:$B$8786=$B8796,T$3:T$8786))","v":1.2440541085314444E-2},{"$f":"MAX(IF($B$3:$B$8786=$B8796,U$3:U$8786))","v":6.0510876133647765E-2}]
[null,10,null,null,null,null,{"$f":"MAX(IF($B$3:$B$8786=$B8797,G$3:G$8786))","v":4.0178543791973359E-2},{"$f":"MAX(IF($B$3:$B$8786=$B8797,H$3:H$8786))","v":2.4887605079756934E-2},{"$f":"MAX(IF($B$3:$B$8786=$B8797,I$3:I$8786))","v":1.2432854475527468E-3},{"$f":"MAX(IF($B$3:$B$8786=$B8797,J$3:J$8786))","v":1.797682310930721E-6},{"$f":"MAX(IF($B$3:$B$8786=$B8797,K$3:K$8786))","v":7.8349502688172329E-5},{"$f":"MAX(IF($B$3:$B$8786=$B8797,L$3:L$8786))","v":1.2927217630008279E-2},{"$f":"MAX(IF($B$3:$B$8786=$B8797,M$3:M$8786))","v":6.8775795513511567E-2},null,{"$f":"MAX(IF($B$3:$B$8786=$B8797,O$3:O$8786))","v":3.2518293727097185E-2},{"$f":"MAX(IF($B$3:$B$8786=$B8797,P$3:P$8786))","v":3.0329364301112431E-2},{"$f":"MAX(IF($B$3:$B$8786=$B8797,Q$3:Q$8786))","v":7.0249372335141392E-4},{"$f":"MAX(IF($B$3:$B$8786=$B8797,R$3:R$8786))","v":2.3893769632534542E-6},{"$f":"MAX(IF($B$3:$B$8786=$B8797,S$3:S$8786))","v":3.3168422546197764E-5},{"$f":"MAX(IF($B$3:$B$8786=$B8797,T$3:T$8786))","v":1.1908914754033275E-2},{"$f":"MAX(IF($B$3:$B$8786=$B8797,U$3:U$8786))","v":6.5463355127367423E-2}]
[null,11,null,null,null,null,{"$f":"MAX(IF($B$3:$B$8786=$B8798,G$3:G$8786))","v":4.8365554945131228E-2},{"$f":"MAX(IF($B$3:$B$8786=$B8798,H$3:H$8786))","v":2.3577125902615591E-2},{"$f":"MAX(IF($B$3:$B$8786=$B8798,I$3:I$8786))","v":1.3505280241899967E-3},{"$f":"MAX(IF($B$3:$B$8786=$B8798,J$3:J$8786))","v":1.8655499707722962E-6},{"$f":"MAX(IF($B$3:$B$8786=$B8798,K$3:K$8786))","v":5.4211388888889014E-5},{"$f":"MAX(IF($B$3:$B$8786=$B8798,L$3:L$8786))","v":1.3700701262634936E-2},{"$f":"MAX(IF($B$3:$B$8786=$B8798,M$3:M$8786))","v":7.5970181401254111E-2},null,{"$f":"MAX(IF($B$3:$B$8786=$B8798,O$3:O$8786))","v":3.9144408272308591E-2},{"$f":"MAX(IF($B$3:$B$8786=$B8798,P$3:P$8786))","v":2.8732344409275978E-2},{"$f":"MAX(IF($B$3:$B$8786=$B8798,Q$3:Q$8786))","v":7.6308900910175624E-4},{"$f":"MAX(IF($B$3:$B$8786=$B8798,R$3:R$8786))","v":2.4795827921640277E-6},{"$f":"MAX(IF($B$3:$B$8786=$B8798,S$3:S$8786))","v":2.2949810678943391E-5},{"$f":"MAX(IF($B$3:$B$8786=$B8798,T$3:T$8786))","v":1.2621469528635994E-2},{"$f":"MAX(IF($B$3:$B$8786=$B8798,U$3:U$8786))","v":7.08587911257655E-2}]
[null,12,null,null,null,null,{"$f":"MAX(IF($B$3:$B$8786=$B8799,G$3:G$8786))","v":5.2307186801602533E-2},{"$f":"MAX(IF($B$3:$B$8786=$B8799,H$3:H$8786))","v":2.5609116936664716E-2},{"$f":"MAX(IF($B$3:$B$8786=$B8799,I$3:I$8786))","v":1.4049599999999879E-3},{"$f":"MAX(IF($B$3:$B$8786=$B8799,J$3:J$8786))","v":1.6661480863503531E-6},{"$f":"MAX(IF($B$3:$B$8786=$B8799,K$3:K$8786))","v":6.4846814516129276E-5},{"$f":"MAX(IF($B$3:$B$8786=$B8799,L$3:L$8786))","v":1.5290648156533495E-2},{"$f":"MAX(IF($B$3:$B$8786=$B8799,M$3:M$8786))","v":8.378586191053658E-2},null,{"$f":"MAX(IF($B$3:$B$8786=$B8799,O$3:O$8786))","v":4.2334547345950761E-2},{"$f":"MAX(IF($B$3:$B$8786=$B8799,P$3:P$8786))","v":3.1208637171507157E-2},{"$f":"MAX(IF($B$3:$B$8786=$B8799,Q$3:Q$8786))","v":7.9384471482597417E-4},{"$f":"MAX(IF($B$3:$B$8786=$B8799,R$3:R$8786))","v":2.2145491618222759E-6},{"$f":"MAX(IF($B$3:$B$8786=$B8799,S$3:S$8786))","v":2.7452204172963845E-5},{"$f":"MAX(IF($B$3:$B$8786=$B8799,T$3:T$8786))","v":1.4086173114883718E-2},{"$f":"MAX(IF($B$3:$B$8786=$B8799,U$3:U$8786))","v":7.7847035252693916E-2}]
[]
["CP"]
[null,1,null,null,null,null,{"$f":"MAX(IF($M$3:$M$8786=$M8802,G$3:G$8786))","v":5.2245532129167868E-2},{"$f":"MAX(IF($M$3:$M$8786=$M8802,H$3:H$8786))","v":2.3590971985126611E-2},{"$f":"MAX(IF($M$3:$M$8786=$M8802,I$3:I$8786))","v":0},{"$f":"MAX(IF($M$3:$M$8786=$M8802,J$3:J$8786))","v":0},{"$f":"MAX(IF($M$3:$M$8786=$M8802,K$3:K$8786))","v":6.0365631720430322E-5},{"$f":"MAX(IF($M$3:$M$8786=$M8802,L$3:L$8786))","v":1.509806798179829E-2},{"$f":"MAX(IF($B$3:$B$8786=$B8802,M$3:M$8786))","v":9.0994937727813197E-2},{"$f":"IF(SUM(G8802:K8802)=M8802,TRUE)","v":false},{"$f":"MAX(IF($U$3:$U$8786=$U8802,O$3:O$8786))","v":4.2284647460124662E-2},{"$f":"MAX(IF($U$3:$U$8786=$U8802,P$3:P$8786))","v":2.8749217984667189E-2},{"$f":"MAX(IF($U$3:$U$8786=$U8802,Q$3:Q$8786))","v":0},{"$f":"MAX(IF($U$3:$U$8786=$U8802,R$3:R$8786))","v":0},{"$f":"MAX(IF($U$3:$U$8786=$U8802,S$3:S$8786))","v":2.5555143446668611E-5},{"$f":"MAX(IF($U$3:$U$8786=$U8802,T$3:T$8786))","v":1.3908762866995989E-2},{"$f":"U8788","v":8.4968183455234506E-2}]
[null,2,null,null,null,null,{"$f":"MAX(IF($M$3:$M$8786=$M8803,G$3:G$8786))","v":5.4991535437135711E-2},{"$f":"MAX(IF($M$3:$M$8786=$M8803,H$3:H$8786))","v":2.1706053897272884E-2},{"$f":"MAX(IF($M$3:$M$8786=$M8803,I$3:I$8786))","v":1.1482717688530194E-3},{"$f":"MAX(IF($M$3:$M$8786=$M8803,J$3:J$8786))","v":1.5338284112824102E-6},{"$f":"MAX(IF($M$3:$M$8786=$M8803,K$3:K$8786))","v":5.9020057471264436E-5},{"$f":"MAX(IF($M$3:$M$8786=$M8803,L$3:L$8786))","v":8.8485134377421556E-3},{"$f":"MAX(IF($B$3:$B$8786=$B8803,M$3:M$8786))","v":8.6754928426886313E-2},false,{"$f":"MAX(IF($U$3:$U$8786=$U8803,O$3:O$8786))","v":4.4507110837752543E-2},{"$f":"MAX(IF($U$3:$U$8786=$U8803,P$3:P$8786))","v":2.6452156166904276E-2},{"$f":"MAX(IF($U$3:$U$8786=$U8803,Q$3:Q$8786))","v":6.4880813324781487E-4},{"$f":"MAX(IF($U$3:$U$8786=$U8803,R$3:R$8786))","v":2.0386773843284885E-6},{"$f":"MAX(IF($U$3:$U$8786=$U8803,S$3:S$8786))","v":2.4985509004427866E-5},{"$f":"MAX(IF($U$3:$U$8786=$U8803,T$3:T$8786))","v":8.1514982764254555E-3},{"$f":"U8789","v":7.978659760071885E-2}]
[null,3,null,null,null,null,{"$f":"MAX(IF($M$3:$M$8786=$M8804,G$3:G$8786))","v":4.8702160631378048E-2},{"$f":"MAX(IF($M$3:$M$8786=$M8804,H$3:H$8786))","v":2.1193693136566247E-2},{"$f":"MAX(IF($M$3:$M$8786=$M8804,I$3:I$8786))","v":0},{"$f":"MAX(IF($M$3:$M$8786=$M8804,J$3:J$8786))","v":0},{"$f":"MAX(IF($M$3:$M$8786=$M8804,K$3:K$8786))","v":5.7942244623656132E-5},{"$f":"MAX(IF($M$3:$M$8786=$M8804,L$3:L$8786))","v":1.4632423101711218E-2},{"$f":"MAX(IF($B$3:$B$8786=$B8804,M$3:M$8786))","v":8.4586219114279174E-2},false,{"$f":"MAX(IF($U$3:$U$8786=$U8804,O$3:O$8786))","v":3.9416838319357037E-2},{"$f":"MAX(IF($U$3:$U$8786=$U8804,P$3:P$8786))","v":2.5827765988931457E-2},{"$f":"MAX(IF($U$3:$U$8786=$U8804,Q$3:Q$8786))","v":0},{"$f":"MAX(IF($U$3:$U$8786=$U8804,R$3:R$8786))","v":0},{"$f":"MAX(IF($U$3:$U$8786=$U8804,S$3:S$8786))","v":2.4529228482808298E-5},{"$f":"MAX(IF($U$3:$U$8786=$U8804,T$3:T$8786))","v":1.3479797768602621E-2},7.8748931305373915E-2]
[null,4,null,null,null,null,{"$f":"MAX(IF($M$3:$M$8786=$M8805,G$3:G$8786))","v":4.5987856302325818E-2},{"$f":"MAX(IF($M$3:$M$8786=$M8805,H$3:H$8786))","v":1.7643361607402694E-2},{"$f":"MAX(IF($M$3:$M$8786=$M8805,I$3:I$8786))","v":1.1895600000000033E-3},{"$f":"MAX(IF($M$3:$M$8786=$M8805,J$3:J$8786))","v":1.6100000000000178E-6},{"$f":"MAX(IF($M$3:$M$8786=$M8805,K$3:K$8786))","v":6.0108611111111254E-5},{"$f":"MAX(IF($M$3:$M$8786=$M8805,L$3:L$8786))","v":7.1967664838603548E-3},{"$f":"MAX(IF($B$3:$B$8786=$B8805,M$3:M$8786))","v":7.2079263004699967E-2},false,{"$f":"MAX(IF($U$3:$U$8786=$U8805,O$3:O$8786))","v":3.7220030344089279E-2},{"$f":"MAX(IF($U$3:$U$8786=$U8805,P$3:P$8786))","v":2.1501142435051974E-2},{"$f":"MAX(IF($U$3:$U$8786=$U8805,Q$3:Q$8786))","v":6.7213722737188006E-4},{"$f":"MAX(IF($U$3:$U$8786=$U8805,R$3:R$8786))","v":2.1399203226550274E-6},{"$f":"MAX(IF($U$3:$U$8786=$U8805,S$3:S$8786))","v":2.5446336525367462E-5},{"$f":"MAX(IF($U$3:$U$8786=$U8805,T$3:T$8786))","v":6.6298627449441231E-3},6.6050759008305288E-2]
[null,5,null,null,null,null,{"$f":"MAX(IF($M$3:$M$8786=$M8806,G$3:G$8786))","v":3.3258358966699784E-2},{"$f":"MAX(IF($M$3:$M$8786=$M8806,H$3:H$8786))","v":1.8895884020543621E-2},{"$f":"MAX(IF($M$3:$M$8786=$M8806,I$3:I$8786))","v":0},{"$f":"MAX(IF($M$3:$M$8786=$M8806,J$3:J$8786))","v":0},{"$f":"MAX(IF($M$3:$M$8786=$M8806,K$3:K$8786))","v":6.356455645161313E-5},{"$f":"MAX(IF($M$3:$M$8786=$M8806,L$3:L$8786))","v":1.1068654835758052E-2},{"$f":"MAX(IF($B$3:$B$8786=$B8806,M$3:M$8786))","v":6.3286462379453068E-2},false,{"$f":"MAX(IF($U$3:$U$8786=$U8806,O$3:O$8786))","v":2.6917478427290264E-2},{"$f":"MAX(IF($U$3:$U$8786=$U8806,P$3:P$8786))","v":2.302753311996197E-2},{"$f":"MAX(IF($U$3:$U$8786=$U8806,Q$3:Q$8786))","v":0},{"$f":"MAX(IF($U$3:$U$8786=$U8806,R$3:R$8786))","v":0},{"$f":"MAX(IF($U$3:$U$8786=$U8806,S$3:S$8786))","v":2.6909373959140912E-5},{"$f":"MAX(IF($U$3:$U$8786=$U8806,T$3:T$8786))","v":1.0196754680982066E-2},6.0168675602193439E-2]
[null,6,null,null,null,null,{"$f":"MAX(IF($M$3:$M$8786=$M8807,G$3:G$8786))","v":3.0780331645762386E-2},{"$f":"MAX(IF($M$3:$M$8786=$M8807,H$3:H$8786))","v":2.1460845475642216E-2},{"$f":"MAX(IF($M$3:$M$8786=$M8807,I$3:I$8786))","v":0},{"$f":"MAX(IF($M$3:$M$8786=$M8807,J$3:J$8786))","v":0},{"$f":"MAX(IF($M$3:$M$8786=$M8807,K$3:K$8786))","v":6.1686388888889033E-5},{"$f":"MAX(IF($M$3:$M$8786=$M8807,L$3:L$8786))","v":1.0356329912109902E-2},{"$f":"MAX(IF($B$3:$B$8786=$B8807,M$3:M$8786))","v":6.2659193422403392E-2},false,{"$f":"MAX(IF($U$3:$U$8786=$U8807,O$3:O$8786))","v":2.4911900009535061E-2},{"$f":"MAX(IF($U$3:$U$8786=$U8807,P$3:P$8786))","v":2.6153332092610906E-2},{"$f":"MAX(IF($U$3:$U$8786=$U8807,Q$3:Q$8786))","v":0},{"$f":"MAX(IF($U$3:$U$8786=$U8807,R$3:R$8786))","v":0},{"$f":"MAX(IF($U$3:$U$8786=$U8807,S$3:S$8786))","v":2.6114271843675928E-5},{"$f":"MAX(IF($U$3:$U$8786=$U8807,T$3:T$8786))","v":9.540541021113973E-3},6.0631887395103612E-2]
[null,7,null,null,null,null,{"$f":"MAX(IF($M$3:$M$8786=$M8808,G$3:G$8786))","v":3.4008440295948086E-2},{"$f":"MAX(IF($M$3:$M$8786=$M8808,H$3:H$8786))","v":2.0094639109189613E-2},{"$f":"MAX(IF($M$3:$M$8786=$M8808,I$3:I$8786))","v":0},{"$f":"MAX(IF($M$3:$M$8786=$M8808,J$3:J$8786))","v":0},{"$f":"MAX(IF($M$3:$M$8786=$M8808,K$3:K$8786))","v":5.858875000000021E-5},{"$f":"MAX(IF($M$3:$M$8786=$M8808,L$3:L$8786))","v":6.7769265657494923E-3},{"$f":"MAX(IF($B$3:$B$8786=$B8808,M$3:M$8786))","v":6.0938594720887189E-2},false,{"$f":"MAX(IF($U$3:$U$8786=$U8808,O$3:O$8786))","v":2.3193999427580995E-2},{"$f":"MAX(IF($U$3:$U$8786=$U8808,P$3:P$8786))","v":2.6229687443987185E-2},{"$f":"MAX(IF($U$3:$U$8786=$U8808,Q$3:Q$8786))","v":0},{"$f":"MAX(IF($U$3:$U$8786=$U8808,R$3:R$8786))","v":0},{"$f":"MAX(IF($U$3:$U$8786=$U8808,S$3:S$8786))","v":2.4802919607387782E-5},{"$f":"MAX(IF($U$3:$U$8786=$U8808,T$3:T$8786))","v":9.5844797008866178E-3},5.9032969492062187E-2]
[null,8,null,null,null,null,{"$f":"MAX(IF($M$3:$M$8786=$M8809,G$3:G$8786))","v":2.5967224673678766E-2},{"$f":"MAX(IF($M$3:$M$8786=$M8809,H$3:H$8786))","v":2.1342778820102069E-2},{"$f":"MAX(IF($M$3:$M$8786=$M8809,I$3:I$8786))","v":0},{"$f":"MAX(IF($M$3:$M$8786=$M8809,J$3:J$8786))","v":0},{"$f":"MAX(IF($M$3:$M$8786=$M8809,K$3:K$8786))","v":5.5420739247312028E-5},{"$f":"MAX(IF($M$3:$M$8786=$M8809,L$3:L$8786))","v":1.4174245259643996E-2},{"$f":"MAX(IF($B$3:$B$8786=$B8809,M$3:M$8786))","v":6.1539669492672144E-2},false,{"$f":"MAX(IF($U$3:$U$8786=$U8809,O$3:O$8786))","v":2.1016437120971589E-2},{"$f":"MAX(IF($U$3:$U$8786=$U8809,P$3:P$8786))","v":2.6009449762582952E-2},{"$f":"MAX(IF($U$3:$U$8786=$U8809,Q$3:Q$8786))","v":0},{"$f":"MAX(IF($U$3:$U$8786=$U8809,R$3:R$8786))","v":0},{"$f":"MAX(IF($U$3:$U$8786=$U8809,S$3:S$8786))","v":2.3461776196506599E-5},{"$f":"MAX(IF($U$3:$U$8786=$U8809,T$3:T$8786))","v":1.3057711514658895E-2},6.0107060174409935E-2]
[null,9,null,null,null,null,{"$f":"MAX(IF($M$3:$M$8786=$M8810,G$3:G$8786))","v":3.1696532697096179E-2},{"$f":"MAX(IF($M$3:$M$8786=$M8810,H$3:H$8786))","v":1.9873854502748294E-2},{"$f":"MAX(IF($M$3:$M$8786=$M8810,I$3:I$8786))","v":1.1896116666689938E-3},{"$f":"MAX(IF($M$3:$M$8786=$M8810,J$3:J$8786))","v":1.7200024097567303E-6},{"$f":"MAX(IF($M$3:$M$8786=$M8810,K$3:K$8786))","v":5.5033611111111239E-5},{"$f":"MAX(IF($M$3:$M$8786=$M8810,L$3:L$8786))","v":9.3935239029507567E-3},{"$f":"MAX(IF($B$3:$B$8786=$B8810,M$3:M$8786))","v":6.2210276382985083E-2},false,{"$f":"MAX(IF($U$3:$U$8786=$U8810,O$3:O$8786))","v":2.0523873710506294E-2},{"$f":"MAX(IF($U$3:$U$8786=$U8810,P$3:P$8786))","v":2.7523163448179389E-2},{"$f":"MAX(IF($U$3:$U$8786=$U8810,Q$3:Q$8786))","v":0},{"$f":"MAX(IF($U$3:$U$8786=$U8810,R$3:R$8786))","v":0},{"$f":"MAX(IF($U$3:$U$8786=$U8810,S$3:S$8786))","v":2.3297889647639351E-5},{"$f":"MAX(IF($U$3:$U$8786=$U8810,T$3:T$8786))","v":1.2440541085314444E-2},6.0510876133647765E-2]
[null,10,null,null,null,null,{"$f":"MAX(IF($M$3:$M$8786=$M8811,G$3:G$8786))","v":3.7538496399529213E-2},{"$f":"MAX(IF($M$3:$M$8786=$M8811,H$3:H$8786))","v":2.1330071129162041E-2},{"$f":"MAX(IF($M$3:$M$8786=$M8811,I$3:I$8786))","v":0},{"$f":"MAX(IF($M$3:$M$8786=$M8811,J$3:J$8786))","v":0},{"$f":"MAX(IF($M$3:$M$8786=$M8811,K$3:K$8786))","v":7.8349502688172329E-5},{"$f":"MAX(IF($M$3:$M$8786=$M8811,L$3:L$8786))","v":9.8288784821321407E-3},{"$f":"MAX(IF($B$3:$B$8786=$B8811,M$3:M$8786))","v":6.8775795513511567E-2},false,{"$f":"MAX(IF($U$3:$U$8786=$U8811,O$3:O$8786))","v":3.0381585214079687E-2},{"$f":"MAX(IF($U$3:$U$8786=$U8811,P$3:P$8786))","v":2.5993963491938953E-2},{"$f":"MAX(IF($U$3:$U$8786=$U8811,Q$3:Q$8786))","v":0},{"$f":"MAX(IF($U$3:$U$8786=$U8811,R$3:R$8786))","v":0},{"$f":"MAX(IF($U$3:$U$8786=$U8811,S$3:S$8786))","v":3.3168422546197764E-5},{"$f":"MAX(IF($U$3:$U$8786=$U8811,T$3:T$8786))","v":9.0546379988025831E-3},6.5463355127367423E-2]
[null,11,null,null,null,null,{"$f":"MAX(IF($M$3:$M$8786=$M8812,G$3:G$8786))","v":4.5951100060208513E-2},{"$f":"MAX(IF($M$3:$M$8786=$M8812,H$3:H$8786))","v":2.1926092142387561E-2},{"$f":"MAX(IF($M$3:$M$8786=$M8812,I$3:I$8786))","v":1.3505280241899967E-3},{"$f":"MAX(IF($M$3:$M$8786=$M8812,J$3:J$8786))","v":1.8655499707722962E-6},{"$f":"MAX(IF($M$3:$M$8786=$M8812,K$3:K$8786))","v":5.4211388888889014E-5},{"$f":"MAX(IF($M$3:$M$8786=$M8812,L$3:L$8786))","v":6.6863842356083749E-3},{"$f":"MAX(IF($B$3:$B$8786=$B8812,M$3:M$8786))","v":7.5970181401254111E-2},false,{"$f":"MAX(IF($U$3:$U$8786=$U8812,O$3:O$8786))","v":3.7190281872276479E-2},{"$f":"MAX(IF($U$3:$U$8786=$U8812,P$3:P$8786))","v":2.6720306520257829E-2},{"$f":"MAX(IF($U$3:$U$8786=$U8812,Q$3:Q$8786))","v":7.6308900910175624E-4},{"$f":"MAX(IF($U$3:$U$8786=$U8812,R$3:R$8786))","v":2.4795827921640277E-6},{"$f":"MAX(IF($U$3:$U$8786=$U8812,S$3:S$8786))","v":2.2949810678943391E-5},{"$f":"MAX(IF($U$3:$U$8786=$U8812,T$3:T$8786))","v":6.1596843306583274E-3},7.08587911257655E-2]
[null,12,null,null,null,null,{"$f":"MAX(IF($M$3:$M$8786=$M8813,G$3:G$8786))","v":4.9884252047993266E-2},{"$f":"MAX(IF($M$3:$M$8786=$M8813,H$3:H$8786))","v":2.1266507298768174E-2},{"$f":"MAX(IF($M$3:$M$8786=$M8813,I$3:I$8786))","v":1.421013333333321E-4},{"$f":"MAX(IF($M$3:$M$8786=$M8813,J$3:J$8786))","v":1.6851858031628439E-7},{"$f":"MAX(IF($M$3:$M$8786=$M8813,K$3:K$8786))","v":6.4846814516129276E-5},{"$f":"MAX(IF($M$3:$M$8786=$M8813,L$3:L$8786))","v":1.2427985897345371E-2},{"$f":"MAX(IF($B$3:$B$8786=$B8813,M$3:M$8786))","v":8.378586191053658E-2},false,{"$f":"MAX(IF($U$3:$U$8786=$U8813,O$3:O$8786))","v":4.0373557808664494E-2},{"$f":"MAX(IF($U$3:$U$8786=$U8813,P$3:P$8786))","v":2.5916501214543777E-2},{"$f":"MAX(IF($U$3:$U$8786=$U8813,Q$3:Q$8786))","v":8.0291533165635103E-5},{"$f":"MAX(IF($U$3:$U$8786=$U8813,R$3:R$8786))","v":2.2398530109551952E-7},{"$f":"MAX(IF($U$3:$U$8786=$U8813,S$3:S$8786))","v":2.7452204172963845E-5},{"$f":"MAX(IF($U$3:$U$8786=$U8813,T$3:T$8786))","v":1.1449008506845952E-2},7.7847035252693916E-2]
[]
["4CP",{"$f":"SUMIF($M$8802:$M$8813,$M8815,B$8802:B$8813)","v":1},null,null,null,null,{"$f":"SUMIF($M$8802:$M$8813,$M8815,G$8802:G$8813)","v":5.2245532129167868E-2},2.3590971985126611E-2,0,0,6.0365631720430322E-5,1.509806798179829E-2,{"$f":"LARGE(M$8802:M$8813,1)","v":9.0994937727813197E-2},null,{"$f":"SUMIF($U$8802:$U$8813,$U8815,O$8802:O$8813)","v":4.2284647460124662E-2},2.8749217984667189E-2,0,0,2.5555143446668611E-5,1.3908762866995989E-2,{"$f":"LARGE(U$8802:U$8813,1)","v":8.4968183455234506E-2}]
[null,{"$f":"SUMIF($M$8802:$M$8813,$M8816,B$8802:B$8813)","v":2},null,null,null,null,5.4991535437135711E-2,2.1706053897272884E-2,1.1482717688530194E-3,1.5338284112824102E-6,5.9020057471264436E-5,8.8485134377421556E-3,{"$f":"LARGE(M$8802:M$8813,2)","v":8.6754928426886313E-2},null,4.4507110837752543E-2,2.6452156166904276E-2,6.4880813324781487E-4,2.0386773843284885E-6,2.4985509004427866E-5,8.1514982764254555E-3,{"$f":"LARGE(U$8802:U$8813,2)","v":7.978659760071885E-2}]
[null,{"$f":"SUMIF($M$8802:$M$8813,$M8817,B$8802:B$8813)","v":3},null,null,null,null,4.8702160631378048E-2,2.1193693136566247E-2,0,0,5.7942244623656132E-5,1.4632423101711218E-2,{"$f":"LARGE(M$8802:M$8813,3)","v":8.4586219114279174E-2},null,3.9416838319357037E-2,2.5827765988931457E-2,0,0,2.4529228482808298E-5,1.3479797768602621E-2,{"$f":"LARGE(U$8802:U$8813,3)","v":7.8748931305373915E-2}]
[null,{"$f":"SUMIF($M$8802:$M$8813,$M8818,B$8802:B$8813)","v":12},null,null,null,null,4.9884252047993266E-2,2.1266507298768174E-2,1.421013333333321E-4,1.6851858031628439E-7,6.4846814516129276E-5,1.2427985897345371E-2,{"$f":"LARGE(M$8802:M$8813,4)","v":8.378586191053658E-2},null,4.0373557808664494E-2,2.5916501214543777E-2,8.0291533165635103E-5,2.2398530109551952E-7,2.7452204172963845E-5,1.1449008506845952E-2,{"$f":"LARGE(U$8802:U$8813,4)","v":7.7847035252693916E-2}]

{"sheet":"2006 Input to CA model","index":2,"n_rows":33,"n_cols":23,"rows_kept":33,"cut":false,"hidden":false,"merged":[]}
[]
[" Feed into OEB Cost Allocation Model (version 50) sheet \"I6 Customer Data\", row 27"]
[null,null,null,1,2,3,4,5,6,7,8,9,10,11,12,13,14,15,16,17,18,19,20]
[null,"ID","Total","Residential","GS>50kW","Street Lighting","Sentinel Lighting","USL","GS<50kW"]
[]
["kWh - 30 year weather normalized amount",null,{"$f":"SUM(D6:I6)","v":468300043.07000053},239658158.53911489,146047497.30911869,5353155.3500000956,7299.4399999996076,534100.96999995504,76699831.461766869,0,0,0,0,0]
[]
[]
[" Feed into OEB Cost Allocation Model sheet (version 50) \"I8 Demand Data\", row 40, 45, 50, 55, 61 and 67"]
[null,null,null,1,2,3,4,5,6,7,8,9,10,11,12,13,14,15,16,17,18,19,20]
["Customer Classes",null,"Total","Residential","GS>50kW","Street Lighting","Sentinel Lighting","USL","GS<50kW"]
[]
["CO-INCIDENT PEAK (kW)"]
[]
["1 CP"]
["Total Sytem CP ","DCP1",{"$f":"SUM(D16:I16)","v":90994.937727813201},52245.53212916787,23590.971985126613,0,0,60.365631720430322,15098.067981798289]
[]
["4 CP"]
["Total Sytem CP ","DCP4",{"$f":"SUM(D19:I19)","v":346121.94717951526},205823.4802456749,87757.226317733919,1290.3731021863514,1.7023469915986946,242.17474833148017,51006.990418597037]
[]
["12 CP"]
["Total Sytem CP ","DCP12",{"$f":"SUM(D22:I22)","v":873581.38349738193},491011.82128692366,250324.75312491204,5020.072793045345,6.8978993721277391,729.13829671857843,126488.70009641009]
[]
["NON CO_INCIDENT PEAK (kW)"]
[]
["1 NCP"]
["Classification NCP from \n Load Data Provider","DNCP1",{"$f":"SUM(D27:I27)","v":104158.77278851633},60081.866217598581,25609.116936664715,1404.959999999988,1.8655499707722962,78.349502688172336,16982.614581594105]
[]
["4 NCP"]
["Classification NCP from \n Load Data Provider","DNCP4",{"$f":"SUM(D30:I30)","v":390421.24575200101},223469.20142829992,98329.20965882673,5213.6234717427315,7.103304654886256,268.44726254480383,63133.660625931938]
[]
["12 NCP"]
["Classification NCP from \n Load Data Provider","DNCP12",{"$f":"SUM(D33:I33)","v":993309.08260159439},529017.03396584804,276653.03087601269,14692.138537761575,20.057763247688442,729.13829671857843,172197.68316200594]

{"sheet":"Revised Inputs to CA model","index":3,"n_rows":33,"n_cols":16,"rows_kept":33,"cut":false,"hidden":false,"merged":[[8,10,8,15]]}
[]
[" Feed into OEB Cost Allocation Model (version 50) sheet \"I6 Customer Data\", row 27"]
[]
[null,"ID","Total",{"$f":"'Hourly load shapes by class'!G2","v":"Residential"},{"$f":"'Hourly load shapes by class'!H2","v":"GS>50kW"},{"$f":"'Hourly load shapes by class'!I2","v":"Street Lighting"},{"$f":"'Hourly load shapes by class'!J2","v":"Sentinel Lighting"},{"$f":"'Hourly load shapes by class'!K2","v":"USL"},{"$f":"'Hourly load shapes by class'!L2","v":"GS<50kW"}]
[]
["kWh - 30 year weather normalized amount",null,{"$f":"SUM(D6:I6)","v":443271791.59206098},{"$f":"'Hourly load shapes by class'!X4","v":193966073.87814435},{"$f":"'Hourly load shapes by class'!Y4","v":177981277.70666391},430600.27297694178,{"$f":"'Hourly load shapes by class'!AA4","v":9702},{"$f":"'Hourly load shapes by class'!AB4","v":226105.92342619819},{"$f":"'Hourly load shapes by class'!AC4","v":70658031.810849622}]
[]
[]
[" Feed into OEB Cost Allocation Model sheet (version 50) \"I8 Demand Data\", row 40, 45, 50, 55, 61 and 67",null,null,null,null,null,null,null,null,null,"2024 Demand Data"]
[]
["Customer Classes",null,"Total",{"$f":"'Hourly load shapes by class'!G2","v":"Residential"},{"$f":"'Hourly load shapes by class'!H2","v":"GS>50kW"},{"$f":"'Hourly load shapes by class'!I2","v":"Street Lighting"},{"$f":"'Hourly load shapes by class'!J2","v":"Sentinel Lighting"},{"$f":"'Hourly load shapes by class'!K2","v":"USL"},{"$f":"'Hourly load shapes by class'!L2","v":"GS<50kW"},null,{"$f":"D11","v":"Residential"},{"$f":"E11","v":"GS>50kW"},"Street Lighting","Sentinel Lighting","USL","GS<50kW"]
[]
["CO-INCIDENT PEAK (kW)"]
[]
["1 CP"]
["Total Sytem CP ","DCP1",{"$f":"SUM(D16:I16)","v":90994.937727813201},{"$f":"'Hourly load shapes by class'!G8802*1000000","v":52245.53212916787},{"$f":"'Hourly load shapes by class'!H8802*1000000","v":23590.971985126613},{"$f":"'Hourly load shapes by class'!I8802*1000000","v":0},{"$f":"'Hourly load shapes by class'!J8802*1000000","v":0},{"$f":"'Hourly load shapes by class'!K8802*1000000","v":60.365631720430322},{"$f":"'Hourly load shapes by class'!L8802*1000000","v":15098.067981798289},null,{"$f":"'Hourly load shapes by class'!O8815*1000000","v":42284.647460124659},{"$f":"'Hourly load shapes by class'!P8815*1000000","v":28749.21798466719},{"$f":"'Hourly load shapes by class'!Q8815*1000000","v":0},{"$f":"'Hourly load shapes by class'!R8815*1000000","v":0},{"$f":"'Hourly load shapes by class'!S8815*1000000","v":25.555143446668612},{"$f":"'Hourly load shapes by class'!T8815*1000000","v":13908.762866995989}]
[]
["4 CP"]
["Total Sytem CP ","DCP4",{"$f":"SUM(D19:I19)","v":346121.94717951526},{"$f":"SUM('Hourly load shapes by class'!G8815:G8818)*1000000","v":205823.4802456749},{"$f":"SUM('Hourly load shapes by class'!H8815:H8818)*1000000","v":87757.226317733919},{"$f":"SUM('Hourly load shapes by class'!I8815:I8818)*1000000","v":1290.3731021863514},{"$f":"SUM('Hourly load shapes by class'!J8815:J8818)*1000000","v":1.7023469915986946},{"$f":"SUM('Hourly load shapes by class'!K8815:K8818)*1000000","v":242.17474833148017},{"$f":"SUM('Hourly load shapes by class'!L8815:L8818)*1000000","v":51006.990418597037},null,{"$f":"SUM('Hourly load shapes by class'!O8815:O8818)*1000000","v":166582.15442589874},{"$f":"SUM('Hourly load shapes by class'!P8815:P8818)*1000000","v":106945.6413550467},{"$f":"SUM('Hourly load shapes by class'!Q8815:Q8818)*1000000","v":729.09966641345},{"$f":"SUM('Hourly load shapes by class'!R8815:R8818)*1000000","v":2.2626626854240084},{"$f":"SUM('Hourly load shapes by class'!S8815:S8818)*1000000","v":102.52208510686862},{"$f":"SUM('Hourly load shapes by class'!T8815:T8818)*1000000","v":46989.067418870014}]
[]
["12 CP"]
["Total Sytem CP ","DCP12",{"$f":"SUM(D22:I22)","v":873581.38349738193},{"$f":"SUM('Hourly load shapes by class'!G8802:G8813)*1000000","v":491011.82128692366},{"$f":"SUM('Hourly load shapes by class'!H8802:H8813)*1000000","v":250324.75312491204},{"$f":"SUM('Hourly load shapes by class'!I8802:I8813)*1000000","v":5020.072793045345},{"$f":"SUM('Hourly load shapes by class'!J8802:J8813)*1000000","v":6.8978993721277391},{"$f":"SUM('Hourly load shapes by class'!K8802:K8813)*1000000","v":729.13829671857843},{"$f":"SUM('Hourly load shapes by class'!L8802:L8813)*1000000","v":126488.70009641009},null,{"$f":"SUM('Hourly load shapes by class'!O8802:O8813)*1000000","v":387937.74055222829},{"$f":"SUM('Hourly load shapes by class'!P8802:P8813)*1000000","v":310104.21966961783},{"$f":"SUM('Hourly load shapes by class'!Q8802:Q8813)*1000000","v":2164.3259028870862},{"$f":"SUM('Hourly load shapes by class'!R8802:R8813)*1000000","v":6.8821658002430643},{"$f":"SUM('Hourly load shapes by class'!S8802:S8813)*1000000","v":308.67288611172773},{"$f":"SUM('Hourly load shapes by class'!T8802:T8813)*1000000","v":123653.28049623106}]
[]
["NON CO_INCIDENT PEAK (kW)"]
[]
["1 NCP"]
["Classification NCP from \n Load Data Provider","DNCP1",{"$f":"SUM(D27:I27)","v":102437.9383970121},{"$f":"'Hourly load shapes by class'!G8788*1000000","v":60081.866217598581},{"$f":"'Hourly load shapes by class'!H8788*1000000","v":24096.631966098968},{"$f":"'Hourly load shapes by class'!I8788*1000000","v":1214.8499999999999},{"$f":"'Hourly load shapes by class'!J8788*1000000","v":1.6100000000000203},{"$f":"'Hourly load shapes by class'!K8788*1000000","v":60.365631720430322},{"$f":"'Hourly load shapes by class'!L8788*1000000","v":16982.614581594105},null,{"$f":"MAX('Hourly load shapes by class'!O8788:O8799*1000000)","v":48626.94336190301},{"$f":"MAX('Hourly load shapes by class'!P8788:P8799*1000000)","v":31208.637171507158},{"$f":"MAX('Hourly load shapes by class'!Q8788:Q8799*1000000)","v":793.84471482597417},{"$f":"MAX('Hourly load shapes by class'!R8788:R8799*1000000)","v":2.4795827921640279},{"$f":"MAX('Hourly load shapes by class'!S8788:S8799*1000000)","v":33.16842254619776},{"$f":"MAX('Hourly load shapes by class'!T8788:T8799*1000000)","v":15644.859949083811}]
[]
["4 NCP"]
["Classification NCP from \n Load Data Provider","DNCP4",{"$f":"SUM(D30:I30)","v":390421.24575200101},{"$f":"(LARGE('Hourly load shapes by class'!G8788:G8799,1)+LARGE('Hourly load shapes by class'!G8788:G8799,2)+LARGE('Hourly load shapes by class'!G8788:G8799,3)+LARGE('Hourly load shapes by class'!G8788:G8799,4))*1000000","v":223469.20142829992},{"$f":"(LARGE('Hourly load shapes by class'!H8788:H8799,1)+LARGE('Hourly load shapes by class'!H8788:H8799,2)+LARGE('Hourly load shapes by class'!H8788:H8799,3)+LARGE('Hourly load shapes by class'!H8788:H8799,4))*1000000","v":98329.20965882673},{"$f":"(LARGE('Hourly load shapes by class'!I8788:I8799,1)+LARGE('Hourly load shapes by class'!I8788:I8799,2)+LARGE('Hourly load shapes by class'!I8788:I8799,3)+LARGE('Hourly load shapes by class'!I8788:I8799,4))*1000000","v":5213.6234717427315},{"$f":"(LARGE('Hourly load shapes by class'!J8788:J8799,1)+LARGE('Hourly load shapes by class'!J8788:J8799,2)+LARGE('Hourly load shapes by class'!J8788:J8799,3)+LARGE('Hourly load shapes by class'!J8788:J8799,4))*1000000","v":7.103304654886256},{"$f":"(LARGE('Hourly load shapes by class'!K8788:K8799,1)+LARGE('Hourly load shapes by class'!K8788:K8799,2)+LARGE('Hourly load shapes by class'!K8788:K8799,3)+LARGE('Hourly load shapes by class'!K8788:K8799,4))*1000000","v":268.44726254480383},{"$f":"(LARGE('Hourly load shapes by class'!L8788:L8799,1)+LARGE('Hourly load shapes by class'!L8788:L8799,2)+LARGE('Hourly load shapes by class'!L8788:L8799,3)+LARGE('Hourly load shapes by class'!L8788:L8799,4))*1000000","v":63133.660625931938},null,{"$f":"(LARGE('Hourly load shapes by class'!O8788:O8799,1)+LARGE('Hourly load shapes by class'!O8788:O8799,2)+LARGE('Hourly load shapes by class'!O8788:O8799,3)+LARGE('Hourly load shapes by class'!O8788:O8799,4))*1000000","v":180863.62633324284},{"$f":"(LARGE('Hourly load shapes by class'!P8788:P8799,1)+LARGE('Hourly load shapes by class'!P8788:P8799,2)+LARGE('Hourly load shapes by class'!P8788:P8799,3)+LARGE('Hourly load shapes by class'!P8788:P8799,4))*1000000","v":119829.22469340892},{"$f":"(LARGE('Hourly load shapes by class'!Q8788:Q8799,1)+LARGE('Hourly load shapes by class'!Q8788:Q8799,2)+LARGE('Hourly load shapes by class'!Q8788:Q8799,3)+LARGE('Hourly load shapes by class'!Q8788:Q8799,4))*1000000","v":2945.8542863395751},{"$f":"(LARGE('Hourly load shapes by class'!R8788:R8799,1)+LARGE('Hourly load shapes by class'!R8788:R8799,2)+LARGE('Hourly load shapes by class'!R8788:R8799,3)+LARGE('Hourly load shapes by class'!R8788:R8799,4))*1000000","v":9.4413080677024759},{"$f":"(LARGE('Hourly load shapes by class'!S8788:S8799,1)+LARGE('Hourly load shapes by class'!S8788:S8799,2)+LARGE('Hourly load shapes by class'!S8788:S8799,3)+LARGE('Hourly load shapes by class'!S8788:S8799,4))*1000000","v":113.64427252197844},{"$f":"(LARGE('Hourly load shapes by class'!T8788:T8799,1)+LARGE('Hourly load shapes by class'!T8788:T8799,2)+LARGE('Hourly load shapes by class'!T8788:T8799,3)+LARGE('Hourly load shapes by class'!T8788:T8799,4))*1000000","v":58160.495477309378}]
[]
["12 NCP"]
["Classification NCP from \n Load Data Provider","DNCP12",{"$f":"SUM(D33:I33)","v":993309.08260159439},{"$f":"SUM('Hourly load shapes by class'!G8788:G8799)*1000000","v":529017.03396584804},{"$f":"SUM('Hourly load shapes by class'!H8788:H8799)*1000000","v":276653.03087601269},{"$f":"SUM('Hourly load shapes by class'!I8788:I8799)*1000000","v":14692.138537761575},{"$f":"SUM('Hourly load shapes by class'!J8788:J8799)*1000000","v":20.057763247688442},{"$f":"SUM('Hourly load shapes by class'!K8788:K8799)*1000000","v":729.13829671857843},{"$f":"SUM('Hourly load shapes by class'!L8788:L8799)*1000000","v":172197.68316200594},null,{"$f":"SUM('Hourly load shapes by class'!O8788:O8799)*1000000","v":428157.16234533768},{"$f":"SUM('Hourly load shapes by class'!P8788:P8799)*1000000","v":337144.15394956287},{"$f":"SUM('Hourly load shapes by class'!Q8788:Q8799)*1000000","v":8301.5007741808622},{"$f":"SUM('Hourly load shapes by class'!R8788:R8799)*1000000","v":26.65963677064045},{"$f":"SUM('Hourly load shapes by class'!S8788:S8799)*1000000","v":308.67288611172773},{"$f":"SUM('Hourly load shapes by class'!T8788:T8799)*1000000","v":158633.32608078374}]