## Model Inputs
Data Required for Cost Benchmarking
Centre Wellington Hydro Ltd.
Select LDC from Dropdown Box: |  |  |  | Centre Wellington Hydro Ltd. | History | History | Bridge Year | Test Year | Additonal Years for Custom IR Filings
Required Item |  |  |  |  | 2019 | 2020 | 2021 | 2022 | 2023 | 2024 | 2025 | The values provided for 2021-2026 are placeholder values that must be replaced
Gross Capital Cost Additions Data
1 |  | Total Gross Capital Additions |  |  | 1948108.46 | 649271.39 | 667872.88 | 821827.57 | 1201589.05 | 3001496 | 1318200 | Enter Values
2 |  | HV Gross Capital Additions |  |  | 225269.16 | 225269.16 | 225269.16 | 225269.16 | 225269.16 | 225269.16 | 225269.16 | Enter Values
Output and Other Business Conditions
3 |  | Number of Customers |  |  | 7156 | 7244.6667 | 7356.4167 | 7465.8333 | 7498.0833 | 7593.6886 | 7690.5205 | Enter Values
4 |  | Delivery Volume |  |  | 139072664.71 | 138883589.4 | 143567973.23 | 144326882.88 | 142192699.02 | 139058352.9745 | 139321297.6652 | Enter Values
5 |  | Annual Peak Demand |  |  | 24218 | 24218 | 24218 | 24218 | 24218 | 24218 | 24218 | Enter Values
6 |  | Distribution Circuit-km |  |  | 159 | 159 | 159 | 159 | 159 | 159 | 159 | Enter Values
7 |  | Ten Year Customer Growth Percentage |  |  | 12.16% | 1% | 1% | 1% | 1% | 1% | 1% | Enter Values
Inflation Measures
8 |  | Wage Growth |  |  | 2.717% | 2.717% | 2.717% | 2.717% | 2.717% | 2.717% | 2.717% | Enter values. The default values provided reflect recent historical growth.
9 |  | Growth in Economy-wide Inflation |  |  | 1.954% | 1.954% | 3.3% | 3.3% | 3.3% | 3.3% | 3.3% | Enter values. The default values provided reflect recent historical growth.
10 |  | Rate of Return (WACC) |  |  | 6.018% | 6.018% | 6.018% | 6.018% | 6.018% | 6.018% | 6.5% | Enter Values
OM&A Expenses Included in Cost Benchmarking
|  |  | N | Use Method 1 [1A - 1B + 1C] | 2602316.97 | 2407297.41 | 2402402.3 | 2668396.15 | 2725367.69 | 2901569.18 | 3085520.18 | Formula
Choose a Method:
|  |  | Y | Use Method 2 [2A - 2B + 2C] | 2602316.97 | 2407297.41 | 2402402.3 | 2668396.15 | 2725367.69 | 2901569.18 | 3085520.18 | Formula
11 |  |  | OM&A Values Transfered to Calculations Worksheet |  | 2602316.97 | 2407297.41 | 2402402.3 | 2668396.15 | 2725367.69 | 2901569.18 | 3085520.18 | Formula
|  | Method 1: Enter Values Calculated Elsewhere |  |  | 2020: Enter Values Supported by Separate Calculations
|  | 1A | Total OM&A Consistent with accounts included in [2B] |  | 2560824.78 | 2365805.22 | 2360910.11 | 2626903.96 | 2683875.5 | 2860076.99 | 3044027.99 | Enter Values
|  | 1B | HV Cost (Accounts 5014, 5015, and 5112) if included in total |  | 2019: 0 | Enter Values
|  | 1C | LV Adjustment |  | 41492.19 | 41492.19 | 41492.19 | 41492.19 | 41492.19 | 41492.19 | 41492.19 | Enter Values
Method 2: Enter Detailed Data
OM&A Data
|  |  | 5005 | Operation Supervision and Engineering | 67939.12 | 69281.61 | 94525.06 | 102980.8 | 137361.92 | 118687 | 122248 | Enter Values
|  |  | 5010 | Load Dispatching | 13532.76 | 9796.09 | 8495.26 | 22662.62 | 13507.73 | 22524 | 21560 | Enter Values
|  |  | 5012 | Station Buildings and Fixtures | 74652.72 | 61193.54 | 63915.79 | 74342.82 | 63905.69 | 62847 | 64571 | Enter Values
|  |  | 5014 | Transformer Station Equipment - Operation Labor | 0 | 0 | 0 | 0 | 0 | 0 | 0 | Enter Values
|  |  | 5015 | Transformer Station Equipment - Operation Supplies and Expenses | 0 | 0 | 0 | 0 | 0 | 0 | 0 | Enter Values
|  |  | 5016 | Distribution Station Equipment - Operation Labor | 0 | 0 | 0 | 0 | 0 | 0 | 0 | Enter Values
|  |  | 5017 | Distribution Station Equipment - Operation Supplies and Expenses | 13862.88 | 17111.91 | 20543 | 23563 | 25874.91 | 30800 | 32340 | Enter Values
|  |  | 5020 | Overhead Distribution Lines and Feeders - Operation Labor | 5649.51 | 1307.09 | 4554.7 | 889.93 | 207.85 | 2142 | 1955 | Enter Values
|  |  | 5025 | Overhead Distribution Lines and Feeders - Operation Supplies and Expenses | 7613.65 | 9524.41 | 16049.16 | 12992 | 9231 | 9750 | 9945 | Enter Values
|  |  | 5030 | Overhead Subtransmission Feeders - Operation | 0 | 0 | 0 | 0 | 0 | 0 | 0
|  |  | 5035 | Overhead Distribution Transformers - Operation | 2367.9 | 0 | 0 | 0 | 0 | 0 | 0 | Enter Values
|  |  | 5040 | Underground Distribution Lines and Feeders - Operation Labor | 0 | 0 | 0 | 0 | 0 | 0 | 0 | Enter Values
|  |  | 5045 | Underground Distribution Lines and Feeders - Operation Supplies and Expenses | 0 | 1460 | 0 | 0 | 0 | 0 | 0 | Enter Values
|  |  | 5055 | Overhead Distribution Lines and Feeders | 9324.66 | 0 | 0 | 0 | 5210.21 | 10511 | 10826 | Enter Values
|  |  | 5065 | Meter Expense | 97098.21 | 93787.32 | 71479.76 | 75069.26 | 68365 | 67406 | 75961 | Enter Values
|  |  | 5070 | Customer Premises - Operation Labor | 0 | 0 | 0 | 0 | 0 | 0 | 0 | Enter Values
|  |  | 5075 | Customer Premises - Operation Materials and Supplies | 0 | 0 | 0 | 0 | 0 | 0 | 0 | Enter Values
|  |  | 5085 | Miscellaneous Distribution Expense | 46868.3 | 117989.86 | 55791.25 | 110924.99 | 90645.84 | 105726 | 136300 | Enter Values
|  |  | 5090 | Underground Distribution Lines and Feeders - Rental Paid | 0 | 0 | 0 | 0 | 0 | 0 | 0 | Enter Values
|  |  | 5095 | Overhead Distribution Lines and Feeders - Rental Paid | 8091.51 | 11133.59 | 11586.36 | 11706 | 11003 | 11500 | 11730 | Enter Values
|  |  | 5096 | Other Rent (Distribution) | 0 | 0 | 0 | 0 | 0 | 0 | 0 | Enter Values
|  |  |  | Subtotal: Operation | 347001.22 | 392585.42 | 346940.34 | 435131.42 | 425313.15 | 441893 | 487436 | Formula
|  |  | 5105 | Maintenance Supervision and Engineering | 16975.31 | 18800.92 | 20905.74 | 21706.14 | 33882.05 | 23177 | 23872 | Enter Values
|  |  | 5110 | Maintenance of Buildings and Fixtures | 0 | 0 | 0 | 0 | 0 | 0 | 0 | Enter Values
|  |  | 5112 | Maintenance of Transformer Station Equipment | 0 | 0 | 0 | 0 | 0 | 0 | 0 | Enter Values
|  |  | 5114 | Maintenance of Distribution Station Equipement | 69134.48 | 37094.38 | 25432.75 | 31337.27 | 36958.89 | 24488 | 23339 | Enter Values
|  |  | 5120 | Maintenance of Poles, Towers and Fixtures | 60396.36 | 26940.31 | 21062.26 | 44284.83 | 30150.49 | 39119 | 40037 | Enter Values
|  |  | 5125 | Maintenance of Overhead Conductors and Devices | 42826.38 | 17401.46 | 18356.59 | 16906.71 | 44489.99 | 17097 | 17588 | Enter Values
|  |  | 5130 | Maintenance of Overhead Services | 48978.79 | 33138.58 | 78207.06 | 106332.72 | 85578.01 | 76062 | 78152 | Enter Values
|  |  | 5135 | Overhead Distribution Lines and Feeders - Right of Way | 42737.54 | 52013.16 | 61537.18 | 64445.1 | 90182.15 | 110092 | 113347 | Enter Values
|  |  | 5145 | Maintenance of Underground Conduit | 1490.93 | 378.4 | 0 | 3060 | 1934.87 | 1000 | 1000 | Enter Values
|  |  | 5150 | Maintenance of Underground Conductors and Devices | 35171.27 | 9103.57 | 1331.13 | 403.95 | 1877.97 | 7074 | 7259 | Enter Values
|  |  | 5155 | Maintenance of Underground Services | 134226 | 159786.55 | 84402.53 | 116558.56 | 97848.26 | 114324 | 116732 | Enter Values
|  |  | 5160 | Maintenance of Line Transformers | 52054.6 | 29749.81 | 31017.22 | 48105.33 | 51234.02 | 49400 | 46648 | Enter Values
|  |  | 5175 | Maintenance of Meters | 0 | 0 | 0 | 0 | 0 | 0 | 0 | Enter Values
|  |  |  | Subtotal: Maintenance | 503991.66 | 384407.14 | 342252.46 | 453140.61 | 474136.7 | 461833 | 467974 | Formula
|  |  | 5305 | Supervision (Billing and Collection) | 64735.97 | 67049.36 | 73090.24 | 77156.33 | 67894.11 | 82908 | 88689 | Enter Values
|  |  | 5310 | Meter Reading Expense | 116105.83 | 116034.92 | 117460.55 | 116587.56 | 119705.85 | 125904 | 129128 | Enter Values
|  |  | 5315 | Customer Billing | 263944.15 | 281314.29 | 312299.88 | 336890.4 | 333437.48 | 359410 | 372766 | Enter Values
|  |  | 5320 | Collecting | 87082.09 | 91644.88 | 90150.57 | 100434.53 | 93513.83 | 112689 | 116305 | Enter Values
|  |  | 5325 | Collecting - Cash Over and Short | -110.56 | 0.06 | 0.08 | 0 | 1.02 | 0 | 0 | Enter Values
|  |  | 5330 | Collection Charges | 2019: 0 | Enter Values
|  |  | 5340 | Miscellaneous Customer Account Expenses | 2019: 0 | Enter Values
|  |  |  | Subtotal : Billing and Collections | 531757.48 | 556043.51 | 593001.32 | 631068.82 | 614552.29 | 680911 | 706888 | Formula
|  |  | 5405 | Supervision (Community Relations) | 0 | 0 | 0 | 0 | 0 | 0 | 0 | Enter Values
|  |  | 5410 | Community Relations - Sundry | 28895.45 | 24322.94 | 36666.58 | 35460.74 | 27581.3 | 31124 | 31560 | Enter Values
|  |  | 5420 | Community Safety Program | 0 | 0 | 0 | 0 | 0 | 0 | 0 | Enter Values
|  |  | 5425 | Miscellaneous Customer Service and Informational Expenses | 3847.99 | 3847.99 | 3847.99 | 3847.99 | 3847.99 | 3847.99 | 3847.99 | Enter Values
|  |  |  | Subtotal: Community Relations | 32743.44 | 28170.93 | 40514.57 | 39308.73 | 31429.29 | 34971.99 | 35407.99 | Formula
|  |  | 5605 | Executive Salaries and Expenses | 0 | 0 | 0 | 0 | 0 | 0 | 0 | Enter Values
|  |  | 5610 | Management Salaries and Expenses | 386193.26 | 370815.63 | 386539.43 | 397204.92 | 412447.95 | 435993 | 453356 | Enter Values
|  |  | 5615 | General Administrative Salaries and Expenses | 279391.99 | 221941.2 | 225565 | 243273.72 | 263744.33 | 281970 | 315363 | Enter Values
|  |  | 5620 | Office Supplies | 101467.71 | 99961.28 | 100521.01 | 91404.41 | 131311.05 | 161988 | 166848 | Enter Values
|  |  | 5625 | Administrative Expense Transferred - Credit | 0 | 0 | 0 | 0 | 0 | 0 | 0 | Enter Values
|  |  | 5630 | Outside Services Employed | 59370.4 | 55081.12 | 60183.42 | 58860.81 | 67956.21 | 72900 | 75816 | Enter Values
|  |  | 5640 | Injuries and Damages | 37613.93 | 42889.94 | 36888.84 | 35038.92 | 47699.3 | 49100 | 51555 | Enter Values
|  |  | 5645 | OMERS Pensions and Benefits | 0 | 0 | 0 | 0 | 0 | 0 | 0 | Enter Values
|  |  | 5646 | Employee Pensions and OPEB | 12857.48 | 0 | 0 | 0 | 0 | 0 | 0 | Enter Values
|  |  | 5647 | Employee Sick Leave | 0 | 0 | 0 | 0 | 0 | 0 | 0 | Enter Values
|  |  | 5650 | Franchise Requirements | 0 | 0 | 0 | 0 | 0 | 0 | 0 | Enter Values
|  |  | 5655 | Regulatory Expenses | 134588.08 | 0 | 0 | 0 | 0 | 0 | 0 | Enter Values
|  |  | 5665 | Miscellaneous General Expenses | 96202.49 | 111825.95 | 130295.07 | 141969.44 | 109502 | 111703 | 152421 | Enter Values
|  |  | 5670 | Rent (Administrative and General) | 0 | 0 | 0 | 0 | 0 | 500 | 500 | Enter Values
|  |  | 5672 | Lease Payment Expense | 0 | 0 | 1 | 2 | 3 | 4 | 5 | Enter Values
|  |  | 5675 | Maintenance of General Plant | 21409.88 | 99891.75 | 95350.65 | 97324.06 | 102689.88 | 122310 | 126298 | Enter Values
|  |  | 5680 | Electrical Safety Authority Fees | 10418.88 | 0 | 0 | 0 | 0 | 0 | 0 | Enter Values
|  |  |  | Sutotal: A&G Expenses | 1139514.1 | 1002406.87 | 1035344.42 | 1065078.28 | 1135353.72 | 1236468 | 1342162 | Formula
|  |  | 5635 | Property Insurance | 5816.88 | 2191.35 | 2857 | 3176.1 | 3090.35 | 4000 | 4160 | Enter Values
|  |  | 6210 | Life Insurance | 0: 0 | Enter Values
|  |  |  | Subtotal: Insurance | 5816.88 | 2191.35 | 2857 | 3176.1 | 3090.35 | 4000 | 4160 | Formula
|  |  | 5515 | Advertinsing | 0: 0 | Enter Values
|  |  |  | Subtotal Advertising | 0 | 0 | 0 | 0 | 0 | 0 | 0 | Formula
|  |  | 2A | Total of Above Accounts Used for Benchmarking | 2560824.78 | 2365805.22 | 2360910.11 | 2626903.96 | 2683875.5 | 2860076.99 | 3044027.99 | Formula
Adjustments to OM&A for Benchmarking
|  |  |  | 5014 | 0 | 0 | 0 | 0 | 0 | 0 | 0 | Formula
|  |  |  | 5015 | 0 | 0 | 0 | 0 | 0 | 0 | 0 | Formula
|  |  |  | 5112 | 0 | 0 | 0 | 0 | 0 | 0 | 0 | Formula
|  |  | 2B | Subtotal: HV Adjustment (to subtract from cost) | 0 | 0 | 0 | 0 | 0 | 0 | 0 | Formula
|  |  | 2C | LV Adjustment | 41492.19 | 41492.19 | 41492.19 | 41492.19 | 41492.19 | 41492.19 | 41492.19 | Enter Values

## Benchmarking Calculations
Benchmarking Calculations for LDC Forecasting
| Selected LDC: |  |  | Centre Wellington Hydro Ltd. | [9 empty] | 1 | Click to Choose an LDC | Alectra Utilities Corporation | Algoma Power Inc. | Atikokan Hydro Inc. | Bluewater Power Distribution Corporation | Brantford Power Inc. | Burlington Hydro Inc. | Canadian Niagara Power Inc. | Centre Wellington Hydro Ltd. | Chapleau Public Utilities Corporation | Cooperative Hydro Embrun Inc. | E.L.K. Energy Inc. | Elexicon Energy Inc. | Energy+ Inc. | Entegrus Powerlines Inc. | ENWIN Utilities Ltd. | EPCOR Electricity Distribution Ontario Inc. | ERTH Power Corporation | Espanola Regional Hydro Distribution Corporation | Essex Powerlines Corporation | Festival Hydro Inc. | Fort Frances Power Corporation | Greater Sudbury Hydro Inc. | Grimsby Power Incorporated | Halton Hills Hydro Inc. | Hearst Power Distribution Company Limited | Hydro 2000 Inc. | Hydro Hawkesbury Inc. | Hydro One Networks Inc. | Hydro Ottawa Limited | Innpower Corporation | Kingston Hydro Corporation | Kitchener-Wilmot Hydro Inc. | Lakefront Utilities Inc. | Lakeland Power Distribution Ltd. | London Hydro Inc. | Milton Hydro Distribution Inc. | Newmarket-Tay Power Distribution Ltd. | Niagara Peninsula Energy Inc. | Niagara-on-the-Lake Hydro Inc. | North Bay Hydro Distribution Limited | Northern Ontario Wires Inc. | Oakville Hydro Electricity Distribution Inc. | Orangeville Hydro Limited | Orillia Power Distribution Corporation | Oshawa PUC Networks Inc. | Ottawa River Power Corporation | Peterborough Distribution Incorporated | PUC Distribution Inc. | Renfrew Hydro Inc. | Rideau St. Lawrence Distribution Inc. | Sioux Lookout Hydro Inc. | Synergy North Corporation | Tillsonburg Hydro Inc. | Toronto Hydro-Electric System Limited | Wasaga Distribution Inc. | Waterloo North Hydro Inc. | Welland Hydro-Electric System Corp. | Wellington North Power Inc. | Westario Power Inc.
[7 empty] | Forecasted Values | [6 empty] | 2
| Line Reference Number |  | Row Number on 2.1.7 | Account |  | 2019 | 2020 | 2021 | 2022 | 2023 | 2024 | 2025 | Data Item Number | 3
[14 empty] | 4 | 0
Section 1: Source Data and OM&A Calculations | [13 empty] | 5 | 0
[14 empty] | 6 | 0
| 1 | OM&A Data (Detail may be hidden or expanded using the +/- buttons to the left of the row numbers) | [11 empty] | 7 | 0
| 2 | 5005 | 2 | Operation Supervision and Engineering |  | 2019: 67939.12 |  | 8 | 0 | 11744173.94 | 112147.06 | 0 | 583443 | 844665.82 | 0 | 84173.97 | 67939.12 | 0 | 0 | 21478.15 | 1637428.78 | 698663.81 | 406065.83 | 2352612.35 | 315361.22 | 338551.89 | 74846.65 | 57843.63 | 187083.12 | 138348.08 | 1499963.7 | 166202.36 | 379502.67 | 0 | 0 | 0 | 2958479.98 | 0 | 228123.09 | 145872.04 | 2015445.79 | 130477.19 | 0 | 2063763.58 | 0 | 785741.34 | 990133.31 | 53421.51 | 0.41 | 259611.91 | 2870736.65 | 0 | 519591 | 813329 | 96865.72 | 843816.06 | 544133.03 | 0 | 131838.15 | 0 | 334653.13 | 163892.51 | 16022338.15 | 0 | 1049431 | 289391 | 118695.66 | 0
| 3 | 5010 | 3 | Load Dispatching |  | 2019: 13532.76 |  | 9 | 0 | 9869497.29 | 149783.83 | 0 | 374895 | 138699.5 | 2250685.57 | 215901.84 | 13532.76 | 0 | 1109 | 0 | 1057176.43 | 910738.22 | 184411.47 | 284321.94 | 162739.13 | 7586.96 | 0 | 185263.03 | 52572.32 | 0 | 685675.02 | 85380.37 | 0 | 0 | 8545 | 0 | 3715946.02 | 3143072.62 | 37383.74 | 439690.21 | 723027.26 | 16697.71 | 40455.48 | 2079769.02 | 145025 | 12158.96 | 9123.75 | 46003.12 | 277279.97 | 1134.42 | 711730.2 | 0 | 389493 | 0 | 5417.5 | 316885.83 | 385247.62 | 0 | 0 | 0 | 882598.07 | 704.13 | 7814651.75 | 7812.32 | 1152893 | 145057.07 | 0 | 0
| 4 | 5012 | 4 | Station Buildings and Fixtures |  | 2019: 74652.72 |  | 10 | 0 | 0 | 68738.7 | 0 | 35608 | 14206.24 | 102021.3 | 121030.29 | 74652.72 | 0 | 0 | 0 | 260701.56 | 0 | 0 | 0 | 31957.35 | 0 | 499.2 | 0 | 25942.95 | 72742.63 | 172282.54 | 26959.92 | 21352.21 | 0 | 0 | 0 | 1959175.6 | 545029.46 | 68329.86 | 117811.2 | 0 | 0 | 0 | 414345.24 | 0 | 44779.88 | 147870 | 0 | 37442.34 | 2470.51 | 306882.76 | 0 | 0 | 46046 | 66000.99 | 11926.88 | 620180.16 | 596.6 | 10425.81 | 0 | 198514.45 | 0 | 147224.05 | 0 | 190124 | 12533.86 | 19590.87 | 0
| 5 | 5014 | 5 | Transformer Station Equipment - Operation Labor |  | 2019: 0 |  | 11 | 0 | 0 | 0 | 0 | 0 | 3898.61 | 0 | 0 | 0 | 0 | 0 | 0 | 5897.59 | 205.05 | 0 | 241614.2 | 0 | 0 | 0 | 0 | 7082.44 | 79449.57 | 0 | 5867.64 | 0 | 0 | 0 | 28383.96 | 368540.89 | 294923.55 | 0 | 0 | 335929.37 | 0 | 0 | 0 | 0 | 0 | 45103.86 | 2986.01 | 0 | 0 | 104054.24 | 0 | 0 | 0 | 0 | 0 | 31756.85 | 0 | 0 | 0 | 0 | 0 | 107551.96 | 0 | 278465 | 0 | 0 | 0
| 6 | 5015 | 6 | Transformer Station Equipment - Operation Supplies and Expenses |  | 2019: 0 |  | 12 | 0 | 0 | 0 | 0 | 0 | 92123.4 | 0 | 0 | 0 | 0 | 0 | 0 | 65150.11 | 151754.46 | 0 | 235.18 | 0 | 0 | 0 | 0 | 89421.19 | 12105.43 | 0 | 60874.38 | 1086.02 | 0 | 0 | 7846.32 | 100420.99 | 72839.26 | 0 | 0 | 541062.14 | 0 | 0 | 0 | 0 | 0 | 163497.75 | 0 | 0 | 0 | 26279.1 | 0 | 0 | 0 | 0 | 0 | 4507.03 | 0 | 0 | 0 | 6091 | 0 | 201759.98 | 0 | 127891 | 0 | 0 | 0
| 7 | 5016 | 7 | Distribution Station Equipment - Operation Labor |  | 2019: 0 |  | 13 | 0 | 1764999.92 | 24654.17 | 5488.75 | 21602 | 104.72 | 227546.04 | 81977.46 | 0 | 2394.26 | 0 | 0 | 133174.75 | 0 | 101302 | 0 | 1739.52 | 2986.73 | 7398.44 | 0 | 0 | 0 | 594152.35 | 0 | 180814.98 | 0 | 0 | 23879.49 | 3299372.29 | 418082.5 | 7969.67 | 90229.15 | 2529.66 | 60715.24 | 11780.11 | 23218.8 | 13890 | 51796.4 | 0 | 0 | 0 | 594.97 | 38122.27 | 3728.36 | 18000 | 0 | 113.77 | 225977.03 | 90983.43 | 8108.08 | 2979.18 | 0 | 0 | 205.65 | 3519103.81 | 13926.85 | 145279 | 10195.16 | 4388.44 | 12925.89
| 8 | 5017 | 8 | Distribution Station Equipment - Operation Supplies and Expenses |  | 2019: 13862.88 |  | 14 | 0 | 1569136.44 | 34816.08 | 0 | 22211 | 0 | 382271.91 | 7462.61 | 13862.88 | 59.99 | 0 | 0 | 20207.7 | 0 | 137392.75 | 0 | 2272 | 485.78 | 20047.57 | 0 | 0 | 0 | 176954.36 | 2659.8 | 43143.33 | 0 | 0 | 6475.65 | 952210 | 69886.3 | 1140.44 | 20905.96 | 9339.74 | 4540 | 0 | 149211.69 | 28276 | 54627.49 | 0 | 0 | 0 | 18362.74 | 9618.92 | 29060.64 | 176800 | 0 | 8203.32 | 152430.65 | 22610.11 | 37742.89 | 0 | 0 | 178042.91 | 19119.81 | 2922216.36 | 6077.99 | 70130 | 117485.78 | 19945.84 | 959.25
| 9 | 5020 | 9 | Overhead Distribution Lines and Feeders - Operation Labor |  | 2019: 5649.51 |  | 15 | 0 | 17364468.77 | 88029.89 | 326278.17 | 712885 | 1743.88 | 303256.98 | 166598.13 | 5649.51 | 148520.24 | 0 | 30447.17 | 577960.6 | 254058.66 | 136720.29 | 1626840.96 | 59159.44 | 17830.58 | 85117.81 | 72010 | 20422.41 | 0 | 110410.42 | 26239.27 | 403309.61 | 16930.25 | 0 | 5466.55 | 8960949.12 | 190847.78 | 64108.12 | 152754.69 | 17619.1 | 215759.17 | 6524.47 | 183535.84 | -646 | 42249.74 | 293751.3 | 122254.92 | 10643.19 | 58076.59 | 354926.86 | 31221.3 | 0 | 748270 | 1490.25 | 235709.34 | 708178.92 | 19786.76 | 5460.5 | 388206.43 | 243811.42 | 2084.39 | 561246.53 | 0 | 880405 | 172530.35 | 8989.11 | 98773.51
| 10 | 5025 | 10 | Overhead Distribution Lines and Feeders - Operation Supplies and Expenses |  | 2019: 7613.65 |  | 16 | 0 | 5953554.35 | 63198.79 | 44053.23 | 325791 | 9544.64 | 491299.71 | 40914.62 | 7613.65 | 26074.4 | 0 | 0 | 280398.64 | 132094.95 | 11915.51 | 133523.39 | 65616.09 | 1643.07 | 66416.33 | 27030.8 | 27515.36 | 5102.19 | 372508.15 | 13946.74 | 19798.24 | 64376.87 | 0 | 1747 | 346552.2 | 32309.85 | 9169.3 | 35053.09 | 114261.88 | 94675.19 | 6264.33 | 314572.43 | 0 | 6049.57 | 107226.32 | 66724.01 | 2791.64 | 2110.33 | 48135.57 | 20722.21 | 0 | -407467 | 993.31 | 221761.85 | 263183.1 | 31168.24 | 0 | 73389.21 | 936317.35 | 805.51 | 3371955.51 | 0 | 240367 | 48524.12 | 9857.78 | 0
| 11 | 5035 | 11 | Overhead Distribution Transformers - Operation |  | 2019: 2367.9 |  | 17 | 0 | 0 | 0 | 0 | 0 | 902.43 | 12964.43 | 23190.44 | 2367.9 | 0 | 2651.01 | 4401.92 | 16655.09 | 85270.76 | 8281.76 | 60162.14 | 5390.98 | 0 | 18674.52 | 350.34 | 7313.53 | 733.18 | 95207.01 | 7897.9 | 37693.61 | 7.37 | 0 | 5771 | 0 | 173499.75 | 257.8 | 6367.93 | 0 | 0 | 840.93 | 8301.48 | 0 | 16644.44 | 0 | 0 | 0 | 16675 | 38686.49 | 0 | 0 | 0 | 105.2 | 2884.61 | 4652.03 | 2443.29 | 14887.67 | 18101.66 | 213783.5 | 1483.67 | 152216.29 | 0 | 11434 | 0 | 4385.57 | 117756.76
| 12 | 5040 | 12 | Underground Distribution Lines and Feeders - Operation Labor |  | 2019: 0 |  | 18 | 0 | 12345992.15 | 20201.34 | 0 | 523292 | 203124.62 | 39641.12 | 91555.7 | 0 | 0 | 0 | 201011.12 | 550911.02 | 31777.65 | 185556.7 | 957625.98 | 6529.92 | 347.78 | 23333.6 | 63653.07 | 5572.49 | 8693.92 | 7866.46 | 7838.03 | 49062.59 | 0 | 0 | 0 | 1232185.61 | 509820.27 | 1686.48 | 49922.59 | 405305.79 | 35156.17 | 421.97 | 48411.63 | 360 | 280632.23 | 199189.56 | 0 | 245194.55 | 678.94 | 105239.53 | 4727.85 | 0 | 35723 | 0 | 78528.51 | 231891.67 | 1001.83 | 0 | 0 | 20282.85 | 750.93 | 994679.55 | 0 | 89228 | 235415.76 | 13.35 | 188309.75
| 13 | 5045 | 13 | Underground Distribution Lines and Feeders - Operation Supplies and Expenses |  | 2019: 0 |  | 19 | 0 | 11869667.09 | 0 | 0 | 95752 | 0 | 307373.74 | 100929.19 | 0 | 0 | 0 | 0 | 1002559.12 | 140889.34 | 418953.2 | 250057.55 | 645.72 | 0 | 15623.76 | 33107.12 | 319.45 | 546.51 | 4275.47 | 45411.27 | 33384.59 | 2667.65 | 0 | 0 | 115517.4 | 3817132.21 | 67343.29 | 24367.93 | 425388.06 | 3827.91 | 0 | 222606.94 | 383202 | 6600.43 | 379342.57 | 4955.8 | 48738.88 | 0 | 16860.63 | 1322.45 | 0 | 3182 | 0 | 232439.07 | 74128.46 | 220.62 | 0 | 5971.8 | 8334.01 | 269.21 | 2897501.89 | 0 | 40103 | 1772.96 | 5503.93 | 0
| 14 | 5055 | 14 | Overhead Distribution Lines and Feeders |  | 2019: 9324.66 |  | 20 | 0 | 0 | 0 | 0 | 512 | 0 | 14478.07 | 2524.86 | 9324.66 | 0 | 0 | 3672.17 | 78874.38 | 57631.51 | -1281.09 | 217022.94 | 0 | 0 | 3235.88 | 54749.71 | 14577.9 | 0 | 94917.44 | 1296.04 | 0 | 4233.27 | 0 | 0 | 0 | 99302.94 | 0 | 764.78 | 0 | 0 | 1303.44 | 190442.21 | 0 | 3088.35 | 0 | 0 | 0 | 263.24 | 107003.26 | 5827.5 | 0 | 0 | 49.85 | 971.64 | 11540.57 | 0 | 0 | 0 | 46613.2 | 406.91 | 467531.05 | 0 | 14638 | 566.26 | 2250.14 | 54061.53
| 15 | 5065 | 15 | Meter Expense |  | 2019: 97098.21 |  | 21 | 0 | 8878129.5 | 232490.34 | 17913.37 | 482360 | 283538.81 | 158083.09 | 334239.28 | 97098.21 | 915.13 | 11979.3 | 18112.58 | 466812.33 | 952150.07 | 97802.77 | 696527.36 | 23257.64 | 1768.87 | 32296.13 | 219982.46 | 299986.16 | 39263.68 | 755541.4 | 153584.93 | 95105.89 | 715.25 | 0 | 1638.3 | 12237875.1 | 724467.06 | 247215.51 | 457673.83 | 789338.05 | 0 | 67369.61 | 1704402.58 | 377906 | 250904.35 | 397351.34 | 28684.88 | 280002.32 | 44295.22 | 718336.09 | 66150.24 | 0 | 651051 | 143923.53 | 60318.82 | 265723.4 | 2899.2 | 1037.69 | 57491.89 | 261969.4 | 6562.49 | 1711326.96 | 0 | 409202 | 159668.08 | 58708.3 | 43394.95
| 16 | 5070 | 16 | Customer Premises - Operation Labor |  | 2019: 0 |  | 22 | 0 | 2140891 | 90474.61 | 0 | 280833 | 0 | 270192.75 | 2194.33 | 0 | 0 | 0 | 0 | 518092.94 | 1407.13 | 33905.8 | 44942.56 | 0 | 0 | 37797.5 | 406916.04 | 196833.63 | 51095.92 | 556632.95 | 50778.98 | 0 | 32704.36 | 0 | 0 | 25282893.03 | 406748.58 | 50895.42 | 180785.6 | 14044.44 | 89187.82 | 0 | 0 | 296641 | 172334.8 | 131731.6 | 30045.22 | 0 | 173571.01 | 1341350.73 | 42271.57 | 0 | 0 | 94926.27 | 0 | 176632.23 | 23520.44 | 32346.83 | 0 | 19850.44 | 17524.9 | 1155538.12 | 10614.95 | 0 | 0 | 57134.91 | 0
| 17 | 5075 | 17 | Customer Premises - Operation Materials and Supplies |  | 2019: 0 |  | 23 | 0 | 4616874.88 | 18431.29 | 0 | 0 | 0 | 106630.59 | 200 | 0 | 0 | 19885 | 0 | 373139.94 | 18504.23 | 2902.58 | 2344 | 654 | 0 | 3036.23 | 0 | 8229.97 | 3740.66 | 114795.84 | 17490.31 | 0 | 986.68 | 0 | 0 | 4141966.47 | 26862.74 | 72083.33 | 26758.63 | 18028.72 | 0 | 0 | 0 | 63012 | 787.23 | 0 | 87226.55 | 0 | 95704.34 | 235364.93 | 86197.37 | 0 | 0 | 484.79 | 0 | 29222.34 | 4003.81 | 3117.36 | 0 | 18142.38 | 17287.96 | 4073588.93 | 18.12 | 534768 | 0 | 13737.13 | 0
| 18 | 5085 | 18 | Miscellaneous Distribution Expense |  | 2019: 46868.3 |  | 24 | 0 | 1844330.74 | 450404.61 | 2163.84 | 393999 | 236212.49 | 0 | 606768.23 | 46868.3 | 19.36 | 8471.34 | 0 | 863008.36 | 0 | 0 | 29010.53 | 160212.86 | 180965.66 | 18421.25 | 200803 | 10504.34 | 116793.79 | 828954.26 | 123261.1 | 0 | 28494.07 | 0 | 0 | 19205018.8 | 10338436.19 | 438726.11 | 303578.82 | 8333.33 | 29200.99 | 133933.07 | 3061014.35 | 1153114 | 789088.71 | 2121355.75 | 148882.53 | -36148.13 | 238498.87 | 315334.18 | 218075.09 | 0 | 104901 | 93652.79 | 177417.88 | 473409.82 | 119972.54 | 70671.05 | 31670.88 | 0 | 401754.19 | 2154444.03 | 0 | 1034643 | 85999.24 | 83325.28 | 83619.18
| 19 | 5090 | 19 | Underground Distribution Lines and Feeders - Rental Paid |  | 2019: 0 |  | 25 | 0 | 0 | 0 | 0 | 0 | 0 | 0 | 0 | 0 | 0 | 0 | 0 | 0 | 0 | 0 | 0 | 0 | 0 | 0 | 0 | 0 | 0 | 0 | 0 | 0 | 0 | 0 | 0 | 0 | 0 | 0 | 0 | 6866.96 | 0 | 0 | 0 | 0 | 0 | 0 | 0 | 0 | 0 | 0 | 0 | 0 | 0 | 0 | 0 | 54.44 | 0 | 0 | 0 | 0 | 0 | 0 | 0 | 0 | 0 | 0 | 0
| 20 | 5095 | 20 | Overhead Distribution Lines and Feeders - Rental Paid |  | 2019: 8091.51 |  | 26 | 0 | 7195.47 | 54789.75 | 0 | 37847 | 0 | 0 | 41571.36 | 8091.51 | 3356 | 0 | 32576.55 | 256500.78 | 103555.87 | 0 | 0 | 0 | 0 | 21416.43 | 0 | 11086.57 | 0 | 95687.84 | 35450.38 | 0 | 13782.41 | 4929.61 | 2255.87 | 0 | 0 | 19240.91 | 56091.45 | 20776 | 0 | 102044.83 | 161902.88 | 0 | 39171.97 | 0 | 32022.69 | 59681.39 | 11766.81 | 35439.81 | 0 | 0 | 0 | 0 | 0 | 1396.11 | 19730.48 | 62429.24 | 1343.28 | 0 | 12014.36 | 0 | 0 | 0 | 50886.6 | 0 | 55208.29
| 21 | 5096 | 21 | Other Rent (Distribution) |  | 2019: 0 |  | 27 | 0 | 0 | 4770.3 | 50 | 0 | 560 | 0 | 0 | 0 | 0 | 0 | 0 | 0 | 3015.67 | 0 | 0 | 24521.54 | 891 | 0 | 98778.14 | 0 | 0 | 0 | 0 | 0 | 4175 | 0 | 0 | 0 | 0 | 0 | 0 | 0 | 0 | 0 | 0 | 0 | 0 | 0 | 0 | 0 | 0 | 0 | 16601.81 | 0 | 0 | 1100 | 0 | 197238.08 | 1904.24 | 0 | 0 | 0 | 0 | 0 | 0 | 0 | 0 | 0 | 0
| 22 |  |  | Subtotal: Operation |  | 2019: 347001.22 |  | 28 | 0 | 89968911.54 | 1412930.76 | 395947.36 | 3891030 | 1829325.16 | 4666445.3 | 1921232.31 | 347001.22 | 181339.38 | 44095.65 | 311699.66 | 8164650.12 | 3541717.38 | 1723929.57 | 6896841.08 | 860057.41 | 553058.32 | 428161.3 | 1420487.34 | 964463.83 | 528615.56 | 6165825.21 | 831139.42 | 1264253.74 | 169073.18 | 13474.61 | 83464.14 | 84877103.5 | 20863261.06 | 1313673.07 | 2108627.9 | 5447296.29 | 680237.39 | 370938.24 | 10625498.67 | 2460780 | 2556655.89 | 4985677.11 | 623207.24 | 925626.56 | 923814.9 | 7384102.22 | 525906.39 | 1103884 | 1995035 | 513327.29 | 2561068.17 | 4136669.4 | 273099.02 | 335193.48 | 576175.15 | 3369004.11 | 644866.62 | 48274874.92 | 38450.23 | 6269001 | 1330026.24 | 406526.31 | 655009.11
| 23 | 5105 | 22 | Maintenance Supervision and Engineering |  | 2019: 16975.31 |  | 29 | 0 | 15206400.27 | 90405.34 | 0 | 0 | 132463.41 | 0 | 17716.64 | 16975.31 | 0 | 0 | 0 | 554201.6 | 0 | 898131.66 | 0 | 155276.91 | 0 | 55771.29 | 14529.91 | 0 | 48372.82 | 0 | 280847.55 | 0 | 18340.68 | 0 | 1000 | 13231566.55 | 0 | 0 | 54163.98 | 0 | 0 | 341766.31 | 1654802.89 | 0 | 177868.8 | 457769.37 | 8887.51 | 0 | 7756.62 | 273676.8 | 132622.79 | 0 | 0 | 2599.62 | 0 | 0 | 0 | 0 | 0 | 1610784.91 | 592.24 | 24235112.16 | 2561.37 | 498950 | 85886.69 | 73502.79 | 0
| 24 | 5110 | 23 | Maintenance of Buildings and Fixtures |  | 2019: 0 |  | 30 | 0 | 378943.75 | 3584.46 | 0 | 0 | 26426.03 | 632867.53 | 67554.19 | 0 | 0 | 8581.83 | 0 | 49088.84 | 0 | 0 | 0 | 28550.76 | 187309.79 | 14839.3 | 0 | 11534.3 | 3325 | 28094.7 | 0 | 0 | 0 | 0 | 0 | 528775.83 | 0 | 0 | 86038.01 | 304206.94 | 0 | 0 | 70938.52 | 0 | 0 | 0 | 0 | 53974.24 | 513.74 | 35904.66 | 0 | 0 | 6135 | 8566.36 | 12791.3 | 57398.91 | 1332.94 | 0 | 0 | 37910.13 | 0 | 14714353.53 | 0 | 21416 | 20852.47 | 0 | 5264.1
| 25 | 5112 | 24 | Maintenance of Transformer Station Equipment |  | 2019: 0 |  | 31 | 0 | 0 | 0 | 0 | 0 | 19661.48 | 0 | 0 | 0 | 0 | 0 | 0 | 0 | 6448.94 | 0 | 303622.19 | 0 | 0 | 0 | 0 | 20696.72 | 22028.64 | 0 | 21117.16 | 0 | 0 | 0 | 0 | 1099308.29 | 401487.41 | 0 | 0 | 845828.08 | 0 | 0 | 0 | 0 | 0 | 3949.71 | 27355.21 | 0 | 2663.81 | 144854.56 | 0 | 0 | 0 | 0 | 0 | 84425.55 | 0 | 0 | 0 | 82393 | 0 | 994469.79 | 0 | 44191 | 0 | 0 | 0
| 26 | 5114 | 25 | Maintenance of Distribution Station Equipement |  | 2019: 69134.48 |  | 32 | 0 | 5182407.39 | 27558.63 | 7385 | 146441 | 2848.39 | 398030.13 | 39903.46 | 69134.48 | 0 | 3633.16 | 0 | 331316.96 | 0 | 76173.64 | -79891.43 | 72754.81 | 133371.55 | 2871.04 | 0 | 0 | 0 | 50833.2 | 0 | 7532 | 0 | 0 | 0 | 9020174.65 | 430204.78 | 69349.78 | 203478.35 | 101646.35 | 0 | 55544.69 | 837868.75 | 0 | 55226.57 | 22933.12 | 0 | 127361.94 | 6130.81 | 17320.71 | 12302.63 | 0 | 222637 | 104681.31 | 0 | 153294.77 | 6122 | 38413.46 | 0 | 158792.67 | 680.21 | 1609523.21 | 0 | 6504 | 109295.3 | 18049.51 | 222202.08
| 27 | 5120 | 26 | Maintenance of Poles, Towers and Fixtures |  | 2019: 60396.36 |  | 33 | 0 | 437921.47 | 142201.03 | 0 | 11776 | 43518.94 | 218968.75 | 124428.39 | 60396.36 | 0 | 3913 | 30109.12 | 153519.38 | 26082.13 | 152189.6 | 576172.68 | 52195.12 | 85386.98 | 16596.19 | 85217.47 | 58909.73 | 17898.21 | 190099.44 | 75843.31 | 1682.16 | 49405.22 | 3085 | 7179 | 22361213.63 | 600595.58 | 45253.58 | 65738.2 | 347050.62 | 0 | 27053.82 | 640132.04 | 334292 | 112450.04 | 117003.24 | 63527.27 | 158575.56 | 16974.23 | -878.74 | 5360.55 | 647809 | 473782 | 4648.87 | 0 | 20087.77 | 3704.77 | 50018.74 | 25076.96 | 363747.23 | 16140.92 | 1160860 | 9792.93 | 114092 | 143516.19 | 18113.07 | 170197.36
| 28 | 5125 | 27 | Maintenance of Overhead Conductors and Devices |  | 2019: 42826.38 |  | 34 | 0 | -477395.95 | 579215.58 | 0 | 74389 | 169727.12 | 1369351.92 | 394076 | 42826.38 | 0 | 3910 | 165548.66 | 223643.29 | 610742.36 | 333743.16 | 0 | 104476.7 | 0 | 44140.67 | 140801.52 | 96232.42 | 11465.72 | 251182.51 | 69219.73 | 90 | 65326.87 | 9826 | 26414.9 | 38071270.3 | 589060.54 | 46323.85 | 263332.83 | 1170686.92 | 0 | 81982.68 | 1501511.49 | 459960 | 415703.59 | 914429.03 | 49763.65 | 274622.69 | 121097.32 | 67895.34 | 38816.5 | 39586 | 0 | 135076.67 | 99266.29 | 791590.39 | 9989.36 | 146025.71 | 0 | 1216914.02 | 23908.13 | 4937838.69 | 157460.12 | 88336 | 809385.56 | 5665.63 | 135002.69
| 29 | 5130 | 28 | Maintenance of Overhead Services |  | 2019: 48978.79 |  | 35 | 0 | 0 | 175087.23 | 0 | 0 | 406028.46 | 250130.15 | 249251.43 | 48978.79 | 0 | 0 | 78366.91 | 44591.97 | 400290.3 | 322602.39 | 141701.18 | 120044.13 | 294145.8 | 52560.25 | 152717.93 | 877190.88 | 4779.54 | 256236.01 | 55153.69 | 0 | 15531.71 | 0 | 1240.52 | 9194558.62 | 234242.33 | 87456.55 | 90899.08 | 1895103.96 | 109845.09 | 407661.88 | 198457.55 | 0 | 37901.37 | 271956.28 | 90026.92 | 270093.49 | 187142.68 | 22598.12 | 19078.92 | 0 | 0 | 74832.68 | 249414.86 | 24316.58 | 21016.23 | 78194.5 | 0 | 664692.53 | 33437.45 | 341159.75 | 75218.85 | 75959 | 327448.79 | 11951.27 | 106833.03
| 30 | 5135 | 29 | Overhead Distribution Lines and Feeders - Right of Way |  | 2019: 42737.54 |  | 36 | 0 | 5027365.12 | 3620096.51 | 53478.62 | 0 | 425892.03 | 596249.09 | 530239.96 | 42737.54 | 0 | 9577 | 54099.03 | 895949.08 | 545490.51 | 270686.78 | 1044572.7 | 155306.53 | 144224.16 | 91525.37 | 460911.75 | 128272.98 | 69892.26 | 625326.91 | 91043.64 | 202892.52 | 14092.74 | 5000 | 31561.53 | 157781586.86 | 2796065.38 | 197091.27 | 306438.67 | 0 | 52817.44 | 180424.19 | 1111828.2 | 325314 | 218294.4 | 371116.35 | 76205.25 | 550372.94 | 94373.83 | 396243.53 | 143971.97 | 0 | 0 | 217305.15 | 36407.74 | 617322.47 | 105430.57 | 69861.01 | 88046.22 | 825184.63 | 69376.96 | 2826186.54 | 181053.8 | 370703 | 247496.91 | 50933.82 | 153257.6
| 31 | 5145 | 30 | Maintenance of Underground Conduit |  | 2019: 1490.93 |  | 37 | 0 | 594864.75 | 0 | 0 | 808 | 46781.84 | 40302.98 | 2154.81 | 1490.93 | 0 | 0 | 0 | 26515.71 | 47198.31 | -5575.29 | 0 | 5018.88 | 0 | 1346.22 | 0 | 25403.8 | 0 | 106374.73 | 17.06 | 0 | 18354.98 | 0 | 991 | 144387.72 | 186085.18 | 0 | 35584.61 | 164384.24 | 0 | 0 | 238236.2 | 0 | 1665.43 | 39289.46 | 0 | 2493.39 | 14414.66 | 7349.18 | 416.77 | 226067 | 263546 | 0 | 0 | 73148.93 | 0 | 707.62 | 0 | 34474.51 | 0 | 1651640.37 | 0 | 0 | 20286.49 | 558.4 | 1953.17
| 32 | 5150 | 31 | Maintenance of Underground Conductors and Devices |  | 2019: 35171.27 |  | 38 | 0 | 512173.02 | 0 | 0 | 5844 | 10907.79 | 659768.65 | 38309.9 | 35171.27 | 0 | 5267.63 | 100353.36 | 541188.97 | 712568.86 | 42252.58 | 0 | 75307.62 | 10297.46 | 3904.8 | 86306.69 | 67613.78 | 10874.06 | 35155.17 | 10988.04 | 93440.03 | 22149.37 | 0 | 6725.67 | 1532426.44 | 486447.3 | 23704.85 | 117450.83 | 821109.12 | 0 | 39098.92 | 1075296 | 103220 | 327788.66 | 220252.95 | 28066.05 | 50473.76 | 11990.16 | 245240.98 | 4241.1 | 0 | 0 | 11377.09 | 8473.21 | 156300.53 | 124 | 17470.15 | 0 | 125924.74 | 16380.25 | 7094971.89 | 237593.11 | 0 | 125234.39 | 0 | 54202.25
| 33 | 5155 | 32 | Maintenance of Underground Services |  | 2019: 134226 |  | 39 | 0 | 0 | 0 | 0 | 198 | 446343.79 | 459989.9 | 50028.98 | 134226 | 0 | 1914.75 | 138620.22 | 407348.17 | 215322.6 | 210351.58 | 637148.64 | 253921.29 | 343309.74 | 912.47 | 202472.11 | 109785.65 | 1684.68 | 123288.6 | 15800.18 | 0 | 24163.16 | 1789.5 | 9198.56 | 7815374.83 | 265919.93 | 143575.36 | 79272.17 | 282155.63 | 56250.13 | 119513.34 | 899502.74 | 0 | 165473.29 | 177100.8 | 74471.9 | 183689.75 | 3502.11 | 13831.32 | 65478.59 | 0 | 53728 | 23294.62 | 146214.66 | 52862.28 | 1243.46 | 16587.54 | 0 | 299934.87 | 26797.65 | 17968.66 | 105367.02 | 241264 | 130368.75 | 1567.5 | 185407.59
| 34 | 5160 | 33 | Maintenance of Line Transformers |  | 2019: 52054.6 |  | 40 | 0 | 403410.4 | 0 | 1144.12 | 16192 | 34106.3 | 165628.25 | 90458.56 | 52054.6 | 0 | 1882 | 36648.33 | 172225.66 | 65563.46 | 90048.84 | 85108.1 | 119190.34 | 91968.02 | 4808.69 | 69576.73 | -43836.51 | 7336.07 | 148048.01 | 20683.96 | 0 | 61252.69 | 296 | 5622.97 | 3403007.63 | 408706.71 | 14716.76 | 50910.05 | 332120.66 | 25080.42 | 29725.08 | 254623.03 | 278315 | 180645.62 | 82773.18 | 49575.4 | 155198.2 | 19928.17 | 78545.32 | 10794.76 | 28204 | 0 | 61738.98 | 23320.42 | 22484.95 | 493.03 | 45802.35 | 0 | 51047.99 | 7981.2 | 1879043.67 | 16067.09 | 36288 | 138680.63 | 353.26 | 75236.13
| 35 | 5175 | 34 | Maintenance of Meters |  | 2019: 0 |  | 41 | 0 | 53495.44 | 478280.44 | 37351.61 | 631 | 0 | 175851.78 | 454529.84 | 0 | 0 | 0 | 168034.94 | 525062.79 | 0 | 223203.17 | 0 | 249595.24 | 432165.66 | 2985.84 | 3884.15 | 91343.71 | 38777.52 | 42711.4 | 0 | 0 | 17069.4 | 8071.6 | 2856.49 | 6091441.13 | 1294075.82 | 25017.39 | 6995 | 0 | 61450.68 | 56945.37 | 36725.08 | 11520 | 185722.14 | 0 | 53659.17 | 2310.04 | 1995.5 | 0 | 0 | 127096 | 0 | 1445.86 | 24011 | 97256.99 | 0 | 7536.88 | 31101.8 | 42847.3 | 14739.14 | 56750.22 | 70161.95 | 0 | 112358.31 | 33513.38 | 369118.87
| 36 |  |  | Subtotal: Maintenance |  | 2019: 503991.66 |  | 42 | 0 | 27319585.66 | 5116429.22 | 99359.35 | 256279 | 1764705.58 | 4967139.13 | 2058652.16 | 503991.66 | 0 | 38679.37 | 771780.57 | 3924652.42 | 2629707.47 | 2613808.11 | 2708434.06 | 1391638.33 | 1722179.16 | 292262.13 | 1216418.26 | 1443147.46 | 236434.52 | 1857350.68 | 640714.32 | 305636.71 | 305686.82 | 28068.1 | 92790.64 | 270275092.48 | 7692890.96 | 652489.39 | 1360301.78 | 6264292.52 | 305443.76 | 1339716.28 | 8519922.49 | 1512621 | 1878739.91 | 2678573.49 | 521538.33 | 1829166 | 488483.64 | 1302581.78 | 433084.58 | 1068762 | 1019828 | 645567.21 | 599899.48 | 2150490.12 | 149456.36 | 470617.96 | 144224.98 | 5514648.53 | 210034.15 | 61519878.48 | 855276.24 | 1497703 | 2270810.48 | 214208.63 | 1478674.87
| 37 | 5305 | 35 | Supervision (Billing and Collection) |  | 2019: 64735.97 |  | 43 | 0 | 2094787.82 | 88002.17 | 2954.88 | 205719 | 301184.03 | 0 | 164163.76 | 64735.97 | 0 | 0 | 112275.14 | 150866.29 | 888087.96 | 300225.23 | 0 | 129856.7 | 0 | 0 | 219677.82 | 51418.81 | 29412.4 | 237913.2 | 52698.26 | 139768.57 | 0 | 0 | 0 | 121785.39 | 0 | 123762.02 | 0 | 601797.93 | 0 | 145763.76 | 227357.86 | 0 | 158147.35 | 1209734.14 | 47859.8 | 0 | 131458.73 | 564345.95 | 80312.66 | 0 | 146431.22 | 0 | 357778.274 | 22674.11 | 0 | 0 | 0 | 0 | 0 | 2146843.54 | 0 | 66154 | 0 | 55422.45 | 0
| 38 | 5310 | 36 | Meter Reading Expense |  | 2019: 116105.83 |  | 44 | 0 | 113733.48 | 118899.73 | 29966.82 | 276307 | 590733.74 | 359378.34 | 77993.22 | 116105.83 | 41011.91 | 0 | 60289.45 | 219200.7 | 392107.6 | 68084.27 | 725792.47 | 180848.45 | 0 | 73579.75 | 122915.59 | 223862.31 | 20533.07 | 11476.7 | 76853.17 | 21546.2 | 16648.88 | 0 | 30303.83 | 10445997.15 | 336720.47 | 18861.44 | 194487.54 | 895921.26 | 220902.45 | 44463.52 | 1568598.57 | 247126 | 489013.27 | 586734.21 | 100847.42 | 296026.2 | 223406.3 | 643744.46 | 202549.99 | 151907 | 442134 | 52758.28 | 272357.94 | 359143.24 | 27297.33 | 63845.96 | 7726.56 | 288559.38 | 41091.32 | 3788141.56 | 162079.03 | 458184 | 19369.03 | 68150.43 | 150247.29
| 39 | 5315 | 37 | Customer Billing |  | 2019: 263944.15 |  | 45 | 0 | 32307510.63 | 190152.28 | 138275.44 | 962570 | 1004512.84 | 812868.91 | 423352.82 | 263944.15 | 81433.35 | 205335.68 | 285257.63 | 3650041.64 | 1643614.44 | 2056912.34 | 1457225.17 | 508232.48 | 1381632.98 | 186965.63 | 695223.4 | 598949.18 | 166901.65 | 1560124.43 | 423451.98 | 389030.99 | 206541.55 | 156710.96 | 234345.89 | 40223834.09 | 8224486.89 | 395347.3 | 356988.57 | 2297047.35 | 231749.47 | 487052.78 | 1866841.73 | 1476565 | 815910.46 | 3147231.13 | 286456.96 | 383049.63 | 234203.8 | 1537686.42 | 338150.34 | 941465 | 1138471 | 441086.32 | 833367.66 | 476159.73 | 312075.94 | 383244.75 | 199315.16 | 1478069.57 | 499961.81 | 16632507.34 | 595424.32 | 1730574 | 900419.63 | 110052.28 | 383666.41
| 40 | 5320 | 38 | Collecting |  | 2019: 87082.09 |  | 46 | 0 | 5930659.47 | 204283.32 | 141.12 | 319181 | 107754.01 | 237585.38 | 280542.68 | 87082.09 | 0 | 0 | 102533.7 | 1001543.31 | 310463.69 | 831029.67 | 102798.67 | 106450.65 | 0 | 134183.59 | 313974.63 | 132894.56 | 61843.98 | 195160.02 | 18886.12 | 497159.13 | 44427.21 | 4748.53 | 122451.02 | 5915664.39 | 1421946.68 | 214000.15 | 174975.21 | 704203.39 | 25404.6 | 109834.59 | 1149341.88 | 286368 | 799246.9 | 441420.21 | 61763.97 | 341820.92 | 132946.51 | 150426.67 | 134828.96 | 30198 | 197590.68 | 160340.6 | 773357 | 243976.85 | 81257.05 | 48909.78 | 93834.95 | 462134.44 | 3811.55 | 5574144.76 | 332770.76 | 625613 | 293007.69 | 98361.59 | 296925.22
| 41 | 5325 | 39 | Collecting - Cash Over and Short |  | 2019: -110.56 |  | 47 | 0 | 1810.71 | 0 | -0.19 | 0 | -1053.01 | 0 | 0 | -110.56 | 0 | 0 | 213.8 | 0 | -12.91 | 0 | 0 | 0 | 0 | 0 | 0 | 0 | -1.61 | 0 | 0 | 0 | 0 | 0 | -1.9 | 0 | 0 | -104.91 | 0 | -14 | -577.81 | 0 | 0 | -86 | 356.67 | -182.52 | 0.48 | 1.88 | -0.6 | 0 | -63.12 | 0 | 0 | -10.1 | -200 | 0 | 4.66 | 1.33 | 0 | 0 | 0 | 0 | 12.79 | 0 | -0.65 | 0 | 0
| 42 | 5330 | 40 | Collection Charges |  | 2019: 0 |  | 48 | 0 | 10690.88 | 0 | 0 | 0 | 0 | 149447.04 | 0 | 0 | 0 | 1060.04 | 11314.68 | 4970.55 | 17927.73 | 0 | 0 | 0 | 133891.07 | 0 | 0 | 0 | -517.87 | 0 | 1914.34 | 8149.15 | 710.91 | 527.5 | 0 | 0 | 15.28 | 0 | 0 | 0 | 6059.36 | -7800 | -132084.5 | 0 | 0 | 0 | 0 | 0 | 579.12 | -12589.95 | 0 | 0 | 0 | -10775 | 0 | 0 | 0 | 0 | 3945.96 | 0 | 0 | 0 | 1039.35 | -61953 | 0 | 0 | 29112.25
| 43 | 5340 | 41 | Miscellaneous Customer Account Expenses |  | 2019: 0 |  | 49 | 0 | 33176.89 | 246668.93 | 2100 | 0 | 648505.68 | 622090.5 | 522306.28 | 0 | 0 | 0 | 26.45 | 1383507.14 | 0 | 0 | 0 | 721.96 | 0 | 0 | 17553.87 | 148215.78 | 0 | 76833.7 | 117.13 | 0 | 23360.62 | 0 | 0 | 5047582.67 | 0 | 339957.71 | 0 | 0 | 49225.17 | 129617.55 | 0 | 0 | 5562.96 | 237356.49 | 5496.33 | 0 | 3978.84 | 95343.64 | 0 | 0 | 0 | -326.79 | 0 | 0 | 0 | 9505.23 | 0 | 0 | 92978.52 | 0 | 0 | 0 | 18597.14 | 56524.56 | 0
| 44 |  |  | Subtotal : Billing and Collections |  | 2019: 531757.48 |  | 50 | 0 | 40492369.88 | 848006.43 | 173438.07 | 1763777 | 2651637.29 | 2181370.17 | 1468358.76 | 531757.48 | 122445.26 | 206395.72 | 571910.85 | 6410129.63 | 3252188.51 | 3256251.51 | 2285816.31 | 926110.24 | 1515524.05 | 394728.97 | 1369345.31 | 1155340.64 | 278171.62 | 2081508.05 | 573921 | 1055654.04 | 291689.17 | 161986.99 | 387098.84 | 61754863.69 | 9983169.32 | 1091823.71 | 726451.32 | 4498955.93 | 532763.24 | 908932.2 | 4680055.54 | 2009973 | 2268237.61 | 5622293.66 | 502424.96 | 1020898.63 | 726572.7 | 2978957.19 | 755778.83 | 1123570 | 1924626.9 | 643073.31 | 2236660.874 | 1101953.93 | 420634.98 | 505507.05 | 304822.63 | 2228763.39 | 637843.2 | 28141637.2 | 1091326.25 | 2818572 | 1231392.84 | 388511.31 | 859951.17
| 45 | 5405 | 42 | Supervision (Community Relations) |  | 2019: 0 |  | 51 | 0 | 694547.86 | 1320.11 | 0 | 0 | 0 | 0 | 0 | 0 | 0 | 0 | 0 | 0 | 5099.79 | 0 | 0 | 0 | 65008.95 | 0 | 0 | 990 | 44873.13 | 0 | 0 | 0 | 0 | 0 | 0 | 0 | 0 | 0 | 0 | 0 | 0 | 0 | 0 | 0 | 0 | 0 | 0 | 0 | 0 | 0 | 0 | 0 | 142301.87 | 0 | 0 | 70523.42 | 0 | 0 | 0 | 0 | 0 | 0 | 0 | 0 | 37452.16 | 0 | 0
| 46 | 5410 | 43 | Community Relations - Sundry |  | 2019: 28895.45 |  | 52 | 0 | 2028728.63 | 7478.47 | 0 | 199619 | 46539.49 | 0 | 0 | 28895.45 | 0 | 2385 | 5682.65 | 10807.69 | 50422.35 | 37008.85 | 125259.76 | 2043 | 0 | 0 | 29389.35 | 0 | 10594.23 | 0 | 0 | 0 | 1762.9 | 0 | 0 | 637242.82 | 4409417.84 | 43810.99 | 0 | 159536.95 | 16140.66 | 28570.94 | 141089.46 | 9650 | 148270.51 | 133275.75 | 0 | 0 | 0 | 128724.12 | 22928.57 | 39648 | 174481 | 28477.75 | 0 | 553991.34 | 146.5 | 677.8 | 0 | 0 | 0 | 0 | 11306.71 | 200382 | 35843.67 | 6449.64 | 3333.48
| 47 | 5420 | 44 | Community Safety Program |  | 2019: 0 |  | 53 | 0 | 0 | 0 | 0 | 177446 | 21756 | 15271.3 | 2290 | 0 | 0 | 0 | 0 | 17619.54 | 84990.29 | 0 | 0 | 0 | 1840 | 0 | 0 | 6422.72 | 688.92 | 0 | 0 | 0 | 0 | 0 | 0 | 990175.21 | 0 | 920 | 5508.92 | 111391.04 | 0 | 0 | 74505.9 | 0 | 0 | 0 | 0 | 0 | 0 | 0 | 0 | 0 | 141415.26 | 35779.2 | 0 | 16344.68 | 1360 | 18435.72 | 0 | 14030.25 | 0 | 2446484.26 | 0 | 43807 | 5498 | 920 | 15801.64
| 48 | 5425 | 45 | Miscellaneous Customer Service and Informational Expenses |  | 2019: 3847.99 |  | 54 | 0 | 21758.79 | 28930.49 | 0 | 1187 | 0 | 0 | 53472.73 | 3847.99 | 0 | 0 | 0 | 33701.96 | 0 | 0 | 0 | 239693.02 | 9041.96 | 0 | 0 | 0 | 11450 | 0 | 0 | 0 | 0 | 0 | 0 | 0 | 0 | 3963 | 246388.74 | 0 | 0 | 9865.5 | 0 | 0 | 0 | 0 | 656.49 | 0 | 0 | 61.96 | 0 | 0 | 693492.25 | 0 | 0 | 0 | 8735.27 | 8750.16 | 0 | 0 | 0 | 0 | 0 | 0 | 0 | 0 | 34430.66
| 49 |  |  | Subtotal: Community Relations |  | 2019: 32743.44 |  | 55 | 0 | 2745035.28 | 37729.07 | 0 | 378252 | 68295.49 | 15271.3 | 55762.73 | 32743.44 | 0 | 2385 | 5682.65 | 62129.19 | 140512.43 | 37008.85 | 125259.76 | 241736.02 | 75890.91 | 0 | 29389.35 | 7412.72 | 67606.28 | 0 | 0 | 0 | 1762.9 | 0 | 0 | 1627418.03 | 4409417.84 | 48693.99 | 251897.66 | 270927.99 | 16140.66 | 38436.44 | 215595.36 | 9650 | 148270.51 | 133275.75 | 656.49 | 0 | 0 | 128786.08 | 22928.57 | 39648 | 1151690.38 | 64256.95 | 0 | 640859.44 | 10241.77 | 27863.68 | 0 | 14030.25 | 0 | 2446484.26 | 11306.71 | 244189 | 78793.83 | 7369.64 | 53565.78
| 50 | 5605 | 47 | Executive Salaries and Expenses |  | 2019: 0 |  | 56 | 0 | 8180923.25 | 581786.74 | 8856.21 | 1167147 | 705772.11 | 2267415.1 | 647507.05 | 0 | 16200 | 44841.4 | 20506.03 | 2418843.34 | 1983238.97 | 545135 | 0 | 1113549.56 | 159701.81 | 15405 | 446943.68 | 953207.25 | 196899.73 | 1066334.47 | 236473.39 | 760104.05 | 12323.89 | 26446.4 | 134578.32 | 7267434.17 | 2287159.23 | 189772.39 | 182959.8 | 56155.03 | 41029.24 | 43997.4 | 1316105.67 | 95431 | 109610.14 | 526832.92 | 387691.94 | 0 | 30059.9 | 0 | 657871.09 | 330178 | 995134.22 | 48402.56 | 211734.9 | 431675.64 | 122514.76 | 286329.77 | 198531.78 | 1107168.42 | 191521.3 | 8126354.1 | 178190.29 | 769946 | 458526.77 | 113724.52 | 585516.29
| 51 | 5610 | 48 | Management Salaries and Expenses |  | 2019: 386193.26 |  | 57 | 0 | 38662413.67 | 476156.68 | 124855.82 | 103626 | 722600.13 | 47594.86 | 569910.48 | 386193.26 | 152634.81 | 100718.59 | 456868.79 | 1221077.79 | 2381646.25 | 2080790.01 | 1423077.76 | 182609.08 | 1151590.15 | 86036.78 | 1127773.41 | 0 | 0 | 672006.99 | 165110.16 | 520768.81 | 88176.88 | 80528.5 | 77836.82 | 28202868.59 | 10248330.77 | 619877.35 | 93134.73 | 715395.8 | 128654.67 | 0 | 1971594.9 | 1107271 | 1432220.98 | 2501907.09 | 16413.03 | 941909.01 | 157761.79 | 1998021.93 | 206.38 | 360130 | 1032197.02 | 287263.61 | 0 | 549952.55 | 109321.88 | 0 | 2748.94 | 0 | 159802.24 | 15090888.51 | 494556.23 | 169709 | 420991.87 | 106181.84 | 368597.89
| 52 | 5615 | 49 | General Administrative Salaries and Expenses |  | 2019: 279391.99 |  | 58 | 0 | 6195463.72 | 2195745.17 | 84008.25 | 2089014 | 1072186.02 | 2036685.17 | 3675062.89 | 279391.99 | 18761.24 | 60023.7 | 51663.58 | 3747779.47 | 1250985.77 | 275248.67 | 3374829.78 | 489580.78 | 270668.09 | 80295.33 | 299463.41 | 481846.88 | 147650.25 | 547492.48 | 252039.15 | 929944.49 | 0 | 10126.97 | 0 | 47270067.3 | 4512531.36 | 729770.42 | 649231.81 | 500183.77 | 359699.14 | 55001.98 | 4066486.86 | 910082 | 1403233.76 | 523112.47 | 149421.95 | 351351.19 | 139634.39 | 0 | 287251.96 | 172134 | 968306 | 248142.84 | 1433539.686 | 405100.66 | 10812.66 | 189663.09 | 64570.8 | 1656747.56 | 327567.35 | 40566416.85 | 285469.41 | 995304 | 426916.64 | 78328.22 | 321645.42
| 53 | 5620 | 50 | Office Supplies |  | 2019: 101467.71 |  | 59 | 0 | 19754187.24 | 185948.2 | 3498.17 | 5690 | 87810.14 | 472084.42 | 586866.47 | 101467.71 | 25841.36 | 39293.8 | 70107.81 | 607754.7 | 492874.85 | 556825.3 | 387679.5 | 0 | 90454.87 | 81226.83 | 233927.9 | 183261.79 | 23583.1 | 67315.29 | 47866.29 | 108874.88 | 9841.79 | 33874.88 | 20721.53 | 0 | 4666743 | 205084.45 | 51017.7 | 164699.12 | 94709.48 | 143589.89 | 2013215.13 | 242801 | 240139.14 | 84413.76 | 22567.62 | 2093.12 | 123458.9 | 227157.11 | 60040.69 | 136183 | 369892.76 | 86444.75 | 5737.2 | 348385.14 | 34444.03 | 7261.32 | 16295.24 | 365275.63 | 0 | 502179.25 | 84674.1 | 356917 | 0 | 39583.87 | 548356.8
| 54 | 5625 | 51 | Administrative Expense Transferred - Credit |  | 2019: 0 |  | 60 | 0 | -13899675.85 | -595354 | 0 | 0 | 0 | -325950.08 | -4211514.53 | 0 | 0 | 0 | 0 | -34726.87 | -1200 | 0 | 0 | 0 | 0 | 0 | 0 | 0 | -14260.55 | 0 | 0 | 0 | 0 | 0 | 0 | -81547378.38 | -2719854.08 | 0 | 0 | -355962.01 | 0 | 0 | 0 | -154136 | 0 | 0 | 0 | 0 | 0 | -603336 | 0 | -200937 | -198299 | 0 | 0 | 0 | 0 | 46292.25 | 0 | 0 | 0 | 0 | 62917.86 | -576374 | 0 | 0 | 0
| 55 | 5630 | 52 | Outside Services Employed |  | 2019: 59370.4 |  | 61 | 0 | 4486000.81 | 426210.09 | 55873.76 | 0 | 454801.32 | 734669.63 | 713548.53 | 59370.4 | 51285.45 | 43347.17 | 127218.6 | 267862.36 | 293741.01 | 395815.47 | 1973049.28 | 1021422.54 | 357237.89 | 160048.67 | 189698.72 | 177817.99 | 63074.4 | 44250 | 154804.86 | 216531.58 | 96535.88 | 37390.52 | 48525.97 | 12337248.8 | 2091972.41 | 147498.45 | 522659.13 | 88642.32 | 213087.35 | 85780.74 | 1105787.22 | 527334 | 901090.53 | 53000.04 | 45567.12 | 271180.76 | 56275.98 | 503458.11 | 200139.2 | 129970 | 279563 | 20380.48 | 155778.56 | 184268.5 | 63508.93 | 86147.75 | 105795.01 | 500582.29 | 198235.55 | 17241191.4 | 61633.64 | 68264 | 169739.77 | 156454.1 | 155097.46
| 56 | 5640 | 53 | Injuries and Damages |  | 2019: 37613.93 |  | 62 | 0 | 0 | 0 | 0 | 0 | 0 | 142069.22 | 0 | 37613.93 | 10238.8 | 3102.84 | 30593.62 | 329164.01 | 210796.27 | 0 | 294403.27 | 67117.27 | 0 | 8088 | 42379.19 | 51252.24 | 0 | 0 | 0 | 80905.08 | 0 | 0 | 7428.24 | 310070.96 | 956870.22 | 58933.25 | 69533.14 | 226738.22 | 33475.26 | 1000 | 583226.47 | 0 | 23775.24 | 0 | 27277.75 | 0 | 0 | 228181.92 | 24771.64 | 33372 | 201481 | 0 | 0 | 0 | 10075.84 | 19046.13 | 19192.96 | 296020.75 | 0 | 2332956.09 | 0 | 1711 | 0 | 0 | 0
| 57 | 5645 | 54 | OMERS Pensions and Benefits |  | 2019: 0 |  | 63 | 0 | 787823.61 | 181805.07 | 60747.85 | 1206499 | 133676.04 | 372199.49 | 810776.77 | 0 | 101231.6 | 0 | 0 | 0 | 234007.28 | 191312.82 | 0 | 0 | 518196.72 | 10182.71 | 161700 | 127834.52 | 65448.3 | 0 | 10367.22 | 109783.74 | 0 | 11889.96 | 26302.5 | 0 | 231354.24 | 12381.98 | 20965.69 | 5073.25 | 0 | 9969.03 | 81628.04 | 18391 | 341749.46 | 0 | 39756.38 | 408655.66 | -8709 | 1921799.02 | 18883.66 | 0 | 922515 | 22763.6 | 57230.49 | 0 | 0 | 0 | 3650.52 | 977661.39 | 0 | 0 | 0 | 0 | 103765.69 | 12976.24 | 173794.26
| 58 | 5646 | 55 | Employee Pensions and OPEB |  | 2019: 12857.48 |  | 64 | 0 | 0 | 0 | 0 | 482676 | 0 | 0 | 0 | 12857.48 | 0 | 0 | 0 | 0 | 0 | 115476.29 | 2796367.13 | -21440 | 0 | 0 | 0 | 0 | 0 | 362350.14 | 0 | 0 | 0 | 0 | 0 | 0 | 0 | 0 | 0 | 0 | 0 | -3227 | 0 | 0 | 0 | 0 | 0 | 0 | 0 | 437700 | 0 | 54207 | 0 | 0 | 0 | 0 | 19542.15 | 1231.21 | 10378 | 0 | 0 | 0 | 0 | 171225 | 0 | 0 | 0
| 59 | 5647 | 56 | Employee Sick Leave |  | 2019: 0 |  | 65 | 0 | 0 | 0 | 0 | 0 | 0 | 0 | 0 | 0 | 0 | 0 | 0 | 0 | 0 | 0 | 0 | 0 | 0 | 0 | 0 | 0 | 0 | 0 | 0 | 0 | 0 | 0 | 0 | 0 | 0 | 0 | 0 | 0 | 0 | 0 | 0 | 0 | 0 | 0 | 0 | 55900 | 0 | 0 | 0 | 16300 | 0 | 152949.31 | 0 | 0 | 0 | 0 | 0 | 0 | 0 | 0 | 0 | 0 | 0 | 0 | 0
| 60 | 5650 | 57 | Franchise Requirements |  | 2019: 0 |  | 66 | 0 | 0 | 0 | 0 | 0 | 81000 | 0 | 0 | 0 | 0 | 0 | 0 | 0 | 0 | 0 | 0 | 0 | 0 | 0 | 0 | 0 | 0 | 0 | 0 | 0 | 0 | 0 | 0 | 0 | 0 | 0 | 0 | 0 | 0 | 0 | 0 | 0 | 0 | 0 | 0 | 0 | 0 | 0 | 0 | 0 | 0 | 0 | 0 | 0 | 0 | 0 | 0 | 0 | 0 | 0 | 0 | 0 | 0 | 0 | 0
| 61 | 5655 | 58 | Regulatory Expenses |  | 2019: 134588.08 |  | 67 | 0 | 3255850.84 | 130452.1 | 12256.01 | 365174 | 191314.94 | 236126.84 | 225698.14 | 134588.08 | 106963.3 | 75653.22 | 248419.26 | 1012719.72 | 783072.24 | 448020.55 | 562002.9 | 56589.98 | 198696.89 | 30328.58 | 254114.09 | 170726.31 | 28055.88 | 505533.73 | 113002.89 | 130481.1 | 44646.46 | 83457.11 | 97096.35 | 3052653.08 | 1143382.59 | 130023.39 | 201039.86 | 702244.66 | 70867.48 | 80024.96 | 711160.01 | 119619 | 174707.95 | 267824.34 | 182475.68 | 287175.78 | 33388.17 | 690593.96 | 79448.3 | 53894 | 403300 | 173231.78 | 238552.1 | 319679.11 | 54971.67 | 41862.58 | 17785.05 | 233625.31 | 31347.05 | 5204633.35 | 77028.26 | 409604 | 101347.99 | 160787.34 | 171836.1
| 62 | 5665 | 59 | Miscellaneous General Expenses |  | 2019: 96202.49 |  | 68 | 0 | 4515786.37 | 35041.66 | 29843.78 | 1072081 | 32393.08 | 794455.41 | 421240.64 | 96202.49 | 22760.09 | 0 | 4083.49 | 625208.74 | 10011.51 | 24932.88 | 137059.35 | 95566 | 448684.42 | 1211.7 | 138540.02 | 81995.77 | 87793.61 | 337926.7 | 76671.07 | 457566.11 | 38196.86 | 0 | 17500 | 6149053.18 | 2055670.27 | 117630.35 | 138271.53 | 106546.2 | 43930.56 | 1062635.16 | 797757.38 | 439195 | 196316.39 | 79372.59 | 61184.64 | 124514.43 | 11946.9 | 332047.86 | 205523.26 | 121609 | 169994.82 | 80658.2 | 99300.28 | 84930.13 | 31167 | 120754.26 | 40690.44 | 176613.72 | 216545.56 | 100360.18 | 115047.99 | 338184 | 148883.45 | 62060.6 | 254587.96
| 63 | 5670 | 60 | Rent (Administrative and General) |  | 2019: 0 |  | 69 | 0 | 1326458.2 | 249810.6 | 0 | 0 | 0 | 0 | 356339.64 | 0 | 0 | 16800 | 0 | 0 | 0 | 0 | 0 | 0 | 9513 | 0 | 0 | 0 | 17128.89 | 0 | 0 | 0 | 14398.08 | 12163.18 | 0 | 10355795.64 | 0 | 1127.01 | 242427.64 | 0 | 0 | 0 | 0 | 0 | 1018.3 | 0 | 0 | 0 | 0 | 4292.02 | 0 | 0 | 329633 | 15000 | 653352 | 0 | 0 | 7994.34 | 0 | 308598.16 | 150000 | 247874.87 | 0 | 0 | 0 | 0 | 0
| 64 | 5672 | 61 | Lease Payment Expense |  | 2019: 0 |  | 70 | 0 | 0 | 0 | 0 | 0 | 0 | 0 | 0 | 0 | 0 | 0 | 0 | 0 | 141.92 | 0 | 0 | 0 | 0 | 0 | 0 | 0 | 0 | 0 | 0 | 0 | 0 | 0 | 0 | 0 | 0 | 0 | 0 | 0 | 0 | 0 | 0 | 0 | 0 | 0 | 0 | 0 | 0 | 0 | 0 | 0 | 0 | 0 | 0 | 0 | 0 | 0 | 0 | 0 | 0 | 0 | 0 | 0 | 0 | 0 | 0
| 65 | 5675 | 62 | Maintenance of General Plant |  | 2019: 21409.88 |  | 71 | 0 | 23570721.35 | 643164.82 | 27842.16 | 266503 | 213050.15 | 407153.74 | 634923.46 | 21409.88 | 0 | 0 | 55392.34 | 917774.71 | 1294903.25 | 722641.49 | 1515417.17 | 31181.12 | 98615.92 | 0 | 339412.11 | 131617.58 | 0 | 648794.01 | 104483.95 | 222955.72 | 0 | 0 | 25240.62 | 84832743.08 | 9883398.04 | 304728.97 | 118554.05 | 322197.82 | 61930.46 | 519967.69 | 658907.6 | 520376 | 479271.12 | 710523.3 | 197669.71 | 217852.47 | 1666.53 | 497511.98 | 77175.03 | 321256 | 941314 | 231262.04 | 0 | 351249.23 | 19053.72 | 45872.56 | 6618 | 33037.55 | 0 | 23275887.72 | 42284.38 | 596738 | 0 | 4362.46 | 128684.44
| 66 | 5680 | 63 | Electrical Safety Authority Fees |  | 2019: 10418.88 |  | 72 | 0 | 0 | 17865 | 0 | 0 | 29194.11 | 0 | 14451.48 | 10418.88 | 0 | 1958 | 5188 | 0 | 0 | 0 | 42394 | 7912.75 | 80 | 2925.7 | 12761 | 10430.04 | 5081.24 | 0 | 0 | 0 | 2778 | 1594 | 4871.35 | 0 | 0 | 10429.03 | 12140 | 43145.8 | 0 | 15380.88 | 0 | 0 | 3412.2 | 0 | 5309 | 11938.04 | 3743.04 | 36230.85 | 0 | 0 | 0 | 7404.52 | 15390 | 0 | 2988 | 3497 | 2637 | 0 | 0 | 474579.29 | 6415.2 | 0 | 10609 | 5052.58 | 0
| 67 |  |  | Sutotal: A&G Expenses |  | 2019: 1139514.1 |  | 73 | 0 | 96835953.21 | 4528632.13 | 407782.01 | 6758410 | 3723798.04 | 7184503.8 | 4444811.02 | 1139514.1 | 505916.65 | 385738.72 | 1070041.52 | 11113457.97 | 8934219.32 | 5356198.48 | 12506280.14 | 3044089.08 | 3303439.76 | 475749.3 | 3246713.53 | 2369990.37 | 620454.85 | 4252003.81 | 1160818.98 | 3537915.56 | 306897.84 | 297471.52 | 460101.7 | 118230556.42 | 35357558.05 | 2527257.04 | 2301935.08 | 2575059.98 | 1047383.64 | 2014120.73 | 13305869.28 | 3826364 | 5306545.21 | 4746986.51 | 1135334.82 | 2672570.46 | 549226.6 | 6273658.76 | 1611311.21 | 1528296 | 6415031.82 | 1373903.69 | 2870615.216 | 2675240.96 | 478400.64 | 855952.26 | 488893.74 | 5655330.78 | 1275019.05 | 113163321.61 | 1408217.36 | 3301228 | 1840781.18 | 739511.77 | 2708116.62
| 68 | 5635 | 64 | Property Insurance |  | 2019: 5816.88 |  | 74 | 0 | 0 | 47206.42 | 6850.45 | 189298 | 149837.17 | 29205.83 | 56398.71 | 5816.88 | 9346.65 | 3559.25 | 34945.28 | 178595.75 | 21912.48 | 173601.84 | 455584.94 | 17827.8 | 63825.27 | 8550.23 | 11129.4 | 0 | 11556.43 | 128817.09 | 32816.65 | 53323 | 9092.88 | 5163.04 | 4412.76 | 3421430.68 | 652684.36 | 43284.84 | 211275.58 | 188135.94 | 36327.42 | 56315.84 | 484734.87 | 117026 | 168112.68 | 304314.97 | 21898.91 | 119272.42 | 39037.68 | 112863.48 | 34883.26 | 41975 | 101037 | 9655.52 | 162774.48 | 155869.9 | 0 | 15177.62 | 16085.75 | 23657.59 | 0 | 953821.36 | 13781.23 | 181320 | 0 | 45344.28 | 88596.33
| 69 | 6210 | 65 | Life Insurance |  | 2019: 0 |  | 75 | 0 | 0 | 0 | 0 | 0 | 0 | 0 | 0 | 0 | 0 | 0 | 0 | 0 | 0 | 0 | 0 | 0 | 0 | 0 | 0 | 0 | 0 | 0 | 0 | 0 | 0 | 0 | 0 | 0 | 0 | 0 | 0 | 0 | 0 | 0 | 0 | 0 | 0 | 0 | 0 | 0 | 0 | 0 | 0 | 0 | 0 | 0 | 0 | 0 | 0 | 0 | 0 | 0 | 0 | 0 | 0 | 0 | 0 | 0 | 0
| 70 |  |  | Subtotal: Insurance |  | 2019: 5816.88 |  | 76 | 0 | 0 | 47206.42 | 6850.45 | 189298 | 149837.17 | 29205.83 | 56398.71 | 5816.88 | 9346.65 | 3559.25 | 34945.28 | 178595.75 | 21912.48 | 173601.84 | 455584.94 | 17827.8 | 63825.27 | 8550.23 | 11129.4 | 0 | 11556.43 | 128817.09 | 32816.65 | 53323 | 9092.88 | 5163.04 | 4412.76 | 3421430.68 | 652684.36 | 43284.84 | 211275.58 | 188135.94 | 36327.42 | 56315.84 | 484734.87 | 117026 | 168112.68 | 304314.97 | 21898.91 | 119272.42 | 39037.68 | 112863.48 | 34883.26 | 41975 | 101037 | 9655.52 | 162774.48 | 155869.9 | 0 | 15177.62 | 16085.75 | 23657.59 | 0 | 953821.36 | 13781.23 | 181320 | 0 | 45344.28 | 88596.33
| 71 | 5515 | 46 | Advertinsing |  | 2019: 0 |  | 77 | 0 | 11960 | 0 | 0 | 0 | 0 | 0 | 0 | 0 | 0 | 2243 | 75 | 0 | 0 | 0 | 0 | 0 | 0 | 0 | 6871.4 | 0 | 0 | 0 | 0 | 0 | 2132.58 | 0 | 0 | 0 | 0 | 0 | 0 | 0 | 0 | 0 | 0 | 0 | 500 | 0 | 0 | 0 | 0 | 1200 | 0 | 0 | 0 | 0 | 0 | 0 | 0 | 0 | 0 | 140053.01 | 0 | 0 | 0 | 0 | 6113.46 | 0 | 0
| 72 |  |  | Subtotal Advertising |  | 2019: 0 |  | 78 | 0 | 11960 | 0 | 0 | 0 | 0 | 0 | 0 | 0 | 0 | 2243 | 75 | 0 | 0 | 0 | 0 | 0 | 0 | 0 | 6871.4 | 0 | 0 | 0 | 0 | 0 | 2132.58 | 0 | 0 | 0 | 0 | 0 | 0 | 0 | 0 | 0 | 0 | 0 | 500 | 0 | 0 | 0 | 0 | 1200 | 0 | 0 | 0 | 0 | 0 | 0 | 0 | 0 | 0 | 140053.01 | 0 | 0 | 0 | 0 | 6113.46 | 0 | 0
| 73 |  |  | Total of Above Accounts Used for Benchmarking |  | 2019: 2560824.78 |  | 79 | 0 | 257373815.57 | 11990934.03 | 1083377.24 | 13237046 | 10187598.73 | 19043935.53 | 10005215.69 | 2560824.78 | 819047.94 | 683096.71 | 2766135.53 | 29853615.08 | 18520257.59 | 13160798.36 | 24978216.29 | 6481458.88 | 7233917.47 | 1599451.93 | 7300354.59 | 5940355.02 | 1742839.26 | 14485504.84 | 3239410.37 | 6216783.05 | 1086335.37 | 506164.26 | 1027868.08 | 540186464.8 | 78958981.59 | 5677222.04 | 6960489.32 | 19244668.65 | 2618296.11 | 4728459.73 | 37831676.21 | 9936414 | 12327061.81 | 18471121.49 | 2805060.75 | 6567534.07 | 2727135.52 | 18182149.51 | 3383892.84 | 4906135 | 12607249.1 | 3249783.97 | 8431018.22 | 10861083.75 | 1331832.77 | 2210312.05 | 1530202.25 | 16945487.66 | 2767763.02 | 254500017.83 | 3418358.02 | 14312013 | 6757918.03 | 1801471.94 | 5843913.88
| 74 | [12 empty] | 80 | 0 | 0 | 0 | 0 | 0 | 0 | 0 | 0 | 0 | 0 | 0 | 0 | 0 | 0 | 0 | 0 | 0 | 0 | 0 | 0 | 0 | 0 | 0 | 0 | 0 | 0 | 0 | 0 | 0 | 0 | 0 | 0 | 0 | 0 | 0 | 0 | 0 | 0 | 0 | 0 | 0 | 0 | 0 | 0 | 0 | 0 | 0 | 0 | 0 | 0 | 0 | 0 | 0 | 0 | 0 | 0 | 0 | 0 | 0 | 0
| 75 | Adjustments to OM&A for Benchmarking | [11 empty] | 81 | 0 | 0 | 0 | 0 | 0 | 0 | 0 | 0 | 0 | 0 | 0 | 0 | 0 | 0 | 0 | 0 | 0 | 0 | 0 | 0 | 0 | 0 | 0 | 0 | 0 | 0 | 0 | 0 | 0 | 0 | 0 | 0 | 0 | 0 | 0 | 0 | 0 | 0 | 0 | 0 | 0 | 0 | 0 | 0 | 0 | 0 | 0 | 0 | 0 | 0 | 0 | 0 | 0 | 0 | 0 | 0 | 0 | 0 | 0 | 0
| 76 |  |  | 5014 |  | 2019: 0 |  | 82 | 0 | 0 | 0 | 0 | 0 | 3898.61 | 0 | 0 | 0 | 0 | 0 | 0 | 5897.59 | 205.05 | 0 | 241614.2 | 0 | 0 | 0 | 0 | 7082.44 | 79449.57 | 0 | 5867.64 | 0 | 0 | 0 | 28383.96 | 368540.89 | 294923.55 | 0 | 0 | 335929.37 | 0 | 0 | 0 | 0 | 0 | 45103.86 | 2986.01 | 0 | 0 | 104054.24 | 0 | 0 | 0 | 0 | 0 | 31756.85 | 0 | 0 | 0 | 0 | 0 | 107551.96 | 0 | 278465 | 0 | 0 | 0
| 77 |  |  | 5015 |  | 2019: 0 |  | 83 | 0 | 0 | 0 | 0 | 0 | 92123.4 | 0 | 0 | 0 | 0 | 0 | 0 | 65150.11 | 151754.46 | 0 | 235.18 | 0 | 0 | 0 | 0 | 89421.19 | 12105.43 | 0 | 60874.38 | 1086.02 | 0 | 0 | 7846.32 | 100420.99 | 72839.26 | 0 | 0 | 541062.14 | 0 | 0 | 0 | 0 | 0 | 163497.75 | 0 | 0 | 0 | 26279.1 | 0 | 0 | 0 | 0 | 0 | 4507.03 | 0 | 0 | 0 | 6091 | 0 | 201759.98 | 0 | 127891 | 0 | 0 | 0
| 78 |  |  | 5112 |  | 2019: 0 |  | 84 | 0 | 0 | 0 | 0 | 0 | 19661.48 | 0 | 0 | 0 | 0 | 0 | 0 | 0 | 6448.94 | 0 | 303622.19 | 0 | 0 | 0 | 0 | 20696.72 | 22028.64 | 0 | 21117.16 | 0 | 0 | 0 | 0 | 1099308.29 | 401487.41 | 0 | 0 | 845828.08 | 0 | 0 | 0 | 0 | 0 | 3949.71 | 27355.21 | 0 | 2663.81 | 144854.56 | 0 | 0 | 0 | 0 | 0 | 84425.55 | 0 | 0 | 0 | 82393 | 0 | 994469.79 | 0 | 44191 | 0 | 0 | 0
| 79 |  |  | Subtotal: HV Adjustment (to subtract from cost) |  | 2019: 0 |  | 85 | 0 | 0 | 0 | 0 | 0 | 115683.49 | 0 | 0 | 0 | 0 | 0 | 0 | 71047.7 | 158408.45 | 0 | 545471.57 | 0 | 0 | 0 | 0 | 117200.35 | 113583.64 | 0 | 87859.18 | 1086.02 | 0 | 0 | 36230.28 | 1568270.17 | 769250.22 | 0 | 0 | 1722819.59 | 0 | 0 | 0 | 0 | 0 | 212551.32 | 30341.22 | 0 | 2663.81 | 275187.9 | 0 | 0 | 0 | 0 | 0 | 120689.43 | 0 | 0 | 0 | 88484 | 0 | 1303781.73 | 0 | 450547 | 0 | 0 | 0
| 80 |  |  | LV Adjustment |  | 2019: 41492.19 |  | 86 | 0 | 178576.66 | 0 | 0 | 76489.22 | 0 | 0 | 0 | 41492.19 | 0 | 8010.78 | 21672.38 | 343620.71 | 0 | 137569.29 | 0 | 48424.03 | 27804.1 | 110215.24 | 56058.36 | 32698.48 | 0 | 81040.94 | 0 | 0 | 0 | 0 | 0 | 0 | 142639.4175 | 88438.61 | 0 | 0 | 0 | 263360.45 | 32787.97 | 0 | 24032.34 | 90182.25 | 0 | 0 | 65992.7835 | 0 | 35401.1 | 0 | 0 | 87419.27 | 36395.2 | 0 | 24032.34 | 32262.31 | 16021.56 | 0 | 0 | 0 | 13719.8 | 17420.42 | 0 | 5429.87 | 83894.44
| 81 |  |  | Total Adjusted OM&A Expense |  | 2602316.97 | 2407297.41 | 2402402.3 | 2668396.15 | 2725367.69 | 2901569.18 | 3085520.18 | 11 | 87 | 0 | 257552392.23 | 11990934.03 | 1083377.24 | 13313535.22 | 10071915.24 | 19043935.53 | 10005215.69 | 2602316.97 | 819047.94 | 691107.49 | 2787807.91 | 30126188.09 | 18361849.14 | 13298367.65 | 24432744.72 | 6529882.91 | 7261721.57 | 1709667.17 | 7356412.95 | 5855853.15 | 1629255.62 | 14566545.78 | 3151551.19 | 6215697.03 | 1086335.37 | 506164.26 | 991637.8 | 538618194.63 | 78332370.7875 | 5765660.65 | 6960489.32 | 17521849.06 | 2618296.11 | 4991820.18 | 37864464.18 | 9936414 | 12351094.15 | 18348752.42 | 2774719.53 | 6567534.07 | 2790464.4935 | 17906961.61 | 3419293.94 | 4906135 | 12607249.1 | 3337203.24 | 8467413.42 | 10740394.32 | 1355865.11 | 2242574.36 | 1546223.81 | 16857003.66 | 2767763.02 | 253196236.1 | 3432077.82 | 13878886.42 | 6757918.03 | 1806901.81 | 5927808.32
| 82 | [12 empty] | 88 | 0 | 0 | 0 | 0 | 0 | 0 | 0 | 0 | 0 | 0 | 0 | 0 | 0 | 0 | 0 | 0 | 0 | 0 | 0 | 0 | 0 | 0 | 0 | 0 | 0 | 0 | 0 | 0 | 0 | 0 | 0 | 0 | 0 | 0 | 0 | 0 | 0 | 0 | 0 | 0 | 0 | 0 | 0 | 0 | 0 | 0 | 0 | 0 | 0 | 0 | 0 | 0 | 0 | 0 | 0 | 0 | 0 | 0 | 0 | 0
| 83 | Gross Capital Cost Additions Data | [11 empty] | 89 | 0 | 0 | 0 | 0 | 0 | 0 | 0 | 0 | 0 | 0 | 0 | 0 | 0 | 0 | 0 | 0 | 0 | 0 | 0 | 0 | 0 | 0 | 0 | 0 | 0 | 0 | 0 | 0 | 0 | 0 | 0 | 0 | 0 | 0 | 0 | 0 | 0 | 0 | 0 | 0 | 0 | 0 | 0 | 0 | 0 | 0 | 0 | 0 | 0 | 0 | 0 | 0 | 0 | 0 | 0 | 0 | 0 | 0 | 0 | 0
| 84 |  |  | Total Gross Capital Additions |  | 1948108.46 | 649271.39 | 667872.88 | 821827.57 | 1201589.05 | 3001496 | 1318200 | 1 | 90 | 0 | 396096369 | 9442000 | 302664.13 | 9625611 | 9196377 | 20639511.12 | 15443000 | 1948108.46 | 124116.79 | 200621 | 1094568.98 | 58740871 | 17007795 | 13523376.88 | 19657749.01 | 5508633 | 7596241 | 452495 | 7192770.91 | 3482950.61 | 453420.74 | 10201364.13 | 2337778.95 | 30952185 | 179444.32 | 156525 | 168650.47 | 673946977.85 | 239750697 | 8585117 | 4744359.08 | 20078437 | 1394845 | 3473539.6 | 42135702.16 | 11765970 | 6043598 | 16947192.99 | 2617181.83 | 7098154.09 | 724051 | 28947764.24 | 1368227.77 | 4421840 | 29297557.62 | 1487372.31 | 5016000 | 5835537.45 | 755473.9 | 571427 | 360555.73 | 14277590 | 3531644.37 | 504959941 | 3530236.45 | 19651071 | 3771952.97 | 664109.26 | 4651442
| 85 |  |  | HV Gross Capital Additions |  | 225269.16 | 225269.16 | 225269.16 | 225269.16 | 225269.16 | 225269.16 | 225269.16 | 2 | 91 | 0 | 1745077 | 0 | 0 | 0 | 0 | 0 | 0 | 225269.16 | 0 | 0 | 0 | 0 | 34153.02 | 0 | 815689.61 | 0 | 0 | 0 | 0 | 0 | 7226.78 | 0 | 0 | 23494533 | 0 | 0 | 0 | 3659550.55 | 29717361 | 0 | 0 | 1480467 | 0 | 0 | 0 | 0 | 0 | 199245.03 | 285746.33 | 0 | 0 | 0 | 0 | 0 | 0 | 0 | 0 | 233948.9 | 0 | 0 | 0 | 0 | 0 | 10608856 | 0 | 184374 | 0 | 0 | 0
| 86 | [12 empty] | 92 | 0 | 0 | 0 | 0 | 0 | 0 | 0 | 0 | 0 | 0 | 0 | 0 | 0 | 0 | 0 | 0 | 0 | 0 | 0 | 0 | 0 | 0 | 0 | 0 | 0 | 0 | 0 | 0 | 0 | 0 | 0 | 0 | 0 | 0 | 0 | 0 | 0 | 0 | 0 | 0 | 0 | 0 | 0 | 0 | 0 | 0 | 0 | 0 | 0 | 0 | 0 | 0 | 0 | 0 | 0 | 0 | 0 | 0 | 0 | 0
| 87 | Output and Other Business Conditions | [11 empty] | 93 | 0 | 0 | 0 | 0 | 0 | 0 | 0 | 0 | 0 | 0 | 0 | 0 | 0 | 0 | 0 | 0 | 0 | 0 | 0 | 0 | 0 | 0 | 0 | 0 | 0 | 0 | 0 | 0 | 0 | 0 | 0 | 0 | 0 | 0 | 0 | 0 | 0 | 0 | 0 | 0 | 0 | 0 | 0 | 0 | 0 | 0 | 0 | 0 | 0 | 0 | 0 | 0 | 0 | 0 | 0 | 0 | 0 | 0 | 0 | 0
| 88 |  |  | Number of Customers |  | 7156 | 7244.6667 | 7356.4167 | 7465.8333 | 7498.0833 | 7593.6886 | 7690.5205 | 3 | 94 | 0 | 1054614 | 11732 | 1629 | 36743 | 40125 | 68205 | 29456 | 7156 | 1222 | 2366 | 12479 | 167653 | 66529 | 59811 | 89561 | 17916 | 23384 | 3309 | 30397 | 21382 | 3773 | 47725 | 11632 | 22528 | 2700 | 1244 | 5549 | 1344318 | 339771 | 18632 | 27778 | 97696 | 10546 | 13762 | 160598 | 40388 | 43931 | 56067 | 9558 | 24199 | 5977 | 73134 | 12652 | 14366 | 59183 | 11320 | 37250 | 33647 | 4325 | 5910 | 2848 | 56700 | 7129 | 777904 | 14003 | 57856 | 23664 | 3830 | 23774
| 89 |  |  | Delivery Volume |  | 139072664.71 | 138883589.4 | 143567973.23 | 144326882.88 | 142192699.02 | 139058352.9745 | 139321297.6652 | 4 | 95 | 0 | 26328005697 | 235234354 | 29166609.6 | 968790791 | 985202186.73 | 1521791950 | 465069748 | 139072664.71 | 25025731 | 28318560 | 241131396 | 3420220802 | 1723381576.36 | 1182245787 | 2319341970.71 | 301705633.06 | 662289126.36 | 56944854.58 | 533666540.89 | 607370642 | 72998194 | 861995353.84 | 228394772.78 | 491767051 | 77289803.75 | 20821358 | 140205389 | 35609662926.1855 | 7227463251 | 268855307.15 | 692672227.24 | 1773657756.105 | 236987672.51 | 290170097.56 | 3097394557.47 | 904512556 | 820306888 | 1203861657 | 228203808.1 | 493563531.47 | 116766753 | 1548700494.55 | 250896851.96 | 313845567 | 1044351259 | 181716053 | 756277062.59 | 628461962.03 | 85112498.47 | 98886899 | 80385021.51 | 971032520.61 | 173270141.83 | 23818888112.1177 | 132726316 | 1431774008 | 367665134 | 97898095.55 | 441117871
| 90 |  |  | Annual Peak Demand |  | 24218 | 24218 | 24218 | 24218 | 24218 | 24218 | 24218 | 5 | 96 | 0 | 4962217 | 48304 | 6295 | 151868 | 183514 | 323414 | 92987 | 24218 | 7121 | 6429 | 62827 | 648618 | 302619 | 229174 | 454300 | 56139 | 111736 | 16594 | 120116 | 103142 | 16574 | 176843 | 55347 | 99439 | 15777 | 5210 | 29923 | 6291230 | 1348215 | 59938 | 126161 | 342588 | 43615 | 50163 | 647506 | 169704 | 166024 | 251133 | 49550 | 99886 | 23352 | 337953 | 45153 | 55924 | 213296 | 35702 | 136317 | 132818 | 14544 | 20248 | 21743 | 180436 | 34047 | 4271851 | 31880 | 271173 | 73288 | 16845 | 80824
| 91 |  |  | Distribution Circuit km |  | 159 | 159 | 159 | 159 | 159 | 159 | 159 | 6 | 97 | 0 | 49610 | 2166 | 92 | 773 | 515 | 1539 | 1602 | 159 | 54 | 36 | 165 | 3823 | 1523 | 3083 | 4690 | 371 | 437 | 141 | 1616 | 261 | 81 | 1015 | 689 | 1686 | 97 | 21 | 71 | 123139 | 5836 | 1455 | 335 | 1980 | 221 | 358 | 3060 | 2723 | 1028 | 3212 | 368 | 573 | 370 | 1914 | 221 | 244 | 1010 | 510 | 573 | 738 | 81 | 107 | 712 | 1268 | 132 | 28887 | 286 | 1648 | 490 | 208 | 560
| 92 | [12 empty] | 98 | 0 | 0 | 0 | 0 | 0 | 0 | 0 | 0 | 0 | 0 | 0 | 0 | 0 | 0 | 0 | 0 | 0 | 0 | 0 | 0 | 0 | 0 | 0 | 0 | 0 | 0 | 0 | 0 | 0 | 0 | 0 | 0 | 0 | 0 | 0 | 0 | 0 | 0 | 0 | 0 | 0 | 0 | 0 | 0 | 0 | 0 | 0 | 0 | 0 | 0 | 0 | 0 | 0 | 0 | 0 | 0 | 0 | 0 | 0 | 0
| 93 | [12 empty] | 99 | 0 | 0 | 0 | 0 | 0 | 0 | 0 | 0 | 0 | 0 | 0 | 0 | 0 | 0 | 0 | 0 | 0 | 0 | 0 | 0 | 0 | 0 | 0 | 0 | 0 | 0 | 0 | 0 | 0 | 0 | 0 | 0 | 0 | 0 | 0 | 0 | 0 | 0 | 0 | 0 | 0 | 0 | 0 | 0 | 0 | 0 | 0 | 0 | 0 | 0 | 0 | 0 | 0 | 0 | 0 | 0 | 0 | 0 | 0 | 0
Section 2: Actual Cost Calculations | [13 empty] | 100 | 0 | 0 | 0 | 0 | 0 | 0 | 0 | 0 | 0 | 0 | 0 | 0 | 0 | 0 | 0 | 0 | 0 | 0 | 0 | 0 | 0 | 0 | 0 | 0 | 0 | 0 | 0 | 0 | 0 | 0 | 0 | 0 | 0 | 0 | 0 | 0 | 0 | 0 | 0 | 0 | 0 | 0 | 0 | 0 | 0 | 0 | 0 | 0 | 0 | 0 | 0 | 0 | 0 | 0 | 0 | 0 | 0 | 0 | 0 | 0
[14 empty] | 101 | 0 | 0 | 0 | 0 | 0 | 0 | 0 | 0 | 0 | 0 | 0 | 0 | 0 | 0 | 0 | 0 | 0 | 0 | 0 | 0 | 0 | 0 | 0 | 0 | 0 | 0 | 0 | 0 | 0 | 0 | 0 | 0 | 0 | 0 | 0 | 0 | 0 | 0 | 0 | 0 | 0 | 0 | 0 | 0 | 0 | 0 | 0 | 0 | 0 | 0 | 0 | 0 | 0 | 0 | 0 | 0 | 0 | 0 | 0 | 0
[14 empty] | 102 | 0 | 0 | 0 | 0 | 0 | 0 | 0 | 0 | 0 | 0 | 0 | 0 | 0 | 0 | 0 | 0 | 0 | 0 | 0 | 0 | 0 | 0 | 0 | 0 | 0 | 0 | 0 | 0 | 0 | 0 | 0 | 0 | 0 | 0 | 0 | 0 | 0 | 0 | 0 | 0 | 0 | 0 | 0 | 0 | 0 | 0 | 0 | 0 | 0 | 0 | 0 | 0 | 0 | 0 | 0 | 0 | 0 | 0 | 0 | 0
| 94 | Actual Cost | [11 empty] | 103 | 0 | 0 | 0 | 0 | 0 | 0 | 0 | 0 | 0 | 0 | 0 | 0 | 0 | 0 | 0 | 0 | 0 | 0 | 0 | 0 | 0 | 0 | 0 | 0 | 0 | 0 | 0 | 0 | 0 | 0 | 0 | 0 | 0 | 0 | 0 | 0 | 0 | 0 | 0 | 0 | 0 | 0 | 0 | 0 | 0 | 0 | 0 | 0 | 0 | 0 | 0 | 0 | 0 | 0 | 0 | 0 | 0 | 0 | 0 | 0
| 95 | [12 empty] | 104 | 0 | 0 | 0 | 0 | 0 | 0 | 0 | 0 | 0 | 0 | 0 | 0 | 0 | 0 | 0 | 0 | 0 | 0 | 0 | 0 | 0 | 0 | 0 | 0 | 0 | 0 | 0 | 0 | 0 | 0 | 0 | 0 | 0 | 0 | 0 | 0 | 0 | 0 | 0 | 0 | 0 | 0 | 0 | 0 | 0 | 0 | 0 | 0 | 0 | 0 | 0 | 0 | 0 | 0 | 0 | 0 | 0 | 0 | 0 | 0
| 96 | OM&A |  |  |  | 2602316.97 | 2407297.41 | 2402402.3 | 2668396.15 | 2725367.69 | 2901569.18 | 3085520.18 |  | 105 | 0 | 257552392.23 | 11990934.03 | 1083377.24 | 13313535.22 | 10071915.24 | 19043935.53 | 10005215.69 | 2602316.97 | 819047.94 | 691107.49 | 2787807.91 | 30126188.09 | 18361849.14 | 13298367.65 | 24432744.72 | 6529882.91 | 7261721.57 | 1709667.17 | 7356412.95 | 5855853.15 | 1629255.62 | 14566545.78 | 3151551.19 | 6215697.03 | 1086335.37 | 506164.26 | 991637.8 | 538618194.63 | 78332370.7875 | 5765660.65 | 6960489.32 | 17521849.06 | 2618296.11 | 4991820.18 | 37864464.18 | 9936414 | 12351094.15 | 18348752.42 | 2774719.53 | 6567534.07 | 2790464.4935 | 17906961.61 | 3419293.94 | 4906135 | 12607249.1 | 3337203.24 | 8467413.42 | 10740394.32 | 1355865.11 | 2242574.36 | 1546223.81 | 16857003.66 | 2767763.02 | 253196236.1 | 3432077.82 | 13878886.42 | 6757918.03 | 1806901.81 | 5927808.32
| 97 | [12 empty] | 106 | 0 | 0 | 0 | 0 | 0 | 0 | 0 | 0 | 0 | 0 | 0 | 0 | 0 | 0 | 0 | 0 | 0 | 0 | 0 | 0 | 0 | 0 | 0 | 0 | 0 | 0 | 0 | 0 | 0 | 0 | 0 | 0 | 0 | 0 | 0 | 0 | 0 | 0 | 0 | 0 | 0 | 0 | 0 | 0 | 0 | 0 | 0 | 0 | 0 | 0 | 0 | 0 | 0 | 0 | 0 | 0 | 0 | 0 | 0 | 0
| 98 | Capital | [11 empty] | 107 | 0 | 0 | 0 | 0 | 0 | 0 | 0 | 0 | 0 | 0 | 0 | 0 | 0 | 0 | 0 | 0 | 0 | 0 | 0 | 0 | 0 | 0 | 0 | 0 | 0 | 0 | 0 | 0 | 0 | 0 | 0 | 0 | 0 | 0 | 0 | 0 | 0 | 0 | 0 | 0 | 0 | 0 | 0 | 0 | 0 | 0 | 0 | 0 | 0 | 0 | 0 | 0 | 0 | 0 | 0 | 0 | 0 | 0 | 0 | 0
| 99 |  |  | Rate of Return |  | 6.018% | 6.018% | 6.018% | 6.018% | 6.018% | 6.018% | 6.5% | 10 | 108 | 0 | 0.060176 | 0.060176 | 0.060176 | 0.060176 | 0.060176 | 0.060176 | 0.060176 | 0.060176 | 0.060176 | 0.060176 | 0.060176 | 0.060176 | 0.060176 | 0.060176 | 0.060176 | 0.060176 | 0.060176 | 0.060176 | 0.060176 | 0.060176 | 0.060176 | 0.060176 | 0.060176 | 0.060176 | 0.060176 | 0.060176 | 0.060176 | 0.060176 | 0.060176 | 0.060176 | 0.060176 | 0.060176 | 0.060176 | 0.060176 | 0.060176 | 0.060176 | 0.060176 | 0.060176 | 0.060176 | 0.060176 | 0.060176 | 0.060176 | 0.060176 | 0.060176 | 0.060176 | 0.060176 | 0.060176 | 0.060176 | 0.060176 | 0.060176 | 0.060176 | 0.060176 | 0.060176 | 0.060176 | 0.060176 | 0.060176 | 0.060176 | 0.060176 | 0.060176
| 100 |  |  | Depreciation Rate |  | 4.59% | 4.59% | 4.59% | 4.59% | 4.59% | 4.59% | 4.59% |  | 109 | 0 | 0.0459 | 0.0459 | 0.0459 | 0.0459 | 0.0459 | 0.0459 | 0.0459 | 0.0459 | 0.0459 | 0.0459 | 0.0459 | 0.0459 | 0.0459 | 0.0459 | 0.0459 | 0.0459 | 0.0459 | 0.0459 | 0.0459 | 0.0459 | 0.0459 | 0.0459 | 0.0459 | 0.0459 | 0.0459 | 0.0459 | 0.0459 | 0.0459 | 0.0459 | 0.0459 | 0.0459 | 0.0459 | 0.0459 | 0.0459 | 0.0459 | 0.0459 | 0.0459 | 0.0459 | 0.0459 | 0.0459 | 0.0459 | 0.0459 | 0.0459 | 0.0459 | 0.0459 | 0.0459 | 0.0459 | 0.0459 | 0.0459 | 0.0459 | 0.0459 | 0.0459 | 0.0459 | 0.0459 | 0.0459 | 0.0459 | 0.0459 | 0.0459 | 0.0459
| 101 |  |  | Construction Cost Index |  | 173.4162 | 176.8389 | 182.7719 | 188.904 | 195.2419 | 201.7923 | 208.5626 | 9 | 110 | 0 | 173.4162 | 173.4162 | 173.4162 | 173.4162 | 173.4162 | 173.4162 | 173.4162 | 173.4162 | 173.4162 | 173.4162 | 173.4162 | 173.4162 | 173.4162 | 173.4162 | 173.4162 | 173.4162 | 173.4162 | 173.4162 | 173.4162 | 173.4162 | 173.4162 | 173.4162 | 173.4162 | 173.4162 | 173.4162 | 173.4162 | 173.4162 | 173.4162 | 173.4162 | 173.4162 | 173.4162 | 173.4162 | 173.4162 | 173.4162 | 173.4162 | 173.4162 | 173.4162 | 173.4162 | 173.4162 | 173.4162 | 173.4162 | 173.4162 | 173.4162 | 173.4162 | 173.4162 | 173.4162 | 173.4162 | 173.4162 | 173.4162 | 173.4162 | 173.4162 | 173.4162 | 173.4162 | 173.4162 | 173.4162 | 173.4162 | 173.4162 | 173.4162 | 173.4162
| 102 |  |  | Capital Price |  | 18.1933 | 18.5524 | 19.0307 | 19.6692 | 20.3291 | 21.0111 | 22.6895 |  | 111 | 0 | 18.1933 | 18.1933 | 18.1933 | 18.1933 | 18.1933 | 18.1933 | 18.1933 | 18.1933 | 18.1933 | 18.1933 | 18.1933 | 18.1933 | 18.1933 | 18.1933 | 18.1933 | 18.1933 | 18.1933 | 18.1933 | 18.1933 | 18.1933 | 18.1933 | 18.1933 | 18.1933 | 18.1933 | 18.1933 | 18.1933 | 18.1933 | 18.1933 | 18.1933 | 18.1933 | 18.1933 | 18.1933 | 18.1933 | 18.1933 | 18.1933 | 18.1933 | 18.1933 | 18.1933 | 18.1933 | 18.1933 | 18.1933 | 18.1933 | 18.1933 | 18.1933 | 18.1933 | 18.1933 | 18.1933 | 18.1933 | 18.1933 | 18.1933 | 18.1933 | 18.1933 | 18.1933 | 18.1933 | 18.1933 | 18.1933 | 18.1933 | 18.1933 | 18.1933
| 103 |  |  | Gross Plant Additions |  | 1948108.46 | 649271.39 | 667872.88 | 821827.57 | 1201589.05 | 3001496 | 1318200 | 1 | 112 | 0 | 396096369 | 9442000 | 302664.13 | 9625611 | 9196377 | 20639511.12 | 15443000 | 1948108.46 | 124116.79 | 200621 | 1094568.98 | 58740871 | 17007795 | 13523376.88 | 19657749.01 | 5508633 | 7596241 | 452495 | 7192770.91 | 3482950.61 | 453420.74 | 10201364.13 | 2337778.95 | 30952185 | 179444.32 | 156525 | 168650.47 | 673946977.85 | 239750697 | 8585117 | 4744359.08 | 20078437 | 1394845 | 3473539.6 | 42135702.16 | 11765970 | 6043598 | 16947192.99 | 2617181.83 | 7098154.09 | 724051 | 28947764.24 | 1368227.77 | 4421840 | 29297557.62 | 1487372.31 | 5016000 | 5835537.45 | 755473.9 | 571427 | 360555.73 | 14277590 | 3531644.37 | 504959941 | 3530236.45 | 19651071 | 3771952.97 | 664109.26 | 4651442
| 104 |  |  | HV Capital Additions |  | 225269.16 | 225269.16 | 225269.16 | 225269.16 | 225269.16 | 225269.16 | 225269.16 | 2 | 113 | 0 | 1745077 | 0 | 0 | 0 | 0 | 0 | 0 | 225269.16 | 0 | 0 | 0 | 0 | 34153.02 | 0 | 815689.61 | 0 | 0 | 0 | 0 | 0 | 7226.78 | 0 | 0 | 23494533 | 0 | 0 | 0 | 3659550.55 | 29717361 | 0 | 0 | 1480467 | 0 | 0 | 0 | 0 | 0 | 199245.03 | 285746.33 | 0 | 0 | 0 | 0 | 0 | 0 | 0 | 0 | 233948.9 | 0 | 0 | 0 | 0 | 0 | 10608856 | 0 | 184374 | 0 | 0 | 0
| 105 |  |  | Quantity of Capital Additions |  | 9934.7082 | 2397.6753 | 2421.6177 | 3157.9974 | 5000.5667 | 13757.8419 | 5240.3021 |  | 114 | 0 | 2274016.5186 | 54447.0486 | 1745.3049 | 55505.8367 | 53030.6699 | 119017.2067 | 89051.6598 | 9934.7082 | 715.7163 | 1156.8758 | 6311.8037 | 338727.7123 | 97878.0672 | 77982.2028 | 108652.2479 | 31765.3896 | 43803.5271 | 2609.3007 | 41476.9273 | 20084.3445 | 2572.9659 | 58825.9022 | 13480.7418 | 43004.3572 | 1034.761 | 902.5974 | 972.5186 | 3865195.1009 | 1211151.7959 | 49505.855 | 27358.2238 | 107244.7126 | 8043.3376 | 20030.0762 | 242974.4359 | 67848.1615 | 34850.2514 | 96576.6084 | 13444.1625 | 40931.3218 | 4175.2214 | 166926.5333 | 7889.85 | 25498.4259 | 168943.6077 | 8576.8939 | 28924.6342 | 32301.4154 | 4356.4207 | 3295.119 | 2079.1353 | 82331.3532 | 20365.1359 | 2850662.7367 | 20357.0171 | 112254.2044 | 21750.8692 | 3829.5689 | 26822.4199
| 106 |  |  | Quantity of Capital Removed |  | 6472.3719 | 6631.2931 | 6436.97 | 6252.6654 | 6110.6201 | 6059.6687 | 6413.0148 |  | 115 | 0 | 1205112.5605 | 35018.968 | 1510.1604 | 33402.3578 | 28383.2885 | 63126.8021 | 38820.5786 | 6472.3719 | 591.7987 | 1310.8497 | 6117.4649 | 164624.099 | 65817.0923 | 50615.5518 | 98069.5202 | 11569.155 | 21437.1665 | 1985.9956 | 25159.2886 | 20278.8208 | 2338.1357 | 44372.077 | 9289.4137 | 30163.6402 | 924.6926 | 360.005 | 1576.4928 | 2125163.8796 | 393448.9843 | 24095.3092 | 22407.9765 | 83971.772 | 6647.8312 | 12412.944 | 129491.2528 | 45270.7918 | 44450.7519 | 63298.6395 | 11162.7765 | 27525.1422 | 3722.1534 | 87007.5981 | 9572.152 | 11485.5449 | 52119.9648 | 6637.3943 | 33995.7817 | 32054.0706 | 3147.4121 | 3032.9982 | 2358.9475 | 52720.0669 | 5804.9799 | 1587920.0602 | 7273.4341 | 85325.013 | 13105.9172 | 3614.8647 | 20820.6028
| 107 |  |  | Capital Quantity |  | 144472.6164 | 140238.9986 | 136223.6463 | 133128.9783 | 132018.9249 | 139717.0981 | 138544.3855 |  | 116 | 0 | 27324079.5689 | 782368.5608 | 33136.243 | 749823.6922 | 643019.6795 | 1431201.9962 | 895995.3207 | 144472.6164 | 13017.1364 | 28404.8433 | 133472.4413 | 3760685.2916 | 1465984.5536 | 1130101.9842 | 2147173.5815 | 272247.5419 | 489407.0254 | 43891.1834 | 564450.2887 | 441609.8995 | 51174.6048 | 981165.7421 | 206575.0694 | 670000.6332 | 20255.8762 | 8385.839 | 33742.2735 | 48039897.8788 | 9389576.1076 | 550362.8163 | 493141.4558 | 1852723.3112 | 146228.4302 | 278051.6421 | 2934643.3739 | 1008869.1305 | 958825.4675 | 1412333.2959 | 245479.1305 | 613082.4803 | 81545.7353 | 1975509.3079 | 206861.3136 | 264242.6177 | 1252334.8582 | 146545.0401 | 735577.6906 | 698593.1096 | 69780.0778 | 66340.5119 | 51113.3791 | 1178196.622 | 141030.3064 | 35857950.9591 | 171546.2 | 1885861.9357 | 294176.9175 | 78969.9258 | 459609.721
| 108 |  |  | Capital Cost |  | 2628436.3987 | 2601769.6728 | 2592429.6951 | 2618537.5359 | 2683824.5065 | 2935615.6703 | 3143505.9407 |  | 117 | 0 | 497115696.4393 | 14233880.8151 | 602858.24 | 13641781.6392 | 11698662.164 | 26038314.4949 | 16301128.7066 | 2628436.3987 | 236824.9156 | 516778.3758 | 2428306.7049 | 68419347.2325 | 26671124.6572 | 20560305.9207 | 39064213.9534 | 4953086.3809 | 8903938.1415 | 798526.301 | 10269224.1708 | 8034349.7826 | 931035.9114 | 17850661.3545 | 3758286.1384 | 12189535.262 | 368521.6169 | 152566.244 | 613883.9457 | 874005187.6485 | 170827553.5582 | 10012926.2915 | 8971879.8263 | 33707186.251 | 2660380.4791 | 5058682.2283 | 53390903.103 | 18354677.938 | 17444217.6109 | 25695030.2108 | 4466080.1325 | 11154005.1478 | 1483587.5768 | 35941071.0587 | 3763493.8698 | 4807450.2408 | 22784127.5909 | 2666140.6645 | 13382599.5865 | 12709727.3063 | 1269531.2168 | 1206954.0975 | 929922.012 | 21435307.0085 | 2565809.3553 | 652375141.0916 | 3120994.7431 | 34310087.8174 | 5352054.508 | 1436725.0536 | 8361826.2775
| 109 | [12 empty] | 118 | 0 | 0 | 0 | 0 | 0 | 0 | 0 | 0 | 0 | 0 | 0 | 0 | 0 | 0 | 0 | 0 | 0 | 0 | 0 | 0 | 0 | 0 | 0 | 0 | 0 | 0 | 0 | 0 | 0 | 0 | 0 | 0 | 0 | 0 | 0 | 0 | 0 | 0 | 0 | 0 | 0 | 0 | 0 | 0 | 0 | 0 | 0 | 0 | 0 | 0 | 0 | 0 | 0 | 0 | 0 | 0 | 0 | 0 | 0 | 0
| 110 | Total Actual Cost |  |  |  | 5230753.3687 | 5009067.0828 | 4994831.9951 | 5286933.6859 | 5409192.1965 | 5837184.8503 | 6229026.1207 |  | 119 | 0 | 754668088.6693 | 26224814.8451 | 1686235.48 | 26955316.8592 | 21770577.404 | 45082250.0249 | 26306344.3966 | 5230753.3687 | 1055872.8556 | 1207885.8658 | 5216114.6149 | 98545535.3225 | 45032973.7972 | 33858673.5707 | 63496958.6734 | 11482969.2909 | 16165659.7115 | 2508193.471 | 17625637.1208 | 13890202.9326 | 2560291.5314 | 32417207.1345 | 6909837.3284 | 18405232.292 | 1454856.9869 | 658730.504 | 1605521.7457 | 1412623382.2785 | 249159924.3457 | 15778586.9415 | 15932369.1463 | 51229035.311 | 5278676.5891 | 10050502.4083 | 91255367.283 | 28291091.938 | 29795311.7609 | 44043782.6308 | 7240799.6625 | 17721539.2178 | 4274052.0703 | 53848032.6687 | 7182787.8098 | 9713585.2408 | 35391376.6909 | 6003343.9045 | 21850013.0065 | 23450121.6263 | 2625396.3268 | 3449528.4575 | 2476145.822 | 38292310.6685 | 5333572.3753 | 905571377.1916 | 6553072.5631 | 48188974.2374 | 12109972.538 | 3243626.8636 | 14289634.5975
[14 empty] | 120 | 0 | 0 | 0 | 0 | 0 | 0 | 0 | 0 | 0 | 0 | 0 | 0 | 0 | 0 | 0 | 0 | 0 | 0 | 0 | 0 | 0 | 0 | 0 | 0 | 0 | 0 | 0 | 0 | 0 | 0 | 0 | 0 | 0 | 0 | 0 | 0 | 0 | 0 | 0 | 0 | 0 | 0 | 0 | 0 | 0 | 0 | 0 | 0 | 0 | 0 | 0 | 0 | 0 | 0 | 0 | 0 | 0 | 0 | 0 | 0
Section 3: Predicted Cost Calculations | [13 empty] | 121 | 0 | 0 | 0 | 0 | 0 | 0 | 0 | 0 | 0 | 0 | 0 | 0 | 0 | 0 | 0 | 0 | 0 | 0 | 0 | 0 | 0 | 0 | 0 | 0 | 0 | 0 | 0 | 0 | 0 | 0 | 0 | 0 | 0 | 0 | 0 | 0 | 0 | 0 | 0 | 0 | 0 | 0 | 0 | 0 | 0 | 0 | 0 | 0 | 0 | 0 | 0 | 0 | 0 | 0 | 0 | 0 | 0 | 0 | 0 | 0
[14 empty] | 122 | 0 | 0 | 0 | 0 | 0 | 0 | 0 | 0 | 0 | 0 | 0 | 0 | 0 | 0 | 0 | 0 | 0 | 0 | 0 | 0 | 0 | 0 | 0 | 0 | 0 | 0 | 0 | 0 | 0 | 0 | 0 | 0 | 0 | 0 | 0 | 0 | 0 | 0 | 0 | 0 | 0 | 0 | 0 | 0 | 0 | 0 | 0 | 0 | 0 | 0 | 0 | 0 | 0 | 0 | 0 | 0 | 0 | 0 | 0 | 0
| 111 | Predicted Cost | [11 empty] | 123 | 0 | 0 | 0 | 0 | 0 | 0 | 0 | 0 | 0 | 0 | 0 | 0 | 0 | 0 | 0 | 0 | 0 | 0 | 0 | 0 | 0 | 0 | 0 | 0 | 0 | 0 | 0 | 0 | 0 | 0 | 0 | 0 | 0 | 0 | 0 | 0 | 0 | 0 | 0 | 0 | 0 | 0 | 0 | 0 | 0 | 0 | 0 | 0 | 0 | 0 | 0 | 0 | 0 | 0 | 0 | 0 | 0 | 0 | 0 | 0
| 112 | [12 empty] | 124 | 0 | 0 | 0 | 0 | 0 | 0 | 0 | 0 | 0 | 0 | 0 | 0 | 0 | 0 | 0 | 0 | 0 | 0 | 0 | 0 | 0 | 0 | 0 | 0 | 0 | 0 | 0 | 0 | 0 | 0 | 0 | 0 | 0 | 0 | 0 | 0 | 0 | 0 | 0 | 0 | 0 | 0 | 0 | 0 | 0 | 0 | 0 | 0 | 0 | 0 | 0 | 0 | 0 | 0 | 0 | 0 | 0 | 0 | 0 | 0
| 113 |  |  | Output Quantity | [9 empty] | 125 | 0 | 0 | 0 | 0 | 0 | 0 | 0 | 0 | 0 | 0 | 0 | 0 | 0 | 0 | 0 | 0 | 0 | 0 | 0 | 0 | 0 | 0 | 0 | 0 | 0 | 0 | 0 | 0 | 0 | 0 | 0 | 0 | 0 | 0 | 0 | 0 | 0 | 0 | 0 | 0 | 0 | 0 | 0 | 0 | 0 | 0 | 0 | 0 | 0 | 0 | 0 | 0 | 0 | 0 | 0 | 0 | 0 | 0 | 0 | 0
| 114 |  |  | Number of Customers |  | 7156 | 7244.6667 | 7356.4167 | 7465.8333 | 7498.0833 | 7593.6886 | 7690.5205 |  | 126 | 0 | 1054614 | 11732 | 1629 | 36743 | 40125 | 68205 | 29456 | 7156 | 1222 | 2366 | 12479 | 167653 | 66529 | 59811 | 89561 | 17916 | 23384 | 3309 | 30397 | 21382 | 3773 | 47725 | 11632 | 22528 | 2700 | 1244 | 5549 | 1344318 | 339771 | 18632 | 27778 | 97696 | 10546 | 13762 | 160598 | 40388 | 43931 | 56067 | 9558 | 24199 | 5977 | 73134 | 12652 | 14366 | 59183 | 11320 | 37250 | 33647 | 4325 | 5910 | 2848 | 56700 | 7129 | 777904 | 14003 | 57856 | 23664 | 3830 | 23774
| 115 |  |  | Delivery Volume |  | 139072664.71 | 138883589.4 | 143567973.23 | 144326882.88 | 142192699.02 | 139058352.9745 | 139321297.6652 |  | 127 | 0 | 26328005697 | 235234354 | 29166609.6 | 968790791 | 985202186.73 | 1521791950 | 465069748 | 139072664.71 | 25025731 | 28318560 | 241131396 | 3420220802 | 1723381576.36 | 1182245787 | 2319341970.71 | 301705633.06 | 662289126.36 | 56944854.58 | 533666540.89 | 607370642 | 72998194 | 861995353.84 | 228394772.78 | 491767051 | 77289803.75 | 20821358 | 140205389 | 35609662926.1855 | 7227463251 | 268855307.15 | 692672227.24 | 1773657756.105 | 236987672.51 | 290170097.56 | 3097394557.47 | 904512556 | 820306888 | 1203861657 | 228203808.1 | 493563531.47 | 116766753 | 1548700494.55 | 250896851.96 | 313845567 | 1044351259 | 181716053 | 756277062.59 | 628461962.03 | 85112498.47 | 98886899 | 80385021.51 | 971032520.61 | 173270141.83 | 23818888112.1177 | 132726316 | 1431774008 | 367665134 | 97898095.55 | 441117871
| 116 |  |  | Annual Peak Demand |  | 24218 | 24218 | 24218 | 24218 | 24218 | 24218 | 24218 |  | 128 | 0 | 4962217 | 48304 | 6295 | 151868 | 183514 | 323414 | 92987 | 24218 | 7121 | 6429 | 62827 | 648618 | 302619 | 229174 | 454300 | 56139 | 111736 | 16594 | 120116 | 103142 | 16574 | 176843 | 55347 | 99439 | 15777 | 5210 | 29923 | 6291230 | 1348215 | 59938 | 126161 | 342588 | 43615 | 50163 | 647506 | 169704 | 166024 | 251133 | 49550 | 99886 | 23352 | 337953 | 45153 | 55924 | 213296 | 35702 | 136317 | 132818 | 14544 | 20248 | 21743 | 180436 | 34047 | 4271851 | 31880 | 271173 | 73288 | 16845 | 80824
| 117 |  |  | Capacity Proxy |  | 39945 | 39945 | 39945 | 39945 | 39945 | 39945 | 39945 |  | 129 | 0 | 6110911.26 | 48304 | 8722 | 219364 | 197591 | 379690 | 116948 | 39945 | 8879 | 7251 | 65612 | 739846 | 382435 | 314474 | 656700 | 70523 | 136289 | 16594 | 143420 | 111673 | 18859 | 206940 | 57081 | 214152 | 22617 | 7653 | 40003 | 6507824.9978 | 1518168 | 66861 | 147462 | 386568 | 50701 | 69984 | 719375 | 180305 | 204588 | 269269 | 52067 | 121809 | 26895 | 380100 | 53650 | 74924 | 234849 | 47940 | 161697 | 156336 | 19991 | 39622 | 22753 | 221752 | 48436 | 5018278 | 37410 | 295130 | 104372 | 17897 | 94390
| 118 | [12 empty] | 130 | 0 | 0 | 0 | 0 | 0 | 0 | 0 | 0 | 0 | 0 | 0 | 0 | 0 | 0 | 0 | 0 | 0 | 0 | 0 | 0 | 0 | 0 | 0 | 0 | 0 | 0 | 0 | 0 | 0 | 0 | 0 | 0 | 0 | 0 | 0 | 0 | 0 | 0 | 0 | 0 | 0 | 0 | 0 | 0 | 0 | 0 | 0 | 0 | 0 | 0 | 0 | 0 | 0 | 0 | 0 | 0 | 0 | 0 | 0 | 0
| 119 |  |  | Input Prices | [9 empty] | 131 | 0 | 0 | 0 | 0 | 0 | 0 | 0 | 0 | 0 | 0 | 0 | 0 | 0 | 0 | 0 | 0 | 0 | 0 | 0 | 0 | 0 | 0 | 0 | 0 | 0 | 0 | 0 | 0 | 0 | 0 | 0 | 0 | 0 | 0 | 0 | 0 | 0 | 0 | 0 | 0 | 0 | 0 | 0 | 0 | 0 | 0 | 0 | 0 | 0 | 0 | 0 | 0 | 0 | 0 | 0 | 0 | 0 | 0 | 0 | 0
| 120 |  |  | GDP IPI [30% Weight] | 0 | 112.375 | 114.5929 | 118.4376 | 122.4112 | 126.5182 | 130.7629 | 135.1501 | 9 | 132 | 0 | 112.375 | 112.375 | 112.375 | 112.375 | 112.375 | 112.375 | 112.375 | 112.375 | 112.375 | 112.375 | 112.375 | 112.375 | 112.375 | 112.375 | 112.375 | 112.375 | 112.375 | 112.375 | 112.375 | 112.375 | 112.375 | 112.375 | 112.375 | 112.375 | 112.375 | 112.375 | 112.375 | 112.375 | 112.375 | 112.375 | 112.375 | 112.375 | 112.375 | 112.375 | 112.375 | 112.375 | 112.375 | 112.375 | 112.375 | 112.375 | 112.375 | 112.375 | 112.375 | 112.375 | 112.375 | 112.375 | 112.375 | 112.375 | 112.375 | 112.375 | 112.375 | 112.375 | 112.375 | 112.375 | 112.375 | 112.375 | 112.375 | 112.375 | 112.375
| 121 |  |  | Average Hourly Earnings [70% Weight] | 0 | 1049.668 | 1078.5771 | 1108.2824 | 1138.8058 | 1170.1698 | 1202.3977 | 1235.5131 | 8 | 133 | 0 | 1049.668 | 1049.668 | 1049.668 | 1049.668 | 1049.668 | 1049.668 | 1049.668 | 1049.668 | 1049.668 | 1049.668 | 1049.668 | 1049.668 | 1049.668 | 1049.668 | 1049.668 | 1049.668 | 1049.668 | 1049.668 | 1049.668 | 1049.668 | 1049.668 | 1049.668 | 1049.668 | 1049.668 | 1049.668 | 1049.668 | 1049.668 | 1049.668 | 1049.668 | 1049.668 | 1049.668 | 1049.668 | 1049.668 | 1049.668 | 1049.668 | 1049.668 | 1049.668 | 1049.668 | 1049.668 | 1049.668 | 1049.668 | 1049.668 | 1049.668 | 1049.668 | 1049.668 | 1049.668 | 1049.668 | 1049.668 | 1049.668 | 1049.668 | 1049.668 | 1049.668 | 1049.668 | 1049.668 | 1049.668 | 1049.668 | 1049.668 | 1049.668 | 1049.668
| 122 |  |  | OM&A Price Index Growth [30% GDPIPI growth + 70% AWE Growth] | 0% | 2.488% | 2.488% | 2.892% | 2.892% | 2.892% | 2.892% | 2.892% |  | 134 | 0 | 0.024881 | 0.024881 | 0.024881 | 0.024881 | 0.024881 | 0.024881 | 0.024881 | 0.024881 | 0.024881 | 0.024881 | 0.024881 | 0.024881 | 0.024881 | 0.024881 | 0.024881 | 0.024881 | 0.024881 | 0.024881 | 0.024881 | 0.024881 | 0.024881 | 0.024881 | 0.024881 | 0.024881 | 0.024881 | 0.024881 | 0.024881 | 0.024881 | 0.024881 | 0.024881 | 0.024881 | 0.024881 | 0.024881 | 0.024881 | 0.024881 | 0.024881 | 0.024881 | 0.024881 | 0.024881 | 0.024881 | 0.024881 | 0.024881 | 0.024881 | 0.024881 | 0.024881 | 0.024881 | 0.024881 | 0.024881 | 0.024881 | 0.024881 | 0.024881 | 0.024881 | 0.024881 | 0.024881 | 0.024881 | 0.024881 | 0.024881 | 0.024881 | 0.024881
| 123 |  |  | OM&A Price Index Level |  | 136.7929 | 140.2392 | 144.3538 | 148.5892 | 152.9489 | 157.4365 | 162.0557 |  | 135 | 0 | 152.3238 | 120.8091 | 128.2563 | 138.8621 | 130.2448 | 146.3305 | 128.4478 | 136.7929 | 129.9392 | 151.1533 | 155.9096 | 153.0495 | 142.1496 | 132.6709 | 155.9096 | 123.9158 | 133.4719 | 129.9392 | 155.9096 | 130.3898 | 128.2563 | 129.9392 | 146.3305 | 149.3271 | 129.9392 | 118.4641 | 118.4641 | 144.1636 | 151.1533 | 142.9128 | 123.8251 | 142.1496 | 130.8516 | 132.0298 | 133.4719 | 146.3305 | 147.6183 | 128.4478 | 128.4478 | 121.1468 | 134.7617 | 149.3271 | 147.6183 | 142.9128 | 152.3238 | 111.4883 | 122.9862 | 120.8091 | 111.4883 | 128.9097 | 128.2563 | 128.2563 | 137.468 | 152.3238 | 142.9128 | 142.1496 | 128.4478 | 129.7613 | 117.3729
| 124 | [12 empty] | 136 | 0 | 0 | 0 | 0 | 0 | 0 | 0 | 0 | 0 | 0 | 0 | 0 | 0 | 0 | 0 | 0 | 0 | 0 | 0 | 0 | 0 | 0 | 0 | 0 | 0 | 0 | 0 | 0 | 0 | 0 | 0 | 0 | 0 | 0 | 0 | 0 | 0 | 0 | 0 | 0 | 0 | 0 | 0 | 0 | 0 | 0 | 0 | 0 | 0 | 0 | 0 | 0 | 0 | 0 | 0 | 0 | 0 | 0 | 0 | 0
| 125 |  |  | Capital Price Index | 0 | 18.1933 | 18.5524 | 19.0307 | 19.6692 | 20.3291 | 21.0111 | 22.6895 |  | 137 | 0 | 18.1933 | 18.1933 | 18.1933 | 18.1933 | 18.1933 | 18.1933 | 18.1933 | 18.1933 | 18.1933 | 18.1933 | 18.1933 | 18.1933 | 18.1933 | 18.1933 | 18.1933 | 18.1933 | 18.1933 | 18.1933 | 18.1933 | 18.1933 | 18.1933 | 18.1933 | 18.1933 | 18.1933 | 18.1933 | 18.1933 | 18.1933 | 18.1933 | 18.1933 | 18.1933 | 18.1933 | 18.1933 | 18.1933 | 18.1933 | 18.1933 | 18.1933 | 18.1933 | 18.1933 | 18.1933 | 18.1933 | 18.1933 | 18.1933 | 18.1933 | 18.1933 | 18.1933 | 18.1933 | 18.1933 | 18.1933 | 18.1933 | 18.1933 | 18.1933 | 18.1933 | 18.1933 | 18.1933 | 18.1933 | 18.1933 | 18.1933 | 18.1933 | 18.1933
| 126 | [12 empty] | 138 | 0 | 0 | 0 | 0 | 0 | 0 | 0 | 0 | 0 | 0 | 0 | 0 | 0 | 0 | 0 | 0 | 0 | 0 | 0 | 0 | 0 | 0 | 0 | 0 | 0 | 0 | 0 | 0 | 0 | 0 | 0 | 0 | 0 | 0 | 0 | 0 | 0 | 0 | 0 | 0 | 0 | 0 | 0 | 0 | 0 | 0 | 0 | 0 | 0 | 0 | 0 | 0 | 0 | 0 | 0 | 0 | 0 | 0 | 0 | 0
| 127 |  |  | Business Conditions | [9 empty] | 139 | 0 | 0 | 0 | 0 | 0 | 0 | 0 | 0 | 0 | 0 | 0 | 0 | 0 | 0 | 0 | 0 | 0 | 0 | 0 | 0 | 0 | 0 | 0 | 0 | 0 | 0 | 0 | 0 | 0 | 0 | 0 | 0 | 0 | 0 | 0 | 0 | 0 | 0 | 0 | 0 | 0 | 0 | 0 | 0 | 0 | 0 | 0 | 0 | 0 | 0 | 0 | 0 | 0 | 0 | 0 | 0 | 0 | 0 | 0 | 0
| 128 |  |  | Line km |  | 159 | 159 | 159 | 159 | 159 | 159 | 159 |  | 140 | 0 | 49610 | 2166 | 92 | 773 | 515 | 1539 | 1602 | 159 | 54 | 36 | 165 | 3823 | 1523 | 3083 | 4690 | 371 | 437 | 141 | 1616 | 261 | 81 | 1015 | 689 | 1686 | 97 | 21 | 71 | 123139 | 5836 | 1455 | 335 | 1980 | 221 | 358 | 3060 | 2723 | 1028 | 3212 | 368 | 573 | 370 | 1914 | 221 | 244 | 1010 | 510 | 573 | 738 | 81 | 107 | 712 | 1268 | 132 | 28887 | 286 | 1648 | 490 | 208 | 560
| 129 |  |  | 2002-2013 Average Line km |  | 148.2222 | 148.9407 | 149.5694 | 150.1242 | 150.6173 | 151.083 | 151.5228 |  | 141 | 0 | 21586.8056 | 1859.4889 | 92.0833 | 772.4333 | 502.5 | 1532.2722 | 1020.6556 | 148.2222 | 28.9167 | 30.0056 | 149.3611 | 3291.9444 | 1528.0944 | 1282.5333 | 1751.0556 | 336.3889 | 392.6611 | 137.5333 | 520.6833 | 269.2611 | 80.4889 | 940.1556 | 306.3889 | 1419.9556 | 72.3444 | 21.1667 | 66.8056 | 122413.1889 | 5446.3889 | 766.1111 | 351.6 | 1857.5 | 141.5556 | 500.8889 | 2754.3333 | 1342.4167 | 1066.5 | 2091.2778 | 336.1444 | 585.5556 | 370 | 1574.0556 | 190.35 | 274.1278 | 1124.8333 | 210.9 | 552.7222 | 730.6667 | 66.9444 | 95.8556 | 317.3 | 1246.6944 | 149.45 | 16630.7222 | 246.8611 | 1510.4278 | 442.1 | 99.7222 | 482.7333
| 130 |  |  | Customers Ten Years Ago |  | 2019: 6380 |  | 142 | 0 | 943450 | 11688 | 1662 | 35323 | 37223 | 63532 | 28291 | 6380 | 1320 | 1941 | 11112 | 150086 | 49297 | 55253 | 84697 | 14878 | 21390 | 3359 | 28054 | 19531 | 3761 | 46349 | 9992 | 21044 | 2764 | 1178 | 5449 | 1248286 | 296007 | 14563 | 26832 | 85174 | 9440 | 12703 | 145298 | 27323 | 39322 | 50403 | 7858 | 23755 | 6050 | 62179 | 11091 | 12809 | 52184 | 10389 | 34654 | 32808 | 4180 | 5814 | 2727 | 55032 | 6669 | 689138 | 11844 | 51075 | 21702 | 3585 | 21744
| 131 |  |  | Ten Year Customer Growth Percentage |  | 12.16% | 1% | 1% | 1% | 1% | 1% | 1% |  | 143 | 0 | 0.11783 | 0.0037645 | -0.019856 | 0.0402 | 0.077963 | 0.073553 | 0.041179 | 0.12163 | -0.074242 | 0.21896 | 0.12302 | 0.11705 | 0.34955 | 0.082493 | 0.057428 | 0.20419 | 0.093221 | -0.014885 | 0.083518 | 0.094772 | 0.0031906 | 0.029688 | 0.16413 | 0.070519 | -0.023155 | 0.056027 | 0.018352 | 0.076931 | 0.14785 | 0.27941 | 0.035256 | 0.14702 | 0.11716 | 0.083366 | 0.1053 | 0.47817 | 0.11721 | 0.11237 | 0.21634 | 0.018691 | -0.012066 | 0.17618 | 0.14074 | 0.12156 | 0.13412 | 0.089614 | 0.074912 | 0.025573 | 0.034689 | 0.016512 | 0.044371 | 0.03031 | 0.068976 | 0.12881 | 0.18229 | 0.13277 | 0.090406 | 0.06834 | 0.093359
| 132 | [12 empty] | 144 | 0 | 0 | 0 | 0 | 0 | 0 | 0 | 0 | 0 | 0 | 0 | 0 | 0 | 0 | 0 | 0 | 0 | 0 | 0 | 0 | 0 | 0 | 0 | 0 | 0 | 0 | 0 | 0 | 0 | 0 | 0 | 0 | 0 | 0 | 0 | 0 | 0 | 0 | 0 | 0 | 0 | 0 | 0 | 0 | 0 | 0 | 0 | 0 | 0 | 0 | 0 | 0 | 0 | 0 | 0 | 0 | 0 | 0 | 0 | 0
| 133 | (Details of the predicted cost calculations may be hidden by using the +/- button to the left of row 248) | [11 empty] | 145 | 0 | 0 | 0 | 0 | 0 | 0 | 0 | 0 | 0 | 0 | 0 | 0 | 0 | 0 | 0 | 0 | 0 | 0 | 0 | 0 | 0 | 0 | 0 | 0 | 0 | 0 | 0 | 0 | 0 | 0 | 0 | 0 | 0 | 0 | 0 | 0 | 0 | 0 | 0 | 0 | 0 | 0 | 0 | 0 | 0 | 0 | 0 | 0 | 0 | 0 | 0 | 0 | 0 | 0 | 0 | 0 | 0 | 0 | 0 | 0
| 134 | [12 empty] | 146 | 0 | 0 | 0 | 0 | 0 | 0 | 0 | 0 | 0 | 0 | 0 | 0 | 0 | 0 | 0 | 0 | 0 | 0 | 0 | 0 | 0 | 0 | 0 | 0 | 0 | 0 | 0 | 0 | 0 | 0 | 0 | 0 | 0 | 0 | 0 | 0 | 0 | 0 | 0 | 0 | 0 | 0 | 0 | 0 | 0 | 0 | 0 | 0 | 0 | 0 | 0 | 0 | 0 | 0 | 0 | 0 | 0 | 0 | 0 | 0
| 135 | Company Values for Variables Used in the Prediction Equation | [11 empty] | 147 | 0 | 0 | 0 | 0 | 0 | 0 | 0 | 0 | 0 | 0 | 0 | 0 | 0 | 0 | 0 | 0 | 0 | 0 | 0 | 0 | 0 | 0 | 0 | 0 | 0 | 0 | 0 | 0 | 0 | 0 | 0 | 0 | 0 | 0 | 0 | 0 | 0 | 0 | 0 | 0 | 0 | 0 | 0 | 0 | 0 | 0 | 0 | 0 | 0 | 0 | 0 | 0 | 0 | 0 | 0 | 0 | 0 | 0 | 0 | 0
| 136 | [12 empty] | 148 | 0 | 0 | 0 | 0 | 0 | 0 | 0 | 0 | 0 | 0 | 0 | 0 | 0 | 0 | 0 | 0 | 0 | 0 | 0 | 0 | 0 | 0 | 0 | 0 | 0 | 0 | 0 | 0 | 0 | 0 | 0 | 0 | 0 | 0 | 0 | 0 | 0 | 0 | 0 | 0 | 0 | 0 | 0 | 0 | 0 | 0 | 0 | 0 | 0 | 0 | 0 | 0 | 0 | 0 | 0 | 0 | 0 | 0 | 0 | 0
| 137 |  |  | Constant | [9 empty] | 149 | 0 | 1 | 1 | 1 | 1 | 1 | 1 | 1 | 1 | 1 | 1 | 1 | 1 | 1 | 1 | 1 | 1 | 1 | 1 | 1 | 1 | 1 | 1 | 1 | 1 | 1 | 1 | 1 | 1 | 1 | 1 | 1 | 1 | 1 | 1 | 1 | 1 | 1 | 1 | 1 | 1 | 1 | 1 | 1 | 1 | 1 | 1 | 1 | 1 | 1 | 1 | 1 | 1 | 1 | 1 | 1 | 1 | 1 | 1 | 1 | bar: 2019 to Forecasted Values 2025
| 138 |  |  | Capital Price / OM&A Price (WK) |  | 0.133 | 0.13229 | 0.13183 | 0.13237 | 0.13291 | 0.13346 | 0.14001 |  | 150 | 0 | 0.11944 | 0.1506 | 0.14185 | 0.13102 | 0.13969 | 0.12433 | 0.14164 | 0.133 | 0.14001 | 0.12036 | 0.11669 | 0.11887 | 0.12799 | 0.13713 | 0.11669 | 0.14682 | 0.13631 | 0.14001 | 0.11669 | 0.13953 | 0.14185 | 0.14001 | 0.12433 | 0.12184 | 0.14001 | 0.15358 | 0.15358 | 0.1262 | 0.12036 | 0.1273 | 0.14693 | 0.12799 | 0.13904 | 0.1378 | 0.13631 | 0.12433 | 0.12325 | 0.14164 | 0.14164 | 0.15018 | 0.135 | 0.12184 | 0.12325 | 0.1273 | 0.11944 | 0.16319 | 0.14793 | 0.1506 | 0.16319 | 0.14113 | 0.14185 | 0.14185 | 0.13235 | 0.11944 | 0.1273 | 0.12799 | 0.14164 | 0.14021 | 0.155
| 139 |  |  | Customers (Y1) |  | 7156 | 7244.6667 | 7356.4167 | 7465.8333 | 7498.0833 | 7593.6886 | 7690.5205 |  | 151 | 0 | 1054614 | 11732 | 1629 | 36743 | 40125 | 68205 | 29456 | 7156 | 1222 | 2366 | 12479 | 167653 | 66529 | 59811 | 89561 | 17916 | 23384 | 3309 | 30397 | 21382 | 3773 | 47725 | 11632 | 22528 | 2700 | 1244 | 5549 | 1344318 | 339771 | 18632 | 27778 | 97696 | 10546 | 13762 | 160598 | 40388 | 43931 | 56067 | 9558 | 24199 | 5977 | 73134 | 12652 | 14366 | 59183 | 11320 | 37250 | 33647 | 4325 | 5910 | 2848 | 56700 | 7129 | 777904 | 14003 | 57856 | 23664 | 3830 | 23774
| 140 |  |  | Capacity (Y2) |  | 39945 | 39945 | 39945 | 39945 | 39945 | 39945 | 39945 |  | 152 | 0 | 6110911.26 | 48304 | 8722 | 219364 | 197591 | 379690 | 116948 | 39945 | 8879 | 7251 | 65612 | 739846 | 382435 | 314474 | 656700 | 70523 | 136289 | 16594 | 143420 | 111673 | 18859 | 206940 | 57081 | 214152 | 22617 | 7653 | 40003 | 6507824.9978 | 1518168 | 66861 | 147462 | 386568 | 50701 | 69984 | 719375 | 180305 | 204588 | 269269 | 52067 | 121809 | 26895 | 380100 | 53650 | 74924 | 234849 | 47940 | 161697 | 156336 | 19991 | 39622 | 22753 | 221752 | 48436 | 5018278 | 37410 | 295130 | 104372 | 17897 | 94390
| 141 |  |  | Deliveries (Y3) |  | 139072664.71 | 138883589.4 | 143567973.23 | 144326882.88 | 142192699.02 | 139058352.9745 | 139321297.6652 |  | 153 | 0 | 26328005697 | 235234354 | 29166609.6 | 968790791 | 985202186.73 | 1521791950 | 465069748 | 139072664.71 | 25025731 | 28318560 | 241131396 | 3420220802 | 1723381576.36 | 1182245787 | 2319341970.71 | 301705633.06 | 662289126.36 | 56944854.58 | 533666540.89 | 607370642 | 72998194 | 861995353.84 | 228394772.78 | 491767051 | 77289803.75 | 20821358 | 140205389 | 35609662926.1855 | 7227463251 | 268855307.15 | 692672227.24 | 1773657756.105 | 236987672.51 | 290170097.56 | 3097394557.47 | 904512556 | 820306888 | 1203861657 | 228203808.1 | 493563531.47 | 116766753 | 1548700494.55 | 250896851.96 | 313845567 | 1044351259 | 181716053 | 756277062.59 | 628461962.03 | 85112498.47 | 98886899 | 80385021.51 | 971032520.61 | 173270141.83 | 23818888112.1177 | 132726316 | 1431774008 | 367665134 | 97898095.55 | 441117871
| 142 |  |  | Average Line Length |  | 148.2222 | 148.9407 | 149.5694 | 150.1242 | 150.6173 | 151.083 | 151.5228 |  | 154 | 0 | 21586.8056 | 1859.4889 | 92.0833 | 772.4333 | 502.5 | 1532.2722 | 1020.6556 | 148.2222 | 28.9167 | 30.0056 | 149.3611 | 3291.9444 | 1528.0944 | 1282.5333 | 1751.0556 | 336.3889 | 392.6611 | 137.5333 | 520.6833 | 269.2611 | 80.4889 | 940.1556 | 306.3889 | 1419.9556 | 72.3444 | 21.1667 | 66.8056 | 122413.1889 | 5446.3889 | 766.1111 | 351.6 | 1857.5 | 141.5556 | 500.8889 | 2754.3333 | 1342.4167 | 1066.5 | 2091.2778 | 336.1444 | 585.5556 | 370 | 1574.0556 | 190.35 | 274.1278 | 1124.8333 | 210.9 | 552.7222 | 730.6667 | 66.9444 | 95.8556 | 317.3 | 1246.6944 | 149.45 | 16630.7222 | 246.8611 | 1510.4278 | 442.1 | 99.7222 | 482.7333
| 143 |  |  | Customers Added in last 10 years |  | 12.16% | 1% | 1% | 1% | 1% | 1% | 1% |  | 155 | 0 | 0.11783 | 0.0037645 | -0.019856 | 0.0402 | 0.077963 | 0.073553 | 0.041179 | 0.12163 | -0.074242 | 0.21896 | 0.12302 | 0.11705 | 0.34955 | 0.082493 | 0.057428 | 0.20419 | 0.093221 | -0.014885 | 0.083518 | 0.094772 | 0.0031906 | 0.029688 | 0.16413 | 0.070519 | -0.023155 | 0.056027 | 0.018352 | 0.076931 | 0.14785 | 0.27941 | 0.035256 | 0.14702 | 0.11716 | 0.083366 | 0.1053 | 0.47817 | 0.11721 | 0.11237 | 0.21634 | 0.018691 | -0.012066 | 0.17618 | 0.14074 | 0.12156 | 0.13412 | 0.089614 | 0.074912 | 0.025573 | 0.034689 | 0.016512 | 0.044371 | 0.03031 | 0.068976 | 0.12881 | 0.18229 | 0.13277 | 0.090406 | 0.06834 | 0.093359
| 144 |  |  | Trend |  | 13 | 14 | 15 | 16 | 17 | 18 | 19 |  | 156 | 0 | 13 | 13 | 13 | 13 | 13 | 13 | 13 | 13 | 13 | 13 | 13 | 13 | 13 | 13 | 13 | 13 | 13 | 13 | 13 | 13 | 13 | 13 | 13 | 13 | 13 | 13 | 13 | 13 | 13 | 13 | 13 | 13 | 13 | 13 | 13 | 13 | 13 | 13 | 13 | 13 | 13 | 13 | 13 | 13 | 13 | 13 | 13 | 13 | 13 | 13 | 13 | 13 | 13 | 13 | 13 | 13 | 13 | 13 | 13
| 145 | [12 empty] | 157 | 0 | 0 | 0 | 0 | 0 | 0 | 0 | 0 | 0 | 0 | 0 | 0 | 0 | 0 | 0 | 0 | 0 | 0 | 0 | 0 | 0 | 0 | 0 | 0 | 0 | 0 | 0 | 0 | 0 | 0 | 0 | 0 | 0 | 0 | 0 | 0 | 0 | 0 | 0 | 0 | 0 | 0 | 0 | 0 | 0 | 0 | 0 | 0 | 0 | 0 | 0 | 0 | 0 | 0 | 0 | 0 | 0 | 0 | 0 | 0
| 146 | [12 empty] | 158 | 0 | 0 | 0 | 0 | 0 | 0 | 0 | 0 | 0 | 0 | 0 | 0 | 0 | 0 | 0 | 0 | 0 | 0 | 0 | 0 | 0 | 0 | 0 | 0 | 0 | 0 | 0 | 0 | 0 | 0 | 0 | 0 | 0 | 0 | 0 | 0 | 0 | 0 | 0 | 0 | 0 | 0 | 0 | 0 | 0 | 0 | 0 | 0 | 0 | 0 | 0 | 0 | 0 | 0 | 0 | 0 | 0 | 0 | 0 | 0
| 147 | Company-Specific Parameter Estimates* | [11 empty] | 159 | 0 | 0 | 0 | 0 | 0 | 0 | 0 | 0 | 0 | 0 | 0 | 0 | 0 | 0 | 0 | 0 | 0 | 0 | 0 | 0 | 0 | 0 | 0 | 0 | 0 | 0 | 0 | 0 | 0 | 0 | 0 | 0 | 0 | 0 | 0 | 0 | 0 | 0 | 0 | 0 | 0 | 0 | 0 | 0 | 0 | 0 | 0 | 0 | 0 | 0 | 0 | 0 | 0 | 0 | 0 | 0 | 0 | 0 | 0 | 0
| 148 |  | 91 | Constant |  | 12.8133 | 12.8133 | 12.8133 | 12.8133 | 12.8133 | 12.8133 | 12.8133 |  | 160 | 0 | 12.8172 | 12.8097 | 12.8157 | 12.8145 | 12.8153 | 12.8168 | 12.8129 | 12.8133 | 12.8147 | 12.8109 | 12.8111 | 12.8149 | 12.8166 | 12.8214 | 12.8191 | 12.8123 | 12.8121 | 12.8205 | 12.8153 | 12.8157 | 12.8124 | 12.8161 | 12.8145 | 12.8115 | 12.8149 | 12.8177 | 12.8066 | 12.8151 | 12.8153 | 12.8159 | 12.8141 | 12.8202 | 12.8129 | 12.8195 | 12.8131 | 12.8193 | 12.8143 | 12.7877 | 12.8109 | 12.8148 | 12.8311 | 12.8119 | 12.8147 | 12.8141 | 12.8195 | 12.8144 | 12.8129 | 12.8064 | 12.8221 | 12.8123 | 12.8146 | 12.8098 | 12.8142 | 12.8023 | 12.8153 | 12.8136 | 12.8158 | 12.8153 | 12.8135
| 149 |  | 92 | Capital Price / OM&A Price (WK) |  | 0.62722 | 0.62722 | 0.62722 | 0.62722 | 0.62722 | 0.62722 | 0.62722 |  | 161 | 0 | 0.62713 | 0.62643 | 0.62654 | 0.6328 | 0.62664 | 0.62645 | 0.62778 | 0.62722 | 0.62666 | 0.63118 | 0.62749 | 0.62695 | 0.62626 | 0.62822 | 0.62672 | 0.62937 | 0.62772 | 0.6265 | 0.62608 | 0.6221 | 0.62704 | 0.62747 | 0.62877 | 0.62562 | 0.62749 | 0.62696 | 0.63025 | 0.63013 | 0.62764 | 0.6278 | 0.62904 | 0.62523 | 0.62668 | 0.62707 | 0.63058 | 0.62545 | 0.6277 | 0.62881 | 0.62469 | 0.62569 | 0.62681 | 0.62461 | 0.62744 | 0.62652 | 0.62689 | 0.62692 | 0.62561 | 0.6309 | 0.62426 | 0.62764 | 0.62667 | 0.63219 | 0.62699 | 0.63227 | 0.62623 | 0.62557 | 0.62845 | 0.62705 | 0.6269
| 150 |  | 93 | Customers (Y1) |  | 0.44755 | 0.44755 | 0.44755 | 0.44755 | 0.44755 | 0.44755 | 0.44755 |  | 162 | 0 | 0.42382 | 0.45714 | 0.4439 | 0.44057 | 0.44478 | 0.43873 | 0.4448 | 0.44755 | 0.44525 | 0.44745 | 0.44314 | 0.44038 | 0.43589 | 0.42638 | 0.45245 | 0.44062 | 0.45272 | 0.44522 | 0.44683 | 0.45202 | 0.4464 | 0.43863 | 0.43902 | 0.43648 | 0.43963 | 0.45389 | 0.44426 | 0.40373 | 0.44481 | 0.44246 | 0.4429 | 0.4801 | 0.44869 | 0.43983 | 0.45002 | 0.45821 | 0.44786 | 0.49067 | 0.44851 | 0.4453 | 0.42477 | 0.45612 | 0.44338 | 0.4471 | 0.45682 | 0.44495 | 0.37201 | 0.44132 | 0.43709 | 0.45049 | 0.44556 | 0.42625 | 0.44494 | 0.46436 | 0.44449 | 0.44953 | 0.44343 | 0.44683 | 0.44533
| 151 |  | 94 | Capacity (Y2) |  | 0.15481 | 0.15481 | 0.15481 | 0.15481 | 0.15481 | 0.15481 | 0.15481 |  | 163 | 0 | 0.19096 | 0.15666 | 0.16174 | 0.16083 | 0.15981 | 0.1631 | 0.16252 | 0.15481 | 0.15518 | 0.16256 | 0.16819 | 0.16531 | 0.16832 | 0.16915 | 0.16697 | 0.16553 | 0.1551 | 0.15785 | 0.16157 | 0.15456 | 0.1616 | 0.16457 | 0.15671 | 0.17462 | 0.15974 | 0.15558 | 0.16039 | 0.19341 | 0.16029 | 0.16089 | 0.16304 | 0.13324 | 0.16589 | 0.15709 | 0.15933 | 0.16041 | 0.15921 | 0.13794 | 0.16229 | 0.15852 | 0.14777 | 0.153 | 0.16052 | 0.15841 | 0.15097 | 0.16022 | 0.22133 | 0.16788 | 0.15563 | 0.15673 | 0.15984 | 0.17552 | 0.15948 | 0.13104 | 0.16304 | 0.15806 | 0.16239 | 0.15926 | 0.16259
| 152 |  | 95 | Deliveries (Y3) |  | 0.10977 | 0.10977 | 0.10977 | 0.10977 | 0.10977 | 0.10977 | 0.10977 |  | 164 | 0 | 0.094678 | 0.11096 | 0.09948 | 0.11006 | 0.10506 | 0.10907 | 0.10179 | 0.10977 | 0.10877 | 0.10661 | 0.10184 | 0.10395 | 0.10745 | 0.11285 | 0.086398 | 0.10467 | 0.10572 | 0.10303 | 0.10431 | 0.092676 | 0.10612 | 0.10433 | 0.11428 | 0.10574 | 0.10851 | 0.099503 | 0.1169 | 0.10604 | 0.10539 | 0.10314 | 0.10524 | 0.10889 | 0.1002 | 0.10423 | 0.10629 | 0.10063 | 0.10381 | 0.10318 | 0.10832 | 0.10728 | 0.11598 | 0.10318 | 0.10658 | 0.10528 | 0.10513 | 0.10578 | 0.090322 | 0.10111 | 0.10924 | 0.10739 | 0.10708 | 0.10677 | 0.10513 | 0.089453 | 0.10219 | 0.10393 | 0.10416 | 0.10426 | 0.10388
| 153 |  | 96 | WKWK |  | 0.12487 | 0.12487 | 0.12487 | 0.12487 | 0.12487 | 0.12487 | 0.12487 |  | 165 | 0 | 0.1215 | 0.12359 | 0.12325 | 0.13217 | 0.12013 | 0.12289 | 0.12919 | 0.12487 | 0.12097 | 0.13706 | 0.12871 | 0.12308 | 0.12189 | 0.13727 | 0.12198 | 0.12794 | 0.12677 | 0.12174 | 0.12172 | 0.11428 | 0.12322 | 0.13002 | 0.12618 | 0.13146 | 0.12181 | 0.12596 | 0.13567 | 0.12455 | 0.12369 | 0.1246 | 0.13312 | 0.12362 | 0.125 | 0.12618 | 0.13061 | 0.13132 | 0.12894 | 0.12284 | 0.11202 | 0.12071 | 0.11117 | 0.12795 | 0.12694 | 0.12261 | 0.1251 | 0.12358 | 0.1181 | 0.14194 | 0.1114 | 0.12417 | 0.12343 | 0.1425 | 0.12528 | 0.12446 | 0.121 | 0.13067 | 0.12332 | 0.12567 | 0.12658
| 154 |  | 97 | Y1Y1 |  | -0.39557 | -0.39557 | -0.39557 | -0.39557 | -0.39557 | -0.39557 | -0.39557 |  | 166 | 0 | -0.37229 | -0.4003 | -0.3541 | -0.38079 | -0.36934 | -0.37239 | -0.34794 | -0.39557 | -0.41444 | -0.33468 | -0.39218 | -0.37352 | -0.34926 | -0.36637 | -0.45925 | -0.42902 | -0.37267 | -0.43179 | -0.37735 | -0.35842 | -0.35454 | -0.39269 | -0.3894 | -0.31748 | -0.22895 | -0.43887 | -0.37338 | -0.40142 | -0.37925 | -0.37932 | -0.37139 | -0.34806 | -0.37422 | -0.37768 | -0.38956 | -0.46205 | -0.37219 | -0.30444 | -0.37416 | -0.35103 | -0.5183 | -0.40931 | -0.37469 | -0.396 | -0.40599 | -0.37281 | -0.51307 | -0.40964 | -0.25489 | -0.40561 | -0.33851 | -0.44696 | -0.39135 | -0.35637 | -0.24161 | -0.37604 | -0.37606 | -0.39025 | -0.38196
| 155 |  | 98 | Y2Y2 |  | 0.25153 | 0.25153 | 0.25153 | 0.25153 | 0.25153 | 0.25153 | 0.25153 |  | 167 | 0 | 0.25107 | 0.22273 | 0.21301 | 0.17336 | 0.19756 | 0.18996 | 0.20382 | 0.25153 | 0.17812 | 0.20464 | 0.16959 | 0.18635 | 0.20491 | 0.1825 | 0.15794 | 0.16845 | 0.11633 | 0.12513 | 0.18856 | 0.21778 | 0.19562 | 0.18108 | 0.17302 | 0.27741 | 0.23572 | 0.17421 | 0.10588 | 0.18618 | 0.19081 | 0.18058 | 0.18885 | 0.20335 | 0.18687 | 0.17513 | 0.16742 | 0.17122 | 0.18869 | 0.23286 | 0.19219 | 0.20632 | 0.1666 | 0.17928 | 0.19331 | 0.18085 | 0.18599 | 0.22907 | 0.0066008 | 0.16814 | 0.23847 | 0.17994 | 0.17481 | 0.15427 | 0.17868 | 0.2032 | 0.30866 | 0.18983 | 0.18277 | 0.19466 | 0.19408
| 156 |  | 99 | Y3Y3 |  | 0.17827 | 0.17827 | 0.17827 | 0.17827 | 0.17827 | 0.17827 | 0.17827 |  | 168 | 0 | 0.14597 | 0.17178 | 0.15484 | 0.17795 | 0.16647 | 0.17189 | 0.16002 | 0.17827 | 0.17433 | 0.16941 | 0.1553 | 0.16484 | 0.16731 | 0.18665 | 0.15476 | 0.16438 | 0.14312 | 0.15578 | 0.16397 | 0.13417 | 0.16891 | 0.16408 | 0.21578 | 0.15394 | 0.18141 | 0.14621 | 0.20679 | 0.15656 | 0.16404 | 0.16783 | 0.1666 | 0.169 | 0.15194 | 0.16973 | 0.16721 | 0.14752 | 0.16767 | 0.16213 | 0.17567 | 0.17125 | 0.17822 | 0.16292 | 0.17114 | 0.16716 | 0.15717 | 0.16152 | 0.14222 | 0.1557 | 0.17969 | 0.16936 | 0.17654 | 0.1668 | 0.16929 | 0.14636 | 0.15542 | 0.16233 | 0.16374 | 0.16202 | 0.15976
| 157 |  | 100 | WKY1 |  | 0.053513 | 0.053513 | 0.053513 | 0.053513 | 0.053513 | 0.053513 | 0.053513 |  | 169 | 0 | 0.05504 | 0.04916 | 0.053285 | 0.046439 | 0.053781 | 0.054124 | 0.053205 | 0.053513 | 0.05258 | 0.050297 | 0.054182 | 0.054045 | 0.055404 | 0.051313 | 0.052884 | 0.054667 | 0.051479 | 0.053176 | 0.054159 | 0.05842 | 0.053813 | 0.055239 | 0.04945 | 0.039288 | 0.05021 | 0.05259 | 0.04839 | 0.060342 | 0.054713 | 0.050898 | 0.053265 | 0.052299 | 0.054883 | 0.052741 | 0.055237 | 0.056034 | 0.050555 | 0.05439 | 0.056171 | 0.05401 | 0.054393 | 0.05509 | 0.053717 | 0.053535 | 0.053226 | 0.05427 | 0.053855 | 0.053373 | 0.055167 | 0.046101 | 0.054132 | 0.059101 | 0.054763 | 0.053566 | 0.053359 | 0.052963 | 0.05599 | 0.054453 | 0.053965
| 158 |  | 101 | WKY2 |  | 0.009259 | 0.009259 | 0.009259 | 0.009259 | 0.009259 | 0.009259 | 0.009259 |  | 170 | 0 | 0.0081412 | 0.0083781 | 0.0097872 | 0.016353 | 0.0091958 | 0.0094218 | 0.01062 | 0.009259 | 0.010485 | 0.013606 | 0.0095944 | 0.0095187 | 0.0083372 | 0.010492 | 0.010885 | 0.0079388 | 0.011006 | 0.0097636 | 0.0094712 | 0.0080165 | 0.0096281 | 0.0087768 | 0.011465 | 0.02578 | 0.011841 | 0.011166 | 0.013064 | 0.0070053 | 0.0094876 | 0.010793 | 0.010125 | 0.010698 | 0.0091359 | 0.011021 | 0.010119 | 0.0099902 | 0.010347 | 0.0092014 | 0.0079296 | 0.0095805 | 0.0064691 | 0.008662 | 0.010172 | 0.010016 | 0.010146 | 0.0093677 | 0.0094352 | 0.011248 | 0.0089178 | 0.018023 | 0.0093353 | 0.0065931 | 0.0095373 | 0.013023 | 0.0098021 | 0.010509 | 0.0087628 | 0.0099898 | 0.0097205
| 159 |  | 102 | WKY3 |  | 0.00085377 | 0.00085377 | 0.00085377 | 0.00085377 | 0.00085377 | 0.00085377 | 0.00085377 |  | 171 | 0 | 0.00040339 | 0.0059947 | -0.00065026 | 0.001676 | 0.00027663 | -0.00026036 | -0.00022491 | 0.00085377 | -0.00094108 | 0.00068268 | 3.4374e-05 | 0.00010601 | -0.00057366 | 0.0022701 | -0.00032347 | 6.1302e-05 | 0.00114 | -0.00059076 | -0.00021441 | -0.0023827 | -1.5707e-05 | -0.00038826 | 0.0027193 | -0.0014134 | 0.00089397 | -0.0011295 | 0.0012109 | -0.0010943 | -9.2664e-05 | 0.0020224 | 0.00031725 | -0.00050436 | -0.00044749 | -0.00030348 | -0.00010414 | -0.002226 | 0.0025923 | 0.00032685 | 0.0014275 | -0.00024676 | -0.00014618 | -0.0012932 | -0.00018589 | -4.6542e-05 | 3.9914e-05 | -0.00037944 | 8.5619e-06 | -0.00016964 | -0.00032773 | -0.0057988 | -0.00042344 | -0.00037832 | -0.00057615 | 0.00086317 | 1.6871e-05 | -0.00057384 | -0.0013678 | -0.00072531 | -0.000163
| 160 |  | 103 | Y1Y2 |  | 0.12467 | 0.12467 | 0.12467 | 0.12467 | 0.12467 | 0.12467 | 0.12467 |  | 172 | 0 | 0.10195 | 0.13797 | 0.11557 | 0.15689 | 0.1355 | 0.14204 | 0.11784 | 0.12467 | 0.16991 | 0.11406 | 0.15457 | 0.14168 | 0.12037 | 0.14857 | 0.20277 | 0.17822 | 0.16928 | 0.19844 | 0.1417 | 0.10565 | 0.12594 | 0.15377 | 0.17713 | 0.06315 | 0.056931 | 0.17368 | 0.2066 | 0.1462 | 0.14122 | 0.14828 | 0.14016 | 0.12197 | 0.13473 | 0.15127 | 0.1591 | 0.18397 | 0.14105 | 0.083836 | 0.14434 | 0.12438 | 0.23264 | 0.16334 | 0.14207 | 0.15696 | 0.15315 | 0.1192 | 0.29722 | 0.16442 | 0.060242 | 0.16296 | 0.13835 | 0.19561 | 0.15732 | 0.1137 | 0.010267 | 0.1401 | 0.14373 | 0.14464 | 0.13962
| 161 |  | 104 | Y1Y3 |  | 0.10565 | 0.10565 | 0.10565 | 0.10565 | 0.10565 | 0.10565 | 0.10565 |  | 173 | 0 | 0.09119 | 0.10144 | 0.070267 | 0.052321 | 0.066109 | 0.060033 | 0.060515 | 0.10565 | 0.071028 | 0.050262 | 0.066071 | 0.062218 | 0.058429 | 0.043348 | 0.087725 | 0.077926 | 0.036829 | 0.071962 | 0.067324 | 0.088856 | 0.058279 | 0.068984 | 0.03833 | 0.084005 | 0.022877 | 0.09912 | 0.022508 | 0.065548 | 0.069628 | 0.060882 | 0.062872 | 0.071905 | 0.072811 | 0.055763 | 0.064504 | 0.10485 | 0.062592 | 0.068599 | 0.058454 | 0.060822 | 0.10871 | 0.081234 | 0.063908 | 0.069726 | 0.086219 | 0.084039 | 0.035908 | 0.072918 | 0.033865 | 0.068817 | 0.035811 | 0.076884 | 0.064616 | 0.083767 | 0.06366 | 0.069425 | 0.062914 | 0.076791 | 0.073164
| 162 |  | 105 | Y2Y3 |  | -0.24875 | -0.24875 | -0.24875 | -0.24875 | -0.24875 | -0.24875 | -0.24875 |  | 174 | 0 | -0.20664 | -0.23964 | -0.19378 | -0.19667 | -0.19982 | -0.19832 | -0.18759 | -0.24875 | -0.2125 | -0.18345 | -0.18795 | -0.19435 | -0.19208 | -0.19652 | -0.21876 | -0.20942 | -0.15026 | -0.19453 | -0.19832 | -0.19064 | -0.19299 | -0.19993 | -0.21718 | -0.20482 | -0.17421 | -0.21162 | -0.19951 | -0.18735 | -0.19997 | -0.19546 | -0.19653 | -0.20667 | -0.19132 | -0.19213 | -0.19818 | -0.21814 | -0.1971 | -0.19706 | -0.20102 | -0.19939 | -0.25473 | -0.21196 | -0.20211 | -0.20387 | -0.20895 | -0.21329 | -0.14836 | -0.19593 | -0.18137 | -0.20478 | -0.1816 | -0.21056 | -0.20157 | -0.20257 | -0.18647 | -0.19878 | -0.19414 | -0.20575 | -0.19969
| 163 |  | 106 | Average Line Length |  | 0.2837 | 0.2837 | 0.2837 | 0.2837 | 0.2837 | 0.2837 | 0.2837 |  | 175 | 0 | 0.28773 | 0.27093 | 0.28998 | 0.28299 | 0.28708 | 0.28515 | 0.28501 | 0.2837 | 0.28674 | 0.28176 | 0.28164 | 0.28537 | 0.2842 | 0.28483 | 0.2905 | 0.28379 | 0.28274 | 0.2912 | 0.28274 | 0.29844 | 0.28145 | 0.28829 | 0.28413 | 0.27953 | 0.28711 | 0.28962 | 0.27114 | 0.28104 | 0.28515 | 0.28738 | 0.28456 | 0.28038 | 0.28086 | 0.29238 | 0.28031 | 0.27894 | 0.28512 | 0.26489 | 0.27782 | 0.2862 | 0.30806 | 0.28425 | 0.28618 | 0.28527 | 0.28465 | 0.28472 | 0.31555 | 0.28165 | 0.29288 | 0.28111 | 0.28413 | 0.28562 | 0.28567 | 0.28632 | 0.28547 | 0.28452 | 0.28349 | 0.28615 | 0.28387
| 164 |  | 107 | Customers Added in last 10 years |  | 0.017042 | 0.017042 | 0.017042 | 0.017042 | 0.017042 | 0.017042 | 0.017042 |  | 176 | 0 | 0.01707 | 0.016552 | 0.016885 | 0.016313 | 0.016152 | 0.016394 | 0.016487 | 0.017042 | 0.016397 | 0.017149 | 0.016568 | 0.01624 | 0.015919 | 0.014945 | 0.017399 | 0.017165 | 0.016514 | 0.014788 | 0.0161 | 0.017492 | 0.017776 | 0.015676 | 0.01663 | 0.015547 | 0.015159 | 0.015823 | 0.016248 | 0.015625 | 0.016239 | 0.016694 | 0.016466 | 0.018086 | 0.016825 | 0.01608 | 0.017766 | 0.0085355 | 0.0171 | 0.019258 | 0.016493 | 0.016517 | 0.013388 | 0.016813 | 0.016332 | 0.016703 | 0.015967 | 0.016073 | 0.018282 | 0.018272 | 0.016742 | 0.01656 | 0.015803 | 0.017401 | 0.016879 | 0.019029 | 0.016075 | 0.016733 | 0.016232 | 0.016207 | 0.016324
| 165 |  | 108 | Trend |  | 0.017168 | 0.017168 | 0.017168 | 0.017168 | 0.017168 | 0.017168 | 0.017168 |  | 177 | 0 | 0.016787 | 0.016748 | 0.01701 | 0.016956 | 0.017203 | 0.017087 | 0.016907 | 0.017168 | 0.017428 | 0.017414 | 0.017206 | 0.016977 | 0.016996 | 0.017313 | 0.016956 | 0.01695 | 0.017117 | 0.016815 | 0.017069 | 0.016939 | 0.017193 | 0.017161 | 0.016861 | 0.017255 | 0.017003 | 0.016823 | 0.017382 | 0.016979 | 0.016909 | 0.016811 | 0.017125 | 0.01719 | 0.016923 | 0.016879 | 0.016966 | 0.01725 | 0.017318 | 0.016424 | 0.016899 | 0.017066 | 0.017635 | 0.017155 | 0.01719 | 0.017115 | 0.016953 | 0.017167 | 0.017631 | 0.017071 | 0.017054 | 0.016892 | 0.016875 | 0.017277 | 0.016923 | 0.016871 | 0.016763 | 0.016859 | 0.016943 | 0.016837 | 0.016955
| 166 | [12 empty] | 178 | 0 | 0 | 0 | 0 | 0 | 0 | 0 | 0 | 0 | 0 | 0 | 0 | 0 | 0 | 0 | 0 | 0 | 0 | 0 | 0 | 0 | 0 | 0 | 0 | 0 | 0 | 0 | 0 | 0 | 0 | 0 | 0 | 0 | 0 | 0 | 0 | 0 | 0 | 0 | 0 | 0 | 0 | 0 | 0 | 0 | 0 | 0 | 0 | 0 | 0 | 0 | 0 | 0 | 0 | 0 | 0 | 0 | 0 | 0 | 0
| 167 | Sample Mean Values | [11 empty] | 179 | 0 | 0 | 0 | 0 | 0 | 0 | 0 | 0 | 0 | 0 | 0 | 0 | 0 | 0 | 0 | 0 | 0 | 0 | 0 | 0 | 0 | 0 | 0 | 0 | 0 | 0 | 0 | 0 | 0 | 0 | 0 | 0 | 0 | 0 | 0 | 0 | 0 | 0 | 0 | 0 | 0 | 0 | 0 | 0 | 0 | 0 | 0 | 0 | 0 | 0 | 0 | 0 | 0 | 0 | 0 | 0 | 0 | 0 | 0 | 0
| 168 | [12 empty] | 180 | 0 | 0 | 0 | 0 | 0 | 0 | 0 | 0 | 0 | 0 | 0 | 0 | 0 | 0 | 0 | 0 | 0 | 0 | 0 | 0 | 0 | 0 | 0 | 0 | 0 | 0 | 0 | 0 | 0 | 0 | 0 | 0 | 0 | 0 | 0 | 0 | 0 | 0 | 0 | 0 | 0 | 0 | 0 | 0 | 0 | 0 | 0 | 0 | 0 | 0 | 0 | 0 | 0 | 0 | 0 | 0 | 0 | 0 | 0 | 0
| 169 |  |  | Constant | [9 empty] | 181 | 0 | 1 | 1 | 1 | 1 | 1 | 1 | 1 | 1 | 1 | 1 | 1 | 1 | 1 | 1 | 1 | 1 | 1 | 1 | 1 | 1 | 1 | 1 | 1 | 1 | 1 | 1 | 1 | 1 | 1 | 1 | 1 | 1 | 1 | 1 | 1 | 1 | 1 | 1 | 1 | 1 | 1 | 1 | 1 | 1 | 1 | 1 | 1 | 1 | 1 | 1 | 1 | 1 | 1 | 1 | 1 | 1 | 1 | 1 | 1 | bar: 2019 to Forecasted Values 2025
| 170 |  |  | Capital Price / OM&A Price (WK) |  | 0.1644 | 0.1644 | 0.1644 | 0.1644 | 0.1644 | 0.1644 | 0.1644 |  | 182 | 0 | 0.1644 | 0.1644 | 0.1644 | 0.1644 | 0.1644 | 0.1644 | 0.1644 | 0.1644 | 0.1644 | 0.1644 | 0.1644 | 0.1644 | 0.1644 | 0.1644 | 0.1644 | 0.1644 | 0.1644 | 0.1644 | 0.1644 | 0.1644 | 0.1644 | 0.1644 | 0.1644 | 0.1644 | 0.1644 | 0.1644 | 0.1644 | 0.1644 | 0.1644 | 0.1644 | 0.1644 | 0.1644 | 0.1644 | 0.1644 | 0.1644 | 0.1644 | 0.1644 | 0.1644 | 0.1644 | 0.1644 | 0.1644 | 0.1644 | 0.1644 | 0.1644 | 0.1644 | 0.1644 | 0.1644 | 0.1644 | 0.1644 | 0.1644 | 0.1644 | 0.1644 | 0.1644 | 0.1644 | 0.1644 | 0.1644 | 0.1644 | 0.1644 | 0.1644
| 171 |  |  | Customers (Y1) |  | 63422.3118 | 63422.3118 | 63422.3118 | 63422.3118 | 63422.3118 | 63422.3118 | 63422.3118 |  | 183 | 0 | 63422.3118 | 63422.3118 | 63422.3118 | 63422.3118 | 63422.3118 | 63422.3118 | 63422.3118 | 63422.3118 | 63422.3118 | 63422.3118 | 63422.3118 | 63422.3118 | 63422.3118 | 63422.3118 | 63422.3118 | 63422.3118 | 63422.3118 | 63422.3118 | 63422.3118 | 63422.3118 | 63422.3118 | 63422.3118 | 63422.3118 | 63422.3118 | 63422.3118 | 63422.3118 | 63422.3118 | 63422.3118 | 63422.3118 | 63422.3118 | 63422.3118 | 63422.3118 | 63422.3118 | 63422.3118 | 63422.3118 | 63422.3118 | 63422.3118 | 63422.3118 | 63422.3118 | 63422.3118 | 63422.3118 | 63422.3118 | 63422.3118 | 63422.3118 | 63422.3118 | 63422.3118 | 63422.3118 | 63422.3118 | 63422.3118 | 63422.3118 | 63422.3118 | 63422.3118 | 63422.3118 | 63422.3118 | 63422.3118 | 63422.3118 | 63422.3118 | 63422.3118 | 63422.3118
| 172 |  |  | Capacity (Y2) |  | 345129.0146 | 345129.0146 | 345129.0146 | 345129.0146 | 345129.0146 | 345129.0146 | 345129.0146 |  | 184 | 0 | 345129.0146 | 345129.0146 | 345129.0146 | 345129.0146 | 345129.0146 | 345129.0146 | 345129.0146 | 345129.0146 | 345129.0146 | 345129.0146 | 345129.0146 | 345129.0146 | 345129.0146 | 345129.0146 | 345129.0146 | 345129.0146 | 345129.0146 | 345129.0146 | 345129.0146 | 345129.0146 | 345129.0146 | 345129.0146 | 345129.0146 | 345129.0146 | 345129.0146 | 345129.0146 | 345129.0146 | 345129.0146 | 345129.0146 | 345129.0146 | 345129.0146 | 345129.0146 | 345129.0146 | 345129.0146 | 345129.0146 | 345129.0146 | 345129.0146 | 345129.0146 | 345129.0146 | 345129.0146 | 345129.0146 | 345129.0146 | 345129.0146 | 345129.0146 | 345129.0146 | 345129.0146 | 345129.0146 | 345129.0146 | 345129.0146 | 345129.0146 | 345129.0146 | 345129.0146 | 345129.0146 | 345129.0146 | 345129.0146 | 345129.0146 | 345129.0146 | 345129.0146 | 345129.0146
| 173 |  |  | Deliveries (Y3 |  | 1630327994.0633 | 1630327994.0633 | 1630327994.0633 | 1630327994.0633 | 1630327994.0633 | 1630327994.0633 | 1630327994.0633 |  | 185 | 0 | 1630327994.0633 | 1630327994.0633 | 1630327994.0633 | 1630327994.0633 | 1630327994.0633 | 1630327994.0633 | 1630327994.0633 | 1630327994.0633 | 1630327994.0633 | 1630327994.0633 | 1630327994.0633 | 1630327994.0633 | 1630327994.0633 | 1630327994.0633 | 1630327994.0633 | 1630327994.0633 | 1630327994.0633 | 1630327994.0633 | 1630327994.0633 | 1630327994.0633 | 1630327994.0633 | 1630327994.0633 | 1630327994.0633 | 1630327994.0633 | 1630327994.0633 | 1630327994.0633 | 1630327994.0633 | 1630327994.0633 | 1630327994.0633 | 1630327994.0633 | 1630327994.0633 | 1630327994.0633 | 1630327994.0633 | 1630327994.0633 | 1630327994.0633 | 1630327994.0633 | 1630327994.0633 | 1630327994.0633 | 1630327994.0633 | 1630327994.0633 | 1630327994.0633 | 1630327994.0633 | 1630327994.0633 | 1630327994.0633 | 1630327994.0633 | 1630327994.0633 | 1630327994.0633 | 1630327994.0633 | 1630327994.0633 | 1630327994.0633 | 1630327994.0633 | 1630327994.0633 | 1630327994.0633 | 1630327994.0633 | 1630327994.0633 | 1630327994.0633 | 1630327994.0633 | 1630327994.0633 | 1630327994.0633
| 174 |  |  | WKWK | [9 empty] | 186 | 0 | 1 | 1 | 1 | 1 | 1 | 1 | 1 | 1 | 1 | 1 | 1 | 1 | 1 | 1 | 1 | 1 | 1 | 1 | 1 | 1 | 1 | 1 | 1 | 1 | 1 | 1 | 1 | 1 | 1 | 1 | 1 | 1 | 1 | 1 | 1 | 1 | 1 | 1 | 1 | 1 | 1 | 1 | 1 | 1 | 1 | 1 | 1 | 1 | 1 | 1 | 1 | 1 | 1 | 1 | 1 | 1 | 1 | 1 | 1 | bar: 2019 to Forecasted Values 2025
| 175 |  |  | Y1Y1 | [9 empty] | 187 | 0 | 1 | 1 | 1 | 1 | 1 | 1 | 1 | 1 | 1 | 1 | 1 | 1 | 1 | 1 | 1 | 1 | 1 | 1 | 1 | 1 | 1 | 1 | 1 | 1 | 1 | 1 | 1 | 1 | 1 | 1 | 1 | 1 | 1 | 1 | 1 | 1 | 1 | 1 | 1 | 1 | 1 | 1 | 1 | 1 | 1 | 1 | 1 | 1 | 1 | 1 | 1 | 1 | 1 | 1 | 1 | 1 | 1 | 1 | 1 | bar: 2019 to Forecasted Values 2025
| 176 |  |  | Y2Y2 | [9 empty] | 188 | 0 | 1 | 1 | 1 | 1 | 1 | 1 | 1 | 1 | 1 | 1 | 1 | 1 | 1 | 1 | 1 | 1 | 1 | 1 | 1 | 1 | 1 | 1 | 1 | 1 | 1 | 1 | 1 | 1 | 1 | 1 | 1 | 1 | 1 | 1 | 1 | 1 | 1 | 1 | 1 | 1 | 1 | 1 | 1 | 1 | 1 | 1 | 1 | 1 | 1 | 1 | 1 | 1 | 1 | 1 | 1 | 1 | 1 | 1 | 1 | bar: 2019 to Forecasted Values 2025
| 177 |  |  | Y3Y3 | [9 empty] | 189 | 0 | 1 | 1 | 1 | 1 | 1 | 1 | 1 | 1 | 1 | 1 | 1 | 1 | 1 | 1 | 1 | 1 | 1 | 1 | 1 | 1 | 1 | 1 | 1 | 1 | 1 | 1 | 1 | 1 | 1 | 1 | 1 | 1 | 1 | 1 | 1 | 1 | 1 | 1 | 1 | 1 | 1 | 1 | 1 | 1 | 1 | 1 | 1 | 1 | 1 | 1 | 1 | 1 | 1 | 1 | 1 | 1 | 1 | 1 | 1 | bar: 2019 to Forecasted Values 2025
| 178 |  |  | WKY1 | [9 empty] | 190 | 0 | 1 | 1 | 1 | 1 | 1 | 1 | 1 | 1 | 1 | 1 | 1 | 1 | 1 | 1 | 1 | 1 | 1 | 1 | 1 | 1 | 1 | 1 | 1 | 1 | 1 | 1 | 1 | 1 | 1 | 1 | 1 | 1 | 1 | 1 | 1 | 1 | 1 | 1 | 1 | 1 | 1 | 1 | 1 | 1 | 1 | 1 | 1 | 1 | 1 | 1 | 1 | 1 | 1 | 1 | 1 | 1 | 1 | 1 | 1 | bar: 2019 to Forecasted Values 2025
| 179 |  |  | WKY2 | [9 empty] | 191 | 0 | 1 | 1 | 1 | 1 | 1 | 1 | 1 | 1 | 1 | 1 | 1 | 1 | 1 | 1 | 1 | 1 | 1 | 1 | 1 | 1 | 1 | 1 | 1 | 1 | 1 | 1 | 1 | 1 | 1 | 1 | 1 | 1 | 1 | 1 | 1 | 1 | 1 | 1 | 1 | 1 | 1 | 1 | 1 | 1 | 1 | 1 | 1 | 1 | 1 | 1 | 1 | 1 | 1 | 1 | 1 | 1 | 1 | 1 | 1 | bar: 2019 to Forecasted Values 2025
| 180 |  |  | WKY3 | [9 empty] | 192 | 0 | 1 | 1 | 1 | 1 | 1 | 1 | 1 | 1 | 1 | 1 | 1 | 1 | 1 | 1 | 1 | 1 | 1 | 1 | 1 | 1 | 1 | 1 | 1 | 1 | 1 | 1 | 1 | 1 | 1 | 1 | 1 | 1 | 1 | 1 | 1 | 1 | 1 | 1 | 1 | 1 | 1 | 1 | 1 | 1 | 1 | 1 | 1 | 1 | 1 | 1 | 1 | 1 | 1 | 1 | 1 | 1 | 1 | 1 | 1 | bar: 2019 to Forecasted Values 2025
| 181 |  |  | Y1Y2 | [9 empty] | 193 | 0 | 1 | 1 | 1 | 1 | 1 | 1 | 1 | 1 | 1 | 1 | 1 | 1 | 1 | 1 | 1 | 1 | 1 | 1 | 1 | 1 | 1 | 1 | 1 | 1 | 1 | 1 | 1 | 1 | 1 | 1 | 1 | 1 | 1 | 1 | 1 | 1 | 1 | 1 | 1 | 1 | 1 | 1 | 1 | 1 | 1 | 1 | 1 | 1 | 1 | 1 | 1 | 1 | 1 | 1 | 1 | 1 | 1 | 1 | 1 | bar: 2019 to Forecasted Values 2025
| 182 |  |  | Y1Y3 | [9 empty] | 194 | 0 | 1 | 1 | 1 | 1 | 1 | 1 | 1 | 1 | 1 | 1 | 1 | 1 | 1 | 1 | 1 | 1 | 1 | 1 | 1 | 1 | 1 | 1 | 1 | 1 | 1 | 1 | 1 | 1 | 1 | 1 | 1 | 1 | 1 | 1 | 1 | 1 | 1 | 1 | 1 | 1 | 1 | 1 | 1 | 1 | 1 | 1 | 1 | 1 | 1 | 1 | 1 | 1 | 1 | 1 | 1 | 1 | 1 | 1 | 1 | bar: 2019 to Forecasted Values 2025
| 183 |  |  | Y2Y3 | [9 empty] | 195 | 0 | 1 | 1 | 1 | 1 | 1 | 1 | 1 | 1 | 1 | 1 | 1 | 1 | 1 | 1 | 1 | 1 | 1 | 1 | 1 | 1 | 1 | 1 | 1 | 1 | 1 | 1 | 1 | 1 | 1 | 1 | 1 | 1 | 1 | 1 | 1 | 1 | 1 | 1 | 1 | 1 | 1 | 1 | 1 | 1 | 1 | 1 | 1 | 1 | 1 | 1 | 1 | 1 | 1 | 1 | 1 | 1 | 1 | 1 | 1 | bar: 2019 to Forecasted Values 2025
| 184 |  |  | Average Line Length |  | 2722.798 | 2722.798 | 2722.798 | 2722.798 | 2722.798 | 2722.798 | 2722.798 |  | 196 | 0 | 2722.798 | 2722.798 | 2722.798 | 2722.798 | 2722.798 | 2722.798 | 2722.798 | 2722.798 | 2722.798 | 2722.798 | 2722.798 | 2722.798 | 2722.798 | 2722.798 | 2722.798 | 2722.798 | 2722.798 | 2722.798 | 2722.798 | 2722.798 | 2722.798 | 2722.798 | 2722.798 | 2722.798 | 2722.798 | 2722.798 | 2722.798 | 2722.798 | 2722.798 | 2722.798 | 2722.798 | 2722.798 | 2722.798 | 2722.798 | 2722.798 | 2722.798 | 2722.798 | 2722.798 | 2722.798 | 2722.798 | 2722.798 | 2722.798 | 2722.798 | 2722.798 | 2722.798 | 2722.798 | 2722.798 | 2722.798 | 2722.798 | 2722.798 | 2722.798 | 2722.798 | 2722.798 | 2722.798 | 2722.798 | 2722.798 | 2722.798 | 2722.798 | 2722.798
| 185 |  |  | Customers Added in last 10 years |  | 0.1286 | 0.1286 | 0.1286 | 0.1286 | 0.1286 | 0.1286 | 0.1286 |  | 197 | 0 | 0.1286 | 0.1286 | 0.1286 | 0.1286 | 0.1286 | 0.1286 | 0.1286 | 0.1286 | 0.1286 | 0.1286 | 0.1286 | 0.1286 | 0.1286 | 0.1286 | 0.1286 | 0.1286 | 0.1286 | 0.1286 | 0.1286 | 0.1286 | 0.1286 | 0.1286 | 0.1286 | 0.1286 | 0.1286 | 0.1286 | 0.1286 | 0.1286 | 0.1286 | 0.1286 | 0.1286 | 0.1286 | 0.1286 | 0.1286 | 0.1286 | 0.1286 | 0.1286 | 0.1286 | 0.1286 | 0.1286 | 0.1286 | 0.1286 | 0.1286 | 0.1286 | 0.1286 | 0.1286 | 0.1286 | 0.1286 | 0.1286 | 0.1286 | 0.1286 | 0.1286 | 0.1286 | 0.1286 | 0.1286 | 0.1286 | 0.1286 | 0.1286 | 0.1286
| 186 | [12 empty] | 198 | 0 | 0 | 0 | 0 | 0 | 0 | 0 | 0 | 0 | 0 | 0 | 0 | 0 | 0 | 0 | 0 | 0 | 0 | 0 | 0 | 0 | 0 | 0 | 0 | 0 | 0 | 0 | 0 | 0 | 0 | 0 | 0 | 0 | 0 | 0 | 0 | 0 | 0 | 0 | 0 | 0 | 0 | 0 | 0 | 0 | 0 | 0 | 0 | 0 | 0 | 0 | 0 | 0 | 0 | 0 | 0 | 0 | 0 | 0 | 0
| 187 | [12 empty] | 199 | 0 | 0 | 0 | 0 | 0 | 0 | 0 | 0 | 0 | 0 | 0 | 0 | 0 | 0 | 0 | 0 | 0 | 0 | 0 | 0 | 0 | 0 | 0 | 0 | 0 | 0 | 0 | 0 | 0 | 0 | 0 | 0 | 0 | 0 | 0 | 0 | 0 | 0 | 0 | 0 | 0 | 0 | 0 | 0 | 0 | 0 | 0 | 0 | 0 | 0 | 0 | 0 | 0 | 0 | 0 | 0 | 0 | 0 | 0 | 0
| 188 | [12 empty] | 200 | 0 | 0 | 0 | 0 | 0 | 0 | 0 | 0 | 0 | 0 | 0 | 0 | 0 | 0 | 0 | 0 | 0 | 0 | 0 | 0 | 0 | 0 | 0 | 0 | 0 | 0 | 0 | 0 | 0 | 0 | 0 | 0 | 0 | 0 | 0 | 0 | 0 | 0 | 0 | 0 | 0 | 0 | 0 | 0 | 0 | 0 | 0 | 0 | 0 | 0 | 0 | 0 | 0 | 0 | 0 | 0 | 0 | 0 | 0 | 0
| 189 | 2013 Values Logged and Mean Scaled (where applicable) | [11 empty] | 201 | 0 | 0 | 0 | 0 | 0 | 0 | 0 | 0 | 0 | 0 | 0 | 0 | 0 | 0 | 0 | 0 | 0 | 0 | 0 | 0 | 0 | 0 | 0 | 0 | 0 | 0 | 0 | 0 | 0 | 0 | 0 | 0 | 0 | 0 | 0 | 0 | 0 | 0 | 0 | 0 | 0 | 0 | 0 | 0 | 0 | 0 | 0 | 0 | 0 | 0 | 0 | 0 | 0 | 0 | 0 | 0 | 0 | 0 | 0 | 0
| 190 | [12 empty] | 202 | 0 | 0 | 0 | 0 | 0 | 0 | 0 | 0 | 0 | 0 | 0 | 0 | 0 | 0 | 0 | 0 | 0 | 0 | 0 | 0 | 0 | 0 | 0 | 0 | 0 | 0 | 0 | 0 | 0 | 0 | 0 | 0 | 0 | 0 | 0 | 0 | 0 | 0 | 0 | 0 | 0 | 0 | 0 | 0 | 0 | 0 | 0 | 0 | 0 | 0 | 0 | 0 | 0 | 0 | 0 | 0 | 0 | 0 | 0 | 0
| 191 |  |  | Constant | [9 empty] | 203 | 0 | 1 | 1 | 1 | 1 | 1 | 1 | 1 | 1 | 1 | 1 | 1 | 1 | 1 | 1 | 1 | 1 | 1 | 1 | 1 | 1 | 1 | 1 | 1 | 1 | 1 | 1 | 1 | 1 | 1 | 1 | 1 | 1 | 1 | 1 | 1 | 1 | 1 | 1 | 1 | 1 | 1 | 1 | 1 | 1 | 1 | 1 | 1 | 1 | 1 | 1 | 1 | 1 | 1 | 1 | 1 | 1 | 1 | 1 | 1 | bar: 2019 to Forecasted Values 2025
| 192 |  |  | Capital Price / OM&A Price (WK) |  | -0.21196 | -0.2173 | -0.22076 | -0.21668 | -0.2126 | -0.20852 | -0.16058 |  | 204 | 0 | -0.3195 | -0.087705 | -0.14752 | -0.22697 | -0.16291 | -0.27936 | -0.14902 | -0.21196 | -0.16056 | -0.31179 | -0.34277 | -0.32425 | -0.25037 | -0.18136 | -0.34277 | -0.1131 | -0.18738 | -0.16056 | -0.34277 | -0.16402 | -0.14752 | -0.16056 | -0.27936 | -0.29963 | -0.16056 | -0.068103 | -0.068103 | -0.26444 | -0.31179 | -0.25573 | -0.11236 | -0.25037 | -0.16756 | -0.17652 | -0.18738 | -0.27936 | -0.28812 | -0.14902 | -0.14902 | -0.090496 | -0.197 | -0.29963 | -0.28812 | -0.25573 | -0.3195 | -0.0074128 | -0.10557 | -0.087705 | -0.0074128 | -0.1526 | -0.14752 | -0.14752 | -0.21688 | -0.3195 | -0.25573 | -0.25037 | -0.14902 | -0.15919 | -0.058849
| 193 |  |  | Customers (Y1) |  | -2.1819 | -2.1696 | -2.1542 | -2.1395 | -2.1352 | -2.1225 | -2.1098 |  | 205 | 0 | 2.8111 | -1.6875 | -3.6618 | -0.54587 | -0.45782 | 0.072702 | -0.76692 | -2.1819 | -3.9493 | -3.2886 | -1.6258 | 0.97208 | 0.047822 | -0.058626 | 0.3451 | -1.2641 | -0.99776 | -2.9532 | -0.73547 | -1.0873 | -2.8219 | -0.28436 | -1.6961 | -1.0351 | -3.1566 | -3.9315 | -2.4362 | 3.0538 | 1.6785 | -1.2249 | -0.82557 | 0.43204 | -1.7941 | -1.5279 | 0.92909 | -0.45128 | -0.3672 | -0.12327 | -1.8924 | -0.9635 | -2.3619 | 0.14248 | -1.612 | -1.485 | -0.069181 | -1.7232 | -0.53216 | -0.63389 | -2.6854 | -2.3732 | -3.1032 | -0.11204 | -2.1856 | 2.5068 | -1.5105 | -0.091859 | -0.98586 | -2.807 | -0.98122
| 194 |  |  | Capacity (Y2) |  | -2.1564 | -2.1564 | -2.1564 | -2.1564 | -2.1564 | -2.1564 | -2.1564 |  | 206 | 0 | 2.8739 | -1.9664 | -3.6781 | -0.45319 | -0.55772 | 0.095437 | -1.0822 | -2.1564 | -3.6602 | -3.8628 | -1.6602 | 0.76252 | 0.10264 | -0.093017 | 0.64331 | -1.588 | -0.92914 | -3.0349 | -0.87814 | -1.1283 | -2.9069 | -0.51149 | -1.7994 | -0.47723 | -2.7252 | -3.8088 | -2.155 | 2.9368 | 1.4813 | -1.6413 | -0.85035 | 0.11339 | -1.918 | -1.5957 | 0.73446 | -0.64927 | -0.52292 | -0.24821 | -1.8914 | -1.0415 | -2.552 | 0.096516 | -1.8614 | -1.5274 | -0.38498 | -1.974 | -0.75819 | -0.79191 | -2.8486 | -2.1645 | -2.7192 | -0.44236 | -1.9637 | 2.6769 | -2.222 | -0.1565 | -1.196 | -2.9593 | -1.2965
| 195 |  |  | Deliveries (Y3) |  | -2.4615 | -2.4629 | -2.4297 | -2.4245 | -2.4394 | -2.4616 | -2.4598 |  | 207 | 0 | 2.7819 | -1.936 | -4.0235 | -0.52049 | -0.50369 | -0.068893 | -1.2543 | -2.4615 | -4.1766 | -4.053 | -1.9112 | 0.74092 | 0.055507 | -0.32137 | 0.3525 | -1.6871 | -0.90083 | -3.3545 | -1.1168 | -0.9874 | -3.1061 | -0.63729 | -1.9655 | -1.1985 | -3.049 | -4.3606 | -2.4534 | 3.0838 | 1.4891 | -1.8024 | -0.85598 | 0.084263 | -1.9285 | -1.7261 | 0.64178 | -0.58914 | -0.68686 | -0.30325 | -1.9663 | -1.1949 | -2.6364 | -0.051365 | -1.8715 | -1.6476 | -0.44539 | -2.1941 | -0.76813 | -0.95326 | -2.9526 | -2.8026 | -3.0097 | -0.51818 | -2.2417 | 2.6817 | -2.5082 | -0.12987 | -1.4894 | -2.8126 | -1.3072
| 196 |  |  | WKWK |  | 0.022464 | 0.023609 | 0.024368 | 0.023475 | 0.022599 | 0.02174 | 0.012894 |  | 208 | 0 | 0.05104 | 0.003846 | 0.010882 | 0.025759 | 0.01327 | 0.039021 | 0.011103 | 0.022464 | 0.01289 | 0.048606 | 0.058745 | 0.05257 | 0.031343 | 0.016446 | 0.058745 | 0.0063953 | 0.017556 | 0.01289 | 0.058745 | 0.013451 | 0.010882 | 0.01289 | 0.039021 | 0.04489 | 0.01289 | 0.002319 | 0.002319 | 0.034965 | 0.048606 | 0.032698 | 0.0063127 | 0.031343 | 0.014038 | 0.01558 | 0.017556 | 0.039021 | 0.041507 | 0.011103 | 0.011103 | 0.0040947 | 0.019405 | 0.04489 | 0.041507 | 0.032698 | 0.05104 | 2.7475e-05 | 0.005572 | 0.003846 | 2.7475e-05 | 0.011644 | 0.010882 | 0.010882 | 0.023519 | 0.05104 | 0.032698 | 0.031343 | 0.011103 | 0.012671 | 0.0017316
| 197 |  |  | Y1Y1 |  | 2.3803 | 2.3535 | 2.3204 | 2.2887 | 2.2795 | 2.2525 | 2.2257 |  | 209 | 0 | 3.9512 | 1.4238 | 6.7046 | 0.14899 | 0.1048 | 0.0026428 | 0.29408 | 2.3803 | 7.7986 | 5.4075 | 1.3216 | 0.47247 | 0.0011435 | 0.0017185 | 0.059548 | 0.799 | 0.49777 | 4.3606 | 0.27046 | 0.59107 | 3.9817 | 0.04043 | 1.4383 | 0.53567 | 4.9819 | 7.7283 | 2.9675 | 4.6629 | 1.4086 | 0.75023 | 0.34078 | 0.093331 | 1.6093 | 1.1672 | 0.4316 | 0.10183 | 0.067416 | 0.0075975 | 1.7907 | 0.46417 | 2.7893 | 0.01015 | 1.2993 | 1.1025 | 0.002393 | 1.4848 | 0.1416 | 0.20091 | 3.6057 | 2.816 | 4.8149 | 0.0062766 | 2.3885 | 3.142 | 1.1409 | 0.004219 | 0.48596 | 3.9395 | 0.4814
| 198 |  |  | Y2Y2 |  | 2.3251 | 2.3251 | 2.3251 | 2.3251 | 2.3251 | 2.3251 | 2.3251 |  | 210 | 0 | 4.1297 | 1.9334 | 6.7641 | 0.10269 | 0.15553 | 0.0045541 | 0.58557 | 2.3251 | 6.6986 | 7.4605 | 1.3781 | 0.29072 | 0.0052675 | 0.0043261 | 0.20692 | 1.2608 | 0.43165 | 4.6052 | 0.38557 | 0.63658 | 4.2251 | 0.13081 | 1.619 | 0.11388 | 3.7134 | 7.2536 | 2.3219 | 4.3125 | 1.0972 | 1.3469 | 0.36155 | 0.0064286 | 1.8393 | 1.2731 | 0.26972 | 0.21077 | 0.13672 | 0.030803 | 1.7887 | 0.54232 | 3.2563 | 0.0046577 | 1.7325 | 1.1665 | 0.074103 | 1.9483 | 0.28743 | 0.31356 | 4.0574 | 2.3426 | 3.6971 | 0.097841 | 1.928 | 3.583 | 2.4686 | 0.012246 | 0.71516 | 4.3787 | 0.84043
| 199 |  |  | Y3Y3 |  | 3.0296 | 3.0329 | 2.9518 | 2.939 | 2.9752 | 3.0298 | 3.0252 |  | 211 | 0 | 3.8694 | 1.874 | 8.0943 | 0.13545 | 0.12685 | 0.0023731 | 0.7867 | 3.0296 | 8.7221 | 8.2135 | 1.8263 | 0.27448 | 0.0015405 | 0.051638 | 0.062129 | 1.4231 | 0.40575 | 5.6262 | 0.62358 | 0.48748 | 4.8239 | 0.20307 | 1.9315 | 0.71824 | 4.6481 | 9.5072 | 3.0097 | 4.755 | 1.1087 | 1.6243 | 0.36635 | 0.0035501 | 1.8596 | 1.4897 | 0.20594 | 0.17354 | 0.23589 | 0.045979 | 1.9332 | 0.71387 | 3.4752 | 0.0013192 | 1.7512 | 1.3574 | 0.099184 | 2.407 | 0.29501 | 0.45435 | 4.3588 | 3.9272 | 4.5292 | 0.13425 | 2.5126 | 3.5958 | 3.1457 | 0.0084327 | 1.1091 | 3.9554 | 0.85442
| 200 |  |  | WKY1 |  | 0.46247 | 0.47144 | 0.47557 | 0.46358 | 0.45393 | 0.44258 | 0.3388 |  | 212 | 0 | -0.89815 | 0.148 | 0.54021 | 0.1239 | 0.074582 | -0.02031 | 0.11428 | 0.46247 | 0.6341 | 1.0253 | 0.55726 | -0.3152 | -0.011973 | 0.010633 | -0.11829 | 0.14297 | 0.18696 | 0.47416 | 0.2521 | 0.17833 | 0.4163 | 0.045657 | 0.47381 | 0.31014 | 0.50682 | 0.26775 | 0.16591 | -0.80756 | -0.52332 | 0.31325 | 0.092764 | -0.10817 | 0.30061 | 0.26971 | -0.1741 | 0.12607 | 0.1058 | 0.018369 | 0.282 | 0.087193 | 0.46529 | -0.042691 | 0.46445 | 0.37974 | 0.022104 | 0.012774 | 0.056178 | 0.055595 | 0.019906 | 0.36216 | 0.45779 | 0.016529 | 0.47403 | -0.80092 | 0.38629 | 0.022999 | 0.14691 | 0.44684 | 0.057744
| 201 |  |  | WKY2 |  | 0.45708 | 0.46858 | 0.47605 | 0.46725 | 0.45845 | 0.44965 | 0.34629 |  | 213 | 0 | -0.91822 | 0.17246 | 0.5426 | 0.10286 | 0.090857 | -0.026661 | 0.16126 | 0.45708 | 0.58769 | 1.2044 | 0.56905 | -0.24725 | -0.025698 | 0.01687 | -0.22051 | 0.17959 | 0.17411 | 0.48728 | 0.301 | 0.18507 | 0.42884 | 0.082125 | 0.50269 | 0.14299 | 0.43756 | 0.25939 | 0.14676 | -0.77662 | -0.46186 | 0.41973 | 0.095548 | -0.02839 | 0.32137 | 0.28166 | -0.13763 | 0.18138 | 0.15067 | 0.036987 | 0.28185 | 0.094248 | 0.50274 | -0.028919 | 0.53632 | 0.39061 | 0.123 | 0.014633 | 0.080039 | 0.069454 | 0.021116 | 0.33032 | 0.40115 | 0.065258 | 0.42589 | -0.85528 | 0.56822 | 0.039184 | 0.17822 | 0.47109 | 0.076296
| 202 |  |  | WKY3 |  | 0.52175 | 0.53518 | 0.53639 | 0.52533 | 0.5186 | 0.51329 | 0.395 |  | 214 | 0 | -0.8888 | 0.16979 | 0.59356 | 0.11814 | 0.082055 | 0.019246 | 0.18692 | 0.52175 | 0.6706 | 1.2637 | 0.6551 | -0.24025 | -0.013897 | 0.058284 | -0.12083 | 0.1908 | 0.1688 | 0.53859 | 0.38279 | 0.16195 | 0.45822 | 0.10232 | 0.54907 | 0.35912 | 0.48954 | 0.29697 | 0.16709 | -0.81549 | -0.46428 | 0.46091 | 0.09618 | -0.021097 | 0.32314 | 0.30469 | -0.12026 | 0.16458 | 0.1979 | 0.045189 | 0.29301 | 0.10813 | 0.51936 | 0.015391 | 0.53922 | 0.42135 | 0.1423 | 0.016264 | 0.081088 | 0.083605 | 0.021887 | 0.42768 | 0.444 | 0.076443 | 0.48619 | -0.85681 | 0.64143 | 0.032515 | 0.22194 | 0.44774 | 0.076928
| 203 |  |  | Y1Y2 |  | 4.705 | 4.6785 | 4.6454 | 4.6136 | 4.6043 | 4.577 | 4.5497 |  | 215 | 0 | 8.0789 | 3.3183 | 13.4685 | 0.24738 | 0.25533 | 0.0069385 | 0.82995 | 4.705 | 14.4554 | 12.7032 | 2.699 | 0.74123 | 0.0049085 | 0.0054532 | 0.22201 | 2.0074 | 0.92706 | 8.9625 | 0.64585 | 1.2268 | 8.2032 | 0.14545 | 3.052 | 0.49396 | 8.6023 | 14.9743 | 5.2499 | 8.9686 | 2.4864 | 2.0105 | 0.70202 | 0.048989 | 3.441 | 2.438 | 0.68238 | 0.293 | 0.19201 | 0.030596 | 3.5793 | 1.0035 | 6.0275 | 0.013751 | 3.0006 | 2.2682 | 0.026633 | 3.4016 | 0.40348 | 0.50199 | 7.6497 | 5.1368 | 8.4383 | 0.049563 | 4.2919 | 6.7105 | 3.3564 | 0.014376 | 1.179 | 8.3066 | 1.2721
| 204 |  |  | Y1Y3 |  | 5.3707 | 5.3434 | 5.2342 | 5.1871 | 5.2084 | 5.2248 | 5.1897 |  | 216 | 0 | 7.8201 | 3.2669 | 14.7335 | 0.28412 | 0.2306 | -0.0050086 | 0.96198 | 5.3707 | 16.4949 | 13.3288 | 3.1072 | 0.72024 | 0.0026545 | 0.01884 | 0.12165 | 2.1327 | 0.89882 | 9.9063 | 0.82135 | 1.0736 | 8.7652 | 0.18122 | 3.3335 | 1.2405 | 9.6243 | 17.1435 | 5.977 | 9.4175 | 2.4994 | 2.2078 | 0.70667 | 0.036405 | 3.4599 | 2.6373 | 0.59627 | 0.26587 | 0.25221 | 0.037381 | 3.7211 | 1.1513 | 6.2268 | -0.0073184 | 3.0169 | 2.4467 | 0.030812 | 3.781 | 0.40877 | 0.60426 | 7.9288 | 6.651 | 9.3397 | 0.058057 | 4.8995 | 6.7224 | 3.7888 | 0.011929 | 1.4683 | 7.8949 | 1.2827
| 205 |  |  | Y2Y3 |  | 5.3081 | 5.311 | 5.2395 | 5.2281 | 5.2603 | 5.3083 | 5.3042 |  | 217 | 0 | 7.9948 | 3.8069 | 14.7988 | 0.23588 | 0.28092 | -0.0065749 | 1.3574 | 5.3081 | 15.2874 | 15.6559 | 3.1729 | 0.56497 | 0.0056973 | 0.029892 | 0.22677 | 2.6791 | 0.837 | 10.1804 | 0.98068 | 1.1141 | 9.0292 | 0.32597 | 3.5367 | 0.57198 | 8.3091 | 16.6086 | 5.287 | 9.0567 | 2.2059 | 2.9582 | 0.72788 | 0.0095545 | 3.6989 | 2.7542 | 0.47136 | 0.38251 | 0.35917 | 0.075268 | 3.719 | 1.2444 | 6.7279 | -0.0049576 | 3.4837 | 2.5167 | 0.17146 | 4.3311 | 0.58239 | 0.7549 | 8.4108 | 6.0662 | 8.1841 | 0.22922 | 4.4019 | 7.1787 | 5.5733 | 0.020324 | 1.7812 | 8.3233 | 1.6948
| 206 |  |  | Average Line Length |  | -2.9107 | -2.9059 | -2.9017 | -2.898 | -2.8947 | -2.8916 | -2.8887 |  | 218 | 0 | 2.0704 | -0.38136 | -3.3867 | -1.2599 | -1.6898 | -0.57491 | -0.98121 | -2.9107 | -4.545 | -4.508 | -2.903 | 0.18982 | -0.57764 | -0.75282 | -0.44144 | -2.0911 | -1.9365 | -2.9855 | -1.6543 | -2.3137 | -3.5213 | -1.0634 | -2.1846 | -0.65103 | -3.628 | -4.857 | -3.7076 | 3.8057 | 0.69329 | -1.2681 | -2.0469 | -0.38243 | -2.9567 | -1.693 | 0.011515 | -0.70719 | -0.93728 | -0.26388 | -2.0919 | -1.5369 | -1.9959 | -0.548 | -2.6606 | -2.2958 | -0.88403 | -2.558 | -1.5946 | -1.3155 | -3.7056 | -3.3466 | -2.1496 | -0.78116 | -2.9025 | 1.8096 | -2.4006 | -0.58927 | -1.8179 | -3.307 | -1.73
| 207 |  |  | Customers Added in last 10 years |  | 94.58% | 7.776% | 7.776% | 7.776% | 7.776% | 7.776% | 7.776% |  | 219 | 0 | 0.91623 | 0.029273 | -0.1544 | 0.3126 | 0.60624 | 0.57196 | 0.32021 | 0.9458 | -0.57731 | 1.7026 | 0.95661 | 0.91016 | 2.7182 | 0.64147 | 0.44656 | 1.5878 | 0.72489 | -0.11575 | 0.64944 | 0.73696 | 0.024811 | 0.23085 | 1.2763 | 0.54836 | -0.18005 | 0.43567 | 0.14271 | 0.59822 | 1.1497 | 2.1727 | 0.27416 | 1.1432 | 0.91105 | 0.64826 | 0.81882 | 3.7183 | 0.91144 | 0.87383 | 1.6823 | 0.14534 | -0.093827 | 1.37 | 1.0944 | 0.94522 | 1.0429 | 0.69684 | 0.58252 | 0.19886 | 0.26974 | 0.1284 | 0.34503 | 0.23569 | 0.53636 | 1.0016 | 1.4175 | 1.0324 | 0.703 | 0.53142 | 0.72596
| 208 |  |  | Trend |  | 13 | 14 | 15 | 16 | 17 | 18 | 19 |  | 220 | 0 | 13 | 13 | 13 | 13 | 13 | 13 | 13 | 13 | 13 | 13 | 13 | 13 | 13 | 13 | 13 | 13 | 13 | 13 | 13 | 13 | 13 | 13 | 13 | 13 | 13 | 13 | 13 | 13 | 13 | 13 | 13 | 13 | 13 | 13 | 13 | 13 | 13 | 13 | 13 | 13 | 13 | 13 | 13 | 13 | 13 | 13 | 13 | 13 | 13 | 13 | 13 | 13 | 13 | 13 | 13 | 13 | 13 | 13 | 13
| 209 | [12 empty] | 221 | 0 | 0 | 0 | 0 | 0 | 0 | 0 | 0 | 0 | 0 | 0 | 0 | 0 | 0 | 0 | 0 | 0 | 0 | 0 | 0 | 0 | 0 | 0 | 0 | 0 | 0 | 0 | 0 | 0 | 0 | 0 | 0 | 0 | 0 | 0 | 0 | 0 | 0 | 0 | 0 | 0 | 0 | 0 | 0 | 0 | 0 | 0 | 0 | 0 | 0 | 0 | 0 | 0 | 0 | 0 | 0 | 0 | 0 | 0 | 0
| 210 | Product of Parameter and 2013 Values | [11 empty] | 222 | 0 | 0 | 0 | 0 | 0 | 0 | 0 | 0 | 0 | 0 | 0 | 0 | 0 | 0 | 0 | 0 | 0 | 0 | 0 | 0 | 0 | 0 | 0 | 0 | 0 | 0 | 0 | 0 | 0 | 0 | 0 | 0 | 0 | 0 | 0 | 0 | 0 | 0 | 0 | 0 | 0 | 0 | 0 | 0 | 0 | 0 | 0 | 0 | 0 | 0 | 0 | 0 | 0 | 0 | 0 | 0 | 0 | 0 | 0 | 0
| 211 | [12 empty] | 223 | 0 | 0 | 0 | 0 | 0 | 0 | 0 | 0 | 0 | 0 | 0 | 0 | 0 | 0 | 0 | 0 | 0 | 0 | 0 | 0 | 0 | 0 | 0 | 0 | 0 | 0 | 0 | 0 | 0 | 0 | 0 | 0 | 0 | 0 | 0 | 0 | 0 | 0 | 0 | 0 | 0 | 0 | 0 | 0 | 0 | 0 | 0 | 0 | 0 | 0 | 0 | 0 | 0 | 0 | 0 | 0 | 0 | 0 | 0 | 0
| 212 |  |  | Constant |  | 12.8133 | 12.8133 | 12.8133 | 12.8133 | 12.8133 | 12.8133 | 12.8133 |  | 224 | 0 | 12.8172 | 12.8097 | 12.8157 | 12.8145 | 12.8153 | 12.8168 | 12.8129 | 12.8133 | 12.8147 | 12.8109 | 12.8111 | 12.8149 | 12.8166 | 12.8214 | 12.8191 | 12.8123 | 12.8121 | 12.8205 | 12.8153 | 12.8157 | 12.8124 | 12.8161 | 12.8145 | 12.8115 | 12.8149 | 12.8177 | 12.8066 | 12.8151 | 12.8153 | 12.8159 | 12.8141 | 12.8202 | 12.8129 | 12.8195 | 12.8131 | 12.8193 | 12.8143 | 12.7877 | 12.8109 | 12.8148 | 12.8311 | 12.8119 | 12.8147 | 12.8141 | 12.8195 | 12.8144 | 12.8129 | 12.8064 | 12.8221 | 12.8123 | 12.8146 | 12.8098 | 12.8142 | 12.8023 | 12.8153 | 12.8136 | 12.8158 | 12.8153 | 12.8135
| 213 |  |  | Capital Price / OM&A Price (WK) |  | -0.13295 | -0.13629 | -0.13847 | -0.13591 | -0.13335 | -0.13079 | -0.10072 |  | 225 | 0 | -0.20037 | -0.054941 | -0.092429 | -0.14363 | -0.10209 | -0.17501 | -0.093549 | -0.13295 | -0.10062 | -0.19679 | -0.21508 | -0.20329 | -0.1568 | -0.11394 | -0.21482 | -0.071178 | -0.11762 | -0.10059 | -0.2146 | -0.10204 | -0.092503 | -0.10075 | -0.17565 | -0.18746 | -0.10075 | -0.042698 | -0.042922 | -0.16663 | -0.19569 | -0.16054 | -0.070681 | -0.15654 | -0.105 | -0.11069 | -0.11816 | -0.17473 | -0.18085 | -0.093703 | -0.093089 | -0.056623 | -0.12348 | -0.18715 | -0.18078 | -0.16022 | -0.20029 | -0.0046473 | -0.066042 | -0.055333 | -0.0046275 | -0.095781 | -0.092448 | -0.093263 | -0.13598 | -0.20201 | -0.16014 | -0.15663 | -0.093649 | -0.09982 | -0.036892
| 214 |  |  | Customers (Y1) |  | -0.9765 | -0.97099 | -0.96413 | -0.95753 | -0.9556 | -0.94993 | -0.94426 |  | 226 | 0 | 1.1914 | -0.77142 | -1.6255 | -0.24049 | -0.20363 | 0.031897 | -0.34112 | -0.9765 | -1.7584 | -1.4715 | -0.72044 | 0.42808 | 0.020845 | -0.024997 | 0.15614 | -0.55699 | -0.45171 | -1.3148 | -0.32863 | -0.49146 | -1.2597 | -0.12473 | -0.7446 | -0.45178 | -1.3877 | -1.7845 | -1.0823 | 1.2329 | 0.7466 | -0.54198 | -0.36565 | 0.20742 | -0.80498 | -0.67202 | 0.41811 | -0.20678 | -0.16445 | -0.060484 | -0.84878 | -0.42905 | -1.0033 | 0.064987 | -0.71472 | -0.66392 | -0.031604 | -0.76675 | -0.19797 | -0.27975 | -1.1738 | -1.0691 | -1.3827 | -0.047758 | -0.97248 | 1.1641 | -0.67143 | -0.041293 | -0.43716 | -1.2542 | -0.43696
| 215 |  |  | Capacity (Y2) |  | -0.33384 | -0.33384 | -0.33384 | -0.33384 | -0.33384 | -0.33384 | -0.33384 |  | 227 | 0 | 0.54881 | -0.30805 | -0.59491 | -0.072884 | -0.089127 | 0.015566 | -0.17588 | -0.33384 | -0.56798 | -0.62794 | -0.27923 | 0.12606 | 0.017276 | -0.015734 | 0.10741 | -0.26286 | -0.14411 | -0.47904 | -0.14188 | -0.17439 | -0.46977 | -0.084175 | -0.282 | -0.083333 | -0.43532 | -0.59259 | -0.34564 | 0.56801 | 0.23744 | -0.26406 | -0.13864 | 0.015108 | -0.31817 | -0.25066 | 0.11702 | -0.10415 | -0.083253 | -0.034238 | -0.30695 | -0.16509 | -0.3771 | 0.014767 | -0.29879 | -0.24196 | -0.058121 | -0.31626 | -0.16781 | -0.13294 | -0.44333 | -0.33926 | -0.43464 | -0.077644 | -0.31316 | 0.35078 | -0.36228 | -0.024736 | -0.19421 | -0.47128 | -0.2108
| 216 |  |  | Deliveries (Y3) |  | -0.2702 | -0.27035 | -0.26671 | -0.26613 | -0.26777 | -0.27021 | -0.27001 |  | 228 | 0 | 0.26338 | -0.21481 | -0.40026 | -0.057287 | -0.052918 | -0.0075142 | -0.12768 | -0.2702 | -0.45429 | -0.4321 | -0.19463 | 0.077021 | 0.0059645 | -0.036267 | 0.030455 | -0.17658 | -0.095236 | -0.3456 | -0.11649 | -0.091508 | -0.32963 | -0.066489 | -0.22461 | -0.12673 | -0.33084 | -0.43389 | -0.2868 | 0.32701 | 0.15694 | -0.18589 | -0.090085 | 0.0091753 | -0.19324 | -0.17991 | 0.068215 | -0.059284 | -0.071302 | -0.031288 | -0.21299 | -0.12819 | -0.30577 | -0.0052998 | -0.19945 | -0.17346 | -0.046824 | -0.23209 | -0.069379 | -0.096387 | -0.32253 | -0.30097 | -0.32229 | -0.055324 | -0.23567 | 0.23989 | -0.25633 | -0.013497 | -0.15513 | -0.29325 | -0.1358
| 217 |  |  | WKWK |  | 0.0028051 | 0.0029482 | 0.0030429 | 0.0029314 | 0.002822 | 0.0027147 | 0.0016101 |  | 229 | 0 | 0.0062017 | 0.00047534 | 0.0013411 | 0.0034046 | 0.0015941 | 0.0047952 | 0.0014344 | 0.0028051 | 0.0015593 | 0.0066619 | 0.0075611 | 0.0064703 | 0.0038205 | 0.0022576 | 0.0071659 | 0.00081822 | 0.0022256 | 0.0015692 | 0.0071505 | 0.0015373 | 0.0013408 | 0.001676 | 0.0049239 | 0.0059012 | 0.0015701 | 0.0002921 | 0.00031463 | 0.004355 | 0.0060119 | 0.0040744 | 0.00084032 | 0.0038748 | 0.0017547 | 0.0019658 | 0.002293 | 0.0051241 | 0.0053518 | 0.0013639 | 0.0012438 | 0.00049429 | 0.0021572 | 0.0057437 | 0.0052688 | 0.0040092 | 0.0063853 | 3.3953e-06 | 0.00065808 | 0.0005459 | 3.0607e-06 | 0.0014458 | 0.0013431 | 0.0015506 | 0.0029464 | 0.0063525 | 0.0039565 | 0.0040957 | 0.0013692 | 0.0015923 | 0.00021918
| 218 |  |  | Y1Y1 |  | -0.94156 | -0.93096 | -0.91787 | -0.90533 | -0.90169 | -0.89102 | -0.88041 |  | 230 | 0 | -1.471 | -0.56995 | -2.3741 | -0.056733 | -0.038706 | -0.00098415 | -0.10232 | -0.94156 | -3.232 | -1.8098 | -0.5183 | -0.17648 | -0.00039937 | -0.00062961 | -0.027348 | -0.34279 | -0.1855 | -1.8829 | -0.10206 | -0.21186 | -1.4117 | -0.015877 | -0.56008 | -0.17006 | -1.1406 | -3.3917 | -1.108 | -1.8718 | -0.53421 | -0.28458 | -0.12656 | -0.032485 | -0.60225 | -0.44085 | -0.16814 | -0.04705 | -0.025091 | -0.002313 | -0.66999 | -0.16294 | -1.4457 | -0.0041545 | -0.48682 | -0.43661 | -0.00097154 | -0.55354 | -0.07265 | -0.082302 | -0.91905 | -1.1422 | -1.6299 | -0.0028054 | -0.93475 | -1.1197 | -0.27564 | -0.0015865 | -0.18275 | -1.5374 | -0.18387
| 219 |  |  | Y2Y2 |  | 0.58482 | 0.58482 | 0.58482 | 0.58482 | 0.58482 | 0.58482 | 0.58482 |  | 231 | 0 | 1.0369 | 0.43061 | 1.4408 | 0.017802 | 0.030726 | 0.00086511 | 0.11935 | 0.58482 | 1.1931 | 1.5267 | 0.2337 | 0.054176 | 0.0010794 | 0.0007895 | 0.032682 | 0.21238 | 0.050214 | 0.57625 | 0.072701 | 0.13863 | 0.82651 | 0.023687 | 0.28013 | 0.03159 | 0.87532 | 1.2637 | 0.24585 | 0.80291 | 0.20936 | 0.24323 | 0.068278 | 0.0013072 | 0.3437 | 0.22295 | 0.045156 | 0.036088 | 0.025798 | 0.007173 | 0.34376 | 0.11189 | 0.5425 | 0.00083504 | 0.3349 | 0.21097 | 0.013782 | 0.44629 | 0.0018973 | 0.052722 | 0.96756 | 0.42154 | 0.6463 | 0.015094 | 0.34449 | 0.72807 | 0.76197 | 0.0023247 | 0.13071 | 0.85236 | 0.16311
| 220 |  |  | Y3Y3 |  | 0.54008 | 0.54068 | 0.52622 | 0.52393 | 0.53039 | 0.54013 | 0.5393 |  | 232 | 0 | 0.5648 | 0.32191 | 1.2533 | 0.024104 | 0.021117 | 0.0004079 | 0.12589 | 0.54008 | 1.5205 | 1.3915 | 0.28362 | 0.045247 | 0.00025775 | 0.009638 | 0.0096148 | 0.23393 | 0.058071 | 0.87645 | 0.10225 | 0.065404 | 0.81481 | 0.033319 | 0.41678 | 0.11056 | 0.8432 | 1.39 | 0.62236 | 0.74445 | 0.18188 | 0.2726 | 0.061034 | 0.00059998 | 0.28255 | 0.25285 | 0.034435 | 0.025601 | 0.03955 | 0.0074548 | 0.3396 | 0.12225 | 0.61933 | 0.00021492 | 0.29971 | 0.2269 | 0.015589 | 0.38877 | 0.041955 | 0.070742 | 0.78322 | 0.66511 | 0.79959 | 0.022393 | 0.42537 | 0.52629 | 0.48891 | 0.0013689 | 0.1816 | 0.64086 | 0.13651
| 221 |  |  | WKY1 |  | 0.024748 | 0.025228 | 0.025449 | 0.024808 | 0.024291 | 0.023683 | 0.01813 |  | 233 | 0 | -0.049434 | 0.0072758 | 0.028785 | 0.0057537 | 0.0040111 | -0.0010993 | 0.0060804 | 0.024748 | 0.033341 | 0.051572 | 0.030194 | -0.017035 | -0.00066337 | 0.00054559 | -0.0062558 | 0.0078155 | 0.0096248 | 0.025214 | 0.013653 | 0.010418 | 0.022403 | 0.002522 | 0.02343 | 0.012185 | 0.025447 | 0.014081 | 0.0080285 | -0.04873 | -0.028633 | 0.015944 | 0.0049411 | -0.0056573 | 0.016498 | 0.014225 | -0.0096166 | 0.0070642 | 0.0053486 | 0.00099909 | 0.01584 | 0.0047093 | 0.025309 | -0.0023518 | 0.024949 | 0.02033 | 0.0011765 | 0.00069325 | 0.0030255 | 0.0029673 | 0.0010982 | 0.016696 | 0.024781 | 0.00097687 | 0.025959 | -0.042902 | 0.020612 | 0.0012181 | 0.0082254 | 0.024332 | 0.0031162
| 222 |  |  | WKY2 |  | 0.0042321 | 0.0043386 | 0.0044078 | 0.0043263 | 0.0042448 | 0.0041633 | 0.0032063 |  | 234 | 0 | -0.0074754 | 0.0014449 | 0.0053105 | 0.0016821 | 0.0008355 | -0.0002512 | 0.0017125 | 0.0042321 | 0.0061617 | 0.016387 | 0.0054597 | -0.0023535 | -0.00021425 | 0.000177 | -0.0024002 | 0.0014258 | 0.0019162 | 0.0047576 | 0.0028508 | 0.0014836 | 0.0041289 | 0.00072079 | 0.0057632 | 0.0036863 | 0.005181 | 0.0028964 | 0.0019172 | -0.0054405 | -0.004382 | 0.0045302 | 0.00096742 | -0.00030371 | 0.002936 | 0.0031042 | -0.0013926 | 0.001812 | 0.0015589 | 0.00034033 | 0.0022349 | 0.00090295 | 0.0032523 | -0.0002505 | 0.0054554 | 0.0039123 | 0.0012479 | 0.00013707 | 0.00075519 | 0.00078123 | 0.00018831 | 0.0059533 | 0.0037448 | 0.00043025 | 0.0040619 | -0.011138 | 0.0055697 | 0.00041178 | 0.0015617 | 0.004706 | 0.00074164
| 223 |  |  | WKY3 |  | 0.00044545 | 0.00045692 | 0.00045795 | 0.00044851 | 0.00044276 | 0.00043823 | 0.00033723 |  | 235 | 0 | -0.00035853 | 0.0010179 | -0.00038597 | 0.000198 | 2.2699e-05 | -5.0108e-06 | -4.2039e-05 | 0.00044545 | -0.00063109 | 0.00086269 | 2.2518e-05 | -2.5468e-05 | 7.9724e-06 | 0.00013231 | 3.9083e-05 | 1.1697e-05 | 0.00019244 | -0.00031818 | -8.2076e-05 | -0.0003859 | -7.1973e-06 | -3.9728e-05 | 0.0014931 | -0.00050759 | 0.00043764 | -0.00033541 | 0.00020233 | 0.00089243 | 4.3023e-05 | 0.00093215 | 3.0513e-05 | 1.0641e-05 | -0.0001446 | -9.2465e-05 | 1.2523e-05 | -0.00036636 | 0.00051302 | 1.477e-05 | 0.00041827 | -2.6683e-05 | -7.5922e-05 | -1.9902e-05 | -0.00010024 | -1.961e-05 | 5.6797e-06 | -6.1713e-06 | 6.9427e-07 | -1.4183e-05 | -7.173e-06 | -0.0024801 | -0.00018801 | -2.892e-05 | -0.00028012 | -0.00073957 | 1.0822e-05 | -1.8659e-05 | -0.00030356 | -0.00032475 | -1.254e-05
| 224 |  |  | Y1Y2 |  | 0.58657 | 0.58326 | 0.57914 | 0.57517 | 0.57401 | 0.57061 | 0.5672 |  | 236 | 0 | 0.82364 | 0.45783 | 1.5566 | 0.038812 | 0.034599 | 0.00098557 | 0.097805 | 0.58657 | 2.4562 | 1.4489 | 0.4172 | 0.10502 | 0.00059086 | 0.00081021 | 0.045017 | 0.35775 | 0.15693 | 1.7785 | 0.091514 | 0.12961 | 1.0331 | 0.022365 | 0.5406 | 0.031194 | 0.48974 | 2.6007 | 1.0846 | 1.3112 | 0.35113 | 0.29812 | 0.098394 | 0.0059752 | 0.46361 | 0.36879 | 0.10857 | 0.053904 | 0.027083 | 0.002565 | 0.51663 | 0.12481 | 1.4023 | 0.0022461 | 0.42631 | 0.35601 | 0.0040788 | 0.40548 | 0.11992 | 0.082539 | 0.46084 | 0.83708 | 1.1674 | 0.0096951 | 0.67522 | 0.76295 | 0.03446 | 0.0020141 | 0.16947 | 1.2015 | 0.17761
| 225 |  |  | Y1Y3 |  | 0.56743 | 0.56454 | 0.55301 | 0.54802 | 0.55028 | 0.55201 | 0.5483 |  | 237 | 0 | 0.71311 | 0.33138 | 1.0353 | 0.014865 | 0.015244 | -0.00030068 | 0.058214 | 0.56743 | 1.1716 | 0.66994 | 0.20529 | 0.044812 | 0.0001551 | 0.0008167 | 0.010672 | 0.16619 | 0.033102 | 0.71287 | 0.055297 | 0.095392 | 0.51083 | 0.012501 | 0.12777 | 0.10421 | 0.22018 | 1.6993 | 0.13453 | 0.61729 | 0.17403 | 0.13441 | 0.04443 | 0.0026177 | 0.25192 | 0.14706 | 0.038462 | 0.027877 | 0.015786 | 0.0025643 | 0.21751 | 0.070023 | 0.67693 | -0.0005945 | 0.1928 | 0.1706 | 0.0026566 | 0.31775 | 0.014678 | 0.044062 | 0.26851 | 0.4577 | 0.33446 | 0.0044637 | 0.31659 | 0.56312 | 0.2412 | 0.00082819 | 0.092377 | 0.60625 | 0.093846
| 226 |  |  | Y2Y3 |  | -1.3204 | -1.3211 | -1.3033 | -1.3005 | -1.3085 | -1.3205 | -1.3194 |  | 238 | 0 | -1.652 | -0.91227 | -2.8676 | -0.046391 | -0.056134 | 0.0013039 | -0.25464 | -1.3204 | -3.2486 | -2.8721 | -0.59634 | -0.1098 | -0.0010943 | -0.0058744 | -0.049609 | -0.56104 | -0.12577 | -1.9804 | -0.19448 | -0.2124 | -1.7425 | -0.065169 | -0.7681 | -0.11715 | -1.4475 | -3.5148 | -1.0548 | -1.6968 | -0.44112 | -0.57823 | -0.14305 | -0.0019747 | -0.70765 | -0.52917 | -0.093413 | -0.083441 | -0.070792 | -0.014832 | -0.7476 | -0.24812 | -1.7138 | 0.0010508 | -0.70408 | -0.51307 | -0.035827 | -0.92379 | -0.086403 | -0.14791 | -1.5255 | -1.2422 | -1.4863 | -0.048265 | -0.88729 | -1.4542 | -1.0392 | -0.0040402 | -0.3458 | -1.7126 | -0.33844
| 227 |  |  | Average Line Length |  | -0.82577 | -0.8244 | -0.82321 | -0.82216 | -0.82123 | -0.82035 | -0.81953 |  | 239 | 0 | 0.59572 | -0.10332 | -0.9821 | -0.35652 | -0.48511 | -0.16393 | -0.27966 | -0.82577 | -1.3032 | -1.2702 | -0.81761 | 0.054168 | -0.16417 | -0.21443 | -0.12824 | -0.59345 | -0.54751 | -0.8694 | -0.46773 | -0.6905 | -0.99106 | -0.30656 | -0.62071 | -0.18198 | -1.0416 | -1.4067 | -1.0053 | 1.0696 | 0.19769 | -0.36442 | -0.58247 | -0.10722 | -0.83042 | -0.49501 | 0.0032279 | -0.19726 | -0.26724 | -0.069899 | -0.58116 | -0.43984 | -0.61487 | -0.15577 | -0.7614 | -0.65493 | -0.25164 | -0.72832 | -0.50317 | -0.3705 | -1.0853 | -0.94076 | -0.61076 | -0.22312 | -0.82915 | 0.51813 | -0.6853 | -0.16766 | -0.51535 | -0.94631 | -0.49109
| 228 |  |  | Customers Added in last 10 years |  | 0.016119 | 0.0013252 | 0.0013252 | 0.0013252 | 0.0013252 | 0.0013252 | 0.0013252 |  | 240 | 0 | 0.01564 | 0.00048454 | -0.002607 | 0.0050996 | 0.0097918 | 0.0093766 | 0.0052794 | 0.016119 | -0.0094662 | 0.029198 | 0.015849 | 0.014781 | 0.043271 | 0.0095868 | 0.0077697 | 0.027255 | 0.011971 | -0.0017117 | 0.010456 | 0.012891 | 0.00044104 | 0.0036188 | 0.021225 | 0.0085254 | -0.0027295 | 0.0068938 | 0.0023186 | 0.0093471 | 0.01867 | 0.036271 | 0.0045143 | 0.020676 | 0.015328 | 0.010424 | 0.014547 | 0.031737 | 0.015586 | 0.016828 | 0.027746 | 0.0024006 | -0.0012561 | 0.023034 | 0.017874 | 0.015788 | 0.016653 | 0.0112 | 0.01065 | 0.0036335 | 0.004516 | 0.0021263 | 0.0054525 | 0.0041013 | 0.0090531 | 0.01906 | 0.022786 | 0.017275 | 0.011411 | 0.0086125 | 0.011851
| 229 |  |  | Trend |  | 0.22319 | 0.24036 | 0.25753 | 0.2747 | 0.29186 | 0.30903 | 0.3262 |  | 241 | 0 | 0.21823 | 0.21772 | 0.22113 | 0.22042 | 0.22364 | 0.22213 | 0.21979 | 0.22319 | 0.22657 | 0.22638 | 0.22368 | 0.2207 | 0.22095 | 0.22507 | 0.22043 | 0.22036 | 0.22252 | 0.21859 | 0.2219 | 0.22021 | 0.22352 | 0.2231 | 0.21919 | 0.22432 | 0.22104 | 0.2187 | 0.22596 | 0.22072 | 0.21981 | 0.21854 | 0.22262 | 0.22347 | 0.22 | 0.21943 | 0.22056 | 0.22426 | 0.22514 | 0.21352 | 0.21969 | 0.22185 | 0.22926 | 0.22301 | 0.22348 | 0.22249 | 0.22039 | 0.22317 | 0.2292 | 0.22193 | 0.2217 | 0.2196 | 0.21938 | 0.2246 | 0.22 | 0.21932 | 0.21791 | 0.21917 | 0.22026 | 0.21888 | 0.22041
| 230 | [12 empty] | 242 | 0 | 0 | 0 | 0 | 0 | 0 | 0 | 0 | 0 | 0 | 0 | 0 | 0 | 0 | 0 | 0 | 0 | 0 | 0 | 0 | 0 | 0 | 0 | 0 | 0 | 0 | 0 | 0 | 0 | 0 | 0 | 0 | 0 | 0 | 0 | 0 | 0 | 0 | 0 | 0 | 0 | 0 | 0 | 0 | 0 | 0 | 0 | 0 | 0 | 0 | 0 | 0 | 0 | 0 | 0 | 0 | 0 | 0 | 0 | 0
| 231 |  |  | Log of Predicted Total Cost / OM&A Price |  | 10.5625 | 10.5733 | 10.6011 | 10.6324 | 10.6558 | 10.6856 | 10.7355 |  | 243 | 0 | 15.4144 | 11.6451 | 9.4183 | 12.1727 | 12.1291 | 12.755 | 12.0735 | 10.5625 | 8.7485 | 9.4986 | 10.8921 | 13.4824 | 12.8075 | 12.6594 | 13.0178 | 11.4754 | 11.6914 | 10.04 | 11.8272 | 11.5168 | 9.9525 | 12.3758 | 11.0801 | 12.0246 | 9.6099 | 8.8471 | 10.2069 | 15.9343 | 14.1109 | 11.6648 | 11.803 | 13.0062 | 10.8493 | 11.3819 | 13.493 | 12.3597 | 12.313 | 12.7338 | 11.035 | 11.8442 | 10.7468 | 12.7922 | 10.9993 | 11.201 | 12.4761 | 11.0825 | 12.0722 | 12.1212 | 10.0556 | 10.3068 | 10.0579 | 12.5449 | 10.5292 | 15.0696 | 11.1623 | 12.6529 | 11.7084 | 10.0592 | 11.787
| 232 |  |  | Real Predicted Total Cost / OM&A Price |  | 38659.0029 | 39077.4903 | 40180.6415 | 41456.3362 | 42439.945 | 43723.8762 | 45960.5176 |  | 244 | 0 | 4947320.008 | 114132.5202 | 12311.9709 | 193445.2151 | 185191.9951 | 346292.1937 | 175175.1943 | 38659.0029 | 6301.1453 | 13341.119 | 53750.5122 | 716715.3133 | 364928.4391 | 314699.7109 | 450369.8892 | 96316.2234 | 119541.3572 | 22924.5865 | 136920.7489 | 100383.9336 | 21005.5742 | 236999.1524 | 64866.7202 | 166812.9048 | 14911.8038 | 6954.2566 | 27089.8819 | 8321469.0056 | 1343587.3518 | 116405.8005 | 133656.095 | 445178.9458 | 51498.5241 | 87715.761 | 724306.6441 | 233203.4717 | 222578.8606 | 339003.4987 | 62009.4372 | 139279.1433 | 46480.2191 | 359410.778 | 59834.1747 | 73200.3819 | 262010.556 | 65020.6928 | 174948.8354 | 183729.7672 | 23286.4099 | 29935.7391 | 23339.7227 | 280670.4271 | 37390.1499 | 3504658.2249 | 70425.1797 | 312654.2928 | 121586.8632 | 23369.1044 | 131533.1568
| 233 |  |  | OM&A Price |  | 136.7929 | 140.2392 | 144.3538 | 148.5892 | 152.9489 | 157.4365 | 162.0557 |  | 245 | 0 | 152.3238 | 120.8091 | 128.2563 | 138.8621 | 130.2448 | 146.3305 | 128.4478 | 136.7929 | 129.9392 | 151.1533 | 155.9096 | 153.0495 | 142.1496 | 132.6709 | 155.9096 | 123.9158 | 133.4719 | 129.9392 | 155.9096 | 130.3898 | 128.2563 | 129.9392 | 146.3305 | 149.3271 | 129.9392 | 118.4641 | 118.4641 | 144.1636 | 151.1533 | 142.9128 | 123.8251 | 142.1496 | 130.8516 | 132.0298 | 133.4719 | 146.3305 | 147.6183 | 128.4478 | 128.4478 | 121.1468 | 134.7617 | 149.3271 | 147.6183 | 142.9128 | 152.3238 | 111.4883 | 122.9862 | 120.8091 | 111.4883 | 128.9097 | 128.2563 | 128.2563 | 137.468 | 152.3238 | 142.9128 | 142.1496 | 128.4478 | 129.7613 | 117.3729
| 234 |  |  | Predicted Total Cost |  | 5288276.3676 | 5480195.538 | 5800230.2415 | 6159965.2535 | 6491142.3692 | 6883732.0317 | 7448163.2698 |  | 246 | 0 | 753594365.0142 | 13788249.7373 | 1579087.5346 | 26862215.1005 | 24120295.0327 | 50673119.0253 | 22500874.4041 | 5288276.3676 | 818766.0517 | 2016554.5144 | 8380222.6622 | 109692895.1643 | 51874442.4033 | 41751478.2318 | 70217004.4257 | 11935102.7204 | 15955409.6245 | 2978803.4072 | 21347263.8002 | 13089037.7114 | 2694096.7209 | 30795490.3404 | 9491981.3126 | 24909694.192 | 1937628.4838 | 823830.0815 | 3209179.7488 | 1199653085.0793 | 203087696.7819 | 16635878.3646 | 16549979.4548 | 63282022.1836 | 6738666.8235 | 11581093.1924 | 96674569.1087 | 34124786.792 | 32856707.6013 | 43544265.3667 | 7964977.9453 | 16873219.3729 | 6263751.7222 | 53669783.9807 | 8832617.6906 | 10461271.2046 | 39910431.9589 | 7249049.5464 | 21516294.6716 | 22196232.1533 | 2596163.3467 | 3859007.2186 | 2993465.9249 | 35997743.8361 | 5139949.9003 | 533842703.7934 | 10064659.3028 | 44443691.8722 | 15617569.3067 | 3032404.4342 | 15438426.8825
| 235 | [12 empty] | 247 | 0 | 0 | 0 | 0 | 0 | 0 | 0 | 0 | 0 | 0 | 0 | 0 | 0 | 0 | 0 | 0 | 0 | 0 | 0 | 0 | 0 | 0 | 0 | 0 | 0 | 0 | 0 | 0 | 0 | 0 | 0 | 0 | 0 | 0 | 0 | 0 | 0 | 0 | 0 | 0 | 0 | 0 | 0 | 0 | 0 | 0 | 0 | 0 | 0 | 0 | 0 | 0 | 0 | 0 | 0 | 0 | 0 | 0 | 0 | 0
| 236 | [12 empty] | 248 | 0 | 0 | 0 | 0 | 0 | 0 | 0 | 0 | 0 | 0 | 0 | 0 | 0 | 0 | 0 | 0 | 0 | 0 | 0 | 0 | 0 | 0 | 0 | 0 | 0 | 0 | 0 | 0 | 0 | 0 | 0 | 0 | 0 | 0 | 0 | 0 | 0 | 0 | 0 | 0 | 0 | 0 | 0 | 0 | 0 | 0 | 0 | 0 | 0 | 0 | 0 | 0 | 0 | 0 | 0 | 0 | 0 | 0 | 0 | 0
[14 empty] | 249 | 0 | 0 | 0 | 0 | 0 | 0 | 0 | 0 | 0 | 0 | 0 | 0 | 0 | 0 | 0 | 0 | 0 | 0 | 0 | 0 | 0 | 0 | 0 | 0 | 0 | 0 | 0 | 0 | 0 | 0 | 0 | 0 | 0 | 0 | 0 | 0 | 0 | 0 | 0 | 0 | 0 | 0 | 0 | 0 | 0 | 0 | 0 | 0 | 0 | 0 | 0 | 0 | 0 | 0 | 0 | 0 | 0 | 0 | 0 | 0
[14 empty] | 250 | 0 | 0 | 0 | 0 | 0 | 0 | 0 | 0 | 0 | 0 | 0 | 0 | 0 | 0 | 0 | 0 | 0 | 0 | 0 | 0 | 0 | 0 | 0 | 0 | 0 | 0 | 0 | 0 | 0 | 0 | 0 | 0 | 0 | 0 | 0 | 0 | 0 | 0 | 0 | 0 | 0 | 0 | 0 | 0 | 0 | 0 | 0 | 0 | 0 | 0 | 0 | 0 | 0 | 0 | 0 | 0 | 0 | 0 | 0 | 0
Section 4: Benchmarking Results | [13 empty] | 251 | 0 | 0 | 0 | 0 | 0 | 0 | 0 | 0 | 0 | 0 | 0 | 0 | 0 | 0 | 0 | 0 | 0 | 0 | 0 | 0 | 0 | 0 | 0 | 0 | 0 | 0 | 0 | 0 | 0 | 0 | 0 | 0 | 0 | 0 | 0 | 0 | 0 | 0 | 0 | 0 | 0 | 0 | 0 | 0 | 0 | 0 | 0 | 0 | 0 | 0 | 0 | 0 | 0 | 0 | 0 | 0 | 0 | 0 | 0 | 0
[14 empty] | 252 | 0 | 0 | 0 | 0 | 0 | 0 | 0 | 0 | 0 | 0 | 0 | 0 | 0 | 0 | 0 | 0 | 0 | 0 | 0 | 0 | 0 | 0 | 0 | 0 | 0 | 0 | 0 | 0 | 0 | 0 | 0 | 0 | 0 | 0 | 0 | 0 | 0 | 0 | 0 | 0 | 0 | 0 | 0 | 0 | 0 | 0 | 0 | 0 | 0 | 0 | 0 | 0 | 0 | 0 | 0 | 0 | 0 | 0 | 0 | 0
[14 empty] | 253 | 0 | 0 | 0 | 0 | 0 | 0 | 0 | 0 | 0 | 0 | 0 | 0 | 0 | 0 | 0 | 0 | 0 | 0 | 0 | 0 | 0 | 0 | 0 | 0 | 0 | 0 | 0 | 0 | 0 | 0 | 0 | 0 | 0 | 0 | 0 | 0 | 0 | 0 | 0 | 0 | 0 | 0 | 0 | 0 | 0 | 0 | 0 | 0 | 0 | 0 | 0 | 0 | 0 | 0 | 0 | 0 | 0 | 0 | 0 | 0
| 237 | Actual Cost |  |  |  | 5230753.3687 | 5009067.0828 | 4994831.9951 | 5286933.6859 | 5409192.1965 | 5837184.8503 | 6229026.1207 |  | 254 | 0 | 754668088.6693 | 26224814.8451 | 1686235.48 | 26955316.8592 | 21770577.404 | 45082250.0249 | 26306344.3966 | 5230753.3687 | 1055872.8556 | 1207885.8658 | 5216114.6149 | 98545535.3225 | 45032973.7972 | 33858673.5707 | 63496958.6734 | 11482969.2909 | 16165659.7115 | 2508193.471 | 17625637.1208 | 13890202.9326 | 2560291.5314 | 32417207.1345 | 6909837.3284 | 18405232.292 | 1454856.9869 | 658730.504 | 1605521.7457 | 1412623382.2785 | 249159924.3457 | 15778586.9415 | 15932369.1463 | 51229035.311 | 5278676.5891 | 10050502.4083 | 91255367.283 | 28291091.938 | 29795311.7609 | 44043782.6308 | 7240799.6625 | 17721539.2178 | 4274052.0703 | 53848032.6687 | 7182787.8098 | 9713585.2408 | 35391376.6909 | 6003343.9045 | 21850013.0065 | 23450121.6263 | 2625396.3268 | 3449528.4575 | 2476145.822 | 38292310.6685 | 5333572.3753 | 905571377.1916 | 6553072.5631 | 48188974.2374 | 12109972.538 | 3243626.8636 | 14289634.5975
| 238 | Predicted Cost |  |  |  | 5288276.3676 | 5480195.538 | 5800230.2415 | 6159965.2535 | 6491142.3692 | 6883732.0317 | 7448163.2698 |  | 255 | 0 | 753594365.0142 | 13788249.7373 | 1579087.5346 | 26862215.1005 | 24120295.0327 | 50673119.0253 | 22500874.4041 | 5288276.3676 | 818766.0517 | 2016554.5144 | 8380222.6622 | 109692895.1643 | 51874442.4033 | 41751478.2318 | 70217004.4257 | 11935102.7204 | 15955409.6245 | 2978803.4072 | 21347263.8002 | 13089037.7114 | 2694096.7209 | 30795490.3404 | 9491981.3126 | 24909694.192 | 1937628.4838 | 823830.0815 | 3209179.7488 | 1199653085.0793 | 203087696.7819 | 16635878.3646 | 16549979.4548 | 63282022.1836 | 6738666.8235 | 11581093.1924 | 96674569.1087 | 34124786.792 | 32856707.6013 | 43544265.3667 | 7964977.9453 | 16873219.3729 | 6263751.7222 | 53669783.9807 | 8832617.6906 | 10461271.2046 | 39910431.9589 | 7249049.5464 | 21516294.6716 | 22196232.1533 | 2596163.3467 | 3859007.2186 | 2993465.9249 | 35997743.8361 | 5139949.9003 | 533842703.7934 | 10064659.3028 | 44443691.8722 | 15617569.3067 | 3032404.4342 | 15438426.8825
| 239 | Actual less Predicted Cost |  |  |  | -57522.999 | -471128.4552 | -805398.2465 | -873031.5676 | -1081950.1728 | -1046547.1815 | -1219137.149 |  | 256 | 0 | 1073723.6551 | 12436565.1078 | 107147.9454 | 93101.7587 | -2349717.6287 | -5590869.0005 | 3805469.9925 | -57522.999 | 237106.8039 | -808668.6486 | -3164108.0473 | -11147359.8419 | -6841468.6061 | -7892804.6611 | -6720045.7523 | -452133.4295 | 210250.087 | -470609.9362 | -3721626.6794 | 801165.2212 | -133805.1895 | 1621716.7941 | -2582143.9842 | -6504461.8999 | -482771.4969 | -165099.5775 | -1603658.0031 | 212970297.1992 | 46072227.5638 | -857291.4231 | -617610.3085 | -12052986.8726 | -1459990.2344 | -1530590.7841 | -5419201.8257 | -5833694.854 | -3061395.8403 | 499517.2641 | -724178.2828 | 848319.8448 | -1989699.6519 | 178248.688 | -1649829.8808 | -747685.9638 | -4519055.268 | -1245705.6419 | 333718.3348 | 1253889.473 | 29232.9801 | -409478.7611 | -517320.1029 | 2294566.8324 | 193622.475 | 371728673.3982 | -3511586.7397 | 3745282.3652 | -3507596.7687 | 211222.4294 | -1148792.2849
| 240 | Percentage Difference (Arithmetic for Comparison) |  |  |  | -1.088% | -8.597% | -13.89% | -14.17% | -16.67% | -15.2% | -16.37% |  | 257 | 0 | 0.0014248 | 0.90197 | 0.067854 | 0.0034659 | -0.097417 | -0.11033 | 0.16913 | -0.010877 | 0.28959 | -0.40102 | -0.37757 | -0.10162 | -0.13189 | -0.18904 | -0.095704 | -0.037883 | 0.013177 | -0.15799 | -0.17434 | 0.061209 | -0.049666 | 0.052661 | -0.27203 | -0.26112 | -0.24916 | -0.2004 | -0.49971 | 0.17753 | 0.22686 | -0.051533 | -0.037318 | -0.19046 | -0.21666 | -0.13216 | -0.056056 | -0.17095 | -0.093174 | 0.011471 | -0.09092 | 0.050276 | -0.31765 | 0.0033212 | -0.18679 | -0.071472 | -0.11323 | -0.17184 | 0.01551 | 0.056491 | 0.01126 | -0.10611 | -0.17282 | 0.063742 | 0.03767 | 0.69633 | -0.3489 | 0.08427 | -0.22459 | 0.069655 | -0.074411
| 241 | [12 empty] | 258 | 0 | 0 | 0 | 0 | 0 | 0 | 0 | 0 | 0 | 0 | 0 | 0 | 0 | 0 | 0 | 0 | 0 | 0 | 0 | 0 | 0 | 0 | 0 | 0 | 0 | 0 | 0 | 0 | 0 | 0 | 0 | 0 | 0 | 0 | 0 | 0 | 0 | 0 | 0 | 0 | 0 | 0 | 0 | 0 | 0 | 0 | 0 | 0 | 0 | 0 | 0 | 0 | 0 | 0 | 0 | 0 | 0 | 0 | 0 | 0
| 242 | Percent Difference (Logarithmic) |  |  |  | -1.094% | -8.989% | -14.95% | -15.28% | -18.23% | -16.49% | -17.87% |  | 259 | 0 | 0.1424% | 64.29% | 6.565% | 0.346% | -10.25% | -11.69% | 15.63% | -1.094% | 25.43% | -51.25% | -47.41% | -10.72% | -14.14% | -20.95% | -10.06% | -3.862% | 1.309% | -17.2% | -19.16% | 5.941% | -5.094% | 5.132% | -31.75% | -30.26% | -28.66% | -22.36% | -69.26% | 16.34% | 20.45% | -5.291% | -3.803% | -21.13% | -24.42% | -14.18% | -5.769% | -18.75% | -9.78% | 1.141% | -9.532% | 4.905% | -38.22% | 0.3316% | -20.68% | -7.415% | -12.02% | -18.86% | 1.539% | 5.495% | 1.12% | -11.22% | -18.97% | 6.179% | 3.698% | 52.85% | -42.91% | 8.091% | -25.44% | 6.734% | -7.733%
| 243 |  | 186 | [10 empty] | 260 | 0 | [59 empty] | -2.678% | -1.941%
| 244 | [12 empty] | 261 | 0 | [59 empty] | 0% | 0%
| 245 | [12 empty] | 262 | 0
| 246 | Three Year Average | [11 empty] | 263
| 247 |  |  | Current Year | [9 empty] | 264 | [60 empty] | -0.02678 | -0.019406
| 248 |  | 193 | Previous Year | [9 empty] | 265 | [60 empty] | -0.059948 | -0.026103
| 249 |  | 192 | Two Years Ago | [9 empty] | 266 | [60 empty] | -0.041519 | -0.067791
| 250 |  |  | Three Year Average Performance | [9 empty] | 267 | [60 empty] | -0.042749 | -0.037767
251
| 252 |  | 197 | [71 empty] | -0.042749 | -0.037767
| 253 | [73 empty] | 0 | 0

## Results
Summary of Cost Benchmarking Results
Centre Wellington Hydro Ltd.
|  |  | 2019 | 2020 | 2021 | 2022 | 2023 | 2024 | 2025
|  |  | (History) | (History) | (Bridge) | (Test Year)
Cost Benchmarking Summary
| Actual Total Cost |  | 5230753.3687 | 5009067.0828 | 4994831.9951 | 5286933.6859 | 5409192.1965 | 5837184.8503 | 6229026.1207
| Predicted Total Cost |  | 5288276.3676 | 5480195.538 | 5800230.2415 | 6159965.2535 | 6491142.3692 | 6883732.0317 | 7448163.2698
| Difference |  | -57522.999 | -471128.4552 | -805398.2465 | -873031.5676 | -1081950.1728 | -1046547.1815 | -1219137.149
| Percentage Difference (Cost Performance) |  | -1.094% | -8.989% | -14.95% | -15.28% | -18.23% | -16.49% | -17.87%
| Three-Year Average Performance |  |  |  | -8.344% | -13.07% | -16.16% | -16.67% | -17.53%
Stretch Factor Cohort
|  | Annual Result | 3 | 3 | 2 | 2 | 2 | 2 | 2
|  | Three Year Average |  |  | 3 | 2 | 2 | 2 | 2