{"text_format":"1","workbook":"xlsx","n_sheets":4,"sheets":["Data summary","Hourly load shapes by class","2006 Input to CA model","Revised Inputs to CA model"],"not_rendered":{"charts":0,"images":0,"macros":1,"external_links":1,"defined_names":3,"comments":0,"pivot_tables":0},"unopened":[],"bounds":{"document_bytes":16777216,"sheet_cells":100000,"rows_first":2000,"rows_last":500,"rows_between":2000,"halvings":0,"cell_chars":16384,"cell_head_chars":4096},"cells_cut":0,"cells_raw":0,"read":"whole","date_system":"1900"}

{"sheet":"Data summary","index":0,"n_rows":48,"n_cols":15,"rows_kept":48,"cut":false,"hidden":false,"merged":[]}
["RUN # 2","Rate classes","Weather station used for normalization",null,null,null,null,"Test Year"]
[1,"Residential","Windsor",null,null,null,null,2004]
[2,"GS>50kW"]
[3,"Street Lighting"]
[4,"GS<50kW"]
[5,"Sentinel Lightig"]
[6,"Intermediate"]
[7,"USL"]
[]
[]
["Monthly kWh by class (with actual weather)",null,"Jan","Feb","Mar","Apr","May","Jun","Jul","Aug","Sep","Oct","Nov","Dec","TOTAL"]
[1,"Residential",4785829.2692259476,4156443.3740669466,4087754.0313161076,3446999.8933645119,3233613.6855455679,3224421.7173298337,3570772.2394603053,3440283.4869693588,3230074.8358548782,3523891.7625412918,3814204.3739124429,4826401.6005256278,45340690.27011282]
[2,"GS>50kW",5537497.1976946052,5106765.5261900565,5510685.5498668933,5031718.035858009,5137735.7504909793,5141184.6414709743,5211596.9292205246,5346718.1557738651,5428442.5653482098,5270981.4037562571,5437089.4728678484,5480281.0626184735,63640696.291156687]
[3,"Street Lighting",122410.31907000118,114512.87913000099,123726.58527000101,91605.22380600014,96236.203181000368,93131.809530000304,73223.198072499828,73224.785350099817,71277.819795000163,105219.63874499939,102219.39314999913,105626.70625499908,1172414.5613546015]
[4,"GS<50kW",2130386.1932167886,1961009.0779353702,1910440.4742327794,1639547.5985655806,1647946.7104769202,1659639.0026769242,1801600.8625295928,1784468.2329406068,1659349.836055038,1725789.5902701297,1797113.8596589607,2090309.6379739475,21807601.07653264]
[5,"Sentinel Lightig",4196.9999999999791,3897.9999999999891,4191.9999999999773,4742.9999999999909,4020.9999999999577,3952.9999999999618,4333.0000000000073,4363,3766.0000000000086,4479.0000000000255,4223.00000000003,8167.0000000000473,54334.999999999971]
[6,"Intermediate",2396943.9503359934,2304114.098559997,2459917.5719039962,2319566.558975996,1801770.2812159972,2220684.5518719982,2044905.8618879933,1829774.8419839956,2003890.3754879956,2092548.8238719937,1988065.5936639959,1611494.8447999933,25073677.354559939]
[7,"USL",43187.967592170397,45292.873525627205,51392.998888724323,41289.864755390066,57444.101664031274,50705.318058763274,37551.9906926068,52611.553521586793,48260.045670390515,43896.311073824225,52279.858000751963,61572.999789956048,585485.88323382288]
[]
[]
["Monthly kWh by class (with normalized weather)",null,"Jan","Feb","Mar","Apr","May","Jun","Jul","Aug","Sep","Oct","Nov","Dec","TOTAL"]
[1,"Residential",4636285.0813228283,4200350.8882746091,4218817.8841838045,3526893.0430091545,3253181.2207853477,3311063.820122207,3649638.273909837,3552117.1396449455,3222516.8974680225,3620814.8693220122,3952899.8578406936,4807263.7278971421,45951842.703780606]
[2,"GS>50kW",5472517.1044086991,5125844.264114758,5567635.5490956865,5066433.2888518404,5149490.5390074626,5248464.5348648531,5309248.5269480031,5485190.1220606891,5421594.8013256257,5313096.5311208256,5497355.5762207257,5471965.254654753,64128836.09267392]
[3,"Street Lighting",122410.31907000118,114512.87913000099,123726.58527000101,91605.22380600014,96236.203181000368,93131.809530000304,73223.198072499828,73224.785350099817,71277.819795000163,105219.63874499939,102219.39314999913,105626.70625499908,1172414.5613546015]
[4,"GS<50kW",2086360.0584058042,1973935.54580301,1949025.9581362838,1663068.3159271143,1654958.9867206486,1711942.6064906672,1849210.2543525747,1851979.3259781967,1655753.3784644678,1754323.9641248435,1837946.1123778373,2084675.4065661463,22073179.913347598]
[5,"Sentinel Lightig",4196.9999999999791,3897.9999999999891,4191.9999999999773,4742.9999999999909,4020.9999999999577,3952.9999999999618,4333.0000000000073,4363,3766.0000000000086,4479.0000000000255,4223.00000000003,8167.0000000000473,54334.999999999971]
[6,"Intermediate",2396943.9503359934,2304114.098559997,2459917.5719039962,2319566.558975996,1801770.2812159972,2220684.5518719982,2044905.8618879933,1829774.8419839956,2003890.3754879956,2092548.8238719937,1988065.5936639959,1611494.8447999933,25073677.354559939]
[7,"USL",43187.967592170397,45292.873525627205,51392.998888724323,41289.864755390066,57444.101664031274,50705.318058763274,37551.9906926068,52611.553521586793,48260.045670390515,43896.311073824225,52279.858000751963,61572.999789956048,585485.88323382288]
[]
[]
["Residential class information",null,"Equipment saturation"]
[null,"Electric space heating",0.10190886699507391]
[null,"Electric water heating",0.17914110429447852]
[null,"Air conditioning",0.427460390541479]
[null,"Baseload",1]
[]
["General service >50kW ",null,"2004 kWh (Actual)","2004 kWh (Weather Corrected)"]
[null,"Weather sensitive load",25094520.315742958,25582660.117260192]
[null,"Non-weather sensitive load",38546175.975413747,38546175.975413747]
[null,"TOTAL",63640696.291156709,64128836.092673942]
[]
["Intermediate",null,"2004 kWh (Actual)","2004 kWh (Weather Corrected)"]
[null,"Weather sensitive load",0,0]
[null,"Non-weather sensitive load",25073677.354559943,25073677.354559943]
[null,"TOTAL",25073677.354559943,25073677.354559943]
[]
[]
[null,null,0.39431561529332304,0.39892600078208418]

{"sheet":"Hourly load shapes by class","index":1,"n_rows":8818,"n_cols":32,"rows_kept":4500,"cut":true,"hidden":false,"merged":[[0,13,0,20]],"bounds":{"rows_first":2000,"rows_last":500,"rows_between":2000,"halvings":0}}
["ALL UNITS IN GWh",null,null,null,null,null,null,null,null,null,null,null,null,"2025 Load Shape"]
["Year","Month","Day","Hour (EST)","Residential","GS>50 2999","Street Lighting","GS<50kW","Sentinel Lighting","GS 3000 4999","USL","TOTAL LDC sales",null,{"$f":"E2","v":"Residential"},"GS 50-4999",{"$f":"G2","v":"Street Lighting"},"GS<50kW","Sentinel Lighting",null,"USL",{"$f":"L2","v":"TOTAL LDC sales"},null,null,null,{"$f":"E2","v":"Residential"},"GS>50 2999","Street Lighting","GS<50kW","Sentinel Lighting","GS 3000 4999","USL","TOTAL LDC sales"]
[2004,1,1,1,4.4075997919574431E-3,5.7452372277517535E-3,2.6324799800000207E-4,2.6596346033690185E-3,9.0258064516128434E-6,null,5.8048343537863654E-5,1.3142793771067694E-2,null,{"$f":"E3*Y$5","v":4.5457386966367194E-3},{"$f":"F3*Z$5","v":4.4404892133908759E-3},{"$f":"G3*AA$5","v":1.2622826305760083E-4},{"$f":"H3*AB$5","v":2.8108248206447032E-3},{"$f":"I3*AC$5","v":3.7946571402702613E-6},null,{"$f":"K3*AE$5","v":5.4623150155333604E-5},{"$f":"SUM(N3:T3)","v":1.1981698801025502E-2},null,{"$f":"O3+S3","v":4.4404892133908759E-3},2004,{"$f":"SUM(E3:E8786)*1000000","v":45951842.703780875},89202513.447234169,1172414.561354571,22073179.913347546,79282.68387095115,0,585485.88323374919,{"$f":"SUM(Y3:AE3)","v":159064719.19282186}]
[2004,1,1,2,4.0864632148752489E-3,5.6402238486478688E-3,2.6324799800000207E-4,2.4715394704080424E-3,9.0258064516128434E-6,null,5.8048343537863654E-5,1.2528548681920638E-2,null,4.2145373548062521E-3,4.359324457491839E-3,1.2622826305760083E-4,2.6120371872985818E-3,3.7946571402702613E-6,null,5.4623150155333604E-5,{"$f":"SUM(N4:T4)","v":1.1370545069949878E-2},null,null,2025,{"$f":"'[1]3.10b LoadForecast'!$J$28","v":47392022.73797486},{"$f":"'[1]3.10b LoadForecast'!$J$30","v":68944550.602099717},{"$f":"'[1]3.10b LoadForecast'!$J$34","v":562176.55893901736},{"$f":"'[1]3.10b LoadForecast'!$J$29","v":23327957.115763597},{"$f":"'[1]3.10b LoadForecast'!$J$33","v":33332.268320127223},{"$f":"'[1]3.10b LoadForecast'!$I$31","v":0},{"$f":"'[1]3.10b LoadForecast'!$J$32","v":550938.77558874083},{"$f":"SUM(Y4:AE4)","v":140810978.05868605}]
[2004,1,1,3,3.8227604701109386E-3,5.5614178920319049E-3,2.6324799800000207E-4,2.4743267174242483E-3,9.0258064516128434E-6,null,5.8048343537863654E-5,1.2188827227556572E-2,null,3.9425698831969296E-3,4.2984153972682156E-3,1.2622826305760083E-4,2.6149828788174451E-3,3.7946571402702613E-6,null,5.4623150155333604E-5,1.1040614229635794E-2,null,null,"Scaling Factor",{"$f":"Y4/Y3","v":1.0313410725110157},{"$f":"Z4/Z3","v":0.77289919238522786},0.4795032213601102,1.056846236352982,0.42042305699920973,{"$error":"#DIV/0!"},0.94099412362566603,{"$f":"AF4/AF3","v":0.88524330708428045}]
[2004,1,1,4,3.7690581483785864E-3,5.4869778232183751E-3,2.6324799800000207E-4,2.4038207714882844E-3,9.0258064516128434E-6,null,5.8048343537863654E-5,1.1990178891074722E-2,null,3.8871844731051541E-3,4.2408807282011372E-3,1.2622826305760083E-4,2.5404689352145149E-3,3.7946571402702613E-6,null,5.4623150155333604E-5,1.0853180206874011E-2]
[2004,1,1,5,3.7155907951349648E-3,5.4811256430786649E-3,2.6324799800000207E-4,2.5252888957586306E-3,9.0258064516128434E-6,null,5.8048343537863654E-5,1.2052327481961738E-2,null,3.832041395666552E-3,4.2363575828974626E-3,1.2622826305760083E-4,2.6688420651864867E-3,3.7946571402702613E-6,null,5.4623150155333604E-5,1.0921887114103707E-2]
[2004,1,1,6,4.0475847890355555E-3,5.5640423578189255E-3,2.6324799800000207E-4,2.7230992895894116E-3,9.0258064516128434E-6,null,5.8048343537863654E-5,1.2665048584433371E-2,null,4.1744404374032028E-3,4.3004438447554463E-3,1.2622826305760083E-4,2.8778972354180487E-3,3.7946571402702613E-6,null,5.4623150155333604E-5,1.1537427587929902E-2]
[2004,1,1,7,4.5259532644670942E-3,5.8332694335197664E-3,2.6324799800000207E-4,2.9100254861631316E-3,9.0258064516128434E-6,null,5.8048343537863654E-5,1.3599570332139469E-2,null,4.6678014939102253E-3,4.5085292341328631E-3,1.2622826305760083E-4,3.0754494827427625E-3,3.7946571402702613E-6,null,5.4623150155333604E-5,1.2436426281139053E-2]
[2004,1,1,8,5.2656747846840232E-3,6.2691404517261594E-3,1.9743599850000158E-4,3.3474552875771518E-3,9.0258064516128434E-6,null,5.8048343537863654E-5,1.5144524220863907E-2,null,5.4307066799302323E-3,4.8454135920887112E-3,9.4671197293200645E-5,3.5377455220358019E-3,3.7946571402702613E-6,null,5.4623150155333604E-5,1.3966954798643549E-2]
[2004,1,1,9,6.1941956759350401E-3,6.3717935026150578E-3,0,3.642982756437714E-3,9.0258064516128434E-6,null,5.8048343537863654E-5,1.6267020278525675E-2,null,6.3883284117619401E-3,4.9247540522166207E-3,0,3.8500726152400104E-3,3.7946571402702613E-6,null,5.4623150155333604E-5,1.5221572886514174E-2]
[2004,1,1,10,6.8363757890621026E-3,6.4261696640993994E-3,0,3.6220575408510546E-3,9.0258064516128434E-6,null,5.8048343537863654E-5,1.6942651337550421E-2,null,7.0506351383796502E-3,4.966781343512877E-3,0,3.8279578799023744E-3,3.7946571402702613E-6,null,5.4623150155333604E-5,1.5903792169090505E-2]
[2004,1,1,11,6.8729402355734506E-3,6.5666444883573823E-3,0,3.9948270622316923E-3,9.0258064516128434E-6,null,5.8048343537863654E-5,1.7492460129700391E-2,null,7.0883455538604352E-3,5.0753542217323285E-3,0,4.2219179456006043E-3,3.7946571402702613E-6,null,5.4623150155333604E-5,1.6444035528488971E-2]
[2004,1,1,12,6.9904071541919193E-3,6.6247007555342262E-3,0,4.0137571696953261E-3,9.0258064516128434E-6,null,5.8048343537863654E-5,1.7686913422959336E-2,null,7.2094940116929716E-3,5.1202258637462125E-3,0,4.2419241584273027E-3,3.7946571402702613E-6,null,5.4623150155333604E-5,1.6630061841162089E-2]
[2004,1,1,13,7.0038709856655879E-3,6.5587751553646077E-3,0,3.7825451068396296E-3,9.0258064516128434E-6,null,5.8048343537863654E-5,1.7403239591407688E-2,null,7.223379814085132E-3,5.0692720206176028E-3,0,3.9975685599988511E-3,3.7946571402702613E-6,null,5.4623150155333604E-5,1.6348638201997188E-2]
[2004,1,1,14,6.7552605429595713E-3,6.5957453649618022E-3,0,3.8805637538796389E-3,9.0258064516128434E-6,null,5.8048343537863654E-5,1.7289618005338875E-2,null,6.9669776534672708E-3,5.0978462657575866E-3,0,4.1011591982154962E-3,3.7946571402702613E-6,null,5.4623150155333604E-5,1.6224400924735958E-2]
[2004,1,1,15,6.6088689036682292E-3,6.5489701463591369E-3,0,3.8743198112003805E-3,9.0258064516128434E-6,null,5.8048343537863654E-5,1.709020720476561E-2,null,6.8159979431938918E-3,5.0616937370759445E-3,0,4.094560310894918E-3,3.7946571402702613E-6,null,5.4623150155333604E-5,1.6030669798460358E-2]
[2004,1,1,16,6.7584495988723169E-3,6.4824849670780723E-3,0,3.392022952805196E-3,9.0258064516128434E-6,null,5.8048343537863654E-5,1.6691005862293447E-2,null,6.9702666578126187E-3,5.0103073957040228E-3,0,3.5848466912951002E-3,3.7946571402702613E-6,null,5.4623150155333604E-5,1.5623838552107345E-2]
[2004,1,1,17,7.4540717057333603E-3,6.6928000365493734E-3,6.5811999500000516E-5,3.716282147716412E-3,9.0258064516128434E-6,null,5.8048343537863654E-5,1.7989270684649911E-2,null,7.6876903075650599E-3,5.1728597430448341E-3,3.1557065764400208E-5,3.9275388010398668E-3,3.7946571402702613E-6,null,5.4623150155333604E-5,1.6878063724709763E-2]
[2004,1,1,18,8.5812699837642097E-3,6.8031625664006796E-3,2.6324799800000207E-4,3.8595051244409528E-3,9.0258064516128434E-6,null,5.8048343537863654E-5,1.9574259822595318E-2,null,8.8502161885619657E-3,5.2581588532364994E-3,1.2622826305760083E-4,4.0789034649504688E-3,3.7946571402702613E-6,null,5.4623150155333604E-5,1.8371924577102138E-2]
[2004,1,1,19,8.8826033829911069E-3,6.6378218131740311E-3,2.6324799800000207E-4,3.4402216834906484E-3,9.0258064516128434E-6,null,5.8048343537863654E-5,1.9290969027645263E-2,null,9.1609936997040248E-3,5.1303671185992574E-3,1.2622826305760083E-4,3.6357853384170117E-3,3.7946571402702613E-6,null,5.4623150155333604E-5,1.8111792227073497E-2]
[2004,1,1,20,8.2157326183315092E-3,6.6715857837388402E-3,2.6324799800000207E-4,3.5345769054811534E-3,9.0258064516128434E-6,null,5.8048343537863654E-5,1.8752217455540982E-2,null,8.4732224900537535E-3,5.1564632641805169E-3,1.2622826305760083E-4,3.7355042996579267E-3,3.7946571402702613E-6,null,5.4623150155333604E-5,1.7549836124245401E-2]
[2004,1,1,21,7.6300233520196319E-3,6.9281418026970014E-3,2.6324799800000207E-4,3.417248190799453E-3,9.0258064516128434E-6,null,5.8048343537863654E-5,1.8305735493505563E-2,null,7.8691564671560226E-3,5.354755204034849E-3,1.2622826305760083E-4,3.6115058891304391E-3,3.7946571402702613E-6,null,5.4623150155333604E-5,1.7020063630674515E-2]
[2004,1,1,22,7.2030271666562399E-3,6.8441563937798513E-3,2.6324799800000207E-4,2.8164115199740916E-3,9.0258064516128434E-6,null,5.8048343537863654E-5,1.719391722839966E-2,null,7.4287777633852293E-3,5.2898429493106408E-3,1.2622826305760083E-4,2.9765139149058001E-3,3.7946571402702613E-6,null,5.4623150155333604E-5,1.5879780697954874E-2]
[2004,1,1,23,6.3569412022855716E-3,6.6657280406186969E-3,2.6324799800000207E-4,2.379089165231039E-3,9.0258064516128434E-6,null,5.8048343537863654E-5,1.5732080556124784E-2,null,6.5561745574546672E-3,5.1519358192537584E-3,1.2622826305760083E-4,2.5143314302225814E-3,3.7946571402702613E-6,null,5.4623150155333604E-5,1.4407087877284211E-2]
[2004,1,1,24,4.8756714025454412E-3,6.5704543611345223E-3,2.6324799800000207E-4,2.4915092075778128E-3,9.0258064516128434E-6,null,5.8048343537863654E-5,1.4267957119247256E-2,null,5.0284801735125039E-3,5.078298869324871E-3,1.2622826305760083E-4,2.6331421288674122E-3,3.7946571402702613E-6,null,5.4623150155333604E-5,1.2924567242057993E-2]
[2004,1,2,1,4.0169603391514482E-3,6.6099628650338315E-3,2.6324799800000207E-4,2.0941839112894544E-3,9.0258064516128434E-6,null,5.8048343537863654E-5,1.3051429263464212E-2,null,4.1428561844146679E-3,5.1088349600809952E-3,1.2622826305760083E-4,2.2132303848772269E-3,3.7946571402702613E-6,null,5.4623150155333604E-5,1.1649567599726095E-2]
[2004,1,2,2,3.3165366326630683E-3,7.1933908530556175E-3,2.6324799800000207E-4,1.6012036490821763E-3,9.0258064516128434E-6,null,5.8048343537863654E-5,1.244145328279034E-2,null,3.4204804477528015E-3,5.559765980837972E-3,1.2622826305760083E-4,1.6922260501671591E-3,3.7946571402702613E-6,null,5.4623150155333604E-5,1.0857118549111136E-2]
[2004,1,2,3,3.0095812650900978E-3,7.2928548069193522E-3,2.6324799800000207E-4,1.4713356936235076E-3,9.0258064516128434E-6,null,5.8048343537863654E-5,1.2104093913622436E-2,null,3.103904769747081E-3,5.6366415904506939E-3,1.2622826305760083E-4,1.5549755902178083E-3,3.7946571402702613E-6,null,5.4623150155333604E-5,1.0480168020768788E-2]
[2004,1,2,4,3.0007226624151817E-3,7.1111261811858915E-3,2.6324799800000207E-4,1.4646560907693963E-3,9.0258064516128434E-6,null,5.8048343537863654E-5,1.1906827082359949E-2,null,3.0947685289633839E-3,5.4961836823880254E-3,1.2622826305760083E-4,1.5479162770811081E-3,3.7946571402702613E-6,null,5.4623150155333604E-5,1.0323514558785721E-2]
[2004,1,2,5,2.9616554203805425E-3,7.0331021709328289E-3,2.6324799800000207E-4,1.6434636251209302E-3,9.0258064516128434E-6,null,5.8048343537863654E-5,1.1968543364423781E-2,null,3.0544768776633317E-3,5.4358789878767759E-3,1.2622826305760083E-4,1.7368883467920833E-3,3.7946571402702613E-6,null,5.4623150155333604E-5,1.0411890282685396E-2]
[2004,1,2,6,3.1239052746775261E-3,7.5795308195836372E-3,2.6324799800000207E-4,1.5432466881636763E-3,9.0258064516128434E-6,null,5.8048343537863654E-5,1.2577004930414318E-2,null,3.221811816408739E-3,5.8582132491151375E-3,1.2622826305760083E-4,1.6309744541499853E-3,3.7946571402702613E-6,null,5.4623150155333604E-5,1.0895645590027066E-2]
[2004,1,2,7,3.6710682221082354E-3,7.9764299141156392E-3,2.6324799800000207E-4,1.5272104634702383E-3,9.0258064516128434E-6,null,5.8048343537863654E-5,1.3505030747683592E-2,null,3.7861234374502151E-3,6.1649762387373502E-3,1.2622826305760083E-4,1.6140266304374147E-3,3.7946571402702613E-6,null,5.4623150155333604E-5,1.1749772376978185E-2]
[2004,1,2,8,4.1020932750867444E-3,9.167250210022071E-3,1.9743599850000158E-4,1.5076475223771348E-3,9.0258064516128434E-6,null,5.8048343537863654E-5,1.5039244704362525E-2,null,4.2306572778681882E-3,7.0853602837193689E-3,9.4671197293200645E-5,1.5933516097711732E-3,3.7946571402702613E-6,null,5.4623150155333604E-5,1.3062458175947533E-2]
[2004,1,2,9,4.727464830362473E-3,9.8285951390530424E-3,0,1.5398279802396827E-3,9.0258064516128434E-6,null,5.8048343537863654E-5,1.6153936293193061E-2,null,4.8756286484041402E-3,7.5965132452554731E-3,0,1.6273614055473226E-3,3.7946571402702613E-6,null,5.4623150155333604E-5,1.415792110650254E-2]
[2004,1,2,10,5.1336144084224537E-3,9.9553734462043877E-3,0,1.6778344442938274E-3,9.0258064516128434E-6,null,5.8048343537863654E-5,1.682487064245853E-2,null,5.2945073898404164E-3,7.6945000964647138E-3,0,1.7732130176753287E-3,3.7946571402702613E-6,null,5.4623150155333604E-5,1.4820638311276063E-2]
[2004,1,2,11,5.3605598657978518E-3,1.0131608350184751E-2,0,1.820641453392546E-3,9.0258064516128434E-6,null,5.8048343537863654E-5,1.7370858012913014E-2,null,5.5285655612514629E-3,7.8307119114212256E-3,0,1.9241380677661353E-3,3.7946571402702613E-6,null,5.4623150155333604E-5,1.5341833347734427E-2]
[2004,1,2,12,5.5331358648207591E-3,1.0153515962275145E-2,0,1.8192596016383359E-3,9.0258064516128434E-6,null,5.8048343537863654E-5,1.7563959772272104E-2,null,5.7065502771734078E-3,7.8476442871129801E-3,0,1.9226776629405007E-3,3.7946571402702613E-6,null,5.4623150155333604E-5,1.5535290034522491E-2]
[2004,1,2,13,5.4762442420238635E-3,9.7204788101070486E-3,0,2.027486375422701E-3,9.0258064516128434E-6,null,5.8048343537863654E-5,1.7282257771091478E-2,null,5.6478756099011653E-3,7.5129502219294583E-3,0,2.1427413451224307E-3,3.7946571402702613E-6,null,5.4623150155333604E-5,1.5361984984248657E-2]
[2004,1,2,14,5.3748353719198488E-3,1.0136529908157867E-2,0,1.6000115446241382E-3,9.0258064516128434E-6,null,5.8048343537863654E-5,1.7169425168239716E-2,null,5.5432884770459604E-3,7.8345157796039233E-3,0,1.6909661790573418E-3,3.7946571402702613E-6,null,5.4623150155333604E-5,1.5127188243002829E-2]
[2004,1,2,15,5.1316232271316599E-3,1.0094851637449697E-2,0,1.6868784707290059E-3,9.0258064516128434E-6,null,5.8048343537863654E-5,1.6971401678848225E-2,null,5.2924538027924054E-3,7.8023026778335659E-3,0,1.7827711629748238E-3,3.7946571402702613E-6,null,5.4623150155333604E-5,1.4935945450896399E-2]
[2004,1,2,16,5.3138874979757065E-3,9.451753987144396E-3,0,1.751284502410042E-3,9.0258064516128434E-6,null,5.8048343537863654E-5,1.6574974331068009E-2,null,5.4804304313651429E-3,7.3052530232877609E-3,0,1.8508384351553578E-3,3.7946571402702613E-6,null,5.4623150155333604E-5,1.4694939697103867E-2]
[2004,1,2,17,6.3506569758964397E-3,9.1888700411657132E-3,6.5811999500000516E-5,2.1985708361833144E-3,9.0258064516128434E-6,null,5.8048343537863654E-5,1.7864214647896233E-2,null,6.549693376670598E-3,7.102070233749795E-3,3.1557065764400208E-5,2.3235513135757644E-3,3.7946571402702613E-6,null,5.4623150155333604E-5,1.6065289797056161E-2]
[2004,1,2,18,7.2590048604397909E-3,9.5618472432053916E-3,2.6324799800000207E-4,2.2870106021296637E-3,9.0258064516128434E-6,null,5.8048343537863654E-5,1.9438184853764324E-2,null,7.4865098581286494E-3,7.390344011984365E-3,1.2622826305760083E-4,2.4170185473601025E-3,3.7946571402702613E-6,null,5.4623150155333604E-5,1.7478518487826323E-2]
[2004,1,2,19,7.6809878215699286E-3,9.2927233434055602E-3,2.6324799800000207E-4,1.8528302224517809E-3,9.0258064516128434E-6,null,5.8048343537863654E-5,1.9156863535416749E-2,null,7.92171821784198E-3,7.1823383671775123E-3,1.2622826305760083E-4,1.958156647199223E-3,3.7946571402702613E-6,null,5.4623150155333604E-5,1.7246859302571919E-2]
[2004,1,2,20,7.30179438644399E-3,8.9684962493244581E-3,2.6324799800000207E-4,2.0212438683953815E-3,9.0258064516128434E-6,null,5.8048343537863654E-5,1.862185665215331E-2,null,7.5306404537700588E-3,6.9317435080128191E-3,1.2622826305760083E-4,2.136143975065201E-3,3.7946571402702613E-6,null,5.4623150155333604E-5,1.6783174007201283E-2]
[2004,1,2,21,6.7035166648396335E-3,8.9228000516441176E-3,2.6324799800000207E-4,2.2218402894406443E-3,9.0258064516128434E-6,null,5.8048343537863654E-5,1.8178479153913872E-2,null,6.9136120667111743E-3,6.8964249537306083E-3,1.2622826305760083E-4,2.3481435476727652E-3,3.7946571402702613E-6,null,5.4623150155333604E-5,1.6342826638467752E-2]
[2004,1,2,22,6.3412623115960296E-3,8.6897076840286563E-3,2.6324799800000207E-4,1.713097736513614E-3,9.0258064516128434E-6,null,5.8048343537863654E-5,1.7074389880127779E-2,null,6.5400042735151319E-3,6.7162680510494573E-3,1.2622826305760083E-4,1.8104808953392254E-3,3.7946571402702613E-6,null,5.4623150155333604E-5,1.525139929025702E-2]
[2004,1,2,23,5.6857700956404753E-3,8.085057798541467E-3,2.6324799800000207E-4,1.5215661105970931E-3,9.0258064516128434E-6,null,5.8048343537863654E-5,1.5622716152768513E-2,null,5.8639682284889081E-3,6.2489346428805884E-3,1.2622826305760083E-4,1.608061417346783E-3,3.7946571402702613E-6,null,5.4623150155333604E-5,1.3905610359069483E-2]
[2004,1,2,24,5.2140922628766632E-3,7.2242126673792185E-3,2.6324799800000207E-4,1.4001442743515513E-3,9.0258064516128434E-6,null,5.8048343537863654E-5,1.416877135259691E-2,null,5.3775075065666065E-3,5.5835881362365312E-3,1.2622826305760083E-4,1.4797372066996141E-3,3.7946571402702613E-6,null,5.4623150155333604E-5,1.2625478919855956E-2]
[2004,1,3,1,3.9711394362546637E-3,7.0670597902397995E-3,2.6324799800000207E-4,2.0609512059807833E-3,9.0258064516128434E-6,null,5.8048343537863654E-5,1.3429472580464724E-2,null,4.0955992052776752E-3,5.4621248044144591E-3,1.2622826305760083E-4,2.1781085253479303E-3,3.7946571402702613E-6,null,5.4623150155333604E-5,1.1920478605393268E-2]
[2004,1,3,2,3.8220718585431608E-3,6.9242406887782583E-3,2.6324799800000207E-4,2.1724623246583562E-3,9.0258064516128434E-6,null,5.8048343537863654E-5,1.3249097019969253E-2,null,3.9418596898040748E-3,5.3517400362376498E-3,1.2622826305760083E-4,2.2959586314338339E-3,3.7946571402702613E-6,null,5.4623150155333604E-5,1.1774204427828762E-2]
[2004,1,3,3,3.4444347099238134E-3,6.9976172617708284E-3,2.6324799800000207E-4,1.9348406590950391E-3,9.0258064516128434E-6,null,5.8048343537863654E-5,1.2707214778779159E-2,null,3.5523869879269948E-3,5.4084527302436028E-3,1.2622826305760083E-4,2.0448290685073154E-3,3.7946571402702613E-6,null,5.4623150155333604E-5,1.1190314857031118E-2]
[2004,1,3,4,3.3889953359092849E-3,6.7495877535542724E-3,2.6324799800000207E-4,2.0764639452602977E-3,9.0258064516128434E-6,null,5.8048343537863654E-5,1.2545369182713333E-2,null,3.4952100844715117E-3,5.2167509236553215E-3,1.2622826305760083E-4,2.19450310547101E-3,3.7946571402702613E-6,null,5.4623150155333604E-5,1.1091110183951047E-2]
[2004,1,3,5,3.4117025094259033E-3,6.5482992041694596E-3,2.6324799800000207E-4,2.0765588952690781E-3,9.0258064516128434E-6,null,5.8048343537863654E-5,1.2366882756853919E-2,null,3.5186289251598348E-3,5.0611751663994058E-3,1.2622826305760083E-4,2.1946034530304316E-3,3.7946571402702613E-6,null,5.4623150155333604E-5,1.0959053614942878E-2]
[2004,1,3,6,3.6381301807060853E-3,6.8268674409552952E-3,2.6324799800000207E-4,2.1981510816942379E-3,9.0258064516128434E-6,null,5.8048343537863654E-5,1.2993470851345095E-2,null,3.7521530825041093E-3,5.2764803316353547E-3,1.2622826305760083E-4,2.3231076976237917E-3,3.7946571402702613E-6,null,5.4623150155333604E-5,1.1536387182116459E-2]
[2004,1,3,7,4.0352149702679602E-3,7.1613542737351665E-3,2.6324799800000207E-4,2.4905983916145495E-3,9.0258064516128434E-6,null,5.8048343537863654E-5,1.4017489783607154E-2,null,4.1616829352486649E-3,5.53500493455441E-3,1.2622826305760083E-4,2.6321795364446271E-3,3.7946571402702613E-6,null,5.4623150155333604E-5,1.2513513476600907E-2]
[2004,1,3,8,4.7205376062399223E-3,7.7433868637572381E-3,1.9743599850000158E-4,2.4034386962727299E-3,9.0258064516128434E-6,null,5.8048343537863654E-5,1.5129616863146463E-2,null,4.8684843176480643E-3,5.9848574533243517E-3,9.4671197293200645E-5,2.5400651404609525E-3,3.7946571402702613E-6,null,5.4623150155333604E-5,1.3546495916022173E-2]
[2004,1,3,9,5.1920066734937901E-3,8.1544164316175952E-3,0,2.5525284823853705E-3,9.0258064516128434E-6,null,5.8048343537863654E-5,1.5956999931034617E-2,null,5.3547297311254361E-3,6.3025418743700712E-3,0,2.6976301197927676E-3,3.7946571402702613E-6,null,5.4623150155333604E-5,1.4413319532583879E-2]
[2004,1,3,10,5.7437791045810618E-3,8.5189865302691958E-3,0,2.8874695547989205E-3,9.0258064516128434E-6,null,5.8048343537863654E-5,1.7208283533187041E-2,null,5.9237953019849934E-3,6.584317809185696E-3,0,3.0516113315730599E-3,3.7946571402702613E-6,null,5.4623150155333604E-5,1.5618142250039352E-2]
[2004,1,3,11,5.9452117817435151E-3,8.4798563900558774E-3,0,2.9433593222514443E-3,9.0258064516128434E-6,null,5.8048343537863654E-5,1.74264758375887E-2,null,6.1315410952884836E-3,6.5540741554169016E-3,0,3.1106782219559028E-3,3.7946571402702613E-6,null,5.4623150155333604E-5,1.5854711279956892E-2]
[2004,1,3,12,6.1591254928944784E-3,8.7297085520470271E-3,0,2.7147980079813374E-3,9.0258064516128434E-6,null,5.8048343537863654E-5,1.7661680396460707E-2,null,6.3521590915717298E-3,6.7471846896355638E-3,0,2.8691240571936494E-3,3.7946571402702613E-6,null,5.4623150155333604E-5,1.6026885645696546E-2]
[2004,1,3,13,6.3385842831447372E-3,8.1604724172149173E-3,0,2.5297954298949469E-3,9.0258064516128434E-6,null,5.8048343537863654E-5,1.7086900473792466E-2,null,6.5372423127799612E-3,6.3072225407473379E-3,0,2.6736047788274487E-3,3.7946571402702613E-6,null,5.4623150155333604E-5,1.5576487439650351E-2]
[2004,1,3,14,5.8755139825734468E-3,8.4446892067185104E-3,0,2.5547432338784599E-3,9.0258064516128434E-6,null,5.8048343537863654E-5,1.693299476670828E-2,null,6.059658892340768E-3,6.5268934678169872E-3,0,2.6999707715726967E-3,3.7946571402702613E-6,null,5.4623150155333604E-5,1.5344940939026056E-2]
[2004,1,3,15,5.7478549430496533E-3,8.1575689883180286E-3,0,2.7985987242857917E-3,9.0258064516128434E-6,null,5.8048343537863654E-5,1.6762070999191334E-2,null,5.9279988816025725E-3,6.3049784828977844E-3,0,2.9576885288236958E-3,3.7946571402702613E-6,null,5.4623150155333604E-5,1.5249083700619656E-2]
[2004,1,3,16,5.8168832981777092E-3,8.0488700018906852E-3,0,2.6616767718988174E-3,9.0258064516128434E-6,null,5.8048343537863654E-5,1.6585478415505072E-2,null,5.9991906594140127E-3,6.2209651240749978E-3,0,2.8129830787694196E-3,3.7946571402702613E-6,null,5.4623150155333604E-5,1.5091556669554033E-2]
[2004,1,3,17,6.516460229471964E-3,7.8603323034943627E-3,6.5811999500000516E-5,2.5185708170076156E-3,9.0258064516128434E-6,null,5.8048343537863654E-5,1.7021480144624707E-2,null,{"$f":"E67*Y$5","v":6.7206930820389952E-3},{"$f":"F67*Z$5","v":6.0752444892503109E-3},{"$f":"G67*AA$5","v":3.1557065764400208E-5},{"$f":"H67*AB$5","v":2.6617420889429536E-3},{"$f":"I67*AC$5","v":3.7946571402702613E-6},null,{"$f":"K67*AE$5","v":5.4623150155333604E-5},1.5547654533292264E-2]
[2004,1,3,18,7.5495394905201298E-3,8.1049782330661086E-3,2.6324799800000207E-4,2.80598566485705E-3,9.0258064516128434E-6,null,5.8048343537863654E-5,1.8790825536432767E-2,null,7.7861501551172978E-3,6.2643311306366462E-3,1.2622826305760083E-4,2.9654953891645932E-3,3.7946571402702613E-6,null,5.4623150155333604E-5,{"$f":"SUM(N68:T68)","v":1.7200622745271742E-2}]
[2004,1,3,19,7.8018395743628555E-3,7.7218457028007514E-3,2.6324799800000207E-4,2.5908138209912728E-3,9.0258064516128434E-6,null,5.8048343537863654E-5,1.8444821246144359E-2,null,8.0463575941822733E-3,5.9682083074180433E-3,1.2622826305760083E-4,2.7380918358059152E-3,3.7946571402702613E-6,null,5.4623150155333604E-5,1.6937303807759437E-2]
[2004,1,3,20,7.5015275042130385E-3,7.6920092697959439E-3,2.6324799800000207E-4,2.3976102043033478E-3,9.0258064516128434E-6,null,5.8048343537863654E-5,1.7921469126301808E-2,null,7.7366334216659579E-3,5.9451477524449714E-3,1.2622826305760083E-4,2.5339053206594976E-3,3.7946571402702613E-6,null,5.4623150155333604E-5,1.6400332565123632E-2]
[2004,1,3,21,6.812934468498553E-3,7.8588782341112232E-3,2.6324799800000207E-4,2.3460640601805469E-3,9.0258064516128434E-6,null,5.8048343537863654E-5,1.7348198910779801E-2,null,7.0264591416885642E-3,6.0741206401984105E-3,1.2622826305760083E-4,2.4794289722448069E-3,3.7946571402702613E-6,null,5.4623150155333604E-5,1.5764654824484987E-2]
[2004,1,3,22,6.4253063644684498E-3,7.2036497611619801E-3,2.6324799800000207E-4,2.4151945205300208E-3,9.0258064516128434E-6,null,5.8048343537863654E-5,1.6374472794149927E-2,null,6.626682357142746E-3,5.5676950826281336E-3,1.2622826305760083E-4,2.5524892390824975E-3,3.7946571402702613E-6,null,5.4623150155333604E-5,1.493151274920658E-2]
[2004,1,3,23,5.9932562738436845E-3,7.0014010963326146E-3,2.6324799800000207E-4,2.2901763300288186E-3,9.0258064516128434E-6,null,5.8048343537863654E-5,1.5615155848194595E-2,null,6.1810913532993192E-3,5.4113772529205267E-3,1.2622826305760083E-4,2.4203642349756417E-3,3.7946571402702613E-6,null,5.4623150155333604E-5,1.4197478911548694E-2]
[2004,1,3,24,5.0437388791204699E-3,6.8603132304772725E-3,2.6324799800000207E-4,2.3344531693003231E-3,9.0258064516128434E-6,null,5.8048343537863654E-5,1.4568827426887544E-2,null,5.2018150650576132E-3,5.3023305553455777E-3,1.2622826305760083E-4,2.4671580459173373E-3,3.7946571402702613E-6,null,5.4623150155333604E-5,1.3155949736673733E-2]
[2004,1,4,1,4.3361560013810861E-3,6.818469786333119E-3,2.6324799800000207E-4,2.4481615992514301E-3,9.0258064516128434E-6,null,5.8048343537863654E-5,1.3933109534955114E-2,null,4.4720557810394466E-3,5.2699897911599449E-3,1.2622826305760083E-4,2.5873303721527714E-3,3.7946571402702613E-6,null,5.4623150155333604E-5,1.2514022014705367E-2]
[2004,1,4,2,3.9070220522959527E-3,7.2773557394340861E-3,2.6324799800000207E-4,2.2289627676767526E-3,9.0258064516128434E-6,null,5.8048343537863654E-5,1.374366270739627E-2,null,4.0294723137390973E-3,5.6246623737086082E-3,1.2622826305760083E-4,2.3556709119901022E-3,3.7946571402702613E-6,null,5.4623150155333604E-5,1.2194451669791011E-2]
[2004,1,4,3,3.6715511900624626E-3,7.2248032734461825E-3,2.6324799800000207E-4,2.1699320248376327E-3,9.0258064516128434E-6,null,5.8048343537863654E-5,1.3396608636335756E-2,null,3.7866215421381161E-3,5.5840446151887053E-3,1.2622826305760083E-4,2.2932844935914577E-3,3.7946571402702613E-6,null,5.4623150155333604E-5,1.1848596721271483E-2]
[2004,1,4,4,3.6184362737646599E-3,7.1838370474699154E-3,2.6324799800000207E-4,2.1386208552915662E-3,9.0258064516128434E-6,null,5.8048343537863654E-5,1.3271216324515618E-2,null,3.7318419473972076E-3,5.5523818522165772E-3,1.2622826305760083E-4,2.2601934019008873E-3,3.7946571402702613E-6,null,5.4623150155333604E-5,1.1729063271867877E-2]
[2004,1,4,5,3.5741192838869757E-3,6.8211480975382656E-3,2.6324799800000207E-4,2.2727192578024915E-3,9.0258064516128434E-6,null,5.8048343537863654E-5,1.2998308787217212E-2,null,3.6861360155262968E-3,5.2720598557273587E-3,1.2622826305760083E-4,2.401914793895506E-3,3.7946571402702613E-6,null,5.4623150155333604E-5,1.1544756735502365E-2]
[2004,1,4,6,3.7833747909455802E-3,7.2021380657344182E-3,2.6324799800000207E-4,2.2112095987295633E-3,9.0258064516128434E-6,null,5.8048343537863654E-5,1.3527044603399039E-2,null,3.9019498146049547E-3,5.5665266944530389E-3,1.2622826305760083E-4,2.3369085422049267E-3,3.7946571402702613E-6,null,5.4623150155333604E-5,1.1990031121616125E-2]
[2004,1,4,7,4.1913681772246325E-3,7.4458158912975303E-3,2.6324799800000207E-4,2.2660748976918604E-3,9.0258064516128434E-6,null,5.8048343537863654E-5,1.4233581114203501E-2,null,4.3227301511873937E-3,5.7548650890329569E-3,1.2622826305760083E-4,2.3948927269196113E-3,3.7946571402702613E-6,null,5.4623150155333604E-5,1.2657134037493165E-2]
[2004,1,4,8,4.5958950851406385E-3,7.7920591608407839E-3,1.9743599850000158E-4,2.2142088765571316E-3,9.0258064516128434E-6,null,5.8048343537863654E-5,1.4864416819415124E-2,null,4.7399353662570523E-3,6.0224762324317584E-3,9.4671197293200645E-5,2.3400783176887692E-3,3.7946571402702613E-6,null,5.4623150155333604E-5,1.3255578920966384E-2]
[2004,1,4,9,5.5467597460606265E-3,7.8382061408085214E-3,0,2.3872584882053461E-3,9.0258064516128434E-6,null,5.8048343537863654E-5,1.5830272718612357E-2,null,5.7206011454630961E-3,6.0581431959798402E-3,0,2.5229651484615298E-3,3.7946571402702613E-6,null,5.4623150155333604E-5,1.436012729720007E-2]
[2004,1,4,10,6.0499515694233006E-3,8.3001516480603228E-3,0,2.268799321604439E-3,9.0258064516128434E-6,null,5.8048343537863654E-5,1.6676950882625927E-2,null,6.2395635402487295E-3,6.4151805054607413E-3,0,2.3977720240778502E-3,3.7946571402702613E-6,null,5.4623150155333604E-5,1.5110933877082924E-2]
[2004,1,4,11,6.0283590972050874E-3,8.5404713794715939E-3,0,2.5764793738283203E-3,9.0258064516128434E-6,null,5.8048343537863654E-5,1.7203358194042864E-2,null,6.2172943367930335E-3,6.6009234317827474E-3,0,2.7229425292715479E-3,3.7946571402702613E-6,null,5.4623150155333604E-5,1.5599578105142932E-2]
[2004,1,4,12,6.1562272573060118E-3,8.5782562257856968E-3,0,2.5987179816339967E-3,9.0258064516128434E-6,null,5.8048343537863654E-5,1.7391249808263568E-2,null,6.3491700221715306E-3,6.6301273089833176E-3,0,2.7464453182327072E-3,3.7946571402702613E-6,null,5.4623150155333604E-5,1.5784160456683159E-2]
[2004,1,4,13,6.1575422618276405E-3,8.1893163620236631E-3,0,2.5628098083393196E-3,9.0258064516128434E-6,null,5.8048343537863654E-5,1.6967716775728486E-2,null,6.3505262403452242E-3,6.3295160023952215E-3,0,2.708495900431917E-3,3.7946571402702613E-6,null,5.4623150155333604E-5,1.5446955950467965E-2]
[2004,1,4,14,5.9693984848479603E-3,8.6049958361815899E-3,0,2.633805086701157E-3,9.0258064516128434E-6,null,5.8048343537863654E-5,1.726624775126857E-2,null,6.1564858356087278E-3,6.650794332262999E-3,0,2.7835269931674573E-3,3.7946571402702613E-6,null,5.4623150155333604E-5,1.5649224968334791E-2]
[2004,1,4,15,5.9235139546238861E-3,8.4065205691482986E-3,0,2.4973343911622076E-3,9.0258064516128434E-6,null,5.8048343537863654E-5,1.6885417258472254E-2,null,6.1091632349957667E-3,6.4973929586645256E-3,0,2.6392984522146451E-3,3.7946571402702613E-6,null,5.4623150155333604E-5,1.530427245317054E-2]
[2004,1,4,16,6.2400021604333035E-3,8.4772005318238218E-3,0,2.3062106634741892E-3,9.0258064516128434E-6,null,5.8048343537863654E-5,1.7081461699269176E-2,null,6.4355705206123387E-3,6.5520214447342563E-3,0,2.4373100599298105E-3,3.7946571402702613E-6,null,5.4623150155333604E-5,1.5483319832572008E-2]
[2004,1,4,17,6.7891838067239115E-3,8.07822251766439E-3,6.5811999500000516E-5,2.5634917806752855E-3,9.0258064516128434E-6,null,5.8048343537863654E-5,1.7557014899714354E-2,null,7.0019641087010588E-3,6.2436516598109691E-3,3.1557065764400208E-5,2.7092166403284794E-3,3.7946571402702613E-6,null,5.4623150155333604E-5,1.6044807281900511E-2]
[2004,1,4,18,8.0290548047757364E-3,8.4702529665626573E-3,2.6324799800000207E-4,2.4160805328541693E-3,9.0258064516128434E-6,null,5.8048343537863654E-5,1.9245710452182041E-2,null,8.280693993607131E-3,6.5466516771548579E-3,1.2622826305760083E-4,2.5534256178726361E-3,3.7946571402702613E-6,null,5.4623150155333604E-5,1.7565417358987829E-2]
[2004,1,4,19,8.4253371850103367E-3,8.3817979094650413E-3,2.6324799800000207E-4,2.4494867249960353E-3,9.0258064516128434E-6,null,5.8048343537863654E-5,1.9586943967460892E-2,null,8.6893962886555026E-3,6.4782848349617221E-3,1.2622826305760083E-4,2.5887308263086517E-3,3.7946571402702613E-6,null,5.4623150155333604E-5,1.794105802027908E-2]
[2004,1,4,20,7.8363738377865595E-3,7.8705950820188338E-3,2.6324799800000207E-4,2.6990935282358648E-3,9.0258064516128434E-6,null,5.8048343537863654E-5,1.8736384596030737E-2,null,8.0819741984600544E-3,6.0831765824835024E-3,1.2622826305760083E-4,2.852526836880765E-3,3.7946571402702613E-6,null,5.4623150155333604E-5,1.7202323688177527E-2]
[2004,1,4,21,7.3915205174022169E-3,8.0158852489298701E-3,2.6324799800000207E-4,2.6189909905079589E-3,9.0258064516128434E-6,null,5.8048343537863654E-5,1.8356718904829521E-2,null,7.6231786979047804E-3,6.195471235150558E-3,1.2622826305760083E-4,2.7678707713607049E-3,3.7946571402702613E-6,null,5.4623150155333604E-5,1.6771166774769246E-2]
[2004,1,4,22,7.1077741929901732E-3,8.167222753836488E-3,2.6324799800000207E-4,2.248284921386783E-3,9.0258064516128434E-6,null,5.8048343537863654E-5,1.7853604016202923E-2,null,7.3305394593646041E-3,6.3124398704704782E-3,1.2622826305760083E-4,2.3760914574167818E-3,3.7946571402702613E-6,null,5.4623150155333604E-5,1.620371685760507E-2]
[2004,1,4,23,6.2935014353411164E-3,7.8628963507933469E-3,2.6324799800000207E-4,1.8680194921970579E-3,9.0258064516128434E-6,null,5.8048343537863654E-5,1.6354739426320999E-2,null,6.4907465201743241E-3,6.0772262393369329E-3,1.2622826305760083E-4,1.9742093697624691E-3,3.7946571402702613E-6,null,5.4623150155333604E-5,1.472682819962693E-2]
[2004,1,4,24,4.5836006716402419E-3,8.3978877458856932E-3,2.6324799800000207E-4,1.9314961429877334E-3,9.0258064516128434E-6,null,5.8048343537863654E-5,1.5243306708503148E-2,null,4.727255632651659E-3,6.4907206565368537E-3,1.2622826305760083E-4,2.0412944292468871E-3,3.7946571402702613E-6,null,5.4623150155333604E-5,1.3443916788788604E-2]
[2004,1,5,1,4.538159345616629E-3,8.796952638813086E-3,2.6324799800000207E-4,2.2528737666454445E-3,9.0258064516128434E-6,null,5.8048343537863654E-5,1.5918307899064635E-2,null,4.6803901267341436E-3,6.7991575899897334E-3,1.2622826305760083E-4,2.3809411612576042E-3,3.7946571402702613E-6,null,5.4623150155333604E-5,1.4045134948334686E-2]
[2004,1,5,2,4.2341922242084299E-3,9.3467232247266049E-3,2.6324799800000207E-4,2.4391536343001149E-3,9.0258064516128434E-6,null,5.8048343537863654E-5,1.6350391231224629E-2,null,4.3668963497329252E-3,7.2240748318394459E-3,1.2622826305760083E-4,2.5778103382967745E-3,3.7946571402702613E-6,null,5.4623150155333604E-5,1.4353427590222349E-2]
[2004,1,5,3,4.1140197350014373E-3,9.1101968473324101E-3,2.6324799800000207E-4,2.5037266003321169E-3,9.0258064516128434E-6,null,5.8048343537863654E-5,1.6058265330655443E-2,null,4.2429575258278668E-3,7.0412637857736691E-3,1.2622826305760083E-4,2.6460540344178446E-3,3.7946571402702613E-6,null,5.4623150155333604E-5,1.4114921416372585E-2]
[2004,1,5,4,4.3548957663479566E-3,8.9484156006222702E-3,2.6324799800000207E-4,2.5849436961761512E-3,9.0258064516128434E-6,null,5.8048343537863654E-5,1.6218577211135857E-2,null,4.4913828703389835E-3,6.9162231908483267E-3,1.2622826305760083E-4,2.7318880164881316E-3,3.7946571402702613E-6,null,5.4623150155333604E-5,1.4324140148028646E-2]
[2004,1,5,5,4.3661690350618402E-3,8.7959129918865689E-3,2.6324799800000207E-4,2.6467802661797471E-3,9.0258064516128434E-6,null,5.8048343537863654E-5,1.6139184441117633E-2,null,4.5030094553850644E-3,6.7983540477198623E-3,1.2622826305760083E-4,2.7972397627654098E-3,3.7946571402702613E-6,null,5.4623150155333604E-5,1.4283249336223542E-2]
[2004,1,5,6,4.7391389101386176E-3,9.6058138225758819E-3,2.6324799800000207E-4,2.7830546635531921E-3,9.0258064516128434E-6,null,5.8048343537863654E-5,1.7458329544257169E-2,null,4.8876686063610477E-3,7.4243257456717577E-3,1.2622826305760083E-4,2.9412608467408057E-3,3.7946571402702613E-6,null,5.4623150155333604E-5,1.5437901269126815E-2]
[2004,1,5,7,5.5526045978209655E-3,1.0548318597912852E-2,2.6324799800000207E-4,2.5727048334288067E-3,9.0258064516128434E-6,null,5.8048343537863654E-5,1.9003950177152101E-2,null,5.7266291811462712E-3,8.1527869253489229E-3,1.2622826305760083E-4,2.7189534204563599E-3,3.7946571402702613E-6,null,5.4623150155333604E-5,1.6783015597304756E-2]
[2004,1,5,8,6.7703122715948895E-3,1.1795391039487407E-2,1.9743599850000158E-4,3.0371960842366101E-3,9.0258064516128434E-6,null,5.8048343537863654E-5,2.1865153092195479E-2,null,6.9825011194211643E-3,9.1166482082877705E-3,9.4671197293200645E-5,3.2098492506914761E-3,3.7946571402702613E-6,null,5.4623150155333604E-5,1.9462087582989215E-2]
[2004,1,5,9,7.0086869987365076E-3,1.2790264704737021E-2,0,2.928807957788548E-3,9.0258064516128434E-6,null,5.8048343537863654E-5,2.2785808004799943E-2,null,7.2283467661709219E-3,9.8855852606845283E-3,0,3.0952996671894904E-3,3.7946571402702613E-6,null,5.4623150155333604E-5,2.0267649501340544E-2]
[2004,1,5,10,6.6782479031184672E-3,1.324751778489636E-2,0,3.6870227158735383E-3,9.0258064516128434E-6,null,5.8048343537863654E-5,2.3670836747426229E-2,null,6.887551354896642E-3,1.0238995797055339E-2,0,3.896616080618899E-3,3.7946571402702613E-6,null,5.4623150155333604E-5,2.1081581039866484E-2]
[2004,1,5,11,6.5514021228143069E-3,1.3108109922094227E-2,0,3.6794721927828062E-3,9.0258064516128434E-6,null,5.8048343537863654E-5,2.3397032581229202E-2,null,6.7567300917942526E-3,1.013124757248342E-2,0,3.8886363387079627E-3,3.7946571402702613E-6,null,5.4623150155333604E-5,2.0835031810281238E-2]
[2004,1,5,12,6.5192310223078729E-3,1.3104758963282613E-2,0,3.572495221232673E-3,9.0258064516128434E-6,null,5.8048343537863654E-5,2.3254533550361021E-2,null,6.7235507144940872E-3,1.0128657619124208E-2,0,3.7755781289487643E-3,3.7946571402702613E-6,null,5.4623150155333604E-5,2.068620426986266E-2]
[2004,1,5,13,6.5244534922509895E-3,1.2856443946378006E-2,0,3.2476199655376075E-3,9.0258064516128434E-6,null,5.8048343537863654E-5,2.2686565747704467E-2,null,6.7289368622463772E-3,9.9367351431015119E-3,0,3.4322349376832216E-3,3.7946571402702613E-6,null,5.4623150155333604E-5,2.0156324750326714E-2]
[2004,1,5,14,6.4190990013316424E-3,1.2979452525064768E-2,0,3.466108962620962E-3,9.0258064516128434E-6,null,5.8048343537863654E-5,2.2922708832555237E-2,null,6.620280448587766E-3,1.0031808374224967E-2,0,3.6631442119353023E-3,3.7946571402702613E-6,null,5.4623150155333604E-5,2.037365084204364E-2]
[2004,1,5,15,6.4369699331427253E-3,1.2633043706007437E-2,0,3.4119320868898234E-3,9.0258064516128434E-6,null,5.8048343537863654E-5,2.2539994069577848E-2,null,6.6387114745685791E-3,9.7640692777404333E-3,0,3.6058875847214855E-3,3.7946571402702613E-6,null,5.4623150155333604E-5,2.0067086144326101E-2]
[2004,1,5,16,6.7740959684486346E-3,1.2379428762781204E-2,0,3.0770113671616164E-3,9.0258064516128434E-6,null,5.8048343537863654E-5,2.228858444192932E-2,null,6.9864034013923625E-3,9.5680504929440535E-3,0,3.251927882600098E-3,3.7946571402702613E-6,null,5.4623150155333604E-5,1.9864799584232117E-2]
[2004,1,5,17,7.5676244172968535E-3,1.2223938459773112E-2,6.5811999500000516E-5,3.2065687096819355E-3,9.0258064516128434E-6,null,5.8048343537863654E-5,2.3124248381402663E-2,null,7.8048018828954869E-3,9.4478721633253649E-3,3.1557065764400208E-5,3.3888500724345914E-3,3.7946571402702613E-6,null,5.4623150155333604E-5,2.0731498991715447E-2]
[2004,1,5,18,8.9715093618291594E-3,1.2699631750607378E-2,2.6324799800000207E-4,3.1900568836439641E-3,9.0258064516128434E-6,null,5.8048343537863654E-5,2.519152014406998E-2,null,9.2526860872715038E-3,9.8155351236342402E-3,1.2622826305760083E-4,3.371399611231046E-3,3.7946571402702613E-6,null,5.4623150155333604E-5,2.2624266892489996E-2]
[2004,1,5,19,9.0817347353273851E-3,1.2681686599267284E-2,2.6324799800000207E-4,3.4382499095239106E-3,9.0258064516128434E-6,null,5.8048343537863654E-5,2.5531993392108057E-2,null,9.3663660421930903E-3,9.8016653306562517E-3,1.2622826305760083E-4,3.6337014765213259E-3,3.7946571402702613E-6,null,5.4623150155333604E-5,2.2986378919723875E-2]
[2004,1,5,20,8.9212260689226774E-3,1.2493767229254497E-2,2.6324799800000207E-4,2.9153903471763223E-3,9.0258064516128434E-6,null,5.8048343537863654E-5,2.466070579334298E-2,null,9.2008268620359466E-3,9.6564226013398265E-3,1.2622826305760083E-4,3.0811193159131097E-3,3.7946571402702613E-6,null,5.4623150155333604E-5,2.2123014849642089E-2]
[2004,1,5,21,8.4397095048341555E-3,1.2311360332481104E-2,2.6324799800000207E-4,3.0322154588294371E-3,9.0258064516128434E-6,null,5.8048343537863654E-5,2.411360744413418E-2,null,8.7042190523970719E-3,9.515440458138175E-3,1.2622826305760083E-4,3.204585495475221E-3,3.7946571402702613E-6,null,5.4623150155333604E-5,2.160889107636367E-2]
[2004,1,5,22,7.7386603639709624E-3,1.2126320768374927E-2,2.6324799800000207E-4,2.8291928607865834E-3,9.0258064516128434E-6,null,5.8048343537863654E-5,2.3024496141121949E-2,null,7.9811982795762997E-3,9.3724235284811976E-3,1.2622826305760083E-4,2.9900218268390268E-3,3.7946571402702613E-6,null,5.4623150155333604E-5,2.0528289705249728E-2]
[2004,1,5,23,7.0207632807839891E-3,1.1304201719817969E-2,2.6324799800000207E-4,2.5019468291549011E-3,9.0258064516128434E-6,null,5.8048343537863654E-5,2.115723397774634E-2,null,7.2408015318497169E-3,8.7370083798070115E-3,1.2622826305760083E-4,2.6441730899476345E-3,3.7946571402702613E-6,null,5.4623150155333604E-5,1.880662907195757E-2]
[2004,1,5,24,5.5168478617534716E-3,1.0849803104703057E-2,2.6324799800000207E-4,2.8718896737882655E-3,9.0258064516128434E-6,null,5.8048343537863654E-5,1.9568862788234272E-2,null,5.6897517906209288E-3,8.3858040571637305E-3,1.2622826305760083E-4,3.0351457929641218E-3,3.7946571402702613E-6,null,5.4623150155333604E-5,1.7295347711101985E-2]
[2004,1,6,1,4.6436407301821839E-3,1.0365160777641758E-2,2.6324799800000207E-4,2.7457808018310549E-3,9.0258064516128434E-6,null,5.8048343537863654E-5,1.8084904457644477E-2,null,4.7891774110219295E-3,8.0112243939823545E-3,1.2622826305760083E-4,2.9018681062654237E-3,3.7946571402702613E-6,null,5.4623150155333604E-5,1.5886915981622913E-2]
[2004,1,6,2,4.3194783484402661E-3,1.0226495581250074E-2,2.6324799800000207E-4,2.6841189191600529E-3,9.0258064516128434E-6,null,5.8048343537863654E-5,1.7560414996839871E-2,null,4.4548554325684947E-3,7.9040501756792846E-3,1.2622826305760083E-4,2.836700977638136E-3,3.7946571402702613E-6,null,5.4623150155333604E-5,1.5380252656239119E-2]
[2004,1,6,3,4.3033342663492333E-3,9.6791846252495834E-3,2.6324799800000207E-4,2.709270071924987E-3,9.0258064516128434E-6,null,5.8048343537863654E-5,1.7022111111513281E-2,null,4.4382053776300234E-3,7.4810339798029174E-3,1.2622826305760083E-4,2.8632818787776952E-3,3.7946571402702613E-6,null,5.4623150155333604E-5,1.496716730656384E-2]
[2004,1,6,4,4.3111674900941782E-3,9.5751180385294683E-3,2.6324799800000207E-4,2.5808677675592273E-3,9.0258064516128434E-6,null,5.8048343537863654E-5,1.6797475444172351E-2,null,4.4462841030083536E-3,7.4006009989726531E-3,1.2622826305760083E-4,2.7275803866696922E-3,3.7946571402702613E-6,null,5.4623150155333604E-5,1.4759111559003904E-2]
[2004,1,6,5,4.4563236196298308E-3,9.1800097999297156E-3,2.6324799800000207E-4,2.6113009882684063E-3,9.0258064516128434E-6,null,5.8048343537863654E-5,1.6577956555817432E-2,null,4.5959895813252015E-3,7.0952221604541543E-3,1.2622826305760083E-4,2.7597436214362877E-3,3.7946571402702613E-6,null,5.4623150155333604E-5,1.4635601433568849E-2]
[2004,1,6,6,4.8358401855709016E-3,9.901180942932717E-3,2.6324799800000207E-4,2.7980446465650133E-3,9.0258064516128434E-6,null,5.8048343537863654E-5,1.7865387923058109E-2,null,4.9874006034785626E-3,7.6526147544527055E-3,1.2622826305760083E-4,2.9571029538698443E-3,3.7946571402702613E-6,null,5.4623150155333604E-5,1.5781764382154319E-2]
[2004,1,6,7,5.8220336467126521E-3,1.0587282293688775E-2,2.6324799800000207E-4,3.023633742253627E-3,9.0258064516128434E-6,null,5.8048343537863654E-5,1.9763271830644531E-2,null,6.0045024253958463E-3,8.1829019343464763E-3,1.2622826305760083E-4,3.1955159406106283E-3,3.7946571402702613E-6,null,5.4623150155333604E-5,1.7567566370706156E-2]
[2004,1,6,8,6.5529561189447763E-3,1.2482201208580675E-2,1.9743599850000158E-4,2.8534368450198111E-3,9.0258064516128434E-6,null,5.8048343537863654E-5,2.2150847869421838E-2,null,6.758332791830129E-3,9.6474832333019196E-3,9.4671197293200645E-5,3.0156439903301145E-3,3.7946571402702613E-6,null,5.4623150155333604E-5,1.9574549020050968E-2]
[2004,1,6,9,6.7576710694186599E-3,1.2989855004431358E-2,0,3.1174265963030204E-3,9.0258064516128434E-6,null,5.8048343537863654E-5,2.2923001013690901E-2,null,{"$f":"E131*Y$5","v":6.9694637284109032E-3},{"$f":"F131*Z$5","v":1.0039848442126208E-2},{"$f":"G131*AA$5","v":0},{"$f":"H131*AB$5","v":3.294640565409534E-3},{"$f":"I131*AC$5","v":3.7946571402702613E-6},null,{"$f":"K131*AE$5","v":5.4623150155333604E-5},2.0362370543242247E-2]
[2004,1,6,10,6.2906936660810965E-3,1.3320877390632592E-2,0,3.7788922959576718E-3,9.0258064516128434E-6,null,5.8048343537863654E-5,2.344851169620922E-2,null,6.4878507524143312E-3,1.0295695377082572E-2,0,3.9937081005661443E-3,3.7946571402702613E-6,null,5.4623150155333604E-5,{"$f":"SUM(N132:T132)","v":2.083567203735865E-2}]
[2004,1,6,11,6.0457364641521953E-3,1.3533668885824423E-2,0,3.3919797125122756E-3,9.0258064516128434E-6,null,5.8048343537863654E-5,2.3029433406026752E-2,null,6.2352163290576813E-3,1.0460161751862783E-2,0,3.5848009929542683E-3,3.7946571402702613E-6,null,5.4623150155333604E-5,2.0338596881170339E-2]
[2004,1,6,12,6.2654289528432461E-3,1.3318709537916959E-2,0,3.1667028525482802E-3,9.0258064516128434E-6,null,5.8048343537863654E-5,2.2808889686846346E-2,null,6.461794215966923E-3,1.0294019845469449E-2,0,3.3467179913639023E-3,3.7946571402702613E-6,null,5.4623150155333604E-5,2.0160949860095877E-2]
[2004,1,6,13,6.0860598025000651E-3,1.3129641802716533E-2,0,3.1677440854098252E-3,9.0258064516128434E-6,null,5.8048343537863654E-5,2.2441494034164285E-2,null,6.2768034440765976E-3,1.0147889545626936E-2,0,3.347818414394793E-3,3.7946571402702613E-6,null,5.4623150155333604E-5,1.9830929211393927E-2]
[2004,1,6,14,5.9323081110254474E-3,1.3381374868191943E-2,0,3.3266340235947153E-3,9.0258064516128434E-6,null,5.8048343537863654E-5,2.2698365346349968E-2,null,6.1182330096907827E-3,1.0342453828629538E-2,0,3.5157406475598519E-3,3.7946571402702613E-6,null,5.4623150155333604E-5,2.0034845293175778E-2]
[2004,1,6,15,6.0217327590676439E-3,1.2909886981153898E-2,0,3.3126408687333968E-3,9.0258064516128434E-6,null,5.8048343537863654E-5,2.23023089524928E-2,null,6.2104603221115415E-3,9.9780412215184147E-3,0,3.5009520345099633E-3,3.7946571402702613E-6,null,5.4623150155333604E-5,1.974787138543552E-2]
[2004,1,6,16,6.011530632375508E-3,1.2545409285358241E-2,0,3.223726204175307E-3,9.0258064516128434E-6,null,5.8048343537863654E-5,2.1838714465446919E-2,null,6.1999384498269807E-3,9.6963367047955239E-3,0,3.4069829059151582E-3,3.7946571402702613E-6,null,5.4623150155333604E-5,1.9361675867833265E-2]
[2004,1,6,17,6.9602517760098829E-3,1.2276450153898848E-2,6.5811999500000516E-5,3.2040378070233274E-3,9.0258064516128434E-6,null,5.8048343537863654E-5,2.2566856531582819E-2,null,7.1783935316167341E-3,9.4884584093059259E-3,3.1557065764400208E-5,3.3861752974852655E-3,3.7946571402702613E-6,null,5.4623150155333604E-5,2.0143002111467925E-2]
[2004,1,6,18,8.2883492457842874E-3,1.2642420979780848E-2,2.6324799800000207E-4,3.5741204076238159E-3,9.0258064516128434E-6,null,5.8048343537863654E-5,2.4835212781178433E-2,null,8.5481150004930347E-3,9.771316965066678E-3,1.2622826305760083E-4,3.7772957010696159E-3,3.7946571402702613E-6,null,5.4623150155333604E-5,2.2281373736982534E-2]
[2004,1,6,19,8.7242735647381792E-3,1.2860979207212622E-2,2.6324799800000207E-4,3.2988042396715316E-3,9.0258064516128434E-6,null,5.8048343537863654E-5,2.5214379159611812E-2,null,8.9977016551365755E-3,9.9402404425378444E-3,1.2622826305760083E-4,3.4863288451621186E-3,3.7946571402702613E-6,null,5.4623150155333604E-5,2.2608917013189744E-2]
[2004,1,6,20,8.6546822358327478E-3,1.2420518167907823E-2,2.6324799800000207E-4,2.9829785396027503E-3,9.0258064516128434E-6,null,5.8048343537863654E-5,2.4388501091332799E-2,null,8.9259292593457818E-3,9.5998084609820074E-3,1.2622826305760083E-4,3.1525496427008814E-3,3.7946571402702613E-6,null,5.4623150155333604E-5,2.186293343338188E-2]
[2004,1,6,21,8.4803919654743137E-3,1.2043196504123079E-2,2.6324799800000207E-4,2.9666058808737288E-3,9.0258064516128434E-6,null,5.8048343537863654E-5,2.3820516498460599E-2,null,8.7461765449860784E-3,9.3081768517733268E-3,1.2622826305760083E-4,3.1352462599440233E-3,3.7946571402702613E-6,null,5.4623150155333604E-5,2.1374245727056634E-2]
[2004,1,6,22,7.7058426920675552E-3,1.2330045965593098E-2,2.6324799800000207E-4,2.7921694165389836E-3,9.0258064516128434E-6,null,5.8048343537863654E-5,2.3158380222189121E-2,null,7.9473520666381251E-3,9.529882568879643E-3,1.2622826305760083E-4,2.9508937391291264E-3,3.7946571402702613E-6,null,5.4623150155333604E-5,2.06127744450001E-2]
[2004,1,6,23,6.9974665536133192E-3,1.1601517808843961E-2,2.6324799800000207E-4,2.2820668114917602E-3,9.0258064516128434E-6,null,5.8048343537863654E-5,2.1211373321938516E-2,null,7.2167746602635214E-3,8.9668037448983363E-3,1.2622826305760083E-4,2.4117937208311168E-3,3.7946571402702613E-6,null,5.4623150155333604E-5,1.8780018196346181E-2]
[2004,1,6,24,5.4265232935865179E-3,1.1091874657368675E-2,2.6324799800000207E-4,2.3409380228878525E-3,9.0258064516128434E-6,null,5.8048343537863654E-5,1.9189658121832522E-2,null,5.5965963536135288E-3,8.5729009647184246E-3,1.2622826305760083E-4,2.4740115390246178E-3,3.7946571402702613E-6,null,5.4623150155333604E-5,1.6828154927709775E-2]
[2004,1,7,1,4.5638301692441903E-3,1.0658852087862547E-2,2.6324799800000207E-4,2.5775465290680854E-3,9.0258064516128434E-6,null,5.8048343537863654E-5,1.81305509341643E-2,null,4.7068655015064338E-3,8.2382181704625627E-3,1.2622826305760083E-4,2.7240703482702983E-3,3.7946571402702613E-6,null,5.4623150155333604E-5,1.58538000905925E-2]
[2004,1,7,2,4.2372088128328515E-3,1.052751966427682E-2,2.6324799800000207E-4,2.509686618075835E-3,9.0258064516128434E-6,null,5.8048343537863654E-5,1.7604737243174986E-2,null,4.3700074814801608E-3,8.1367114463391597E-3,1.2622826305760083E-4,2.6523528567388901E-3,3.7946571402702613E-6,null,5.4623150155333604E-5,1.5343717854911416E-2]
[2004,1,7,3,4.2246075190650488E-3,9.970376153481432E-3,2.6324799800000207E-4,2.5397687851890344E-3,9.0258064516128434E-6,null,5.8048343537863654E-5,1.7065074605724994E-2,null,4.3570112496506483E-3,7.7060956768027333E-3,1.2622826305760083E-4,2.6841450818338164E-3,3.7946571402702613E-6,null,5.4623150155333604E-5,1.4931898078640402E-2]
[2004,1,7,4,4.1800740689362471E-3,1.0006198831942866E-2,2.6324799800000207E-4,2.3232775728029881E-3,9.0258064516128434E-6,null,5.8048343537863654E-5,1.6839872621671578E-2,null,4.3110820734321943E-3,7.7337829960546518E-3,1.2622826305760083E-4,2.455347158820129E-3,3.7946571402702613E-6,null,5.4623150155333604E-5,1.4684858298660178E-2]
[2004,1,7,5,4.3178058146779484E-3,9.6322805565976308E-3,2.6324799800000207E-4,2.3393909800176679E-3,9.0258064516128434E-6,null,5.8048343537863654E-5,1.6619799499282724E-2,null,4.4531304798042549E-3,7.4447818630222424E-3,1.2622826305760083E-4,2.4723765525897865E-3,3.7946571402702613E-6,null,5.4623150155333604E-5,1.4554934965769487E-2]
[2004,1,7,6,4.696585317898092E-3,1.0362919623268475E-2,2.6324799800000207E-4,2.5206529194700448E-3,9.0258064516128434E-6,null,5.8048343537863654E-5,1.7910480008626089E-2,null,4.8437813389005076E-3,8.0094922075772349E-3,1.2622826305760083E-4,2.663942551094073E-3,3.7946571402702613E-6,null,5.4623150155333604E-5,1.5701862167925022E-2]
[2004,1,7,7,5.6877514503663358E-3,1.1050771700829763E-2,2.6324799800000207E-4,2.7443086929385902E-3,9.0258064516128434E-6,null,5.8048343537863654E-5,1.9813153992124168E-2,null,5.8660116809969021E-3,8.5411325228048549E-3,1.2622826305760083E-4,2.9003123135229202E-3,3.7946571402702613E-6,null,5.4623150155333604E-5,1.7492102587677881E-2]
[2004,1,7,8,6.5405146126126948E-3,1.262860484212675E-2,1.9743599850000158E-4,2.7753809575875011E-3,9.0258064516128434E-6,null,5.8048343537863654E-5,2.220675410920352E-2,null,6.7455013553459472E-3,9.7606384834319423E-3,9.4671197293200645E-5,2.933150919472086E-3,3.7946571402702613E-6,null,5.4623150155333604E-5,1.9592379762838778E-2]
[2004,1,7,9,6.7861822655660682E-3,1.3024075031820959E-2,0,3.1125530435913091E-3,9.0258064516128434E-6,null,5.8048343537863654E-5,2.2980858684516201E-2,null,6.9988684960241429E-3,1.006629707365903E-2,0,3.2894899695684941E-3,3.7946571402702613E-6,null,5.4623150155333604E-5,2.041307334654727E-2]
[2004,1,7,10,6.3558331601855349E-3,1.3253598012598079E-2,0,3.8402164346662965E-3,9.0258064516128434E-6,null,5.8048343537863654E-5,2.3507695950987773E-2,null,6.5550317881268279E-3,1.0243695200135516E-2,0,4.058518285757943E-3,3.7946571402702613E-6,null,5.4623150155333604E-5,2.0915663081315889E-2]
[2004,1,7,11,6.1767764177239788E-3,1.328907129833923E-2,0,3.5636631899474682E-3,9.0258064516128434E-6,null,5.8048343537863654E-5,2.3087559249548542E-2,null,6.3703632153161976E-3,1.0271112474036103E-2,0,3.7662440299256437E-3,3.7946571402702613E-6,null,5.4623150155333604E-5,2.0466137526573547E-2]
[2004,1,7,12,6.2494669718544124E-3,1.3465119413077056E-2,0,3.0938254694395377E-3,9.0258064516128434E-6,null,5.8048343537863654E-5,2.2866460197908868E-2,null,6.4453319693744994E-3,1.040717991973791E-2,0,3.2696978033101734E-3,3.7946571402702613E-6,null,5.4623150155333604E-5,2.0180627499718187E-2]
[2004,1,7,13,6.1656316798598945E-3,1.3017624224855941E-2,0,3.2568311860685433E-3,9.0258064516128434E-6,null,5.8048343537863654E-5,2.249813543432224E-2,null,6.3588691894145991E-3,1.0061311250165536E-2,0,3.4419697814335585E-3,3.7946571402702613E-6,null,5.4623150155333604E-5,1.9920568028309299E-2]
[2004,1,7,14,5.9683952055067909E-3,1.338494359484464E-2,0,3.344265947461711E-3,9.0258064516128434E-6,null,5.8048343537863654E-5,2.2755653091351004E-2,null,6.1554511124169778E-3,1.0345212094577252E-2,0,3.5343748799383486E-3,3.7946571402702613E-6,null,5.4623150155333604E-5,2.0093455894228181E-2]
[2004,1,7,15,5.931399479641648E-3,1.3248936290496744E-2,0,3.1202166258862711E-3,9.0258064516128434E-6,null,5.8048343537863654E-5,2.2358600739562525E-2,null,6.1172959008248973E-3,1.024009215888827E-2,0,3.297589197673906E-3,3.7946571402702613E-6,null,5.4623150155333604E-5,1.9713395064682674E-2]
[2004,1,7,16,5.9688904586616721E-3,1.2754172992615788E-2,0,3.1127235363079941E-3,9.0258064516128434E-6,null,5.8048343537863654E-5,2.1893835331123317E-2,null,6.1559618873368973E-3,9.8576900055342264E-3,0,3.2896701541544485E-3,3.7946571402702613E-6,null,5.4623150155333604E-5,1.9361739854321176E-2]
[2004,1,7,17,6.9561236082744202E-3,1.2388950553994704E-2,6.5811999500000516E-5,3.1526253612463818E-3,9.0258064516128434E-6,null,5.8048343537863654E-5,2.2623816318166269E-2,null,7.1741359826769371E-3,9.575409877683027E-3,3.1557065764400208E-5,3.331840247664199E-3,3.7946571402702613E-6,null,5.4623150155333604E-5,2.0171360981084165E-2]
[2004,1,7,18,8.1894215783948083E-3,1.3017383558446668E-2,2.6324799800000207E-4,3.3607679219410116E-3,9.0258064516128434E-6,null,5.8048343537863654E-5,2.4897895206771964E-2,null,8.4460868339065569E-3,1.0061125239292174E-2,1.2622826305760083E-4,3.5518149295591904E-3,3.7946571402702613E-6,null,5.4623150155333604E-5,2.2243673073111127E-2]
[2004,1,7,19,8.6533753456469603E-3,1.3163783953121188E-2,2.6324799800000207E-4,3.1305379653285685E-3,9.0258064516128434E-6,null,5.8048343537863654E-5,2.5278019412086197E-2,null,8.9245814098199167E-3,1.0174277986100988E-2,1.2622826305760083E-4,3.3084972664176198E-3,3.7946571402702613E-6,null,5.4623150155333604E-5,2.259200273269173E-2]
[2004,1,7,20,8.7189139609056068E-3,1.2364281824753479E-2,2.6324799800000207E-4,3.0365378143078089E-3,9.0258064516128434E-6,null,5.8048343537863654E-5,2.4450055747956372E-2,null,8.9921740755716569E-3,9.5563434367753157E-3,1.2622826305760083E-4,3.209153560594718E-3,3.7946571402702613E-6,null,5.4623150155333604E-5,2.1942317143294896E-2]
[2004,1,7,21,8.4718240757638355E-3,1.2177790425447248E-2,2.6324799800000207E-4,2.9007026300173454E-3,9.0258064516128434E-6,null,5.8048343537863654E-5,2.3880639279217904E-2,null,8.7373401284229178E-3,9.4122043848647377E-3,1.2622826305760083E-4,3.0655966573130281E-3,3.7946571402702613E-6,null,5.4623150155333604E-5,2.1399787240953889E-2]
[2004,1,7,22,7.7615345092957259E-3,1.2289127870182506E-2,2.6324799800000207E-4,2.8358471428922296E-3,9.0258064516128434E-6,null,5.8048343537863654E-5,2.3216831670359938E-2,null,8.0047893251483145E-3,9.4982570059828544E-3,1.2622826305760083E-4,2.9970543798380099E-3,3.7946571402702613E-6,null,5.4623150155333604E-5,2.0684746781322386E-2]
[2004,1,7,23,6.8936338287326638E-3,1.1982690929482816E-2,2.6324799800000207E-4,2.058262253670208E-3,9.0258064516128434E-6,null,5.8048343537863654E-5,2.1264909159875167E-2,null,7.1096877064233651E-3,9.2614121419990637E-3,1.2622826305760083E-4,2.1752667162187661E-3,3.7946571402702613E-6,null,5.4623150155333604E-5,1.8731012634994403E-2]
[2004,1,7,24,5.520796001048575E-3,1.0931800577939554E-2,2.6324799800000207E-4,2.4551739886779656E-3,9.0258064516128434E-6,null,5.8048343537863654E-5,1.9238092715655571E-2,null,5.6938236688359638E-3,8.4491798380058481E-3,1.2622826305760083E-4,2.5947413895260471E-3,3.7946571402702613E-6,null,5.4623150155333604E-5,1.6922390966721063E-2]
[2004,1,8,1,4.3062696377429372E-3,1.091502126032101E-2,2.6324799800000207E-4,2.3354943547338174E-3,9.0258064516128434E-6,null,5.8048343537863654E-5,1.7887107400787243E-2,null,4.4412327467114243E-3,8.4362111169697003E-3,1.2622826305760083E-4,2.4682584188240714E-3,3.7946571402702613E-6,null,5.4623150155333604E-5,1.5530348352858402E-2]
[2004,1,8,2,4.1064916080006189E-3,1.0441199648609451E-2,2.6324799800000207E-4,2.4903401985791399E-3,9.0258064516128434E-6,null,5.8048343537863654E-5,1.7368353603178687E-2,null,4.235193459252844E-3,8.0699947759431696E-3,1.2622826305760083E-4,2.6319066661069017E-3,3.7946571402702613E-6,null,5.4623150155333604E-5,1.512174097165612E-2]
[2004,1,8,3,4.034831644693794E-3,1.0043635124353769E-2,2.6324799800000207E-4,2.4271485174592665E-3,9.0258064516128434E-6,null,5.8048343537863654E-5,1.6835937434496309E-2,null,4.1612875958398831E-3,7.7627174762249359E-3,1.2622826305760083E-4,2.565122775746546E-3,3.7946571402702613E-6,null,5.4623150155333604E-5,1.467377391816457E-2]
[2004,1,8,4,4.2519441486092054E-3,9.3804495052000059E-3,2.6324799800000207E-4,2.6510437704737695E-3,9.0258064516128434E-6,null,5.8048343537863654E-5,1.6613759572272461E-2,null,4.3852046384835553E-3,7.2501418467794945E-3,1.2622826305760083E-4,2.8017456312322219E-3,3.7946571402702613E-6,null,5.4623150155333604E-5,1.4621738186848476E-2]
[2004,1,8,5,4.0671227292488499E-3,9.8595714955327218E-3,2.6324799800000207E-4,2.1396246843110251E-3,9.0258064516128434E-6,null,5.8048343537863654E-5,1.6396641057082075E-2,null,4.1945907176174383E-3,7.6204548461616542E-3,1.2622826305760083E-4,2.2612542948220443E-3,3.7946571402702613E-6,null,5.4623150155333604E-5,1.4260945928954341E-2]
[2004,1,8,6,4.3784568801685684E-3,1.0730114043540412E-2,2.6324799800000207E-4,2.2310981676669475E-3,9.0258064516128434E-6,null,5.8048343537863654E-5,1.7669991239365405E-2,null,4.515682414736287E-3,8.2932964784537752E-3,1.2622826305760083E-4,2.3579277014328481E-3,3.7946571402702613E-6,null,5.4623150155333604E-5,1.5351552664976115E-2]
[2004,1,8,7,5.4290163690779341E-3,1.1179448208491389E-2,2.6324799800000207E-4,2.60833163499974E-3,9.0258064516128434E-6,null,5.8048343537863654E-5,1.9547118360558544E-2,null,5.5991675647646972E-3,8.6405864916554772E-3,1.2622826305760083E-4,2.7566054716098953E-3,3.7946571402702613E-6,null,5.4623150155333604E-5,1.7181005598383273E-2]
[2004,1,8,8,6.2480057774701152E-3,1.280506338673946E-2,1.9743599850000158E-4,2.5932571038890565E-3,9.0258064516128434E-6,null,5.8048343537863654E-5,2.1908579964975205E-2,null,6.4438249795910514E-3,9.8970231500525793E-3,9.4671197293200645E-5,2.7406740101407834E-3,3.7946571402702613E-6,null,5.4623150155333604E-5,1.9234611144373217E-2]
[2004,1,8,9,6.4777979320112958E-3,1.3258574978652718E-2,0,2.877866847330492E-3,9.0258064516128434E-6,null,5.8048343537863654E-5,2.2672288101532372E-2,null,6.6808190667101697E-3,1.0247541893179675E-2,0,3.0414627463262525E-3,3.7946571402702613E-6,null,5.4623150155333604E-5,2.0028241513511701E-2]
[2004,1,8,10,5.9949125211363309E-3,1.364846562002741E-2,0,3.490625808817717E-3,9.0258064516128434E-6,null,5.8048343537863654E-5,2.3192052293519321E-2,null,6.1827995091584603E-3,1.0548888055016734E-2,0,3.6890547485655882E-3,3.7946571402702613E-6,null,5.4623150155333604E-5,2.0479160120036387E-2]
[2004,1,8,11,6.0198638053217185E-3,1.3147865039416364E-2,0,3.5517797593404028E-3,9.0258064516128434E-6,null,5.8048343537863654E-5,2.2777556947616347E-2,null,6.2085327933507455E-3,1.016197427055488E-2,0,3.7536850710136048E-3,3.7946571402702613E-6,null,5.4623150155333604E-5,2.0182609942214831E-2]
[2004,1,8,12,6.2349228926422409E-3,1.2950162457791608E-2,0,3.3162930887326229E-3,9.0258064516128434E-6,null,5.8048343537863654E-5,2.2559426782704336E-2,null,6.4303320631211329E-3,1.0009170104884632E-2,0,3.5048118694704783E-3,3.7946571402702613E-6,null,5.4623150155333604E-5,2.0002731844771846E-2]
[2004,1,8,13,5.9275227999598277E-3,1.3118151098170805E-2,0,3.0923242605775674E-3,9.0258064516128434E-6,null,5.8048343537863654E-5,2.2196046502246061E-2,null,6.1132977218440673E-3,1.0139008389363605E-2,0,3.2681112563744202E-3,3.7946571402702613E-6,null,5.4623150155333604E-5,1.9578835174877695E-2]
[2004,1,8,14,5.7272354702962488E-3,1.3495797645821773E-2,0,3.1690276812273172E-3,9.0258064516128434E-6,null,5.8048343537863654E-5,2.2450109140883204E-2,null,5.906733172458465E-3,1.0430891101050109E-2,0,3.3491749778035078E-3,3.7946571402702613E-6,null,5.4623150155333604E-5,1.9745217058607684E-2]
[2004,1,8,15,5.70427095710854E-3,1.3331727082637312E-2,0,2.964340122391607E-3,9.0258064516128434E-6,null,5.8048343537863654E-5,2.205838650567532E-2,null,5.8830489267977593E-3,1.0304081095270649E-2,0,3.1328517016197079E-3,3.7946571402702613E-6,null,5.4623150155333604E-5,1.937839953098372E-2]
[2004,1,8,16,5.7853594141321074E-3,1.273698962568352E-2,0,3.0194635543015057E-3,9.0258064516128434E-6,null,5.8048343537863654E-5,2.1599860937654997E-2,null,5.9666787830327094E-3,9.8444089951098181E-3,0,3.1911086931685445E-3,3.7946571402702613E-6,null,5.4623150155333604E-5,1.9060614278606676E-2]
[2004,1,8,17,6.6803800994907972E-3,1.25832480660223E-2,6.5811999500000516E-5,2.9302943031241043E-3,9.0258064516128434E-6,null,5.8048343537863654E-5,2.2320039263287971E-2,null,6.8897503765900847E-3,9.7255822678116166E-3,3.1557065764400208E-5,3.0968705056632941E-3,3.7946571402702613E-6,null,5.4623150155333604E-5,1.9802178023124999E-2]
[2004,1,8,18,8.0490912334447093E-3,1.2799357332835255E-2,2.6324799800000207E-4,3.384814352028693E-3,9.0258064516128434E-6,null,5.8048343537863654E-5,2.4563585066298136E-2,null,8.3013583854398814E-3,9.8926129455983135E-3,1.2622826305760083E-4,3.5772283086950817E-3,3.7946571402702613E-6,null,5.4623150155333604E-5,2.1955845710086481E-2]
[2004,1,8,19,8.5749439998315316E-3,1.2766710512922518E-2,2.6324799800000207E-4,3.2666277576434487E-3,9.0258064516128434E-6,null,5.8048343537863654E-5,2.4938604418386977E-2,null,8.84369194150815E-3,9.8673802448538111E-3,1.2622826305760083E-4,3.4523232512316598E-3,3.7946571402702613E-6,null,5.4623150155333604E-5,2.2348041507946829E-2]
[2004,1,8,20,8.5146310686733031E-3,1.2295317710583214E-2,2.6324799800000207E-4,2.9814893434644022E-3,9.0258064516128434E-6,null,5.8048343537863654E-5,2.4121760270710401E-2,null,8.7814887384011393E-3,9.5030411286295552E-3,1.2622826305760083E-4,3.1509757913668768E-3,3.7946571402702613E-6,null,5.4623150155333604E-5,2.1620151728750779E-2]
[2004,1,8,21,8.3292476837261206E-3,1.1962183118330118E-2,2.6324799800000207E-4,2.9382336953171881E-3,9.0258064516128434E-6,null,5.8048343537863654E-5,2.3559986645362904E-2,null,8.5902952393439903E-3,9.245561671321555E-3,1.2622826305760083E-4,3.1052612224214847E-3,3.7946571402702613E-6,null,5.4623150155333604E-5,2.1125764203440239E-2]
[2004,1,8,22,7.6188973523458308E-3,1.2095526814209988E-2,2.6324799800000207E-4,2.8603470711198687E-3,9.0258064516128434E-6,null,5.8048343537863654E-5,2.2905093385665171E-2,null,7.8576817667196878E-3,9.3486229061767682E-3,1.2622826305760083E-4,3.0229470367763088E-3,3.7946571402702613E-6,null,5.4623150155333604E-5,2.0413897780025971E-2]
[2004,1,8,23,6.8248137692020362E-3,1.1610567325830037E-2,2.6324799800000207E-4,2.2136763741792795E-3,9.0258064516128434E-6,null,5.8048343537863654E-5,2.0979379617200831E-2,null,7.0387107524167757E-3,8.9737981092683512E-3,1.2622826305760083E-4,2.3395155445548872E-3,3.7946571402702613E-6,null,5.4623150155333604E-5,1.8536670476593221E-2]
[2004,1,8,24,5.3135670337219757E-3,1.0997112661391958E-2,2.6324799800000207E-4,2.3387759156574704E-3,9.0258064516128434E-6,null,5.8048343537863654E-5,1.897977775876088E-2,null,5.4800999234179987E-3,8.4996594945592092E-3,1.2622826305760083E-4,2.4717265241355969E-3,3.7946571402702613E-6,null,5.4623150155333604E-5,1.6636132012466009E-2]
[2004,1,9,1,4.733237733877565E-3,1.0257979657300902E-2,2.6324799800000207E-4,2.5742283176122208E-3,9.0258064516128434E-6,null,5.8048343537863654E-5,1.7895767856780164E-2,null,{"$f":"E195*Y$5","v":4.8815824809068974E-3},{"$f":"F195*Z$5","v":7.9283841926319626E-3},{"$f":"G195*AA$5","v":1.2622826305760083E-4},{"$f":"H195*AB$5","v":2.7205635089817444E-3},{"$f":"I195*AC$5","v":3.7946571402702613E-6},null,{"$f":"K195*AE$5","v":5.4623150155333604E-5},1.571517625287381E-2]
[2004,1,9,2,4.416782782796027E-3,1.0379237081141648E-2,2.6324799800000207E-4,2.5461070325553353E-3,9.0258064516128434E-6,null,5.8048343537863654E-5,1.767244904448249E-2,null,4.5552094922570426E-3,8.0221039575891894E-3,1.2622826305760083E-4,2.6908436347079655E-3,3.7946571402702613E-6,null,5.4623150155333604E-5,{"$f":"SUM(N196:T196)","v":1.5452803154907402E-2}]
[2004,1,9,3,4.4002825175446332E-3,9.8979335298226209E-3,2.6324799800000207E-4,2.6361783510128697E-3,9.0258064516128434E-6,null,5.8048343537863654E-5,1.7264716546369602E-2,null,4.5381920909959546E-3,7.6501048314825716E-3,1.2622826305760083E-4,2.7860351686231615E-3,3.7946571402702613E-6,null,5.4623150155333604E-5,1.5158978161454891E-2]
[2004,1,9,4,4.4307077384627639E-3,9.8739268822738493E-3,2.6324799800000207E-4,2.4125047438773818E-3,9.0258064516128434E-6,null,5.8048343537863654E-5,1.7047461512603473E-2,null,4.5695708709690436E-3,7.6315501129802493E-3,1.2622826305760083E-4,2.5496465587505259E-3,3.7946571402702613E-6,null,5.4623150155333604E-5,1.4935413613053023E-2]
[2004,1,9,5,4.5244449365094887E-3,9.5242287440453263E-3,2.6324799800000207E-4,2.4188745779902942E-3,9.0258064516128434E-6,null,5.8048343537863654E-5,1.6797870406534587E-2,null,4.6662458933367304E-3,7.3612687043648059E-3,1.2622826305760083E-4,2.5563784939589499E-3,3.7946571402702613E-6,null,5.4623150155333604E-5,1.4768539162013691E-2]
[2004,1,9,6,4.8057859320504003E-3,1.041000062367552E-2,2.6324799800000207E-4,2.5371041789330842E-3,9.0258064516128434E-6,null,5.8048343537863654E-5,1.8083212882648483E-2,null,4.9564044174192114E-3,8.0458810747685277E-3,1.2622826305760083E-4,2.6813290027408528E-3,3.7946571402702613E-6,null,5.4623150155333604E-5,1.5868260565281796E-2]
[2004,1,9,7,5.8785341235908246E-3,1.1085045970908805E-2,2.6324799800000207E-4,2.4212522823325562E-3,9.0258064516128434E-6,null,5.8048343537863654E-5,1.9715154524821664E-2,null,6.0627736878167649E-3,8.5676230784685389E-3,1.2622826305760083E-4,2.5588913618442297E-3,3.7946571402702613E-6,null,5.4623150155333604E-5,1.7373934198482738E-2]
[2004,1,9,8,6.7878149563130059E-3,1.2707345077474109E-2,1.9743599850000158E-4,2.8719934154740269E-3,9.0258064516128434E-6,null,5.8048343537863654E-5,2.2629407146137717E-2,null,7.0005523570501682E-3,9.8214967477401396E-3,9.4671197293200645E-5,3.0352554319742716E-3,3.7946571402702613E-6,null,5.4623150155333604E-5,2.0010393541353384E-2]
[2004,1,9,9,6.7159523783137847E-3,1.3478978309124109E-2,0,2.8533761588482652E-3,9.0258064516128434E-6,null,5.8048343537863654E-5,2.3106355189824023E-2,null,6.9264375287830457E-3,1.0417891449300028E-2,0,3.0155798543781177E-3,3.7946571402702613E-6,null,5.4623150155333604E-5,2.0418326639756793E-2]
[2004,1,9,10,6.5048064947858773E-3,1.3548125451103595E-2,0,3.2080841794263747E-3,9.0258064516128434E-6,null,5.8048343537863654E-5,2.3319064468853713E-2,null,6.7086741068090872E-3,1.047133521949172E-2,0,3.3904516909303087E-3,3.7946571402702613E-6,null,5.4623150155333604E-5,2.0628878824526721E-2]
[2004,1,9,11,6.3850865166206455E-3,1.3677666340189314E-2,0,3.3447823791349454E-3,9.0258064516128434E-6,null,5.8048343537863654E-5,2.3465583579482772E-2,null,6.5852019761271615E-3,1.0571457268046936E-2,0,3.5349206688085402E-3,3.7946571402702613E-6,null,5.4623150155333604E-5,2.0749997720278242E-2]
[2004,1,9,12,6.265904370912909E-3,1.3368707780016226E-2,0,3.3086030095857101E-3,9.0258064516128434E-6,null,5.8048343537863654E-5,2.3001263504052707E-2,null,6.4622845341487803E-3,1.0332663446408654E-2,0,3.4966846382668069E-3,3.7946571402702613E-6,null,5.4623150155333604E-5,2.0350050426119846E-2]
[2004,1,9,13,6.2478628184851042E-3,1.3153782998393704E-2,0,3.0161160930702704E-3,9.0258064516128434E-6,null,5.8048343537863654E-5,2.2475810253486939E-2,null,6.4436775401181248E-3,1.0166548256269035E-2,0,3.1875709413649758E-3,3.7946571402702613E-6,null,5.4623150155333604E-5,1.985621454504774E-2]
[2004,1,9,14,5.7950595445484575E-3,1.3307961514201319E-2,0,3.1672113461918405E-3,9.0258064516128434E-6,null,5.8048343537863654E-5,2.2328280748479479E-2,null,5.9766829259398045E-3,1.0285712706619893E-2,0,3.3472553909573081E-3,3.7946571402702613E-6,null,5.4623150155333604E-5,1.966806883081261E-2]
[2004,1,9,15,5.8610992127974791E-3,1.3312012109586567E-2,0,2.9960711312177731E-3,9.0258064516128434E-6,null,5.8048343537863654E-5,2.2227230797139681E-2,null,6.0447923482200216E-3,1.0288843408521832E-2,0,3.1663864988733248E-3,3.7946571402702613E-6,null,5.4623150155333604E-5,1.9558440062910781E-2]
[2004,1,9,16,6.4799272703678036E-3,1.2319377603457433E-2,0,2.7034602692712741E-3,9.0258064516128434E-6,null,5.8048343537863654E-5,2.1560813486634373E-2,null,6.683015140814509E-3,9.5216370004009131E-3,0,2.8571418107091653E-3,3.7946571402702613E-6,null,5.4623150155333604E-5,1.9120211759220192E-2]
[2004,1,9,17,7.0539476040106597E-3,1.2131601839294622E-2,6.5811999500000516E-5,2.7680327004076257E-3,9.0258064516128434E-6,null,5.8048343537863654E-5,2.207969893836367E-2,null,7.2750258873568634E-3,9.376505263929958E-3,3.1557065764400208E-5,2.9253849415277807E-3,3.7946571402702613E-6,null,5.4623150155333604E-5,1.9666890965874602E-2]
[2004,1,9,18,8.2265022356881375E-3,1.2309741580775961E-2,2.6324799800000207E-4,2.9744176499510856E-3,9.0258064516128434E-6,null,5.8048343537863654E-5,2.3840983614404662E-2,null,8.4843296387688717E-3,9.5141893262525989E-3,1.2622826305760083E-4,3.1435020986926862E-3,3.7946571402702613E-6,null,5.4623150155333604E-5,2.1326667134067362E-2]
[2004,1,9,19,8.552952506373784E-3,1.2530610936534422E-2,2.6324799800000207E-4,2.7433784538264186E-3,9.0258064516128434E-6,null,5.8048343537863654E-5,2.4157264044724104E-2,null,8.8210112110593177E-3,9.6848990729409591E-3,1.2622826305760083E-4,2.8993291938183134E-3,3.7946571402702613E-6,null,5.4623150155333604E-5,2.1589885548171796E-2]
[2004,1,9,20,8.0859663017219703E-3,1.1755634876705928E-2,2.6324799800000207E-4,2.7055558035688097E-3,9.0258064516128434E-6,null,5.8048343537863654E-5,2.2877479129986188E-2,null,8.3393891579058681E-3,9.0859207021816296E-3,1.2622826305760083E-4,2.8593564682446644E-3,3.7946571402702613E-6,null,5.4623150155333604E-5,2.0469312398685369E-2]
[2004,1,9,21,7.9652009251476221E-3,1.1883131531392997E-2,2.6324799800000207E-4,2.5861546464698935E-3,9.0258064516128434E-6,null,5.8048343537863654E-5,2.2764809250999989E-2,null,8.2148388649074828E-3,9.1844627636210839E-3,1.2622826305760083E-4,2.7331678047484839E-3,3.7946571402702613E-6,null,5.4623150155333604E-5,2.0317115503630259E-2]
[2004,1,9,22,7.3374184424759388E-3,1.1927112938856727E-2,2.6324799800000207E-4,2.2519276147721667E-3,9.0258064516128434E-6,null,5.8048343537863654E-5,2.1846781144094315E-2,null,7.567381005925241E-3,9.2184559579297654E-3,1.2622826305760083E-4,2.3799412242113123E-3,3.7946571402702613E-6,null,5.4623150155333604E-5,1.9350424258419527E-2]
[2004,1,9,23,6.9593671257781754E-3,1.1011805692407306E-2,2.6324799800000207E-4,2.1770839876349727E-3,9.0258064516128434E-6,null,5.8048343537863654E-5,2.0478578953809931E-2,null,7.1774811554979681E-3,8.5110157263646614E-3,1.2622826305760083E-4,2.3008430185563629E-3,3.7946571402702613E-6,null,5.4623150155333604E-5,1.8173985970772195E-2]
[2004,1,9,24,6.153443641353896E-3,9.7222604713870578E-3,2.6324799800000207E-4,2.4031486003258484E-3,9.0258064516128434E-6,null,5.8048343537863654E-5,1.8609174861056281E-2,null,6.346299164710017E-3,7.514327266493882E-3,1.2622826305760083E-4,2.5397585536513097E-3,3.7946571402702613E-6,null,5.4623150155333604E-5,1.6585031055208414E-2]
[2004,1,10,1,5.3081822236122666E-3,8.6607766823515175E-3,2.6324799800000207E-4,2.371043342540412E-3,9.0258064516128434E-6,null,5.8048343537863654E-5,1.6670324396493675E-2,null,5.4745463475841831E-3,6.693907303218301E-3,1.2622826305760083E-4,2.5058282327936289E-3,3.7946571402702613E-6,null,5.4623150155333604E-5,1.4858927953949316E-2]
[2004,1,10,2,4.9462956122799289E-3,8.5745485214967464E-3,2.6324799800000207E-4,2.2935408849529592E-3,9.0258064516128434E-6,null,5.8048343537863654E-5,1.6144707166719112E-2,null,5.101317821725313E-3,6.6272616273327853E-3,1.2622826305760083E-4,2.4239200521842226E-3,3.7946571402702613E-6,null,5.4623150155333604E-5,1.4337145571595527E-2]
[2004,1,10,3,4.7613132375684377E-3,8.4494753198964302E-3,2.6324799800000207E-4,2.3327396840426623E-3,9.0258064516128434E-6,null,5.8048343537863654E-5,1.5873850389497006E-2,null,4.9105379009947289E-3,6.5305926508268655E-3,1.2622826305760083E-4,2.465347155471732E-3,3.7946571402702613E-6,null,5.4623150155333604E-5,1.4091123777646531E-2]
[2004,1,10,4,4.6319939845518264E-3,8.4368759753085474E-3,2.6324799800000207E-4,2.2971522788466474E-3,9.0258064516128434E-6,null,5.8048343537863654E-5,1.5696344386696499E-2,null,4.7771656438922536E-3,6.5208546275703078E-3,1.2622826305760083E-4,2.4277367402287552E-3,3.7946571402702613E-6,null,5.4623150155333604E-5,1.391040308204452E-2]
[2004,1,10,5,4.6964735759265543E-3,8.1316909775987021E-3,2.6324799800000207E-4,2.3332223030230175E-3,9.0258064516128434E-6,null,5.8048343537863654E-5,1.5491709004537751E-2,null,4.8436660948157377E-3,6.2849773893122809E-3,1.2622826305760083E-4,2.4658572095247132E-3,3.7946571402702613E-6,null,5.4623150155333604E-5,1.3779146764005937E-2]
[2004,1,10,6,4.8869428836663823E-3,8.8285926683558339E-3,2.6324799800000207E-4,2.3379746193897054E-3,9.0258064516128434E-6,null,5.8048343537863654E-5,1.6383832319401399E-2,null,5.0401049149405627E-3,6.8236121432703675E-3,1.2622826305760083E-4,2.4708796771908056E-3,3.7946571402702613E-6,null,5.4623150155333604E-5,1.451924280575494E-2]
[2004,1,10,7,5.3202424972312555E-3,9.7778865249828831E-3,2.6324799800000207E-4,2.4103724348655082E-3,9.0258064516128434E-6,null,5.8048343537863654E-5,1.7838823605069123E-2,null,5.4869846031131674E-3,7.5573205983936725E-3,1.2622826305760083E-4,2.5473930359965857E-3,3.7946571402702613E-6,null,5.4623150155333604E-5,1.577634430785663E-2]
[2004,1,10,8,6.2173667356458856E-3,1.0386094139524321E-2,1.9743599850000158E-4,2.3085393899869074E-3,9.0258064516128434E-6,null,5.8048343537863654E-5,1.9174253962033688E-2,null,6.4122256773353403E-3,8.0274037724752962E-3,9.4671197293200645E-5,2.4397711657802722E-3,3.7946571402702613E-6,null,5.4623150155333604E-5,1.7032489620179711E-2]
[2004,1,10,9,6.6527616929894454E-3,1.0967440766876717E-2,0,2.542640394370123E-3,9.0258064516128434E-6,null,5.8048343537863654E-5,2.0220891197774149E-2,null,6.8612663796079349E-3,8.476726111251838E-3,0,2.6871799311891263E-3,3.7946571402702613E-6,null,5.4623150155333604E-5,1.8083590229344502E-2]
[2004,1,10,10,6.9347045233664082E-3,1.1403351539922193E-2,0,2.5798752701667468E-3,9.0258064516128434E-6,null,5.8048343537863654E-5,2.097597967699321E-2,null,7.1520456006757037E-3,8.8136411956907072E-3,0,2.7265314695358589E-3,3.7946571402702613E-6,null,5.4623150155333604E-5,1.8750636073197872E-2]
[2004,1,10,11,7.1900793233376789E-3,1.1337829765273623E-2,0,2.6401843751625098E-3,9.0258064516128434E-6,null,5.8048343537863654E-5,2.1226141807311673E-2,null,7.4154241207703602E-3,8.7629994689811808E-3,0,2.7902689201684482E-3,3.7946571402702613E-6,null,5.4623150155333604E-5,1.902711031721559E-2]
[2004,1,10,12,7.5555009342433508E-3,1.1360603890132305E-2,0,2.7146061555789985E-3,9.0258064516128434E-6,null,5.8048343537863654E-5,2.1688759323492516E-2,null,7.7922984368805183E-3,8.7806015716917363E-3,0,2.8689212987043021E-3,3.7946571402702613E-6,null,5.4623150155333604E-5,1.950023911457216E-2]
[2004,1,10,13,7.5789006334904202E-3,1.0824543605147442E-2,0,2.3310011076457132E-3,9.0258064516128434E-6,null,5.8048343537863654E-5,2.0792493689821438E-2,null,7.816431507798427E-3,8.3662810103571402E-3,0,2.4635097475500041E-3,3.7946571402702613E-6,null,5.4623150155333604E-5,1.8704640073001176E-2]
[2004,1,10,14,7.1698772467278203E-3,1.0812166403974748E-2,0,2.3514058399683848E-3,9.0258064516128434E-6,null,5.8048343537863654E-5,2.0391497834208815E-2,null,7.3945888894125988E-3,8.3567146815667764E-3,0,2.48507441210901E-3,3.7946571402702613E-6,null,5.4623150155333604E-5,1.829479579038399E-2]
[2004,1,10,15,7.0109566359665794E-3,1.0307676961216065E-2,0,2.492417834496934E-3,9.0258064516128434E-6,null,5.8048343537863654E-5,1.986909977521744E-2,null,7.2306875362659947E-3,7.9667951986917163E-3,0,2.6341024078071346E-3,3.7946571402702613E-6,null,5.4623150155333604E-5,1.7890002950060449E-2]
[2004,1,10,16,7.1022066446775299E-3,9.6860967741478274E-3,0,2.6406053725517332E-3,9.0258064516128434E-6,null,5.8048343537863654E-5,1.9486957134914957E-2,null,7.3247974181165857E-3,7.4863763741040163E-3,0,2.7907138496747631E-3,3.7946571402702613E-6,null,5.4623150155333604E-5,1.766030544919097E-2]
[2004,1,10,17,8.1870320467696232E-3,8.9728557845585727E-3,6.5811999500000516E-5,2.754162653554707E-3,9.0258064516128434E-6,null,5.8048343537863654E-5,2.0040167279533668E-2,null,8.4436224117974395E-3,6.9351129892744412E-3,3.1557065764400208E-5,2.9107264347132339E-3,3.7946571402702613E-6,null,5.4623150155333604E-5,1.837943670884512E-2]
[2004,1,10,18,9.3228799201653823E-3,9.3296124627975513E-3,2.6324799800000207E-4,3.0448593750461647E-3,9.0258064516128434E-6,null,5.8048343537863654E-5,2.2027673905998576E-2,null,9.6150689757547782E-3,7.2108499377633844E-3,1.2622826305760083E-4,3.2179481707416322E-3,3.7946571402702613E-6,null,5.4623150155333604E-5,2.0228513154613E-2]
[2004,1,10,19,9.612965210186163E-3,9.3053979619095971E-3,2.6324799800000207E-4,2.9716688637845632E-3,9.0258064516128434E-6,null,5.8048343537863654E-5,2.2220354183869806E-2,null,9.9142458498844791E-3,7.1921345695830727E-3,1.2622826305760083E-4,3.1405970543780582E-3,3.7946571402702613E-6,null,5.4623150155333604E-5,2.0431623544198817E-2]
[2004,1,10,20,9.2750198246784842E-3,9.1104310015265207E-3,2.6324799800000207E-4,2.7025893415321793E-3,9.0258064516128434E-6,null,5.8048343537863654E-5,2.141836231572666E-2,null,9.5657088935448414E-3,7.0414447633611902E-3,1.2622826305760083E-4,2.8562213740059676E-3,3.7946571402702613E-6,null,5.4623150155333604E-5,1.9648021101265206E-2]
[2004,1,10,21,8.6540016530494111E-3,8.6682551847098652E-3,2.6324799800000207E-4,2.9334404010068877E-3,9.0258064516128434E-6,null,5.8048343537863654E-5,2.0586019386755642E-2,null,8.9252273463680826E-3,6.699687431651319E-3,1.2622826305760083E-4,3.1001954473699115E-3,3.7946571402702613E-6,null,5.4623150155333604E-5,1.8909756295742521E-2]
[2004,1,10,22,7.948217692937961E-3,8.5718043468686143E-3,2.6324799800000207E-4,2.8329723221474537E-3,9.0258064516128434E-6,null,5.8048343537863654E-5,1.9683316509943507E-2,null,8.1973233599856674E-3,6.6251406569789372E-3,1.2622826305760083E-4,2.9940161363537043E-3,3.7946571402702613E-6,null,5.4623150155333604E-5,1.8001126223671511E-2]
[2004,1,10,23,7.383463557243849E-3,8.3992606345774934E-3,2.6324799800000207E-4,2.5411069982515604E-3,9.0258064516128434E-6,null,5.8048343537863654E-5,1.865415333806238E-2,null,7.6148692239738705E-3,6.4917817610979809E-3,1.2622826305760083E-4,2.6855593672723854E-3,3.7946571402702613E-6,null,5.4623150155333604E-5,1.6976856422697442E-2]
[2004,1,10,24,6.3110636579340835E-3,8.2361158042878312E-3,2.6324799800000207E-4,2.4260481942410261E-3,9.0258064516128434E-6,null,5.8048343537863654E-5,1.7303549804452419E-2,null,6.5088591616590313E-3,6.3656872535252764E-3,1.2622826305760083E-4,2.5639599032945769E-3,3.7946571402702613E-6,null,5.4623150155333604E-5,1.5623152388832089E-2]
[2004,1,11,1,5.2297688104145229E-3,7.9148054771830192E-3,2.6324799800000207E-4,2.7646399860371922E-3,9.0258064516128434E-6,null,5.8048343537863654E-5,1.6239536421624214E-2,null,5.3936753739175728E-3,6.117346761200934E-3,1.2622826305760083E-4,2.9217993641143672E-3,3.7946571402702613E-6,null,5.4623150155333604E-5,1.4617467569586078E-2]
[2004,1,11,2,4.914749807092624E-3,7.9618699215377644E-3,2.6324799800000207E-4,2.869940978655183E-3,9.0258064516128434E-6,null,5.8048343537863654E-5,1.6076882855275049E-2,null,5.0687833371702139E-3,6.1537228322327752E-3,1.2622826305760083E-4,3.0330863218469241E-3,3.7946571402702613E-6,null,5.4623150155333604E-5,1.4440238561603116E-2]
[2004,1,11,3,4.6895001395808444E-3,7.8983873660784173E-3,2.6324799800000207E-4,2.7824231424230274E-3,9.0258064516128434E-6,null,5.8048343537863654E-5,1.5700632796071767E-2,null,4.8364741034958659E-3,6.1046572163876963E-3,1.2622826305760083E-4,2.9405934260112137E-3,3.7946571402702613E-6,null,5.4623150155333604E-5,1.4066370816247981E-2]
[2004,1,11,4,4.6661819662626317E-3,7.8197499436385397E-3,2.6324799800000207E-4,2.7391513757308167E-3,9.0258064516128434E-6,null,5.8048343537863654E-5,1.5555405433621466E-2,null,4.8124251136168628E-3,6.0438784160926585E-3,1.2622826305760083E-4,2.8948618222422065E-3,3.7946571402702613E-6,null,5.4623150155333604E-5,1.3935811422304932E-2]
[2004,1,11,5,4.5320170939150972E-3,7.6758674856225659E-3,2.6324799800000207E-4,2.7642793712995598E-3,9.0258064516128434E-6,null,5.8048343537863654E-5,1.5302486098826701E-2,null,4.674055370276653E-3,5.9326717804937109E-3,1.2622826305760083E-4,2.921418249786127E-3,3.7946571402702613E-6,null,5.4623150155333604E-5,1.3712791470909695E-2]
[2004,1,11,6,4.7808541826058898E-3,8.0439832883493264E-3,2.6324799800000207E-4,2.6759535519569532E-3,9.0258064516128434E-6,null,5.8048343537863654E-5,1.5831113170901648E-2,null,4.9306912802075335E-3,6.2171881871254638E-3,1.2622826305760083E-4,2.8280714400411001E-3,3.7946571402702613E-6,null,5.4623150155333604E-5,1.4160596977727303E-2]
[2004,1,11,7,5.2270770613149237E-3,8.3968962214927036E-3,2.6324799800000207E-4,2.5560342162984293E-3,9.0258064516128434E-6,null,5.8048343537863654E-5,1.6510329647095534E-2,null,5.3908992625142614E-3,6.489954308134282E-3,1.2622826305760083E-4,2.7013351414844388E-3,3.7946571402702613E-6,null,5.4623150155333604E-5,1.4766834782486186E-2]
[2004,1,11,8,5.5308577809176744E-3,9.0901226973815561E-3,1.9743599850000158E-4,2.3103346954788605E-3,9.0258064516128434E-6,null,5.8048343537863654E-5,1.7193568870654662E-2,null,5.7042007956775304E-3,7.0257484914888341E-3,9.4671197293200645E-5,2.4416685276325467E-3,3.7946571402702613E-6,null,5.4623150155333604E-5,1.5324706819387714E-2]
[2004,1,11,9,6.5936107110699648E-3,9.2341502496812167E-3,0,2.4673444257808409E-3,9.0258064516128434E-6,null,5.8048343537863654E-5,1.8353153730069887E-2,null,6.8002615424750182E-3,7.1370672703424624E-3,0,2.6076036701729913E-3,3.7946571402702613E-6,null,5.4623150155333604E-5,1.6603350290286076E-2]
[2004,1,11,10,7.1412292467370351E-3,9.3842762288204613E-3,0,2.4917141327787068E-3,9.0258064516128434E-6,null,5.8048343537863654E-5,1.9075267951874066E-2,null,7.3650430303768069E-3,7.2530995183752263E-3,0,2.6333587032947108E-3,3.7946571402702613E-6,null,5.4623150155333604E-5,1.7309919059342347E-2]
[2004,1,11,11,7.098779772374747E-3,9.6101398991147013E-3,0,2.9540023580389161E-3,9.0258064516128434E-6,null,5.8048343537863654E-5,1.9720970373066228E-2,null,7.3212631439604752E-3,7.4276693667348079E-3,0,3.1219262742712625E-3,3.7946571402702613E-6,null,5.4623150155333604E-5,1.792927659226215E-2]
[2004,1,11,12,7.2393535078345197E-3,9.5251063224457908E-3,0,3.0521788202589411E-3,9.0258064516128434E-6,null,5.8048343537863654E-5,1.9874686994077115E-2,null,7.4662426110564369E-3,7.3619469840017797E-3,0,3.2256836988669465E-3,3.7946571402702613E-6,null,5.4623150155333604E-5,1.8112291101220767E-2]
[2004,1,11,13,7.3966838744631072E-3,8.7377708849518503E-3,0,3.3336392569017267E-3,9.0258064516128434E-6,null,5.8048343537863654E-5,1.9526142359854545E-2,null,7.6285038801137163E-3,6.7534160602264427E-3,0,3.5231441020151417E-3,3.7946571402702613E-6,null,5.4623150155333604E-5,1.7963481849650905E-2]
[2004,1,11,14,7.0621731210859648E-3,9.2865319929754751E-3,0,3.1810537152468358E-3,9.0258064516128434E-6,null,5.8048343537863654E-5,1.9587807172846139E-2,null,7.2835092009592662E-3,7.1775530774303249E-3,0,3.3618846465952889E-3,3.7946571402702613E-6,null,5.4623150155333604E-5,1.7881364732280483E-2]
[2004,1,11,15,6.9826302500928797E-3,9.2717801973678394E-3,0,2.9335066527760773E-3,9.0258064516128434E-6,null,5.8048343537863654E-5,1.924596544377466E-2,null,7.2014733710786521E-3,7.166151426518952E-3,0,3.1002654653028315E-3,3.7946571402702613E-6,null,5.4623150155333604E-5,1.7526308070196041E-2]
[2004,1,11,16,7.5422950889617903E-3,8.668668293166943E-3,0,3.089561300686708E-3,9.0258064516128434E-6,null,5.8048343537863654E-5,1.9358573026353305E-2,null,7.7786787062444195E-3,6.7000067228441618E-3,0,3.2651912326125713E-3,3.7946571402702613E-6,null,5.4623150155333604E-5,1.7802294468996758E-2]
[2004,1,11,17,8.1426645191464767E-3,8.5460367951081511E-3,6.5811999500000516E-5,3.2806173822157395E-3,9.0258064516128434E-6,null,5.8048343537863654E-5,2.0095435491121132E-2,null,{"$f":"E259*Y$5","v":8.3978643582739206E-3},{"$f":"F259*Z$5","v":6.6052249370335313E-3},{"$f":"G259*AA$5","v":3.1557065764400208E-5},{"$f":"H259*AB$5","v":3.4671081333088765E-3},{"$f":"I259*AC$5","v":3.7946571402702613E-6},null,{"$f":"K259*AE$5","v":5.4623150155333604E-5},1.8560172301676333E-2]
[2004,1,11,18,9.5097123600714848E-3,8.8701745518402833E-3,2.6324799800000207E-4,3.1726385658074887E-3,9.0258064516128434E-6,null,5.8048343537863654E-5,2.1882847625708732E-2,null,9.8077569447073878E-3,6.8557507474333555E-3,1.2622826305760083E-4,3.3529911275819672E-3,3.7946571402702613E-6,null,5.4623150155333604E-5,{"$f":"SUM(N260:T260)","v":2.0201144890075913E-2}]
[2004,1,11,19,9.8783454349418032E-3,8.7025108261735169E-3,2.6324799800000207E-4,3.2505040138581525E-3,9.0258064516128434E-6,null,5.8048343537863654E-5,2.2161682422962951E-2,null,1.0187943375507175E-2,6.726163589273213E-3,1.2622826305760083E-4,3.4352829332962498E-3,3.7946571402702613E-6,null,5.4623150155333604E-5,2.0534035968429846E-2]
[2004,1,11,20,9.1755840291946646E-3,8.4994516817484041E-3,2.6324799800000207E-4,3.4275072801572336E-3,9.0258064516128434E-6,null,5.8048343537863654E-5,2.1432865139089777E-2,null,9.4631566735845721E-3,6.5692193405406081E-3,1.2622826305760083E-4,3.6223481691066181E-3,3.7946571402702613E-6,null,5.4623150155333604E-5,1.9839370253585006E-2]
[2004,1,11,21,8.7453064273082196E-3,8.6451160599754495E-3,2.6324799800000207E-4,3.348828881973639E-3,9.0258064516128434E-6,null,5.8048343537863654E-5,2.1069573517246785E-2,null,9.0193937101775389E-3,6.6818032208315883E-3,1.2622826305760083E-4,3.539197200104005E-3,3.7946571402702613E-6,null,5.4623150155333604E-5,1.9425040201466338E-2]
[2004,1,11,22,8.5531908581726549E-3,8.5760217655177027E-3,2.6324799800000207E-4,3.089900932052587E-3,9.0258064516128434E-6,null,5.8048343537863654E-5,2.0549435703732421E-2,null,8.8212570330592002E-3,6.6284002964467686E-3,1.2622826305760083E-4,3.2655501707433477E-3,3.7946571402702613E-6,null,5.4623150155333604E-5,1.8899853570602521E-2]
[2004,1,11,23,7.6078525191063898E-3,8.2920446298779468E-3,2.6324799800000207E-4,2.5702339374069189E-3,9.0258064516128434E-6,null,5.8048343537863654E-5,1.8800453234380732E-2,null,7.8462907765608162E-3,6.4089145976549307E-3,1.2622826305760083E-4,2.7163420632952081E-3,3.7946571402702613E-6,null,5.4623150155333604E-5,1.7156193507864161E-2]
[2004,1,11,24,5.8898551056988362E-3,8.6141855836405629E-3,2.6324799800000207E-4,2.8735338045579989E-3,9.0258064516128434E-6,null,5.8048343537863654E-5,1.7707896641886874E-2,null,6.0744494816459193E-3,6.6578970806522638E-3,1.2622826305760083E-4,3.0368833863801867E-3,3.7946571402702613E-6,null,5.4623150155333604E-5,1.5953876019031574E-2]
[2004,1,12,1,4.9060920262409208E-3,8.6653985063716889E-3,2.6324799800000207E-4,2.4924447935310923E-3,9.0258064516128434E-6,null,5.8048343537863654E-5,1.639425747413318E-2,null,5.059854212181053E-3,6.6974795072708383E-3,1.2622826305760083E-4,2.6341308993609201E-3,3.7946571402702613E-6,null,5.4623150155333604E-5,1.4576110689166016E-2]
[2004,1,12,2,4.5696989777427042E-3,9.2850493701206824E-3,2.6324799800000207E-4,2.6541892044889999E-3,9.0258064516128434E-6,null,5.8048343537863654E-5,1.6839259700341863E-2,null,4.7129182447576525E-3,7.1764071594232438E-3,1.2622826305760083E-4,2.805069871332915E-3,3.7946571402702613E-6,null,5.4623150155333604E-5,1.4879041345867015E-2]
[2004,1,12,3,4.4676943822637444E-3,9.0095799056218763E-3,2.6324799800000207E-4,2.7308025288185654E-3,9.0258064516128434E-6,null,5.8048343537863654E-5,1.6538398964693665E-2,null,4.6077167158553303E-3,6.9634970327853256E-3,1.2622826305760083E-4,2.8860383748051067E-3,3.7946571402702613E-6,null,5.4623150155333604E-5,1.4641898193798967E-2]
[2004,1,12,4,4.5781106203060641E-3,9.2197986495080372E-3,2.6324799800000207E-4,2.5752742108192399E-3,9.0258064516128434E-6,null,5.8048343537863654E-5,1.6703505628622817E-2,null,4.7215935172205273E-3,7.1259749301591764E-3,1.2622826305760083E-4,2.7216688572812096E-3,3.7946571402702613E-6,null,5.4623150155333604E-5,1.4753883375014118E-2]
[2004,1,12,5,4.5725298197147116E-3,9.121205245526013E-3,2.6324799800000207E-4,2.5976805359922699E-3,9.0258064516128434E-6,null,5.8048343537863654E-5,1.6621737749222473E-2,null,4.7158378083531722E-3,7.0497721678469596E-3,1.2622826305760083E-4,2.7453488977108274E-3,3.7946571402702613E-6,null,5.4623150155333604E-5,1.4695604944264163E-2]
[2004,1,12,6,5.0542904992854952E-3,9.7097023343820921E-3,2.6324799800000207E-4,2.886010284087795E-3,9.0258064516128434E-6,null,5.8048343537863654E-5,1.7980325265744859E-2,null,5.2126973843153396E-3,7.504621092544881E-3,1.2622826305760083E-4,3.0500691068141867E-3,3.7946571402702613E-6,null,5.4623150155333604E-5,1.5952033654027611E-2]
[2004,1,12,7,5.8604190529200177E-3,1.0815147679061804E-2,2.6324799800000207E-4,2.5662698119008035E-3,9.0258064516128434E-6,null,5.8048343537863654E-5,1.9572158691872104E-2,null,6.0440908714025215E-3,8.3590189066738395E-3,1.2622826305760083E-4,2.7121525921736393E-3,3.7946571402702613E-6,null,5.4623150155333604E-5,1.7299908440603206E-2]
[2004,1,12,8,7.0104690755613689E-3,1.2352694674872468E-2,1.9743599850000158E-4,2.8934940743072061E-3,9.0258064516128434E-6,null,5.8048343537863654E-5,2.2518911521617616E-2,null,7.2301846951947713E-3,9.5473877379902358E-3,9.4671197293200645E-5,3.0579783223412265E-3,3.7946571402702613E-6,null,5.4623150155333604E-5,1.9988639760115036E-2]
[2004,1,12,9,7.4500336238925878E-3,1.2808983321897248E-2,0,3.1500267419580837E-3,9.0258064516128434E-6,null,5.8048343537863654E-5,2.3467092031285785E-2,null,7.6835256679085107E-3,9.9000528647702358E-3,0,3.3290939066496468E-3,3.7946571402702613E-6,null,5.4623150155333604E-5,2.0971090246623997E-2]
[2004,1,12,10,7.1218046248403694E-3,1.327711689632567E-2,0,3.9216137013138109E-3,9.0258064516128434E-6,null,5.8048343537863654E-5,2.4378583566017711E-2,null,7.3450096199967783E-3,1.0261872926374373E-2,0,4.1445426806637885E-3,3.7946571402702613E-6,null,5.4623150155333604E-5,2.1809843034330541E-2]
[2004,1,12,11,6.8518381188273697E-3,1.3478777058001256E-2,0,3.7079271186781504E-3,9.0258064516128434E-6,null,5.8048343537863654E-5,2.4096590639044641E-2,null,7.0665820741432793E-3,1.0417735902469707E-2,0,3.9187088200461602E-3,3.7946571402702613E-6,null,5.4623150155333604E-5,2.146144460395475E-2]
[2004,1,12,12,6.9142713027000365E-3,1.3210866772944221E-2,0,3.7666456525132473E-3,9.0258064516128434E-6,null,5.8048343537863654E-5,2.3949832071695369E-2,null,7.1309719809587932E-3,1.0210668259517429E-2,0,3.9807652815339479E-3,3.7946571402702613E-6,null,5.4623150155333604E-5,2.138082332930577E-2]
[2004,1,12,13,6.8001663719601839E-3,1.3255148461521822E-2,0,3.2515200642113259E-3,9.0258064516128434E-6,null,5.8048343537863654E-5,2.3364883241231194E-2,null,7.0132908793107589E-3,1.0244893540856512E-2,0,3.4363567422879462E-3,3.7946571402702613E-6,null,5.4623150155333604E-5,2.0752958969750823E-2]
[2004,1,12,14,6.7715021505263227E-3,1.3166140053360968E-2,0,3.6123967704628844E-3,9.0258064516128434E-6,null,5.8048343537863654E-5,2.3608087317888039E-2,null,6.9837282904344671E-3,1.0176099014073493E-2,0,3.8177479310773665E-3,3.7946571402702613E-6,null,5.4623150155333604E-5,2.1035993042880931E-2]
[2004,1,12,15,6.6286347806139559E-3,1.3225232026272304E-2,0,3.3020146371528039E-3,9.0258064516128434E-6,null,5.8048343537863654E-5,2.3213929787576928E-2,null,6.8363833039222187E-3,1.0221771152213115E-2,0,3.4897217416573981E-3,3.7946571402702613E-6,null,5.4623150155333604E-5,2.0606294005088337E-2]
[2004,1,12,16,7.077087806144384E-3,1.2688737901083196E-2,0,3.1311277016691807E-3,9.0258064516128434E-6,null,5.8048343537863654E-5,2.2955001752434624E-2,null,7.2988913282435799E-3,9.8071152761350332E-3,0,3.3091205270496362E-3,3.7946571402702613E-6,null,5.4623150155333604E-5,2.0473544938723852E-2]
[2004,1,12,17,7.9941144294253738E-3,1.2255541358203791E-2,6.5811999500000516E-5,3.4398785196755044E-3,9.0258064516128434E-6,null,5.8048343537863654E-5,2.3815651101955434E-2,null,8.2446585494193505E-3,9.4722980179994688E-3,3.1557065764400208E-5,3.6354226670305243E-3,3.7946571402702613E-6,null,5.4623150155333604E-5,2.1442354107509345E-2]
[2004,1,12,18,9.5868986919566846E-3,1.233854560516361E-2,2.6324799800000207E-4,3.6889696768409412E-3,9.0258064516128434E-6,null,5.8048343537863654E-5,2.5944736121950716E-2,null,9.887362379017061E-3,9.5364519334392561E-3,1.2622826305760083E-4,3.8986737189896253E-3,3.7946571402702613E-6,null,5.4623150155333604E-5,2.3507134101799148E-2]
[2004,1,12,19,9.6442203525480743E-3,1.251897483991651E-2,2.6324799800000207E-4,3.8018705093227569E-3,9.0258064516128434E-6,null,5.8048343537863654E-5,2.6295387849776818E-2,null,9.9464805619294966E-3,9.6759055432624579E-3,1.2622826305760083E-4,4.0179925388791502E-3,3.7946571402702613E-6,null,5.4623150155333604E-5,2.3825024714424312E-2]
[2004,1,12,20,9.4554100843848941E-3,1.2342869384646731E-2,2.6324799800000207E-4,3.2694455545301325E-3,9.0258064516128434E-6,null,5.8048343537863654E-5,2.5398047171551235E-2,null,9.7517527774609904E-3,9.5397937791098127E-3,1.2622826305760083E-4,3.4553012292661586E-3,3.7946571402702613E-6,null,5.4623150155333604E-5,2.2931493856190168E-2]
[2004,1,12,21,8.9341571520919223E-3,1.2202754060312897E-2,2.6324799800000207E-4,3.3673569274623168E-3,9.0258064516128434E-6,null,5.8048343537863654E-5,2.4834590287856617E-2,null,9.2141632192204448E-3,9.4314987580913986E-3,1.2622826305760083E-4,3.5587784952456911E-3,3.7946571402702613E-6,null,5.4623150155333604E-5,2.238908654291074E-2]
[2004,1,12,22,8.273271513171733E-3,1.1872601096254477E-2,2.6324799800000207E-4,3.2367231348528194E-3,9.0258064516128434E-6,null,5.8048343537863654E-5,2.3712917892268509E-2,null,8.5325647155693688E-3,9.1763237988070553E-3,1.2622826305760083E-4,3.4207186631858275E-3,3.7946571402702613E-6,null,5.4623150155333604E-5,2.1314253247915457E-2]
[2004,1,12,23,7.4107793883937938E-3,1.1392554335617139E-2,2.6324799800000207E-4,2.6561678392790053E-3,9.0258064516128434E-6,null,5.8048343537863654E-5,2.1789823711279417E-2,null,7.6430411625685842E-3,8.8052960452033122E-3,1.2622826305760083E-4,2.807160984063849E-3,3.7946571402702613E-6,null,5.4623150155333604E-5,1.9440144262188951E-2]
[2004,1,12,24,5.8277255610833852E-3,1.1012950927590042E-2,2.6324799800000207E-4,2.9829625247972465E-3,9.0258064516128434E-6,null,5.8048343537863654E-5,2.0153961161460149E-2,null,6.0103727304675995E-3,8.5119008777124888E-3,1.2622826305760083E-4,3.1525327175139588E-3,3.7946571402702613E-6,null,5.4623150155333604E-5,1.7859452396047252E-2]
[2004,1,13,1,4.6946294689228984E-3,1.0382721017367928E-2,2.6324799800000207E-4,2.6378502941277423E-3,9.0258064516128434E-6,null,5.8048343537863654E-5,1.8045522928408043E-2,null,4.8417641915207621E-3,8.0247966890848021E-3,1.2622826305760083E-4,2.7878021554115112E-3,3.7946571402702613E-6,null,5.4623150155333604E-5,1.5839009106370278E-2]
[2004,1,13,2,4.6457037833239657E-3,9.7698565655807944E-3,2.6324799800000207E-4,3.0236441222097309E-3,9.0258064516128434E-6,null,5.8048343537863654E-5,1.7769526619103967E-2,null,4.791305122461822E-3,7.5511142492569122E-3,1.2622826305760083E-4,3.1955269106281703E-3,3.7946571402702613E-6,null,5.4623150155333604E-5,1.5722592352700109E-2]
[2004,1,13,3,4.9375410167196709E-3,8.5223623758800705E-3,2.6324799800000207E-4,3.557008482004092E-3,9.0258064516128434E-6,null,5.8048343537863654E-5,1.7347234022593309E-2,null,5.0922888477507961E-3,6.586926997531958E-3,1.2622826305760083E-4,3.7592110268816585E-3,3.7946571402702613E-6,null,5.4623150155333604E-5,1.5623072942517616E-2]
[2004,1,13,4,4.9154247386011688E-3,8.4442820199173048E-3,2.6324799800000207E-4,3.3744662014006991E-3,9.0258064516128434E-6,null,5.8048343537863654E-5,1.706449510790865E-2,null,5.0694794217561083E-3,6.5265787534671852E-3,1.2622826305760083E-4,3.5662919046506726E-3,3.7946571402702613E-6,null,5.4623150155333604E-5,1.5346996150227171E-2]
[2004,1,13,5,5.0717926869299152E-3,8.1482688290797044E-3,2.6324799800000207E-4,3.4129489824331919E-3,9.0258064516128434E-6,null,5.8048343537863654E-5,1.6963332646432287E-2,null,5.2307481092918251E-3,6.2977903973334302E-3,1.2622826305760083E-4,3.6069622869492586E-3,3.7946571402702613E-6,null,5.4623150155333604E-5,1.5320146863927717E-2]
[2004,1,13,6,5.3788524920619276E-3,9.1568252382642594E-3,2.6324799800000207E-4,3.455519359396459E-3,9.0258064516128434E-6,null,5.8048343537863654E-5,1.8321519237712122E-2,null,5.5474314980416984E-3,7.077302831467118E-3,1.2622826305760083E-4,3.6519526296230152E-3,3.7946571402702613E-6,null,5.4623150155333604E-5,1.6461333029485034E-2]
[2004,1,13,7,5.9824390089450452E-3,1.1073615474236893E-2,2.6324799800000207E-4,2.9869502667701792E-3,9.0258064516128434E-6,null,5.8048343537863654E-5,2.0373326897941593E-2,null,6.1699350637171206E-3,8.5587884568222566E-3,1.2622826305760083E-4,3.1567471476095996E-3,3.7946571402702613E-6,null,5.4623150155333604E-5,1.807011673850218E-2]
[2004,1,13,8,6.9686895597465834E-3,1.2546285795355777E-2,1.9743599850000158E-4,3.2320556245292553E-3,9.0258064516128434E-6,null,5.8048343537863654E-5,2.3009284676508191E-2,null,7.1870957645453594E-3,9.6970141586647362E-3,9.4671197293200645E-5,3.4157858224672303E-3,3.7946571402702613E-6,null,5.4623150155333604E-5,2.0452984750266131E-2]
[2004,1,13,9,7.0539991581258406E-3,1.3125443632446797E-2,0,3.3237861610058363E-3,9.0258064516128434E-6,null,5.8048343537863654E-5,2.3561277295116336E-2,null,7.275079057233306E-3,1.014464478321596E-2,0,3.5127308947011447E-3,3.7946571402702613E-6,null,5.4623150155333604E-5,2.0990872542446016E-2]
[2004,1,13,10,6.4842811214315278E-3,1.332270096398128E-2,0,3.8420261088813632E-3,9.0258064516128434E-6,null,5.8048343537863654E-5,2.3707056537832033E-2,null,6.6875054462401237E-3,1.0297104815451028E-2,0,4.0604308331411614E-3,3.7946571402702613E-6,null,5.4623150155333604E-5,2.1103458902127916E-2]
[2004,1,13,11,6.4724466160745826E-3,1.3026650144445975E-2,0,3.8464193418074328E-3,9.0258064516128434E-6,null,5.8048343537863654E-5,2.3403564445865853E-2,null,6.6753000347926543E-3,1.0068287376127206E-2,0,4.0650738048244994E-3,3.7946571402702613E-6,null,5.4623150155333604E-5,2.0867079023039962E-2]
[2004,1,13,12,6.755070126088304E-3,1.2778212631026919E-2,0,3.7292298942429949E-3,9.0258064516128434E-6,null,5.8048343537863654E-5,2.3320560994896083E-2,null,6.9667812687270337E-3,9.8762702226474226E-3,0,3.9412225782257384E-3,3.7946571402702613E-6,null,5.4623150155333604E-5,2.0842691876895799E-2]
[2004,1,13,13,6.3894155850125773E-3,1.3018662161812355E-2,0,3.4342144089337646E-3,9.0258064516128434E-6,null,5.8048343537863654E-5,2.2900340499296557E-2,null,6.5896667221654699E-3,1.0062113470800894E-2,0,3.6294365729108297E-3,3.7946571402702613E-6,null,5.4623150155333604E-5,2.0339634573172796E-2]
[2004,1,13,14,6.1163612457964742E-3,1.3191075885963072E-2,0,3.3999702774635773E-3,9.0258064516128434E-6,null,5.8048343537863654E-5,2.2765455752760986E-2,null,6.3080545671045478E-3,1.0195371898953113E-2,0,3.5932457914493857E-3,3.7946571402702613E-6,null,5.4623150155333604E-5,2.015509006480265E-2]
[2004,1,13,15,6.0328413069551433E-3,1.3192038774049545E-2,0,3.1017374771590278E-3,9.0258064516128434E-6,null,5.8048343537863654E-5,2.2384665901701579E-2,null,6.2219170238038751E-3,1.0196116114377504E-2,0,3.2780595788905122E-3,3.7946571402702613E-6,null,5.4623150155333604E-5,1.9754510524367493E-2]
[2004,1,13,16,6.1125596622272852E-3,1.2807452409307619E-2,0,3.1731513469664811E-3,9.0258064516128434E-6,null,5.8048343537863654E-5,2.2151211762039248E-2,null,6.3041338378290604E-3,9.898869623666099E-3,0,3.3535330584199209E-3,3.7946571402702613E-6,null,5.4623150155333604E-5,1.9614954327210683E-2]
[2004,1,13,17,7.1113770301816015E-3,1.2150893306737949E-2,6.5811999500000516E-5,3.2115764099734643E-3,9.0258064516128434E-6,null,5.8048343537863654E-5,2.2599963541543779E-2,null,7.3342552133376943E-3,9.3914156235368317E-3,3.1557065764400208E-5,3.3941424416404774E-3,3.7946571402702613E-6,null,5.4623150155333604E-5,2.0209788151575005E-2]
[2004,1,13,18,8.164365278764997E-3,1.2892455394208873E-2,2.6324799800000207E-4,3.1017257857484299E-3,9.0258064516128434E-6,null,5.8048343537863654E-5,2.4488868606711778E-2,null,8.42024524297319E-3,9.9645683620466115E-3,1.2622826305760083E-4,3.2780472228672239E-3,3.7946571402702613E-6,null,5.4623150155333604E-5,2.1847506898240231E-2]
[2004,1,13,19,8.8176378721246656E-3,1.296682304939238E-2,2.6324799800000207E-4,3.1797670160052375E-3,9.0258064516128434E-6,null,5.8048343537863654E-5,2.5294550085511763E-2,null,9.0939921000508031E-3,1.0022047062677527E-2,1.2622826305760083E-4,3.3605248033444874E-3,3.7946571402702613E-6,null,5.4623150155333604E-5,2.2661210036426026E-2]
[2004,1,13,20,8.8355686524335814E-3,1.2733390168813212E-2,2.6324799800000207E-4,2.9906122090644013E-3,9.0258064516128434E-6,null,5.8048343537863654E-5,2.4889893178300673E-2,null,9.1124848502455603E-3,9.8416269778017328E-3,1.2622826305760083E-4,3.16061725754099E-3,3.7946571402702613E-6,null,5.4623150155333604E-5,2.2299375155941489E-2]
[2004,1,13,21,8.5869713450550146E-3,1.2276401188820465E-2,2.6324799800000207E-4,2.8609511739952401E-3,9.0258064516128434E-6,null,5.8048343537863654E-5,2.4054645855860202E-2,null,8.8560962366303984E-3,9.4884205642363894E-3,1.2622826305760083E-4,3.0235854806265148E-3,3.7946571402702613E-6,null,5.4623150155333604E-5,2.1552748351846507E-2]
[2004,1,13,22,7.9606826063115619E-3,1.1984446160203326E-2,2.6324799800000207E-4,2.9470578886737499E-3,9.0258064516128434E-6,null,5.8048343537863654E-5,2.3222508803178114E-2,null,8.2101789371131547E-3,9.2627687584053951E-3,1.2622826305760083E-4,3.1145870379592181E-3,3.7946571402702613E-6,null,5.4623150155333604E-5,2.0772180803830972E-2]
[2004,1,13,23,7.4071254829438833E-3,1.1092213479608605E-2,2.6324799800000207E-4,2.6870742940146024E-3,9.0258064516128434E-6,null,5.8048343537863654E-5,2.1516735404556567E-2,null,7.63927273980302E-3,8.5731628401540284E-3,1.2622826305760083E-4,2.8398243544301787E-3,3.7946571402702613E-6,null,5.4623150155333604E-5,1.9236906004740432E-2]
[2004,1,13,24,5.8876510105198418E-3,1.054105343215931E-2,2.6324799800000207E-4,2.8739864332252819E-3,9.0258064516128434E-6,null,5.8048343537863654E-5,1.9633013023893909E-2,null,6.072176307760099E-3,8.1471716846054643E-3,1.2622826305760083E-4,3.03736174528367E-3,3.7946571402702613E-6,null,5.4623150155333604E-5,1.7441355808002438E-2]
[2004,1,14,1,4.722587308143518E-3,1.0035756060379788E-2,2.6324799800000207E-4,2.929113855864082E-3,9.0258064516128434E-6,null,5.8048343537863654E-5,1.8017779372376863E-2,null,4.8705982594076467E-3,7.756627754042694E-3,1.2622826305760083E-4,3.0956229544193263E-3,3.7946571402702613E-6,null,5.4623150155333604E-5,1.590749503822287E-2]
[2004,1,14,2,4.3430950885954374E-3,1.004354806736334E-2,2.6324799800000207E-4,2.7782711742126228E-3,9.0258064516128434E-6,null,5.8048343537863654E-5,1.7495236478160876E-2,null,4.4792123466893428E-3,7.762650189947342E-3,1.2622826305760083E-4,2.9362054340345903E-3,3.7946571402702613E-6,null,5.4623150155333604E-5,1.536271404102448E-2]
[2004,1,14,3,4.2550424671901404E-3,9.6886185186189615E-3,2.6324799800000207E-4,2.6849474946965541E-3,9.0258064516128434E-6,null,5.8048343537863654E-5,1.6958930628495135E-2,null,4.3884000616917981E-3,7.4883254283691584E-3,1.2622826305760083E-4,2.8375766545754213E-3,3.7946571402702613E-6,null,5.4623150155333604E-5,1.4898948214989582E-2]
[2004,1,14,4,4.2578112696773961E-3,9.5977718860816123E-3,2.6324799800000207E-4,2.5492241468146838E-3,9.0258064516128434E-6,null,5.8048343537863654E-5,1.6735129450563168E-2,null,4.3912556414185755E-3,7.4181101394501237E-3,1.2622826305760083E-4,2.6941379451812402E-3,3.7946571402702613E-6,null,5.4623150155333604E-5,1.4688149796403142E-2]
[2004,1,14,5,4.3616973214647579E-3,9.3107160273542613E-3,2.6324799800000207E-4,2.5136891554813118E-3,9.0258064516128434E-6,null,5.8048343537863654E-5,1.6516424652289811E-2,null,4.4983975934878876E-3,7.1962448980703057E-3,1.2622826305760083E-4,2.6565829233317303E-3,3.7946571402702613E-6,null,5.4623150155333604E-5,1.4535871485243127E-2]
[2004,1,14,6,4.7471756516291683E-3,1.0004950944275091E-2,2.6324799800000207E-4,2.716628183978317E-3,9.0258064516128434E-6,null,5.8048343537863654E-5,1.7799076927872054E-2,null,4.8959572279494061E-3,7.7328185046840409E-3,1.2622826305760083E-4,2.8710582718079209E-3,3.7946571402702613E-6,null,5.4623150155333604E-5,1.5684480074794574E-2]
[2004,1,14,7,5.605461609294384E-3,1.1010170984925597E-2,2.6324799800000207E-4,2.7439617347406707E-3,9.0258064516128434E-6,null,5.8048343537863654E-5,1.968991647695013E-2,null,5.7811427880489936E-3,8.5097522622722636E-3,1.2622826305760083E-4,2.8999456320572773E-3,3.7946571402702613E-6,null,5.4623150155333604E-5,1.7375486752731741E-2]
[2004,1,14,8,6.5496664010386259E-3,1.2324479463298879E-2,1.9743599850000158E-4,2.9322302313432662E-3,9.0258064516128434E-6,null,5.8048343537863654E-5,2.2068629792557345E-2,null,6.7549399706365405E-3,9.5255802237520313E-3,9.4671197293200645E-5,3.0989164841155646E-3,3.7946571402702613E-6,null,5.4623150155333604E-5,1.9532525683092938E-2]
[2004,1,14,9,6.8525534450940085E-3,1.2574583686885311E-2,0,3.3527337095766796E-3,9.0258064516128434E-6,null,5.8048343537863654E-5,2.2837919185093862E-2,null,{"$f":"E323*Y$5","v":7.0673198195023105E-3},{"$f":"F323*Z$5","v":9.7188855761741171E-3},{"$f":"G323*AA$5","v":0},{"$f":"H323*AB$5","v":3.5433240024598856E-3},{"$f":"I323*AC$5","v":3.7946571402702613E-6},null,{"$f":"K323*AE$5","v":5.4623150155333604E-5},2.0387947205431918E-2]
[2004,1,14,10,6.302240093482194E-3,1.3133484924426555E-2,0,3.8677050751219594E-3,9.0258064516128434E-6,null,5.8048343537863654E-5,2.3361478436568574E-2,null,6.4997590572338495E-3,1.015085989129285E-2,0,4.0875695519659704E-3,3.7946571402702613E-6,null,5.4623150155333604E-5,{"$f":"SUM(N324:T324)","v":2.0796606307788276E-2}]
[2004,1,14,11,6.1634889290405337E-3,1.306520806715564E-2,0,3.657211275333444E-3,9.0258064516128434E-6,null,5.8048343537863654E-5,2.2943956615067481E-2,null,6.3566592824864359E-3,1.0098088763449559E-2,0,3.8651099718838397E-3,3.7946571402702613E-6,null,5.4623150155333604E-5,2.0378275825115439E-2]
[2004,1,14,12,6.3273988640312638E-3,1.3000713307830321E-2,0,3.3380711781062782E-3,9.0258064516128434E-6,null,5.8048343537863654E-5,2.2724231693505726E-2,null,6.5257063306349856E-3,1.004824081605394E-2,0,3.5278279612599847E-3,3.7946571402702613E-6,null,5.4623150155333604E-5,2.0160192915244513E-2]
[2004,1,14,13,6.1763978642108636E-3,1.2741241125899274E-2,0,3.3825112253287478E-3,9.0258064516128434E-6,null,5.8048343537863654E-5,2.235819855897675E-2,null,6.3699727975299785E-3,9.8476949761930003E-3,0,3.5747942579104006E-3,3.7946571402702613E-6,null,5.4623150155333604E-5,1.9850879838928984E-2]
[2004,1,14,14,5.9682282918873935E-3,1.3138737779694052E-2,0,3.4490999829308215E-3,9.0258064516128434E-6,null,5.8048343537863654E-5,2.2614114398050132E-2,null,6.155278967545732E-3,1.0154919818886814E-2,0,3.6451683357655732E-3,3.7946571402702613E-6,null,5.4623150155333604E-5,2.0013784929493721E-2]
[2004,1,14,15,5.9831287813782077E-3,1.2868632483518071E-2,0,3.3097209133620058E-3,9.0258064516128434E-6,null,5.8048343537863654E-5,2.2219530521796146E-2,null,6.1706464543581268E-3,9.9461556536134255E-3,0,3.4978660906653898E-3,3.7946571402702613E-6,null,5.4623150155333604E-5,1.9673086005932545E-2]
[2004,1,14,16,6.0463507171941962E-3,1.231279201122965E-2,0,3.3404641553355066E-3,9.0258064516128434E-6,null,5.8048343537863654E-5,2.1757655227297217E-2,null,6.2358498334488116E-3,9.5165470014866825E-3,0,3.5303569702383733E-3,3.7946571402702613E-6,null,5.4623150155333604E-5,1.9341171612469472E-2]
[2004,1,14,17,6.9695912817400287E-3,1.2102292588831692E-2,6.5811999500000516E-5,3.2850957572615625E-3,9.0258064516128434E-6,null,5.8048343537863654E-5,2.2483096422484052E-2,null,7.1880257474731856E-3,9.3538521679177433E-3,3.1557065764400208E-5,3.4718410871210316E-3,3.7946571402702613E-6,null,5.4623150155333604E-5,2.0103693875571964E-2]
[2004,1,14,18,8.2395542074819098E-3,1.2609247975617893E-2,2.6324799800000207E-4,3.5639073417176549E-3,9.0258064516128434E-6,null,5.8048343537863654E-5,2.4743031672806934E-2,null,8.4977906733570453E-3,9.7456775769401392E-3,1.2622826305760083E-4,3.7665020608050647E-3,3.7946571402702613E-6,null,5.4623150155333604E-5,2.2194616381455454E-2]
[2004,1,14,19,8.7431496476939267E-3,1.2643451610111716E-2,2.6324799800000207E-4,3.4038691317866553E-3,9.0258064516128434E-6,null,5.8048343537863654E-5,2.5120792537581777E-2,null,9.0171693347769633E-3,9.7721135384170547E-3,1.2622826305760083E-4,3.5973662809668191E-3,3.7946571402702613E-6,null,5.4623150155333604E-5,2.2571295224514044E-2]
[2004,1,14,20,8.7000730083782504E-3,1.2130159950113333E-2,2.6324799800000207E-4,3.137421772619638E-3,9.0258064516128434E-6,null,5.8048343537863654E-5,2.4297976879100701E-2,null,8.972742627384964E-3,9.3753908289462319E-3,1.2622826305760083E-4,3.3157723922449659E-3,3.7946571402702613E-6,null,5.4623150155333604E-5,2.1848551918929371E-2]
[2004,1,14,21,8.5132549999714941E-3,1.179121154294702E-2,2.6324799800000207E-4,3.0973130426925973E-3,9.0258064516128434E-6,null,5.8048343537863654E-5,2.3732101733600592E-2,null,8.780069542230368E-3,9.1134178787871285E-3,1.2622826305760083E-4,3.2733836319766745E-3,3.7946571402702613E-6,null,5.4623150155333604E-5,2.1351517123347378E-2]
[2004,1,14,22,7.7863116481766883E-3,1.1957093900897258E-2,2.6324799800000207E-4,2.998696820725991E-3,9.0258064516128434E-6,null,5.8048343537863654E-5,2.3072424517789417E-2,null,8.0303430061355596E-3,9.2416282192778251E-3,1.2622826305760083E-4,3.1691614489479164E-3,3.7946571402702613E-6,null,5.4623150155333604E-5,2.062577874471451E-2]
[2004,1,14,23,7.1070051834492085E-3,1.115609054868294E-2,2.6324799800000207E-4,2.539225806857393E-3,9.0258064516128434E-6,null,5.8048343537863654E-5,2.1132643686979022E-2,null,7.3297463482398543E-3,8.6225333752535174E-3,1.2622826305760083E-4,2.6835712372275996E-3,3.7946571402702613E-6,null,5.4623150155333604E-5,1.8820497031074176E-2]
[2004,1,14,24,5.6471604608561866E-3,1.036889744426321E-2,2.6324799800000207E-4,2.7720525617287452E-3,9.0258064516128434E-6,null,5.8048343537863654E-5,1.9118432614837619E-2,null,5.824148526341221E-3,8.0141124605962889E-3,1.2622826305760083E-4,2.9296333168356667E-3,3.7946571402702613E-6,null,5.4623150155333604E-5,1.6952540374126381E-2]
[2004,1,15,1,4.8215127994943475E-3,1.0060181155592068E-2,2.6324799800000207E-4,2.9686550370271233E-3,9.0258064516128434E-6,null,5.8048343537863654E-5,1.8180671140103015E-2,null,4.9726241817560904E-3,7.7755058904061978E-3,1.2622826305760083E-4,3.1374119029124376E-3,3.7946571402702613E-6,null,5.4623150155333604E-5,1.6070188045427931E-2]
[2004,1,15,2,4.3924824993350764E-3,1.0202880486460762E-2,2.6324799800000207E-4,2.7277190986272877E-3,9.0258064516128434E-6,null,5.8048343537863654E-5,1.7653404232412601E-2,null,4.5301476118501044E-3,7.8857980879885239E-3,1.2622826305760083E-4,2.8827796632123976E-3,3.7946571402702613E-6,null,5.4623150155333604E-5,1.5483371433404232E-2]
[2004,1,15,3,4.3290526653611879E-3,9.7809055499912256E-3,2.6324799800000207E-4,2.671969413115437E-3,9.0258064516128434E-6,null,5.8048343537863654E-5,1.7112249776457329E-2,null,4.464729818850279E-3,7.5596540003844111E-3,1.2622826305760083E-4,2.8238608179013357E-3,3.7946571402702613E-6,null,5.4623150155333604E-5,1.5032890707489231E-2]
[2004,1,15,4,4.3425146033730403E-3,9.6622394265665108E-3,2.6324799800000207E-4,2.5513491211530833E-3,9.0258064516128434E-6,null,5.8048343537863654E-5,1.6886425299082113E-2,null,4.4786136684374991E-3,7.4679370494259633E-3,1.2622826305760083E-4,2.6963837163131244E-3,3.7946571402702613E-6,null,5.4623150155333604E-5,1.4827580504529793E-2]
[2004,1,15,5,4.4439178999227946E-3,9.3867504329966586E-3,2.6324799800000207E-4,2.5047534819917045E-3,9.0258064516128434E-6,null,5.8048343537863654E-5,1.6665743962900634E-2,null,4.5831950530572756E-3,7.2550118287848051E-3,1.2622826305760083E-4,2.6471392904349597E-3,3.7946571402702613E-6,null,5.4623150155333604E-5,1.4669992242630246E-2]
[2004,1,15,6,4.7876036678800322E-3,1.0219241208052789E-2,2.6324799800000207E-4,2.6228251337677894E-3,9.0258064516128434E-6,null,5.8048343537863654E-5,1.7959992157690088E-2,null,4.9376523015890652E-3,7.8984432764938415E-3,1.2622826305760083E-4,2.7719228712344947E-3,3.7946571402702613E-6,null,5.4623150155333604E-5,1.5792664519670607E-2]
[2004,1,15,7,5.7346387574596083E-3,1.1041302571182176E-2,2.6324799800000207E-4,2.7616619249989792E-3,9.0258064516128434E-6,null,5.8048343537863654E-5,1.9867925401630241E-2,null,5.9143684865816306E-3,8.5338138401476436E-3,1.2622826305760083E-4,2.9186520115145023E-3,3.7946571402702613E-6,null,5.4623150155333604E-5,1.755148040859698E-2]
[2004,1,15,8,6.573578838467594E-3,1.2664721961447309E-2,1.9743599850000158E-4,2.7675890344836048E-3,9.0258064516128434E-6,null,5.8048343537863654E-5,2.226814353127508E-2,null,6.7796018495008851E-3,9.7885533757860847E-3,9.4671197293200645E-5,2.9249160548657813E-3,3.7946571402702613E-6,null,5.4623150155333604E-5,1.9646160284741556E-2]
[2004,1,15,9,6.6902016445766922E-3,1.3401193362280864E-2,0,2.8949429195407037E-3,9.0258064516128434E-6,null,5.8048343537863654E-5,2.3044386269936122E-2,null,6.8998797394326863E-3,1.0357771526705155E-2,0,3.0595095289733063E-3,3.7946571402702613E-6,null,5.4623150155333604E-5,2.0375578602406748E-2]
[2004,1,15,10,6.1829475751107596E-3,1.3831702595754409E-2,0,3.4999831031607672E-3,9.0258064516128434E-6,null,5.8048343537863654E-5,2.3572681617563797E-2,null,6.3767277833941148E-3,1.0690511765571243E-2,0,3.6989439698744877E-3,3.7946571402702613E-6,null,5.4623150155333604E-5,2.082460132613545E-2]
[2004,1,15,11,6.1515280802375274E-3,1.3471672254626636E-2,0,3.4701352021571049E-3,9.0258064516128434E-6,null,5.8048343537863654E-5,2.3151383880559134E-2,null,6.3443235678538011E-3,1.0412244605679409E-2,0,3.667399328035731E-3,3.7946571402702613E-6,null,5.4623150155333604E-5,2.0482385308864544E-2]
[2004,1,15,12,6.2635961711376732E-3,1.3541436189360375E-2,0,3.0665910466359269E-3,9.0258064516128434E-6,null,5.8048343537863654E-5,2.2929671750671839E-2,null,6.4599039929170189E-3,1.0466165094492731E-2,0,3.2409152060709312E-3,3.7946571402702613E-6,null,5.4623150155333604E-5,2.0225402100776283E-2]
[2004,1,15,13,6.087687452397887E-3,1.3335617362368078E-2,0,3.0789762161794426E-3,9.0258064516128434E-6,null,5.8048343537863654E-5,2.2560329374483271E-2,null,6.2784821062678896E-3,1.0307087889332709E-2,0,3.2540044258895897E-3,3.7946571402702613E-6,null,5.4623150155333604E-5,1.9897992228785792E-2]
[2004,1,15,14,5.9398336979506585E-3,1.3570757445444255E-2,0,3.2499212072028003E-3,9.0258064516128434E-6,null,5.8048343537863654E-5,2.2818560694135577E-2,null,6.1259944565815044E-3,1.0488827469639682E-2,0,3.4346669962760194E-3,3.7946571402702613E-6,null,5.4623150155333604E-5,2.0107906729792808E-2]
[2004,1,15,15,6.0785514896468376E-3,1.2964094452765655E-2,0,3.3197150034030547E-3,9.0258064516128434E-6,null,5.8048343537863654E-5,2.2420409289353415E-2,null,6.2690598126458018E-3,1.0019938132548388E-2,0,3.5084283071110454E-3,3.7946571402702613E-6,null,5.4623150155333604E-5,1.9855844059600839E-2]
[2004,1,15,16,5.9299720505398574E-3,1.2962322084579498E-2,0,3.0040156169585577E-3,9.0258064516128434E-6,null,5.8048343537863654E-5,2.1954358095615772E-2,null,6.1158237345641233E-3,1.0018568270608697E-2,0,3.1747825987282329E-3,3.7946571402702613E-6,null,5.4623150155333604E-5,1.9367592411196656E-2]
[2004,1,15,17,6.8839480844181703E-3,1.2692918475961219E-2,6.5811999500000516E-5,2.9833741626168284E-3,9.0258064516128434E-6,null,5.8048343537863654E-5,2.2686357517646982E-2,null,7.0996984004939876E-3,9.8103464390819645E-3,3.1557065764400208E-5,3.1529677553943244E-3,3.7946571402702613E-6,null,5.4623150155333604E-5,2.0152987468030278E-2]
[2004,1,15,18,8.168672344703266E-3,1.3194690983441747E-2,2.6324799800000207E-4,3.2730384735796241E-3,9.0258064516128434E-6,null,5.8048343537863654E-5,2.4966723949714116E-2,null,8.4246872969773404E-3,1.0198166004874774E-2,1.2622826305760083E-4,3.4590983922411348E-3,3.7946571402702613E-6,null,5.4623150155333604E-5,2.2266597764446457E-2]
[2004,1,15,19,8.6952869460364471E-3,1.3176808185871735E-2,2.6324799800000207E-4,3.1454820681638984E-3,9.0258064516128434E-6,null,5.8048343537863654E-5,2.5347899348061559E-2,null,8.9678065647162634E-3,1.0184344405075324E-2,1.2622826305760083E-4,3.3242908852548101E-3,3.7946571402702613E-6,null,5.4623150155333604E-5,2.2661087925399604E-2]
[2004,1,15,20,8.7002234525968107E-3,1.2540531833956299E-2,2.6324799800000207E-4,2.946569131017956E-3,9.0258064516128434E-6,null,5.8048343537863654E-5,2.4517646565560547E-2,null,8.9728977866866868E-3,9.6925669265460635E-3,1.2622826305760083E-4,3.1140704962702038E-3,3.7946571402702613E-6,null,5.4623150155333604E-5,2.1964181279856158E-2]
[2004,1,15,21,8.5369792074224682E-3,1.2126677342389539E-2,2.6324799800000207E-4,2.9526759432729321E-3,9.0258064516128434E-6,null,5.8048343537863654E-5,2.394665464107442E-2,null,8.8045372917873298E-3,9.3726991242491162E-3,1.2622826305760083E-4,3.1205244578179892E-3,3.7946571402702613E-6,null,5.4623150155333604E-5,2.1482406944207642E-2]
[2004,1,15,22,7.8663197518520148E-3,1.2127803163533169E-2,2.6324799800000207E-4,2.956567912389733E-3,9.0258064516128434E-6,null,5.8048343537863654E-5,2.3281012975764397E-2,null,8.1128586495896431E-3,9.373569270501798E-3,1.2622826305760083E-4,3.1246376707310822E-3,3.7946571402702613E-6,null,5.4623150155333604E-5,2.0795711661175727E-2]
[2004,1,15,23,7.1697685637137224E-3,1.1360497453121491E-2,2.6324799800000207E-4,2.4631077767803397E-3,9.0258064516128434E-6,null,5.8048343537863654E-5,2.1323695941605027E-2,null,7.3944768001562751E-3,8.7805193066120384E-3,1.2622826305760083E-4,2.6031261836220627E-3,3.7946571402702613E-6,null,5.4623150155333604E-5,1.8962768360743582E-2]
[2004,1,15,24,5.6349196386764758E-3,1.0727733796192278E-2,2.6324799800000207E-4,2.5982999054518945E-3,9.0258064516128434E-6,null,5.8048343537863654E-5,1.9291275488310125E-2,null,5.8115240636659815E-3,8.2914567872007273E-3,1.2622826305760083E-4,2.7460034759931437E-3,3.7946571402702613E-6,null,5.4623150155333604E-5,1.7033630397213055E-2]
[2004,1,16,1,5.3075158806698258E-3,1.0119702429003355E-2,2.6324799800000207E-4,2.9482583283570881E-3,9.0258064516128434E-6,null,5.8048343537863654E-5,1.8705798786019748E-2,null,5.473859120739266E-3,7.821509834555521E-3,1.2622826305760083E-4,3.115855718120523E-3,3.7946571402702613E-6,null,5.4623150155333604E-5,1.6595870743768514E-2]
[2004,1,16,2,5.0655527757737162E-3,1.0055248457040226E-2,2.6324799800000207E-4,3.021247627761721E-3,9.0258064516128434E-6,null,5.8048343537863654E-5,1.8472371008565139E-2,null,5.224312632627617E-3,7.7716934116791991E-3,1.2622826305760083E-4,3.1929941844903499E-3,3.7946571402702613E-6,null,5.4623150155333604E-5,1.637364629915037E-2]
[2004,1,16,3,4.9202428409920529E-3,9.9093780628917126E-3,2.6324799800000207E-4,2.8862408147428817E-3,9.0258064516128434E-6,null,5.8048343537863654E-5,1.8046183866616126E-2,null,5.0744485286433908E-3,7.6589503018488986E-3,1.2622826305760083E-4,3.0503127422693791E-3,3.7946571402702613E-6,null,5.4623150155333604E-5,1.5968357643114873E-2]
[2004,1,16,4,5.0870548986840149E-3,9.5377616725058484E-3,2.6324799800000207E-4,2.8639563825158562E-3,9.0258064516128434E-6,null,5.8048343537863654E-5,1.7819095101695197E-2,null,5.2464886551311886E-3,7.3717282938425503E-3,1.2622826305760083E-4,3.0267615239409841E-3,3.7946571402702613E-6,null,5.4623150155333604E-5,1.5829624543267928E-2]
[2004,1,16,5,5.1303271888063504E-3,9.3291771115434959E-3,2.6324799800000207E-4,2.7683796151778666E-3,9.0258064516128434E-6,null,5.8048343537863654E-5,1.7558206063517188E-2,null,5.2911171452359653E-3,7.2105134551307204E-3,1.2622826305760083E-4,2.9257515770970449E-3,3.7946571402702613E-6,null,5.4623150155333604E-5,1.5612028247816935E-2]
[2004,1,16,6,5.5090695970264787E-3,1.0064247760789284E-2,2.6324799800000207E-4,2.9980887001884102E-3,9.0258064516128434E-6,null,5.8048343537863654E-5,1.8901728205993652E-2,null,5.6817297467351173E-3,7.7786489662788755E-3,1.2622826305760083E-4,3.1685187590465252E-3,3.7946571402702613E-6,null,5.4623150155333604E-5,1.6813543542413722E-2]
[2004,1,16,7,6.5671893508947926E-3,1.0785456096389633E-2,2.6324799800000207E-4,2.9245701004590287E-3,9.0258064516128434E-6,null,5.8048343537863654E-5,2.0607537695732932E-2,null,6.773012108534756E-3,8.3360703064058791E-3,1.2622826305760083E-4,3.090820903620587E-3,3.7946571402702613E-6,null,5.4623150155333604E-5,1.8384549388914425E-2]
[2004,1,16,8,7.3892973520557365E-3,1.2639172832016715E-2,1.9743599850000158E-4,3.3629763330275636E-3,9.0258064516128434E-6,null,5.8048343537863654E-5,2.3653700213976586E-2,null,7.6208858561719718E-3,9.7688064742830327E-3,9.4671197293200645E-5,3.5541488805043331E-3,3.7946571402702613E-6,null,5.4623150155333604E-5,2.1096930215548142E-2]
[2004,1,16,9,7.4817555061787331E-3,1.3227126494907948E-2,0,3.3853079334973755E-3,9.0258064516128434E-6,null,5.8048343537863654E-5,2.4152238278121921E-2,null,7.7162417480075721E-3,1.0223235385491603E-2,0,3.5777499484125922E-3,3.7946571402702613E-6,null,5.4623150155333604E-5,2.1575644889207372E-2]
[2004,1,16,10,7.233563335656436E-3,1.3505675073213489E-2,0,3.5772861489232291E-3,9.0258064516128434E-6,null,5.8048343537863654E-5,2.4374572901331017E-2,null,7.4602709686722689E-3,1.0438525356704009E-2,0,3.7806414028471679E-3,3.7946571402702613E-6,null,5.4623150155333604E-5,2.1737855535519046E-2]
[2004,1,16,11,7.1120402234465824E-3,1.3564708936112873E-2,0,3.7929294685617805E-3,9.0258064516128434E-6,null,5.8048343537863654E-5,2.45277269716591E-2,null,7.3349391917908822E-3,1.0484152581662323E-2,0,4.0085432336018339E-3,3.7946571402702613E-6,null,5.4623150155333604E-5,2.1886052814350646E-2]
[2004,1,16,12,6.9282102908049354E-3,1.3378482924593727E-2,0,3.6776474395083824E-3,9.0258064516128434E-6,null,5.8048343537863654E-5,2.4042388998444908E-2,null,7.1453478319006185E-3,1.0340218647758052E-2,0,3.8867078550776151E-3,3.7946571402702613E-6,null,5.4623150155333604E-5,2.1430692142031891E-2]
[2004,1,16,13,6.9552875907732204E-3,1.3065598574436926E-2,0,3.4142179771397344E-3,9.0258064516128434E-6,null,5.8048343537863654E-5,2.3493152485887743E-2,null,7.1732737634906119E-3,1.0098390586211885E-2,0,3.6083034192288198E-3,3.7946571402702613E-6,null,5.4623150155333604E-5,2.0938385576226917E-2]
[2004,1,16,14,6.47243408953795E-3,1.3234746680847748E-2,0,3.5737134010657792E-3,9.0258064516128434E-6,null,5.8048343537863654E-5,2.3338942514989344E-2,null,6.675287115660929E-3,1.0229125021050299E-2,0,3.7768655577205836E-3,3.7946571402702613E-6,null,5.4623150155333604E-5,2.0739695501727412E-2]
[2004,1,16,15,6.4941802471414995E-3,1.3308948812342994E-2,0,3.372142102175589E-3,9.0258064516128434E-6,null,5.8048343537863654E-5,2.3233319505197948E-2,null,6.697714821166767E-3,1.0286475788556237E-2,0,3.5638356891317044E-3,3.7946571402702613E-6,null,5.4623150155333604E-5,2.0606444106150312E-2]
[2004,1,16,16,7.0903208353995601E-3,1.2366419725525421E-2,0,3.021948804788776E-3,9.0258064516128434E-6,null,5.8048343537863654E-5,2.253673770925162E-2,null,7.3125390948281833E-3,9.5579958185553499E-3,0,3.1937352207924105E-3,3.7946571402702613E-6,null,5.4623150155333604E-5,2.012268794147155E-2]
[2004,1,16,17,7.6919695027940303E-3,1.222282436518117E-2,6.5811999500000516E-5,3.0382012254421293E-3,9.0258064516128434E-6,null,5.8048343537863654E-5,2.3079111888068094E-2,null,7.9330440767336197E-3,9.4470110805150113E-3,3.1557065764400208E-5,3.2109115303915322E-3,3.7946571402702613E-6,null,5.4623150155333604E-5,2.0680941560700165E-2]
[2004,1,16,18,8.9314758552106414E-3,1.2373610771776837E-2,2.6324799800000207E-4,3.2847086744858508E-3,9.0258064516128434E-6,null,5.8048343537863654E-5,2.4920117449462806E-2,null,9.2113978876191844E-3,9.5635537723954729E-3,1.2622826305760083E-4,3.4714320001463638E-3,3.7946571402702613E-6,null,5.4623150155333604E-5,2.2431029730514231E-2]
[2004,1,16,19,9.4467945230191242E-3,1.2097485521271781E-2,2.6324799800000207E-4,3.3761117785602343E-3,9.0258064516128434E-6,null,5.8048343537863654E-5,2.5250713970840617E-2,null,9.7428671951617328E-3,9.3501367892829465E-3,1.2622826305760083E-4,3.5680310266783559E-3,3.7946571402702613E-6,null,5.4623150155333604E-5,2.2845681081476242E-2]
[2004,1,16,20,8.7900500379167364E-3,1.1751417011758291E-2,2.6324799800000207E-4,3.0412125160638914E-3,9.0258064516128434E-6,null,5.8048343537863654E-5,2.3913001713728399E-2,null,9.0655396335305415E-3,9.0826607177700112E-3,1.2622826305760083E-4,3.2140940015517065E-3,3.7946571402702613E-6,null,5.4623150155333604E-5,2.1546940423205468E-2]
[2004,1,16,21,8.5629285220183357E-3,1.2148658828897742E-2,2.6324799800000207E-4,2.7533223470662693E-3,9.0258064516128434E-6,null,5.8048343537863654E-5,2.3795231845971827E-2,null,8.8312998857335567E-3,9.3896885974187327E-3,1.2622826305760083E-4,2.9098383599635456E-3,3.7946571402702613E-6,null,5.4623150155333604E-5,2.1315472913469042E-2]
[2004,1,16,22,8.1628460601260045E-3,1.1534362613921432E-2,2.6324799800000207E-4,2.8081185455878432E-3,9.0258064516128434E-6,null,5.8048343537863654E-5,2.2835649367624757E-2,null,8.4186784103926719E-3,8.91489954897824E-3,1.2622826305760083E-4,2.967749516137522E-3,3.7946571402702613E-6,null,5.4623150155333604E-5,2.0485973545861638E-2]
[2004,1,16,23,7.6681334998342041E-3,1.0857695944099063E-2,2.6324799800000207E-4,2.5493673072666378E-3,9.0258064516128434E-6,null,5.8048343537863654E-5,2.1405518899189385E-2,null,7.9084610278766562E-3,8.3919044263585305E-3,1.2622826305760083E-4,2.6942892437660823E-3,3.7946571402702613E-6,null,5.4623150155333604E-5,1.9179300768354477E-2]
[2004,1,16,24,6.6960678096711478E-3,9.8684181008879719E-3,2.6324799800000207E-4,2.5566884547760134E-3,9.0258064516128434E-6,null,5.8048343537863654E-5,1.9451496513324607E-2,null,6.9059297564327297E-3,7.6272923802960775E-3,1.2622826305760083E-4,2.7020265709571511E-3,3.7946571402702613E-6,null,5.4623150155333604E-5,1.7419894778039163E-2]
[2004,1,17,1,5.4623582100134767E-3,8.6956826871482928E-3,2.6324799800000207E-4,2.452702009316196E-3,9.0258064516128434E-6,null,5.8048343537863654E-5,1.6941065054467443E-2,null,{"$f":"E387*Y$5","v":5.6335543747546507E-3},{"$f":"F387*Z$5","v":6.7208861261351237E-3},{"$f":"G387*AA$5","v":1.2622826305760083E-4},{"$f":"H387*AB$5","v":2.5921288874412186E-3},{"$f":"I387*AC$5","v":3.7946571402702613E-6},null,{"$f":"K387*AE$5","v":5.4623150155333604E-5},1.5131215458684198E-2]
[2004,1,17,2,5.1681530169549184E-3,8.4052126452926357E-3,2.6324799800000207E-4,2.5032227390168992E-3,9.0258064516128434E-6,null,5.8048343537863654E-5,1.6406910549253931E-2,null,5.3301284754073272E-3,6.4963820653727829E-3,1.2622826305760083E-4,2.645521530483213E-3,3.7946571402702613E-6,null,5.4623150155333604E-5,{"$f":"SUM(N388:T388)","v":1.4656678141616527E-2}]
[2004,1,17,3,4.8710531331340075E-3,8.5788827657261434E-3,2.6324799800000207E-4,2.3513973163568191E-3,9.0258064516128434E-6,null,5.8048343537863654E-5,1.6131655363206449E-2,null,5.0237171625845704E-3,6.6306115611972864E-3,1.2622826305760083E-4,2.4850654039622064E-3,3.7946571402702613E-6,null,5.4623150155333604E-5,1.4324040198097267E-2]
[2004,1,17,4,4.7582415891872778E-3,8.524301807495388E-3,2.6324799800000207E-4,2.3384010769349718E-3,9.0258064516128434E-6,null,5.8048343537863654E-5,1.5951266621607115E-2,null,4.9073699838589266E-3,6.5884259826611237E-3,1.2622826305760083E-4,2.471330377242485E-3,3.7946571402702613E-6,null,5.4623150155333604E-5,1.415177241411574E-2]
[2004,1,17,5,4.7971266937401709E-3,8.2871466937280754E-3,2.6324799800000207E-4,2.3287121828018563E-3,9.0258064516128434E-6,null,5.8048343537863654E-5,1.5743307718259578E-2,null,4.9474737892932106E-3,6.4051289867603405E-3,1.2622826305760083E-4,2.4610907059434794E-3,3.7946571402702613E-6,null,5.4623150155333604E-5,1.3998339552350235E-2]
[2004,1,17,6,4.9553906178745923E-3,9.0896451593773433E-3,2.6324799800000207E-4,2.2745616517157435E-3,9.0258064516128434E-6,null,5.8048343537863654E-5,1.6649919576957158E-2,null,5.1106978745498067E-3,7.0253794027510443E-3,1.2622826305760083E-4,2.4038619209686058E-3,3.7946571402702613E-6,null,5.4623150155333604E-5,1.4724585268622661E-2]
[2004,1,17,7,5.3660072690004277E-3,1.0148709754454968E-2,2.6324799800000207E-4,2.2835027428053552E-3,9.0258064516128434E-6,null,5.8048343537863654E-5,1.8128541914250229E-2,null,5.5341836919128072E-3,7.8439295729703287E-3,1.2622826305760083E-4,2.4133112794355511E-3,3.7946571402702613E-6,null,5.4623150155333604E-5,1.5976070614671892E-2]
[2004,1,17,8,6.1713339089197496E-3,1.1044174054808968E-2,1.9743599850000158E-4,2.0078990185938166E-3,9.0258064516128434E-6,null,5.8048343537863654E-5,1.9485660679199112E-2,null,6.3647501324488936E-3,8.5360332075237397E-3,9.4671197293200645E-5,2.1220405207777212E-3,3.7946571402702613E-6,null,5.4623150155333604E-5,1.7175912865339159E-2]
[2004,1,17,9,6.7853360853296681E-3,1.1165733404534101E-2,0,2.5401766442179506E-3,9.0258064516128434E-6,null,5.8048343537863654E-5,2.0549294477619582E-2,null,6.9979957955915969E-3,8.6299863307531671E-3,0,2.6845761261134887E-3,3.7946571402702613E-6,null,5.4623150155333604E-5,1.8370976059753855E-2]
[2004,1,17,10,7.1502645707600607E-3,1.1378623921429729E-2,0,2.7297100398319327E-3,9.0258064516128434E-6,null,5.8048343537863654E-5,2.1316646875559585E-2,null,7.3743615311451984E-3,8.7945292393282713E-3,0,2.8848837819313265E-3,3.7946571402702613E-6,null,5.4623150155333604E-5,1.9112192359700398E-2]
[2004,1,17,11,7.4414450332486613E-3,1.1229469463172138E-2,0,2.8419093981036305E-3,9.0258064516128434E-6,null,5.8048343537863654E-5,2.1570872238062293E-2,null,7.6746679016224456E-3,8.6792478790003232E-3,0,3.0034612514419903E-3,3.7946571402702613E-6,null,5.4623150155333604E-5,1.9415794839360363E-2]
[2004,1,17,12,7.7686735922788486E-3,1.1357038794046309E-2,0,2.8572427243368022E-3,9.0258064516128434E-6,null,5.8048343537863654E-5,2.204100345419982E-2,null,8.0121521546488734E-3,8.7778461118060945E-3,0,3.0196662195622905E-3,3.7946571402702613E-6,null,5.4623150155333604E-5,1.9868082293312862E-2]
[2004,1,17,13,7.8270147146964411E-3,1.0707581346605488E-2,0,2.537537867910368E-3,9.0258064516128434E-6,null,5.8048343537863654E-5,2.113018227275016E-2,null,8.0723217504145295E-3,8.2758809751905128E-3,0,2.6817873453042428E-3,3.7946571402702613E-6,null,5.4623150155333604E-5,1.9088407878204885E-2]
[2004,1,17,14,7.3172969325911771E-3,1.0965949357673067E-2,0,2.3813767089144195E-3,9.0258064516128434E-6,null,5.8048343537863654E-5,2.0722671342716527E-2,null,7.5466288663401503E-3,8.4755734022828218E-3,0,2.5167490121548552E-3,3.7946571402702613E-6,null,5.4623150155333604E-5,1.859736908807343E-2]
[2004,1,17,15,7.2856889597484398E-3,1.0117998637795143E-2,0,2.7300540469634375E-3,9.0258064516128434E-6,null,5.8048343537863654E-5,2.0191789988044884E-2,null,7.5140302657286219E-3,7.8201929757067013E-3,0,2.885247344573536E-3,3.7946571402702613E-6,null,5.4623150155333604E-5,1.8277888393304464E-2]
[2004,1,17,16,7.3386491428546934E-3,9.569680751783197E-3,0,2.8370628495790412E-3,9.0258064516128434E-6,null,5.8048343537863654E-5,1.9803441087754795E-2,null,7.5686502777738054E-3,7.3963985244376931E-3,0,2.998339194874476E-3,3.7946571402702613E-6,null,5.4623150155333604E-5,1.8021805804381577E-2]
[2004,1,17,17,8.3271311311513517E-3,9.1576835464554137E-3,6.5811999500000516E-5,2.7547047223326218E-3,9.0258064516128434E-6,null,5.8048343537863654E-5,2.0365636194590152E-2,null,8.5881123517415024E-3,7.0779662171748785E-3,3.1557065764400208E-5,2.9112993180610176E-3,3.7946571402702613E-6,null,5.4623150155333604E-5,1.8667352760037399E-2]
[2004,1,17,18,9.2982329571151944E-3,9.7573106859056066E-3,2.6324799800000207E-4,2.9995567688203047E-3,9.0258064516128434E-6,null,5.8048343537863654E-5,2.2385422559830587E-2,null,9.5896495504484581E-3,7.5414175489881968E-3,1.2622826305760083E-4,3.1700702818548507E-3,3.7946571402702613E-6,null,5.4623150155333604E-5,2.0485783451644708E-2]
[2004,1,17,19,9.7477808664155272E-3,9.3066479526309823E-3,2.6324799800000207E-4,3.1964814413263064E-3,9.0258064516128434E-6,null,5.8048343537863654E-5,2.2581232408362295E-2,null,1.0053286773371348E-2,7.1931006864021209E-3,1.2622826305760083E-4,3.3781893808378623E-3,3.7946571402702613E-6,null,5.4623150155333604E-5,2.0809222910964535E-2]
[2004,1,17,20,9.5242396489494674E-3,8.9112941362570596E-3,2.6324799800000207E-4,3.0003591657182141E-3,9.0258064516128434E-6,null,5.8048343537863654E-5,2.1766215098914223E-2,null,9.8227395343994835E-3,6.8875320410202983E-3,1.2622826305760083E-4,3.1709182919964678E-3,3.7946571402702613E-6,null,5.4623150155333604E-5,2.0065835937769453E-2]
[2004,1,17,21,8.7674036529402609E-3,8.9269970240065215E-3,2.6324799800000207E-4,2.8956307107323928E-3,9.0258064516128434E-6,null,5.8048343537863654E-5,2.0920353535668654E-2,null,9.0421834865604053E-3,6.8996687902799728E-3,1.2622826305760083E-4,3.0602364185056399E-3,3.7946571402702613E-6,null,5.4623150155333604E-5,1.9186734765699223E-2]
[2004,1,17,22,8.0830119505906853E-3,8.725831971507305E-3,2.6324799800000207E-4,2.863824847502785E-3,9.0258064516128434E-6,null,5.8048343537863654E-5,2.0002990917590256E-2,null,8.3363422142415551E-3,6.7441884836671965E-3,1.2622826305760083E-4,3.0266225116574712E-3,3.7946571402702613E-6,null,5.4623150155333604E-5,1.8291799279919425E-2]
[2004,1,17,23,7.5641561166728223E-3,8.4091597611614128E-3,2.6324799800000207E-4,2.6534734125804108E-3,9.0258064516128434E-6,null,5.8048343537863654E-5,1.8957111438404121E-2,null,7.801224882010108E-3,6.4994327880400111E-3,1.2622826305760083E-4,2.8043133893483107E-3,3.7946571402702613E-6,null,5.4623150155333604E-5,1.7289617129751633E-2]
[2004,1,17,24,6.4850935415314967E-3,8.2376885873799571E-3,2.6324799800000207E-4,2.5314699572263027E-3,9.0258064516128434E-6,null,5.8048343537863654E-5,1.7584574234127237E-2,null,6.6883433284573553E-3,6.3669028563069774E-3,1.2622826305760083E-4,2.6753744967352626E-3,3.7946571402702613E-6,null,5.4623150155333604E-5,1.59152667518528E-2]
[2004,1,18,1,5.2885304231102418E-3,7.4968763014779533E-3,2.6324799800000207E-4,2.9553762655032756E-3,9.0258064516128434E-6,null,5.8048343537863654E-5,1.6071105138080948E-2,null,5.4542786385776525E-3,5.7943296388242643E-3,1.2622826305760083E-4,3.1233782832040683E-3,3.7946571402702613E-6,null,5.4623150155333604E-5,1.4556632630959191E-2]
[2004,1,18,2,4.8639502392765765E-3,7.8484949794050442E-3,2.6324799800000207E-4,2.8673721709449027E-3,9.0258064516128434E-6,null,5.8048343537863654E-5,1.5910139537616001E-2,null,5.0163916564157163E-3,6.0660954310216746E-3,1.2622826305760083E-4,3.0303714870863999E-3,3.7946571402702613E-6,null,5.4623150155333604E-5,1.4297504644876995E-2]
[2004,1,18,3,4.6564142592451906E-3,7.7380637387737764E-3,2.6324799800000207E-4,2.8129909391482791E-3,9.0258064516128434E-6,null,5.8048343537863654E-5,1.5537791085156724E-2,null,4.8023512761855213E-3,5.9807432143236684E-3,1.2622826305760083E-4,2.972898886933899E-3,3.7946571402702613E-6,null,5.4623150155333604E-5,1.3940639447796293E-2]
[2004,1,18,4,4.5969935836582664E-3,7.7523673126444863E-3,2.6324799800000207E-4,2.7143880317918789E-3,9.0258064516128434E-6,null,5.8048343537863654E-5,1.5394071076084108E-2,null,4.741068292896374E-3,5.9917984350165631E-3,1.2622826305760083E-4,2.8686907754008257E-3,3.7946571402702613E-6,null,5.4623150155333604E-5,1.3786203573666967E-2]
[2004,1,18,5,4.5286839828510917E-3,7.4386640526377572E-3,2.6324799800000207E-4,2.8461045974801252E-3,9.0258064516128434E-6,null,5.8048343537863654E-5,1.5143774780958451E-2,null,4.6706177959371029E-3,5.7493374387087483E-3,1.2622826305760083E-4,3.007894932113789E-3,3.7946571402702613E-6,null,5.4623150155333604E-5,1.3612496237112845E-2]
[2004,1,18,6,4.7333007980524325E-3,7.9119214854601813E-3,2.6324799800000207E-4,2.6913742392414269E-3,9.0258064516128434E-6,null,5.8048343537863654E-5,1.5666918670743518E-2,null,4.8816475215806426E-3,6.1151177263275066E-3,1.2622826305760083E-4,2.8443687353596724E-3,3.7946571402702613E-6,null,5.4623150155333604E-5,1.4025780053621026E-2]
[2004,1,18,7,5.0404045051481569E-3,8.6100474641475598E-3,2.6324799800000207E-4,2.358315729636446E-3,9.0258064516128434E-6,null,5.8048343537863654E-5,1.6339089846921642E-2,null,5.1983761882288555E-3,6.6546987314381285E-3,1.2622826305760083E-4,2.4923771029983148E-3,3.7946571402702613E-6,null,5.4623150155333604E-5,1.4530098093018503E-2]
[2004,1,18,8,5.4635877242533428E-3,8.9756344554564813E-3,1.9743599850000158E-4,2.3137681936490993E-3,9.0258064516128434E-6,null,5.8048343537863654E-5,1.7015244070235497E-2,null,5.6348224232894619E-3,6.9372606217673388E-3,9.4671197293200645E-5,2.4452972072512881E-3,3.7946571402702613E-6,null,5.4623150155333604E-5,1.5170469256896892E-2]
[2004,1,18,9,6.5722019322676864E-3,8.9692845957767657E-3,0,2.5632658300380139E-3,9.0258064516128434E-6,null,5.8048343537863654E-5,1.8162800701620331E-2,null,6.7781817895839255E-3,6.9323528203491273E-3,0,2.7089778452478773E-3,3.7946571402702613E-6,null,5.4623150155333604E-5,1.6477930262476532E-2]
[2004,1,18,10,7.1062879631486383E-3,9.1534532594246976E-3,0,2.5596369211390384E-3,9.0258064516128434E-6,null,5.8048343537863654E-5,1.8877426487250236E-2,null,7.3290066494858374E-3,7.0746966317452803E-3,0,2.7051426465359274E-3,3.7946571402702613E-6,null,5.4623150155333604E-5,1.7167263735062648E-2]
[2004,1,18,11,6.9585193323060826E-3,9.6685298189254712E-3,0,2.8313332160589785E-3,9.0258064516128434E-6,null,5.8048343537863654E-5,1.9516430710828397E-2,null,7.176606791269192E-3,7.4727988885999897E-3,0,2.9922838532531158E-3,3.7946571402702613E-6,null,5.4623150155333604E-5,1.7700107340417902E-2]
[2004,1,18,12,7.098163364913891E-3,9.5887096285843312E-3,0,2.9236326504145822E-3,9.0258064516128434E-6,null,5.8048343537863654E-5,1.9668553987450668E-2,null,7.3206274176286926E-3,7.411105927949288E-3,0,3.0898301630693449E-3,3.7946571402702613E-6,null,5.4623150155333604E-5,1.7879981315942928E-2]
[2004,1,18,13,7.016393040968516E-3,9.4473231247984742E-3,0,2.8018589770686729E-3,9.0258064516128434E-6,null,5.8048343537863654E-5,1.9323623486373526E-2,null,7.2362943240312965E-3,7.3018284133590282E-3,0,2.9611341147068432E-3,3.7946571402702613E-6,null,5.4623150155333604E-5,1.7557674659392772E-2]
[2004,1,18,14,6.7881455506771486E-3,9.7136025179791943E-3,0,2.8248538589766984E-3,9.0258064516128434E-6,null,5.8048343537863654E-5,1.9384650271170902E-2,null,7.0008933125962495E-3,7.5076355412972348E-3,0,2.985436169106721E-3,3.7946571402702613E-6,null,5.4623150155333604E-5,1.755238283029581E-2]
[2004,1,18,15,6.7493813792479443E-3,9.5892739868222859E-3,0,2.6496497648414662E-3,9.0258064516128434E-6,null,5.8048343537863654E-5,1.9046353474449558E-2,null,6.9609142304594531E-3,7.411542119975619E-3,0,2.8002723816262674E-3,3.7946571402702613E-6,null,5.4623150155333604E-5,1.7231146539356944E-2]
[2004,1,18,16,7.2385264497461981E-3,9.1684991155655243E-3,0,2.6927185805538305E-3,9.0258064516128434E-6,null,5.8048343537863654E-5,1.9157792489403417E-2,null,7.465389632080599E-3,7.0863255618052699E-3,0,2.8457894974160598E-3,3.7946571402702613E-6,null,5.4623150155333604E-5,1.7455922498597534E-2]
[2004,1,18,17,7.9045207106070835E-3,8.8511883678603111E-3,6.5811999500000516E-5,3.0051862376621104E-3,9.0258064516128434E-6,null,5.8048343537863654E-5,1.9887012110780269E-2,null,8.1522568673630461E-3,6.8410763411687579E-3,3.1557065764400208E-5,3.1760197648129794E-3,3.7946571402702613E-6,null,5.4623150155333604E-5,1.8259327846404789E-2]
[2004,1,18,18,9.2570917254961964E-3,9.1817636266658016E-3,2.6324799800000207E-4,2.8867094056453085E-3,9.0258064516128434E-6,null,5.8048343537863654E-5,2.1655886905796784E-2,null,9.5472189085060964E-3,7.0965776917220587E-3,1.2622826305760083E-4,3.0508079708009977E-3,3.7946571402702613E-6,null,5.4623150155333604E-5,1.9879250641382358E-2]
[2004,1,18,19,9.6486870225017916E-3,8.9571113533749441E-3,2.6324799800000207E-4,2.99570886839386E-3,9.0258064516128434E-6,null,5.8048343537863654E-5,2.1931829392260075E-2,null,9.9510872221101158E-3,6.9229441311280497E-3,1.2622826305760083E-4,3.1660036427713016E-3,3.7946571402702613E-6,null,5.4623150155333604E-5,2.0224681066362674E-2]
[2004,1,18,20,8.9393579316418784E-3,8.7883893424485632E-3,2.6324799800000207E-4,3.1525017355376731E-3,9.0258064516128434E-6,null,5.8048343537863654E-5,2.121057115761759E-2,null,9.2195269967793904E-3,6.792539025145438E-3,1.2622826305760083E-4,3.3317095942992339E-3,3.7946571402702613E-6,null,5.4623150155333604E-5,1.9528421686577268E-2]
[2004,1,18,21,8.6015031773170724E-3,8.6894691091923288E-3,2.6324799800000207E-4,3.2297514447872052E-3,9.0258064516128434E-6,null,5.8048343537863654E-5,2.0851045879286087E-2,null,8.8710835121010995E-3,6.7160836567511364E-3,1.2622826305760083E-4,3.413350658778964E-3,3.7946571402702613E-6,null,5.4623150155333604E-5,1.9185163897984407E-2]
[2004,1,18,22,8.3943282220405209E-3,8.6627015831039177E-3,2.6324799800000207E-4,2.9489529900809598E-3,9.0258064516128434E-6,null,5.8048343537863654E-5,2.0336304943214877E-2,null,8.6574154715287586E-3,6.695395057455253E-3,1.2622826305760083E-4,3.1165898687489351E-3,3.7946571402702613E-6,null,5.4623150155333604E-5,1.865404646808615E-2]
[2004,1,18,23,7.3536460155317462E-3,8.6574548644336065E-3,2.6324799800000207E-4,2.2640393124307508E-3,9.0258064516128434E-6,null,5.8048343537863654E-5,1.8605462340385581E-2,null,7.5841171685248681E-3,6.691339872832297E-3,1.2622826305760083E-4,2.3927414262976321E-3,3.7946571402702613E-6,null,5.4623150155333604E-5,1.6852844538008002E-2]
[2004,1,18,24,5.6993726861782681E-3,8.840956971882306E-3,2.6324799800000207E-4,2.6535840421209392E-3,9.0258064516128434E-6,null,5.8048343537863654E-5,1.7524235848170991E-2,null,5.8779971388030839E-3,6.8331685034803838E-3,1.2622826305760083E-4,2.8044303077618474E-3,3.7946571402702613E-6,null,5.4623150155333604E-5,1.5700242020398519E-2]
[2004,1,19,1,4.4025462980090187E-3,8.6487517483662246E-3,2.6324799800000207E-4,2.2511175202886624E-3,9.0258064516128434E-6,null,5.8048343537863654E-5,1.5632737714653382E-2,null,4.5405268207680234E-3,6.6846132414525826E-3,1.2622826305760083E-4,2.3790850789053306E-3,3.7946571402702613E-6,null,5.4623150155333604E-5,1.3788871211479141E-2]
[2004,1,19,2,4.1753932655181755E-3,9.0035867174792159E-3,2.6324799800000207E-4,2.5477671714107413E-3,9.0258064516128434E-6,null,5.8048343537863654E-5,1.6057069302397611E-2,null,4.306254568614787E-3,6.9588649025100506E-3,1.2622826305760083E-4,2.6925981462091247E-3,3.7946571402702613E-6,null,5.4623150155333604E-5,1.4142363687687166E-2]
[2004,1,19,3,4.0674759037769015E-3,8.7286558794526445E-3,2.6324799800000207E-4,2.6437294301493957E-3,9.0258064516128434E-6,null,5.8048343537863654E-5,1.5770183361368421E-2,null,4.1949549610139827E-3,6.7463710798375195E-3,1.2622826305760083E-4,2.7940154981890026E-3,3.7946571402702613E-6,null,5.4623150155333604E-5,1.3919987609393709E-2]
[2004,1,19,4,4.1794583405842948E-3,8.8963132478989265E-3,2.6324799800000207E-4,2.5215272401440747E-3,9.0258064516128434E-6,null,5.8048343537863654E-5,1.5927620976616777E-2,null,4.3104470474933168E-3,6.8759533245070842E-3,1.2622826305760083E-4,2.6648665736077872E-3,3.7946571402702613E-6,null,5.4623150155333604E-5,1.4035913015961392E-2]
[2004,1,19,5,4.1734889662723932E-3,8.7844345074774739E-3,2.6324799800000207E-4,2.5614059871587086E-3,9.0258064516128434E-6,null,5.8048343537863654E-5,1.5849651608898053E-2,null,4.3042905865882603E-3,6.7894823363902667E-3,1.2622826305760083E-4,2.7070122773006759E-3,3.7946571402702613E-6,null,5.4623150155333604E-5,1.3985431270632407E-2]
[2004,1,19,6,4.5442074786893882E-3,9.5590604171118775E-3,2.6324799800000207E-4,2.7115417223544224E-3,9.0258064516128434E-6,null,5.8048343537863654E-5,1.7145131766145166E-2,null,4.6866278147840923E-3,7.3881900763473696E-3,1.2622826305760083E-4,2.8656826639843541E-3,3.7946571402702613E-6,null,5.4623150155333604E-5,1.5125146625469019E-2]
[2004,1,19,7,5.3420022923522546E-3,1.0457346547423675E-2,2.6324799800000207E-4,2.5333533901159282E-3,9.0258064516128434E-6,null,5.8048343537863654E-5,1.8663024377881334E-2,null,5.509426373550879E-3,8.0824747009962099E-3,1.2622826305760083E-4,2.6773649956960866E-3,3.7946571402702613E-6,null,5.4623150155333604E-5,1.6453912140596379E-2]
[2004,1,19,8,6.2894862976461017E-3,1.2359261363808646E-2,1.9743599850000158E-4,2.5618977746361994E-3,9.0258064516128434E-6,null,5.8048343537863654E-5,2.1472899132967519E-2,null,6.4866055437576677E-3,9.5524631265656527E-3,9.4671197293200645E-5,2.7075320210453477E-3,3.7946571402702613E-6,null,5.4623150155333604E-5,1.8899689695957473E-2]
[2004,1,19,9,6.7126784679580002E-3,1.2862263144827055E-2,0,2.7440475384347711E-3,9.0258064516128434E-6,null,5.8048343537863654E-5,2.2377037494757692E-2,null,6.9230610105654056E-3,9.9412327968831128E-3,0,2.9000363133684526E-3,3.7946571402702613E-6,null,5.4623150155333604E-5,1.9822747928112575E-2]
[2004,1,19,10,6.3254201361123835E-3,1.3461017108665086E-2,0,3.4017011849411614E-3,9.0258064516128434E-6,null,5.8048343537863654E-5,2.3246186773256496E-2,null,6.5236655872609201E-3,1.0404009251970979E-2,0,3.5950750945025456E-3,3.7946571402702613E-6,null,5.4623150155333604E-5,2.0581167741030047E-2]
[2004,1,19,11,6.2957941170687344E-3,1.3086698680222001E-2,0,3.5367547226965025E-3,9.0258064516128434E-6,null,5.8048343537863654E-5,2.2977295863525104E-2,null,6.4931110570062116E-3,1.0114698840932412E-2,0,3.7378059175854333E-3,3.7946571402702613E-6,null,5.4623150155333604E-5,2.0404033622819659E-2]
[2004,1,19,12,6.3343361766971589E-3,1.2902033899437049E-2,0,3.5429333502839961E-3,9.0258064516128434E-6,null,5.8048343537863654E-5,2.283735176995607E-2,null,6.5328610661201745E-3,9.9719715810017272E-3,0,3.7443357768971028E-3,3.7946571402702613E-6,null,5.4623150155333604E-5,2.0307586231314609E-2]
[2004,1,19,13,6.2284552807185352E-3,1.2965524505765236E-2,0,3.02754624282654E-3,9.0258064516128434E-6,null,5.8048343537863654E-5,2.2279574372848172E-2,null,6.4236617493031532E-3,1.0021043419356831E-2,0,3.1996508521158402E-3,3.7946571402702613E-6,null,5.4623150155333604E-5,1.9702773828071431E-2]
[2004,1,19,14,5.9756632961969246E-3,1.3486296770860164E-2,0,2.9914733621441737E-3,9.0258064516128434E-6,null,5.8048343537863654E-5,2.2511481772739123E-2,null,6.1629469928644477E-3,1.0423547882465327E-2,0,3.1615273639322714E-3,3.7946571402702613E-6,null,5.4623150155333604E-5,1.9806440046557648E-2]
[2004,1,19,15,5.9629617276725022E-3,1.3235409125136228E-2,0,2.8792146977750319E-3,9.0258064516128434E-6,null,5.8048343537863654E-5,2.2135633894121622E-2,null,6.1498473435598975E-3,1.0229637023705865E-2,0,3.042887216995731E-3,3.7946571402702613E-6,null,5.4623150155333604E-5,1.9480789391557098E-2]
[2004,1,19,16,6.5046062612609465E-3,1.2427772722809215E-2,0,2.8983056609763703E-3,9.0258064516128434E-6,null,5.8048343537863654E-5,2.1888732988584396E-2,null,6.7084675977507327E-3,9.6054155006064061E-3,0,3.0630634296034188E-3,3.7946571402702613E-6,null,5.4623150155333604E-5,1.9435364335256163E-2]
[2004,1,19,17,7.3251848370780677E-3,1.2169085480375218E-2,6.5811999500000516E-5,3.0890186640759637E-3,9.0258064516128434E-6,null,5.8048343537863654E-5,2.2709405776180011E-2,null,{"$f":"E451*Y$5","v":7.554763986213524E-3},{"$f":"F451*Z$5","v":9.4054763398488082E-3},{"$f":"G451*AA$5","v":3.1557065764400208E-5},{"$f":"H451*AB$5","v":3.2646177491527989E-3},{"$f":"I451*AC$5","v":3.7946571402702613E-6},null,{"$f":"K451*AE$5","v":5.4623150155333604E-5},2.0314832948275133E-2]
[2004,1,19,18,8.6089170566117385E-3,1.2898568125538919E-2,2.6324799800000207E-4,2.9017836038043639E-3,9.0258064516128434E-6,null,5.8048343537863654E-5,2.4739590933944504E-2,null,8.8787297503243271E-3,9.9692928871548733E-3,1.2622826305760083E-4,3.0667390803914346E-3,3.7946571402702613E-6,null,5.4623150155333604E-5,{"$f":"SUM(N452:T452)","v":2.2099407788223842E-2}]
[2004,1,19,19,8.6890124920761137E-3,1.2926644558191959E-2,2.6324799800000207E-4,3.1279769543447905E-3,9.0258064516128434E-6,null,5.8048343537863654E-5,2.5073956152602345E-2,null,8.9613354626393929E-3,9.9909931392774664E-3,1.2622826305760083E-4,3.3057906715981554E-3,3.7946571402702613E-6,null,5.4623150155333604E-5,2.2442765343868222E-2]
[2004,1,19,20,8.8748171851468233E-3,1.1853123396822518E-2,2.6324799800000207E-4,3.1600364162115316E-3,9.0258064516128434E-6,null,5.8048343537863654E-5,2.4218299146170352E-2,null,9.1529634740685189E-3,9.1612695006465725E-3,1.2622826305760083E-4,3.3396725932115226E-3,3.7946571402702613E-6,null,5.4623150155333604E-5,2.1838551638279823E-2]
[2004,1,19,21,9.0201474553512056E-3,1.0036791526675488E-2,2.6324799800000207E-4,4.2937540971980858E-3,9.0258064516128434E-6,null,5.8048343537863654E-5,2.3681015227214261E-2,null,9.3028485508094214E-3,7.7574280651063823E-3,1.2622826305760083E-4,4.5378378574489932E-3,3.7946571402702613E-6,null,5.4623150155333604E-5,2.1782760543718003E-2]
[2004,1,19,22,8.407059088962783E-3,9.6398982303484634E-3,2.6324799800000207E-4,4.2341627757766067E-3,9.0258064516128434E-6,null,5.8048343537863654E-5,2.2611442243077332E-2,null,8.6705453374743592E-3,7.4506695569121146E-3,1.2622826305760083E-4,4.4748589936854022E-3,3.7946571402702613E-6,null,5.4623150155333604E-5,2.0780719958425082E-2]
[2004,1,19,23,7.3786637362222201E-3,9.6722370089929975E-3,2.6324799800000207E-4,3.396456805051672E-3,9.0258064516128434E-6,null,5.8048343537863654E-5,2.077767969825637E-2,null,7.6099189714135627E-3,7.4756641728092E-3,1.2622826305760083E-4,3.5895325913543334E-3,3.7946571402702613E-6,null,5.4623150155333604E-5,1.8859761805930301E-2]
[2004,1,19,24,5.680311809929459E-3,9.8182946626040411E-3,2.6324799800000207E-4,3.3888741395011819E-3,9.0258064516128434E-6,null,5.8048343537863654E-5,1.9217802760024161E-2,null,5.8583388742496374E-3,7.5885520153268562E-3,1.2622826305760083E-4,3.5815188798057748E-3,3.7946571402702613E-6,null,5.4623150155333604E-5,1.7213055839735474E-2]
[2004,1,20,1,4.7767210423015818E-3,9.5808584414596235E-3,2.6324799800000207E-4,3.1544548229900287E-3,9.0258064516128434E-6,null,5.8048343537863654E-5,1.7842356454740714E-2,null,4.92642860285325E-3,7.4050377517613361E-3,1.2622826305760083E-4,3.3337737074225237E-3,3.7946571402702613E-6,null,5.4623150155333604E-5,1.5849886132390315E-2]
[2004,1,20,2,4.1513947898317782E-3,1.024145274750045E-2,2.6324799800000207E-4,2.601731938212757E-3,9.0258064516128434E-6,null,5.8048343537863654E-5,1.7324901623534464E-2,null,4.2815039549617484E-3,7.9156105573945715E-3,1.2622826305760083E-4,2.7496306068995014E-3,3.7946571402702613E-6,null,5.4623150155333604E-5,1.5131391189609024E-2]
[2004,1,20,3,4.0822600148682766E-3,9.8375258274996883E-3,2.6324799800000207E-4,2.5437087559849894E-3,9.0258064516128434E-6,null,5.8048343537863654E-5,1.6793816746342435E-2,null,4.2102024220030832E-3,7.6034157671433294E-3,1.2622826305760083E-4,2.6883090251408619E-3,3.7946571402702613E-6,null,5.4623150155333604E-5,1.4686573284640477E-2]
[2004,1,20,4,4.0985270573715947E-3,9.7099128258586551E-3,2.6324799800000207E-4,2.4334323422760163E-3,9.0258064516128434E-6,null,5.8048343537863654E-5,1.6572194373495743E-2,null,4.226979291065038E-3,7.5047837812371202E-3,1.2622826305760083E-4,2.5717638123540294E-3,3.7946571402702613E-6,null,5.4623150155333604E-5,1.4488172955009392E-2]
[2004,1,20,5,4.233075345316085E-3,9.3357406165238601E-3,2.6324799800000207E-4,2.4564813120924642E-3,9.0258064516128434E-6,null,5.8048343537863654E-5,1.6355619421921888E-2,null,4.3657444666582289E-3,7.2155863828292609E-3,1.2622826305760083E-4,2.596123029356356E-3,3.7946571402702613E-6,null,5.4623150155333604E-5,1.4362099949197051E-2]
[2004,1,20,6,4.6191933377289947E-3,9.9994382727628395E-3,2.6324799800000207E-4,2.6768300984540876E-3,9.0258064516128434E-6,null,5.8048343537863654E-5,1.76257838569354E-2,null,4.7639638110691601E-3,7.7285577653243365E-3,1.2622826305760083E-4,2.8289978149075847E-3,3.7946571402702613E-6,null,5.4623150155333604E-5,1.5506165461654287E-2]
[2004,1,20,7,5.4392171448738001E-3,1.1049017240540389E-2,2.6324799800000207E-4,2.6796577349655882E-3,9.0258064516128434E-6,null,5.8048343537863654E-5,1.9498214268369257E-2,null,5.6096880438144493E-3,8.5397765018641256E-3,1.2622826305760083E-4,2.8319861919125383E-3,3.7946571402702613E-6,null,5.4623150155333604E-5,1.7166096807944318E-2]
[2004,1,20,8,6.2336442324616411E-3,1.2732376248679263E-2,1.9743599850000158E-4,2.6254937357147257E-3,9.0258064516128434E-6,null,5.8048343537863654E-5,2.1853767913732204E-2,null,6.4290133283590959E-3,9.840843319749059E-3,9.4671197293200645E-5,2.7747431731584386E-3,3.7946571402702613E-6,null,5.4623150155333604E-5,1.9197688825855399E-2]
[2004,1,20,9,6.4871923912485528E-3,1.3125401886438562E-2,0,2.9449226397577017E-3,9.0258064516128434E-6,null,5.8048343537863654E-5,2.2615565260982681E-2,null,6.6905079583755829E-3,1.014461251775991E-2,0,3.1123304081786159E-3,3.7946571402702613E-6,null,5.4623150155333604E-5,2.0005868691609714E-2]
[2004,1,20,10,6.0175439210953018E-3,1.3483700141319371E-2,0,3.5747369821894754E-3,9.0258064516128434E-6,null,5.8048343537863654E-5,2.3134029388142009E-2,null,6.2061402014645713E-3,1.0421540949590325E-2,0,3.7779473255787639E-3,3.7946571402702613E-6,null,5.4623150155333604E-5,2.0464046283929262E-2]
[2004,1,20,11,5.9114928985576675E-3,1.3334049417022563E-2,0,3.4169801397070701E-3,9.0258064516128434E-6,null,5.8048343537863654E-5,2.2720570798825161E-2,null,6.0967654261397178E-3,1.0305876025641458E-2,0,3.611222600342304E-3,3.7946571402702613E-6,null,5.4623150155333604E-5,2.0072281859419085E-2]
[2004,1,20,12,6.0641257490794661E-3,1.3303980262654651E-2,0,3.0768321960262385E-3,9.0258064516128434E-6,null,5.8048343537863654E-5,2.2502986551298218E-2,null,6.2541819538972834E-3,1.0282635600514792E-2,0,3.2517385262600109E-3,3.7946571402702613E-6,null,5.4623150155333604E-5,1.9846973887967689E-2]
[2004,1,20,13,5.8787452880451133E-3,1.3149988857237125E-2,0,3.0537335920223308E-3,9.0258064516128434E-6,null,5.8048343537863654E-5,2.2140516080842432E-2,null,6.0629914703915272E-3,1.0163615767633319E-2,0,3.2273268535534731E-3,3.7946571402702613E-6,null,5.4623150155333604E-5,1.9512351898873924E-2]
[2004,1,20,14,5.6432268850548665E-3,1.3622016801787967E-2,0,3.0706497593299799E-3,9.0258064516128434E-6,null,5.8048343537863654E-5,2.2393941789710676E-2,null,5.8200916680554845E-3,1.0528445784759925E-2,0,3.2452046413060792E-3,3.7946571402702613E-6,null,5.4623150155333604E-5,1.9652159901417093E-2]
[2004,1,20,15,5.7760475438157158E-3,1.3044102139329574E-2,0,3.1250006093711197E-3,9.0258064516128434E-6,null,5.8048343537863654E-5,2.2003198636054273E-2,null,5.9570750687135184E-3,1.0081776008878251E-2,0,3.3026451326146431E-3,3.7946571402702613E-6,null,5.4623150155333604E-5,1.9399914017502018E-2]
[2004,1,20,16,5.8113598963294632E-3,1.257447786572486E-2,0,3.1019360722465555E-3,9.0258064516128434E-6,null,5.8048343537863654E-5,2.1545822177838743E-2,null,5.9934941482279337E-3,9.7188037870846681E-3,0,3.278269463361324E-3,3.7946571402702613E-6,null,5.4623150155333604E-5,1.9048985205969531E-2]
[2004,1,20,17,6.6927401273166468E-3,1.245078237183353E-2,6.5811999500000516E-5,2.9945607336499952E-3,9.0258064516128434E-6,null,5.8048343537863654E-5,2.2264200027450935E-2,null,6.902497780944262E-3,9.6231996397543665E-3,3.1557065764400208E-5,3.1647902408884223E-3,3.7946571402702613E-6,null,5.4623150155333604E-5,1.9780462534647051E-2]
[2004,1,20,18,7.8836710369420762E-3,1.3131734538954887E-2,2.6324799800000207E-4,3.1564032701640308E-3,9.0258064516128434E-6,null,5.8048343537863654E-5,2.4502130994050471E-2,null,8.1307537425638725E-3,1.0149507019775435E-2,1.2622826305760083E-4,3.3358329164851009E-3,3.7946571402702613E-6,null,5.4623150155333604E-5,2.1800739749177615E-2]
[2004,1,20,19,8.4519453664599672E-3,1.2983367785656385E-2,2.6324799800000207E-4,3.1105788738232847E-3,9.0258064516128434E-6,null,5.8048343537863654E-5,2.4876214173929115E-2,null,8.7168383990493328E-3,1.0034834475974204E-2,1.2622826305760083E-4,3.287403575679236E-3,3.7946571402702613E-6,null,5.4623150155333604E-5,2.2223722521055977E-2]
[2004,1,20,20,8.4911634347887704E-3,1.2245068031026842E-2,2.6324799800000207E-4,2.9948563451884284E-3,9.0258064516128434E-6,null,5.8048343537863654E-5,2.4061409958993522E-2,null,8.7572856037013702E-3,9.4642031918828178E-3,1.2622826305760083E-4,3.1651026568302377E-3,3.7946571402702613E-6,null,5.4623150155333604E-5,2.1571237522767635E-2]
[2004,1,20,21,8.3241659011160235E-3,1.1866192942728906E-2,2.6324799800000207E-4,2.9803633661566039E-3,9.0258064516128434E-6,null,5.8048343537863654E-5,2.3501044357991017E-2,null,8.5850541882166245E-3,9.1713709421224615E-3,1.2622826305760083E-4,3.1497858064869115E-3,3.7946571402702613E-6,null,5.4623150155333604E-5,2.1090857007179203E-2]
[2004,1,20,22,7.7407325933135157E-3,1.166499321368206E-2,2.6324799800000207E-4,3.1117408954634326E-3,9.0258064516128434E-6,null,5.8048343537863654E-5,2.2847788850448483E-2,null,7.9833354548089364E-3,9.0158638340340283E-3,1.2622826305760083E-4,3.2886316538761869E-3,3.7946571402702613E-6,null,5.4623150155333604E-5,2.0472477013072355E-2]
[2004,1,20,23,6.9958973208298879E-3,1.1052040878786237E-2,2.6324799800000207E-4,2.5486321140053463E-3,9.0258064516128434E-6,null,5.8048343537863654E-5,2.092689246161095E-2,null,7.2151562460416379E-3,8.5421134694224077E-3,1.2622826305760083E-4,2.6935122575348944E-3,3.7946571402702613E-6,null,5.4623150155333604E-5,1.8635428043352147E-2]
[2004,1,20,24,5.4237371188394137E-3,1.0613617386141715E-2,2.6324799800000207E-4,2.5646171206245329E-3,9.0258064516128434E-6,null,5.8048343537863654E-5,1.8932293773595142E-2,null,5.593722857161647E-3,8.2032563060347452E-3,1.2622826305760083E-4,2.7104059516184593E-3,3.7946571402702613E-6,null,5.4623150155333604E-5,1.6692031185168054E-2]
[2004,1,21,1,3.9760522945798196E-3,1.004866797813872E-2,2.6324799800000207E-4,2.4325095352689297E-3,9.0258064516128434E-6,null,5.8048343537863654E-5,1.6787551955976948E-2,null,4.1006660378518365E-3,7.7666073648507174E-3,1.2622826305760083E-4,2.5707885472417099E-3,3.7946571402702613E-6,null,5.4623150155333604E-5,1.4622708020297467E-2]
[2004,1,21,2,3.6300967292070448E-3,9.6695673664106349E-3,2.6324799800000207E-4,2.5463996663184036E-3,9.0258064516128434E-6,null,5.8048343537863654E-5,1.617638590992556E-2,null,3.7438678540191238E-3,7.4736008082133343E-3,1.2622826305760083E-4,2.691152903599094E-3,3.7946571402702613E-6,null,5.4623150155333604E-5,1.4093267636184756E-2]
[2004,1,21,3,3.5473083223111373E-3,9.2384103800141545E-3,2.6324799800000207E-4,2.6107492187052036E-3,9.0258064516128434E-6,null,5.8048343537863654E-5,1.5726790069019975E-2,null,3.6584847696596199E-3,7.1403599216362463E-3,1.2622826305760083E-4,2.7591604858500829E-3,3.7946571402702613E-6,null,5.4623150155333604E-5,1.3742651247499153E-2]
[2004,1,21,4,3.5842212319753303E-3,9.1318207747498568E-3,2.6324799800000207E-4,2.3875852526872602E-3,9.0258064516128434E-6,null,5.8048343537863654E-5,1.5433949407401924E-2,null,3.696554569502191E-3,7.0579769018108106E-3,1.2622826305760083E-4,2.5233104882744144E-3,3.7946571402702613E-6,null,5.4623150155333604E-5,1.3462488029940621E-2]
[2004,1,21,5,3.5783801409466531E-3,9.0107144285346795E-3,2.6324799800000207E-4,2.2856470581011836E-3,9.0258064516128434E-6,null,5.8048343537863654E-5,1.5205063775571993E-2,null,3.6905304124160406E-3,6.9643739046283742E-3,1.2622826305760083E-4,2.4155774909855017E-3,3.7946571402702613E-6,null,5.4623150155333604E-5,1.3255127878383122E-2]
[2004,1,21,6,3.9074908777950463E-3,9.7477723227611217E-3,2.6324799800000207E-4,2.5004712957827501E-3,9.0258064516128434E-6,null,5.8048343537863654E-5,1.6486056644328395E-2,null,4.0299558327321532E-3,7.5340453558171479E-3,1.2622826305760083E-4,2.6426136780566636E-3,3.7946571402702613E-6,null,5.4623150155333604E-5,1.4391260936959169E-2]
[2004,1,21,7,4.7206059804965096E-3,1.067350494514308E-2,2.6324799800000207E-4,2.7085994012050981E-3,9.0258064516128434E-6,null,5.8048343537863654E-5,1.8433032474834167E-2,null,4.8685548348271854E-3,8.249543352020822E-3,1.2622826305760083E-4,2.8625730829515486E-3,3.7946571402702613E-6,null,5.4623150155333604E-5,1.6165317340152759E-2]
[2004,1,21,8,5.5643062433861062E-3,1.2301513669631527E-2,1.9743599850000158E-4,2.697203995925595E-3,9.0258064516128434E-6,null,5.8048343537863654E-5,2.0825277605819804E-2,null,5.7386975688335671E-3,9.5078299803740482E-3,9.4671197293200645E-5,2.850529891770189E-3,3.7946571402702613E-6,null,5.4623150155333604E-5,1.825014644556661E-2]
[2004,1,21,9,5.8249064277568867E-3,1.275276228397733E-2,0,2.7608134295067882E-3,9.0258064516128434E-6,null,5.8048343537863654E-5,2.1396530484778867E-2,null,6.0074652424790967E-3,9.8565996699668725E-3,0,2.917755282247018E-3,3.7946571402702613E-6,null,5.4623150155333604E-5,1.8840238001988592E-2]
[2004,1,21,10,5.3733076433918536E-3,1.325546968644715E-2,0,3.2146022874084191E-3,9.0258064516128434E-6,null,5.8048343537863654E-5,2.1901427960785286E-2,null,5.5417128678673924E-3,1.0245141815341871E-2,0,3.3973403288192748E-3,3.7946571402702613E-6,null,5.4623150155333604E-5,1.9242612819324142E-2]
[2004,1,21,11,5.2285930786211132E-3,1.3214385563196675E-2,0,3.1133295574389147E-3,9.0258064516128434E-6,null,5.8048343537863654E-5,2.1614356542794564E-2,null,5.3924627934287721E-3,1.0213387929661725E-2,0,3.2903106253058122E-3,3.7946571402702613E-6,null,5.4623150155333604E-5,1.8954579155691913E-2]
[2004,1,21,12,5.4463284377806878E-3,1.3220093082069138E-2,0,3.0101011711766751E-3,9.0258064516128434E-6,null,5.8048343537863654E-5,2.1734571034564363E-2,null,5.6170222122679794E-3,1.0217799266388775E-2,0,3.1812140937997726E-3,3.7946571402702613E-6,null,5.4623150155333604E-5,1.9074453379752131E-2]
[2004,1,21,13,5.3567275871822381E-3,1.2928602784459991E-2,0,2.8319591948888266E-3,9.0258064516128434E-6,null,5.8048343537863654E-5,2.1175337910068918E-2,null,5.5246131749138744E-3,9.9925066507785352E-3,0,2.9929454166234774E-3,3.7946571402702613E-6,null,5.4623150155333604E-5,1.8568483049611492E-2]
[2004,1,21,14,4.9531898596915976E-3,1.3411300120663518E-2,0,2.8744555258040988E-3,9.0258064516128434E-6,null,5.8048343537863654E-5,2.1296993849697077E-2,null,5.1084281422450195E-3,1.0365583032096743E-2,0,3.0378575040100938E-3,3.7946571402702613E-6,null,5.4623150155333604E-5,1.8570286485647458E-2]
[2004,1,21,15,5.0649175260838843E-3,1.3194047840874511E-2,0,2.7669595350512778E-3,9.0258064516128434E-6,null,5.8048343537863654E-5,2.1083973245547536E-2,null,5.2236574735311939E-3,1.0197668920503968E-2,0,2.92425077075994E-3,3.7946571402702613E-6,null,5.4623150155333604E-5,1.8403994972090706E-2]
[2004,1,21,16,5.1709871873375371E-3,1.2678810348109908E-2,0,2.6082433580659529E-3,9.0258064516128434E-6,null,5.8048343537863654E-5,2.0516089237051262E-2,null,5.3330514717294161E-3,9.7994422784596167E-3,0,2.7565121764646654E-3,3.7946571402702613E-6,null,5.4623150155333604E-5,1.7947423733949301E-2]
[2004,1,21,17,6.2277324430477553E-3,1.2198336137454933E-2,6.5811999500000516E-5,2.9573453007977393E-3,9.0258064516128434E-6,null,5.8048343537863654E-5,2.1509530675951193E-2,null,6.4229162571245203E-3,9.428084149082458E-3,3.1557065764400208E-5,3.1254592507442684E-3,3.7946571402702613E-6,null,5.4623150155333604E-5,1.906643453001125E-2]
[2004,1,21,18,7.3717349923403275E-3,1.2998881162137051E-2,2.6324799800000207E-4,2.9719528141474551E-3,9.0258064516128434E-6,null,5.8048343537863654E-5,2.367289111661431E-2,null,7.6027730732672579E-3,1.0046824752127278E-2,1.2622826305760083E-4,3.1408971462503913E-3,3.7946571402702613E-6,null,5.4623150155333604E-5,2.0975141041998133E-2]
[2004,1,21,19,7.9310570053541425E-3,1.2858023583412294E-2,2.6324799800000207E-4,2.8468092102600928E-3,9.0258064516128434E-6,null,5.8048343537863654E-5,2.3966211947016008E-2,null,8.1796248380479452E-3,9.9379560432895763E-3,1.2622826305760083E-4,3.0086395994783841E-3,3.7946571402702613E-6,null,5.4623150155333604E-5,2.1310866551169112E-2]
[2004,1,21,20,7.8637451410151736E-3,1.2261314130178761E-2,2.6324799800000207E-4,2.6664510541823143E-3,9.0258064516128434E-6,null,5.8048343537863654E-5,2.312183247336573E-2,null,8.1102033476878783E-3,9.4767597887967462E-3,1.2622826305760083E-4,2.8180287610320202E-3,3.7946571402702613E-6,null,5.4623150155333604E-5,2.0589637967869851E-2]
[2004,1,21,21,7.5289501274957704E-3,1.1980242434227207E-2,2.6324799800000207E-4,2.7807866474231935E-3,9.0258064516128434E-6,null,5.8048343537863654E-5,2.262030135713565E-2,null,7.7649154993734365E-3,9.2595197019934451E-3,1.2622826305760083E-4,2.9388639024298291E-3,3.7946571402702613E-6,null,5.4623150155333604E-5,2.0147945174149917E-2]
[2004,1,21,22,7.0548644923047622E-3,1.1933543597873009E-2,2.6324799800000207E-4,2.8543805156823416E-3,9.0258064516128434E-6,null,5.8048343537863654E-5,2.2173110753849593E-2,null,7.275971511913476E-3,9.2234262090899553E-3,1.2622826305760083E-4,3.0166413051181669E-3,3.7946571402702613E-6,null,5.4623150155333604E-5,1.9700685096474803E-2]
[2004,1,21,23,6.1910378209383103E-3,1.1297653548176346E-2,2.6324799800000207E-4,2.2306474524882102E-3,9.0258064516128434E-6,null,5.8048343537863654E-5,2.0049660969592344E-2,null,6.3850715862027781E-3,8.7319473032336017E-3,1.2622826305760083E-4,2.3574513647925321E-3,3.7946571402702613E-6,null,5.4623150155333604E-5,1.7659116324582117E-2]
[2004,1,21,24,4.8277637030389375E-3,1.0542583573041032E-2,2.6324799800000207E-4,2.2462196179536468E-3,9.0258064516128434E-6,null,5.8048343537863654E-5,1.7946889042023094E-2,null,4.9790709953219303E-3,8.148354329257184E-3,1.2622826305760083E-4,2.3739087492565449E-3,3.7946571402702613E-6,null,5.4623150155333604E-5,1.5685980144188864E-2]
[2004,1,22,1,4.5493832130907826E-3,1.0296600653798997E-2,2.6324799800000207E-4,2.7278062652368782E-3,9.0258064516128434E-6,null,5.8048343537863654E-5,1.7904112280116135E-2,null,4.6919657622526588E-3,7.9582343296344532E-3,1.2622826305760083E-4,2.8828717849156789E-3,3.7946571402702613E-6,null,5.4623150155333604E-5,1.5717717947155995E-2]
[2004,1,22,2,4.2617199024884518E-3,1.0057505881949614E-2,2.6324799800000207E-4,2.7353172001925298E-3,9.0258064516128434E-6,null,5.8048343537863654E-5,1.7384865132620074E-2,null,4.3952867749739808E-3,7.7734381735685351E-3,1.2622826305760083E-4,2.8908096882550513E-3,3.7946571402702613E-6,null,5.4623150155333604E-5,1.5244180707150772E-2]
[2004,1,22,3,4.2312962507034561E-3,9.5497989524129089E-3,2.6324799800000207E-4,2.740525395676274E-3,9.0258064516128434E-6,null,5.8048343537863654E-5,1.6851942746782117E-2,null,4.3639096133123419E-3,7.3810318977612322E-3,1.2622826305760083E-4,2.896313950050237E-3,3.7946571402702613E-6,null,5.4623150155333604E-5,1.4825901531477016E-2]
[2004,1,22,4,4.2288361304172817E-3,9.4724085295456936E-3,2.6324799800000207E-4,2.5979860805186552E-3,9.0258064516128434E-6,null,5.8048343537863654E-5,1.6629552888471111E-2,null,4.3613723902178924E-3,7.3212169024288107E-3,1.2622826305760083E-4,2.745671811293576E-3,3.7946571402702613E-6,null,5.4623150155333604E-5,1.4612907174293482E-2]
[2004,1,22,5,4.2540447075372148E-3,9.3917815753217157E-3,2.6324799800000207E-4,2.4360813214866096E-3,9.0258064516128434E-6,null,5.8048343537863654E-5,1.6412229752335018E-2,null,4.3873710311812409E-3,7.2589003946246173E-3,1.2622826305760083E-4,2.5745633760629223E-3,3.7946571402702613E-6,null,5.4623150155333604E-5,1.4405480872221986E-2]
[2004,1,22,6,4.6145718075477835E-3,1.0133893787886693E-2,2.6324799800000207E-4,2.608002498981406E-3,9.0258064516128434E-6,null,5.8048343537863654E-5,1.7686790242405361E-2,null,4.7591974371754275E-3,7.832478324375303E-3,1.2622826305760083E-4,2.7562576254476709E-3,3.7946571402702613E-6,null,5.4623150155333604E-5,1.5532579457351606E-2]
[2004,1,22,7,5.541506946071105E-3,1.0918595964972716E-2,2.6324799800000207E-4,2.7752759903703424E-3,9.0258064516128434E-6,null,5.8048343537863654E-5,1.9565701049403639E-2,null,5.7151837170882165E-3,8.4389740033080207E-3,1.2622826305760083E-4,2.9330399852636911E-3,3.7946571402702613E-6,null,5.4623150155333604E-5,1.7271843776013131E-2]
[2004,1,22,8,6.459068633548279E-3,1.2284221014122654E-2,1.9743599850000158E-4,2.9238652752206266E-3,9.0258064516128434E-6,null,5.8048343537863654E-5,2.1929408619768134E-2,null,6.6615027719459426E-3,9.4944645008970437E-3,9.4671197293200645E-5,3.0900760117200951E-3,3.7946571402702613E-6,null,5.4623150155333604E-5,1.9399132289151882E-2]
[2004,1,22,9,6.5985997338541737E-3,1.2977411856670649E-2,0,3.0597824106467957E-3,9.0258064516128434E-6,null,5.8048343537863654E-5,2.2693842344709482E-2,null,{"$f":"E515*Y$5","v":6.8054069265840664E-3},{"$f":"F515*Z$5","v":1.0030231143271225E-2},{"$f":"G515*AA$5","v":0},{"$f":"H515*AB$5","v":3.2337195247511205E-3},{"$f":"I515*AC$5","v":3.7946571402702613E-6},null,{"$f":"K515*AE$5","v":5.4623150155333604E-5},2.0127775401902016E-2]
[2004,1,22,10,6.0178041218597478E-3,1.3627069637682444E-2,0,3.5111776265859878E-3,9.0258064516128434E-6,null,5.8048343537863654E-5,2.3214099729666041E-2,null,6.2064085572000431E-3,1.053235111754202E-2,0,3.7107748598241975E-3,3.7946571402702613E-6,null,5.4623150155333604E-5,{"$f":"SUM(N516:T516)","v":2.0507952341861865E-2}]
[2004,1,22,11,5.9257492671458654E-3,1.3438023049694582E-2,0,3.3773909578731641E-3,9.0258064516128434E-6,null,5.8048343537863654E-5,2.2799211618251478E-2,null,6.1114686046095821E-3,1.0386237162363018E-2,0,3.5693829225208465E-3,3.7946571402702613E-6,null,5.4623150155333604E-5,2.0125506496789052E-2]
[2004,1,22,12,6.0772471052713767E-3,1.3409451963183824E-2,0,3.0361258112889191E-3,9.0258064516128434E-6,null,5.8048343537863654E-5,2.2580873223281981E-2,null,6.267714547465047E-3,1.0364154592673286E-2,0,3.2087181367548381E-3,3.7946571402702613E-6,null,5.4623150155333604E-5,1.9899005084188775E-2]
[2004,1,22,13,5.8019171659448518E-3,1.3490557289282615E-2,0,2.8666253954251464E-3,9.0258064516128434E-6,null,5.8048343537863654E-5,2.2217148194190479E-2,null,5.9837554725456358E-3,1.0426840833713182E-2,0,3.0295822601889449E-3,3.7946571402702613E-6,null,5.4623150155333604E-5,1.9498596373743366E-2]
[2004,1,22,14,5.7492641825041138E-3,1.3474226034686291E-2,0,3.1899115719016555E-3,9.0258064516128434E-6,null,5.8048343537863654E-5,2.2471450132629921E-2,null,5.9294522881329611E-3,1.0414218420225045E-2,0,3.3712460390630896E-3,3.7946571402702613E-6,null,5.4623150155333604E-5,1.97733345547167E-2]
[2004,1,22,15,5.7924068783067216E-3,1.3133157991044829E-2,0,3.0957433306095803E-3,9.0258064516128434E-6,null,5.8048343537863654E-5,2.2079356543498994E-2,null,5.9739471222930388E-3,1.015060720474615E-2,0,3.2717246876695803E-3,3.7946571402702613E-6,null,5.4623150155333604E-5,1.9454696822004371E-2]
[2004,1,22,16,5.971336388346766E-3,1.2276283564820929E-2,0,3.3147267608381503E-3,9.0258064516128434E-6,null,5.8048343537863654E-5,2.1620395057543706E-2,null,6.1584844750816083E-3,9.4883296527421418E-3,0,3.5031565017303104E-3,3.7946571402702613E-6,null,5.4623150155333604E-5,1.9208388436849664E-2]
[2004,1,22,17,6.9687838355254206E-3,1.185172322414158E-2,6.5811999500000516E-5,3.3946344755061814E-3,9.0258064516128434E-6,null,5.8048343537863654E-5,2.2341258329823945E-2,null,7.1871929950282172E-3,9.1601873083122769E-3,3.1557065764400208E-5,3.5876066692327869E-3,3.7946571402702613E-6,null,5.4623150155333604E-5,2.0024961845633283E-2]
[2004,1,22,18,8.2143486531482072E-3,1.2399902309201618E-2,2.6324799800000207E-4,3.6423643213881756E-3,9.0258064516128434E-6,null,5.8048343537863654E-5,2.4586937431727483E-2,null,8.4717951499172894E-3,9.5838744804376524E-3,1.2622826305760083E-4,3.8494190244854768E-3,3.7946571402702613E-6,null,5.4623150155333604E-5,2.2089734725193624E-2]
[2004,1,22,19,8.7698259808134098E-3,1.2289203390489795E-2,2.6324799800000207E-4,3.5729620958354132E-3,9.0258064516128434E-6,null,5.8048343537863654E-5,2.4962313615128101E-2,null,9.0446817327870729E-3,9.4983153755673674E-3,1.2622826305760083E-4,3.7760715436155191E-3,3.7946571402702613E-6,null,5.4623150155333604E-5,2.2503714722323168E-2]
[2004,1,22,20,8.6755635318155038E-3,1.190890269466767E-2,2.6324799800000207E-4,3.2299027801792187E-3,9.0258064516128434E-6,null,5.8048343537863654E-5,2.4144691154651871E-2,null,8.9474649975400562E-3,9.2043812749029053E-3,1.2622826305760083E-4,3.4135105970184406E-3,3.7946571402702613E-6,null,5.4623150155333604E-5,2.1750002939814609E-2]
[2004,1,22,21,8.5121548654092955E-3,1.1515896720600501E-2,2.6324799800000207E-4,3.2240123143671231E-3,9.0258064516128434E-6,null,5.8048343537863654E-5,2.3582386048366401E-2,null,8.7789349282710837E-3,8.9006272749438207E-3,1.2622826305760083E-4,3.4072852803945612E-3,3.7946571402702613E-6,null,5.4623150155333604E-5,2.1271493553962673E-2]
[2004,1,22,22,7.7268262118954214E-3,1.184772144932943E-2,2.6324799800000207E-4,3.0219981323639706E-3,9.0258064516128434E-6,null,5.8048343537863654E-5,2.2926867941578302E-2,null,7.9689932324824523E-3,9.1570943397918571E-3,1.2622826305760083E-4,3.1937873524546033E-3,3.7946571402702613E-6,null,5.4623150155333604E-5,2.0504520995082119E-2]
[2004,1,22,23,6.9722170208317098E-3,1.1256178778659027E-2,2.6324799800000207E-4,2.4406068767187945E-3,9.0258064516128434E-6,null,5.8048343537863654E-5,2.0999324824199007E-2,null,7.1907337800441347E-3,8.6998914873693024E-3,1.2622826305760083E-4,2.5793461920774643E-3,3.7946571402702613E-6,null,5.4623150155333604E-5,1.8654617529844108E-2]
[2004,1,22,24,5.4775061659954813E-3,1.0593847716475551E-2,2.6324799800000207E-4,2.5961457179839481E-3,9.0258064516128434E-6,null,5.8048343537863654E-5,1.8997821748444457E-2,null,5.649177083923481E-3,8.187976344316044E-3,1.2622826305760083E-4,2.7437268310752457E-3,3.7946571402702613E-6,null,5.4623150155333604E-5,1.6765526329667976E-2]
[2004,1,23,1,4.4220037278482468E-3,1.0239995421777252E-2,2.6324799800000207E-4,2.4104334174719715E-3,9.0258064516128434E-6,null,5.8048343537863654E-5,1.7402754715086951E-2,null,4.5605940673267209E-3,7.9144841915200683E-3,1.2622826305760083E-4,2.5474574852347096E-3,3.7946571402702613E-6,null,5.4623150155333604E-5,1.5207181814434702E-2]
[2004,1,23,2,4.0754209743072978E-3,1.0433707965934368E-2,2.6324799800000207E-4,2.3461372517049597E-3,9.0258064516128434E-6,null,5.8048343537863654E-5,1.7185588339936102E-2,null,4.2031490385759773E-3,8.0642044604539911E-3,1.2622826305760083E-4,2.4795063244319156E-3,3.7946571402702613E-6,null,5.4623150155333604E-5,1.4931505893815089E-2]
[2004,1,23,3,4.0160450434243208E-3,1.0071753707383776E-2,2.6324799800000207E-4,2.3709682249586648E-3,9.0258064516128434E-6,null,5.8048343537863654E-5,1.6789089123756238E-2,null,4.1419122023377873E-3,7.784450306339845E-3,1.2622826305760083E-4,2.5057488450600752E-3,3.7946571402702613E-6,null,5.4623150155333604E-5,1.4616757424090913E-2]
[2004,1,23,4,4.0871012220741318E-3,9.9294952580629998E-3,2.6324799800000207E-4,2.2309001537718538E-3,9.0258064516128434E-6,null,5.8048343537863654E-5,1.6577818781898464E-2,null,4.2151953578350183E-3,7.6744988657498426E-3,1.2622826305760083E-4,2.3577184311930725E-3,3.7946571402702613E-6,null,5.4623150155333604E-5,1.4432058725131139E-2]
[2004,1,23,5,4.1308763183605492E-3,9.7091212206073703E-3,2.6324799800000207E-4,2.1647847590599593E-3,9.0258064516128434E-6,null,5.8048343537863654E-5,1.6335104446017358E-2,null,4.2603424125883249E-3,7.5041719501777139E-3,1.2622826305760083E-4,2.2878446251268151E-3,3.7946571402702613E-6,null,5.4623150155333604E-5,1.423700505824606E-2]
[2004,1,23,6,4.5184464107512288E-3,1.0245104745414547E-2,2.6324799800000207E-4,2.4911630531967649E-3,9.0258064516128434E-6,null,5.8048343537863654E-5,1.7585036357352018E-2,null,4.6600593673477219E-3,7.918433183632969E-3,1.2622826305760083E-4,2.6327762969126046E-3,3.7946571402702613E-6,null,5.4623150155333604E-5,1.53959149182465E-2]
[2004,1,23,7,5.5434685286481922E-3,1.0870515743393823E-2,2.6324799800000207E-4,2.4277124033896861E-3,9.0258064516128434E-6,null,5.8048343537863654E-5,1.9172018823421177E-2,null,5.7172067777670884E-3,8.4018128388799913E-3,1.2622826305760083E-4,2.565718716469842E-3,3.7946571402702613E-6,null,5.4623150155333604E-5,1.6869384403470127E-2]
[2004,1,23,8,6.4706167171825696E-3,1.2346297325072321E-2,1.9743599850000158E-4,2.9268179158007087E-3,9.0258064516128434E-6,null,5.8048343537863654E-5,2.2005985654932173E-2,null,6.6734127849067786E-3,9.5424432314962955E-3,9.4671197293200645E-5,3.0931964988044581E-3,3.7946571402702613E-6,null,5.4623150155333604E-5,1.9462141519796337E-2]
[2004,1,23,9,6.4566104591219078E-3,1.2982990732754945E-2,0,2.9721460548443649E-3,9.0258064516128434E-6,null,5.8048343537863654E-5,2.2469795590259078E-2,null,6.6589675556966302E-3,1.0034543052091194E-2,0,3.1411013719536305E-3,3.7946571402702613E-6,null,5.4623150155333604E-5,1.989302978703706E-2]
[2004,1,23,10,6.1785787503097003E-3,1.3261006190439835E-2,0,3.1790102305648883E-3,9.0258064516128434E-6,null,5.8048343537863654E-5,2.2676643514852286E-2,null,6.3722220349381777E-3,1.0249420974806455E-2,0,3.3597249975001278E-3,3.7946571402702613E-6,null,5.4623150155333604E-5,2.0039785814540367E-2]
[2004,1,23,11,6.1212101710117674E-3,1.3270065333914435E-2,0,3.3698042608093126E-3,9.0258064516128434E-6,null,5.8048343537863654E-5,2.281912810927338E-2,null,6.3130554628366142E-3,1.0256422779481677E-2,0,3.5613649502825649E-3,3.7946571402702613E-6,null,5.4623150155333604E-5,2.0189260999896458E-2]
[2004,1,23,12,5.9441925218754492E-3,1.3145645996820714E-2,0,3.2197120206490081E-3,9.0258064516128434E-6,null,5.8048343537863654E-5,2.2367598882883036E-2,null,6.1304898907229852E-3,1.0160259174324834E-2,0,3.402740531163359E-3,3.7946571402702613E-6,null,5.4623150155333604E-5,1.9751907403506779E-2]
[2004,1,23,13,5.9509193478525521E-3,1.2851019023380549E-2,0,2.9966352217837924E-3,9.0258064516128434E-6,null,5.8048343537863654E-5,2.1856621936554757E-2,null,6.1374275426408055E-3,9.9325422244980269E-3,0,3.1669826558649848E-3,3.7946571402702613E-6,null,5.4623150155333604E-5,1.9295370230299421E-2]
[2004,1,23,14,5.402426057878335E-3,1.330013063157414E-2,0,2.9525506307412053E-3,9.0258064516128434E-6,null,5.8048343537863654E-5,2.1713155663731543E-2,null,5.5717438846937008E-3,1.0279660223761684E-2,0,3.1203920217404662E-3,3.7946571402702613E-6,null,5.4623150155333604E-5,1.9030213937491453E-2]
[2004,1,23,15,5.6541540121805003E-3,1.2838065458947744E-2,0,3.0646225628349869E-3,9.0258064516128434E-6,null,5.8048343537863654E-5,2.1614890377501094E-2,null,5.8313612630646995E-3,9.9225304250094015E-3,0,3.2388348213745859E-3,3.7946571402702613E-6,null,5.4623150155333604E-5,1.905114431674429E-2]
[2004,1,23,16,6.2177041981305824E-3,1.1999225119899594E-2,0,2.6918530739997288E-3,9.0258064516128434E-6,null,5.8048343537863654E-5,2.0966830735567765E-2,null,6.4125737162562396E-3,9.2741914044189352E-3,0,2.8448747900718186E-3,3.7946571402702613E-6,null,5.4623150155333604E-5,1.8590057718042598E-2]
[2004,1,23,17,6.6739153796400797E-3,1.2053967313893181E-2,6.5811999500000516E-5,2.6174222627253123E-3,9.0258064516128434E-6,null,5.8048343537863654E-5,2.1471421750909339E-2,null,6.8830830454857626E-3,9.3165016019459736E-3,3.1557065764400208E-5,2.7662128673077526E-3,3.7946571402702613E-6,null,5.4623150155333604E-5,1.9055772387799493E-2]
[2004,1,23,18,7.7908149533033599E-3,1.2288516693171811E-2,2.6324799800000207E-4,2.7745306353905755E-3,9.0258064516128434E-6,null,5.8048343537863654E-5,2.3184184429855224E-2,null,8.0349874496747457E-3,9.4977846277648839E-3,1.2622826305760083E-4,2.9322522596585774E-3,3.7946571402702613E-6,null,5.4623150155333604E-5,2.0649670407451415E-2]
[2004,1,23,19,8.1112459562759608E-3,1.2521293096308879E-2,2.6324799800000207E-4,2.5288929898784215E-3,9.0258064516128434E-6,null,5.8048343537863654E-5,2.349175419045274E-2,null,8.3654611039462885E-3,9.6776973217558623E-3,1.2622826305760083E-4,2.6726510384924495E-3,3.7946571402702613E-6,null,5.4623150155333604E-5,2.0900455534547807E-2]
[2004,1,23,20,7.6704402773854E-3,1.1695612701032662E-2,2.6324799800000207E-4,2.5508487376907818E-3,9.0258064516128434E-6,null,5.8048343537863654E-5,2.2247223864098324E-2,null,7.9108401023103517E-3,9.0395296110785586E-3,1.2622826305760083E-4,2.6958548879342579E-3,3.7946571402702613E-6,null,5.4623150155333604E-5,1.9830870671676375E-2]
[2004,1,23,21,7.5568251132393498E-3,1.1840438622244685E-2,2.6324799800000207E-4,2.4100736638599175E-3,9.0258064516128434E-6,null,5.8048343537863654E-5,2.2137659547333429E-2,null,7.793664117066449E-3,9.151465448619776E-3,1.2622826305760083E-4,2.5470772809837957E-3,3.7946571402702613E-6,null,5.4623150155333604E-5,1.9676852917023226E-2]
[2004,1,23,22,7.1534692430300327E-3,1.1316712240492329E-2,2.6324799800000207E-4,2.4444171689417819E-3,9.0258064516128434E-6,null,5.8048343537863654E-5,2.1244920800453621E-2,null,7.3776666412811573E-3,8.7466777511325429E-3,1.2622826305760083E-4,2.5833730850727335E-3,3.7946571402702613E-6,null,5.4623150155333604E-5,1.8892363547839641E-2]
[2004,1,23,23,6.7329804592474963E-3,1.0558773691834774E-2,2.6324799800000207E-4,2.2923358744496997E-3,9.0258064516128434E-6,null,5.8048343537863654E-5,1.991441217352145E-2,null,6.943999288036024E-3,8.1608676589974873E-3,1.2622826305760083E-4,2.4226465413690872E-3,3.7946571402702613E-6,null,5.4623150155333604E-5,1.7712159558755804E-2]
[2004,1,23,24,5.9017024040747936E-3,9.4238505579426497E-3,2.6324799800000207E-4,2.4406324850683118E-3,9.0258064516128434E-6,null,5.8048343537863654E-5,1.8096507595075233E-2,null,6.0866680870593371E-3,7.2836864853929525E-3,1.2622826305760083E-4,2.5793732561652711E-3,3.7946571402702613E-6,null,5.4623150155333604E-5,1.6134373898970766E-2]
[2004,1,24,1,4.8169031199904013E-3,8.0171696240167421E-3,2.6324799800000207E-4,2.3201716803433088E-3,9.0258064516128434E-6,null,5.8048343537863654E-5,1.5484566572339931E-2,null,4.9678700299525579E-3,6.196463927617921E-3,1.2622826305760083E-4,2.4520647080635998E-3,3.7946571402702613E-6,null,5.4623150155333604E-5,1.3801044735987283E-2]
[2004,1,24,2,4.3936285517395014E-3,8.1984823668602991E-3,2.6324799800000207E-4,2.0739032217455405E-3,9.0258064516128434E-6,null,5.8048343537863654E-5,1.4996336288334819E-2,null,4.5313295827660383E-3,6.3366004001308568E-3,1.2622826305760083E-4,2.1917968144620982E-3,3.7946571402702613E-6,null,5.4623150155333604E-5,1.3244372867712196E-2]
[2004,1,24,3,4.1469014617197134E-3,8.2395930679539306E-3,2.6324799800000207E-4,2.0279292135987345E-3,9.0258064516128434E-6,null,5.8048343537863654E-5,1.4744745891261858E-2,null,4.2768698011275081E-3,6.3683748278045146E-3,1.2622826305760083E-4,2.143209356982085E-3,3.7946571402702613E-6,null,5.4623150155333604E-5,1.2973100056267312E-2]
[2004,1,24,4,4.0819680798785812E-3,8.0462458790978072E-3,2.6324799800000207E-4,2.1213293959831806E-3,9.0258064516128434E-6,null,5.8048343537863654E-5,1.4579865502949046E-2,null,4.209901337457707E-3,6.2189369416876632E-3,1.2622826305760083E-4,2.2419189882097691E-3,3.7946571402702613E-6,null,5.4623150155333604E-5,1.2855403337708342E-2]
[2004,1,24,5,4.0852853533854009E-3,7.9052872308927116E-3,2.6324799800000207E-4,2.0688907793833789E-3,9.0258064516128434E-6,null,5.8048343537863654E-5,1.438978551165097E-2,null,4.2133225778740431E-3,6.1099901163302311E-3,1.2622826305760083E-4,2.1864994336167117E-3,3.7946571402702613E-6,null,5.4623150155333604E-5,1.2694458198174191E-2]
[2004,1,24,6,4.2984662062326325E-3,8.4553813106519986E-3,2.6324799800000207E-4,2.1342834446202294E-3,9.0258064516128434E-6,null,5.8048343537863654E-5,1.5218453109494337E-2,null,4.4331847472883204E-3,6.5351573863120793E-3,1.2622826305760083E-4,2.2556094257573677E-3,3.7946571402702613E-6,null,5.4623150155333604E-5,1.3408597629710972E-2]
[2004,1,24,7,4.7080932570851578E-3,9.2520713743980167E-3,2.6324799800000207E-4,2.2794641387617141E-3,9.0258064516128434E-6,null,5.8048343537863654E-5,1.6569950918234364E-2,null,4.8556499492440879E-3,7.1509184931627121E-3,1.2622826305760083E-4,2.4090430959519092E-3,3.7946571402702613E-6,null,5.4623150155333604E-5,1.4600257608711914E-2]
[2004,1,24,8,5.4970702979690467E-3,9.9065254502931702E-3,1.9743599850000158E-4,2.1445433034833418E-3,9.0258064516128434E-6,null,5.8048343537863654E-5,1.7810392748622131E-2,null,5.6693543767758455E-3,7.6567455198752968E-3,9.4671197293200645E-5,2.2664525189823605E-3,3.7946571402702613E-6,null,5.4623150155333604E-5,1.5745641420222306E-2]
[2004,1,24,9,6.1001745634957812E-3,1.0024159172121114E-2,0,2.600199618317962E-3,9.0258064516128434E-6,null,5.8048343537863654E-5,1.8782581697472722E-2,null,6.2913605768201561E-3,7.7476645284733836E-3,0,2.7480111803857986E-3,3.7946571402702613E-6,null,5.4623150155333604E-5,1.6845454092974943E-2]
[2004,1,24,10,6.3719713080994276E-3,1.0494370312464647E-2,0,2.5595706665344086E-3,9.0258064516128434E-6,null,5.8048343537863654E-5,1.948396063063635E-2,null,6.5716757229046831E-3,8.1110903390954371E-3,0,2.7050726256063833E-3,3.7946571402702613E-6,null,5.4623150155333604E-5,1.7446256494902106E-2]
[2004,1,24,11,6.739129372161496E-3,1.0078628479747231E-2,0,2.8405227029622711E-3,9.0258064516128434E-6,null,5.8048343537863654E-5,1.9716328898408859E-2,null,6.950340914475525E-3,7.7897638123473915E-3,0,3.0019957279008758E-3,3.7946571402702613E-6,null,5.4623150155333604E-5,1.7800518262019397E-2]
[2004,1,24,12,7.0788213547351474E-3,1.0157280935576211E-2,0,2.8518899395313731E-3,9.0258064516128434E-6,null,5.8048343537863654E-5,2.0146040573380597E-2,null,7.3006792081064279E-3,7.8505542319367259E-3,0,3.0140091490866651E-3,3.7946571402702613E-6,null,5.4623150155333604E-5,1.8223660396425423E-2]
[2004,1,24,13,7.2360012788698505E-3,9.3527791060158648E-3,0,2.6666989738968871E-3,9.0258064516128434E-6,null,5.8048343537863654E-5,1.9313527702320463E-2,null,7.4627853196407128E-3,7.2287554175970957E-3,0,2.8182907740492841E-3,3.7946571402702613E-6,null,5.4623150155333604E-5,1.7568249318582696E-2]
[2004,1,24,14,6.7046444366746661E-3,9.6573581830407141E-3,0,2.521001340024288E-3,9.0258064516128434E-6,null,5.8048343537863654E-5,1.8941052303277528E-2,null,6.9147751841250648E-3,7.4641643402470394E-3,0,2.6643107780454931E-3,3.7946571402702613E-6,null,5.4623150155333604E-5,1.7101668109713201E-2]
[2004,1,24,15,6.530981945756127E-3,9.2090530935858943E-3,0,2.6577304331340539E-3,9.0258064516128434E-6,null,5.8048343537863654E-5,1.8455813816013935E-2,null,6.7356699244862043E-3,7.1176696986652221E-3,0,2.8088124054985058E-3,3.7946571402702613E-6,null,5.4623150155333604E-5,1.6720569835945536E-2]
[2004,1,24,16,6.4929184526870036E-3,9.0588989973535896E-3,0,2.490986387481377E-3,9.0258064516128434E-6,null,5.8048343537863654E-5,1.8100852181059834E-2,null,6.6964134807207792E-3,7.0016157189539399E-3,0,2.6325895884162041E-3,3.7946571402702613E-6,null,5.4623150155333604E-5,1.6389036595386527E-2]
[2004,1,24,17,7.3288486144220686E-3,8.815833437671703E-3,6.5811999500000516E-5,2.343914274785629E-3,9.0258064516128434E-6,null,5.8048343537863654E-5,1.8614713121530169E-2,null,7.5585425902689272E-3,6.8137505441791466E-3,3.1557065764400208E-5,2.4771569796412213E-3,3.7946571402702613E-6,null,5.4623150155333604E-5,1.6939424987149298E-2]
[2004,1,24,18,8.442784594208521E-3,9.022384905832688E-3,2.6324799800000207E-4,2.665356838066161E-3,9.0258064516128434E-6,null,5.8048343537863654E-5,2.0460848486096851E-2,null,8.7073905183704964E-3,6.9733940071067544E-3,1.2622826305760083E-4,2.816872342847907E-3,3.7946571402702613E-6,null,5.4623150155333604E-5,1.8682302938678366E-2]
[2004,1,24,19,8.8348390954191003E-3,8.8601995072829214E-3,2.6324799800000207E-4,2.6144626466972822E-3,9.0258064516128434E-6,null,5.8048343537863654E-5,2.063982339738878E-2,null,9.1117324281317861E-3,6.8480410435509641E-3,1.2622826305760083E-4,2.7630850082474788E-3,3.7946571402702613E-6,null,5.4623150155333604E-5,1.8907504550283435E-2]
[2004,1,24,20,8.4467519415541564E-3,8.7346516144820828E-3,2.6324799800000207E-4,2.3831519166501026E-3,9.0258064516128434E-6,null,5.8048343537863654E-5,1.9894877620675818E-2,null,8.7114822066369675E-3,6.7510051785995284E-3,1.2622826305760083E-4,2.5186251337690566E-3,3.7946571402702613E-6,null,5.4623150155333604E-5,1.8165758589358757E-2]
[2004,1,24,21,7.7519883278963867E-3,8.6163338892361659E-3,2.6324799800000207E-4,2.4230937253455092E-3,9.0258064516128434E-6,null,5.8048343537863654E-5,1.9121738090467539E-2,null,7.9949439561855344E-3,6.6595575043121016E-3,1.2622826305760083E-4,2.5608374839619277E-3,3.7946571402702613E-6,null,5.4623150155333604E-5,1.7399985014812769E-2]
[2004,1,24,22,7.1131666544456988E-3,8.5499508504805442E-3,2.6324799800000207E-4,2.2898054252025219E-3,9.0258064516128434E-6,null,5.8048343537863654E-5,1.8283245078118241E-2,null,7.3361009263456208E-3,6.6082501072698046E-3,1.2622826305760083E-4,2.4199722456059248E-3,3.7946571402702613E-6,null,5.4623150155333604E-5,1.6548969349574554E-2]
[2004,1,24,23,6.6942086122198019E-3,8.0834849991146089E-3,2.6324799800000207E-4,2.2192694471594721E-3,9.0258064516128434E-6,null,5.8048343537863654E-5,1.7327285206483363E-2,null,6.9040122897392484E-3,6.2477190274737859E-3,1.2622826305760083E-4,2.3454265626836513E-3,3.7946571402702613E-6,null,5.4623150155333604E-5,1.5681803950249887E-2]
[2004,1,24,24,5.600245903380166E-3,8.0921730346846538E-3,2.6324799800000207E-4,2.0500090224054063E-3,9.0258064516128434E-6,null,5.8048343537863654E-5,1.6072750108459703E-2,null,5.7757636163175228E-3,6.2544340031492878E-3,1.2622826305760083E-4,2.1665443198188097E-3,3.7946571402702613E-6,null,5.4623150155333604E-5,1.4381388009638825E-2]
[2004,1,25,1,5.0416130680771944E-3,7.7925825493985034E-3,2.6324799800000207E-4,2.6725203116237275E-3,9.0258064516128434E-6,null,5.8048343537863654E-5,1.5837038077088902E-2,null,{"$f":"E579*Y$5","v":5.1996226288162865E-3},{"$f":"F579*Z$5","v":6.022880759025323E-3},{"$f":"G579*AA$5","v":1.2622826305760083E-4},{"$f":"H579*AB$5","v":2.824443032916435E-3},{"$f":"I579*AC$5","v":3.7946571402702613E-6},null,{"$f":"K579*AE$5","v":5.4623150155333604E-5},1.4231592491111248E-2]
[2004,1,25,2,4.6446302055277965E-3,8.0876663108420139E-3,2.6324799800000207E-4,2.6157978519019682E-3,9.0258064516128434E-6,null,5.8048343537863654E-5,1.5678416516261257E-2,null,4.790197897586097E-3,6.2509507599310078E-3,1.2622826305760083E-4,2.7644961148428101E-3,3.7946571402702613E-6,null,5.4623150155333604E-5,{"$f":"SUM(N580:T580)","v":1.3990290842713119E-2}]
[2004,1,25,3,4.4574185022959968E-3,7.9234421229361085E-3,2.6324799800000207E-4,2.6003086871491717E-3,9.0258064516128434E-6,null,5.8048343537863654E-5,1.5311491460370754E-2,null,4.5971187787883982E-3,6.124022017728414E-3,1.2622826305760083E-4,2.7481264493695659E-3,3.7946571402702613E-6,null,5.4623150155333604E-5,1.3653913316239582E-2]
[2004,1,25,4,4.4353716580235727E-3,7.8333711891409759E-3,2.6324799800000207E-4,2.5707989563826632E-3,9.0258064516128434E-6,null,5.8048343537863654E-5,1.516986395153669E-2,null,4.5743809627709934E-3,6.0544062657407723E-3,1.2622826305760083E-4,2.7169392014731917E-3,3.7946571402702613E-6,null,5.4623150155333604E-5,1.3530372500338162E-2]
[2004,1,25,5,4.4180772059561847E-3,7.391714434651489E-3,2.6324799800000207E-4,2.7830993845399292E-3,9.0258064516128434E-6,null,5.8048343537863654E-5,1.4923213173137082E-2,null,4.5565444840273235E-3,5.7130501168843667E-3,1.2622826305760083E-4,2.9413081099473248E-3,3.7946571402702613E-6,null,5.4623150155333604E-5,1.339554878121222E-2]
[2004,1,25,6,4.5470787584268096E-3,8.0488674558557571E-3,2.6324799800000207E-4,2.5124698656983089E-3,9.0258064516128434E-6,null,5.8048343537863654E-5,1.5438738227970355E-2,null,4.6895890835079636E-3,6.2209631562466583E-3,1.2622826305760083E-4,2.6552943215135401E-3,3.7946571402702613E-6,null,5.4623150155333604E-5,1.3750492631621368E-2]
[2004,1,25,7,5.0565408131419062E-3,8.1712059451119704E-3,2.6324799800000207E-4,2.5430510175990136E-3,9.0258064516128434E-6,null,5.8048343537863654E-5,1.6101119923842368E-2,null,5.2150182254214967E-3,6.3155184757904149E-3,1.2622826305760083E-4,2.6876138968031384E-3,3.7946571402702613E-6,null,5.4623150155333604E-5,1.4402796668368256E-2]
[2004,1,25,8,5.4046065316361858E-3,8.7244864935852907E-3,1.9743599850000158E-4,2.3760780021130604E-3,9.0258064516128434E-6,null,5.8048343537863654E-5,1.6767424724211111E-2,null,5.5739926968377046E-3,6.7431485648678999E-3,9.4671197293200645E-5,2.5111490938143008E-3,3.7946571402702613E-6,null,5.4623150155333604E-5,1.498137936010871E-2]
[2004,1,25,9,6.5684511624136124E-3,8.5318420182567377E-3,0,2.7399272901124077E-3,9.0258064516128434E-6,null,5.8048343537863654E-5,1.789826881432062E-2,null,6.7743134665798829E-3,6.5942538054689854E-3,0,2.8956818444361232E-3,3.7946571402702613E-6,null,5.4623150155333604E-5,1.6322666923780593E-2]
[2004,1,25,10,6.9681932864802893E-3,9.0715222283486979E-3,0,2.5047223770675278E-3,9.0258064516128434E-6,null,5.8048343537863654E-5,1.8602486235434378E-2,null,7.1865839375426406E-3,7.0113722039953511E-3,0,2.6471064173129114E-3,3.7946571402702613E-6,null,5.4623150155333604E-5,1.6903480366146507E-2]
[2004,1,25,11,6.913534356280086E-3,9.3497158834208796E-3,0,2.9108860164451219E-3,9.0258064516128434E-6,null,5.8048343537863654E-5,1.9232184599683948E-2,null,7.1302119378476581E-3,7.2263878553273349E-3,0,3.0763589309325515E-3,3.7946571402702613E-6,null,5.4623150155333604E-5,1.7491376531403147E-2]
[2004,1,25,12,6.9835330126968445E-3,9.459475280431718E-3,0,2.8810352450114656E-3,9.0258064516128434E-6,null,5.8048343537863654E-5,1.9382091881677894E-2,null,7.2024044272308478E-3,7.3112208046337019E-3,0,3.0448112554906587E-3,3.7946571402702613E-6,null,5.4623150155333604E-5,1.7616854294650812E-2]
[2004,1,25,13,6.9115088741203623E-3,9.3033958851386073E-3,0,2.7692316906375567E-3,9.0258064516128434E-6,null,5.8048343537863654E-5,1.9042184793434391E-2,null,7.1281229749046967E-3,7.1905871660636819E-3,0,2.9266520898397074E-3,3.7946571402702613E-6,null,5.4623150155333604E-5,1.7303780038103688E-2]
[2004,1,25,14,6.7016917872772842E-3,9.5218723578278201E-3,0,2.8207095219958231E-3,9.0258064516128434E-6,null,5.8048343537863654E-5,1.910232201063879E-2,null,6.9117299955288201E-3,7.3594474553603474E-3,0,2.9810562421663045E-3,3.7946571402702613E-6,null,5.4623150155333604E-5,1.7310651500351076E-2]
[2004,1,25,15,6.6494588904595356E-3,9.4323655460609029E-3,0,2.6290801267718636E-3,9.0258064516128434E-6,null,5.8048343537863654E-5,1.8768952906830165E-2,null,6.8578600637044457E-3,7.2902677128327204E-3,0,2.778533437049265E-3,3.7946571402702613E-6,null,5.4623150155333604E-5,1.6985079020882036E-2]
[2004,1,25,16,7.0767469608254826E-3,9.1685683054841052E-3,0,2.5754049962284499E-3,9.0258064516128434E-6,null,5.8048343537863654E-5,1.8878768606075902E-2,null,7.2985398004668236E-3,7.0863790386374624E-3,0,2.7218070773487031E-3,3.7946571402702613E-6,null,5.4623150155333604E-5,1.7165143723748593E-2]
[2004,1,25,17,7.7521669877059149E-3,8.7988466118818515E-3,6.5811999500000516E-5,2.9202374726109231E-3,9.0258064516128434E-6,null,5.8048343537863654E-5,1.9597367866849454E-2,null,7.995128215385108E-3,6.8006214402449817E-3,3.1557065764400208E-5,3.0862419821857984E-3,3.7946571402702613E-6,null,5.4623150155333604E-5,1.7971966510875893E-2]
[2004,1,25,18,9.1514850968066087E-3,8.9599969875699473E-3,2.6324799800000207E-4,2.8986737651454085E-3,9.0258064516128434E-6,null,5.8048343537863654E-5,2.1340477997511445E-2,null,9.4383024548091044E-3,6.9251744354668866E-3,1.2622826305760083E-4,3.0634524591090528E-3,3.7946571402702613E-6,null,5.4623150155333604E-5,1.961157541973825E-2]
[2004,1,25,19,9.4969199449642678E-3,8.8644090835459759E-3,2.6324799800000207E-4,2.9207515814826876E-3,9.0258064516128434E-6,null,5.8048343537863654E-5,2.1612402757982409E-2,null,9.7945636015907035E-3,6.8512946216449629E-3,1.2622826305760083E-4,3.0867853162119983E-3,3.7946571402702613E-6,null,5.4623150155333604E-5,1.9917289609800871E-2]
[2004,1,25,20,8.803348368811614E-3,8.6770233208393038E-3,2.6324799800000207E-4,3.0909547701366033E-3,9.0258064516128434E-6,null,5.8048343537863654E-5,2.0901648607776997E-2,null,9.079254748378271E-3,6.7064643169844861E-3,1.2622826305760083E-4,3.266663915556166E-3,3.7946571402702613E-6,null,5.4623150155333604E-5,1.9237029051272128E-2]
[2004,1,25,21,8.3924746541000905E-3,8.7756108477065782E-3,2.6324799800000207E-4,3.048954540764016E-3,9.0258064516128434E-6,null,5.8048343537863654E-5,2.0547362190560161E-2,null,8.6555038107811021E-3,6.7826625368794594E-3,1.2622826305760083E-4,3.2222761312177849E-3,3.7946571402702613E-6,null,5.4623150155333604E-5,1.8845088549231552E-2]
[2004,1,25,22,8.1795092280890526E-3,8.767280958250934E-3,2.6324799800000207E-4,2.7630045745572962E-3,9.0258064516128434E-6,null,5.8048343537863654E-5,2.0040116908886761E-2,null,8.435863819911113E-3,6.7762243720465333E-3,1.2622826305760083E-4,2.9200709856469506E-3,3.7946571402702613E-6,null,5.4623150155333604E-5,1.8316805247957802E-2]
[2004,1,25,23,7.1951325555488378E-3,8.6457368966447665E-3,2.6324799800000207E-4,2.1632907824264192E-3,9.0258064516128434E-6,null,5.8048343537863654E-5,1.8334482382609499E-2,null,7.420635726698664E-3,6.6822830649919066E-3,1.2622826305760083E-4,2.2862657215444587E-3,3.7946571402702613E-6,null,5.4623150155333604E-5,1.6573830583588231E-2]
[2004,1,25,24,5.4502755064052321E-3,9.1144452332468963E-3,2.6324799800000207E-4,2.3739619111853676E-3,9.0258064516128434E-6,null,5.8048343537863654E-5,1.7269004798826974E-2,null,5.6210929862564917E-3,7.0445473598159157E-3,1.2622826305760083E-4,2.508912711081588E-3,3.7946571402702613E-6,null,5.4623150155333604E-5,1.53591991275072E-2]
[2004,1,26,1,4.4306129213407342E-3,8.9047131880032448E-3,2.6324799800000207E-4,2.1523508136479723E-3,9.0258064516128434E-6,null,5.8048343537863654E-5,1.5817999070981432E-2,null,4.5694730821767169E-3,6.8824456314297957E-3,1.2622826305760083E-4,2.2747038567151379E-3,3.7946571402702613E-6,null,5.4623150155333604E-5,1.3911268640674854E-2]
[2004,1,26,2,4.1623195819419437E-3,9.3628245164253804E-3,2.6324799800000207E-4,2.391893788082816E-3,9.0258064516128434E-6,null,5.8048343537863654E-5,1.6247360034439617E-2,null,4.2927711417736067E-3,7.2365195071897878E-3,1.2622826305760083E-4,2.5278639476914015E-3,3.7946571402702613E-6,null,5.4623150155333604E-5,1.4241800667008E-2]
[2004,1,26,3,4.0648146915120316E-3,9.0638236746844666E-3,2.6324799800000207E-4,2.4981136390168318E-3,9.0258064516128434E-6,null,5.8048343537863654E-5,1.5957074153202806E-2,null,4.192210343502552E-3,7.0054219980857325E-3,1.2622826305760083E-4,2.6401219973769905E-3,3.7946571402702613E-6,null,5.4623150155333604E-5,1.4022400409318479E-2]
[2004,1,26,4,4.2756396730433133E-3,8.9771503612628197E-3,2.6324799800000207E-4,2.5332647123524283E-3,9.0258064516128434E-6,null,5.8048343537863654E-5,1.6116376894648038E-2,null,4.4096428060671393E-3,6.9384322641407896E-3,1.2622826305760083E-4,2.6772712769354834E-3,3.7946571402702613E-6,null,5.4623150155333604E-5,1.4209992417496617E-2]
[2004,1,26,5,4.2005066055032618E-3,9.0532538757377469E-3,2.6324799800000207E-4,2.4534006512492643E-3,9.0258064516128434E-6,null,5.8048343537863654E-5,1.6037483280479749E-2,null,4.3321549876093402E-3,6.9972526090161385E-3,1.2622826305760083E-4,2.59286724453874E-3,3.7946571402702613E-6,null,5.4623150155333604E-5,1.4106920911517423E-2]
[2004,1,26,6,4.6262244857532102E-3,9.7079466345899278E-3,2.6324799800000207E-4,2.6838230170387429E-3,9.0258064516128434E-6,null,5.8048343537863654E-5,1.7348316285371358E-2,null,4.771215322813438E-3,7.5032641135934462E-3,1.2622826305760083E-4,2.8363882545949007E-3,3.7946571402702613E-6,null,5.4623150155333604E-5,1.529551376135499E-2]
[2004,1,26,7,5.4781524776211111E-3,1.0517636174690629E-2,2.6324799800000207E-4,2.5580870083058821E-3,9.0258064516128434E-6,null,5.8048343537863654E-5,1.88841978086071E-2,null,5.6498436516486342E-3,8.129072505220044E-3,1.2622826305760083E-4,2.703504626991531E-3,3.7946571402702613E-6,null,5.4623150155333604E-5,1.6667066854213413E-2]
[2004,1,26,8,6.5011771278963701E-3,1.2260855330770933E-2,1.9743599850000158E-4,2.7030850148701139E-3,9.0258064516128434E-6,null,5.8048343537863654E-5,2.1727371170413987E-2,null,6.7049309916687267E-3,9.4764051831049689E-3,9.4671197293200645E-5,2.8567452245076242E-3,3.7946571402702613E-6,null,5.4623150155333604E-5,1.9191170403870125E-2]
[2004,1,26,9,6.8400698732863831E-3,1.2987991492755232E-2,0,2.7561146478056919E-3,9.0258064516128434E-6,null,5.8048343537863654E-5,2.2642224357385169E-2,null,7.0544449991654656E-3,1.0038408135456728E-2,0,2.9127893924907702E-3,3.7946571402702613E-6,null,5.4623150155333604E-5,2.0064060334408568E-2]
[2004,1,26,10,6.4662497297766118E-3,1.3557428465561272E-2,0,3.4399476589249077E-3,9.0258064516128434E-6,null,5.8048343537863654E-5,2.352167419780065E-2,null,6.6689089314318764E-3,1.0478525511852806E-2,0,3.6354957365860403E-3,3.7946571402702613E-6,null,5.4623150155333604E-5,2.0841347987166327E-2]
[2004,1,26,11,6.4108107785144017E-3,1.3236120075243661E-2,0,3.5446172450781942E-3,9.0258064516128434E-6,null,5.8048343537863654E-5,2.3249596442374117E-2,null,6.6117324639782225E-3,1.0230186516469727E-2,0,3.7461153947727652E-3,3.7946571402702613E-6,null,5.4623150155333604E-5,2.0646452182516317E-2]
[2004,1,26,12,6.2979687710729452E-3,1.3450534004375377E-2,0,3.3014441767615908E-3,9.0258064516128434E-6,null,5.8048343537863654E-5,2.3107995295747776E-2,null,6.4953538669992551E-3,1.0395906869131773E-2,0,3.4891188527399562E-3,3.7946571402702613E-6,null,5.4623150155333604E-5,2.0438797396166587E-2]
[2004,1,26,13,6.3289934364565148E-3,1.3138810717702572E-2,0,3.0177546066009996E-3,9.0258064516128434E-6,null,5.8048343537863654E-5,2.2543607104297949E-2,null,6.5273508786702411E-3,1.0154976192614695E-2,0,3.1893025982231405E-3,3.7946571402702613E-6,null,5.4623150155333604E-5,1.9930047476803679E-2]
[2004,1,26,14,6.2063504836854409E-3,1.330950662496721E-2,0,3.2043577829079187E-3,9.0258064516128434E-6,null,5.8048343537863654E-5,2.277826323509843E-2,null,6.400864164223404E-3,1.0286906921482996E-2,0,3.3865134627946198E-3,3.7946571402702613E-6,null,5.4623150155333604E-5,2.0132702355796624E-2]
[2004,1,26,15,6.1689380220009025E-3,1.3115474415203566E-2,0,3.0554987349606742E-3,9.0258064516128434E-6,null,5.8048343537863654E-5,2.2397959515703007E-2,null,6.3622791558643945E-3,1.0136939583259955E-2,0,3.2291923382244863E-3,3.7946571402702613E-6,null,5.4623150155333604E-5,1.9786828884644437E-2]
[2004,1,26,16,6.5690666788088678E-3,1.2690827480058505E-2,0,2.8301925703068912E-3,9.0258064516128434E-6,null,5.8048343537863654E-5,2.2148135072712127E-2,null,6.7749482739191133E-3,9.8087303100374747E-3,0,2.9910783660830106E-3,3.7946571402702613E-6,null,5.4623150155333604E-5,1.9633174757335205E-2]
[2004,1,26,17,7.3437378529201255E-3,1.2574735349317183E-2,6.5811999500000516E-5,2.9339414382064575E-3,9.0258064516128434E-6,null,5.8048343537863654E-5,2.2978531435094526E-2,null,7.5738984734703861E-3,9.7190027959452273E-3,3.1557065764400208E-5,3.1007249666485498E-3,3.7946571402702613E-6,null,5.4623150155333604E-5,2.0483601109124165E-2]
[2004,1,26,18,8.7483178449601941E-3,1.3025138583648017E-2,2.6324799800000207E-4,2.9289991798592116E-3,9.0258064516128434E-6,null,5.8048343537863654E-5,2.5032777756456903E-2,null,9.022499508888504E-3,1.0067119092007224E-2,1.2622826305760083E-4,3.0955017595151787E-3,3.7946571402702613E-6,null,5.4623150155333604E-5,2.2369766430764111E-2]
[2004,1,26,19,8.8454208818796922E-3,1.3030131816557586E-2,2.6324799800000207E-4,3.1652307764963097E-3,9.0258064516128434E-6,null,5.8048343537863654E-5,2.5371105622923065E-2,null,9.1226458591291363E-3,1.007097835769042E-2,1.2622826305760083E-4,3.3451622333287518E-3,3.7946571402702613E-6,null,5.4623150155333604E-5,2.2723432520501512E-2]
[2004,1,26,20,8.8437136105900989E-3,1.2432019623278461E-2,2.6324799800000207E-4,2.8992505321269366E-3,9.0258064516128434E-6,null,5.8048343537863654E-5,2.4505305913984973E-2,null,9.1208850801262602E-3,9.6086979265492273E-3,1.2622826305760083E-4,3.0640620131227336E-3,3.7946571402702613E-6,null,5.4623150155333604E-5,2.1978291090151428E-2]
[2004,1,26,21,8.416895481050235E-3,1.2117128404012453E-2,2.6324799800000207E-4,3.097309488809985E-3,9.0258064516128434E-6,null,5.8048343537863654E-5,2.3961655521862153E-2,null,8.6806900126394707E-3,9.3653187574893309E-3,1.2622826305760083E-4,3.2733798760692114E-3,3.7946571402702613E-6,null,5.4623150155333604E-5,2.1504034716551219E-2]
[2004,1,26,22,7.7300417118317507E-3,1.1902227517871046E-2,2.6324799800000207E-4,2.9168175286668784E-3,9.0258064516128434E-6,null,5.8048343537863654E-5,2.2879408906359158E-2,null,7.9723095096354453E-3,9.199222036147767E-3,1.2622826305760083E-4,3.0826276272999968E-3,3.7946571402702613E-6,null,5.4623150155333604E-5,2.0438805243436418E-2]
[2004,1,26,23,6.7339434818433274E-3,1.1831422469139912E-2,2.6324799800000207E-4,2.1282245053071635E-3,9.0258064516128434E-6,null,5.8048343537863654E-5,2.1023912604279882E-2,null,6.9449924927928609E-3,9.1444968711666772E-3,1.2622826305760083E-4,2.2492060585480628E-3,3.7946571402702613E-6,null,5.4623150155333604E-5,1.8523341492860806E-2]
[2004,1,26,24,5.3462947820807245E-3,1.1095603606551832E-2,2.6324799800000207E-4,2.673329415844685E-3,9.0258064516128434E-6,null,5.8048343537863654E-5,1.9445549952466723E-2,null,5.5138533945111815E-3,8.5757830665305328E-3,1.2622826305760083E-4,2.8252981316671715E-3,3.7946571402702613E-6,null,5.4623150155333604E-5,1.7099580663062091E-2]
[2004,1,27,1,4.6835836166253236E-3,1.0380590438355868E-2,2.6324799800000207E-4,2.7593244008880156E-3,9.0258064516128434E-6,null,5.8048343537863654E-5,1.8153820603858686E-2,null,4.8303721503653828E-3,8.023149966287068E-3,1.2622826305760083E-4,2.9161816079554463E-3,3.7946571402702613E-6,null,5.4623150155333604E-5,1.59543497949611E-2]
[2004,1,27,2,4.3964896787904734E-3,1.0144210923668105E-2,2.6324799800000207E-4,2.7563091016019449E-3,9.0258064516128434E-6,null,5.8048343537863654E-5,1.7627331852050003E-2,null,4.534280380607378E-3,7.8404524302884849E-3,1.2622826305760083E-4,2.9129949002534845E-3,3.7946571402702613E-6,null,5.4623150155333604E-5,1.5472373781502553E-2]
[2004,1,27,3,4.2635747549587205E-3,9.9078151560921361E-3,2.6324799800000207E-4,2.5852638922635408E-3,9.0258064516128434E-6,null,5.8048343537863654E-5,1.7086975951303877E-2,null,4.3971997605100179E-3,7.6577423324457319E-3,1.2622826305760083E-4,2.7322264145179841E-3,3.7946571402702613E-6,null,5.4623150155333604E-5,1.4971814577826939E-2]
[2004,1,27,4,4.3483756145122456E-3,9.5987327668751073E-3,2.6324799800000207E-4,2.5840548658497358E-3,9.0258064516128434E-6,null,5.8048343537863654E-5,1.6861485395226566E-2,null,4.484658369951806E-3,7.4188528034393941E-3,1.2622826305760083E-4,2.7309486595029032E-3,3.7946571402702613E-6,null,5.4623150155333604E-5,1.4819105903247306E-2]
[2004,1,27,5,4.4638298407893295E-3,9.2849470679203447E-3,2.6324799800000207E-4,2.5620306069949815E-3,9.0258064516128434E-6,null,5.8048343537863654E-5,1.6641129663694132E-2,null,4.6037310555063432E-3,7.176328090135224E-3,1.2622826305760083E-4,2.7076724044237921E-3,3.7946571402702613E-6,null,5.4623150155333604E-5,1.4672377620418564E-2]
[2004,1,27,6,4.8804611762468869E-3,9.918439306451584E-3,2.6324799800000207E-4,2.8042445954068506E-3,9.0258064516128434E-6,null,5.8048343537863654E-5,1.7933467226094801E-2,null,5.0334200638588377E-3,7.6659537296783287E-3,1.2622826305760083E-4,2.9636553464689208E-3,3.7946571402702613E-6,null,5.4623150155333604E-5,1.5847675210359291E-2]
[2004,1,27,7,5.8271846186609359E-3,1.0732498628049668E-2,2.6324799800000207E-4,2.9485768297942369E-3,9.0258064516128434E-6,null,5.8048343537863654E-5,1.9838582224494319E-2,null,6.0098148343294636E-3,8.2951395218951538E-3,1.2622826305760083E-4,3.1161923251656464E-3,3.7946571402702613E-6,null,5.4623150155333604E-5,1.7605792751743468E-2]
[2004,1,27,8,6.7541089001786243E-3,1.211655002680913E-2,1.9743599850000158E-4,3.1023442101858266E-3,9.0258064516128434E-6,null,5.8048343537863654E-5,2.2235256834050157E-2,null,6.9657899169664195E-3,9.3648717302159869E-3,9.4671197293200645E-5,3.2787008024063556E-3,3.7946571402702613E-6,null,5.4623150155333604E-5,1.9762451454177567E-2]
[2004,1,27,9,6.9362637033601564E-3,1.2679941717762839E-2,0,3.3360988950961834E-3,9.0258064516128434E-6,null,5.8048343537863654E-5,2.3010352659757042E-2,null,7.1536536470426931E-3,9.8003167131506565E-3,0,3.5257435613837433E-3,3.7946571402702613E-6,null,5.4623150155333604E-5,2.0538131728872696E-2]
[2004,1,27,10,6.4645352066533537E-3,1.3017914469652937E-2,0,3.9973694778902861E-3,9.0258064516128434E-6,null,5.8048343537863654E-5,2.3537867497734441E-2,null,6.6671406733150905E-3,1.0061535580134727E-2,0,4.2246048880206334E-3,3.7946571402702613E-6,null,5.4623150155333604E-5,2.1011698948766054E-2]
[2004,1,27,11,6.2199041087494713E-3,1.3227532234120416E-2,0,3.6117050569573813E-3,9.0258064516128434E-6,null,5.8048343537863654E-5,2.3117189743365133E-2,null,6.4148425744333529E-3,1.0223548981001238E-2,0,3.8170168962624409E-3,3.7946571402702613E-6,null,5.4623150155333604E-5,2.0513826258992635E-2]
[2004,1,27,12,6.2994419731842487E-3,1.3384740077129484E-2,0,3.1535776887302897E-3,9.0258064516128434E-6,null,5.8048343537863654E-5,2.2895808082581886E-2,null,6.4968732408447524E-3,1.0345054795899571E-2,0,3.3328467113813427E-3,3.7946571402702613E-6,null,5.4623150155333604E-5,2.0233192555421269E-2]
[2004,1,27,13,6.0940285621671093E-3,1.325973288122447E-2,0,3.1151994830803872E-3,9.0258064516128434E-6,null,5.8048343537863654E-5,2.2527009270009831E-2,null,6.2850219532181893E-3,1.0248436835142243E-2,0,3.2922868491822624E-3,3.7946571402702613E-6,null,5.4623150155333604E-5,1.9884163444838298E-2]
[2004,1,27,14,5.8561398112149535E-3,1.3735287758251665E-2,0,3.1353838369067022E-3,9.0258064516128434E-6,null,5.8048343537863654E-5,2.2784859749911183E-2,null,6.0396775136728875E-3,1.061599281553142E-2,0,3.3136186075568203E-3,3.7946571402702613E-6,null,5.4623150155333604E-5,2.0027706744056732E-2]
[2004,1,27,15,5.864941744417749E-3,1.3476216871984741E-2,0,2.9880904549971095E-3,9.0258064516128434E-6,null,5.8048343537863654E-5,2.238729741493746E-2,null,6.0487553089024282E-3,1.0415757136765187E-2,0,3.1579521512459649E-3,3.7946571402702613E-6,null,5.4623150155333604E-5,1.9680882404209184E-2]
[2004,1,27,16,6.0068769711826208E-3,1.2701279950498367E-2,0,3.1557280994788813E-3,9.0258064516128434E-6,null,5.8048343537863654E-5,2.1921933364697731E-2,null,6.1951389379012057E-3,9.8168090159988751E-3,0,3.3351193648876046E-3,3.7946571402702613E-6,null,5.4623150155333604E-5,1.940548512608329E-2]
[2004,1,27,17,7.0142986613084312E-3,1.2285503375777284E-2,6.5811999500000516E-5,3.2269342029008553E-3,9.0258064516128434E-6,null,5.8048343537863654E-5,2.2652853034637335E-2,null,{"$f":"E643*Y$5","v":7.2341343042664191E-3},{"$f":"F643*Z$5","v":9.4954556371842531E-3},{"$f":"G643*AA$5","v":3.1557065764400208E-5},{"$f":"H643*AB$5","v":3.410373267294479E-3},{"$f":"I643*AC$5","v":3.7946571402702613E-6},null,{"$f":"K643*AE$5","v":5.4623150155333604E-5},2.0229938081805152E-2]
[2004,1,27,18,8.3250899536582747E-3,1.2712103280455684E-2,2.6324799800000207E-4,3.5623352141382434E-3,9.0258064516128434E-6,null,5.8048343537863654E-5,2.4929850596241684E-2,null,8.5860072015566061E-3,9.8251743589818034E-3,1.2622826305760083E-4,3.7648405636896967E-3,3.7946571402702613E-6,null,5.4623150155333604E-5,{"$f":"SUM(N644:T644)","v":2.2360668194581313E-2}]
[2004,1,27,19,8.7896102230289423E-3,1.2858324313511025E-2,2.6324799800000207E-4,3.3322064455410731E-3,9.0258064516128434E-6,null,5.8048343537863654E-5,2.5310463130070522E-2,null,9.065086034372458E-3,9.9381884773400101E-3,1.2622826305760083E-4,3.521629840721231E-3,3.7946571402702613E-6,null,5.4623150155333604E-5,2.2709550422786905E-2]
[2004,1,27,20,8.7477785157599897E-3,1.2345965513023294E-2,2.6324799800000207E-4,3.0573701703740731E-3,9.0258064516128434E-6,null,5.8048343537863654E-5,2.4481436347146838E-2,null,9.0219432765327283E-3,9.5421867742315793E-3,1.2622826305760083E-4,3.2311701576977145E-3,3.7946571402702613E-6,null,5.4623150155333604E-5,2.1979946278815228E-2]
[2004,1,27,21,8.637099838674089E-3,1.179387066044979E-2,2.6324799800000207E-4,3.149994738523094E-3,9.0258064516128434E-6,null,5.8048343537863654E-5,2.3911287385636453E-2,null,8.9077958110028565E-3,9.1154731085574762E-3,1.2622826305760083E-4,3.3290600839398278E-3,3.7946571402702613E-6,null,5.4623150155333604E-5,2.1536975073853368E-2]
[2004,1,27,22,7.8905024877736242E-3,1.1999972668657146E-2,2.6324799800000207E-4,3.0258300943083083E-3,9.0258064516128434E-6,null,5.8048343537863654E-5,2.3246627398728556E-2,null,8.1377992983912868E-3,9.2747691842499161E-3,1.2622826305760083E-4,3.1978371470133245E-3,3.7946571402702613E-6,null,5.4623150155333604E-5,2.0795051700007731E-2]
[2004,1,27,23,7.2061680391043003E-3,1.1202108002518136E-2,2.6324799800000207E-4,2.5536044857481883E-3,9.0258064516128434E-6,null,5.8048343537863654E-5,2.1292202675360101E-2,null,7.4320170741444319E-3,8.6581002281583656E-3,1.2622826305760083E-4,2.698767289897065E-3,3.7946571402702613E-6,null,5.4623150155333604E-5,1.897353066255307E-2]
[2004,1,27,24,5.7668763165970314E-3,1.0321964458681037E-2,2.6324799800000207E-4,2.8436206675312627E-3,9.0258064516128434E-6,null,5.8048343537863654E-5,1.9262783590798808E-2,null,5.9476164053975577E-3,7.9778379939435991E-3,1.2622826305760083E-4,3.0052698000959696E-3,3.7946571402702613E-6,null,5.4623150155333604E-5,1.711537026979033E-2]
[2004,1,28,1,4.8679709685655291E-3,1.0052201317667171E-2,2.6324799800000207E-4,2.8690195223059498E-3,9.0258064516128434E-6,null,5.8048343537863654E-5,1.8119513956528128E-2,null,5.0205383996728605E-3,7.7693382801186798E-3,1.2622826305760083E-4,3.0321124841722735E-3,3.7946571402702613E-6,null,5.4623150155333604E-5,1.6006635234317019E-2]
[2004,1,28,2,4.5755959270615005E-3,1.0091075339008482E-2,2.6324799800000207E-4,2.8453930120007518E-3,9.0258064516128434E-6,null,5.8048343537863654E-5,1.7842386426060213E-2,null,4.7190000107926429E-3,7.7993839798181459E-3,1.2622826305760083E-4,3.0071428956780699E-3,3.7946571402702613E-6,null,5.4623150155333604E-5,1.5710172956642062E-2]
[2004,1,28,3,4.5352133924564473E-3,9.7296733101739294E-3,2.6324799800000207E-4,2.8231537037042152E-3,9.0258064516128434E-6,null,5.8048343537863654E-5,1.7418362554324069E-2,null,4.6773518442423546E-3,7.5200566436055367E-3,1.2622826305760083E-4,2.9836393664057818E-3,3.7946571402702613E-6,null,5.4623150155333604E-5,1.5365693924606877E-2]
[2004,1,28,4,4.599856161981144E-3,9.4202573690833485E-3,2.6324799800000207E-4,2.7840280234453286E-3,9.0258064516128434E-6,null,5.8048343537863654E-5,1.7134463702499297E-2,null,4.7440205874940376E-3,7.2809093126255118E-3,1.2622826305760083E-4,2.9422895384794271E-3,3.7946571402702613E-6,null,5.4623150155333604E-5,1.5151865508952179E-2]
[2004,1,28,5,4.7324156107145183E-3,9.190534669956096E-3,2.6324799800000207E-4,2.7796145490985246E-3,9.0258064516128434E-6,null,5.8048343537863654E-5,1.7032886977758614E-2,null,4.8807345915221848E-3,7.1033568239975029E-3,1.2622826305760083E-4,2.937625174726767E-3,3.7946571402702613E-6,null,5.4623150155333604E-5,1.5106362660599658E-2]
[2004,1,28,6,5.2542232076882248E-3,9.6388126561179881E-3,2.6324799800000207E-4,3.1732847305435664E-3,9.0258064516128434E-6,null,5.8048343537863654E-5,1.8396642742339257E-2,null,5.4188961982294427E-3,7.4498305174661057E-3,1.2622826305760083E-4,3.3536740243513548E-3,3.7946571402702613E-6,null,5.4623150155333604E-5,1.6407046810400106E-2]
[2004,1,28,7,6.2538864051307442E-3,1.0524299883410054E-2,2.6324799800000207E-4,3.3483533933190732E-3,9.0258064516128434E-6,null,5.8048343537863654E-5,2.0456861829849349E-2,null,6.4498899124296018E-3,8.1342228803075785E-3,1.2622826305760083E-4,3.5386946817089985E-3,3.7946571402702613E-6,null,5.4623150155333604E-5,1.8307453544799384E-2]
[2004,1,28,8,7.4071107006498781E-3,1.156551102222237E-2,1.9743599850000158E-4,3.8687548906869472E-3,9.0258064516128434E-6,null,5.8048343537863654E-5,2.3103630310435771E-2,null,7.6392574942160665E-3,8.9389741285981206E-3,9.4671197293200645E-5,4.0886790455946925E-3,3.7946571402702613E-6,null,5.4623150155333604E-5,2.0819999672997684E-2]
[2004,1,28,9,7.3086256257519633E-3,1.2629156863460672E-2,0,3.6620546955389937E-3,9.0258064516128434E-6,null,5.8048343537863654E-5,2.3657885528289489E-2,null,7.5376857914445233E-3,9.7610651402751103E-3,0,3.8702287222991509E-3,3.7946571402702613E-6,null,5.4623150155333604E-5,2.1227397461314388E-2]
[2004,1,28,10,6.6309629164402846E-3,1.3106528875561461E-2,0,4.0087209234975505E-3,9.0258064516128434E-6,null,5.8048343537863654E-5,2.3804261059037161E-2,null,6.8387844060222953E-3,1.0130025582895122E-2,0,4.2366016205878368E-3,3.7946571402702613E-6,null,5.4623150155333604E-5,2.1263829416800859E-2]
[2004,1,28,11,6.5272196141423142E-3,1.3053639010772359E-2,0,3.8606193657433766E-3,9.0258064516128434E-6,null,5.8048343537863654E-5,2.3499526334195914E-2,null,6.731789677364472E-3,1.0089147049114261E-2,0,4.0800810466773245E-3,3.7946571402702613E-6,null,5.4623150155333604E-5,2.0959435580451661E-2]
[2004,1,28,12,6.7098125660353305E-3,1.3070752238677605E-2,0,3.5775671831927559E-3,9.0258064516128434E-6,null,5.8048343537863654E-5,2.3416180331443558E-2,null,6.9201052882027683E-3,1.010237384914133E-2,0,3.7809384128572035E-3,3.7946571402702613E-6,null,5.4623150155333604E-5,2.0861835357496906E-2]
[2004,1,28,13,6.2974553827768506E-3,1.3429686766787571E-2,0,3.2090479533441645E-3,9.0258064516128434E-6,null,5.8048343537863654E-5,2.2994238446446449E-2,null,6.4948243885633462E-3,1.0379794056036696E-2,0,3.3914702517680202E-3,3.7946571402702613E-6,null,5.4623150155333604E-5,2.0324506503663665E-2]
[2004,1,28,14,6.03338033893276E-3,1.35758517644721E-2,0,3.1915201173595316E-3,9.0258064516128434E-6,null,5.8048343537863654E-5,2.2858800564302253E-2,null,6.222472949621788E-3,1.0492764864702056E-2,0,3.3729460242762485E-3,3.7946571402702613E-6,null,5.4623150155333604E-5,2.0146601645895698E-2]
[2004,1,28,15,6.0552704719423296E-3,1.3292819901529473E-2,0,3.0703109769326217E-3,9.0258064516128434E-6,null,5.8048343537863654E-5,2.2476449693942288E-2,null,6.2450491428772863E-3,1.0274009766414413E-2,0,3.2448466004044887E-3,3.7946571402702613E-6,null,5.4623150155333604E-5,1.9822323316991793E-2]
[2004,1,28,16,6.1161419478193996E-3,1.295443642097829E-2,0,3.1134110150635571E-3,9.0258064516128434E-6,null,5.8048343537863654E-5,2.2242037727399109E-2,null,6.3078283960936723E-3,1.0012473447579903E-2,0,3.2903967134898376E-3,3.7946571402702613E-6,null,5.4623150155333604E-5,1.9669116364459015E-2]
[2004,1,28,17,7.2927765711513987E-3,1.1833006411996692E-2,6.5811999500000516E-5,3.4407286500118327E-3,9.0258064516128434E-6,null,5.8048343537863654E-5,2.2692628427810689E-2,null,7.5213400104744907E-3,9.1457210993214667E-3,3.1557065764400208E-5,3.6363211240768821E-3,3.7946571402702613E-6,null,5.4623150155333604E-5,2.0393357106932842E-2]
[2004,1,28,18,8.2792352451195473E-3,1.2766137331399143E-2,2.6324799800000207E-4,3.2135843930880558E-3,9.0258064516128434E-6,null,5.8048343537863654E-5,2.4589279117596227E-2,null,8.5387153572725957E-3,9.8669372333173057E-3,1.2622826305760083E-4,3.3962645710377938E-3,3.7946571402702613E-6,null,5.4623150155333604E-5,2.19865632319809E-2]
[2004,1,28,19,8.9182721392886202E-3,1.2884506461409088E-2,2.6324799800000207E-4,3.2651618711450761E-3,9.0258064516128434E-6,null,5.8048343537863654E-5,2.5398262619832263E-2,null,9.1977803530790356E-3,9.9584246383053344E-3,1.2622826305760083E-4,3.450774034602934E-3,3.7946571402702613E-6,null,5.4623150155333604E-5,2.2791625096340511E-2]
[2004,1,28,20,9.0501588832404677E-3,1.2351215842871917E-2,2.6324799800000207E-4,3.2602519423799233E-3,9.0258064516128434E-6,null,5.8048343537863654E-5,2.4991948816481788E-2,null,9.3338005690363195E-3,9.5462447499313364E-3,1.2622826305760083E-4,3.4455849948667209E-3,3.7946571402702613E-6,null,5.4623150155333604E-5,2.2510276384187584E-2]
[2004,1,28,21,8.8155425404724975E-3,1.1850318414573409E-2,2.6324799800000207E-4,3.1570919316726738E-3,9.0258064516128434E-6,null,5.8048343537863654E-5,2.4153275034708058E-2,null,9.0918310984573897E-3,9.1591015321315812E-3,1.2622826305760083E-4,3.3365607258086312E-3,3.7946571402702613E-6,null,5.4623150155333604E-5,2.1772139426750808E-2]
[2004,1,28,22,8.0371421162592667E-3,1.1956724884593886E-2,2.6324799800000207E-4,2.9935368102971811E-3,9.0258064516128434E-6,null,5.8048343537863654E-5,2.3317725959139814E-2,null,8.2890347701062867E-3,9.2413430068749719E-3,1.2622826305760083E-4,3.1637081113466865E-3,3.7946571402702613E-6,null,5.4623150155333604E-5,2.0878731958681149E-2]
[2004,1,28,23,7.4466005480790009E-3,1.1158571382169507E-2,2.6324799800000207E-4,2.6694644944188421E-3,9.0258064516128434E-6,null,5.8048343537863654E-5,2.1604958572656829E-2,null,7.6799849958169141E-3,8.6244508094517284E-3,1.2622826305760083E-4,2.8212135040044692E-3,3.7946571402702613E-6,null,5.4623150155333604E-5,1.9310295379626318E-2]
[2004,1,28,24,5.903160709584708E-3,1.0650954159567707E-2,2.6324799800000207E-4,2.8290772448381096E-3,9.0258064516128434E-6,null,5.8048343537863654E-5,1.9713514261980002E-2,null,6.0881720974279808E-3,8.2321138680619636E-3,1.2622826305760083E-4,2.9898996385590198E-3,3.7946571402702613E-6,null,5.4623150155333604E-5,1.7494831674402168E-2]
[2004,1,29,1,4.659027845175745E-3,1.0263916771186571E-2,2.6324799800000207E-4,2.7976268362095696E-3,9.0258064516128434E-6,null,5.8048343537863654E-5,1.8050893600561363E-2,null,4.8050467747022393E-3,7.932972983159297E-3,1.2622826305760083E-4,2.9566613925681843E-3,3.7946571402702613E-6,null,5.4623150155333604E-5,1.5879327220782925E-2]
[2004,1,29,2,4.4023898011491033E-3,9.9445501594378725E-3,2.6324799800000207E-4,2.8501284171195246E-3,9.0258064516128434E-6,null,5.8048343537863654E-5,1.7527390525695977E-2,null,4.5403654191286729E-3,7.6861347868639211E-3,1.2622826305760083E-4,3.0121474907554516E-3,3.7946571402702613E-6,null,5.4623150155333604E-5,1.542329376710125E-2]
[2004,1,29,3,4.3023561353985693E-3,9.6213030503732207E-3,2.6324799800000207E-4,2.736116956329753E-3,9.0258064516128434E-6,null,5.8048343537863654E-5,1.6990098290091019E-2,null,4.437196591006309E-3,7.4362973573269915E-3,1.2622826305760083E-4,2.8916549075186761E-3,3.7946571402702613E-6,null,5.4623150155333604E-5,1.4949794926205181E-2]
[2004,1,29,4,4.4131858246549242E-3,9.2423417564929475E-3,2.6324799800000207E-4,2.780036571951246E-3,9.0258064516128434E-6,null,5.8048343537863654E-5,1.6765886301088596E-2,null,4.5514998015900206E-3,7.1433984793416675E-3,1.2622826305760083E-4,2.9380711879903204E-3,3.7946571402702613E-6,null,5.4623150155333604E-5,1.4817615539275212E-2]
[2004,1,29,5,4.4394339222438139E-3,9.163395531087682E-3,2.6324799800000207E-4,2.6136289762517064E-3,9.0258064516128434E-6,null,5.8048343537863654E-5,1.6546780577572681E-2,null,4.5785705427087197E-3,7.0823810054840754E-3,1.2622826305760083E-4,2.7622039467747133E-3,3.7946571402702613E-6,null,5.4623150155333604E-5,1.4607801565320714E-2]
[2004,1,29,6,4.9248103041905121E-3,9.5965893447199635E-3,2.6324799800000207E-4,2.9800682769961411E-3,9.0258064516128434E-6,null,5.8048343537863654E-5,1.7831790073896094E-2,null,5.0791591410371444E-3,7.4171961541867433E-3,1.2622826305760083E-4,3.1494739426182875E-3,3.7946571402702613E-6,null,5.4623150155333604E-5,1.5830475308195379E-2]
[2004,1,29,7,5.7998950515564095E-3,1.0567891265953045E-2,2.6324799800000207E-4,3.0279967321121715E-3,9.0258064516128434E-6,null,5.8048343537863654E-5,1.9726105197611105E-2,null,5.9816699829235197E-3,8.167914624670012E-3,1.2622826305760083E-4,3.2001269500218773E-3,3.7946571402702613E-6,null,5.4623150155333604E-5,1.7534357627968612E-2]
[2004,1,29,8,6.9856788174954224E-3,1.1243530290103075E-2,1.9743599850000158E-4,3.6177275984430029E-3,9.0258064516128434E-6,null,5.8048343537863654E-5,2.2109190402918075E-2,null,7.2046174838532127E-3,8.6901154807795134E-3,9.4671197293200645E-5,3.8233817965648001E-3,3.7946571402702613E-6,null,5.4623150155333604E-5,1.9871203765786331E-2]
[2004,1,29,9,7.1190724066142862E-3,1.1943631675847549E-2,0,3.759140101336979E-3,9.0258064516128434E-6,null,5.8048343537863654E-5,2.2879892527336677E-2,null,7.3421917711211553E-3,9.2312232764091961E-3,0,3.9728330680215539E-3,3.7946571402702613E-6,null,5.4623150155333604E-5,2.0604665922847508E-2]
[2004,1,29,10,6.2964381491626567E-3,1.3226213570315781E-2,0,3.8237144071309342E-3,9.0258064516128434E-6,null,5.8048343537863654E-5,2.3404414470147235E-2,null,6.4937752737566894E-3,1.0222529786811608E-2,0,4.041078180065002E-3,3.7946571402702613E-6,null,5.4623150155333604E-5,2.0815801047928902E-2]
[2004,1,29,11,6.0390338698117297E-3,1.3473343264652483E-2,0,3.4156984298365136E-3,9.0258064516128434E-6,null,5.8048343537863654E-5,2.2986123907838586E-2,null,6.2283036682219788E-3,1.0413536127978852E-2,0,3.6098680300895095E-3,3.7946571402702613E-6,null,5.4623150155333604E-5,2.0310125633585946E-2]
[2004,1,29,12,6.2351358336299517E-3,1.3322156647486596E-2,0,3.1506559810366421E-3,9.0258064516128434E-6,null,5.8048343537863654E-5,2.2765996805691052E-2,null,6.4305516779077799E-3,1.0296684113671885E-2,0,3.3297589156015875E-3,3.7946571402702613E-6,null,5.4623150155333604E-5,2.0115412514476853E-2]
[2004,1,29,13,6.0065241395564342E-3,1.3267112735687153E-2,0,3.0676032346433572E-3,9.0258064516128434E-6,null,5.8048343537863654E-5,2.2399288453424808E-2,null,6.1947750481534383E-3,1.0254140718696372E-2,0,3.2419849331570658E-3,3.7946571402702613E-6,null,5.4623150155333604E-5,1.974931850730248E-2]
[2004,1,29,14,5.8446650788286517E-3,1.3540779854450815E-2,0,3.2121850646662821E-3,9.0258064516128434E-6,null,5.8048343537863654E-5,2.2655678341483614E-2,null,6.0278431508668214E-3,1.0465657813771198E-2,0,3.3947856960618206E-3,3.7946571402702613E-6,null,5.4623150155333604E-5,1.9946704467995444E-2]
[2004,1,29,15,6.065997603147591E-3,1.27187312504085E-2,0,3.4175918366694093E-3,9.0258064516128434E-6,null,5.8048343537863654E-5,2.2260369033763362E-2,null,6.2561124738794872E-3,9.8302971116054887E-3,0,3.6118690699747406E-3,3.7946571402702613E-6,null,5.4623150155333604E-5,1.9756696462755321E-2]
[2004,1,29,16,6.1841141375375995E-3,1.2014234554333458E-2,0,3.5412466795741292E-3,9.0258064516128434E-6,null,5.8048343537863654E-5,2.1797643714983047E-2,null,6.3779309071385626E-3,9.2857921841710284E-3,0,3.7425532253054128E-3,3.7946571402702613E-6,null,5.4623150155333604E-5,1.9464694123910605E-2]
[2004,1,29,17,6.8643116937535465E-3,1.2456759330500045E-2,6.5811999500000516E-5,3.0772307365244177E-3,9.0258064516128434E-6,null,5.8048343537863654E-5,2.2524418555428773E-2,null,7.0794465842856898E-3,9.6278192262806359E-3,3.1557065764400208E-5,3.2521597222855457E-3,3.7946571402702613E-6,null,5.4623150155333604E-5,2.0049400405911872E-2]
[2004,1,29,18,8.1986825633301973E-3,1.2798852629379418E-2,2.6324799800000207E-4,3.460648355852101E-3,9.0258064516128434E-6,null,5.8048343537863654E-5,2.4788505696551194E-2,null,8.4556380680423284E-3,9.8922228607049023E-3,1.2622826305760083E-4,3.6573731902234284E-3,3.7946571402702613E-6,null,5.4623150155333604E-5,2.2189880189323868E-2]
[2004,1,29,19,8.6745256978954383E-3,1.2908981594663402E-2,2.6324799800000207E-4,3.2531314824991698E-3,9.0258064516128434E-6,null,5.8048343537863654E-5,2.5166960923047488E-2,null,8.9463946367918483E-3,9.9773414490311133E-3,1.2622826305760083E-4,3.4380597636406445E-3,3.7946571402702613E-6,null,5.4623150155333604E-5,2.2546441919816813E-2]
[2004,1,29,20,8.5567177433479163E-3,1.2596076347901334E-2,2.6324799800000207E-4,2.85951806283822E-3,9.0258064516128434E-6,null,5.8048343537863654E-5,2.4342634302076949E-2,null,8.8248944545984784E-3,9.7354972365156119E-3,1.2622826305760083E-4,3.0220709024939428E-3,3.7946571402702613E-6,null,5.4623150155333604E-5,2.176710866396124E-2]
[2004,1,29,21,8.3112882554016183E-3,1.2411032222056969E-2,2.6324799800000207E-4,2.7230750670055454E-3,9.0258064516128434E-6,null,5.8048343537863654E-5,2.377571769245361E-2,null,8.5717729432741134E-3,9.5924767810948719E-3,1.2622826305760083E-4,2.877871635871455E-3,3.7946571402702613E-6,null,5.4623150155333604E-5,2.1226767430593645E-2]
[2004,1,29,22,7.7766381654420071E-3,1.2060988646219684E-2,2.6324799800000207E-4,2.9468776000924749E-3,9.0258064516128434E-6,null,5.8048343537863654E-5,2.3114826559743645E-2,null,8.0203663460770569E-3,9.3219283840305957E-3,1.2622826305760083E-4,3.11439650065064E-3,3.7946571402702613E-6,null,5.4623150155333604E-5,2.06413373011115E-2]
[2004,1,29,23,7.0512955849417989E-3,1.1380290311025318E-2,2.6324799800000207E-4,2.4095748639855617E-3,9.0258064516128434E-6,null,5.8048343537863654E-5,2.1171482907942157E-2,null,7.2722907511660649E-3,8.7958171905009024E-3,1.2622826305760083E-4,2.5465501262138895E-3,3.7946571402702613E-6,null,5.4623150155333604E-5,1.8799304138234062E-2]
[2004,1,29,24,5.4290174295448194E-3,1.1017117383977634E-2,2.6324799800000207E-4,2.3771131809534407E-3,9.0258064516128434E-6,null,5.8048343537863654E-5,1.9153570142465371E-2,null,5.5991686584677515E-3,8.5151211284895684E-3,1.2622826305760083E-4,2.512243118675709E-3,3.7946571402702613E-6,null,5.4623150155333604E-5,1.6811178975986232E-2]
[2004,1,30,1,3.956544604603914E-3,1.0460750004799903E-2,2.6324799800000207E-4,2.0919062511900594E-3,9.0258064516128434E-6,null,5.8048343537863654E-5,1.6839523008583355E-2,null,4.0805469559498731E-3,8.0851052304536132E-3,1.2622826305760083E-4,2.21082324837349E-3,3.7946571402702613E-6,null,5.4623150155333604E-5,1.4561121505130181E-2]
[2004,1,30,2,3.684161846106739E-3,9.9824101845189007E-3,2.6324799800000207E-4,2.1694640496273481E-3,9.0258064516128434E-6,null,5.8048343537863654E-5,1.6166358228242465E-2,null,3.7996274296678879E-3,7.715396769672732E-3,1.2622826305760083E-4,2.2927899157517617E-3,3.7946571402702613E-6,null,5.4623150155333604E-5,1.3992460185445584E-2]
[2004,1,30,3,3.4629192811056002E-3,9.9450394628461149E-3,2.6324799800000207E-4,1.9324353489765297E-3,9.0258064516128434E-6,null,5.8048343537863654E-5,1.5670716240917721E-2,null,3.5714508853945254E-3,7.6865129690729828E-3,1.2622826305760083E-4,2.0422870255613068E-3,3.7946571402702613E-6,null,5.4623150155333604E-5,1.3484896950382019E-2]
[2004,1,30,4,3.5332625457298169E-3,9.7791898755904792E-3,2.6324799800000207E-4,1.8116013122993053E-3,9.0258064516128434E-6,null,5.8048343537863654E-5,1.5454375881609077E-2,null,3.6439987833759911E-3,7.5583279570256784E-3,1.2622826305760083E-4,1.9145840286756439E-3,3.7946571402702613E-6,null,5.4623150155333604E-5,1.3301556839430517E-2]
[2004,1,30,5,3.6770110320838551E-3,9.3689334860477466E-3,2.6324799800000207E-4,1.9261500749924276E-3,9.0258064516128434E-6,null,5.8048343537863654E-5,1.5302416741113507E-2,null,3.7922525014641999E-3,7.2412411248772212E-3,1.2622826305760083E-4,2.035644457406761E-3,3.7946571402702613E-6,null,5.4623150155333604E-5,1.3253784154101387E-2]
[2004,1,30,6,4.0587427950908566E-3,9.8495971733086763E-3,2.6324799800000207E-4,2.2827404425425236E-3,9.0258064516128434E-6,null,5.8048343537863654E-5,1.6521402558931534E-2,null,4.1859481473353619E-3,7.6127457005700991E-3,1.2622826305760083E-4,2.4125056452718066E-3,3.7946571402702613E-6,null,5.4623150155333604E-5,1.4395845563530471E-2]
[2004,1,30,7,4.9366095887020591E-3,1.0809995923073985E-2,2.6324799800000207E-4,2.1439546345278951E-3,9.0258064516128434E-6,null,5.8048343537863654E-5,1.8220882294293417E-2,null,5.0913282277801454E-3,8.3550371186314892E-3,1.2622826305760083E-4,2.2658303864123391E-3,3.7946571402702613E-6,null,5.4623150155333604E-5,1.5896841803177176E-2]
[2004,1,30,8,5.7290628318593974E-3,1.2486475774156156E-2,1.9743599850000158E-4,2.4423743435538822E-3,9.0258064516128434E-6,null,5.8048343537863654E-5,2.0920166646446008E-2,null,5.9086178054928674E-3,9.6507870415830053E-3,9.4671197293200645E-5,2.5812141327500055E-3,3.7946571402702613E-6,null,5.4623150155333604E-5,1.8293707984414681E-2]
[2004,1,30,9,5.8661185620261999E-3,1.296531837173792E-2,0,2.6976902601442104E-3,9.0258064516128434E-6,null,5.8048343537863654E-5,2.1587175537446192E-2,null,{"$f":"E707*Y$5","v":6.0499690092368783E-3},{"$f":"F707*Z$5","v":1.0020884098533595E-2},{"$f":"G707*AA$5","v":0},{"$f":"H707*AB$5","v":2.8510437982795056E-3},{"$f":"I707*AC$5","v":3.7946571402702613E-6},null,{"$f":"K707*AE$5","v":5.4623150155333604E-5},1.8980314713345582E-2]
[2004,1,30,10,5.6652005623170484E-3,1.3441845794248265E-2,0,2.9863660906483754E-3,9.0258064516128434E-6,null,5.8048343537863654E-5,2.2151460790751552E-2,null,5.8427540239300736E-3,1.0389191758541257E-2,0,3.1561297632739039E-3,3.7946571402702613E-6,null,5.4623150155333604E-5,{"$f":"SUM(N708:T708)","v":1.9446493353040835E-2}]
[2004,1,30,11,5.5312076098194959E-3,1.3167126517112649E-2,0,2.9851202555482392E-3,9.0258064516128434E-6,null,5.8048343537863654E-5,2.1741502726018245E-2,null,5.7045615885923306E-3,1.0176861451110485E-2,0,3.1548131071372086E-3,3.7946571402702613E-6,null,5.4623150155333604E-5,1.9094653954135628E-2]
[2004,1,30,12,5.3152521532085842E-3,1.3299653114825206E-2,0,2.7475900199267394E-3,9.0258064516128434E-6,null,5.8048343537863654E-5,2.1420543631498392E-2,null,5.4818378563566269E-3,1.0279291151452083E-2,0,2.9037801716005895E-3,3.7946571402702613E-6,null,5.4623150155333604E-5,1.8723326986704904E-2]
[2004,1,30,13,5.4104194846389371E-3,1.3043622768208075E-2,0,2.7082064897880538E-3,9.0258064516128434E-6,null,5.8048343537863654E-5,2.1220297086172929E-2,null,5.5799878340220179E-3,1.0081405503325591E-2,0,2.8621578359992253E-3,3.7946571402702613E-6,null,5.4623150155333604E-5,1.858196898064244E-2]
[2004,1,30,14,5.0964427412959114E-3,1.3133660708058874E-2,0,3.0093088875663082E-3,9.0258064516128434E-6,null,5.8048343537863654E-5,2.1297460680458957E-2,null,5.2561707227991063E-3,1.0150995754320304E-2,0,3.1803767718480321E-3,3.7946571402702613E-6,null,5.4623150155333604E-5,1.8645961056263045E-2]
[2004,1,30,15,5.3668763433627198E-3,1.2508801936602205E-2,0,3.1185162528481621E-3,9.0258064516128434E-6,null,5.8048343537863654E-5,2.1052242876350949E-2,null,5.5350800039977053E-3,9.6680429145066197E-3,0,3.2957921648281846E-3,3.7946571402702613E-6,null,5.4623150155333604E-5,1.8557332890628112E-2]
[2004,1,30,16,5.7656272235962229E-3,1.1777371835885786E-2,0,2.4864219938297914E-3,9.0258064516128434E-6,null,5.8048343537863654E-5,2.0087469396849664E-2,null,5.9463281644824379E-3,9.1027211803766522E-3,0,2.6277657261642925E-3,3.7946571402702613E-6,null,5.4623150155333604E-5,1.7735232878318987E-2]
[2004,1,30,17,6.2271737070944645E-3,1.1903914069291954E-2,6.5811999500000516E-5,2.494908022504733E-3,9.0258064516128434E-6,null,5.8048343537863654E-5,2.075211259354192E-2,null,6.4223400097872026E-3,9.2005255703789032E-3,3.1557065764400208E-5,2.6367341536309881E-3,3.7946571402702613E-6,null,5.4623150155333604E-5,1.8349574606857096E-2]
[2004,1,30,18,7.4602133769027914E-3,1.2071248574266023E-2,2.6324799800000207E-4,2.9017729469745382E-3,9.0258064516128434E-6,null,5.8048343537863654E-5,2.2763557046132834E-2,null,7.6940244652959509E-3,9.329858274131542E-3,1.2622826305760083E-4,3.0667278177609419E-3,3.7946571402702613E-6,null,5.4623150155333604E-5,2.0275256627541639E-2]
[2004,1,30,19,7.7868270490908569E-3,1.2210228086217356E-2,2.6324799800000207E-4,2.6605687552323201E-3,9.0258064516128434E-6,null,5.8048343537863654E-5,2.2987946038530011E-2,null,8.0308745602671525E-3,9.4372754266768208E-3,1.2622826305760083E-4,2.8118120755256156E-3,3.7946571402702613E-6,null,5.4623150155333604E-5,2.0464608132822797E-2]
[2004,1,30,20,7.4595170624515549E-3,1.164564245392018E-2,2.6324799800000207E-4,2.8925549198609607E-3,9.0258064516128434E-6,null,5.8048343537863654E-5,2.2328036584222173E-2,null,7.6933063276030077E-3,9.0009076474420312E-3,1.2622826305760083E-4,3.0569857804993578E-3,3.7946571402702613E-6,null,5.4623150155333604E-5,1.9935845825897601E-2]
[2004,1,30,21,7.2230736102061339E-3,1.1781095032546275E-2,2.6324799800000207E-4,2.504056086384467E-3,9.0258064516128434E-6,null,5.8048343537863654E-5,2.1838546877126351E-2,null,7.4494524839760082E-3,9.1055988360686357E-3,1.2622826305760083E-4,2.6464022505122017E-3,3.7946571402702613E-6,null,5.4623150155333604E-5,1.9386099640910051E-2]
[2004,1,30,22,6.5944072031034048E-3,1.1411646071348862E-2,2.6324799800000207E-4,2.1553725525545022E-3,9.0258064516128434E-6,null,5.8048343537863654E-5,2.0491747974996245E-2,null,6.801082997423033E-3,8.8200520323315941E-3,1.2622826305760083E-4,2.2778973701057456E-3,3.7946571402702613E-6,null,5.4623150155333604E-5,1.8083678470213579E-2]
[2004,1,30,23,6.2819893059207097E-3,1.0536407060394151E-2,2.6324799800000207E-4,2.1751684372285818E-3,9.0258064516128434E-6,null,5.8048343537863654E-5,1.9323886951532924E-2,null,6.4788735882709957E-3,8.1435805076206513E-3,1.2622826305760083E-4,2.2988185763188245E-3,3.7946571402702613E-6,null,5.4623150155333604E-5,1.7105918742563675E-2]
[2004,1,30,24,5.4096890396633374E-3,9.3034476486022477E-3,2.6324799800000207E-4,2.209334930915068E-3,9.0258064516128434E-6,null,5.8048343537863654E-5,1.7252793767170128E-2,null,5.5792344961174732E-3,7.1906271740029247E-3,1.2622826305760083E-4,2.3349273065807652E-3,3.7946571402702613E-6,null,5.4623150155333604E-5,1.5289435047054366E-2]
[2004,1,31,1,4.4296425583350884E-3,7.9311809856289495E-3,2.6324799800000207E-4,2.1143958440343687E-3,9.0258064516128434E-6,null,5.8048343537863654E-5,1.4805541535987884E-2,null,4.5684723069537494E-3,6.1300033784536904E-3,1.2622826305760083E-4,2.2345912899281095E-3,3.7946571402702613E-6,null,5.4623150155333604E-5,1.3117713045688754E-2]
[2004,1,31,2,3.9777630280922217E-3,8.2482313954147721E-3,2.6324799800000207E-4,1.7824040884388038E-3,9.0258064516128434E-6,null,5.8048343537863654E-5,1.4338720659935274E-2,null,4.1024303875872971E-3,6.375051384122558E-3,1.2622826305760083E-4,1.8837270525267175E-3,3.7946571402702613E-6,null,5.4623150155333604E-5,1.2545854894589778E-2]
[2004,1,31,3,3.7828497486902123E-3,8.1519719498624344E-3,2.6324799800000207E-4,1.8330196279266898E-3,9.0258064516128434E-6,null,5.8048343537863654E-5,1.4098163474468814E-2,null,3.9014083169621899E-3,6.3006525363957068E-3,1.2622826305760083E-4,1.9372198949354656E-3,3.7946571402702613E-6,null,5.4623150155333604E-5,1.2323926818646566E-2]
[2004,1,31,4,3.7069769140761063E-3,7.9826563377778208E-3,2.6324799800000207E-4,1.920558777125699E-3,9.0258064516128434E-6,null,5.8048343537863654E-5,1.39405141769691E-2,null,3.8231575463368267E-3,6.169788636557298E-3,1.2622826305760083E-4,2.0297353152999805E-3,3.7946571402702613E-6,null,5.4623150155333604E-5,1.2207327568547309E-2]
[2004,1,31,5,3.845194010831316E-3,7.4824586071331051E-3,2.6324799800000207E-4,2.1007941141431151E-3,9.0258064516128434E-6,null,5.8048343537863654E-5,1.3758768880097014E-2,null,3.965706515143704E-3,5.7831862145090738E-3,1.2622826305760083E-4,2.2202163528846483E-3,3.7946571402702613E-6,null,5.4623150155333604E-5,1.2153755152890629E-2]
[2004,1,31,6,4.0260104955099785E-3,8.0695100788214062E-3,2.6324799800000207E-4,2.1252554921968344E-3,9.0258064516128434E-6,null,5.8048343537863654E-5,1.4551098214517697E-2,null,4.1521899823798673E-3,6.2369178228655212E-3,1.2622826305760083E-4,2.2460682682167287E-3,3.7946571402702613E-6,null,5.4623150155333604E-5,1.2819822143815322E-2]
[2004,1,31,7,4.3700617720870234E-3,8.9175772171734956E-3,2.6324799800000207E-4,2.2253693477553428E-3,9.0258064516128434E-6,null,5.8048343537863654E-5,1.5843330485005341E-2,null,4.5070241949636209E-3,6.8923882291863029E-3,1.2622826305760083E-4,2.3518732196705244E-3,3.7946571402702613E-6,null,5.4623150155333604E-5,1.3935931714173653E-2]
[2004,1,31,8,5.1229864377610249E-3,9.5294829970509806E-3,1.9743599850000158E-4,2.114653749494406E-3,9.0258064516128434E-6,null,5.8048343537863654E-5,1.7029376881182983E-2,null,5.2835463271798432E-3,7.3653297122694633E-3,9.4671197293200645E-5,2.2348638563428848E-3,3.7946571402702613E-6,null,5.4623150155333604E-5,1.5036828900380994E-2]
[2004,1,31,9,5.6816036650271526E-3,9.7564313693628956E-3,0,2.4628492700800859E-3,9.0258064516128434E-6,null,5.8048343537863654E-5,1.7958932648007998E-2,null,5.8596712174716209E-3,7.5407379259424846E-3,0,2.6028529817888279E-3,3.7946571402702613E-6,null,5.4623150155333604E-5,1.6061679932498536E-2]
[2004,1,31,10,5.9815948411767843E-3,1.0155576335118563E-2,0,2.4343363092383065E-3,9.0258064516128434E-6,null,5.8048343537863654E-5,1.8629555829071519E-2,null,6.1690644388256236E-3,7.8492367476196701E-3,0,2.572719166435913E-3,3.7946571402702613E-6,null,5.4623150155333604E-5,1.6649438160176812E-2]
[2004,1,31,11,6.2825607476047129E-3,9.8866090177375885E-3,0,2.6245155824151985E-3,9.0258064516128434E-6,null,5.8048343537863654E-5,1.885173369129536E-2,null,6.4794629395502536E-3,7.6413521252378927E-3,0,2.7737094155252571E-3,3.7946571402702613E-6,null,5.4623150155333604E-5,1.6952942287609005E-2]
[2004,1,31,12,6.5945405273063586E-3,1.0031881090494646E-2,0,2.578132860035508E-3,9.0258064516128434E-6,null,5.8048343537863654E-5,1.9262602821374375E-2,null,6.8012205001494993E-3,7.7536327929479511E-3,0,2.724690009946476E-3,3.7946571402702613E-6,null,5.4623150155333604E-5,1.7337961110339528E-2]
[2004,1,31,13,6.6563990734327359E-3,9.5322895465499383E-3,0,2.2198599369622806E-3,9.0258064516128434E-6,null,5.8048343537863654E-5,1.8466596900482819E-2,null,6.8650177594554492E-3,7.3674988921105973E-3,0,2.346050619609354E-3,3.7946571402702613E-6,null,5.4623150155333604E-5,1.6636985078471004E-2]
[2004,1,31,14,6.3065986485798149E-3,9.3471895341158389E-3,0,2.3986184028276744E-3,9.0258064516128434E-6,null,5.8048343537863654E-5,1.8110454929061191E-2,null,6.5042542141228281E-3,7.2244352419897863E-3,0,2.5349708314754285E-3,3.7946571402702613E-6,null,5.4623150155333604E-5,1.6322078094883646E-2]
[2004,1,31,15,6.1534200861355715E-3,8.8538961273615102E-3,0,2.5811305801018243E-3,9.0258064516128434E-6,null,5.8048343537863654E-5,1.7646495137136769E-2,null,6.3462748712458869E-3,6.843169166300408E-3,0,2.7278581391162022E-3,3.7946571402702613E-6,null,5.4623150155333604E-5,1.5975719983958098E-2]
[2004,1,31,16,6.1844775609393408E-3,8.5917847346982067E-3,0,2.472788805164237E-3,9.0258064516128434E-6,null,5.8048343537863654E-5,1.7307099444339648E-2,null,6.3783057206194902E-3,6.640583482595973E-3,0,2.6133575420336113E-3,3.7946571402702613E-6,null,5.4623150155333604E-5,1.569066455254468E-2]
[2004,1,31,17,7.0015380977605651E-3,8.2880946936515001E-3,6.5811999500000516E-5,2.3826772309364602E-3,9.0258064516128434E-6,null,5.8048343537863654E-5,1.7798426816999294E-2,null,7.2209738109711178E-3,6.4058616951355373E-3,3.1557065764400208E-5,2.518123463959143E-3,3.7946571402702613E-6,null,5.4623150155333604E-5,1.6234933843125802E-2]
[2004,1,31,18,7.9245313425377589E-3,8.8845089994715361E-3,2.6324799800000207E-4,2.4242435484798687E-3,9.0258064516128434E-6,null,5.8048343537863654E-5,1.9563606038478641E-2,null,8.172894653960051E-3,6.8668298304308392E-3,1.2622826305760083E-4,2.5620526702139473E-3,3.7946571402702613E-6,null,5.4623150155333604E-5,1.7786423224958041E-2]
[2004,1,31,19,8.2614030686180302E-3,8.8353913758323945E-3,2.6324799800000207E-4,2.3076154807328531E-3,9.0258064516128434E-6,null,5.8048343537863654E-5,1.9734732073172754E-2,null,8.5203243012343163E-3,6.8288668587882647E-3,1.2622826305760083E-4,2.4387947357623931E-3,3.7946571402702613E-6,null,5.4623150155333604E-5,1.7972631966138179E-2]
[2004,1,31,20,7.9505385439473282E-3,8.5778961933872348E-3,2.6324799800000207E-4,2.1636959525425581E-3,9.0258064516128434E-6,null,5.8048343537863654E-5,1.9022452837866598E-2,null,8.1997169489548064E-3,6.6298490402333142E-3,1.2622826305760083E-4,2.2866939240567827E-3,3.7946571402702613E-6,null,5.4623150155333604E-5,1.7300905983598108E-2]
[2004,1,31,21,7.3254002673946274E-3,8.3466561473889769E-3,2.6324799800000207E-4,2.2808390547121105E-3,9.0258064516128434E-6,null,5.8048343537863654E-5,1.8283217617485192E-2,null,7.5549861683472559E-3,6.4511237954341374E-3,1.2622826305760083E-4,2.4104961706993872E-3,3.7946571402702613E-6,null,5.4623150155333604E-5,1.6601252204833987E-2]
[2004,1,31,22,6.7714648311930394E-3,8.1733418157015712E-3,2.6324799800000207E-4,2.2063651271544442E-3,9.0258064516128434E-6,null,5.8048343537863654E-5,1.7481493922038533E-2,null,6.9836898014732527E-3,6.3171692884441567E-3,1.2622826305760083E-4,2.3317886806536428E-3,3.7946571402702613E-6,null,5.4623150155333604E-5,1.5817293840924257E-2]
[2004,1,31,23,6.237481662149727E-3,8.0681127865242439E-3,2.6324799800000207E-4,1.9315382284854584E-3,9.0258064516128434E-6,null,5.8048343537863654E-5,1.6567454825148906E-2,null,6.4329710272092921E-3,6.235837856777518E-3,1.2622826305760083E-4,2.0413389071467628E-3,3.7946571402702613E-6,null,5.4623150155333604E-5,1.4894793861486778E-2]
[2004,1,31,24,5.259259274272717E-3,7.8335180803090973E-3,2.6324799800000207E-4,1.9448332876308976E-3,9.0258064516128434E-6,null,5.8048343537863654E-5,1.5367932790202189E-2,null,5.4240901005419302E-3,6.0545197978059823E-3,1.2622826305760083E-4,2.0553897403667106E-3,3.7946571402702613E-6,null,5.4623150155333604E-5,1.3718645709067827E-2]
[2004,2,1,1,4.5337098205376755E-3,7.4609415325167829E-3,2.6324799800000185E-4,2.3386873347182118E-3,9.0258064516128434E-6,null,6.5075967709234559E-5,1.4670623573022137E-2,null,4.675801148767051E-3,5.7665556849156255E-3,1.2622826305760073E-4,2.4716329077033288E-3,3.7946571402702613E-6,null,6.1236103203643312E-5,1.310524876478752E-2]
[2004,2,1,2,4.1304171779483149E-3,7.8313420357615307E-3,2.6324799800000185E-4,2.1721054593066644E-3,9.0258064516128434E-6,null,6.5075967709234559E-5,1.4471149558265974E-2,null,4.2598688822231383E-3,6.0528379347325736E-3,1.2622826305760073E-4,2.2955814796300138E-3,3.7946571402702613E-6,null,6.1236103203643312E-5,1.2799547319987241E-2]
[2004,2,1,3,3.9697579977852867E-3,7.5910665239680951E-3,2.6324799800000185E-4,2.2076147774995861E-3,9.0258064516128434E-6,null,6.5075967709234559E-5,1.4105724184502434E-2,null,4.0941744710450596E-3,5.86712918571748E-3,1.2622826305760073E-4,2.3331093689176632E-3,3.7946571402702613E-6,null,6.1236103203643312E-5,1.2485672049081718E-2]
[2004,2,1,4,3.9221714884606637E-3,7.5510703043751674E-3,2.6324799800000185E-4,2.1631678557474891E-3,9.0258064516128434E-6,null,6.5075967709234559E-5,1.3973694533832785E-2,null,4.0450965494811478E-3,5.8362161398956437E-3,1.2622826305760073E-4,2.2861358069464844E-3,3.7946571402702613E-6,null,6.1236103203643312E-5,1.2358707519724791E-2]
[2004,2,1,5,3.8223073718652448E-3,7.3199145819675786E-3,2.6324799800000185E-4,2.206834657791425E-3,9.0258064516128434E-6,null,6.5075967709234559E-5,1.3686341496873715E-2,null,3.9421025843662631E-3,5.6575560687315944E-3,1.2622826305760073E-4,2.3322849023401887E-3,3.7946571402702613E-6,null,6.1236103203643312E-5,1.2123202578839561E-2]
[2004,2,1,6,4.0434988895352011E-3,7.7052637874133589E-3,2.6324799800000185E-4,2.1570170617962571E-3,9.0258064516128434E-6,null,6.5075967709234559E-5,1.4243064623994281E-2,null,4.1702264814303357E-3,5.9553921584069268E-3,1.2622826305760073E-4,2.2796353635085422E-3,3.7946571402702613E-6,null,6.1236103203643312E-5,1.259651302674732E-2]
[2004,2,1,7,4.6059321830593811E-3,7.6063951290845653E-3,2.6324799800000185E-4,2.4373886137309241E-3,9.0258064516128434E-6,null,6.5075967709234559E-5,1.4987000811124336E-2,null,4.750287037589466E-3,5.8789766522323915E-3,1.2622826305760073E-4,2.5759449829511395E-3,3.7946571402702613E-6,null,6.1236103203643312E-5,1.3396467696174511E-2]
[2004,2,1,8,4.8996640370107336E-3,8.2579899274953551E-3,1.9743599850000139E-4,2.2243413818834137E-3,9.0258064516128434E-6,null,6.5075967709234559E-5,1.5651228002253912E-2,null,5.053224762874303E-3,6.3825937456865062E-3,9.4671197293200551E-5,2.3507868178076767E-3,3.7946571402702613E-6,null,6.1236103203643312E-5,1.3946307284005598E-2]
[2004,2,1,9,5.6663145405422607E-3,8.8349429789743202E-3,0,2.1018758812068731E-3,9.0258064516128434E-6,null,6.5075967709234559E-5,1.6668209368432687E-2,null,5.843902915427618E-3,6.8285202932187915E-3,0,2.2213596143345915E-3,3.7946571402702613E-6,null,6.1236103203643312E-5,1.4958813583324914E-2]
[2004,2,1,10,6.4483003076637839E-3,8.509793861878388E-3,0,2.5365339063071583E-3,9.0258064516128434E-6,null,6.5075967709234559E-5,1.7559704043558562E-2,null,6.6503969551790793E-3,6.5772128032105751E-3,0,2.6807263122624477E-3,3.7946571402702613E-6,null,6.1236103203643312E-5,1.5973366830996014E-2]
[2004,2,1,11,6.4626978983520055E-3,8.6338601085737005E-3,0,2.9523403655875059E-3,9.0258064516128434E-6,null,6.5075967709234559E-5,1.8113974340222445E-2,null,6.6652457818010442E-3,6.6731035050836491E-3,0,3.1201698038041425E-3,3.7946571402702613E-6,null,6.1236103203643312E-5,1.652354985103275E-2]
[2004,2,1,12,6.4121068078264575E-3,9.1361781246997887E-3,0,2.6984504757934422E-3,9.0258064516128434E-6,null,6.5075967709234559E-5,1.8311811376028924E-2,null,6.6130691122389239E-3,7.0613446940680519E-3,0,2.8518472293272128E-3,3.7946571402702613E-6,null,6.1236103203643312E-5,1.6591291795978104E-2]
[2004,2,1,13,6.4562937860350514E-3,8.5898437100097452E-3,0,2.7546464119891523E-3,9.0258064516128434E-6,null,6.5075967709234559E-5,1.7865859875743184E-2,null,6.6586409577355961E-3,6.6390832661818618E-3,0,2.9112376929939818E-3,3.7946571402702613E-6,null,6.1236103203643312E-5,1.6273992677255354E-2]
[2004,2,1,14,6.292723587881491E-3,8.9686624747578429E-3,0,2.8537320173772731E-3,9.0258064516128434E-6,null,6.5075967709234559E-5,1.8180194047725841E-2,null,6.489944294141064E-3,6.931871983516036E-3,0,3.0159559421251737E-3,3.7946571402702613E-6,null,6.1236103203643312E-5,1.6502802980126186E-2]
[2004,2,1,15,6.251848068909752E-3,8.7520086169404574E-3,0,2.7102726966871148E-3,9.0258064516128434E-6,null,6.5075967709234559E-5,1.777920535024656E-2,null,6.4477876925653063E-3,6.7644203917818346E-3,0,2.8643414989840245E-3,3.7946571402702613E-6,null,6.1236103203643312E-5,1.6141580343675077E-2]
[2004,2,1,16,6.6492759939335202E-3,8.5977004673315396E-3,0,2.6735735846624394E-3,9.0258064516128434E-6,null,6.5075967709234559E-5,1.7985626013636732E-2,null,6.8576714350051466E-3,6.6451557475706432E-3,0,2.82555618056325E-3,3.7946571402702613E-6,null,6.1236103203643312E-5,1.6393414123482955E-2]
[2004,2,1,17,7.2229546316054574E-3,8.165301039403678E-3,6.5811999500000462E-5,2.964967130944901E-3,9.0258064516128434E-6,null,6.5075967709234559E-5,1.8486350999048325E-2,null,7.4493297764583804E-3,6.3109545789373648E-3,3.1557065764400181E-5,3.133514353249418E-3,3.7946571402702613E-6,null,6.1236103203643312E-5,1.6990386534753477E-2]
[2004,2,1,18,8.496405051537646E-3,8.4852884264392178E-3,2.6324799800000185E-4,2.9454560054066959E-3,9.0258064516128434E-6,null,6.5075967709234559E-5,2.0264434368633025E-2,null,8.7626914983408473E-3,6.5582725719505923E-3,1.2622826305760073E-4,3.112894093657355E-3,3.7946571402702613E-6,null,6.1236103203643312E-5,1.8625117187350309E-2]
[2004,2,1,19,8.8469170506078297E-3,8.4677500560005874E-3,2.6324799800000185E-4,2.9717796713179209E-3,9.0258064516128434E-6,null,6.5075967709234559E-5,2.0623731663175805E-2,null,9.1241889193898716E-3,6.5447171796028224E-3,1.2622826305760073E-4,3.1407141609026469E-3,3.7946571402702613E-6,null,6.1236103203643312E-5,1.9000879283296853E-2]
[2004,2,1,20,8.1235914650174459E-3,8.3032431127105181E-3,2.6324799800000185E-4,2.9640288348039968E-3,9.0258064516128434E-6,null,6.5075967709234559E-5,1.9728148297781425E-2,null,8.3781935341724258E-3,6.4175698959921647E-3,1.2622826305760073E-4,3.1325227185043185E-3,3.7946571402702613E-6,null,6.1236103203643312E-5,1.8119545172070425E-2]
[2004,2,1,21,7.778935418158656E-3,8.2064952152011671E-3,2.6324799800000185E-4,3.0056700172906856E-3,9.0258064516128434E-6,null,6.5075967709234559E-5,1.9328385535899977E-2,null,8.0227355971576753E-3,6.3427935241422186E-3,1.2622826305760073E-4,3.1765310454926637E-3,3.7946571402702613E-6,null,6.1236103203643312E-5,1.7733319190194073E-2]
[2004,2,1,22,7.5595518312488027E-3,8.1779910986083705E-3,2.6324799800000185E-4,2.7238118916522234E-3,9.0258064516128434E-6,null,6.5075967709234559E-5,1.8798639706758862E-2,null,7.796476293342753E-3,6.3207627154479923E-3,1.2622826305760073E-4,2.8786503462261488E-3,3.7946571402702613E-6,null,6.1236103203643312E-5,1.7187148378418411E-2]
[2004,2,1,23,6.5945316532480163E-3,8.2438742728975466E-3,2.6324799800000185E-4,2.0447457875820015E-3,9.0258064516128434E-6,null,6.5075967709234559E-5,1.722043659897703E-2,null,6.801211347968651E-3,6.371683767647871E-3,1.2622826305760073E-4,2.1609818899046523E-3,3.7946571402702613E-6,null,6.1236103203643312E-5,1.5525136028922689E-2]
[2004,2,1,24,5.0125252802561927E-3,8.4628412520182522E-3,2.6324799800000185E-4,2.2375209370750341E-3,9.0258064516128434E-6,null,6.5075967709234559E-5,1.6050172354598942E-2,null,5.1696231985280013E-3,6.5409231689692975E-3,1.2622826305760073E-4,2.3647155811087474E-3,3.7946571402702613E-6,null,6.1236103203643312E-5,1.4266520972007561E-2]
[2004,2,2,1,4.3581329411509825E-3,8.5584480660558272E-3,2.6324799800000185E-4,2.283626366376502E-3,9.0258064516128434E-6,null,6.5075967709234559E-5,1.5537492258832776E-2,null,{"$f":"E771*Y$5","v":4.4947215016722412E-3},{"$f":"F771*Z$5","v":6.6148175983254641E-3},{"$f":"G771*AA$5","v":1.2622826305760073E-4},{"$f":"H771*AB$5","v":2.4134419305414422E-3},{"$f":"I771*AC$5","v":3.7946571402702613E-6},null,{"$f":"K771*AE$5","v":6.1236103203643312E-5},1.3714240053940664E-2]
[2004,2,2,2,4.025157121979049E-3,9.2413428541084554E-3,2.6324799800000185E-4,2.3554529049211246E-3,9.0258064516128434E-6,null,6.5075967709234559E-5,1.5959237766258093E-2,null,4.1513098632072259E-3,7.1426264284954214E-3,1.2622826305760073E-4,2.4893515374725889E-3,3.7946571402702613E-6,null,6.1236103203643312E-5,{"$f":"SUM(N772:T772)","v":1.397454685257675E-2}]
[2004,2,2,3,3.8707112090592042E-3,9.0979177153577666E-3,2.6324799800000185E-4,2.368185853353542E-3,9.0258064516128434E-6,null,6.5075967709234559E-5,1.5674099663019976E-2,null,3.9920234497315297E-3,7.0317732545872756E-3,1.2622826305760073E-4,2.502808306101066E-3,3.7946571402702613E-6,null,6.1236103203643312E-5,1.3717864033821386E-2]
[2004,2,2,4,4.2182849601931282E-3,8.6029678010843859E-3,2.6324799800000185E-4,2.6720406728176294E-3,9.0258064516128434E-6,null,6.5075967709234559E-5,1.5830578319344608E-2,null,4.3504905350026683E-3,6.6492268655742419E-3,1.2622826305760073E-4,2.8239361284494013E-3,3.7946571402702613E-6,null,6.1236103203643312E-5,1.4014912552427827E-2]
[2004,2,2,5,4.1356251416409303E-3,8.6968449457150276E-3,2.6324799800000185E-4,2.5833292844596673E-3,9.0258064516128434E-6,null,6.5075967709234559E-5,1.5753084257065088E-2,null,4.2652400690834785E-3,6.7217844348426955E-3,1.2622826305760073E-4,2.7301818315416415E-3,3.7946571402702613E-6,null,6.1236103203643312E-5,1.3908465358869328E-2]
[2004,2,2,6,4.5301831673062991E-3,9.3566154833307543E-3,2.6324799800000185E-4,2.8165880254806658E-3,9.0258064516128434E-6,null,6.5075967709234559E-5,1.7040671561367186E-2,null,4.6721639664410288E-3,7.2317205505254582E-3,1.2622826305760073E-4,2.9767004540861186E-3,3.7946571402702613E-6,null,6.1236103203643312E-5,1.5071843994454119E-2]
[2004,2,2,7,5.2813271542925923E-3,1.0249543932960448E-2,2.6324799800000185E-4,2.6811593218631215E-3,9.0258064516128434E-6,null,6.5075967709234559E-5,1.8549315294365626E-2,null,5.4468496115896723E-3,7.9218642281020431E-3,1.2622826305760073E-4,2.8335731383737537E-3,3.7946571402702613E-6,null,6.1236103203643312E-5,1.6393546001466985E-2]
[2004,2,2,8,6.3636036857442494E-3,1.1669666512195219E-2,1.9743599850000139E-4,3.0395669560085038E-3,9.0258064516128434E-6,null,6.5075967709234559E-5,2.1342069809812375E-2,null,6.5630458502905263E-3,9.019475822680624E-3,9.4671197293200551E-5,3.2123548976004772E-3,3.7946571402702613E-6,null,6.1236103203643312E-5,1.895457852820874E-2]
[2004,2,2,9,6.7412488452026865E-3,1.2272143941890013E-2,0,3.1622300741787701E-3,9.0258064516128434E-6,null,6.5075967709234559E-5,2.2240698828980703E-2,null,6.952526814074985E-3,9.4851301415220576E-3,0,3.3419909523780445E-3,3.7946571402702613E-6,null,6.1236103203643312E-5,1.9844678668318998E-2]
[2004,2,2,10,6.302097920463501E-3,1.3070455418308004E-2,0,3.6669254891653954E-3,9.0258064516128434E-6,null,6.5075967709234559E-5,2.3104554795646135E-2,null,6.4996124283602692E-3,1.0102144436917383E-2,0,3.8753764022112658E-3,3.7946571402702613E-6,null,6.1236103203643312E-5,2.0542164027832828E-2]
[2004,2,2,11,6.235394128929715E-3,1.282103243670325E-2,0,3.7157973427161609E-3,9.0258064516128434E-6,null,6.5075967709234559E-5,2.283729987605836E-2,null,6.430818068459263E-3,9.9093656158727519E-3,0,3.9270264366999862E-3,3.7946571402702613E-6,null,6.1236103203643312E-5,2.0332240881375915E-2]
[2004,2,2,12,6.0495331680373472E-3,1.3235531427739478E-2,0,3.3480696605901169E-3,9.0258064516128434E-6,null,6.5075967709234559E-5,2.2698210224076174E-2,null,6.2391320257146003E-3,1.0229731551289143E-2,0,3.5383948198422712E-3,3.7946571402702613E-6,null,6.1236103203643312E-5,2.0072289157189928E-2]
[2004,2,2,13,6.077555329322833E-3,1.2940712225802214E-2,0,3.0604889673425243E-3,9.0258064516128434E-6,null,6.5075967709234559E-5,2.2143832490176804E-2,null,6.2680324315888495E-3,1.0001866028212176E-2,0,3.2344662465357715E-3,3.7946571402702613E-6,null,6.1236103203643312E-5,1.9569395466680711E-2]
[2004,2,2,14,5.8545482749822178E-3,1.3405167555140948E-2,0,3.0495346508190358E-3,9.0258064516128434E-6,null,6.5075967709234559E-5,2.2374326448651439E-2,null,6.0380360969876775E-3,1.0360843177157098E-2,0,3.2228892183461034E-3,3.7946571402702613E-6,null,6.1236103203643312E-5,1.9686799252834793E-2]
[2004,2,2,15,5.7749537057915313E-3,1.3336053140156998E-2,0,2.8246837276858418E-3,9.0258064516128434E-6,null,6.5075967709234559E-5,2.2000766541343607E-2,null,5.9559469486325026E-3,1.0307424701633825E-2,0,2.9852563664922935E-3,3.7946571402702613E-6,null,6.1236103203643312E-5,1.9313658777102533E-2]
[2004,2,2,16,6.2114206252602468E-3,1.2758191709288356E-2,0,2.7206837592603796E-3,9.0258064516128434E-6,null,6.5075967709234559E-5,2.1755372061518216E-2,null,6.4060932094729467E-3,9.8607960684048805E-3,0,2.8753443912810147E-3,3.7946571402702613E-6,null,6.1236103203643312E-5,1.9207264429502754E-2]
[2004,2,2,17,7.0858355629447875E-3,1.2267000203641234E-2,6.5811999500000462E-5,3.0850786242626769E-3,9.0258064516128434E-6,null,6.5075967709234559E-5,2.2571042587942989E-2,null,7.3079132491241736E-3,9.4811545503837354E-3,3.1557065764400181E-5,3.2604537329050456E-3,3.7946571402702613E-6,null,6.1236103203643312E-5,2.0146109358521267E-2]
[2004,2,2,18,8.4156266773210801E-3,1.2706537944026378E-2,2.6324799800000185E-4,3.1294111307954443E-3,9.0258064516128434E-6,null,6.5075967709234559E-5,2.4588860637392369E-2,null,8.6793814432406385E-3,9.8208729149502419E-3,1.2622826305760073E-4,3.3073063755822947E-3,3.7946571402702613E-6,null,6.1236103203643312E-5,2.1998819757174687E-2]
[2004,2,2,19,8.4992676630358949E-3,1.2699399791054264E-2,2.6324799800000185E-4,3.3852353291969691E-3,9.0258064516128434E-6,null,6.5075967709234559E-5,2.4921187668536592E-2,null,8.7656438271536338E-3,9.8153558422829721E-3,1.2622826305760073E-4,3.577673216830965E-3,3.7946571402702613E-6,null,6.1236103203643312E-5,2.2349931909669083E-2]
[2004,2,2,20,8.4796000947901119E-3,1.2191683517971142E-2,2.6324799800000185E-4,3.0621731934456168E-3,9.0258064516128434E-6,null,6.5075967709234559E-5,2.4070741691456333E-2,null,8.7453598562253435E-3,9.4229423448561889E-3,1.2622826305760073E-4,3.2362462145539921E-3,3.7946571402702613E-6,null,6.1236103203643312E-5,2.1595807439037034E-2]
[2004,2,2,21,8.1746209692095968E-3,1.1635147467059861E-2,2.6324799800000185E-4,3.3896784656359319E-3,9.0258064516128434E-6,null,6.5075967709234559E-5,2.353673178715486E-2,null,8.4308223577556646E-3,8.9927960805735972E-3,1.2622826305760073E-4,3.5823689288540855E-3,3.7946571402702613E-6,null,6.1236103203643312E-5,2.1197246390584863E-2]
[2004,2,2,22,7.4771448910890383E-3,1.1534434961738782E-2,2.6324799800000185E-4,3.1248114163108954E-3,9.0258064516128434E-6,null,6.5075967709234559E-5,2.2473676154388184E-2,null,7.7114866312960302E-3,8.9149554665478407E-3,1.2622826305760073E-4,3.302445184641001E-3,3.7946571402702613E-6,null,6.1236103203643312E-5,2.0120146305886384E-2]
[2004,2,2,23,6.7089751014577379E-3,1.0938018316058937E-2,2.6324799800000185E-4,2.6668076479743736E-3,9.0258064516128434E-6,null,6.5075967709234559E-5,2.0651085950740514E-2,null,6.919241576587124E-3,8.4539855227767826E-3,1.2622826305760073E-4,2.818405625839065E-3,3.7946571402702613E-6,null,6.1236103203643312E-5,1.8382891748604486E-2]
[2004,2,2,24,5.2461198286792394E-3,1.0661022664163229E-2,2.6324799800000185E-4,2.8562855459029067E-3,9.0258064516128434E-6,null,6.5075967709234559E-5,1.9100712923994841E-2,null,5.410538850631353E-3,8.2398958071323702E-3,1.2622826305760073E-4,3.0186546291369096E-3,3.7946571402702613E-6,null,6.1236103203643312E-5,1.6860348310302146E-2]
[2004,2,3,1,4.3560285385747886E-3,1.0138473151451121E-2,2.6324799800000185E-4,2.6092076366617907E-3,9.0258064516128434E-6,null,6.5075967709234559E-5,1.7440994211937164E-2,null,4.4925511448623149E-3,7.8360177107758867E-3,1.2622826305760073E-4,2.7575312706694726E-3,3.7946571402702613E-6,null,6.1236103203643312E-5,1.5277359149709187E-2]
[2004,2,3,2,3.8446220026669125E-3,1.0208284188837576E-2,2.6324799800000185E-4,2.4158479542964796E-3,9.0258064516128434E-6,null,6.5075967709234559E-5,1.6806039031050431E-2,null,3.9651165796299424E-3,7.8899746051914535E-3,1.2622826305760073E-4,2.5531798180992854E-3,3.7946571402702613E-6,null,6.1236103203643312E-5,1.4599530026322196E-2]
[2004,2,3,3,3.7203198582179014E-3,9.8670410905566611E-3,2.6324799800000185E-4,2.4142970255843707E-3,9.0258064516128434E-6,null,6.5075967709234559E-5,1.6338942859608397E-2,null,3.8369186726584805E-3,7.6262280901231013E-3,1.2622826305760073E-4,2.5515407249270413E-3,3.7946571402702613E-6,null,6.1236103203643312E-5,1.4205946511110137E-2]
[2004,2,3,4,3.8499944056559128E-3,9.5248371651200422E-3,2.6324799800000185E-4,2.3225881341996596E-3,9.0258064516128434E-6,null,6.5075967709234559E-5,1.6034704590225081E-2,null,3.9706573594905795E-3,7.3617389525220843E-3,1.2622826305760073E-4,2.4546185282270051E-3,3.7946571402702613E-6,null,6.1236103203643312E-5,1.3978273863641182E-2]
[2004,2,3,5,3.8821633017535307E-3,9.2953324805335399E-3,2.6324799800000185E-4,2.2821285488752075E-3,9.0258064516128434E-6,null,6.5075967709234559E-5,1.5796909216411744E-2,null,4.0038344632933919E-3,7.1843549671565497E-3,1.2622826305760073E-4,2.4118589677524552E-3,3.7946571402702613E-6,null,6.1236103203643312E-5,1.3791307421603911E-2]
[2004,2,3,6,4.2082476352099194E-3,1.0108846759303174E-2,2.6324799800000185E-4,2.473384549885143E-3,9.0258064516128434E-6,null,6.5075967709234559E-5,1.7127763829647702E-2,null,4.3401386294893438E-3,7.8131194962114507E-3,1.2622826305760073E-4,2.6139871525997279E-3,3.7946571402702613E-6,null,6.1236103203643312E-5,1.4958504301702036E-2]
[2004,2,3,7,5.0693847812544376E-3,1.101007452595182E-2,2.6324799800000185E-4,2.7337790000897212E-3,9.0258064516128434E-6,null,6.5075967709234559E-5,1.9150523192545444E-2,null,5.2282647372699723E-3,8.5096777092093321E-3,1.2622826305760073E-4,2.8891840472656406E-3,3.7946571402702613E-6,null,6.1236103203643312E-5,1.6818385517146459E-2]
[2004,2,3,8,6.0607161780323725E-3,1.2285939393866747E-2,1.9743599850000139E-4,3.0199957216833382E-3,9.0258064516128434E-6,null,6.5075967709234559E-5,2.1635883949446863E-2,null,6.2506655232367715E-3,9.4957926352134646E-3,9.4671197293200551E-5,3.1916711122631438E-3,3.7946571402702613E-6,null,6.1236103203643312E-5,1.9097831228350494E-2]
[2004,2,3,9,6.3731320123972986E-3,1.2586571441914772E-2,0,3.2045927724570853E-3,9.0258064516128434E-6,null,6.5075967709234559E-5,2.2229372194478389E-2,null,6.572872804920118E-3,9.7281509023549005E-3,0,3.3867618106152388E-3,3.7946571402702613E-6,null,6.1236103203643312E-5,1.9752816278234171E-2]
[2004,2,3,10,5.9277580142755183E-3,1.3115636144854816E-2,0,3.645453977926684E-3,9.0258064516128434E-6,null,6.5075967709234559E-5,2.2753924104766253E-2,null,6.1135403080286813E-3,1.013706458397679E-2,0,3.8526843163698226E-3,3.7946571402702613E-6,null,6.1236103203643312E-5,2.0168319968719206E-2]
[2004,2,3,11,5.7187417951729208E-3,1.3214870309112245E-2,0,3.4569917059417733E-3,9.0258064516128434E-6,null,6.5075967709234559E-5,2.2455679777936173E-2,null,5.8979732964472113E-3,1.021376258938838E-2,0,3.6535086735280378E-3,3.7946571402702613E-6,null,6.1236103203643312E-5,1.9830275319707543E-2]
[2004,2,3,12,5.9599119620440504E-3,1.3103952600990025E-2,0,3.4516307167759249E-3,9.0258064516128434E-6,null,6.5075967709234559E-5,2.2580571247519231E-2,null,6.1467019950057428E-3,1.0128034382359498E-2,0,3.647842932304982E-3,3.7946571402702613E-6,null,6.1236103203643312E-5,1.9987610070014136E-2]
[2004,2,3,13,5.8992936981540284E-3,1.2737601564734425E-2,0,3.2975999116242548E-3,9.0258064516128434E-6,null,6.5075967709234559E-5,2.1999571142221942E-2,null,6.0841838897116515E-3,9.8448819623080525E-3,0,3.4850560555980199E-3,3.7946571402702613E-6,null,6.1236103203643312E-5,1.9479152667961637E-2]
[2004,2,3,14,5.5519043817596238E-3,1.3038358452239048E-2,0,3.4706218560741006E-3,9.0258064516128434E-6,null,6.5075967709234559E-5,2.2125960657782006E-2,null,5.7259070195625778E-3,1.007733671776467E-2,0,3.6679136463963142E-3,3.7946571402702613E-6,null,6.1236103203643312E-5,1.9536188144067476E-2]
[2004,2,3,15,5.5868423606950414E-3,1.3017897040636935E-2,0,3.2348362546395751E-3,9.0258064516128434E-6,null,6.5075967709234559E-5,2.1904651623680785E-2,null,5.7619399922291988E-3,1.0061522109262335E-2,0,3.4187245209340114E-3,3.7946571402702613E-6,null,6.1236103203643312E-5,1.930721738276946E-2]
[2004,2,3,16,5.6198033898894554E-3,1.2691119069106622E-2,0,2.9386633769246163E-3,9.0258064516128434E-6,null,6.5075967709234559E-5,2.1314661803629929E-2,null,5.7959340554296322E-3,9.8089556789772731E-3,0,3.1057153298111252E-3,3.7946571402702613E-6,null,6.1236103203643312E-5,1.8775635824561945E-2]
[2004,2,3,17,6.6551628607034868E-3,1.2249837661819449E-2,6.5811999500000462E-5,3.3086432756676662E-3,9.0258064516128434E-6,null,6.5075967709234559E-5,2.2346771995284891E-2,null,6.8637428024934137E-3,9.4678896356704002E-3,3.1557065764400181E-5,3.4967271933239751E-3,3.7946571402702613E-6,null,6.1236103203643312E-5,1.9924947457596102E-2]
[2004,2,3,18,7.9731367843341727E-3,1.2624004265172569E-2,2.6324799800000185E-4,3.6599138417693364E-3,9.0258064516128434E-6,null,6.5075967709234559E-5,2.4594339776525545E-2,null,8.2230234424322361E-3,9.7570827012195514E-3,1.2622826305760073E-4,3.8679661690501064E-3,3.7946571402702613E-6,null,6.1236103203643312E-5,2.2039331336103408E-2]
[2004,2,3,19,8.4628672239218713E-3,1.2661235999172701E-2,2.6324799800000185E-4,3.4376900323157414E-3,9.0258064516128434E-6,null,6.5075967709234559E-5,2.4899078140659777E-2,null,8.728102559237904E-3,9.7858590783593546E-3,1.2622826305760073E-4,3.6331097724010527E-3,3.7946571402702613E-6,null,6.1236103203643312E-5,2.2338330433399823E-2]
[2004,2,3,20,8.3847458684334231E-3,1.2087388721343835E-2,2.6324799800000185E-4,3.2124122143567572E-3,9.0258064516128434E-6,null,6.5075967709234559E-5,2.4021831689383481E-2,null,8.6475327966824347E-3,9.3423329807729612E-3,1.2622826305760073E-4,3.3950257583572879E-3,3.7946571402702613E-6,null,6.1236103203643312E-5,2.1576150559214198E-2]
[2004,2,3,21,7.9175226488470089E-3,1.2068798227113061E-2,2.6324799800000185E-4,3.1771746811424749E-3,9.0258064516128434E-6,null,6.5075967709234559E-5,2.3500780442352012E-2,null,8.1656663002921317E-3,9.3279644027959557E-3,1.2622826305760073E-4,3.3577851040014102E-3,3.7946571402702613E-6,null,6.1236103203643312E-5,2.104267483049101E-2]
[2004,2,3,22,7.4488723825993954E-3,1.2053006777379272E-2,2.6324799800000185E-4,3.1970157432544186E-3,9.0258064516128434E-6,null,6.5075967709234559E-5,2.3036179788482554E-2,null,7.6823280320677456E-3,9.3157592040501169E-3,1.2622826305760073E-4,3.3787540558196639E-3,3.7946571402702613E-6,null,6.1236103203643312E-5,2.0568100315339038E-2]
[2004,2,3,23,6.5002566364234593E-3,1.162050014301861E-2,2.6324799800000185E-4,2.372037278405569E-3,9.0258064516128434E-6,null,6.5075967709234559E-5,2.0830078943097102E-2,null,6.7039816510058182E-3,8.9814751756515081E-3,1.2622826305760073E-4,2.5068786701718964E-3,3.7946571402702613E-6,null,6.1236103203643312E-5,1.8383594520230737E-2]
[2004,2,3,24,5.1876438380992328E-3,1.0742214930469453E-2,2.6324799800000185E-4,2.3783145366570364E-3,9.0258064516128434E-6,null,6.5075967709234559E-5,1.8645458190475188E-2,null,5.3502301597904249E-3,8.3026492441883766E-3,1.2622826305760073E-4,2.5135127669295753E-3,3.7946571402702613E-6,null,6.1236103203643312E-5,1.6357651194309892E-2]
[2004,2,4,1,4.2973649003105723E-3,1.0396333554550163E-2,2.6324799800000185E-4,2.4649587825836543E-3,9.0258064516128434E-6,null,6.5075967709234559E-5,1.7495942122693856E-2,null,4.4320489252575E-3,8.0353178080792668E-3,1.2622826305760073E-4,2.6050824121387635E-3,3.7946571402702613E-6,null,6.1236103203643312E-5,1.5263708168877045E-2]
[2004,2,4,2,3.9659616716036308E-3,9.9752810590560594E-3,2.6324799800000185E-4,2.580458946894315E-3,9.0258064516128434E-6,null,6.5075967709234559E-5,1.685898656280347E-2,null,4.0902591639292692E-3,7.7098866743600886E-3,1.2622826305760073E-4,2.7271483260886365E-3,3.7946571402702613E-6,null,6.1236103203643312E-5,1.4718553187779509E-2]
[2004,2,4,3,3.8037601254639832E-3,9.7334140652740424E-3,2.6324799800000185E-4,2.5159590095679401E-3,9.0258064516128434E-6,null,6.5075967709234559E-5,1.6390418085555431E-2,null,3.9229740473706604E-3,7.5229478702013245E-3,1.2622826305760073E-4,2.6589818100802537E-3,3.7946571402702613E-6,null,6.1236103203643312E-5,1.4296162751053753E-2]
[2004,2,4,4,3.8677042022375592E-3,9.5730714566883701E-3,2.6324799800000185E-4,2.307161769610779E-3,9.0258064516128434E-6,null,6.5075967709234559E-5,1.608522231378617E-2,null,3.9889222000910468E-3,7.3990191975205179E-3,1.2622826305760073E-4,2.4383152328706376E-3,3.7946571402702613E-6,null,6.1236103203643312E-5,1.4017515653883716E-2]
[2004,2,4,5,3.9116460121596721E-3,9.3115697669126137E-3,2.6324799800000185E-4,2.2861772526625796E-3,9.0258064516128434E-6,null,6.5075967709234559E-5,1.5846677916984332E-2,null,4.0342411934641935E-3,7.1969047526854639E-3,1.2622826305760073E-4,2.4161378251122477E-3,3.7946571402702613E-6,null,6.1236103203643312E-5,1.3838542794663419E-2]
[2004,2,4,6,4.1987030131634285E-3,1.0239955220407455E-2,2.6324799800000185E-4,2.4057818617366526E-3,9.0258064516128434E-6,null,6.5075967709234559E-5,1.7181724980556999E-2,null,4.3302948687512039E-3,7.9144531199138203E-3,1.2622826305760073E-4,2.5425415060626516E-3,3.7946571402702613E-6,null,6.1236103203643312E-5,1.497854851812919E-2]
[2004,2,4,7,5.0641382958817663E-3,1.114780533021938E-2,2.6324799800000185E-4,2.6616291623951919E-3,9.0258064516128434E-6,null,6.5075967709234559E-5,1.92108576737458E-2,null,5.2228538214188084E-3,8.6161297365942979E-3,1.2622826305760073E-4,2.8129327628446986E-3,3.7946571402702613E-6,null,6.1236103203643312E-5,1.6843175344259321E-2]
[2004,2,4,8,5.9889383893170388E-3,1.2615834023729205E-2,1.9743599850000139E-4,2.8300442891644904E-3,9.0258064516128434E-6,null,6.5075967709234559E-5,2.1704049358075139E-2,null,6.1766381416406297E-3,9.750767928206382E-3,9.4671197293200551E-5,2.9909216557157422E-3,3.7946571402702613E-6,null,6.1236103203643312E-5,1.9078029683199868E-2]
[2004,2,4,9,6.3037045272630347E-3,1.2910164492709342E-2,0,3.020461096036927E-3,9.0258064516128434E-6,null,6.5075967709234559E-5,2.229940608371854E-2,null,6.5012693879400035E-3,9.9782557099754952E-3,0,3.1921629413972294E-3,3.7946571402702613E-6,null,6.1236103203643312E-5,1.973671879965664E-2]
[2004,2,4,10,5.8993827406498035E-3,1.3326039118290854E-2,0,3.5351116950984975E-3,9.0258064516128434E-6,null,6.5075967709234559E-5,2.2825609521748388E-2,null,6.0842757228947433E-3,1.0299684872220955E-2,0,3.7360694900522577E-3,3.7946571402702613E-6,null,6.1236103203643312E-5,2.018506084551187E-2]
[2004,2,4,11,5.7070107129204364E-3,1.3375603144605069E-2,0,3.3787362531340535E-3,9.0258064516128434E-6,null,6.5075967709234559E-5,2.2526426078368789E-2,null,5.8858745494952194E-3,1.0337992868130572E-2,0,3.570804692754101E-3,3.7946571402702613E-6,null,6.1236103203643312E-5,1.9859702870723805E-2]
[2004,2,4,12,5.9444079523589934E-3,1.3271303047804732E-2,0,3.3709257956237417E-3,9.0258064516128434E-6,null,6.5075967709234559E-5,2.2651712763496697E-2,null,6.1307120730289353E-3,1.025737940754789E-2,0,3.5625502401301331E-3,3.7946571402702613E-6,null,6.1236103203643312E-5,2.0015672481050871E-2]
[2004,2,4,13,5.863598694037667E-3,1.2960851793326929E-2,0,3.1793540145560462E-3,9.0258064516128434E-6,null,6.5075967709234559E-5,2.2068880469629876E-2,null,6.0473701658829981E-3,1.0017431883687016E-2,0,3.3600883243173015E-3,3.7946571402702613E-6,null,6.1236103203643312E-5,1.9489921134231231E-2]
[2004,2,4,14,5.4822461388691094E-3,1.3344996611103461E-2,0,3.3033512793581412E-3,9.0258064516128434E-6,null,6.5075967709234559E-5,2.2195669997039945E-2,null,5.6540656126306422E-3,1.0314337103105468E-2,0,3.4911343669414598E-3,3.7946571402702613E-6,null,6.1236103203643312E-5,1.9524567843021482E-2]
[2004,2,4,15,5.5175301685426292E-3,1.3324643330490679E-2,0,3.0664139535496837E-3,9.0258064516128434E-6,null,6.5075967709234559E-5,2.1973663420292226E-2,null,5.6904554816366408E-3,1.0298606068957458E-2,0,3.2407280459092512E-3,3.7946571402702613E-6,null,6.1236103203643312E-5,1.9294820356847261E-2]
[2004,2,4,16,5.6106006782511708E-3,1.2836042062644657E-2,0,2.8700934456053285E-3,9.0258064516128434E-6,null,6.5075967709234559E-5,2.1381812154210391E-2,null,5.7864429209385946E-3,9.92096654364087E-3,0,3.0332474559693536E-3,3.7946571402702613E-6,null,6.1236103203643312E-5,1.8805687680892733E-2]
[2004,2,4,17,6.5399163799555937E-3,1.2689093373750496E-2,6.5811999500000462E-5,3.0550386881132005E-3,9.0258064516128434E-6,null,6.5075967709234559E-5,2.2417176638913579E-2,null,{"$f":"E835*Y$5","v":6.7448843734357611E-3},{"$f":"F835*Z$5","v":9.8073900206725045E-3},{"$f":"G835*AA$5","v":3.1557065764400181E-5},{"$f":"H835*AB$5","v":3.2287061394451876E-3},{"$f":"I835*AC$5","v":3.7946571402702613E-6},null,{"$f":"K835*AE$5","v":6.1236103203643312E-5},1.9877568359661764E-2]
[2004,2,4,18,7.8706605975643641E-3,1.3043806438484452E-2,2.6324799800000185E-4,3.4200721650196322E-3,9.0258064516128434E-6,null,6.5075967709234559E-5,2.4671824086317917E-2,null,8.1173355420622231E-3,1.0081547461933868E-2,1.2622826305760073E-4,3.6144903956565931E-3,3.7946571402702613E-6,null,6.1236103203643312E-5,{"$f":"SUM(N836:T836)","v":2.2004632423054196E-2}]
[2004,2,4,19,8.4073826244400809E-3,1.2958990008846628E-2,2.6324799800000185E-4,3.2738661114691979E-3,9.0258064516128434E-6,null,6.5075967709234559E-5,2.4977523630005372E-2,null,8.6708790129005116E-3,1.0015992911965796E-2,1.2622826305760073E-4,3.459973078229794E-3,3.7946571402702613E-6,null,6.1236103203643312E-5,2.2338104026497614E-2]
[2004,2,4,20,8.2479779065306146E-3,1.2605730215950709E-2,2.6324799800000185E-4,2.9065200603369838E-3,9.0258064516128434E-6,null,6.5075967709234559E-5,2.4097513068067778E-2,null,8.5064783801684467E-3,9.7429587033343677E-3,1.2622826305760073E-4,3.0717447866515837E-3,3.7946571402702613E-6,null,6.1236103203643312E-5,2.1512440893555911E-2]
[2004,2,4,21,7.8874202017158255E-3,1.2283647156298899E-2,2.6324799800000185E-4,3.0664678025172742E-3,9.0258064516128434E-6,null,6.5075967709234559E-5,2.3574820045781469E-2,null,8.1346204101826504E-3,9.4940209666485205E-3,1.2622826305760073E-4,3.2407849559879806E-3,3.7946571402702613E-6,null,6.1236103203643312E-5,2.1060685356220663E-2]
[2004,2,4,22,7.3185404013155261E-3,1.2539551791547353E-2,2.6324799800000185E-4,2.9133786413429439E-3,9.0258064516128434E-6,null,6.5075967709234559E-5,2.3108755719455292E-2,null,7.5479113067079542E-3,9.6918094525596868E-3,1.2622826305760073E-4,3.0789932521744544E-3,3.7946571402702613E-6,null,6.1236103203643312E-5,2.0509973034843608E-2]
[2004,2,4,23,6.5208077203274106E-3,1.1690554285550185E-2,2.6324799800000185E-4,2.3470578170183085E-3,9.0258064516128434E-6,null,6.5075967709234559E-5,2.089570470814537E-2,null,6.725176827920583E-3,9.0356199658374031E-3,1.2622826305760073E-4,2.4804792204186454E-3,3.7946571402702613E-6,null,6.1236103203643312E-5,1.8432535037578145E-2]
[2004,2,4,24,5.2063300716451606E-3,1.0805898836036817E-2,2.6324799800000185E-4,2.354686985062881E-3,9.0258064516128434E-6,null,6.5075967709234559E-5,1.8704200777994326E-2,null,5.3695020399368732E-3,8.3518704833693298E-3,1.2622826305760073E-4,2.4885420779530562E-3,3.7946571402702613E-6,null,6.1236103203643312E-5,1.6401173624660773E-2]
[2004,2,5,1,4.4405685497709395E-3,1.0444771541405225E-2,2.6324799800000185E-4,2.5156231253269448E-3,9.0258064516128434E-6,null,6.5075967709234559E-5,1.7738248101752573E-2,null,4.5797407306794463E-3,8.0727554890003099E-3,1.2622826305760073E-4,2.6586268320843076E-3,3.7946571402702613E-6,null,6.1236103203643312E-5,1.5502382075165577E-2]
[2004,2,5,2,4.0179198946415596E-3,1.0256483919187417E-2,2.6324799800000185E-4,2.480782478341144E-3,9.0258064516128434E-6,null,6.5075967709234559E-5,1.7092471177419587E-2,null,4.1438458134029736E-3,7.9272281378520316E-3,1.2622826305760073E-4,2.6218056254452612E-3,3.7946571402702613E-6,null,6.1236103203643312E-5,1.4884138600101781E-2]
[2004,2,5,3,3.9125109981018964E-3,9.8462854231855593E-3,2.6324799800000185E-4,2.521332312512481E-3,9.0258064516128434E-6,null,6.5075967709234559E-5,1.6617413619049403E-2,null,4.0351332889935546E-3,7.6101860515745603E-3,1.2622826305760073E-4,2.6646605650739764E-3,3.7946571402702613E-6,null,6.1236103203643312E-5,1.4501238929043606E-2]
[2004,2,5,4,3.9804792170341956E-3,9.6918334407423753E-3,2.6324799800000185E-4,2.2983925211360833E-3,9.0258064516128434E-6,null,6.5075967709234559E-5,1.6307990064162118E-2,null,4.105231704803855E-3,7.4908102390819258E-3,1.2622826305760073E-4,2.4290474856245112E-3,3.7946571402702613E-6,null,6.1236103203643312E-5,1.4216348452911805E-2]
[2004,2,5,5,4.078587137847714E-3,9.2831379585959408E-3,2.6324799800000185E-4,2.3671327900600145E-3,9.0258064516128434E-6,null,6.5075967709234559E-5,1.6066142771753136E-2,null,4.2064144330774952E-3,7.1749298309994559E-3,1.2622826305760073E-4,2.5016953801226599E-3,3.7946571402702613E-6,null,6.1236103203643312E-5,1.4074298667601126E-2]
[2004,2,5,6,4.4153873296663738E-3,1.0117141634456362E-2,2.6324799800000185E-4,2.549864942945115E-3,9.0258064516128434E-6,null,6.5075967709234559E-5,1.7419678792317317E-2,null,4.553770304129668E-3,7.8195305985182869E-3,1.2622826305760073E-4,2.6948151681599562E-3,3.7946571402702613E-6,null,6.1236103203643312E-5,1.5259375094209425E-2]
[2004,2,5,7,5.3036194375500369E-3,1.1043781941478365E-2,2.6324799800000185E-4,2.7922274126435981E-3,9.0258064516128434E-6,null,6.5075967709234559E-5,1.9476913676921465E-2,null,5.4698405589131251E-3,8.5357301434471917E-3,1.2622826305760073E-4,2.9509550320940114E-3,3.7946571402702613E-6,null,6.1236103203643312E-5,1.7147784757855843E-2]
[2004,2,5,8,6.1645700549419627E-3,1.2737425541208037E-2,1.9743599850000139E-4,2.833404910668988E-3,9.0258064516128434E-6,null,6.5075967709234559E-5,2.2004633162683397E-2,null,6.3577742920331347E-3,9.8447459138666649E-3,9.4671197293200551E-5,2.9944733159045773E-3,3.7946571402702613E-6,null,6.1236103203643312E-5,1.935669547944149E-2]
[2004,2,5,9,6.4205923370383158E-3,1.3191175165329852E-2,0,2.931392066196446E-3,9.0258064516128434E-6,null,6.5075967709234559E-5,2.2608235536273846E-2,null,6.6218205870371052E-3,1.0195448631895516E-2,0,3.0980306724347055E-3,3.7946571402702613E-6,null,6.1236103203643312E-5,1.9980330651711242E-2]
[2004,2,5,10,6.0856583276683862E-3,1.3410333757066463E-2,0,3.5806579482828664E-3,9.0258064516128434E-6,null,6.5075967709234559E-5,2.3141726000726948E-2,null,6.2763893865931076E-3,1.0364836130453027E-2,0,3.7842048763101379E-3,3.7946571402702613E-6,null,6.1236103203643312E-5,2.0490461153700186E-2]
[2004,2,5,11,5.9719512450944531E-3,1.3226592340370432E-2,0,3.574780435410152E-3,9.0258064516128434E-6,null,6.5075967709234559E-5,2.2838399988584269E-2,null,6.1591186020992089E-3,1.0222822537880948E-2,0,3.7779932489514934E-3,3.7946571402702613E-6,null,6.1236103203643312E-5,2.0224965149275562E-2]
[2004,2,5,12,6.2549131363420175E-3,1.2982969200271512E-2,0,3.6624630330874324E-3,9.0258064516128434E-6,null,6.5075967709234559E-5,2.2965421337410197E-2,null,6.4509488224982177E-3,1.0034526409652139E-2,0,3.8706602723003799E-3,3.7946571402702613E-6,null,6.1236103203643312E-5,2.0421166264794649E-2]
[2004,2,5,13,6.1203204498327946E-3,1.2823534154983758E-2,0,3.3655861295634913E-3,9.0258064516128434E-6,null,6.5075967709234559E-5,2.237451670208928E-2,null,6.3121378568416564E-3,9.9112991919113325E-3,0,3.5569070341509757E-3,3.7946571402702613E-6,null,6.1236103203643312E-5,1.9845374843247877E-2]
[2004,2,5,14,5.7283998488525745E-3,1.3198318656339287E-2,0,3.5112681635463172E-3,9.0258064516128434E-6,null,6.5075967709234559E-5,2.2503062636447413E-2,null,5.9079340438875543E-3,1.0200969830327521E-2,0,3.7108705434699724E-3,3.7946571402702613E-6,null,6.1236103203643312E-5,1.9884805178028962E-2]
[2004,2,5,15,5.8293624246649311E-3,1.3004665625028992E-2,0,3.3788780903221691E-3,9.0258064516128434E-6,null,6.5075967709234559E-5,2.2277982107725327E-2,null,6.0120608951093448E-3,1.0051295558824842E-2,0,3.5709545928525356E-3,3.7946571402702613E-6,null,6.1236103203643312E-5,1.9699341807130635E-2]
[2004,2,5,16,5.9649962350958223E-3,1.2405202841482891E-2,0,3.2426590717210711E-3,9.0258064516128434E-6,null,6.5075967709234559E-5,2.1677934116009018E-2,null,6.1519456146278961E-3,9.5879712575570597E-3,0,3.4269920357242684E-3,3.7946571402702613E-6,null,6.1236103203643312E-5,1.9231939668253137E-2]
[2004,2,5,17,6.8551716753087509E-3,1.239548179662768E-2,6.5811999500000462E-5,3.3438566050827015E-3,9.0258064516128434E-6,null,6.5075967709234559E-5,2.2727638274113421E-2,null,7.0700201078600635E-3,9.5804578698393279E-3,3.1557065764400181E-5,3.5339422679857126E-3,3.7946571402702613E-6,null,6.1236103203643312E-5,2.0281008071793415E-2]
[2004,2,5,18,8.1055763830998641E-3,1.3034584952149694E-2,2.6324799800000185E-4,3.5360629679526455E-3,9.0258064516128434E-6,null,6.5075967709234559E-5,2.5013509188451674E-2,null,8.3596138402661727E-3,1.0074420182593143E-2,1.2622826305760073E-4,3.7370748391879088E-3,3.7946571402702613E-6,null,6.1236103203643312E-5,2.2362367885448736E-2]
[2004,2,5,19,8.579681732997415E-3,1.3142506144282489E-2,2.6324799800000185E-4,3.2639709471855142E-3,9.0258064516128434E-6,null,6.5075967709234559E-5,2.5323443709714889E-2,null,8.8485781603127242E-3,1.015783238483383E-2,1.2622826305760073E-4,3.4495154110984884E-3,3.7946571402702613E-6,null,6.1236103203643312E-5,2.2647184979646556E-2]
[2004,2,5,20,8.5994847370563926E-3,1.2305591116175333E-2,2.6324799800000185E-4,3.1888845182646234E-3,9.0258064516128434E-6,null,6.5075967709234559E-5,2.4431245256745813E-2,null,8.8690018117578498E-3,9.5109814355147492E-3,1.2622826305760073E-4,3.3701606012922596E-3,3.7946571402702613E-6,null,6.1236103203643312E-5,2.1941402871966373E-2]
[2004,2,5,21,8.1697678703692329E-3,1.2106667454988049E-2,2.6324799800000185E-4,3.2875915215895197E-3,9.0258064516128434E-6,null,6.5075967709234559E-5,2.390131173219627E-2,null,8.4258171575926407E-3,9.3572334984367844E-3,1.2622826305760073E-4,3.4744787262578573E-3,3.7946571402702613E-6,null,6.1236103203643312E-5,2.1448788405688798E-2]
[2004,2,5,22,7.6459682501285754E-3,1.2241304723715641E-2,2.6324799800000185E-4,3.2042369175734366E-3,9.0258064516128434E-6,null,6.5075967709234559E-5,2.3428794776667122E-2,null,7.885601095472778E-3,9.461294534701294E-3,1.2622826305760073E-4,3.3863857267207669E-3,3.7946571402702613E-6,null,6.1236103203643312E-5,2.0924540380296352E-2]
[2004,2,5,23,6.7861682063193136E-3,1.1526148608851027E-2,2.6324799800000185E-4,2.5354919163464462E-3,9.0258064516128434E-6,null,6.5075967709234559E-5,2.1185093616766255E-2,null,6.998853996145517E-3,8.908550951093077E-3,1.2622826305760073E-4,2.6796250890941515E-3,3.7946571402702613E-6,null,6.1236103203643312E-5,1.8778289059734256E-2]
[2004,2,5,24,5.4499451882877919E-3,1.0650032934783053E-2,2.6324799800000185E-4,2.5259764586530288E-3,9.0258064516128434E-6,null,6.5075967709234559E-5,1.8963239466973338E-2,null,5.6207523156149809E-3,8.2314018541699008E-3,1.2622826305760073E-4,2.6695687134436876E-3,3.7946571402702613E-6,null,6.1236103203643312E-5,1.6712981906630085E-2]
[2004,2,6,1,4.5920613881703185E-3,1.0073019825561795E-2,2.6324799800000185E-4,2.5967338358659138E-3,9.0258064516128434E-6,null,6.5075967709234559E-5,1.7599099934847491E-2,null,4.7359815171120001E-3,7.7854288880571006E-3,1.2622826305760073E-4,2.7443483812453332E-3,3.7946571402702613E-6,null,6.1236103203643312E-5,1.5457017809815947E-2]
[2004,2,6,2,4.3612373526936655E-3,9.9796428391356051E-3,2.6324799800000185E-4,2.701317640372832E-3,9.0258064516128434E-6,null,6.5075967709234559E-5,1.7379482717451565E-2,null,4.4979232088021882E-3,7.7132578906609316E-3,1.2622826305760073E-4,2.8548773814219457E-3,3.7946571402702613E-6,null,6.1236103203643312E-5,1.5257317504286581E-2]
[2004,2,6,3,4.2329383742502622E-3,9.8064874028485211E-3,2.6324799800000185E-4,2.60179918543105E-3,9.0258064516128434E-6,null,6.5075967709234559E-5,1.6978509847779294E-2,null,4.3656032027723007E-3,7.5794261937975329E-3,1.2622826305760073E-4,2.7497016768690597E-3,3.7946571402702613E-6,null,6.1236103203643312E-5,1.4885990096840407E-2]
[2004,2,6,4,4.3449606615733301E-3,9.5430940277378903E-3,2.6324799800000185E-4,2.5395166217766058E-3,9.0258064516128434E-6,null,6.5075967709234559E-5,1.6764856196337292E-2,null,4.481136388725211E-3,7.3758496668949068E-3,1.2622826305760073E-4,2.6838785838804451E-3,3.7946571402702613E-6,null,6.1236103203643312E-5,1.4732123662902077E-2]
[2004,2,6,5,4.3832363316628434E-3,9.3303629462176962E-3,2.6324799800000185E-4,2.4685190384589909E-3,9.0258064516128434E-6,null,6.5075967709234559E-5,1.6519403201588994E-2,null,4.5206116593664069E-3,7.2114299857927123E-3,1.2622826305760073E-4,2.6088450551610665E-3,3.7946571402702613E-6,null,6.1236103203643312E-5,1.45321457237217E-2]
[2004,2,6,6,4.6872768037472083E-3,1.0084369236647924E-2,2.6324799800000185E-4,2.6745070040251353E-3,9.0258064516128434E-6,null,6.5075967709234559E-5,1.7783437929669733E-2,null,4.8341810859326515E-3,7.7942008387196175E-3,1.2622826305760073E-4,2.8265426613036538E-3,3.7946571402702613E-6,null,6.1236103203643312E-5,1.5646183609357437E-2]
[2004,2,6,7,5.6172698543141397E-3,1.089870405609281E-2,2.6324799800000185E-4,2.5350658460222414E-3,9.0258064516128434E-6,null,6.5075967709234559E-5,1.9388324641678653E-2,null,5.7933211161321418E-3,8.4235995629997392E-3,1.2622826305760073E-4,2.6791747982755939E-3,3.7946571402702613E-6,null,6.1236103203643312E-5,1.7087354500808987E-2]
[2004,2,6,8,6.5478725616700071E-3,1.2330763490544143E-2,1.9743599850000139E-4,3.1063988681879744E-3,9.0258064516128434E-6,null,6.5075967709234559E-5,2.2254267576266532E-2,null,6.7530899104181969E-3,9.5304371433348224E-3,9.4671197293200551E-5,3.2829859524556239E-3,3.7946571402702613E-6,null,6.1236103203643312E-5,1.9726214963845756E-2]
[2004,2,6,9,6.6884097722621789E-3,1.2558280183691211E-2,0,3.4115444844318638E-3,9.0258064516128434E-6,null,6.5075967709234559E-5,2.2723310408094489E-2,null,6.8980317079180339E-3,9.7062846117223489E-3,0,3.6054779485225896E-3,3.7946571402702613E-6,null,6.1236103203643312E-5,2.0274825028506888E-2]
[2004,2,6,10,6.3392618274618661E-3,1.3058748984788747E-2,0,3.4694034460041306E-3,9.0258064516128434E-6,null,6.5075967709234559E-5,2.2932490225963977E-2,null,6.5379410920626624E-3,1.0093096543904638E-2,0,3.6666259742995319E-3,3.7946571402702613E-6,null,6.1236103203643312E-5,2.0362694370610748E-2]
[2004,2,6,11,6.4134474096307712E-3,1.2715006383716615E-2,0,3.8830534625512573E-3,9.0258064516128434E-6,null,6.5075967709234559E-5,2.307658322360788E-2,null,6.6144517299415954E-3,9.8274181651475875E-3,0,4.1037904374547117E-3,3.7946571402702613E-6,null,6.1236103203643312E-5,2.0610691092887806E-2]
[2004,2,6,12,6.2458148187652428E-3,1.2569334251987726E-2,0,3.7397349058882192E-3,9.0258064516128434E-6,null,6.5075967709234559E-5,2.2619959944350423E-2,null,6.4415653538905408E-3,9.7148282921812948E-3,0,3.9523247602458378E-3,3.7946571402702613E-6,null,6.1236103203643312E-5,2.0173749166661589E-2]
[2004,2,6,13,6.2261290585960737E-3,1.2334290004293877E-2,0,3.4777218678875752E-3,9.0258064516128434E-6,null,6.5075967709234559E-5,2.2103216898486759E-2,null,6.4212626208844754E-3,9.5331627829639259E-3,0,3.6754172671594463E-3,3.7946571402702613E-6,null,6.1236103203643312E-5,1.9694873431351761E-2]
[2004,2,6,14,5.7956551642288036E-3,1.2507300970268247E-2,0,3.5900988035924833E-3,9.0258064516128434E-6,null,6.5075967709234559E-5,2.1958130905798769E-2,null,5.977297212979741E-3,9.6668828188393053E-3,0,3.7941824087120595E-3,3.7946571402702613E-6,null,6.1236103203643312E-5,1.9503393200875022E-2]
[2004,2,6,15,5.8964223920213929E-3,1.2427261893934271E-2,0,3.4699964852408253E-3,9.0258064516128434E-6,null,6.5075967709234559E-5,2.1858756738905721E-2,null,6.0812225937653119E-3,9.6050206813815143E-3,0,3.6672527255848424E-3,3.7946571402702613E-6,null,6.1236103203643312E-5,1.9418526761075579E-2]
[2004,2,6,16,6.3345959857188799E-3,1.1857966279696004E-2,0,2.9457492908906476E-3,9.0258064516128434E-6,null,6.5075967709234559E-5,2.1203387524014763E-2,null,6.533129017835284E-3,9.1650125609083061E-3,0,3.1132040513172465E-3,3.7946571402702613E-6,null,6.1236103203643312E-5,1.887637639040475E-2]
[2004,2,6,17,6.8268003619243048E-3,1.1785639155867431E-2,6.5811999500000462E-5,2.9681054294842771E-3,9.0258064516128434E-6,null,6.5075967709234559E-5,2.17136731443703E-2,null,7.0407596070856029E-3,9.1091109853136554E-3,3.1557065764400181E-5,3.1368310522493096E-3,3.7946571402702613E-6,null,6.1236103203643312E-5,1.9383289470756879E-2]
[2004,2,6,18,7.9912440403987935E-3,1.1811455621414457E-2,2.6324799800000185E-4,3.3057723627879874E-3,9.0258064516128434E-6,null,6.5075967709234559E-5,2.3445756909850703E-2,null,8.2416981993221547E-3,9.129064510685193E-3,1.2622826305760073E-4,3.4936930798521891E-3,3.7946571402702613E-6,null,6.1236103203643312E-5,2.1055714813261052E-2]
[2004,2,6,19,8.3676980766001774E-3,1.1854507678965894E-2,2.6324799800000185E-4,3.1973058590062811E-3,9.0258064516128434E-6,null,6.5075967709234559E-5,2.375679649982182E-2,null,8.62995070876919E-3,9.1623394111972224E-3,1.2622826305760073E-4,3.3790606635601263E-3,3.7946571402702613E-6,null,6.1236103203643312E-5,2.1362609806928053E-2]
[2004,2,6,20,7.9318545193783722E-3,1.1051647465778082E-2,2.6324799800000185E-4,3.177438212661329E-3,9.0258064516128434E-6,null,6.5075967709234559E-5,2.2498225083067251E-2,null,8.180447347017037E-3,8.5418094008261301E-3,1.2622826305760073E-4,3.3580636162952714E-3,3.7946571402702613E-6,null,6.1236103203643312E-5,2.0271579387539949E-2]
[2004,2,6,21,7.7707731675017771E-3,1.1321933981163254E-2,2.6324799800000185E-4,2.9574321648564677E-3,9.0258064516128434E-6,null,6.5075967709234559E-5,2.2387424198770968E-2,null,8.014317532811106E-3,8.7507136302799465E-3,1.2622826305760073E-4,3.1255510526978099E-3,3.7946571402702613E-6,null,6.1236103203643312E-5,2.0081841239190375E-2]
[2004,2,6,22,7.2393593855923574E-3,1.1175223427235028E-2,2.6324799800000185E-4,2.7327460626909365E-3,9.0258064516128434E-6,null,6.5075967709234559E-5,2.1484613760767789E-2,null,7.4662486730295097E-3,8.6373211616344314E-3,1.2622826305760073E-4,2.8880923912633465E-3,3.7946571402702613E-6,null,6.1236103203643312E-5,1.9182921249328799E-2]
[2004,2,6,23,6.8125439201959159E-3,1.045370359630781E-2,2.6324799800000185E-4,2.5355628421488857E-3,9.0258064516128434E-6,null,6.5075967709234559E-5,2.0139095243902078E-2,null,7.0260563531832554E-3,8.0796590670208588E-3,1.2622826305760073E-4,2.6797000467615201E-3,3.7946571402702613E-6,null,6.1236103203643312E-5,1.7976674490367148E-2]
[2004,2,6,24,5.9800546064859754E-3,9.3825019339135712E-3,2.6324799800000185E-4,2.6008383656205918E-3,9.0258064516128434E-6,null,6.5075967709234559E-5,1.8300679791269602E-2,null,6.1674759315276861E-3,7.2517281672746375E-3,1.2622826305760073E-4,2.7486862380685633E-3,3.7946571402702613E-6,null,6.1236103203643312E-5,1.6359149360272402E-2]
[2004,2,7,1,5.1422035478111104E-3,8.2023137098830613E-3,2.6324799800000185E-4,2.4591035150564526E-3,9.0258064516128434E-6,null,6.5075967709234559E-5,1.6140905658000089E-2,null,5.3033657220694606E-3,6.3395616420589005E-3,1.2622826305760073E-4,2.5988942946898008E-3,3.7946571402702613E-6,null,6.1236103203643312E-5,1.4433080682219676E-2]
[2004,2,7,2,4.7500446500267938E-3,8.2770507367223994E-3,2.6324799800000185E-4,2.2675998379112403E-3,9.0258064516128434E-6,null,6.5075967709234559E-5,1.5631980109909901E-2,null,4.8989161438338456E-3,6.3973258297442982E-3,1.2622826305760073E-4,2.3965043542511265E-3,3.7946571402702613E-6,null,6.1236103203643312E-5,1.3884005351230785E-2]
[2004,2,7,3,4.6370676038493376E-3,7.97461056406297E-3,2.6324799800000185E-4,2.4207630846694939E-3,9.0258064516128434E-6,null,6.5075967709234559E-5,1.5369726137831269E-2,null,4.7823982758600616E-3,6.1635700645509758E-3,1.2622826305760073E-4,2.5583743551351899E-3,3.7946571402702613E-6,null,6.1236103203643312E-5,1.369560171894774E-2]
[2004,2,7,4,4.4468477337726063E-3,8.1325917462409976E-3,2.6324799800000185E-4,2.2811333717669088E-3,9.0258064516128434E-6,null,6.5075967709234559E-5,1.5197857737029977E-2,null,4.5862167110422196E-3,6.2856735926684372E-3,1.2622826305760073E-4,2.4108072185710454E-3,3.7946571402702613E-6,null,6.1236103203643312E-5,1.3473956545683216E-2]
[2004,2,7,5,4.5127630940639419E-3,7.8192273966362878E-3,2.6324799800000185E-4,2.3304452364478912E-3,9.0258064516128434E-6,null,6.5075967709234559E-5,1.4999720612397587E-2,null,4.6541979294200354E-3,6.0434745399366345E-3,1.2622826305760073E-4,2.4629222771666891E-3,3.7946571402702613E-6,null,6.1236103203643312E-5,1.3351853769924874E-2]
[2004,2,7,6,4.7106893015030991E-3,8.4399514840951539E-3,2.6324799800000185E-4,2.3755863179725275E-3,9.0258064516128434E-6,null,6.5075967709234559E-5,1.5863511988820245E-2,null,4.8583273564783737E-3,6.5232316858276499E-3,1.2622826305760073E-4,2.510629459280904E-3,3.7946571402702613E-6,null,6.1236103203643312E-5,1.4083447524988441E-2]
[2004,2,7,7,5.130743625006322E-3,9.2882960742966605E-3,2.6324799800000185E-4,2.5159714244145938E-3,9.0258064516128434E-6,null,6.5075967709234559E-5,1.7272296008967042E-2,null,5.2915466329930766E-3,7.1789165344587711E-3,1.2622826305760073E-4,2.6589949306642146E-3,3.7946571402702613E-6,null,6.1236103203643312E-5,1.5320717121517578E-2]
[2004,2,7,8,5.927116693994745E-3,9.9725944820402233E-3,1.9743599850000139E-4,2.3963709772050531E-3,9.0258064516128434E-6,null,6.5075967709234559E-5,1.8565314809104429E-2,null,6.1128788880824856E-3,7.7078102211542683E-3,9.4671197293200551E-5,2.5325956481646781E-3,3.7946571402702613E-6,null,6.1236103203643312E-5,1.6512986715038546E-2]
[2004,2,7,9,6.4584526832543263E-3,1.0259471720442764E-2,0,2.795711045403423E-3,9.0258064516128434E-6,null,6.5075967709234559E-5,1.9578711416809749E-2,null,{"$f":"E899*Y$5","v":6.6608675171091637E-3},{"$f":"F899*Z$5","v":7.9295374070292961E-3},{"$f":"G899*AA$5","v":0},{"$f":"H899*AB$5","v":2.9546366962650682E-3},{"$f":"I899*AC$5","v":3.7946571402702613E-6},null,{"$f":"K899*AE$5","v":6.1236103203643312E-5},1.7610072380747441E-2]
[2004,2,7,10,6.8073709615831821E-3,1.0493603250073178E-2,0,2.9437703459423E-3,9.0258064516128434E-6,null,6.5075967709234559E-5,2.0309820525307894E-2,null,7.0207212684995435E-3,8.110497477192561E-3,0,3.1111126107966356E-3,3.7946571402702613E-6,null,6.1236103203643312E-5,{"$f":"SUM(N900:T900)","v":1.8307362116832652E-2}]
[2004,2,7,11,7.0539769129927456E-3,1.0402701908654225E-2,0,3.0302815444734777E-3,9.0258064516128434E-6,null,6.5075967709234559E-5,2.0552036333829682E-2,null,7.2750561149138816E-3,8.0402399038231182E-3,0,3.2025416453666964E-3,3.7946571402702613E-6,null,6.1236103203643312E-5,1.8582868424447611E-2]
[2004,2,7,12,7.5541627051042429E-3,1.0019902405394174E-2,0,3.3608217144941027E-3,9.0258064516128434E-6,null,6.5075967709234559E-5,2.0999962792701752E-2,null,7.7909182662049253E-3,7.7443744769079594E-3,0,3.5518717800164688E-3,3.7946571402702613E-6,null,6.1236103203643312E-5,1.9152195283473266E-2]
[2004,2,7,13,7.5060262075454997E-3,9.7023913602734303E-3,0,2.8586697684090351E-3,9.0258064516128434E-6,null,6.5075967709234559E-5,2.01321633039372E-2,null,7.7412731191857671E-3,7.4989704465607465E-3,0,3.0211743857191395E-3,3.7946571402702613E-6,null,6.1236103203643312E-5,1.8326448711809565E-2]
[2004,2,7,14,6.9454728762292865E-3,1.0138278917132513E-2,0,2.5950725621031591E-3,9.0258064516128434E-6,null,6.5075967709234559E-5,1.9743900323174194E-2,null,7.1631514452664812E-3,7.8358675872279016E-3,0,2.742592670321614E-3,3.7946571402702613E-6,null,6.1236103203643312E-5,1.7806642463159911E-2]
[2004,2,7,15,6.7904792665404263E-3,9.6493505649273437E-3,0,2.733187853272995E-3,9.0258064516128434E-6,null,6.5075967709234559E-5,1.9238093652449998E-2,null,7.0033001696176182E-3,7.4579752586742864E-3,0,2.8885592959772511E-3,3.7946571402702613E-6,null,6.1236103203643312E-5,1.741486548461307E-2]
[2004,2,7,16,6.8045989643963694E-3,9.2864516478558569E-3,0,2.7119604279169929E-3,9.0258064516128434E-6,null,6.5075967709234559E-5,1.886808700787845E-2,null,7.0178623939478983E-3,7.1774909787522606E-3,0,2.8661251713822966E-3,3.7946571402702613E-6,null,6.1236103203643312E-5,1.7126509304426371E-2]
[2004,2,7,17,7.7567073813872758E-3,8.744614607309258E-3,6.5811999500000462E-5,2.7692776300189208E-3,9.0258064516128434E-6,null,6.5075967709234559E-5,1.9403727815809745E-2,null,7.9998109098740645E-3,6.7587055677093919E-3,3.1557065764400181E-5,2.9267006407020023E-3,3.7946571402702613E-6,null,6.1236103203643312E-5,1.7781804944393773E-2]
[2004,2,7,18,8.8804798707397981E-3,8.9390340649382095E-3,2.6324799800000185E-4,3.1713169384182259E-3,9.0258064516128434E-6,null,6.5075967709234559E-5,2.1328115759345699E-2,null,9.1588036343012696E-3,6.9089722094947828E-3,1.2622826305760073E-4,3.3515943706497638E-3,3.7946571402702613E-6,null,6.1236103203643312E-5,1.961062923784733E-2]
[2004,2,7,19,9.1784453709069791E-3,9.0239117597585086E-3,2.6324799800000185E-4,2.9750341861853572E-3,9.0258064516128434E-6,null,6.5075967709234559E-5,2.1514676202100312E-2,null,9.4661076928149717E-3,6.9745741112729118E-3,1.2622826305760073E-4,3.1441536826914513E-3,3.7946571402702613E-6,null,6.1236103203643312E-5,1.977609451018085E-2]
[2004,2,7,20,8.8115393006889167E-3,8.8026764305583032E-3,2.6324799800000185E-4,2.786654580259596E-3,9.0258064516128434E-6,null,6.5075967709234559E-5,2.0738155196756279E-2,null,9.0877023928454728E-3,6.8035815040069928E-3,1.2622826305760073E-4,2.9450654051631528E-3,3.7946571402702613E-6,null,6.1236103203643312E-5,1.9027608325417132E-2]
[2004,2,7,21,8.2179752793386657E-3,8.4084992937027286E-3,2.6324799800000185E-4,2.968484573894883E-3,9.0258064516128434E-6,null,6.5075967709234559E-5,1.9932244032185742E-2,null,8.4755354384621531E-3,6.498922313274598E-3,1.2622826305760073E-4,3.1372317495926925E-3,3.7946571402702613E-6,null,6.1236103203643312E-5,1.830294852473096E-2]
[2004,2,7,22,7.6568390688159212E-3,8.0780780658165751E-3,2.6324799800000185E-4,2.9860082860976881E-3,9.0258064516128434E-6,null,6.5075967709234559E-5,1.905821030597965E-2,null,7.8968126172768594E-3,6.2435400130944549E-3,1.2622826305760073E-4,3.1557516188811599E-3,3.7946571402702613E-6,null,6.1236103203643312E-5,1.7487363272653988E-2]
[2004,2,7,23,7.0743726943535441E-3,8.0428622829523989E-3,2.6324799800000185E-4,2.6072107237572004E-3,9.0258064516128434E-6,null,6.5075967709234559E-5,1.8061730586312608E-2,null,7.2960911219372279E-3,6.2163217629595188E-3,1.2622826305760073E-4,2.7554208407819317E-3,3.7946571402702613E-6,null,6.1236103203643312E-5,1.6459092749080195E-2]
[2004,2,7,24,6.1920389327641406E-3,7.5140435129525491E-3,2.6324799800000185E-4,2.710652413255743E-3,9.0258064516128434E-6,null,6.5075967709234559E-5,1.6754019744221898E-2,null,6.3861040739469337E-3,5.8075981627084853E-3,1.2622826305760073E-4,2.8647428010104602E-3,3.7946571402702613E-6,null,6.1236103203643312E-5,1.5249704061067394E-2]
[2004,2,8,1,5.0853151178937928E-3,7.2328422990135298E-3,2.6324799800000185E-4,2.8264251273849767E-3,9.0258064516128434E-6,null,6.5075967709234559E-5,1.5481867429541765E-2,null,5.2446943477450665E-3,5.5902579715572717E-3,1.2622826305760073E-4,2.9870967582103104E-3,3.7946571402702613E-6,null,6.1236103203643312E-5,1.4013308100914163E-2]
[2004,2,8,2,4.6731634947518638E-3,7.5641980046150872E-3,2.6324799800000185E-4,2.696716807325496E-3,9.0258064516128434E-6,null,6.5075967709234559E-5,1.5271363191941912E-2,null,4.8196254506967136E-3,5.8463625288089531E-3,1.2622826305760073E-4,2.8500150083317802E-3,3.7946571402702613E-6,null,6.1236103203643312E-5,1.3707262011238961E-2]
[2004,2,8,3,4.4514157269802514E-3,7.4868387214871279E-3,2.6324799800000185E-4,2.6101906915789951E-3,9.0258064516128434E-6,null,6.5075967709234559E-5,1.488573002529584E-2,null,4.5909278700562153E-3,5.786571601355853E-3,1.2622826305760073E-4,2.7585702085588483E-3,3.7946571402702613E-6,null,6.1236103203643312E-5,1.3327328703372429E-2]
[2004,2,8,4,4.4215566809035871E-3,7.4154136527701028E-3,2.6324799800000185E-4,2.5721448595021979E-3,9.0258064516128434E-6,null,6.5075967709234559E-5,1.4746400078425356E-2,null,4.5601330094513521E-3,5.7313672234284053E-3,1.2622826305760073E-4,2.7183616141195676E-3,3.7946571402702613E-6,null,6.1236103203643312E-5,1.3201120870400838E-2]
[2004,2,8,5,4.2871147847068601E-3,7.2461982001519754E-3,2.6324799800000185E-4,2.5725580531156967E-3,9.0258064516128434E-6,null,6.5075967709234559E-5,1.4443155923224E-2,null,4.4214775600374054E-3,5.6005807367607539E-3,1.2622826305760073E-4,2.7187982962348788E-3,3.7946571402702613E-6,null,6.1236103203643312E-5,1.2932115616434552E-2]
[2004,2,8,6,4.5255662329884479E-3,7.6515529069021175E-3,2.6324799800000185E-4,2.5162618684924287E-3,9.0258064516128434E-6,null,6.5075967709234559E-5,1.503066589363246E-2,null,4.6674023324499428E-3,5.913879062237489E-3,1.2622826305760073E-4,2.6593018853947456E-3,3.7946571402702613E-6,null,6.1236103203643312E-5,1.3431842303483692E-2]
[2004,2,8,7,4.9848923573519366E-3,7.9655646930241655E-3,2.6324799800000185E-4,2.527996775443752E-3,9.0258064516128434E-6,null,6.5075967709234559E-5,1.5815738711069317E-2,null,5.1411242301833112E-3,6.1565785181306627E-3,1.2622826305760073E-4,2.6717038776402041E-3,3.7946571402702613E-6,null,6.1236103203643312E-5,1.4160665649355692E-2]
[2004,2,8,8,5.3959269452877757E-3,8.346148023425674E-3,1.9743599850000139E-4,2.5053875831201602E-3,9.0258064516128434E-6,null,6.5075967709234559E-5,1.651669520769802E-2,null,5.5650410829441834E-3,6.4507310668332693E-3,9.4671197293200551E-5,2.6478094378260351E-3,3.7946571402702613E-6,null,6.1236103203643312E-5,1.4823283545240601E-2]
[2004,2,8,9,6.2870769245396635E-3,8.7206157038308696E-3,0,2.517144176118574E-3,9.0258064516128434E-6,null,6.5075967709234559E-5,1.7589912772198339E-2,null,6.4841206583139948E-3,6.7401568345928147E-3,0,2.6602343488887426E-3,3.7946571402702613E-6,null,6.1236103203643312E-5,1.5949542602139464E-2]
[2004,2,8,10,6.8545670234234296E-3,8.999153594149184E-3,0,2.6119087253254941E-3,9.0258064516128434E-6,null,6.5075967709234559E-5,1.853070531060734E-2,null,7.0693965055361602E-3,6.9554385450685246E-3,0,2.7603859060577633E-3,3.7946571402702613E-6,null,6.1236103203643312E-5,1.6850251717006361E-2]
[2004,2,8,11,6.766557671728398E-3,9.3578746730219771E-3,0,2.9261174434025657E-3,9.0258064516128434E-6,null,6.5075967709234559E-5,1.9115625755862176E-2,null,6.9786288463680075E-3,7.2326937772208642E-3,0,3.0924562071868115E-3,3.7946571402702613E-6,null,6.1236103203643312E-5,1.7368809591119597E-2]
[2004,2,8,12,6.9738741864498006E-3,9.151287674055545E-3,0,3.1341651756376702E-3,9.0258064516128434E-6,null,6.5075967709234559E-5,1.9324403003852245E-2,null,7.1924428830100248E-3,7.0730228525624208E-3,0,3.3123306699812546E-3,3.7946571402702613E-6,null,6.1236103203643312E-5,1.7642827165897611E-2]
[2004,2,8,13,7.0342235684905637E-3,8.5143420536565213E-3,0,3.2401497107515157E-3,9.0258064516128434E-6,null,6.5075967709234559E-5,1.8853791300607835E-2,null,7.2546836794093218E-3,6.5807280969627079E-3,0,3.4243400270279425E-3,3.7946571402702613E-6,null,6.1236103203643312E-5,1.7324782563743885E-2]
[2004,2,8,14,6.8081690572185175E-3,9.0718577952886761E-3,0,3.2404031832440686E-3,9.0258064516128434E-6,null,6.5075967709234559E-5,1.9185506003460494E-2,null,7.0215443773080565E-3,7.0116315634122517E-3,0,3.4246079084777163E-3,3.7946571402702613E-6,null,6.1236103203643312E-5,1.7522814609541939E-2]
[2004,2,8,15,6.6600007038194499E-3,9.1449646044637761E-3,0,2.8923031908838839E-3,9.0258064516128434E-6,null,6.5075967709234559E-5,1.8762344466876343E-2,null,6.868732268801271E-3,7.0681357571815472E-3,0,3.0567197416773535E-3,3.7946571402702613E-6,null,6.1236103203643312E-5,1.7058618528004086E-2]
[2004,2,8,16,7.1157862142938932E-3,8.8665968539659717E-3,0,2.9327205011841009E-3,9.0258064516128434E-6,null,6.5075967709234559E-5,1.8980179537153197E-2,null,7.3388025860089637E-3,6.8529855476357013E-3,0,3.099434623951648E-3,3.7946571402702613E-6,null,6.1236103203643312E-5,1.7356253517940227E-2]
[2004,2,8,17,7.641242879289873E-3,8.651257712383207E-3,6.5811999500000462E-5,3.0829644837083257E-3,9.0258064516128434E-6,null,6.5075967709234559E-5,1.9508593272475696E-2,null,7.8807276264439789E-3,6.6865500990174543E-3,3.1557065764400181E-5,3.2582194114170585E-3,3.7946571402702613E-6,null,6.1236103203643312E-5,1.7922084962986806E-2]
[2004,2,8,18,9.0344393737948631E-3,8.8121033997341155E-3,2.6324799800000185E-4,3.2011705210701243E-3,9.0258064516128434E-6,null,6.5075967709234559E-5,2.1384998179848565E-2,null,9.3175883933053431E-3,6.8108676008696188E-3,1.2622826305760073E-4,3.3831450171170753E-3,3.7946571402702613E-6,null,6.1236103203643312E-5,1.9702860034693549E-2]
[2004,2,8,19,9.3938974708725094E-3,8.7551011789043856E-3,2.6324799800000185E-4,3.2778806334729988E-3,9.0258064516128434E-6,null,6.5075967709234559E-5,2.1764164168499359E-2,null,9.688312292668172E-3,6.7668106304261556E-3,1.2622826305760073E-4,3.4642158107002674E-3,3.7946571402702613E-6,null,6.1236103203643312E-5,2.0110597757196105E-2]
[2004,2,8,20,8.6802428370791832E-3,8.4694677419928002E-3,2.6324799800000185E-4,3.3320617294044052E-3,9.0258064516128434E-6,null,6.5075967709234559E-5,2.0819057193725853E-2,null,8.9522909572493058E-3,6.5460447777189743E-3,1.2622826305760073E-4,3.521476898016854E-3,3.7946571402702613E-6,null,6.1236103203643312E-5,1.9211071656386646E-2]
[2004,2,8,21,8.3038476140693696E-3,8.4454591609988937E-3,2.6324799800000185E-4,3.3105981998318521E-3,9.0258064516128434E-6,null,6.5075967709234559E-5,2.0397189860149583E-2,null,8.5640991042623422E-3,6.5274885648584687E-3,1.2622826305760073E-4,3.4987932475692503E-3,3.7946571402702613E-6,null,6.1236103203643312E-5,1.8781639940091577E-2]
[2004,2,8,22,8.0857999970547663E-3,8.3999400717866806E-3,2.6324799800000185E-4,3.0151253234246803E-3,9.0258064516128434E-6,null,6.5075967709234559E-5,1.9838150277515593E-2,null,8.33921764107203E-3,6.4923068975682383E-3,1.2622826305760073E-4,3.186523850193941E-3,3.7946571402702613E-6,null,6.1236103203643312E-5,1.8209307412235722E-2]
[2004,2,8,23,7.0721331669036831E-3,8.4796502829816781E-3,2.6324799800000185E-4,2.2836083036434488E-3,9.0258064516128434E-6,null,6.5075967709234559E-5,1.8172676638778272E-2,null,7.2937814052951707E-3,6.5539148554257078E-3,1.2622826305760073E-4,2.4134228410099966E-3,3.7946571402702613E-6,null,6.1236103203643312E-5,1.6452378125132391E-2]
[2004,2,8,24,5.427059680194469E-3,8.7065660441324709E-3,2.6324799800000185E-4,2.466789715907706E-3,9.0258064516128434E-6,null,6.5075967709234559E-5,1.6937700325484108E-2,null,5.5971495511530538E-3,6.7292978639586351E-3,1.2622826305760073E-4,2.6070174271313009E-3,3.7946571402702613E-6,null,6.1236103203643312E-5,1.5124723865644504E-2]
[2004,2,9,1,4.4759034222326393E-3,8.909624366358896E-3,2.6324799800000185E-4,2.1890628580180211E-3,9.0258064516128434E-6,null,6.5075967709234559E-5,1.5911875531859021E-2,null,4.6161830359411357E-3,6.8862414772145383E-3,1.2622826305760073E-4,2.3135028426364479E-3,3.7946571402702613E-6,null,6.1236103203643312E-5,1.4007186379193636E-2]
[2004,2,9,2,4.2908175687231351E-3,9.1787112244046641E-3,2.6324799800000185E-4,2.5369704117785899E-3,9.0258064516128434E-6,null,6.5075967709234559E-5,1.6343784090155852E-2,null,4.4252963932760268E-3,7.0942184924795912E-3,1.2622826305760073E-4,2.681187631427078E-3,3.7946571402702613E-6,null,6.1236103203643312E-5,1.4391961540584211E-2]
[2004,2,9,3,4.0288274989778621E-3,9.3341732321464439E-3,2.6324799800000185E-4,2.3514895035314106E-3,9.0258064516128434E-6,null,6.5075967709234559E-5,1.605177511990518E-2,null,4.1550952737577015E-3,7.2143749527097982E-3,1.2622826305760073E-4,2.4851628316307135E-3,3.7946571402702613E-6,null,6.1236103203643312E-5,1.4045892081499728E-2]
[2004,2,9,4,4.2353079487349558E-3,9.2403735568146808E-3,2.6324799800000185E-4,2.3990563220221547E-3,9.0258064516128434E-6,null,6.5075967709234559E-5,1.6212022712821253E-2,null,4.3680470422627392E-3,7.1418772593998823E-3,1.2622826305760073E-4,2.5354336447279417E-3,3.7946571402702613E-6,null,6.1236103203643312E-5,1.4236616969792077E-2]
[2004,2,9,5,4.3015082502069705E-3,8.9381069138528141E-3,2.6324799800000185E-4,2.5557625187731968E-3,9.0258064516128434E-6,null,6.5075967709234559E-5,1.6132662568082445E-2,null,4.436322132183439E-3,6.9082556151696612E-3,1.2622826305760073E-4,2.7010479989774704E-3,3.7946571402702613E-6,null,6.1236103203643312E-5,1.4236884769732085E-2]
[2004,2,9,6,4.6506553641664219E-3,9.7751351299443269E-3,2.6324799800000185E-4,2.6881990731711086E-3,9.0258064516128434E-6,null,6.5075967709234559E-5,1.7451274452531324E-2,null,4.7964118911585059E-3,7.55519404739044E-3,1.2622826305760073E-4,2.8410130730484608E-3,3.7946571402702613E-6,null,6.1236103203643312E-5,1.5383878034998921E-2]
[2004,2,9,7,5.446876772075563E-3,1.0659157430125021E-2,2.6324799800000185E-4,2.5529504547325572E-3,9.0258064516128434E-6,null,6.5075967709234559E-5,1.8996269542182604E-2,null,5.6175877319477501E-3,8.2384541692506301E-3,1.2622826305760073E-4,2.698076079679737E-3,3.7946571402702613E-6,null,6.1236103203643312E-5,1.6745377004279631E-2]
[2004,2,9,8,6.3831235468739967E-3,1.2561477230906261E-2,1.9743599850000139E-4,2.6424837445819674E-3,9.0258064516128434E-6,null,6.5075967709234559E-5,2.1856317178226631E-2,null,6.5831774848033467E-3,9.7087556069328767E-3,9.4671197293200551E-5,2.792699000085387E-3,3.7946571402702613E-6,null,6.1236103203643312E-5,1.9244334049458724E-2]
[2004,2,9,9,6.8484702650107318E-3,1.2924764344038605E-2,0,2.938288860016043E-3,9.0258064516128434E-6,null,6.5075967709234559E-5,2.2776599436774611E-2,null,7.0631086681759679E-3,9.9895399232768269E-3,0,3.1053195230258492E-3,3.7946571402702613E-6,null,6.1236103203643312E-5,2.0222998874822557E-2]
[2004,2,9,10,6.5028190551960838E-3,1.3482953389741391E-2,0,3.6104211965243939E-3,9.0258064516128434E-6,null,6.5075967709234559E-5,2.3661269609171101E-2,null,6.7066243787309993E-3,1.0420963785898791E-2,0,3.815660053195836E-3,3.7946571402702613E-6,null,6.1236103203643312E-5,2.1008278978169537E-2]
[2004,2,9,11,6.3129821563435015E-3,1.35349109736469E-2,0,3.4746075114730204E-3,9.0258064516128434E-6,null,6.5075967709234559E-5,2.3387576609172657E-2,null,6.5108377878662117E-3,1.0461121760537647E-2,0,3.6721258713040624E-3,3.7946571402702613E-6,null,6.1236103203643312E-5,2.0709116180051834E-2]
[2004,2,9,12,6.4011890716768145E-3,1.3197377386361502E-2,0,3.5814925536463626E-3,9.0258064516128434E-6,null,6.5075967709234559E-5,2.324513497939391E-2,null,6.601809202528959E-3,1.0200242323521874E-2,0,3.7850869258473888E-3,3.7946571402702613E-6,null,6.1236103203643312E-5,2.0652169212242135E-2]
[2004,2,9,13,6.5057199313825241E-3,1.2675041801629174E-2,0,3.431560875653601E-3,9.0258064516128434E-6,null,6.5075967709234559E-5,2.2677398576374536E-2,null,6.7096161714883442E-3,9.7965295719281923E-3,0,3.6266321962506514E-3,3.7946571402702613E-6,null,6.1236103203643312E-5,2.0197808700011102E-2]
[2004,2,9,14,6.1874086119549504E-3,1.3391743055225381E-2,0,3.2692195009605537E-3,9.0258064516128434E-6,null,6.5075967709234559E-5,2.2913447135850119E-2,null,6.3813286339175134E-3,1.035046739201418E-2,0,3.4550623254019355E-3,3.7946571402702613E-6,null,6.1236103203643312E-5,2.0251889111677544E-2]
[2004,2,9,15,6.1368250872643818E-3,1.3225680052648662E-2,0,3.1033044154035669E-3,9.0258064516128434E-6,null,6.5075967709234559E-5,2.2530885523025842E-2,null,6.3291597673117549E-3,1.0222117431437569E-2,0,3.2797155916768506E-3,3.7946571402702613E-6,null,6.1236103203643312E-5,1.9896023550770088E-2]
[2004,2,9,16,6.6654428460556402E-3,1.2409377969928555E-2,0,3.1396808948804021E-3,9.0258064516128434E-6,null,6.5075967709234559E-5,2.2279577678573827E-2,null,6.8743449736119013E-3,9.5911982109608187E-3,0,3.3181599371037156E-3,3.7946571402702613E-6,null,6.1236103203643312E-5,1.9848733882020349E-2]
[2004,2,9,17,7.3840451561055535E-3,1.2381066903955172E-2,6.5811999500000462E-5,3.2166630464953313E-3,9.0258064516128434E-6,null,6.5075967709234559E-5,2.3114903303650344E-2,null,7.6154690507676719E-3,9.5693166109344259E-3,3.1557065764400181E-5,3.399518234304308E-3,3.7946571402702613E-6,null,6.1236103203643312E-5,2.0680891722114719E-2]
[2004,2,9,18,8.7466935058285265E-3,1.2819292791588686E-2,2.6324799800000185E-4,3.2780699960439741E-3,9.0258064516128434E-6,null,6.5075967709234559E-5,2.5181341178710657E-2,null,9.020824261226329E-3,9.9080210455686681E-3,1.2622826305760073E-4,3.4644159378207089E-3,3.7946571402702613E-6,null,6.1236103203643312E-5,2.258452026801722E-2]
[2004,2,9,19,8.7604357823414542E-3,1.3046738363325689E-2,2.6324799800000185E-4,3.3772158110117172E-3,9.0258064516128434E-6,null,6.5075967709234559E-5,2.552167484192833E-2,null,9.0349972354239142E-3,1.0083813544275795E-2,1.2622826305760073E-4,3.5691978192195174E-3,3.7946571402702613E-6,null,6.1236103203643312E-5,2.2879267622320738E-2]
[2004,2,9,20,8.7869818569789281E-3,1.236358351542606E-2,2.6324799800000185E-4,3.1628889514447797E-3,9.0258064516128434E-6,null,6.5075967709234559E-5,2.4650739209099236E-2,null,9.0623752925114848E-3,9.5558037140601182E-3,1.2622826305760073E-4,3.3426872843368453E-3,3.7946571402702613E-6,null,6.1236103203643312E-5,2.2152125314309962E-2]
[2004,2,9,21,8.4111820068636326E-3,1.1948567121044544E-2,2.6324799800000185E-4,3.4068266450301868E-3,9.0258064516128434E-6,null,6.5075967709234559E-5,2.4103860658187832E-2,null,8.6747974720440962E-3,9.2350378780160156E-3,1.2622826305760073E-4,3.6004919177072096E-3,3.7946571402702613E-6,null,6.1236103203643312E-5,2.1701586291168834E-2]
[2004,2,9,22,7.6194004963846661E-3,1.2073414580809554E-2,2.6324799800000185E-4,2.9850902354159404E-3,9.0258064516128434E-6,null,6.5075967709234559E-5,2.3015190197859626E-2,null,7.8582006798323268E-3,9.3315323788397391E-3,1.2622826305760073E-4,3.1547813804733735E-3,3.7946571402702613E-6,null,6.1236103203643312E-5,2.0535773462546952E-2]
[2004,2,9,23,6.8136687156394688E-3,1.1544471783435069E-2,2.6324799800000185E-4,2.4532582009896631E-3,9.0258064516128434E-6,null,6.5075967709234559E-5,2.1148683585313671E-2,null,7.0272164009223649E-3,8.922712917931017E-3,1.2622826305760073E-4,2.5927166965180131E-3,3.7946571402702613E-6,null,6.1236103203643312E-5,1.8733905038772907E-2]
[2004,2,9,24,5.5023695945829766E-3,1.0749324788242306E-2,2.6324799800000185E-4,2.9719747881565882E-3,9.0258064516128434E-6,null,6.5075967709234559E-5,1.9560954056231337E-2,null,5.6748197590292095E-3,8.3081444475189888E-3,1.2622826305760073E-4,3.1409203693992414E-3,3.7946571402702613E-6,null,6.1236103203643312E-5,1.7315143599348954E-2]
[2004,2,10,1,4.6307428148184967E-3,9.9620650098766351E-3,2.6324799800000185E-4,2.8261701540964147E-3,9.0258064516128434E-6,null,6.5075967709234559E-5,1.7756262864041011E-2,null,{"$f":"E963*Y$5","v":4.7758752611575883E-3},{"$f":"F963*Z$5","v":7.6996720006227886E-3},{"$f":"G963*AA$5","v":1.2622826305760073E-4},{"$f":"H963*AB$5","v":2.986827290649923E-3},{"$f":"I963*AC$5","v":3.7946571402702613E-6},null,{"$f":"K963*AE$5","v":6.1236103203643312E-5},1.5653633575831816E-2]
[2004,2,10,2,4.1240268392225277E-3,1.0000429591441764E-2,2.6324799800000185E-4,2.6480883293721223E-3,9.0258064516128434E-6,null,6.5075967709234559E-5,1.7109829645285877E-2,null,4.2532782634279757E-3,7.7293239547306736E-3,1.2622826305760073E-4,2.7986221844271833E-3,3.7946571402702613E-6,null,6.1236103203643312E-5,{"$f":"SUM(N964:T964)","v":1.4972483425987348E-2}]
[2004,2,10,3,3.9418554405820693E-3,9.7970906109729611E-3,2.6324799800000185E-4,2.5580592813198707E-3,9.0258064516128434E-6,null,6.5075967709234559E-5,1.6634290218124365E-2,null,4.0653974177732935E-3,7.5721634209459003E-3,1.2622826305760073E-4,2.7034753238307195E-3,3.7946571402702613E-6,null,6.1236103203643312E-5,1.4532295185951427E-2]
[2004,2,10,4,4.0221414679575823E-3,9.6105199275583666E-3,2.6324799800000185E-4,2.3546057448534459E-3,9.0258064516128434E-6,null,6.5075967709234559E-5,1.6324552025618857E-2,null,4.1481996953544042E-3,7.427963090412E-3,1.2622826305760073E-4,2.4884562195434741E-3,3.7946571402702613E-6,null,6.1236103203643312E-5,1.4255878028711392E-2]
[2004,2,10,5,4.0942966464246082E-3,9.2720900490107991E-3,2.6324799800000185E-4,2.3787866224400009E-3,9.0258064516128434E-6,null,6.5075967709234559E-5,1.6082458203124872E-2,null,4.2226162945018103E-3,7.1663909106035543E-3,1.2622826305760073E-4,2.5140116890125372E-3,3.7946571402702613E-6,null,6.1236103203643312E-5,1.4094277917519417E-2]
[2004,2,10,6,4.4790462789248862E-3,9.9792097706589717E-3,2.6324799800000185E-4,2.6418293488049377E-3,9.0258064516128434E-6,null,6.5075967709234559E-5,1.7437370283638259E-2,null,4.6194243931328661E-3,7.712923172385094E-3,1.2622826305760073E-4,2.7920074043713476E-3,3.7946571402702613E-6,null,6.1236103203643312E-5,1.5315613993290822E-2]
[2004,2,10,7,5.4339248344285841E-3,1.0731303706573112E-2,2.6324799800000185E-4,2.9941798933792573E-3,9.0258064516128434E-6,null,6.5075967709234559E-5,1.9496693319630418E-2,null,5.604229866683819E-3,8.2942159680509612E-3,1.2622826305760073E-4,3.1643877512816409E-3,3.7946571402702613E-6,null,6.1236103203643312E-5,1.7254092609417935E-2]
[2004,2,10,8,6.3454893947465308E-3,1.2291759665743415E-2,1.9743599850000139E-4,3.120499990079456E-3,9.0258064516128434E-6,null,6.5075967709234559E-5,2.2026981706433808E-2,null,6.5443638379851631E-3,9.5002911186464027E-3,9.4671197293200551E-5,3.2978886700549908E-3,3.7946571402702613E-6,null,6.1236103203643312E-5,1.9502245584323667E-2]
[2004,2,10,9,6.6730185203264627E-3,1.2551830793119148E-2,0,3.3412711271609734E-3,9.0258064516128434E-6,null,6.5075967709234559E-5,2.2631196408315814E-2,null,6.8821580776393648E-3,9.7012998829578232E-3,0,3.5312098153749607E-3,3.7946571402702613E-6,null,6.1236103203643312E-5,2.0179698536316064E-2]
[2004,2,10,10,6.2695625213606129E-3,1.2955954565635513E-2,0,3.8746377190682271E-3,9.0258064516128434E-6,null,6.5075967709234559E-5,2.3165230773773589E-2,null,6.4660573349549222E-3,1.0013646820359394E-2,0,4.0948962906285583E-3,3.7946571402702613E-6,null,6.1236103203643312E-5,2.0639631206286785E-2]
[2004,2,10,11,6.1096249551675129E-3,1.2895938724477043E-2,0,3.790955432840885E-3,9.0258064516128434E-6,null,6.5075967709234559E-5,2.2861595080194679E-2,null,6.301107153902529E-3,9.9672606251976926E-3,0,4.0064569813797789E-3,3.7946571402702613E-6,null,6.1236103203643312E-5,2.0339855520823912E-2]
[2004,2,10,12,6.3215265859318257E-3,1.2843623614641178E-2,0,3.758519441223903E-3,9.0258064516128434E-6,null,6.5075967709234559E-5,2.2988745609506141E-2,null,6.5196500090418281E-3,9.926826319056007E-3,0,3.9721771257169953E-3,3.7946571402702613E-6,null,6.1236103203643312E-5,2.0483684214158745E-2]
[2004,2,10,13,6.0982718008425673E-3,1.2924754531070431E-2,0,3.3091384969111629E-3,9.0258064516128434E-6,null,6.5075967709234559E-5,2.2397240796533394E-2,null,6.2893981795446568E-3,9.9895323388416498E-3,0,3.4972505660313268E-3,3.7946571402702613E-6,null,6.1236103203643312E-5,1.9841211844761546E-2]
[2004,2,10,14,5.7630616970641129E-3,1.3143094958364861E-2,0,3.5546836079925243E-3,9.0258064516128434E-6,null,6.5075967709234559E-5,2.2525916231130733E-2,null,5.9436822315972566E-3,1.0158287478762561E-2,0,3.7567539925325382E-3,3.7946571402702613E-6,null,6.1236103203643312E-5,1.9923754463236267E-2]
[2004,2,10,15,5.9546466940307418E-3,1.2704303874044278E-2,0,3.5765797433611039E-3,9.0258064516128434E-6,null,6.5075967709234559E-5,2.230060627914536E-2,null,6.1412717078458395E-3,9.8191462040653436E-3,0,3.7798948407874971E-3,3.7946571402702613E-6,null,6.1236103203643312E-5,1.9805343513042594E-2]
[2004,2,10,16,6.0487082792642886E-3,1.2217784668591648E-2,0,3.3683819997543138E-3,9.0258064516128434E-6,null,6.5075967709234559E-5,2.1699950915319483E-2,null,6.2382812840426913E-3,9.4431159030911038E-3,0,3.5598618390394778E-3,3.7946571402702613E-6,null,6.1236103203643312E-5,1.9306289786517185E-2]
[2004,2,10,17,6.9311562979616857E-3,1.2231313113659659E-2,6.5811999500000462E-5,3.455120965438133E-3,9.0258064516128434E-6,null,6.5075967709234559E-5,2.2750718574153769E-2,null,7.1483861700812864E-3,9.4535720273583972E-3,3.1557065764400181E-5,3.6515315884675724E-3,3.7946571402702613E-6,null,6.1236103203643312E-5,2.0350077612015568E-2]
[2004,2,10,18,8.2451286102267866E-3,1.2703190227822063E-2,2.6324799800000185E-4,3.7533106941795725E-3,9.0258064516128434E-6,null,6.5075967709234559E-5,2.5038914417477891E-2,null,8.5035397838625539E-3,9.818285467799592E-3,1.2622826305760073E-4,3.9666722810070797E-3,3.7946571402702613E-6,null,6.1236103203643312E-5,2.2479756556070738E-2]
[2004,2,10,19,8.726536177027476E-3,1.2793047477771949E-2,2.6324799800000185E-4,3.4922926381578579E-3,9.0258064516128434E-6,null,6.5075967709234559E-5,2.534916117820675E-2,null,9.0000351801216953E-3,9.887736063715815E-3,1.2622826305760073E-4,3.6908163308803587E-3,3.7946571402702613E-6,null,6.1236103203643312E-5,2.276984659811938E-2]
[2004,2,10,20,8.6711883147900497E-3,1.2159836756553785E-2,2.6324799800000185E-4,3.2877477058614675E-3,9.0258064516128434E-6,null,6.5075967709234559E-5,2.4456057662454771E-2,null,8.9429526565205572E-3,9.3983280086766298E-3,1.2622826305760073E-4,3.4746437890178427E-3,3.7946571402702613E-6,null,6.1236103203643312E-5,2.2007183477616543E-2]
[2004,2,10,21,8.2703431544708019E-3,1.1877934609981773E-2,2.6324799800000185E-4,3.4400247816562474E-3,9.0258064516128434E-6,null,6.5075967709234559E-5,2.3925587431358291E-2,null,8.5295445789660539E-3,9.1804460672594585E-3,1.2622826305760073E-4,3.6355772434543939E-3,3.7946571402702613E-6,null,6.1236103203643312E-5,2.1536826913081418E-2]
[2004,2,10,22,7.7919577225795912E-3,1.1889614895068304E-2,2.6324799800000185E-4,3.4337325430320071E-3,9.0258064516128434E-6,null,6.5075967709234559E-5,2.345259004592937E-2,null,8.0361660345657261E-3,9.1894737501696678E-3,1.2622826305760073E-4,3.6289273147461307E-3,3.7946571402702613E-6,null,6.1236103203643312E-5,2.1045826122883041E-2]
[2004,2,10,23,6.7820116729115894E-3,1.157862652024374E-2,2.6324799800000185E-4,2.5086846848915915E-3,9.0258064516128434E-6,null,6.5075967709234559E-5,2.1206607763296387E-2,null,6.9945671925228667E-3,8.9491110864265682E-3,1.2622826305760073E-4,2.6512939674240453E-3,3.7946571402702613E-6,null,6.1236103203643312E-5,1.8786231269774994E-2]
[2004,2,10,24,5.373395169589114E-3,1.0894868833855976E-2,2.6324799800000185E-4,2.3769495021246437E-3,9.0258064516128434E-6,null,6.5075967709234559E-5,1.89824983908192E-2,null,5.5418031372295477E-3,8.4206353228302722E-3,1.2622826305760073E-4,2.5120701353215243E-3,3.7946571402702613E-6,null,6.1236103203643312E-5,1.666576761878286E-2]
[2004,2,11,1,4.7376517516908804E-3,1.0383833391885273E-2,2.6324799800000185E-4,2.823075471481252E-3,9.0258064516128434E-6,null,6.5075967709234559E-5,1.8281845500306867E-2,null,4.8861348387725647E-3,8.0256564424508892E-3,1.2622826305760073E-4,2.9835566869753816E-3,3.7946571402702613E-6,null,6.1236103203643312E-5,1.608660699160035E-2]
[2004,2,11,2,4.4237999792139642E-3,1.0241453786969362E-2,2.6324799800000185E-4,2.7491061701273548E-3,9.0258064516128434E-6,null,6.5075967709234559E-5,1.7751644821560143E-2,null,4.5624466151367388E-3,7.9156113607992528E-3,1.2622826305760073E-4,2.9053825092338558E-3,3.7946571402702613E-6,null,6.1236103203643312E-5,1.5574699508571363E-2]
[2004,2,11,3,4.3386509552103313E-3,9.8791256639273583E-3,2.6324799800000185E-4,2.6524162774430246E-3,9.0258064516128434E-6,null,6.5075967709234559E-5,1.7207477781830179E-2,null,4.4746289293975654E-3,7.6355682471216336E-3,1.2622826305760073E-4,2.8031961600570475E-3,3.7946571402702613E-6,null,6.1236103203643312E-5,1.5104652359977759E-2]
[2004,2,11,4,4.3875588755389492E-3,9.6544421617102433E-3,2.6324799800000185E-4,2.6011109516057788E-3,9.0258064516128434E-6,null,6.5075967709234559E-5,1.6980396874104436E-2,null,4.5250696764035656E-3,7.4619105497157404E-3,1.2622826305760073E-4,2.748974319541091E-3,3.7946571402702613E-6,null,6.1236103203643312E-5,1.492721356906191E-2]
[2004,2,11,5,4.5589617594882243E-3,9.1759214760763399E-3,2.6324799800000185E-4,2.686319701414194E-3,9.0258064516128434E-6,null,6.5075967709234559E-5,1.6758487822228222E-2,null,4.7018445105672926E-3,7.0920622982496712E-3,1.2622826305760073E-4,2.8390268660804575E-3,3.7946571402702613E-6,null,6.1236103203643312E-5,1.4824192698298936E-2]
[2004,2,11,6,4.9843240295541612E-3,9.7620815040685288E-3,2.6324799800000185E-4,2.9762484277110787E-3,9.0258064516128434E-6,null,6.5075967709234559E-5,1.8059938846583232E-2,null,5.1405380903828159E-3,7.5451049104933365E-3,1.2622826305760073E-4,3.1454369492779338E-3,3.7946571402702613E-6,null,6.1236103203643312E-5,1.6022338973555601E-2]
[2004,2,11,7,5.8090914578739399E-3,1.0830065819752543E-2,2.6324799800000185E-4,3.002048003499104E-3,9.0258064516128434E-6,null,6.5075967709234559E-5,1.9978490166375054E-2,null,5.9911546144782888E-3,8.370549125565601E-3,1.2622826305760073E-4,3.172703133849012E-3,3.7946571402702613E-6,null,6.1236103203643312E-5,1.7725665897294417E-2]
[2004,2,11,8,6.6844999469697526E-3,1.2286919894073978E-2,1.9743599850000139E-4,3.1514142054999898E-3,9.0258064516128434E-6,null,6.5075967709234559E-5,2.2392066702408127E-2,null,6.8939993445076122E-3,9.4965504630317669E-3,9.4671197293200551E-5,3.3305602422719874E-3,3.7946571402702613E-6,null,6.1236103203643312E-5,1.9880812007448481E-2]
[2004,2,11,9,6.8477087766619224E-3,1.2904607605334505E-2,0,3.3552351260024088E-3,9.0258064516128434E-6,null,6.5075967709234559E-5,2.3172627475708068E-2,null,7.0623233139656023E-3,9.9739607962113074E-3,0,3.5459676149949691E-3,3.7946571402702613E-6,null,6.1236103203643312E-5,2.064728248551579E-2]
[2004,2,11,10,6.3364089296252327E-3,1.3418439335283682E-2,0,3.883937045967208E-3,9.0258064516128434E-6,null,6.5075967709234559E-5,2.3703861278585356E-2,null,6.5349987813480646E-3,1.0371100925310931E-2,0,4.1047242492623631E-3,3.7946571402702613E-6,null,6.1236103203643312E-5,2.1075854716265274E-2]
[2004,2,11,11,6.2584991615706282E-3,1.3182347890189306E-2,0,3.7742972518932834E-3,9.0258064516128434E-6,null,6.5075967709234559E-5,2.3280220271362454E-2,null,6.4546472376035445E-3,1.0188626038068428E-2,0,3.9888518455408195E-3,3.7946571402702613E-6,null,6.1236103203643312E-5,2.0697155881556704E-2]
[2004,2,11,12,6.5920345033457315E-3,1.2628111347021994E-2,0,3.772052600111432E-3,9.0258064516128434E-6,null,6.5075967709234559E-5,2.3057274418188393E-2,null,6.7986359347102076E-3,9.7602570614640314E-3,0,3.9864795937532473E-3,3.7946571402702613E-6,null,6.1236103203643312E-5,2.0610403350271402E-2]
[2004,2,11,13,6.2879016653594483E-3,1.2783854719955176E-2,0,3.5490435328367578E-3,9.0258064516128434E-6,null,6.5075967709234559E-5,2.2685875885860619E-2,null,6.4849712473956152E-3,9.8806309886234397E-3,0,3.7507933003314183E-3,3.7946571402702613E-6,null,6.1236103203643312E-5,2.0181426296694387E-2]
[2004,2,11,14,6.0119970140368366E-3,1.339037162595536E-2,0,3.4780994022514788E-3,9.0258064516128434E-6,null,6.5075967709234559E-5,2.2945544009952912E-2,null,6.2004194483897754E-3,1.0349407415438968E-2,0,3.6758162629310317E-3,3.7946571402702613E-6,null,6.1236103203643312E-5,2.0290673887103688E-2]
[2004,2,11,15,6.1398713582062102E-3,1.2796919444928494E-2,0,3.5433119014231041E-3,9.0258064516128434E-6,null,6.5075967709234559E-5,2.254517867226704E-2,null,6.3323015116520595E-3,9.8907287040040509E-3,0,3.744735847243736E-3,3.7946571402702613E-6,null,6.1236103203643312E-5,2.003279682324376E-2]
[2004,2,11,16,6.1106864580283944E-3,1.2478104684436194E-2,0,3.422666184085852E-3,9.0258064516128434E-6,null,6.5075967709234559E-5,2.2076533294259675E-2,null,6.3022019254015439E-3,9.6443170330990629E-3,0,3.6172318749437553E-3,3.7946571402702613E-6,null,6.1236103203643312E-5,1.9628781593788273E-2]
[2004,2,11,17,7.011415054309968E-3,1.2260617143650319E-2,6.5811999500000462E-5,3.4074465032932024E-3,9.0258064516128434E-6,null,6.5075967709234559E-5,2.2812606898347781E-2,null,7.2311603219319242E-3,9.4762210884718114E-3,3.1557065764400181E-5,3.6011470125795501E-3,3.7946571402702613E-6,null,6.1236103203643312E-5,2.0405116249091599E-2]
[2004,2,11,18,8.2296062476082069E-3,1.2839233433647165E-2,2.6324799800000185E-4,3.6995376316740964E-3,9.0258064516128434E-6,null,6.5075967709234559E-5,2.5105662198178936E-2,null,8.4875309337516039E-3,9.9234331517113108E-3,1.2622826305760073E-4,3.9098424222809933E-3,3.7946571402702613E-6,null,6.1236103203643312E-5,2.2512065531145424E-2]
[2004,2,11,19,8.7338308132490338E-3,1.2827288987586087E-2,2.6324799800000185E-4,3.5905535991148266E-3,9.0258064516128434E-6,null,6.5075967709234559E-5,2.5488958285199415E-2,null,9.0075584380660146E-3,9.9142012989972134E-3,1.2622826305760073E-4,3.7946630576481582E-3,3.7946571402702613E-6,null,6.1236103203643312E-5,2.2907681818112896E-2]
[2004,2,11,20,8.6780814799355989E-3,1.2339537487035552E-2,2.6324799800000185E-4,3.2991823784931842E-3,9.0258064516128434E-6,null,6.5075967709234559E-5,2.4654086230713801E-2,null,8.9500618608547629E-3,9.5372185581370228E-3,1.2622826305760073E-4,3.4867284797526011E-3,3.7946571402702613E-6,null,6.1236103203643312E-5,2.21652679221459E-2]
[2004,2,11,21,8.5249835038310115E-3,1.1910362045970714E-2,2.6324799800000185E-4,3.3072862684145688E-3,9.0258064516128434E-6,null,6.5075967709234559E-5,2.4079916703465761E-2,null,8.7921656299797916E-3,9.2055092063464353E-3,1.2622826305760073E-4,3.4952930453158353E-3,3.7946571402702613E-6,null,6.1236103203643312E-5,2.1684226905043576E-2]
[2004,2,11,22,7.7829792659974252E-3,1.2168618762766309E-2,2.6324799800000185E-4,3.1216862228154629E-3,9.0258064516128434E-6,null,6.5075967709234559E-5,2.3410569136828662E-2,null,8.0269061835247825E-3,9.4051156141858119E-3,1.2622826305760073E-4,3.2991423356574785E-3,3.7946571402702613E-6,null,6.1236103203643312E-5,2.0922423156769586E-2]
[2004,2,11,23,7.0482637619906988E-3,1.1544155993909585E-2,2.6324799800000185E-4,2.5126565489783045E-3,9.0258064516128434E-6,null,6.5075967709234559E-5,2.1442361190128052E-2,null,7.2691639076320133E-3,8.9224688444618054E-3,1.2622826305760073E-4,2.6554916170353935E-3,3.7946571402702613E-6,null,6.1236103203643312E-5,1.9038383392530726E-2]
[2004,2,11,24,5.6054536043082448E-3,1.0812513520338454E-2,2.6324799800000185E-4,2.6433784526708167E-3,9.0258064516128434E-6,null,6.5075967709234559E-5,1.9398630462566981E-2,null,5.7811345321780042E-3,8.3569829675239488E-3,1.2622826305760073E-4,2.793644568961722E-3,3.7946571402702613E-6,null,6.1236103203643312E-5,1.7123021092065187E-2]
[2004,2,12,1,5.9014046886900467E-3,1.0847683398203542E-2,2.6324799800000185E-4,4.5646092663038313E-3,9.0258064516128434E-6,null,6.5075967709234559E-5,2.1650982238446886E-2,null,6.0863610409551292E-3,8.3841657377221619E-3,1.2622826305760073E-4,4.8240901235151509E-3,3.7946571402702613E-6,null,6.1236103203643312E-5,1.9485875925593955E-2]
[2004,2,12,2,5.6114460791216935E-3,1.0751332127432662E-2,2.6324799800000185E-4,4.5167200328806462E-3,9.0258064516128434E-6,null,6.5075967709234559E-5,2.1216783124684467E-2,null,5.7873148175791016E-3,8.3096959183580586E-3,1.2622826305760073E-4,4.7734785674100281E-3,3.7946571402702613E-6,null,6.1236103203643312E-5,1.9061748326748701E-2]
[2004,2,12,3,5.5991584030775487E-3,1.0092281413205565E-2,2.6324799800000185E-4,4.5376694489690748E-3,9.0258064516128434E-6,null,6.5075967709234559E-5,2.0566394150501655E-2,null,5.7746420325890651E-3,7.8003161535910278E-3,1.2622826305760073E-4,4.7956188789568767E-3,3.7946571402702613E-6,null,6.1236103203643312E-5,1.8561836088538484E-2]
[2004,2,12,4,5.3483584805290559E-3,9.8411188558530129E-3,2.6324799800000185E-4,3.9688404148600816E-3,9.0258064516128434E-6,null,6.5075967709234559E-5,1.9495602636491614E-2,null,5.5159817714822224E-3,7.6061928158558311E-3,1.2622826305760073E-4,4.1944540551304846E-3,3.7946571402702613E-6,null,6.1236103203643312E-5,1.7507887665870053E-2]
[2004,2,12,5,5.1706000773326854E-3,9.4897962028193759E-3,2.6324799800000185E-4,3.4437581511508231E-3,9.0258064516128434E-6,null,6.5075967709234559E-5,1.8441439316552347E-2,null,5.3326522292818325E-3,7.334655821059498E-3,1.2622826305760073E-4,3.639522840953651E-3,3.7946571402702613E-6,null,6.1236103203643312E-5,1.6498089914696496E-2]
[2004,2,12,6,5.3156422470365793E-3,1.0196507405205668E-2,2.6324799800000185E-4,3.2247683042662153E-3,9.0258064516128434E-6,null,6.5075967709234559E-5,1.9074202841757929E-2,null,5.4822401761435713E-3,7.8808723386334569E-3,1.2622826305760073E-4,3.4080842454741376E-3,3.7946571402702613E-6,null,6.1236103203643312E-5,1.6962455783652679E-2]
[2004,2,12,7,6.0719291424627267E-3,1.0830254093088167E-2,2.6324799800000185E-4,3.0616495843078539E-3,9.0258064516128434E-6,null,6.5075967709234559E-5,2.0301117705108215E-2,null,6.2622299139984006E-3,8.3706946418746521E-3,1.2622826305760073E-4,3.2356928402074272E-3,3.7946571402702613E-6,null,6.1236103203643312E-5,1.8059876419481993E-2]
[2004,2,12,8,6.6429307927489013E-3,1.2364696147211812E-2,1.9743599850000139E-4,2.6774266841594618E-3,9.0258064516128434E-6,null,6.5075967709234559E-5,2.1954286279984584E-2,null,6.8511273684101039E-3,9.5566636662687485E-3,9.4671197293200551E-5,2.8296283142649715E-3,3.7946571402702613E-6,null,6.1236103203643312E-5,1.9397121306580938E-2]
[2004,2,12,9,6.5043939325339717E-3,1.2950721806631683E-2,0,2.4000106497013259E-3,9.0258064516128434E-6,null,6.5075967709234559E-5,2.1920202356576213E-2,null,6.7082486144137291E-3,1.0009602425151387E-2,0,2.5364422223439213E-3,3.7946571402702613E-6,null,6.1236103203643312E-5,1.9319324022252952E-2]
[2004,2,12,10,5.8308694827934344E-3,1.3039907784063186E-2,0,2.6874868151593183E-3,9.0258064516128434E-6,null,6.5075967709234559E-5,2.1623340049725173E-2,null,6.0136151860559319E-3,1.0078534195080282E-2,0,2.8402603258493877E-3,3.7946571402702613E-6,null,6.1236103203643312E-5,1.8997440467329513E-2]
[2004,2,12,11,5.5129718721887962E-3,1.2688421637355226E-2,0,2.1710289393975578E-3,9.0258064516128434E-6,null,6.5075967709234559E-5,2.0437498416650813E-2,null,5.6857543233862556E-3,9.806870836155104E-3,0,2.2944437636157151E-3,3.7946571402702613E-6,null,6.1236103203643312E-5,1.7852099683500988E-2]
[2004,2,12,12,5.4369659735351286E-3,1.246737049131514E-2,0,1.4729796089256464E-3,9.0258064516128434E-6,null,6.5075967709234559E-5,1.9442392041485148E-2,null,5.6073663183516184E-3,9.6360205839048935E-3,0,1.5567129559177567E-3,3.7946571402702613E-6,null,6.1236103203643312E-5,1.6865130618518184E-2]
[2004,2,12,13,5.2745417911418523E-3,1.2682936520368081E-2,0,1.5108039155444419E-3,9.0258064516128434E-6,null,6.5075967709234559E-5,1.9533358194763609E-2,null,5.4398515878804118E-3,9.802631393665601E-3,0,1.5966874320104919E-3,3.7946571402702613E-6,null,6.1236103203643312E-5,1.6904201173900419E-2]
[2004,2,12,14,5.0742027405988304E-3,1.2832388082193179E-2,0,1.5764285314841607E-3,9.0258064516128434E-6,null,6.5075967709234559E-5,1.9548095321985402E-2,null,5.2332336966275329E-3,9.9181423851009316E-3,0,1.6660425603784936E-3,3.7946571402702613E-6,null,6.1236103203643312E-5,1.6882449402450872E-2]
[2004,2,12,15,5.1120109142729327E-3,1.2654802714678991E-2,0,1.4930549100431831E-3,9.0258064516128434E-6,null,6.5075967709234559E-5,1.9324944506704342E-2,null,5.272226819014264E-3,9.7808867979697813E-3,0,1.5779294623474783E-3,3.7946571402702613E-6,null,6.1236103203643312E-5,1.6696073839675436E-2]
[2004,2,12,16,5.2289984429188478E-3,1.2076970871094446E-2,0,1.635487234355683E-3,9.0258064516128434E-6,null,6.5075967709234559E-5,1.9006532516078211E-2,null,5.3928808622783556E-3,9.3342810327288195E-3,0,1.7284585282321512E-3,3.7946571402702613E-6,null,6.1236103203643312E-5,1.652065118358324E-2]
[2004,2,12,17,6.3249978136307042E-3,1.1794351807163908E-2,6.5811999500000462E-5,1.921390318639232E-3,9.0258064516128434E-6,null,6.5075967709234559E-5,2.0173868136528137E-2,null,{"$f":"E1027*Y$5","v":6.5232300287397195E-3},{"$f":"F1027*Z$5","v":9.1158449864642381E-3},{"$f":"G1027*AA$5","v":3.1557065764400181E-5},{"$f":"H1027*AB$5","v":2.0306141268189291E-3},{"$f":"I1027*AC$5","v":3.7946571402702613E-6},null,{"$f":"K1027*AE$5","v":6.1236103203643312E-5},1.7766276968131201E-2]
[2004,2,12,18,7.8115535997161038E-3,1.2141052636685763E-2,2.6324799800000185E-4,2.6449531308831271E-3,9.0258064516128434E-6,null,6.5075967709234559E-5,2.2934844252534458E-2,null,8.0563760675084924E-3,9.3838097776009679E-3,1.2622826305760073E-4,2.7953087617038691E-3,3.7946571402702613E-6,null,6.1236103203643312E-5,{"$f":"SUM(N1028:T1028)","v":2.0426753630214841E-2}]
[2004,2,12,19,8.3960834073097297E-3,1.2109370222035294E-2,2.6324799800000185E-4,2.6615644941407998E-3,9.0258064516128434E-6,null,6.5075967709234559E-5,2.3504303008735291E-2,null,8.6592256661867598E-3,9.3593224649048054E-3,1.2622826305760073E-4,2.8128644184434327E-3,3.7946571402702613E-6,null,6.1236103203643312E-5,2.102267157293651E-2]
[2004,2,12,20,8.3121092390833623E-3,1.1672395876650279E-2,2.6324799800000185E-4,2.2972746330715693E-3,9.0258064516128434E-6,null,6.5075967709234559E-5,2.2619064634054678E-2,null,8.5726196574649575E-3,9.0215853462636639E-3,1.2622826305760073E-4,2.4278660498308659E-3,3.7946571402702613E-6,null,6.1236103203643312E-5,2.0213330076961002E-2]
[2004,2,12,21,7.9100774341729976E-3,1.1343923729572256E-2,2.6324799800000185E-4,1.8935985431375311E-3,9.0258064516128434E-6,null,6.5075967709234559E-5,2.1484884592132252E-2,null,8.1579877446051625E-3,8.7677094890660189E-3,1.2622826305760073E-4,2.0012424934783895E-3,3.7946571402702613E-6,null,6.1236103203643312E-5,1.9118198750551086E-2]
[2004,2,12,22,7.2031838637054042E-3,1.1656228365919598E-2,2.6324799800000185E-4,1.7850424361414018E-3,9.0258064516128434E-6,null,6.5075967709234559E-5,2.0981739551015871E-2,null,7.4289393714879739E-3,9.0090894902770408E-3,1.2622826305760073E-4,1.8865153803663988E-3,3.7946571402702613E-6,null,6.1236103203643312E-5,1.8515803265532926E-2]
[2004,2,12,23,6.8258451558211846E-3,1.1171576349641391E-2,2.6324799800000185E-4,1.776397616300641E-3,9.0258064516128434E-6,null,6.5075967709234559E-5,2.0111104007012683E-2,null,7.039774463798742E-3,8.6345023383077434E-3,1.2622826305760073E-4,1.8773791350537412E-3,3.7946571402702613E-6,null,6.1236103203643312E-5,1.774291496056174E-2]
[2004,2,12,24,5.5367629597831642E-3,1.0404209993138971E-2,2.6324799800000185E-4,2.2238757227456512E-3,9.0258064516128434E-6,null,6.5075967709234559E-5,1.8502133560917251E-2,null,5.7102910491820345E-3,8.0414055011034276E-3,1.2622826305760073E-4,2.3502946877005091E-3,3.7946571402702613E-6,null,6.1236103203643312E-5,1.6293250261387487E-2]
[2004,2,13,1,4.7439117798552515E-3,9.6489504050743732E-3,2.6324799800000185E-4,2.893214015038116E-3,9.0258064516128434E-6,null,6.5075967709234559E-5,1.7623361085217205E-2,null,4.8925910629335568E-3,7.4576659754471003E-3,1.2622826305760073E-4,3.0576823427567327E-3,3.7946571402702613E-6,null,6.1236103203643312E-5,1.5599198404538904E-2]
[2004,2,13,2,4.2704061498700149E-3,9.7266087846333352E-3,2.6324799800000185E-4,2.5845623777244375E-3,9.0258064516128434E-6,null,6.5075967709234559E-5,1.691886219747725E-2,null,4.4042452586645787E-3,7.5176880742901676E-3,1.2622826305760073E-4,2.731485021517586E-3,3.7946571402702613E-6,null,6.1236103203643312E-5,1.4844677377873847E-2]
[2004,2,13,3,4.2208986348800364E-3,9.221629554248956E-3,2.6324799800000185E-4,2.6203362347076292E-3,9.0258064516128434E-6,null,6.5075967709234559E-5,1.6400149309086086E-2,null,4.3531861250574585E-3,7.1273900349547673E-3,1.2622826305760073E-4,2.7692924876301021E-3,3.7946571402702613E-6,null,6.1236103203643312E-5,1.4441127671043842E-2]
[2004,2,13,4,4.337162436295173E-3,8.9323394713776878E-3,2.6324799800000185E-4,2.5669524516524823E-3,9.0258064516128434E-6,null,6.5075967709234559E-5,1.6173739244574808E-2,null,4.4730937587031533E-3,6.9037979635385082E-3,1.2622826305760073E-4,2.712874037425986E-3,3.7946571402702613E-6,null,6.1236103203643312E-5,1.4281024783069163E-2]
[2004,2,13,5,4.3521112012236841E-3,8.8680893331414684E-3,2.6324799800000185E-4,2.4572211361400865E-3,9.0258064516128434E-6,null,6.5075967709234559E-5,1.6014706555754703E-2,null,4.4885110339572395E-3,6.854139083585095E-3,1.2622826305760073E-4,2.5969049096166491E-3,3.7946571402702613E-6,null,6.1236103203643312E-5,1.4130814050560499E-2]
[2004,2,13,6,4.6170404421431235E-3,9.7365031842157578E-3,2.6324799800000185E-4,2.5996042456749324E-3,9.0258064516128434E-6,null,6.5075967709234559E-5,1.7290432757283279E-2,null,4.7617434414266233E-3,7.5253354477365589E-3,1.2622826305760073E-4,2.7473819630487849E-3,3.7946571402702613E-6,null,6.1236103203643312E-5,1.5225719875613481E-2]
[2004,2,13,7,5.6407273371146885E-3,1.045699177969325E-2,2.6324799800000185E-4,2.6340158967287672E-3,9.0258064516128434E-6,null,6.5075967709234559E-5,1.906901989878617E-2,null,5.8175137816020685E-3,8.0822005013038798E-3,1.2622826305760073E-4,2.7837497869517224E-3,3.7946571402702613E-6,null,6.1236103203643312E-5,1.6874723093259186E-2]
[2004,2,13,8,6.4464208412595564E-3,1.2184460765929328E-2,1.9743599850000139E-4,2.9938350451796255E-3,9.0258064516128434E-6,null,6.5075967709234559E-5,2.1893949308232918E-2,null,6.6484585842819946E-3,9.4173598856362728E-3,9.4671197293200551E-5,3.1640232997597472E-3,3.7946571402702613E-6,null,6.1236103203643312E-5,1.9389543727315127E-2]
[2004,2,13,9,6.5962293291136455E-3,1.2619264716063996E-2,0,3.3114353063701655E-3,9.0258064516128434E-6,null,6.5075967709234559E-5,2.2592005319257043E-2,null,6.8029622308166844E-3,9.7534195075412652E-3,0,3.4996779404636935E-3,3.7946571402702613E-6,null,6.1236103203643312E-5,2.0121090439165556E-2]
[2004,2,13,10,6.3710637188709373E-3,1.3169039867135576E-2,0,3.5773767532953928E-3,9.0258064516128434E-6,null,6.5075967709234559E-5,2.3182556307011139E-2,null,6.5707396888563729E-3,1.0178340277797954E-2,0,3.7807371577368862E-3,3.7946571402702613E-6,null,6.1236103203643312E-5,2.0594847884735125E-2]
[2004,2,13,11,6.2215543221541096E-3,1.2863309857138676E-2,0,3.6035765915796618E-3,9.0258064516128434E-6,null,6.5075967709234559E-5,2.275351673858168E-2,null,6.4165445072959645E-3,9.9420417999834237E-3,0,3.8084263582206725E-3,3.7946571402702613E-6,null,6.1236103203643312E-5,2.0232043425843973E-2]
[2004,2,13,12,6.0472296782343145E-3,1.2858307358242118E-2,0,3.447002816403351E-3,9.0258064516128434E-6,null,6.5075967709234559E-5,2.2417615820589019E-2,null,6.2367563420706222E-3,9.938175372626366E-3,0,3.6429519532140105E-3,3.7946571402702613E-6,null,6.1236103203643312E-5,1.9882914428254912E-2]
[2004,2,13,13,6.0722824179962141E-3,1.2806324862792189E-2,0,3.2643674510410394E-3,9.0258064516128434E-6,null,6.5075967709234559E-5,2.2208050699538677E-2,null,6.2625942615659996E-3,9.8979981438749465E-3,0,3.4499344547058997E-3,3.7946571402702613E-6,null,6.1236103203643312E-5,1.9675557620490759E-2]
[2004,2,13,14,5.7259692661192733E-3,1.2980909547303965E-2,0,3.5168516280685213E-3,9.0258064516128434E-6,null,6.5075967709234559E-5,2.228880640920099E-2,null,5.9054272840845645E-3,1.0032934505536929E-2,0,3.716771406936074E-3,3.7946571402702613E-6,null,6.1236103203643312E-5,1.9720163956901481E-2]
[2004,2,13,15,5.8058058667110196E-3,1.2803061557462875E-2,0,3.3582295154976705E-3,9.0258064516128434E-6,null,6.5075967709234559E-5,2.2032172907380798E-2,null,5.9877660493644902E-3,9.8954759378214133E-3,0,3.5491322242632113E-3,3.7946571402702613E-6,null,6.1236103203643312E-5,1.9497404971793027E-2]
[2004,2,13,16,6.2094972997426409E-3,1.1971608216029389E-2,0,2.776310353921594E-3,9.0258064516128434E-6,null,6.5075967709234559E-5,2.1022491837402856E-2,null,6.4041096048708312E-3,9.2528463217214727E-3,0,2.9341331484898522E-3,3.7946571402702613E-6,null,6.1236103203643312E-5,1.8656119835426067E-2]
[2004,2,13,17,6.7810908375668501E-3,1.1863540835714514E-2,6.5811999500000462E-5,2.9403118055762152E-3,9.0258064516128434E-6,null,6.5075967709234559E-5,2.1718071675951866E-2,null,6.9936174972108174E-3,9.1693211307529183E-3,3.1557065764400181E-5,3.107457465427464E-3,3.7946571402702613E-6,null,6.1236103203643312E-5,1.9366983919499512E-2]
[2004,2,13,18,7.9832018307908498E-3,1.2155778238400652E-2,2.6324799800000185E-4,3.3468794741087432E-3,9.0258064516128434E-6,null,6.5075967709234559E-5,2.3823144428549711E-2,null,8.2334039382397396E-3,9.3951911832737926E-3,1.2622826305760073E-4,3.5371369757388731E-3,3.7946571402702613E-6,null,6.1236103203643312E-5,2.1356991120653916E-2]
[2004,2,13,19,8.3063126257619802E-3,1.2267596993203567E-2,2.6324799800000185E-4,3.1467835797143154E-3,9.0258064516128434E-6,null,6.5075967709234559E-5,2.4057978083929329E-2,null,8.5666413720651511E-3,9.481615808554486E-3,1.2622826305760073E-4,3.3256663828384382E-3,3.7946571402702613E-6,null,6.1236103203643312E-5,2.1565182586859587E-2]
[2004,2,13,20,8.0049728439782891E-3,1.1666656782359293E-2,2.6324799800000185E-4,3.3584384768960752E-3,9.0258064516128434E-6,null,6.5075967709234559E-5,2.3367352988483126E-2,null,8.2558572783301247E-3,9.0171496049211378E-3,1.2622826305760073E-4,3.5493530643306583E-3,3.7946571402702613E-6,null,6.1236103203643312E-5,2.1013618970983434E-2]
[2004,2,13,21,7.8443046725518006E-3,1.1537819051379303E-2,2.6324799800000185E-4,3.1356705305830854E-3,9.0258064516128434E-6,null,6.5075967709234559E-5,2.2855079139763656E-2,null,8.0901535940927465E-3,8.917571026697959E-3,1.2622826305760073E-4,3.3139215986896921E-3,3.7946571402702613E-6,null,6.1236103203643312E-5,2.051290524288191E-2]
[2004,2,13,22,7.2040626062538022E-3,1.1179813594323025E-2,2.6324799800000185E-4,2.7244251398885395E-3,9.0258064516128434E-6,null,6.5075967709234559E-5,2.1445586225714831E-2,null,7.4298456547702996E-3,8.640868898069658E-3,1.2622826305760073E-4,2.8792984553166496E-3,3.7946571402702613E-6,null,6.1236103203643312E-5,1.9141272031558118E-2]
[2004,2,13,23,6.7105272504498414E-3,1.0762998616185723E-2,2.6324799800000185E-4,2.4125554137280725E-3,9.0258064516128434E-6,null,6.5075967709234559E-5,2.0223366165613103E-2,null,6.9208423715933368E-3,8.3187129380932704E-3,1.2622826305760073E-4,2.5497001089915248E-3,3.7946571402702613E-6,null,6.1236103203643312E-5,1.7980514442079647E-2]
[2004,2,13,24,5.7536022692318989E-3,9.7034851485812371E-3,2.6324799800000185E-4,2.2614960792117192E-3,9.0258064516128434E-6,null,6.5075967709234559E-5,1.8055868382274319E-2,null,5.9339263351514404E-3,7.4998158346604909E-3,1.2622826305760073E-4,2.3900536198419309E-3,3.7946571402702613E-6,null,6.1236103203643312E-5,1.6015054813055374E-2]
[2004,2,14,1,4.9015596177366776E-3,8.2962594311079742E-3,2.6324799800000185E-4,2.2679992307958565E-3,9.0258064516128434E-6,null,6.5075967709234559E-5,1.5803103164889972E-2,null,5.0551797531332293E-3,6.4121722141216829E-3,1.2622826305760073E-4,2.3969264511180593E-3,3.7946571402702613E-6,null,6.1236103203643312E-5,1.4055537441774485E-2]
[2004,2,14,2,4.5102838480619552E-3,8.3982760695280601E-3,2.6324799800000185E-4,2.058983808943014E-3,9.0258064516128434E-6,null,6.5075967709234559E-5,1.5304828611782494E-2,null,4.651640981189328E-3,6.4910207915664236E-3,1.2622826305760073E-4,2.176029289193152E-3,3.7946571402702613E-6,null,6.1236103203643312E-5,1.3509950085350417E-2]
[2004,2,14,3,4.2992196556748703E-3,8.361929639163752E-3,2.6324799800000185E-4,2.0496293512360991E-3,9.0258064516128434E-6,null,6.5075967709234559E-5,1.5048063531324188E-2,null,4.4339618106441605E-3,6.4629286648917638E-3,1.2622826305760073E-4,2.1661430657724757E-3,3.7946571402702613E-6,null,6.1236103203643312E-5,1.3254292564709915E-2]
[2004,2,14,4,4.1553309840936413E-3,8.3918096463363977E-3,2.6324799800000185E-4,1.9953654048187148E-3,9.0258064516128434E-6,null,6.5075967709234559E-5,1.487979092049822E-2,null,4.2855635137733902E-3,6.4860228983039661E-3,1.2622826305760073E-4,2.1087944182316032E-3,3.7946571402702613E-6,null,6.1236103203643312E-5,1.3071639853710473E-2]
[2004,2,14,5,4.2523280572550667E-3,7.9945353486062902E-3,2.6324799800000185E-4,2.1016527099464075E-3,9.0258064516128434E-6,null,6.5075967709234559E-5,1.4685801001057231E-2,null,4.3856005792381244E-3,6.1789699144329576E-3,1.2622826305760073E-4,2.2211237566279064E-3,3.7946571402702613E-6,null,6.1236103203643312E-5,1.2976953273700503E-2]
[2004,2,14,6,4.4340650936012267E-3,8.6345136622077955E-3,2.6324799800000185E-4,2.1256517820427757E-3,9.0258064516128434E-6,null,6.5075967709234559E-5,1.5531515423101262E-2,null,4.5730334492183463E-3,6.6736086361596217E-3,1.2622826305760073E-4,2.2464870856489169E-3,3.7946571402702613E-6,null,6.1236103203643312E-5,1.3684388194428399E-2]
[2004,2,14,7,4.9176988474262332E-3,9.2489898951423222E-3,2.6324799800000185E-4,2.4068418084993034E-3,9.0258064516128434E-6,null,6.5075967709234559E-5,1.6910815436317322E-2,null,5.0718248035907573E-3,7.148536820334634E-3,1.2622826305760073E-4,2.5436617068094933E-3,3.7946571402702613E-6,null,6.1236103203643312E-5,1.4955282354136399E-2]
[2004,2,14,8,5.7620794495177917E-3,9.7340003108983657E-3,1.9743599850000139E-4,2.4114613862386575E-3,9.0258064516128434E-6,null,6.5075967709234559E-5,1.8176773802519221E-2,null,5.9426691993593626E-3,7.5234009789709039E-3,9.4671197293200551E-5,2.54854389015687E-3,3.7946571402702613E-6,null,6.1236103203643312E-5,1.617431602612425E-2]
[2004,2,14,9,6.4058497211607768E-3,9.7117499442227716E-3,0,2.9862855157326909E-3,9.0258064516128434E-6,null,6.5075967709234559E-5,1.9168961148825474E-2,null,6.6066159217663461E-3,7.5062036885370619E-3,0,3.1560446079775184E-3,3.7946571402702613E-6,null,6.1236103203643312E-5,1.733389497862484E-2]
[2004,2,14,10,6.6745584864401917E-3,1.0165313215216134E-2,0,2.9798218948804624E-3,9.0258064516128434E-6,null,6.5075967709234559E-5,1.9884769564246021E-2,null,6.8837463079427291E-3,7.8567623743834338E-3,0,3.1492135546066281E-3,3.7946571402702613E-6,null,6.1236103203643312E-5,1.7954752997276707E-2]
[2004,2,14,11,6.8965914939459801E-3,1.0126099265020757E-2,0,3.034150550310514E-3,9.0258064516128434E-6,null,6.5075967709234559E-5,2.0121917276986485E-2,null,7.112738068036595E-3,7.8264539439471918E-3,0,3.2066305896239957E-3,3.7946571402702613E-6,null,6.1236103203643312E-5,1.8210853361951697E-2]
[2004,2,14,12,7.3305863245852632E-3,9.9189977988744498E-3,0,3.2458097458930657E-3,9.0258064516128434E-6,null,6.5075967709234559E-5,2.0560469837062015E-2,null,7.5603347621323504E-3,7.6663853880209153E-3,0,3.4303218138649156E-3,3.7946571402702613E-6,null,6.1236103203643312E-5,1.8722072724362094E-2]
[2004,2,14,13,7.4902137415504173E-3,9.0639181752839894E-3,0,3.0916222343348111E-3,9.0258064516128434E-6,null,6.5075967709234559E-5,1.9710830118878451E-2,null,7.7249650735473551E-3,7.005495037522784E-3,0,3.2673693225819421E-3,3.7946571402702613E-6,null,6.1236103203643312E-5,1.8062860193995996E-2]
[2004,2,14,14,7.0595324362306422E-3,9.1452750905445107E-3,0,3.0608097037028961E-3,9.0258064516128434E-6,null,6.5075967709234559E-5,1.9330693198187282E-2,null,7.2807857542084142E-3,7.0683757316225941E-3,0,3.2348052155510921E-3,3.7946571402702613E-6,null,6.1236103203643312E-5,1.7648997461726015E-2]
[2004,2,14,15,6.6484819494000962E-3,9.3547298154156334E-3,0,2.7671840805401963E-3,9.0258064516128434E-6,null,6.5075967709234559E-5,1.883547181306516E-2,null,6.8568525042644237E-3,7.2302631193167551E-3,0,2.9244880808147935E-3,3.7946571402702613E-6,null,6.1236103203643312E-5,1.7076634464739886E-2]
[2004,2,14,16,6.6411599040649208E-3,9.0861020434370981E-3,0,2.6808713675869535E-3,9.0258064516128434E-6,null,6.5075967709234559E-5,1.8473209282798206E-2,null,6.8493009781754694E-3,7.0226409313023019E-3,0,2.8332688149807438E-3,3.7946571402702613E-6,null,6.1236103203643312E-5,1.6770241484802429E-2]
[2004,2,14,17,7.492078478020533E-3,8.7629249216068777E-3,6.5811999500000462E-5,2.609508889351281E-3,9.0258064516128434E-6,null,6.5075967709234559E-5,1.8997640486072984E-2,null,7.7268882528583943E-3,6.7728575948423422E-3,3.1557065764400181E-5,2.7578496484405514E-3,3.7946571402702613E-6,null,6.1236103203643312E-5,1.7354183322249604E-2]
[2004,2,14,18,8.673194518525577E-3,8.7424600344039663E-3,2.6324799800000185E-4,3.1288136176522534E-3,9.0258064516128434E-6,null,6.5075967709234559E-5,2.0881753055831263E-2,null,8.9450217368328318E-3,6.7570403000509569E-3,1.2622826305760073E-4,3.3066748960657419E-3,3.7946571402702613E-6,null,6.1236103203643312E-5,1.9199995956351044E-2]
[2004,2,14,19,8.8993047071945375E-3,9.0049278096958913E-3,2.6324799800000185E-4,2.8228928633101773E-3,9.0258064516128434E-6,null,6.5075967709234559E-5,2.1064410265450074E-2,null,9.1782184613203449E-3,6.9599014316012332E-3,1.2622826305760073E-4,2.9833636982170538E-3,3.7946571402702613E-6,null,6.1236103203643312E-5,1.9312742614540142E-2]
[2004,2,14,20,8.5251202900707319E-3,8.8403596804551721E-3,2.6324799800000185E-4,2.6013741263217743E-3,9.0258064516128434E-6,null,6.5075967709234559E-5,2.0304138982097143E-2,null,8.7923067032469708E-3,6.8327068574187333E-3,1.2622826305760073E-4,2.7492524547491938E-3,3.7946571402702613E-6,null,6.1236103203643312E-5,1.8565525038816411E-2]
[2004,2,14,21,7.8442293745871645E-3,8.7190651042598436E-3,2.6324799800000185E-4,2.6145165790326477E-3,9.0258064516128434E-6,null,6.5075967709234559E-5,1.9515095943129123E-2,null,8.0900759362091401E-3,6.7389583774366555E-3,1.2622826305760073E-4,2.7631420064331276E-3,3.7946571402702613E-6,null,6.1236103203643312E-5,1.7783435343480435E-2]
[2004,2,14,22,7.2628472557212265E-3,8.5031685164184898E-3,2.6324799800000185E-4,2.5560530686297893E-3,9.0258064516128434E-6,null,6.5075967709234559E-5,1.8659353726018974E-2,null,7.490472678199217E-3,6.5720920790553472E-3,1.2622826305760073E-4,2.7013550654998832E-3,3.7946571402702613E-6,null,6.1236103203643312E-5,1.6955178846155963E-2]
[2004,2,14,23,6.797393953534508E-3,8.1780824791411431E-3,2.6324799800000185E-4,2.3709670232443421E-3,9.0258064516128434E-6,null,6.5075967709234559E-5,1.7683728341169457E-2,null,7.010431570318173E-3,6.3208333433879714E-3,1.2622826305760073E-4,2.5057475750328161E-3,3.7946571402702613E-6,null,6.1236103203643312E-5,1.6028271512140476E-2]
[2004,2,14,24,5.7482072973910631E-3,8.1338344245541379E-3,2.6324799800000185E-4,2.1840598881179289E-3,9.0258064516128434E-6,null,6.5075967709234559E-5,1.6403386495312592E-2,null,5.9283622791069463E-3,6.2866340577330581E-3,1.2622826305760073E-4,2.308215472726948E-3,3.7946571402702613E-6,null,6.1236103203643312E-5,1.4714470832968467E-2]
[2004,2,15,1,5.023977227188654E-3,7.7130925351417412E-3,2.6324799800000185E-4,2.6789882902099665E-3,9.0258064516128434E-6,null,6.5075967709234559E-5,1.5753342937789825E-2,null,5.1814340617596655E-3,5.9614429912035818E-3,1.2622826305760073E-4,2.8312786917421132E-3,3.7946571402702613E-6,null,6.1236103203643312E-5,1.4165414768106874E-2]
[2004,2,15,2,4.6730991711368408E-3,7.9263156937864343E-3,2.6324799800000185E-4,2.6588594566595574E-3,9.0258064516128434E-6,null,6.5075967709234559E-5,1.55955592068323E-2,null,4.8195591111106079E-3,6.1262429983178924E-3,1.2622826305760073E-4,2.8100056097621878E-3,3.7946571402702613E-6,null,6.1236103203643312E-5,1.3947066742592202E-2]
[2004,2,15,3,4.4297080315390874E-3,7.9298849739408567E-3,2.6324799800000185E-4,2.5336951240147818E-3,9.0258064516128434E-6,null,6.5075967709234559E-5,1.5230573014744193E-2,null,4.5685398321581826E-3,6.1290016920666421E-3,1.2622826305760073E-4,2.6777261558809241E-3,3.7946571402702613E-6,null,6.1236103203643312E-5,1.3566526703507263E-2]
[2004,2,15,4,4.3845244406437748E-3,7.9006620722547501E-3,2.6324799800000185E-4,2.4672237421750854E-3,9.0258064516128434E-6,null,6.5075967709234559E-5,1.5089695140323078E-2,null,4.5219401390643116E-3,6.1064153349542974E-3,1.2622826305760073E-4,2.6074761261584592E-3,3.7946571402702613E-6,null,6.1236103203643312E-5,1.3427090623578582E-2]
[2004,2,15,5,4.2357381960152528E-3,7.8267153980246737E-3,2.6324799800000185E-4,2.4446085454914684E-3,9.0258064516128434E-6,null,6.5075967709234559E-5,1.484434702478086E-2,null,4.3684907739542454E-3,6.0492620101622978E-3,1.2622826305760073E-4,2.5835753406589961E-3,3.7946571402702613E-6,null,6.1236103203643312E-5,1.3192587148177053E-2]
[2004,2,15,6,4.453866030251258E-3,8.2157847251699556E-3,2.6324799800000185E-4,2.3502121868894318E-3,9.0258064516128434E-6,null,6.5075967709234559E-5,1.5357147827560114E-2,null,4.593454968459712E-3,6.3499733788947499E-3,1.2622826305760073E-4,2.483812904345007E-3,3.7946571402702613E-6,null,6.1236103203643312E-5,1.3618500275100984E-2]
[2004,2,15,7,4.9837702092022191E-3,8.2210832928178226E-3,2.6324799800000185E-4,2.473890349939817E-3,9.0258064516128434E-6,null,6.5075967709234559E-5,1.6016028737209323E-2,null,5.1399669127070655E-3,6.3540686375505853E-3,1.2622826305760073E-4,2.6145217054838574E-3,3.7946571402702613E-6,null,6.1236103203643312E-5,1.4299816279143023E-2]
[2004,2,15,8,5.387283662604758E-3,8.5848060229817176E-3,1.9743599850000139E-4,2.4374905385434681E-3,9.0258064516128434E-6,null,6.5075967709234559E-5,1.6678812879994349E-2,null,5.5561269105118636E-3,6.6351896419464098E-3,9.4671197293200551E-5,2.5760527018056675E-3,3.7946571402702613E-6,null,6.1236103203643312E-5,1.4927071211901056E-2]
[2004,2,15,9,6.3218833114389401E-3,8.9005849660008761E-3,0,2.5161369700613567E-3,9.0258064516128434E-6,null,6.5075967709234559E-5,1.7803681215210407E-2,null,{"$f":"E1091*Y$5","v":6.5200179147089279E-3},{"$f":"F1091*Z$5","v":6.8792549319781782E-3},{"$f":"G1091*AA$5","v":0},{"$f":"H1091*AB$5","v":2.6591698869579405E-3},{"$f":"I1091*AC$5","v":3.7946571402702613E-6},null,{"$f":"K1091*AE$5","v":6.1236103203643312E-5},1.612347349398896E-2]
[2004,2,15,10,6.8172556761450934E-3,9.1316835120883472E-3,0,2.4901614710941163E-3,9.0258064516128434E-6,null,6.5075967709234559E-5,1.8504176627036791E-2,null,7.03091578061729E-3,7.0578708116105851E-3,0,2.6317177786370216E-3,3.7946571402702613E-6,null,6.1236103203643312E-5,{"$f":"SUM(N1092:T1092)","v":1.6785535131208812E-2}]
[2004,2,15,11,6.8241130059601791E-3,9.2680000565500964E-3,0,2.9733581908592782E-3,9.0258064516128434E-6,null,6.5075967709234559E-5,1.9130547221078788E-2,null,7.0379880265033423E-3,7.1632297587338155E-3,0,3.1423824133389399E-3,3.7946571402702613E-6,null,6.1236103203643312E-5,1.7408630958920011E-2]
[2004,2,15,12,6.9080320360431508E-3,9.3340245717707278E-3,0,2.9725295345745693E-3,9.0258064516128434E-6,null,6.5075967709234559E-5,1.927966211009768E-2,null,7.124537168993199E-3,7.2142600532254676E-3,0,3.1415066510632151E-3,3.7946571402702613E-6,null,6.1236103203643312E-5,1.7545334633625797E-2]
[2004,2,15,13,6.9596608215631286E-3,8.851124609888095E-3,0,3.0656894956519109E-3,9.0258064516128434E-6,null,6.5075967709234559E-5,1.8941550894812368E-2,null,7.1777840560238136E-3,6.8410270626835237E-3,0,3.2399624053065937E-3,3.7946571402702613E-6,null,6.1236103203643312E-5,1.7323804284357845E-2]
[2004,2,15,14,6.7462223499203987E-3,9.1018266452419228E-3,0,3.0882456097211125E-3,9.0258064516128434E-6,null,6.5075967709234559E-5,1.9001370572592668E-2,null,6.9576561937646888E-3,7.0347944633378304E-3,0,3.2638007495673781E-3,3.7946571402702613E-6,null,6.1236103203643312E-5,1.7321282167013809E-2]
[2004,2,15,15,6.7191917074327645E-3,8.9403420015219566E-3,0,2.9451534704347049E-3,9.0258064516128434E-6,null,6.5075967709234559E-5,1.8669763147098659E-2,null,6.9297783819508305E-3,6.9099831126240522E-3,0,3.1125743607108413E-3,3.7946571402702613E-6,null,6.1236103203643312E-5,1.7017366615629637E-2]
[2004,2,15,16,7.013442669735262E-3,8.9930624511504499E-3,0,2.7074180683044819E-3,9.0258064516128434E-6,null,6.5075967709234559E-5,1.8778999156899432E-2,null,7.233251484999286E-3,6.9507307055641007E-3,0,2.8613245957216527E-3,3.7946571402702613E-6,null,6.1236103203643312E-5,1.7110337546628954E-2]
[2004,2,15,17,7.5957903298830782E-3,8.8155072398114764E-3,6.5811999500000462E-5,2.9493742616947352E-3,9.0258064516128434E-6,null,6.5075967709234559E-5,1.9493800028483582E-2,null,7.833850545390415E-3,6.8134984261164194E-3,3.1557065764400181E-5,3.117035088068436E-3,3.7946571402702613E-6,null,6.1236103203643312E-5,1.7860971885683585E-2]
[2004,2,15,18,8.8763373253912658E-3,9.1452652352076291E-3,2.6324799800000185E-4,2.8688125490012851E-3,9.0258064516128434E-6,null,6.5075967709234559E-5,2.1227699994849646E-2,null,9.1545312571385887E-3,7.0683681144406776E-3,1.2622826305760073E-4,3.0318937452142132E-3,3.7946571402702613E-6,null,6.1236103203643312E-5,1.9446052140194993E-2]
[2004,2,15,19,9.1382782978360177E-3,9.2404523127162987E-3,2.6324799800000185E-4,2.782171808556993E-3,9.0258064516128434E-6,null,6.5075967709234559E-5,2.1498187304358776E-2,null,9.4246817405943366E-3,7.1419381297726384E-3,1.2622826305760073E-4,2.9403278047608274E-3,3.7946571402702613E-6,null,6.1236103203643312E-5,1.9698206698529314E-2]
[2004,2,15,20,8.5013475500910155E-3,8.9808402989904144E-3,2.6324799800000185E-4,2.9717153684101962E-3,9.0258064516128434E-6,null,6.5075967709234559E-5,2.0791188102741092E-2,null,8.7677889000997641E-3,6.9412842140304E-3,1.2622826305760073E-4,3.1406462026166313E-3,3.7946571402702613E-6,null,6.1236103203643312E-5,1.9040978340148309E-2]
[2004,2,15,21,8.2182129595302304E-3,8.7744890480792367E-3,2.6324799800000185E-4,3.1087870928685002E-3,9.0258064516128434E-6,null,6.5075967709234559E-5,2.0438773985727434E-2,null,8.4757805678058358E-3,6.7817954988534691E-3,1.2622826305760073E-4,3.2855099387208027E-3,3.7946571402702613E-6,null,6.1236103203643312E-5,1.8734345028781622E-2]
[2004,2,15,22,8.0027812427187987E-3,8.7778484371899591E-3,2.6324799800000185E-4,2.8162945132498597E-3,9.0258064516128434E-6,null,6.5075967709234559E-5,1.9934209078408087E-2,null,8.253596989936645E-3,6.7843919679840539E-3,1.2622826305760073E-4,2.9763902567896679E-3,3.7946571402702613E-6,null,6.1236103203643312E-5,1.8205638238111881E-2]
[2004,2,15,23,7.1023546108284104E-3,8.5167895500594653E-3,2.6324799800000185E-4,2.2811598273588534E-3,9.0258064516128434E-6,null,6.5075967709234559E-5,1.8237588873496191E-2,null,7.32495002168533E-3,6.582619764955909E-3,1.2622826305760073E-4,2.4108351780638224E-3,3.7946571402702613E-6,null,6.1236103203643312E-5,1.6509663988106577E-2]
[2004,2,15,24,5.497442939241236E-3,8.800844748940953E-3,2.6324799800000185E-4,2.5421698750776284E-3,9.0258064516128434E-6,null,6.5075967709234559E-5,1.7177742448509281E-2,null,5.6697386970251664E-3,6.802165798764236E-3,1.2622826305760073E-4,2.6866826646457218E-3,3.7946571402702613E-6,null,6.1236103203643312E-5,1.5349846183836637E-2]
[2004,2,16,1,4.7731437984423336E-3,8.9613309293008654E-3,2.6324799800000185E-4,2.3187828567431427E-3,9.0258064516128434E-6,null,6.5075967709234559E-5,1.6390542469735803E-2,null,4.9227392443348195E-3,6.9262054379534022E-3,1.2622826305760073E-4,2.4505969350688064E-3,3.7946571402702613E-6,null,6.1236103203643312E-5,1.4490800640758543E-2]
[2004,2,16,2,4.4572913653059855E-3,9.567763478425282E-3,2.6324799800000185E-4,2.4731041699653637E-3,9.0258064516128434E-6,null,6.5075967709234559E-5,1.6835443898946093E-2,null,4.5969876571887646E-3,7.3949166654077789E-3,1.2622826305760073E-4,2.6136908341367602E-3,3.7946571402702613E-6,null,6.1236103203643312E-5,1.4796854180134818E-2]
[2004,2,16,3,4.3079058405444048E-3,9.4278783947078469E-3,2.6324799800000185E-4,2.4615823345618486E-3,9.0258064516128434E-6,null,6.5075967709234559E-5,1.6534651455063564E-2,null,4.4429202298635348E-3,7.2867995971758331E-3,1.2622826305760073E-4,2.6015140257546767E-3,3.7946571402702613E-6,null,6.1236103203643312E-5,1.4522492876195559E-2]
[2004,2,16,4,4.4087374635419004E-3,9.6444970047171435E-3,2.6324799800000185E-4,2.3092001410295725E-3,9.0258064516128434E-6,null,6.5075967709234559E-5,1.6699719494538079E-2,null,4.5469120240687983E-3,7.4542239459076294E-3,1.2622826305760073E-4,2.4404694780328791E-3,3.7946571402702613E-6,null,6.1236103203643312E-5,1.4632864471410822E-2]
[2004,2,16,5,4.4937361934372722E-3,9.3003739078842962E-3,2.6324799800000185E-4,2.4865759631374751E-3,9.0258064516128434E-6,null,6.5075967709234559E-5,1.6617970949708509E-2,null,4.634574705321165E-3,7.1882514822844178E-3,1.2622826305760073E-4,2.6279284480476318E-3,3.7946571402702613E-6,null,6.1236103203643312E-5,1.4642013659054728E-2]
[2004,2,16,6,4.9085337525232604E-3,1.0028926419373897E-2,2.6324799800000185E-4,2.7015057786788587E-3,9.0258064516128434E-6,null,6.5075967709234559E-5,1.7976250835825481E-2,null,5.0623724647838597E-3,7.7513491300249598E-3,1.2622826305760073E-4,2.855076214682584E-3,3.7946571402702613E-6,null,6.1236103203643312E-5,1.5860056832892919E-2]
[2004,2,16,7,5.7333547005281177E-3,1.0980211567176639E-2,2.6324799800000185E-4,2.5168727281277212E-3,9.0258064516128434E-6,null,6.5075967709234559E-5,1.9567723881081942E-2,null,5.9130441859287421E-3,8.4865966524897609E-3,1.2622826305760073E-4,2.6599474701012441E-3,3.7946571402702613E-6,null,6.1236103203643312E-5,1.7250847331921261E-2]
[2004,2,16,8,6.8729366717096242E-3,1.2442489798367467E-2,1.9743599850000139E-4,2.9291496322075418E-3,9.0258064516128434E-6,null,6.5075967709234559E-5,2.2513808758149036E-2,null,7.0883418783012943E-3,9.6167903164196527E-3,9.4671197293200551E-5,3.0956607645132622E-3,3.7946571402702613E-6,null,6.1236103203643312E-5,1.9960494916871321E-2]
[2004,2,16,9,7.4042234148048369E-3,1.2625081946348227E-2,0,3.3673934815636364E-3,9.0258064516128434E-6,null,6.5075967709234559E-5,2.3461774810425932E-2,null,7.6362797177359958E-3,9.7579156401298647E-3,0,3.558817127310094E-3,3.7946571402702613E-6,null,6.1236103203643312E-5,2.1018043245519868E-2]
[2004,2,16,10,6.9264868482854774E-3,1.3557883085457245E-2,0,3.8236117002812451E-3,9.0258064516128434E-6,null,6.5075967709234559E-5,2.4373057601733198E-2,null,7.1435703748441888E-3,1.0478876887203246E-2,0,4.0409696347174602E-3,3.7946571402702613E-6,null,6.1236103203643312E-5,2.172844765710881E-2]
[2004,2,16,11,6.7514888771288114E-3,1.3528517387940446E-2,0,3.7460490315257742E-3,9.0258064516128434E-6,null,6.5075967709234559E-5,2.4091131264304264E-2,null,6.9630877795842216E-3,1.0456180163308683E-2,0,3.9589978201617481E-3,3.7946571402702613E-6,null,6.1236103203643312E-5,2.1443296523398568E-2]
[2004,2,16,12,6.8386564433481059E-3,1.3181488043763793E-2,0,3.859185439692873E-3,9.0258064516128434E-6,null,6.5075967709234559E-5,2.3944405894514006E-2,null,7.0529872708170035E-3,1.0187961463460573E-2,0,4.0785656073276406E-3,3.7946571402702613E-6,null,6.1236103203643312E-5,2.1384545101949128E-2]
[2004,2,16,13,6.7373732387669477E-3,1.3190751506599922E-2,0,3.3663872172365701E-3,9.0258064516128434E-6,null,6.5075967709234559E-5,2.3359587930312675E-2,null,6.9485297419769193E-3,1.0195121186405308E-2,0,3.5577536606432574E-3,3.7946571402702613E-6,null,6.1236103203643312E-5,2.0766435349369401E-2]
[2004,2,16,14,6.4679518276467571E-3,1.3767453544584318E-2,0,3.3022567191385126E-3,9.0258064516128434E-6,null,6.5075967709234559E-5,2.360273805907882E-2,null,6.6706643748747907E-3,1.0640853725810362E-2,0,3.4899775850928834E-3,3.7946571402702613E-6,null,6.1236103203643312E-5,2.0866526446121948E-2]
[2004,2,16,15,6.5035291094935974E-3,1.3344519741047327E-2,0,3.2955441727976838E-3,9.0258064516128434E-6,null,6.5075967709234559E-5,2.3208668991047843E-2,null,6.7073566868917373E-3,1.0313968530624209E-2,0,3.4828834557562335E-3,3.7946571402702613E-6,null,6.1236103203643312E-5,2.0569239433616094E-2]
[2004,2,16,16,6.9785895985332346E-3,1.2687589550692307E-2,0,3.2185459335976048E-3,9.0258064516128434E-6,null,6.5075967709234559E-5,2.2949801050532379E-2,null,7.1973060811654846E-3,9.8062277170453405E-3,0,3.4015081564518234E-3,3.7946571402702613E-6,null,6.1236103203643312E-5,2.0470072715006563E-2]
[2004,2,16,17,7.7353876530600173E-3,1.2607989642466453E-2,6.5811999500000462E-5,3.3337483861921504E-3,9.0258064516128434E-6,null,6.5075967709234559E-5,2.3810253878812904E-2,null,7.9778229983953862E-3,9.7447050122636391E-3,3.1557065764400181E-5,3.5232594348950019E-3,3.7946571402702613E-6,null,6.1236103203643312E-5,2.1342375271662339E-2]
[2004,2,16,18,9.159049233324135E-3,1.299306199008279E-2,2.6324799800000185E-4,3.4494597569572987E-3,9.0258064516128434E-6,null,6.5075967709234559E-5,2.5938855865613689E-2,null,9.4461036594777094E-3,1.004232711874619E-2,1.2622826305760073E-4,3.6455485615913934E-3,3.7946571402702613E-6,null,6.1236103203643312E-5,2.3325238363216805E-2]
[2004,2,16,19,9.3145946649948498E-3,1.2894231629379822E-2,2.6324799800000185E-4,3.7433168619465319E-3,9.0258064516128434E-6,null,6.5075967709234559E-5,2.6289428041570671E-2,null,9.6065240518011727E-3,9.9659412127757249E-3,1.2622826305760073E-4,3.9561103370248478E-3,3.7946571402702613E-6,null,6.1236103203643312E-5,2.371983462500326E-2]
[2004,2,16,20,9.1917553131818028E-3,1.2551480177935424E-2,2.6324799800000185E-4,3.3117715759538257E-3,9.0258064516128434E-6,null,6.5075967709234559E-5,2.5392291952320518E-2,null,9.4798347829557483E-3,9.7010288927654852E-3,1.2622826305760073E-4,3.5000333257075847E-3,3.7946571402702613E-6,null,6.1236103203643312E-5,2.2872156024830333E-2]
[2004,2,16,21,8.776695527401436E-3,1.2178476925049938E-2,2.6324799800000185E-4,3.536506495669015E-3,9.0258064516128434E-6,null,6.5075967709234559E-5,2.4828963833369858E-2,null,9.0517665783328323E-3,9.4127349798532305E-3,1.2622826305760073E-4,3.737543579785672E-3,3.7946571402702613E-6,null,6.1236103203643312E-5,2.2393304161373244E-2]
[2004,2,16,22,8.09866808847539E-3,1.1956958882901436E-2,2.6324799800000185E-4,3.3146305861661575E-3,9.0258064516128434E-6,null,6.5075967709234559E-5,2.3707542442792454E-2,null,8.3524890322789463E-3,9.2415238639778959E-3,1.2622826305760073E-4,3.5030548598901823E-3,3.7946571402702613E-6,null,6.1236103203643312E-5,2.1288326779548537E-2]
[2004,2,16,23,7.2258863919871042E-3,1.1565821366944782E-2,2.6324799800000185E-4,2.6558952397584597E-3,9.0258064516128434E-6,null,6.5075967709234559E-5,2.1784887883939813E-2,null,7.4523534213547333E-3,8.9392139937834337E-3,1.2622826305760073E-4,2.8068728882865292E-3,3.7946571402702613E-6,null,6.1236103203643312E-5,1.9389699326826208E-2]
[2004,2,16,24,5.761390285294465E-3,1.1048069328041955E-2,2.6324799800000185E-4,3.002650331007814E-3,9.0258064516128434E-6,null,6.5075967709234559E-5,2.0149394829593697E-2,null,5.9419584359901405E-3,8.5390438610596347E-3,1.2622826305760073E-4,3.1733397014096438E-3,3.7946571402702613E-6,null,6.1236103203643312E-5,1.7845601021860932E-2]
[2004,2,17,1,4.7368589857922474E-3,1.0417853162420434E-2,2.6324799800000185E-4,3.5759360225757213E-3,9.0258064516128434E-6,null,6.5075967709234559E-5,1.9067933056037868E-2,null,4.8853172267404182E-3,8.0519502956226448E-3,1.2622826305760073E-4,3.7792145268982034E-3,3.7946571402702613E-6,null,6.1236103203643312E-5,1.6907741072662782E-2]
[2004,2,17,2,4.4580508330546911E-3,1.0288266240210535E-2,2.6324799800000185E-4,3.7709578700559454E-3,9.0258064516128434E-6,null,6.5075967709234559E-5,1.8854559828570636E-2,null,4.5977709274712519E-3,7.9517926681029263E-3,1.2622826305760073E-4,3.9853226324142836E-3,3.7946571402702613E-6,null,6.1236103203643312E-5,1.6726145251389976E-2]
[2004,2,17,3,4.2561744893445845E-3,9.9810456277012218E-3,2.6324799800000185E-4,3.6238184394122353E-3,9.0258064516128434E-6,null,6.5075967709234559E-5,1.8198323441707503E-2,null,4.3895675626346685E-3,7.7143421048103842E-3,1.2622826305760073E-4,3.8298188789193579E-3,3.7946571402702613E-6,null,6.1236103203643312E-5,1.6124987569765926E-2]
[2004,2,17,4,4.3131129218669448E-3,9.7968091629627822E-3,2.6324799800000185E-4,3.442040648864832E-3,9.0258064516128434E-6,null,6.5075967709234559E-5,1.7889247618944025E-2,null,4.4482905066993757E-3,7.5719458900061348E-3,1.2622826305760073E-4,3.6377077051267738E-3,3.7946571402702613E-6,null,6.1236103203643312E-5,1.5849203125233798E-2]
[2004,2,17,5,4.3337628191716764E-3,9.5343307197608244E-3,2.6324799800000185E-4,3.3865139430310251E-3,9.0258064516128434E-6,null,6.5075967709234559E-5,1.7591892367212991E-2,null,4.46958759393288E-3,7.3690765132368094E-3,1.2622826305760073E-4,3.579024515049236E-3,3.7946571402702613E-6,null,6.1236103203643312E-5,1.5608947645620439E-2]
[2004,2,17,6,4.7560054115216074E-3,1.0224281696067044E-2,2.6324799800000185E-4,3.7777057581541425E-3,9.0258064516128434E-6,null,6.5075967709234559E-5,1.9095277750992259E-2,null,4.905063721986889E-3,7.9023390656092866E-3,1.2622826305760073E-4,3.9924541125541937E-3,3.7946571402702613E-6,null,6.1236103203643312E-5,1.6991115923551882E-2]
[2004,2,17,7,5.5288684008298131E-3,1.1116792800379702E-2,2.6324799800000185E-4,3.9726416106947472E-3,9.0258064516128434E-6,null,6.5075967709234559E-5,2.0955587697153728E-2,null,5.7021490662840834E-3,8.5921601773273869E-3,1.2622826305760073E-4,4.1984713346419917E-3,3.7946571402702613E-6,null,6.1236103203643312E-5,1.8684039601654975E-2]
[2004,2,17,8,6.4716186341310959E-3,1.2808624301843E-2,1.9743599850000139E-4,4.2053620969576735E-3,9.0258064516128434E-6,null,6.5075967709234559E-5,2.375483768879617E-2,null,6.6744461030070392E-3,9.8997753784602575E-3,9.4671197293200551E-5,4.4444211046712019E-3,3.7946571402702613E-6,null,6.1236103203643312E-5,2.1178344543775613E-2]
[2004,2,17,9,6.6314961448763129E-3,1.3503431327069677E-2,0,4.1163474462206449E-3,9.0258064516128434E-6,null,6.5075967709234559E-5,2.4316350885875866E-2,null,6.8393343464094028E-3,1.043679116712154E-2,0,4.3503463060594978E-3,3.7946571402702613E-6,null,6.1236103203643312E-5,2.1691502579934355E-2]
[2004,2,17,10,6.0687029774005386E-3,1.3958578925091151E-2,0,4.3304369363676761E-3,9.0258064516128434E-6,null,6.5075967709234559E-5,2.4422794806568598E-2,null,6.2589026374630661E-3,1.0788574378048412E-2,0,4.576605977964116E-3,3.7946571402702613E-6,null,6.1236103203643312E-5,2.168911375381951E-2]
[2004,2,17,11,5.2256018506060976E-3,1.3268861104047869E-2,0,3.0322628259038214E-3,9.0258064516128434E-6,null,6.5075967709234559E-5,2.1591801748267022E-2,null,5.3893778171196409E-3,1.0255492031190361E-2,0,3.2046355551895111E-3,3.7946571402702613E-6,null,6.1236103203643312E-5,1.8914536163843424E-2]
[2004,2,17,12,5.1434938037207556E-3,1.3041000879407915E-2,0,2.4457684094228403E-3,9.0258064516128434E-6,null,6.5075967709234559E-5,2.0695339060260744E-2,null,5.3046964159831275E-3,1.0079379047589423E-2,0,2.5848011384895478E-3,3.7946571402702613E-6,null,6.1236103203643312E-5,1.8033907362406013E-2]
[2004,2,17,13,5.2166835825091275E-3,1.2849888738862851E-2,0,2.5422082802634208E-3,9.0258064516128434E-6,null,6.5075967709234559E-5,2.0673856569344631E-2,null,5.3801800409355709E-3,9.9316686285071312E-3,0,2.686723253021783E-3,3.7946571402702613E-6,null,6.1236103203643312E-5,1.8063602682808398E-2]
[2004,2,17,14,4.8391147883129412E-3,1.3200013575109337E-2,0,2.5989461515828483E-3,9.0258064516128434E-6,null,6.5075967709234559E-5,2.0703150482714358E-2,null,4.9907778357825856E-3,1.0202279831676051E-2,0,2.7466864587843997E-3,3.7946571402702613E-6,null,6.1236103203643312E-5,1.8004774886586951E-2]
[2004,2,17,15,4.950859960211401E-3,1.3104605453424071E-2,0,2.5069251646559448E-3,9.0258064516128434E-6,null,6.5075967709234559E-5,2.0627466546000651E-2,null,5.1060252212162711E-3,1.0128538971478517E-2,0,2.6494344250852148E-3,3.7946571402702613E-6,null,6.1236103203643312E-5,1.7949029378123916E-2]
[2004,2,17,16,5.268735191425936E-3,1.2326449586302524E-2,0,2.7181886714533698E-3,9.0258064516128434E-6,null,6.5075967709234559E-5,2.0378449416891063E-2,null,5.4338630031017564E-3,9.5271029302304473E-3,0,2.8727074671228061E-3,3.7946571402702613E-6,null,6.1236103203643312E-5,1.7898704160798924E-2]
[2004,2,17,17,5.9991639645903313E-3,1.208518990622668E-2,6.5811999500000462E-5,2.594554134450618E-3,9.0258064516128434E-6,null,6.5075967709234559E-5,2.0812036202361918E-2,null,6.1871841974100294E-3,9.3406335183447084E-3,3.1557065764400181E-5,2.7420447720082047E-3,3.7946571402702613E-6,null,6.1236103203643312E-5,1.8366450313871255E-2]
[2004,2,17,18,6.6831487867874953E-3,1.2192565316900238E-2,2.6324799800000185E-4,1.9203180340413924E-3,9.0258064516128434E-6,null,6.5075967709234559E-5,2.1133317022978593E-2,null,6.892605837516109E-3,9.423623886536333E-3,1.2622826305760073E-4,2.0294808868774033E-3,3.7946571402702613E-6,null,6.1236103203643312E-5,1.8536969634331359E-2]
[2004,2,17,19,7.1546756504825377E-3,1.2187755423253946E-2,2.6324799800000185E-4,1.6977368334683115E-3,9.0258064516128434E-6,null,6.5075967709234559E-5,2.1377452792454264E-2,null,7.3789108588371097E-3,9.419906323621656E-3,1.2622826305760073E-4,1.7942467827688144E-3,3.7946571402702613E-6,null,6.1236103203643312E-5,1.8784322988629091E-2]
[2004,2,17,20,7.1698292184709028E-3,1.1515065466016407E-2,2.6324799800000185E-4,1.6546045043981377E-3,9.0258064516128434E-6,null,6.5075967709234559E-5,2.0676784074134914E-2,null,7.3945393558985982E-3,8.8999847989471095E-3,1.2622826305760073E-4,1.7486625431258629E-3,3.7946571402702613E-6,null,6.1236103203643312E-5,1.8234445721373081E-2]
[2004,2,17,21,6.9046165953177002E-3,1.117094720449199E-2,2.6324799800000185E-4,1.8718545494087156E-3,9.0258064516128434E-6,null,6.5075967709234559E-5,2.028470323446787E-2,null,7.1210146846923143E-3,8.6340160725298775E-3,1.2622826305760073E-4,1.9782624355428081E-3,3.7946571402702613E-6,null,6.1236103203643312E-5,1.7924552216166512E-2]
[2004,2,17,22,6.2209459947171379E-3,1.1424226539371406E-2,2.6324799800000185E-4,1.5361489395346703E-3,9.0258064516128434E-6,null,6.5075967709234559E-5,1.9518606358872682E-2,null,6.4159171142246802E-3,8.8297754659060462E-3,1.2622826305760073E-4,1.6234732252248408E-3,3.7946571402702613E-6,null,6.1236103203643312E-5,1.7060424828757081E-2]
[2004,2,17,23,5.7302574172672614E-3,1.064741157014759E-2,2.6324799800000185E-4,1.4877644234574795E-3,9.0258064516128434E-6,null,6.5075967709234559E-5,1.8202718296121797E-2,null,5.9098498304886206E-3,8.2293758035602033E-3,1.2622826305760073E-4,1.5723382315109013E-3,3.7946571402702613E-6,null,6.1236103203643312E-5,1.5902822888961238E-2]
[2004,2,17,24,4.7722522622621047E-3,1.0270411269723561E-2,2.6324799800000185E-4,2.0674154478258094E-3,9.0258064516128434E-6,null,6.5075967709234559E-5,1.744736386506094E-2,null,4.9218197664545197E-3,7.9379925758334829E-3,1.2622826305760073E-4,2.1849402350127213E-3,3.7946571402702613E-6,null,6.1236103203643312E-5,1.5236011600702237E-2]
[2004,2,18,1,4.0763624887350395E-3,9.7341510434043495E-3,2.6324799800000185E-4,2.5388757666327346E-3,9.0258064516128434E-6,null,6.5075967709234559E-5,1.6686674184021588E-2,null,{"$f":"E1155*Y$5","v":4.2041200610756684E-3},{"$f":"F1155*Z$5","v":7.5235174800030447E-3},{"$f":"G1155*AA$5","v":1.2622826305760073E-4},{"$f":"H1155*AB$5","v":2.6832012985335977E-3},{"$f":"I1155*AC$5","v":3.7946571402702613E-6},null,{"$f":"K1155*AE$5","v":6.1236103203643312E-5},1.4602097863013825E-2]
[2004,2,18,2,3.7302949572379624E-3,9.5449330780959622E-3,2.6324799800000185E-4,2.6163278763899345E-3,9.0258064516128434E-6,null,6.5075967709234559E-5,1.6228840796973322E-2,null,3.8472064019802335E-3,7.3772710674314158E-3,1.2622826305760073E-4,2.7650562692280922E-3,3.7946571402702613E-6,null,6.1236103203643312E-5,{"$f":"SUM(N1156:T1156)","v":1.4180792762041254E-2}]
[2004,2,18,3,3.5205630936614254E-3,9.082878402387912E-3,2.6324799800000185E-4,2.4519873280064667E-3,9.0258064516128434E-6,null,6.5075967709234559E-5,1.5392713709305271E-2,null,3.6309013168594737E-3,7.0201493817388461E-3,1.2622826305760073E-4,2.5913735791888394E-3,3.7946571402702613E-6,null,6.1236103203643312E-5,1.3433683301188673E-2]
[2004,2,18,4,3.5736606019077378E-3,8.9957707959972232E-3,2.6324799800000185E-4,2.2735695504298302E-3,9.0258064516128434E-6,null,6.5075967709234559E-5,1.5180285833584257E-2,null,3.6856629579618883E-3,6.9528239831088724E-3,1.2622826305760073E-4,2.4028134224585076E-3,3.7946571402702613E-6,null,6.1236103203643312E-5,1.3232559386930782E-2]
[2004,2,18,5,3.6383885469101411E-3,8.740162151622044E-3,2.6324799800000185E-4,2.2947030948949013E-3,9.0258064516128434E-6,null,6.5075967709234559E-5,1.5010538678676553E-2,null,3.7524195461821007E-3,6.7552642683046133E-3,1.2622826305760073E-4,2.4251483293872161E-3,3.7946571402702613E-6,null,6.1236103203643312E-5,1.3124091167275444E-2]
[2004,2,18,6,3.9029991665510168E-3,9.6179602042327159E-3,2.6324799800000185E-4,2.4268570405411262E-3,9.0258064516128434E-6,null,6.5075967709234559E-5,1.6285101296574324E-2,null,4.025323346440326E-3,7.4337136742447275E-3,1.2622826305760073E-4,2.5648147294626256E-3,3.7946571402702613E-6,null,6.1236103203643312E-5,1.4215110773549193E-2]
[2004,2,18,7,4.7209262616373709E-3,1.0309931350842766E-2,2.6324799800000185E-4,2.7235578013491864E-3,9.0258064516128434E-6,null,6.5075967709234559E-5,1.8091700299078788E-2,null,4.8688851539225057E-3,7.9685376146135158E-3,1.2622826305760073E-4,2.8783818118456902E-3,3.7946571402702613E-6,null,6.1236103203643312E-5,1.5907063603783224E-2]
[2004,2,18,8,5.532486428058197E-3,1.2226970711187328E-2,1.9743599850000139E-4,2.7406572129662333E-3,9.0258064516128434E-6,null,6.5075967709234559E-5,2.0769347008076165E-2,null,5.7058804863661791E-3,9.4502157879945217E-3,9.4671197293200551E-5,2.8964532606570166E-3,3.7946571402702613E-6,null,6.1236103203643312E-5,1.8212251492654832E-2]
[2004,2,18,9,5.792508990046537E-3,1.2961850213804364E-2,0,2.8190176789281902E-3,9.0258064516128434E-6,null,6.5075967709234559E-5,2.1638452850488325E-2,null,5.9740524343242958E-3,1.0018203562067686E-2,0,2.979268224187777E-3,3.7946571402702613E-6,null,6.1236103203643312E-5,1.9036554980923669E-2]
[2004,2,18,10,5.2773939902888258E-3,1.3364544346579542E-2,0,3.1070063368787005E-3,9.0258064516128434E-6,null,6.5075967709234559E-5,2.1814020641456301E-2,null,5.4427931780076664E-3,1.0329445532067891E-2,0,3.2836279534551199E-3,3.7946571402702613E-6,null,6.1236103203643312E-5,1.9120897423874593E-2]
[2004,2,18,11,5.2922342839102658E-3,1.3129741293969759E-2,0,3.2673153702451382E-3,9.0258064516128434E-6,null,6.5075967709234559E-5,2.1754366915834395E-2,null,5.4580985823475805E-3,1.0147966442336204E-2,0,3.4530499520218244E-3,3.7946571402702613E-6,null,6.1236103203643312E-5,1.9124145737049524E-2]
[2004,2,18,12,5.4746419518208389E-3,1.3240488720153749E-2,0,3.1245082952250191E-3,9.0258064516128434E-6,null,6.5075967709234559E-5,2.190471493490884E-2,null,5.6462231022047045E-3,1.0233563038592552E-2,0,3.3021248322622336E-3,3.7946571402702613E-6,null,6.1236103203643312E-5,1.9246941733403404E-2]
[2004,2,18,13,5.3544675890699698E-3,1.293358338255312E-2,0,2.8968483756756868E-3,9.0258064516128434E-6,null,6.5075967709234559E-5,2.124997531500801E-2,null,5.5222823460368952E-3,9.9963561510223089E-3,0,3.0615233031180988E-3,3.7946571402702613E-6,null,6.1236103203643312E-5,1.8645192560521218E-2]
[2004,2,18,14,5.0843238497970322E-3,1.3183938357294051E-2,0,3.1183932369569975E-3,9.0258064516128434E-6,null,6.5075967709234559E-5,2.1451731411757314E-2,null,5.2436720122430074E-3,1.01898553088092E-2,0,3.2956621559465959E-3,3.7946571402702613E-6,null,6.1236103203643312E-5,1.8794220237342719E-2]
[2004,2,18,15,5.1830792988141385E-3,1.3080829148101042E-2,0,3.0078038638272075E-3,9.0258064516128434E-6,null,6.5075967709234559E-5,2.1336788278451622E-2,null,5.3455225629486167E-3,1.0110162284296443E-2,0,3.1787861931737416E-3,3.7946571402702613E-6,null,6.1236103203643312E-5,1.8699501800762713E-2]
[2004,2,18,16,5.5651263273959369E-3,1.2117276059106535E-2,0,3.33468911193994E-3,9.0258064516128434E-6,null,6.5075967709234559E-5,2.1082167466151644E-2,null,5.7395433551558151E-3,9.3654328799922977E-3,0,3.5242536373609936E-3,3.7946571402702613E-6,null,6.1236103203643312E-5,1.8694260632853017E-2]
[2004,2,18,17,6.5862415073086019E-3,1.2135006946754272E-2,6.5811999500000462E-5,3.7157485634863596E-3,9.0258064516128434E-6,null,6.5075967709234559E-5,2.2570125214643522E-2,null,6.7926613799642217E-3,9.3791370687355078E-3,3.1557065764400181E-5,3.9269748845545587E-3,3.7946571402702613E-6,null,6.1236103203643312E-5,2.0195361159362601E-2]
[2004,2,18,18,7.7325926557037395E-3,1.3003102835492945E-2,2.6324799800000185E-4,3.8483951473757137E-3,9.0258064516128434E-6,null,6.5075967709234559E-5,2.4921375523821867E-2,null,7.974940402824298E-3,1.0050087680054564E-2,1.2622826305760073E-4,4.0671619275031027E-3,3.7946571402702613E-6,null,6.1236103203643312E-5,2.2283449033783476E-2]
[2004,2,18,19,7.9905927830377331E-3,1.2928375825676942E-2,2.6324799800000185E-4,3.2698503682473449E-3,9.0258064516128434E-6,null,6.5075967709234559E-5,2.4526103862211487E-2,null,8.2410265308569177E-3,9.9923312345184118E-3,1.2622826305760073E-4,3.4557290551196188E-3,3.7946571402702613E-6,null,6.1236103203643312E-5,2.1880345843896462E-2]
[2004,2,18,20,8.0141841165212013E-3,1.2231422787855328E-2,2.6324799800000185E-4,3.2477345552131246E-3,9.0258064516128434E-6,null,6.5075967709234559E-5,2.383062634483912E-2,null,8.2653572420337221E-3,9.4536567944556553E-3,1.2622826305760073E-4,3.4323560413505169E-3,3.7946571402702613E-6,null,6.1236103203643312E-5,2.1342629101241409E-2]
[2004,2,18,21,7.5512170194639563E-3,1.1927252451657084E-2,2.6324799800000185E-4,3.1001739081367302E-3,9.0258064516128434E-6,null,6.5075967709234559E-5,2.2915928264507241E-2,null,7.7878802596173923E-3,9.2185637872604902E-3,1.2622826305760073E-4,3.2764071268540189E-3,3.7946571402702613E-6,null,6.1236103203643312E-5,2.0474110197133414E-2]
[2004,2,18,22,6.978830340847262E-3,1.2076714854388776E-2,2.6324799800000185E-4,2.9580793675036401E-3,9.0258064516128434E-6,null,6.5075967709234559E-5,2.2350909447989144E-2,null,7.1975543686018323E-3,9.3340831576237699E-3,1.2622826305760073E-4,3.1262350463796317E-3,3.7946571402702613E-6,null,6.1236103203643312E-5,1.9849131596006746E-2]
[2004,2,18,23,6.1118988637547831E-3,1.1441602472394941E-2,2.6324799800000185E-4,2.2650441305757567E-3,9.0258064516128434E-6,null,6.5075967709234559E-5,2.0155830351974949E-2,null,6.3034523292237162E-3,8.843205310506877E-3,1.2622826305760073E-4,2.3938033645724008E-3,3.7946571402702613E-6,null,6.1236103203643312E-5,1.7731720027704508E-2]
[2004,2,18,24,4.7099255461219292E-3,1.0721044863055215E-2,2.6324799800000185E-4,2.076581896188077E-3,9.0258064516128434E-6,null,6.5075967709234559E-5,1.7844837190614683E-2,null,4.857539664184422E-3,8.2862869161811712E-3,1.2622826305760073E-4,2.1946277614651078E-3,3.7946571402702613E-6,null,6.1236103203643312E-5,1.5529713365232215E-2]
[2004,2,19,1,4.3069732412567112E-3,1.0065345890106178E-2,2.6324799800000185E-4,2.6169935210532042E-3,9.0258064516128434E-6,null,6.5075967709234559E-5,1.7326597537665557E-2,null,4.4419584019139424E-3,7.7794977095410377E-3,1.2622826305760073E-4,2.7657597532852172E-3,3.7946571402702613E-6,null,6.1236103203643312E-5,1.517847488814171E-2]
[2004,2,19,2,3.847377894659494E-3,1.000160884473689E-2,2.6324799800000185E-4,2.5095348842692679E-3,9.0258064516128434E-6,null,6.5075967709234559E-5,1.6695806508915115E-2,null,3.9679588442332958E-3,7.7302353986500941E-3,1.2622826305760073E-4,2.652192497436492E-3,3.7946571402702613E-6,null,6.1236103203643312E-5,1.4541645763721396E-2]
[2004,2,19,3,3.7275650601270929E-3,9.6550464560733081E-3,2.6324799800000185E-4,2.5118779756335987E-3,9.0258064516128434E-6,null,6.5075967709234559E-5,1.6231774377083463E-2,null,3.8443909469660646E-3,7.4623776083409159E-3,1.2622826305760073E-4,2.6546687847263163E-3,3.7946571402702613E-6,null,6.1236103203643312E-5,1.4152696363434811E-2]
[2004,2,19,4,3.8599686135787408E-3,9.2975222167266704E-3,2.6324799800000185E-4,2.4347559748437654E-3,9.0258064516128434E-6,null,6.5075967709234559E-5,1.5929531690398641E-2,null,3.9809441697871567E-3,7.186047412491757E-3,1.2622826305760073E-4,2.5731626884515691E-3,3.7946571402702613E-6,null,6.1236103203643312E-5,1.3931413294131997E-2]
[2004,2,19,5,3.9664446157188045E-3,8.8669528034550377E-3,2.6324799800000185E-4,2.5226128113376425E-3,9.0258064516128434E-6,null,6.5075967709234559E-5,1.5693295115760949E-2,null,4.0907572440309755E-3,6.8532606607083308E-3,1.2622826305760073E-4,2.6660138554380026E-3,3.7946571402702613E-6,null,6.1236103203643312E-5,1.3801290783578824E-2]
[2004,2,19,6,4.2357810846235331E-3,9.8151309370314143E-3,2.6324799800000185E-4,2.6272243460930852E-3,9.0258064516128434E-6,null,6.5075967709234559E-5,1.7015421252997497E-2,null,4.3685350067375079E-3,7.586106774386845E-3,1.2622826305760073E-4,2.7765721622234015E-3,3.7946571402702613E-6,null,6.1236103203643312E-5,1.4922472966749268E-2]
[2004,2,19,7,5.0438693625715E-3,1.0822033189545189E-2,2.6324799800000185E-4,2.8217257990838913E-3,9.0258064516128434E-6,null,6.5075967709234559E-5,1.9024913236450045E-2,null,5.2019496379999437E-3,8.3643407121656074E-3,1.2622826305760073E-4,2.982130290781921E-3,3.7946571402702613E-6,null,6.1236103203643312E-5,1.6739679664348986E-2]
[2004,2,19,8,5.9583292196832994E-3,1.2281267895845507E-2,1.9743599850000139E-4,2.9851420603641018E-3,9.0258064516128434E-6,null,6.5075967709234559E-5,2.1493971831757313E-2,null,6.1450696478018976E-3,9.49218203816562E-3,9.4671197293200551E-5,3.1548361514747874E-3,3.7946571402702613E-6,null,6.1236103203643312E-5,1.8951789795079419E-2]
[2004,2,19,9,6.1589724115499985E-3,1.288453641823032E-2,0,2.9749841968032052E-3,9.0258064516128434E-6,null,6.5075967709234559E-5,2.2083568994292761E-2,null,6.3520012124937322E-3,9.9584477919082703E-3,0,3.1441008516010665E-3,3.7946571402702613E-6,null,6.1236103203643312E-5,1.9519580616346986E-2]
[2004,2,19,10,5.7384528507374638E-3,1.3350407096909232E-2,0,3.4507428408911988E-3,9.0258064516128434E-6,null,6.5075967709234559E-5,2.260467875624713E-2,null,5.918302117633471E-3,1.031851886321516E-2,0,3.6469045840178604E-3,3.7946571402702613E-6,null,6.1236103203643312E-5,1.9948756325210405E-2]
[2004,2,19,11,5.7143100501320073E-3,1.2958396576286696E-2,0,3.5706082481621678E-3,9.0258064516128434E-6,null,6.5075967709234559E-5,2.2308390842290107E-2,null,5.8934026557636203E-3,1.0015534248419489E-2,0,3.7735838885611015E-3,3.7946571402702613E-6,null,6.1236103203643312E-5,1.9747551553088123E-2]
[2004,2,19,12,6.0468465701312372E-3,1.2607490234360644E-2,0,3.7130524091503409E-3,9.0258064516128434E-6,null,6.5075967709234559E-5,2.2432465181351457E-2,null,6.2363612269487065E-3,9.7443190201419901E-3,0,3.9241254639919105E-3,3.7946571402702613E-6,null,6.1236103203643312E-5,1.9969836471426521E-2]
[2004,2,19,13,5.903926746578571E-3,1.246156190657938E-2,0,3.4247085616038605E-3,9.0258064516128434E-6,null,6.5075967709234559E-5,2.1855273182471043E-2,null,6.0889621428428147E-3,9.6315311334537242E-3,0,3.6193903539368747E-3,3.7946571402702613E-6,null,6.1236103203643312E-5,1.940491439057733E-2]
[2004,2,19,14,5.4945112674667767E-3,1.2948273490609933E-2,0,3.4729747694826263E-3,9.0258064516128434E-6,null,6.5075967709234559E-5,2.198083549526857E-2,null,5.6667151435130453E-3,1.0007710123675472E-2,0,3.6704003140765789E-3,3.7946571402702613E-6,null,6.1236103203643312E-5,1.9409856341609008E-2]
[2004,2,19,15,5.3951615549134996E-3,1.3289394415575615E-2,0,3.0113436466334209E-3,9.0258064516128434E-6,null,6.5075967709234559E-5,2.1760975584831768E-2,null,5.5642517044146881E-3,1.027136221108715E-2,0,3.1825271993099953E-3,3.7946571402702613E-6,null,6.1236103203643312E-5,1.9083171875155749E-2]
[2004,2,19,16,5.6036290641477493E-3,1.2485105290149599E-2,0,3.0210446221435269E-3,9.0258064516128434E-6,null,6.5075967709234559E-5,2.1174854944150109E-2,null,5.779252808972039E-3,9.6497277956011599E-3,0,3.1927796387668031E-3,3.7946571402702613E-6,null,6.1236103203643312E-5,1.8686791003683915E-2]
[2004,2,19,17,6.5154972428266376E-3,1.236361138270289E-2,6.5811999500000462E-5,3.1879610463600595E-3,9.0258064516128434E-6,null,6.5075967709234559E-5,2.2200197868983876E-2,null,6.7196999143593903E-3,9.5558252526558741E-3,3.1557065764400181E-5,3.3691846334855434E-3,3.7946571402702613E-6,null,6.1236103203643312E-5,1.974129762660912E-2]
[2004,2,19,18,7.8137741837512702E-3,1.2759611948179534E-2,2.6324799800000185E-4,3.5223527095173215E-3,9.0258064516128434E-6,null,6.5075967709234559E-5,2.4433023726697593E-2,null,8.0586662470289207E-3,9.8618937698968651E-3,1.2622826305760073E-4,3.7225852041611099E-3,3.7946571402702613E-6,null,6.1236103203643312E-5,2.1834404244488407E-2]
[2004,2,19,19,8.3237269334972847E-3,1.2731148839325839E-2,2.6324799800000185E-4,3.3436010537555741E-3,9.0258064516128434E-6,null,6.5075967709234559E-5,2.4735761711828168E-2,null,8.5846014628819176E-3,9.8398946560510729E-3,1.2622826305760073E-4,3.5336721895274431E-3,3.7946571402702613E-6,null,6.1236103203643312E-5,2.2149427331861947E-2]
[2004,2,19,20,8.2490960610344371E-3,1.2147003242078873E-2,2.6324799800000185E-4,3.1308856791150462E-3,9.0258064516128434E-6,null,6.5075967709234559E-5,2.3864269867477823E-2,null,8.507631578833651E-3,9.3884089957035049E-3,1.2622826305760073E-4,3.3088647464241867E-3,3.7946571402702613E-6,null,6.1236103203643312E-5,2.1396164344362856E-2]
[2004,2,19,21,7.8930373232754241E-3,1.1857587839818384E-2,2.6324799800000185E-4,3.2587264191571218E-3,9.0258064516128434E-6,null,6.5075967709234559E-5,2.33466364675004E-2,null,8.1404135783563532E-3,9.1647200650325274E-3,1.2622826305760073E-4,3.4439727513902343E-3,3.7946571402702613E-6,null,6.1236103203643312E-5,2.0940365418180628E-2]
[2004,2,19,22,7.411662307116886E-3,1.1875866546678465E-2,2.6324799800000185E-4,3.2602691672516206E-3,9.0258064516128434E-6,null,6.5075967709234559E-5,2.2885082906296442E-2,null,7.6439517529113985E-3,9.1788476628025303E-3,1.2622826305760073E-4,3.445603198907546E-3,3.7946571402702613E-6,null,6.1236103203643312E-5,2.0459661638022986E-2]
[2004,2,19,23,6.5692299630221813E-3,1.1171913945672367E-2,2.6324799800000185E-4,2.6150221208537218E-3,9.0258064516128434E-6,null,6.5075967709234559E-5,2.0693450914797736E-2,null,6.7751166756347967E-3,8.6347632660074367E-3,1.2622826305760073E-4,2.763676286404049E-3,3.7946571402702613E-6,null,6.1236103203643312E-5,1.8364815251447796E-2]
[2004,2,19,24,5.1917229308626736E-3,1.0493194792999734E-2,2.6324799800000185E-4,2.5009571542243206E-3,9.0258064516128434E-6,null,6.5075967709234559E-5,1.8523159763336194E-2,null,5.3544370956959434E-3,8.110181781050373E-3,1.2622826305760073E-4,2.6431271557220376E-3,3.7946571402702613E-6,null,6.1236103203643312E-5,1.6299005055869866E-2]
[2004,2,20,1,3.816207336062027E-3,9.5198232256856283E-3,2.6324799800000185E-4,2.4151843419788666E-3,9.0258064516128434E-6,null,6.5075967709234559E-5,1.6088499788975984E-2,null,3.9358113668986174E-3,7.3578636827825571E-3,1.2622826305760073E-4,2.5524784819190185E-3,3.7946571402702613E-6,null,6.1236103203643312E-5,1.4037412555001709E-2]
[2004,2,20,2,3.4166567534818209E-3,9.4146636358104531E-3,2.6324799800000185E-4,2.2767522005233643E-3,9.0258064516128434E-6,null,6.5075967709234559E-5,1.5445357475065103E-2,null,3.5237384405379462E-3,7.2765859206964725E-3,1.2622826305760073E-4,2.4061769942314874E-3,3.7946571402702613E-6,null,6.1236103203643312E-5,1.3397760378867422E-2]
[2004,2,20,3,3.2858567830827282E-3,9.1555624051034533E-3,2.6324799800000185E-4,2.1931169115010155E-3,9.0258064516128434E-6,null,6.5075967709234559E-5,1.4971820984936664E-2,null,3.388839058782137E-3,7.0763267887370132E-3,1.2622826305760073E-4,2.3177873538019244E-3,3.7946571402702613E-6,null,6.1236103203643312E-5,1.297421222472259E-2]
[2004,2,20,4,3.3552690627991696E-3,8.9634921134583261E-3,2.6324799800000185E-4,2.1090834286750511E-3,9.0258064516128434E-6,null,6.5075967709234559E-5,1.4765129490182013E-2,null,3.460426793790326E-3,6.9278758154432997E-3,1.2622826305760073E-4,2.2289768837496708E-3,3.7946571402702613E-6,null,6.1236103203643312E-5,1.2808538516384811E-2]
[2004,2,20,5,3.3772151232344494E-3,8.8603798868312714E-3,2.6324799800000185E-4,2.0450673563220385E-3,9.0258064516128434E-6,null,6.5075967709234559E-5,1.4619947251637226E-2,null,3.4830606672970389E-3,6.8481804587582065E-3,1.2622826305760073E-4,2.1613217386172892E-3,3.7946571402702613E-6,null,6.1236103203643312E-5,1.268382188807405E-2]
[2004,2,20,6,3.6628298736188134E-3,9.4650019743488384E-3,2.6324799800000185E-4,2.3194496715066215E-3,9.0258064516128434E-6,null,6.5075967709234559E-5,1.5784566404723737E-2,null,3.7776268902834152E-3,7.3154923818988041E-3,1.2622826305760073E-4,2.4513016557419333E-3,3.7946571402702613E-6,null,6.1236103203643312E-5,1.3735679951325668E-2]
[2004,2,20,7,4.4781809039511648E-3,1.0183501602362961E-2,2.6324799800000185E-4,2.409285962365199E-3,9.0258064516128434E-6,null,6.5075967709234559E-5,1.7408253353928788E-2,null,4.6185318963793444E-3,7.8708201641200064E-3,1.2622826305760073E-4,2.5462448016237327E-3,3.7946571402702613E-6,null,6.1236103203643312E-5,1.5226855885524597E-2]
[2004,2,20,8,5.2299133866918097E-3,1.1753226017430516E-2,1.9743599850000139E-4,2.7347808730070989E-3,9.0258064516128434E-6,null,6.5075967709234559E-5,1.9987152932993829E-2,null,5.3938244813704498E-3,9.0840588967930937E-3,9.4671197293200551E-5,2.8902428728876748E-3,3.7946571402702613E-6,null,6.1236103203643312E-5,1.7527828208688333E-2]
[2004,2,20,9,5.2309750809492461E-3,1.2631578635132831E-2,0,2.6967849732386874E-3,9.0258064516128434E-6,null,6.5075967709234559E-5,2.0624414657029997E-2,null,5.3949194502645927E-3,9.7629369256446632E-3,0,2.8500870492205841E-3,3.7946571402702613E-6,null,6.1236103203643312E-5,1.8072974185473753E-2]
[2004,2,20,10,5.1360770462499537E-3,1.2890226838215418E-2,0,3.0721506957489255E-3,9.0258064516128434E-6,null,6.5075967709234559E-5,2.1163530547923533E-2,null,5.2970472093786369E-3,9.9628459129190855E-3,0,3.2467909003114472E-3,3.7946571402702613E-6,null,6.1236103203643312E-5,1.8571714782953084E-2]
[2004,2,20,11,4.9975158881711626E-3,1.274768911257437E-2,0,2.9615762658631167E-3,9.0258064516128434E-6,null,6.5075967709234559E-5,2.0771857234317882E-2,null,5.1541433959972878E-3,9.8526786198866925E-3,0,3.1299307302497534E-3,3.7946571402702613E-6,null,6.1236103203643312E-5,1.8201783506477647E-2]
[2004,2,20,12,4.9654174645466839E-3,1.2441129518202046E-2,0,2.993588269288383E-3,9.0258064516128434E-6,null,6.5075967709234559E-5,2.0465211219746343E-2,null,5.1210389733505049E-3,9.6157389569783806E-3,0,3.1637624955878647E-3,3.7946571402702613E-6,null,6.1236103203643312E-5,1.7965571186260666E-2]
[2004,2,20,13,4.8968152497597551E-3,1.2573476383729619E-2,0,2.7385297176300179E-3,9.0258064516128434E-6,null,6.5075967709234559E-5,2.0273897318828626E-2,null,5.0502866915755227E-3,9.7180297424593574E-3,0,2.8942048252180788E-3,3.7946571402702613E-6,null,6.1236103203643312E-5,1.7727552019596873E-2]
[2004,2,20,14,4.5319425780435494E-3,1.2902311463663546E-2,0,2.8482898770709553E-3,9.0258064516128434E-6,null,6.5075967709234559E-5,2.0347619886487284E-2,null,4.6739785189977715E-3,9.9721861101682227E-3,0,3.0102044366247371E-3,3.7946571402702613E-6,null,6.1236103203643312E-5,1.7721399826134646E-2]
[2004,2,20,15,4.6189326143954469E-3,1.280983619741213E-2,0,2.6194927069300993E-3,9.0258064516128434E-6,null,6.5075967709234559E-5,2.0113337486446909E-2,null,4.7636949163867102E-3,9.9007120515668939E-3,0,2.7684010084731603E-3,3.7946571402702613E-6,null,6.1236103203643312E-5,1.7497838736770677E-2]
[2004,2,20,16,5.1109347496087207E-3,1.1789630944727184E-2,0,2.2259510125349378E-3,9.0258064516128434E-6,null,6.5075967709234559E-5,1.9191592674580076E-2,null,5.2711169261952778E-3,9.1121962356995323E-3,0,2.3524879499036587E-3,3.7946571402702613E-6,null,6.1236103203643312E-5,1.6800831872142381E-2]
[2004,2,20,17,5.5692342387861056E-3,1.1748791096829274E-2,6.5811999500000462E-5,2.3754382888877355E-3,9.0258064516128434E-6,null,6.5075967709234559E-5,1.9826591821597406E-2,null,{"$f":"E1219*Y$5","v":5.7437800128947326E-3},{"$f":"F1219*Z$5","v":9.0806311502421005E-3},{"$f":"G1219*AA$5","v":3.1557065764400181E-5},{"$f":"H1219*AB$5","v":2.510473015299771E-3},{"$f":"I1219*AC$5","v":3.7946571402702613E-6},null,{"$f":"K1219*AE$5","v":6.1236103203643312E-5},1.7431472004544916E-2]
[2004,2,20,18,6.7496054897660009E-3,1.178088500459132E-2,2.6324799800000185E-4,2.8805537874206128E-3,9.0258064516128434E-6,null,6.5075967709234559E-5,2.1748329167027399E-2,null,6.961145364841507E-3,9.1054365056318729E-3,1.2622826305760073E-4,3.0443024288478024E-3,3.7946571402702613E-6,null,6.1236103203643312E-5,{"$f":"SUM(N1220:T1220)","v":1.9302143322722697E-2}]
[2004,2,20,19,7.0701844380634607E-3,1.1893326904993805E-2,2.6324799800000185E-4,2.6619137100243008E-3,9.0258064516128434E-6,null,6.5075967709234559E-5,2.1962709938331031E-2,null,7.291771601203062E-3,9.1923427596432138E-3,1.2622826305760073E-4,2.8132334859355852E-3,3.7946571402702613E-6,null,6.1236103203643312E-5,1.9488606870183375E-2]
[2004,2,20,20,6.7064028861588947E-3,1.1471427469594862E-2,2.6324799800000185E-4,2.8171184660724267E-3,9.0258064516128434E-6,null,6.5075967709234559E-5,2.1332233707075651E-2,null,6.9165887453020852E-3,8.866257026755588E-3,1.2622826305760073E-4,2.97726104822913E-3,3.7946571402702613E-6,null,6.1236103203643312E-5,1.8951365843688315E-2]
[2004,2,20,21,6.5974501561269572E-3,1.1350911047709186E-2,2.6324799800000185E-4,2.578927880692194E-3,9.0258064516128434E-6,null,6.5075967709234559E-5,2.0864573969777801E-2,null,6.804221319857944E-3,8.7731099816109898E-3,1.2622826305760073E-4,2.7255302245353177E-3,3.7946571402702613E-6,null,6.1236103203643312E-5,1.8494120549405763E-2]
[2004,2,20,22,5.8885873257907484E-3,1.1319229863086224E-2,2.6324799800000185E-4,2.0327372145291442E-3,9.0258064516128434E-6,null,6.5075967709234559E-5,1.9577839288655585E-2,null,6.0731419681558044E-3,8.7486236196020958E-3,1.2622826305760073E-4,2.1482906746697703E-3,3.7946571402702613E-6,null,6.1236103203643312E-5,1.7161315285829183E-2]
[2004,2,20,23,5.6018264536024757E-3,1.0468913901721128E-2,2.6324799800000185E-4,2.0540379086735061E-3,9.0258064516128434E-6,null,6.5075967709234559E-5,1.8462063149246574E-2,null,5.7773937026789571E-3,8.0914150997907445E-3,1.2622826305760073E-4,2.1708022331079452E-3,3.7946571402702613E-6,null,6.1236103203643312E-5,1.623087005897916E-2]
[2004,2,20,24,4.7636745780561141E-3,9.3870629598731426E-3,2.6324799800000185E-4,1.9953172000667803E-3,9.0258064516128434E-6,null,6.5075967709234559E-5,1.6483339623245503E-2,null,4.912973248425853E-3,7.2552533805552389E-3,1.2622826305760073E-4,2.108743473220947E-3,3.7946571402702613E-6,null,6.1236103203643312E-5,1.4468229125603553E-2]
[2004,2,21,1,4.8975259485565664E-3,8.4801644308728063E-3,2.6324799800000185E-4,2.1928616183621353E-3,9.0258064516128434E-6,null,6.5075967709234559E-5,1.5907836883040972E-2,null,5.051019664434859E-3,6.5543122399155272E-3,1.2622826305760073E-4,2.3175175482089321E-3,3.7946571402702613E-6,null,6.1236103203643312E-5,1.4114108475960833E-2]
[2004,2,21,2,4.5020275996256196E-3,8.5844200356348065E-3,2.6324799800000185E-4,1.982527873077494E-3,9.0258064516128434E-6,null,6.5075967709234559E-5,1.5406260393587386E-2,null,4.6431259730720801E-3,6.6348913126377113E-3,1.2622826305760073E-4,2.0952271211268319E-3,3.7946571402702613E-6,null,6.1236103203643312E-5,1.3564503430238137E-2]
[2004,2,21,3,4.3417960483679349E-3,8.4102541295605349E-3,2.6324799800000185E-4,2.0584574017439836E-3,9.0258064516128434E-6,null,6.5075967709234559E-5,1.5147792464921919E-2,null,4.4778725931478754E-3,6.5002786244918653E-3,1.2622826305760073E-4,2.1754729577260676E-3,3.7946571402702613E-6,null,6.1236103203643312E-5,1.3344883198767324E-2]
[2004,2,21,4,4.2860035821119516E-3,8.2023037251146326E-3,2.6324799800000185E-4,2.1528142793164002E-3,9.0258064516128434E-6,null,6.5075967709234559E-5,1.4978406471792452E-2,null,4.4203315311613957E-3,6.3395539248394459E-3,1.2622826305760073E-4,2.2751936686624947E-3,3.7946571402702613E-6,null,6.1236103203643312E-5,1.3226338148064851E-2]
[2004,2,21,5,4.2727555672320439E-3,8.103575880210873E-3,2.6324799800000185E-4,2.0695144901236406E-3,9.0258064516128434E-6,null,6.5075967709234559E-5,1.4783130822816024E-2,null,4.4066683092865095E-3,6.2632472532473957E-3,1.2622826305760073E-4,2.1871585999651303E-3,3.7946571402702613E-6,null,6.1236103203643312E-5,1.3048333185900551E-2]
[2004,2,21,6,4.5230969671238783E-3,8.5653430542759045E-3,2.6324799800000185E-4,2.2087240214011985E-3,9.0258064516128434E-6,null,6.5075967709234559E-5,1.5634448928050448E-2,null,4.6648556771448626E-3,6.6201467291522676E-3,1.2622826305760073E-4,2.3342816691602798E-3,3.7946571402702613E-6,null,6.1236103203643312E-5,1.3810543098858924E-2]
[2004,2,21,7,5.0525650910771807E-3,9.0747745892697223E-3,2.6324799800000185E-4,2.5582664530508152E-3,9.0258064516128434E-6,null,6.5075967709234559E-5,1.7022891018647183E-2,null,5.2109178999632574E-3,7.0138859511245559E-3,1.2622826305760073E-4,2.703694272494847E-3,3.7946571402702613E-6,null,6.1236103203643312E-5,1.5119757146984176E-2]
[2004,2,21,8,5.9681451844340004E-3,9.3883863251134972E-3,1.9743599850000139E-4,2.6714747565389123E-3,9.0258064516128434E-6,null,6.5075967709234559E-5,1.8297238921950818E-2,null,6.1551932554156155E-3,7.2562762084807395E-3,9.4671197293200551E-5,2.8233380419601484E-3,3.7946571402702613E-6,null,6.1236103203643312E-5,1.6394509463493617E-2]
[2004,2,21,9,6.4734313120831648E-3,9.7426808832850962E-3,0,3.0148149586860821E-3,9.0258064516128434E-6,null,6.5075967709234559E-5,1.9296003121763577E-2,null,6.6763155922302427E-3,7.5301101863580492E-3,0,3.1861958423880571E-3,3.7946571402702613E-6,null,6.1236103203643312E-5,1.7457652381320264E-2]
[2004,2,21,10,6.8507670592589179E-3,9.9013222472234905E-3,0,3.1993888495305636E-3,9.0258064516128434E-6,null,6.5075967709234559E-5,2.0016554123722208E-2,null,7.0654774464192294E-3,7.6527239684249255E-3,0,3.3812620642560734E-3,3.7946571402702613E-6,null,6.1236103203643312E-5,1.8164494239444141E-2]
[2004,2,21,11,7.0755970683747133E-3,9.8591450205370249E-3,0,3.2554560086717841E-3,9.0258064516128434E-6,null,6.5075967709234559E-5,2.0255274065292754E-2,null,7.2973538691533755E-3,7.620125223981907E-3,0,3.4405164303774756E-3,3.7946571402702613E-6,null,6.1236103203643312E-5,1.8423026283856669E-2]
[2004,2,21,12,7.4447650316897557E-3,9.8287638163956758E-3,0,3.3581272513601669E-3,9.0258064516128434E-6,null,6.5075967709234559E-5,2.0696732067154833E-2,null,7.6780919523754187E-3,7.5966436158373682E-3,0,3.5490241467943766E-3,3.7946571402702613E-6,null,6.1236103203643312E-5,1.8888790475351077E-2]
[2004,2,21,13,7.3461826633134126E-3,9.6653089806826645E-3,0,2.7648954737814059E-3,9.0258064516128434E-6,null,6.5075967709234559E-5,1.9841463085486715E-2,null,7.5764199068434849E-3,7.470309505323321E-3,0,2.9220693753752741E-3,3.7946571402702613E-6,null,6.1236103203643312E-5,1.8033829547885995E-2]
[2004,2,21,14,6.8908513967220865E-3,9.8142840831837077E-3,0,2.6885947384516435E-3,9.0258064516128434E-6,null,6.5075967709234559E-5,1.9458806186066671E-2,null,7.1068180700093872E-3,7.585452241731884E-3,0,2.8414312304110493E-3,3.7946571402702613E-6,null,6.1236103203643312E-5,1.7598732302496235E-2]
[2004,2,21,15,6.6701903779298327E-3,9.5065287325647087E-3,0,2.7185084105068435E-3,9.0258064516128434E-6,null,6.5075967709234559E-5,1.8960303488710622E-2,null,6.8792412982268108E-3,7.3475883797862272E-3,0,2.8730453821380849E-3,3.7946571402702613E-6,null,6.1236103203643312E-5,1.7164905820495038E-2]
[2004,2,21,16,6.6283885513007956E-3,9.3200786139956034E-3,0,2.5820950364317955E-3,9.0258064516128434E-6,null,6.5075967709234559E-5,1.8595638169437431E-2,null,6.8361293575183004E-3,7.2034812337240361E-3,0,2.7288774211586589E-3,3.7946571402702613E-6,null,6.1236103203643312E-5,1.6833518772744908E-2]
[2004,2,21,17,7.6314038434262144E-3,8.6020897904931573E-3,6.5811999500000462E-5,2.7569239036754865E-3,9.0258064516128434E-6,null,6.5075967709234559E-5,1.9123545734689145E-2,null,7.8705802246438802E-3,6.6485482518973751E-3,3.1557065764400181E-5,2.9136446515110092E-3,3.7946571402702613E-6,null,6.1236103203643312E-5,1.7529360954160578E-2]
[2004,2,21,18,8.6764705897330163E-3,8.9686212583443749E-3,2.6324799800000185E-4,3.0377682719632568E-3,9.0258064516128434E-6,null,6.5075967709234559E-5,2.1020145005290113E-2,null,8.9484004836255342E-3,6.9318401273833537E-3,1.2622826305760073E-4,3.21045396513687E-3,3.7946571402702613E-6,null,6.1236103203643312E-5,1.928195359954727E-2]
[2004,2,21,19,9.1224798544888609E-3,8.640708286968151E-3,2.6324799800000185E-4,3.1035391361164161E-3,9.0258064516128434E-6,null,6.5075967709234559E-5,2.1204012162822892E-2,null,9.4083881570886756E-3,6.6783964566340297E-3,1.2622826305760073E-4,3.2799636553788197E-3,3.7946571402702613E-6,null,6.1236103203643312E-5,1.9558007292503038E-2]
[2004,2,21,20,8.6869440900882288E-3,8.6308741742680915E-3,2.6324799800000185E-4,2.7836001705590203E-3,9.0258064516128434E-6,null,6.5075967709234559E-5,2.0438703320164803E-2,null,8.9592022347148234E-3,6.6707956788703282E-3,1.2622826305760073E-4,2.9418373637668193E-3,3.7946571402702613E-6,null,6.1236103203643312E-5,1.8763094300753482E-2]
[2004,2,21,21,7.9944109110136434E-3,8.5298533083470376E-3,2.6324799800000185E-4,2.7828819249520798E-3,9.0258064516128434E-6,null,6.5075967709234559E-5,1.9644431029562228E-2,null,8.2449643230585769E-3,6.5927167331858889E-3,1.2622826305760073E-4,2.9410782886003474E-3,3.7946571402702613E-6,null,6.1236103203643312E-5,1.7970018368246327E-2]
[2004,2,21,22,7.3480067696765792E-3,8.4715852273676544E-3,2.6324799800000185E-4,2.626140139434767E-3,9.0258064516128434E-6,null,6.5075967709234559E-5,1.8783017021728465E-2,null,7.5783011826564472E-3,6.5476813804550872E-3,1.2622826305760073E-4,2.7754263224971289E-3,3.7946571402702613E-6,null,6.1236103203643312E-5,1.7092667909010179E-2]
[2004,2,21,23,6.8592153828091265E-3,8.2013176154763084E-3,2.6324799800000185E-4,2.4031089735013569E-3,9.0258064516128434E-6,null,6.5075967709234559E-5,1.7800926857036256E-2,null,7.0741905494904221E-3,6.3387917614963814E-3,1.2622826305760073E-4,2.5397166741909869E-3,3.7946571402702613E-6,null,6.1236103203643312E-5,1.6143958008579304E-2]
[2004,2,21,24,5.84945838119506E-3,8.0401553232397546E-3,2.6324799800000185E-4,2.2852006385365867E-3,9.0258064516128434E-6,null,6.5075967709234559E-5,1.6512099228220865E-2,null,6.0327866804702627E-3,6.2142295559837971E-3,1.2622826305760073E-4,2.4151056941488229E-3,3.7946571402702613E-6,null,6.1236103203643312E-5,1.4853380954004397E-2]
[2004,2,22,1,4.6557263254489332E-3,7.5582890669490801E-3,2.6324799800000185E-4,2.3934761011607034E-3,9.0258064516128434E-6,null,6.5075967709234559E-5,1.4944776378808181E-2,null,4.8016417818062731E-3,5.8417955156590418E-3,1.2622826305760073E-4,2.5295362093124985E-3,3.7946571402702613E-6,null,6.1236103203643312E-5,1.3364232530179328E-2]
[2004,2,22,2,4.2949088058604409E-3,7.7923271459157881E-3,2.6324799800000185E-4,2.3170538386592223E-3,9.0258064516128434E-6,null,6.5075967709234559E-5,1.4741574675684918E-2,null,4.4295158541731126E-3,6.0226833578798005E-3,1.2622826305760073E-4,2.4487696288142285E-3,3.7946571402702613E-6,null,6.1236103203643312E-5,1.3092227864268655E-2]
[2004,2,22,3,4.124979866490415E-3,7.5762957445095766E-3,2.6324799800000185E-4,2.3307595066373709E-3,9.0258064516128434E-6,null,6.5075967709234559E-5,1.4369320002886829E-2,null,4.2542611595925706E-3,5.8557128622030901E-3,1.2622826305760073E-4,2.4632544124336387E-3,3.7946571402702613E-6,null,6.1236103203643312E-5,1.2764487457630813E-2]
[2004,2,22,4,4.0324747327355765E-3,7.6635837749585416E-3,2.6324799800000185E-4,2.2014805392856353E-3,9.0258064516128434E-6,null,6.5075967709234559E-5,1.423482393222922E-2,null,4.1588568157330807E-3,5.9231777104419925E-3,1.2622826305760073E-4,2.3266264223483568E-3,3.7946571402702613E-6,null,6.1236103203643312E-5,1.2599919971924944E-2]
[2004,2,22,5,3.937436406995524E-3,7.408634435250876E-3,2.6324799800000185E-4,2.2587445850144657E-3,9.0258064516128434E-6,null,6.5075967709234559E-5,1.3942100312510331E-2,null,4.0608398869346838E-3,5.7261275716827906E-3,1.2622826305760073E-4,2.3871457135552165E-3,3.7946571402702613E-6,null,6.1236103203643312E-5,1.2365372195574206E-2]
[2004,2,22,6,4.1523350762645E-3,7.8335910938550635E-3,2.6324799800000185E-4,2.186017009036405E-3,9.0258064516128434E-6,null,6.5075967709234559E-5,1.4509228064405435E-2,null,4.2824737109797397E-3,6.0545762299166923E-3,1.2622826305760073E-4,2.3102838486037274E-3,3.7946571402702613E-6,null,6.1236103203643312E-5,1.2838592812901672E-2]
[2004,2,22,7,4.60677527714691E-3,8.0723984407759762E-3,2.6324799800000185E-4,2.2506061400889084E-3,9.0258064516128434E-6,null,6.5075967709234559E-5,1.526706474326126E-2,null,4.7511565551499255E-3,6.239150235487525E-3,1.2622826305760073E-4,2.3785446286658752E-3,3.7946571402702613E-6,null,6.1236103203643312E-5,1.3560110442704838E-2]
[2004,2,22,8,4.9996130324284072E-3,8.471328281007523E-3,1.9743599850000139E-4,2.203530163326417E-3,9.0258064516128434E-6,null,6.5075967709234559E-5,1.5943704132626756E-2,null,5.1563062670047649E-3,6.5474827868208553E-3,9.4671197293200551E-5,2.3287925598017957E-3,3.7946571402702613E-6,null,6.1236103203643312E-5,1.4192283571264529E-2]
[2004,2,22,9,5.91549886056459E-3,8.6895712507728089E-3,0,2.3095446190620258E-3,9.0258064516128434E-6,null,6.5075967709234559E-5,1.6979690698108656E-2,null,6.1008969392923754E-3,6.7161626018961982E-3,0,2.4408335383449835E-3,3.7946571402702613E-6,null,6.1236103203643312E-5,1.532292383987747E-2]
[2004,2,22,10,6.5127258777507909E-3,8.8725571598702521E-3,0,2.4374858542324986E-3,9.0258064516128434E-6,null,6.5075967709234559E-5,1.7887844859562775E-2,null,6.7168416917297467E-3,6.8575922632554886E-3,0,2.5760477512092495E-3,3.7946571402702613E-6,null,6.1236103203643312E-5,1.62155124665384E-2]
[2004,2,22,11,6.5917654430431944E-3,8.8070737104552089E-3,0,2.9885581356335466E-3,9.0258064516128434E-6,null,6.5075967709234559E-5,1.8452473256841181E-2,null,6.7983584417692184E-3,6.8069801580880034E-3,0,3.1584464177663984E-3,3.7946571402702613E-6,null,6.1236103203643312E-5,1.6828815777967535E-2]
[2004,2,22,12,6.6215993375446655E-3,9.0880610828247589E-3,0,2.8792712163367893E-3,9.0258064516128434E-6,null,6.5075967709234559E-5,1.8654007604415445E-2,null,6.8291273625215466E-3,7.0241550712628756E-3,0,3.0429469484250086E-3,3.7946571402702613E-6,null,6.1236103203643312E-5,1.6961260142553346E-2]
[2004,2,22,13,6.4916824164888108E-3,8.997517742262191E-3,0,2.6454463974612268E-3,9.0258064516128434E-6,null,6.5075967709234559E-5,1.8199722523921463E-2,null,6.6951387058224723E-3,6.9541741964662057E-3,0,2.7958300686304525E-3,3.7946571402702613E-6,null,6.1236103203643312E-5,1.6510173731263043E-2]
[2004,2,22,14,6.3427064533570655E-3,9.3399926384602327E-3,0,2.7721548719177348E-3,9.0258064516128434E-6,null,6.5075967709234559E-5,1.8519929931444266E-2,null,6.5414936762278166E-3,7.2188727671498873E-3,0,2.9297414429738408E-3,3.7946571402702613E-6,null,6.1236103203643312E-5,1.6755138646695457E-2]
[2004,2,22,15,6.2518477454650053E-3,9.2584379852857709E-3,0,2.5360864278368566E-3,9.0258064516128434E-6,null,6.5075967709234559E-5,1.8111448126296868E-2,null,6.447787358983454E-3,7.1558392415760888E-3,0,2.6802533963252604E-3,3.7946571402702613E-6,null,6.1236103203643312E-5,1.6348910757228718E-2]
[2004,2,22,16,6.6889671752110337E-3,9.0081105269364595E-3,0,2.5595732676976712E-3,9.0258064516128434E-6,null,6.5075967709234559E-5,1.8321726937554399E-2,null,6.8986065804731269E-3,6.9623613511860588E-3,0,2.7050753746359875E-3,3.7946571402702613E-6,null,6.1236103203643312E-5,1.6631074066639086E-2]
[2004,2,22,17,7.2134589956402619E-3,8.7381590885156502E-3,6.5811999500000462E-5,2.7470624336906084E-3,9.0258064516128434E-6,null,6.5075967709234559E-5,1.883180871494081E-2,null,7.4395365370778623E-3,6.7537161024473847E-3,3.1557065764400181E-5,2.9032225940725828E-3,3.7946571402702613E-6,null,6.1236103203643312E-5,1.7193063059706144E-2]
[2004,2,22,18,8.5408414289838523E-3,8.9678916672199308E-3,2.6324799800000185E-4,2.7971005070392412E-3,9.0258064516128434E-6,null,6.5075967709234559E-5,2.0643118488492491E-2,null,8.808520559514723E-3,6.9312762269924987E-3,1.2622826305760073E-4,2.9561051435654396E-3,3.7946571402702613E-6,null,6.1236103203643312E-5,1.8887160953474175E-2]
[2004,2,22,19,8.8912788400486442E-3,8.9454084361616139E-3,2.6324799800000185E-4,2.8351582889168765E-3,9.0258064516128434E-6,null,6.5075967709234559E-5,2.1009130450376601E-2,null,9.1699410548902686E-3,6.9138989558653156E-3,1.2622826305760073E-4,2.9963263671067613E-3,3.7946571402702613E-6,null,6.1236103203643312E-5,1.9271425401263861E-2]
[2004,2,22,20,8.1473563937294463E-3,8.8046153941904737E-3,2.6324799800000185E-4,2.8075554636168018E-3,9.0258064516128434E-6,null,6.5075967709234559E-5,2.0096812136786189E-2,null,8.4027032812384085E-3,6.8050801274323613E-3,1.2622826305760073E-4,2.9671544250756687E-3,3.7946571402702613E-6,null,6.1236103203643312E-5,1.8366196857147951E-2]
[2004,2,22,21,7.7453254197322446E-3,8.8588117191508581E-3,2.6324799800000185E-4,2.7481561462309322E-3,9.0258064516128434E-6,null,6.5075967709234559E-5,1.96895781703635E-2,null,7.9880722253334868E-3,6.8469684232244903E-3,1.2622826305760073E-4,2.9043784800544758E-3,3.7946571402702613E-6,null,6.1236103203643312E-5,1.7930678152013966E-2]
[2004,2,22,22,7.455693210251745E-3,9.0160718771261448E-3,2.6324799800000185E-4,2.3408829546302497E-3,9.0258064516128434E-6,null,6.5075967709234559E-5,1.9149932927257602E-2,null,7.6893626317741321E-3,6.9685146723179629E-3,1.2622826305760073E-4,2.4739533403438279E-3,3.7946571402702613E-6,null,6.1236103203643312E-5,1.7323089667837438E-2]
[2004,2,22,23,6.5911902768227958E-3,8.76981159616942E-3,2.6324799800000185E-4,1.8439502610772412E-3,9.0258064516128434E-6,null,6.5075967709234559E-5,1.754223701931892E-2,null,6.7977652492226008E-3,6.778180300049951E-3,1.2622826305760073E-4,1.9487718934415809E-3,3.7946571402702613E-6,null,6.1236103203643312E-5,1.5715976466115646E-2]
[2004,2,22,24,4.9391838311481535E-3,9.1233503502693505E-3,2.6324799800000185E-4,1.9502857543000694E-3,9.0258064516128434E-6,null,6.5075967709234559E-5,1.6350104820967038E-2,null,5.0939831497454043E-3,7.0514301175706668E-3,1.2622826305760073E-4,2.0611521592448648E-3,3.7946571402702613E-6,null,6.1236103203643312E-5,1.4397824449962449E-2]
[2004,2,23,1,4.6664742515379184E-3,9.1681393268775394E-3,2.6324799800000185E-4,2.1727588737829656E-3,9.0258064516128434E-6,null,6.5075967709234559E-5,1.6344657337447888E-2,null,4.8127265594261563E-3,7.0860474814188968E-3,1.2622826305760073E-4,2.2962720382600711E-3,3.7946571402702613E-6,null,6.1236103203643312E-5,1.4386305102506639E-2]
[2004,2,23,2,4.4366847456857664E-3,9.54305961441064E-3,2.6324799800000185E-4,2.4712829616023099E-3,9.0258064516128434E-6,null,6.5075967709234559E-5,1.678831220694818E-2,null,4.5757352040088212E-3,7.3758230688620681E-3,1.2622826305760073E-4,2.6117660969326522E-3,3.7946571402702613E-6,null,6.1236103203643312E-5,1.4754583393205057E-2]
[2004,2,23,3,4.2243370504181314E-3,9.5728007289008644E-3,2.6324799800000185E-4,2.3539399691899013E-3,9.0258064516128434E-6,null,6.5075967709234559E-5,1.6488362633758361E-2,null,4.3567323042262565E-3,7.3988099522321986E-3,1.2622826305760073E-4,2.4877525970392017E-3,3.7946571402702613E-6,null,6.1236103203643312E-5,1.4434553876899172E-2]
[2004,2,23,4,4.4307293554721391E-3,9.5011509964152523E-3,2.6324799800000185E-4,2.3838032321558439E-3,9.0258064516128434E-6,null,6.5075967709234559E-5,1.6652968469292699E-2,null,4.569593165478677E-3,7.3434319318594517E-3,1.2622826305760073E-4,2.5193134741099774E-3,3.7946571402702613E-6,null,6.1236103203643312E-5,1.462359759484962E-2]
[2004,2,23,5,4.4583553066731944E-3,9.3115719648826124E-3,2.6324799800000185E-4,2.4642370310442958E-3,9.0258064516128434E-6,null,6.5075967709234559E-5,1.6571449187849568E-2,null,4.5980849436195103E-3,7.1969064514947004E-3,1.2622826305760073E-4,2.6043196317408106E-3,3.7946571402702613E-6,null,6.1236103203643312E-5,1.4590570050256536E-2]
[2004,2,23,6,4.877297971344406E-3,1.002224650208334E-2,2.6324799800000185E-4,2.6890964051776013E-3,9.0258064516128434E-6,null,6.5075967709234559E-5,1.7925925763854812E-2,null,5.0301577207221412E-3,7.746186227345889E-3,1.2622826305760073E-4,2.8419614150022817E-3,3.7946571402702613E-6,null,6.1236103203643312E-5,1.5809564386471825E-2]
[2004,2,23,7,5.9241628941342842E-3,1.0358178594962453E-2,2.6324799800000185E-4,2.8933166672753113E-3,9.0258064516128434E-6,null,6.5075967709234559E-5,1.9512943041621517E-2,null,6.1098325129664149E-3,8.005827870628434E-3,1.2622826305760073E-4,3.0577908303872658E-3,3.7946571402702613E-6,null,6.1236103203643312E-5,1.7364710237383629E-2]
[2004,2,23,8,7.0371485298902463E-3,1.1881883311661725E-2,1.9743599850000139E-4,3.2625142560347297E-3,9.0258064516128434E-6,null,6.5075967709234559E-5,2.2450778753451108E-2,null,7.2577003122363242E-3,9.1834980155988642E-3,9.4671197293200551E-5,3.4479759125382531E-3,3.7946571402702613E-6,null,6.1236103203643312E-5,2.0048876198010553E-2]
[2004,2,23,9,7.3390334882476177E-3,1.2686084883194577E-2,0,3.3058985894559123E-3,9.0258064516128434E-6,null,6.5075967709234559E-5,2.3396092928607341E-2,null,{"$f":"E1283*Y$5","v":7.5690466689635584E-3},{"$f":"F1283*Z$5","v":9.8050647607515369E-3},{"$f":"G1283*AA$5","v":0},{"$f":"H1283*AB$5","v":3.4938264820311132E-3},{"$f":"I1283*AC$5","v":3.7946571402702613E-6},null,{"$f":"K1283*AE$5","v":6.1236103203643312E-5},2.0932968672090123E-2]
[2004,2,23,10,7.0576501180661163E-3,1.3085387261984219E-2,0,4.0967107378121412E-3,9.0258064516128434E-6,null,6.5075967709234559E-5,2.4304824085571709E-2,null,7.278844442173805E-3,1.0113685246835551E-2,0,4.3295933246836095E-3,3.7946571402702613E-6,null,6.1236103203643312E-5,{"$f":"SUM(N1284:T1284)","v":2.178715377403688E-2}]
[2004,2,23,11,6.8999148766475948E-3,1.301320355874562E-2,0,4.045493776130016E-3,9.0258064516128434E-6,null,6.5075967709234559E-5,2.4023688179232464E-2,null,7.1161656091164429E-3,1.0057894520899063E-2,0,4.2754648714924204E-3,3.7946571402702613E-6,null,6.1236103203643312E-5,2.151455576185184E-2]
[2004,2,23,12,6.8327182298431348E-3,1.3085499271581938E-2,0,3.8940791046450439E-3,9.0258064516128434E-6,null,6.5075967709234559E-5,2.3877372573779351E-2,null,7.0468629473319873E-3,1.0113771818963167E-2,0,4.1154428458049048E-3,3.7946571402702613E-6,null,6.1236103203643312E-5,2.1341108372443972E-2]
[2004,2,23,13,6.7287308893811733E-3,1.3104573674610608E-2,0,3.3958134549792632E-3,9.0258064516128434E-6,null,6.5075967709234559E-5,2.3294193986680277E-2,null,6.9396165320923797E-3,1.0128514409659256E-2,0,3.5888526692516506E-3,3.7946571402702613E-6,null,6.1236103203643312E-5,2.07220143713472E-2]
[2004,2,23,14,6.4709649996255794E-3,1.3650425765211333E-2,0,3.3501942291692451E-3,9.0258064516128434E-6,null,6.5075967709234559E-5,2.3536660961715396E-2,null,6.6737719828950893E-3,1.0550403049646344E-2,0,3.5406401621489963E-3,3.7946571402702613E-6,null,6.1236103203643312E-5,2.0829845955034343E-2]
[2004,2,23,15,6.416141028937174E-3,1.3474623336019561E-2,0,3.1878542315737697E-3,9.0258064516128434E-6,null,6.5075967709234559E-5,2.3143694564239741E-2,null,6.6172297701659966E-3,1.0414525494104664E-2,0,3.369071746680666E-3,3.7946571402702613E-6,null,6.1236103203643312E-5,2.046585777129524E-2]
[2004,2,23,16,6.9541671494784477E-3,1.2645759773527315E-2,0,3.2205482948414847E-3,9.0258064516128434E-6,null,6.5075967709234559E-5,2.288555118555648E-2,null,7.1721182063639753E-3,9.773897516056864E-3,0,3.4036243443962368E-3,3.7946571402702613E-6,null,6.1236103203643312E-5,2.0414670827160992E-2]
[2004,2,23,17,7.7609565608372476E-3,1.2425741228630712E-2,6.5811999500000462E-5,3.4237702820865412E-3,9.0258064516128434E-6,null,6.5075967709234559E-5,2.3743596268648789E-2,null,8.0041932631652914E-3,9.6038453603965058E-3,3.1557065764400181E-5,3.6183987367603486E-3,3.7946571402702613E-6,null,6.1236103203643312E-5,2.132302518643046E-2]
[2004,2,23,18,9.1373010946806926E-3,1.2928238428475057E-2,2.6324799800000185E-4,3.4634139582577217E-3,9.0258064516128434E-6,null,6.5075967709234559E-5,2.5866238366662939E-2,null,9.4236739108440638E-3,9.9922250403320385E-3,1.2622826305760073E-4,3.660296006717057E-3,3.7946571402702613E-6,null,6.1236103203643312E-5,2.3267453981294674E-2]
[2004,2,23,19,9.2675183675723118E-3,1.289247386379079E-2,2.6324799800000185E-4,3.7185529013566546E-3,9.0258064516128434E-6,null,6.5075967709234559E-5,2.6215830017969226E-2,null,9.5579723327275656E-3,9.9645826371715599E-3,1.2622826305760073E-4,3.9299386384782425E-3,3.7946571402702613E-6,null,6.1236103203643312E-5,2.364375263177888E-2]
[2004,2,23,20,9.2010802037168597E-3,1.2403102033271352E-2,2.6324799800000185E-4,3.3797395907525264E-3,9.0258064516128434E-6,null,6.5075967709234559E-5,2.5321206712990204E-2,null,9.4894519255612209E-3,9.586347544587006E-3,1.2622826305760073E-4,3.5718650663399752E-3,3.7946571402702613E-6,null,6.1236103203643312E-5,2.2838923559889715E-2]
[2004,2,23,21,8.6441411694193112E-3,1.242059094348124E-2,2.6324799800000185E-4,3.3574373420100635E-3,9.0258064516128434E-6,null,6.5075967709234559E-5,2.4759454340160081E-2,null,8.9150578246055372E-3,9.5998647091639251E-3,1.2622826305760073E-4,3.5482950186942952E-3,3.7946571402702613E-6,null,6.1236103203643312E-5,2.2254476575865271E-2]
[2004,2,23,22,7.9216944752469667E-3,1.2323061593541459E-2,2.6324799800000185E-4,3.0591318167766213E-3,9.0258064516128434E-6,null,6.5075967709234559E-5,2.3641172770814515E-2,null,8.1699688762057951E-3,9.5244843533616123E-3,1.2622826305760073E-4,3.2330319470680324E-3,3.7946571402702613E-6,null,6.1236103203643312E-5,2.1118744200036951E-2]
[2004,2,23,23,7.3048186397007596E-3,1.124291972985267E-2,2.6324799800000185E-4,2.83887641154382E-3,9.0258064516128434E-6,null,6.5075967709234559E-5,2.1723899666346719E-2,null,7.5337594903674403E-3,8.6896435792550731E-3,1.2622826305760073E-4,3.0002558510113454E-3,3.7946571402702613E-6,null,6.1236103203643312E-5,1.9414917944035371E-2]
[2004,2,23,24,5.7276314424009609E-3,1.1043617715788389E-2,2.6324799800000185E-4,2.9844516010940551E-3,9.0258064516128434E-6,null,6.5075967709234559E-5,2.0092985644532869E-2,null,5.9071415547536227E-3,8.5356032135440411E-3,1.2622826305760073E-4,3.1541064421938833E-3,3.7946571402702613E-6,null,6.1236103203643312E-5,1.7788110233893061E-2]
[2004,2,24,1,4.7080794357167877E-3,1.0423492234873405E-2,2.6324799800000185E-4,2.7901927455689229E-3,9.0258064516128434E-6,null,6.5075967709234559E-5,1.8259049301408582E-2,null,4.8556356946992093E-3,8.0563087301673483E-3,1.2622826305760073E-4,2.9488047018539098E-3,3.7946571402702613E-6,null,6.1236103203643312E-5,1.605200815012198E-2]
[2004,2,24,2,4.3165205808282448E-3,1.0491213996904242E-2,2.6324799800000185E-4,2.5844891312693488E-3,9.0258064516128434E-6,null,6.5075967709234559E-5,1.7729508594251302E-2,null,4.4518049653472745E-3,8.1086508253478875E-3,1.2622826305760073E-4,2.7314076112771994E-3,3.7946571402702613E-6,null,6.1236103203643312E-5,1.5483122425373875E-2]
[2004,2,24,3,4.2315063880809488E-3,1.0128709568983024E-2,2.6324799800000185E-4,2.4885201887716339E-3,9.0258064516128434E-6,null,6.5075967709234559E-5,1.7186021031085071E-2,null,4.3641263366206197E-3,7.8284714457715083E-3,1.2622826305760073E-4,2.6299831955917136E-3,3.7946571402702613E-6,null,6.1236103203643312E-5,1.5013840001385356E-2]
[2004,2,24,4,4.2797577703948117E-3,9.9057035055782929E-3,2.6324799800000185E-4,2.4364767842641197E-3,9.0258064516128434E-6,null,6.5075967709234559E-5,1.6959222945486688E-2,null,4.4138899690063385E-3,7.6561102394689827E-3,1.2622826305760073E-4,2.5749813194109513E-3,3.7946571402702613E-6,null,6.1236103203643312E-5,1.4836240551287787E-2]
[2004,2,24,5,4.4700603057404855E-3,9.3752897284891182E-3,2.6324799800000185E-4,2.5549558808157374E-3,9.0258064516128434E-6,null,6.5075967709234559E-5,1.6737590800294803E-2,null,4.6101567899113115E-3,7.2461538595267614E-3,1.2622826305760073E-4,2.7001955066880304E-3,3.7946571402702613E-6,null,6.1236103203643312E-5,1.4747765179527618E-2]
[2004,2,24,6,4.7417521972879509E-3,1.0373956774736681E-2,2.6324799800000185E-4,2.584424418080467E-3,9.0258064516128434E-6,null,6.5075967709234559E-5,1.8037418275354562E-2,null,4.8903637967324205E-3,8.0180228130332445E-3,1.2622826305760073E-4,2.7313392193870872E-3,3.7946571402702613E-6,null,6.1236103203643312E-5,1.5830984852554266E-2]
[2004,2,24,7,5.6681418798835443E-3,1.1159136650778806E-2,2.6324799800000185E-4,2.7890142618533609E-3,9.0258064516128434E-6,null,6.5075967709234559E-5,1.9953577677765174E-2,null,5.8457875255436996E-3,8.6248877051033363E-3,1.2622826305760073E-4,2.9475592257745147E-3,3.7946571402702613E-6,null,6.1236103203643312E-5,1.7609493479823064E-2]
[2004,2,24,8,6.5937188311714651E-3,1.2476124681006036E-2,1.9743599850000139E-4,3.0250675648868693E-3,9.0258064516128434E-6,null,6.5075967709234559E-5,2.2364143732928776E-2,null,6.80037305117646E-3,9.6427866900469731E-3,9.4671197293200551E-5,3.1970312706641681E-3,3.7946571402702613E-6,null,6.1236103203643312E-5,1.9799892969524713E-2]
[2004,2,24,9,6.7743217991911861E-3,1.3048180689094264E-2,0,3.2561552780704986E-3,9.0258064516128434E-6,null,6.5075967709234559E-5,2.314373373406518E-2,null,6.9866363099125913E-3,1.0084928316697482E-2,0,3.4412554506097043E-3,3.7946571402702613E-6,null,6.1236103203643312E-5,2.057785083756369E-2]
[2004,2,24,10,6.4000159517684421E-3,1.3192826419970334E-2,0,4.0163855487377253E-3,9.0258064516128434E-6,null,6.5075967709234559E-5,2.3674303888185734E-2,null,6.6005993157844736E-3,1.0196724885273569E-2,0,4.2447019509259717E-3,3.7946571402702613E-6,null,6.1236103203643312E-5,2.1107056912327928E-2]
[2004,2,24,11,6.2453219916273417E-3,1.3165491364703637E-2,0,3.7753006708592476E-3,9.0258064516128434E-6,null,6.5075967709234559E-5,2.325118999489946E-2,null,6.4410570810215749E-3,1.0175597643134133E-2,0,3.9899123050984838E-3,3.7946571402702613E-6,null,6.1236103203643312E-5,2.0671597789598106E-2]
[2004,2,24,12,6.3670331403280246E-3,1.3185617728807518E-2,0,3.4107977288554041E-3,9.0258064516128434E-6,null,6.5075967709234559E-5,2.3028524565700179E-2,null,6.5665827876590852E-3,1.0191153293695673E-2,0,3.6046887427021329E-3,3.7946571402702613E-6,null,6.1236103203643312E-5,2.0427455584400806E-2]
[2004,2,24,13,6.1659882450172104E-3,1.3063909327624808E-2,0,3.3626135778234666E-3,9.0258064516128434E-6,null,6.5075967709234559E-5,2.2657587118174716E-2,null,6.3592369297063656E-3,1.0097084968715059E-2,0,3.5537655040321658E-3,3.7946571402702613E-6,null,6.1236103203643312E-5,2.0075118162797504E-2]
[2004,2,24,14,6.1154474512726421E-3,1.3060164336236694E-2,0,3.6762454950956423E-3,9.0258064516128434E-6,null,6.5075967709234559E-5,2.2916933250314211E-2,null,6.3071121332802845E-3,1.0094190467895696E-2,0,3.8852262154014344E-3,3.7946571402702613E-6,null,6.1236103203643312E-5,2.0351559576921328E-2]
[2004,2,24,15,6.1071778484647525E-3,1.283638009591747E-2,0,3.5084316971352239E-3,9.0258064516128434E-6,null,6.5075967709234559E-5,2.2517065609226679E-2,null,6.2985833522511553E-3,9.9212278092844254E-3,0,3.7078728346188667E-3,3.7946571402702613E-6,null,6.1236103203643312E-5,1.9992714756498362E-2]
[2004,2,24,16,6.1983485211913021E-3,1.2193078360377103E-2,0,3.5925028509243674E-3,9.0258064516128434E-6,null,6.5075967709234559E-5,2.2049005700202004E-2,null,6.392611411642506E-3,9.424020417425261E-3,0,3.7967231170867757E-3,3.7946571402702613E-6,null,6.1236103203643312E-5,1.9678385706498457E-2]
[2004,2,24,17,7.0013084819862586E-3,1.2237183290274633E-2,6.5811999500000462E-5,3.4125395634828789E-3,9.0258064516128434E-6,null,6.5075967709234559E-5,2.2784159532838057E-2,null,7.2207369987921793E-3,9.4581090821232693E-3,3.1557065764400181E-5,3.6065295940725288E-3,3.7946571402702613E-6,null,6.1236103203643312E-5,2.0381963501096289E-2]
[2004,2,24,18,8.1920413889403666E-3,1.2885385756236855E-2,2.6324799800000185E-4,3.6596461228917193E-3,9.0258064516128434E-6,null,6.5075967709234559E-5,2.5074358153318408E-2,null,8.4487887521243876E-3,9.9591042445675848E-3,1.2622826305760073E-4,3.8676832313618965E-3,3.7946571402702613E-6,null,6.1236103203643312E-5,2.2466835251455382E-2]
[2004,2,24,19,8.674803303426834E-3,1.2930270836229059E-2,2.6324799800000185E-4,3.5148170238094895E-3,9.0258064516128434E-6,null,6.5075967709234559E-5,2.545717604871485E-2,null,8.9466809427783331E-3,9.9937958866437044E-3,1.2622826305760073E-4,3.7146211430824486E-3,3.7946571402702613E-6,null,6.1236103203643312E-5,2.2846356995905998E-2]
[2004,2,24,20,8.5864249087459123E-3,1.2530181653959537E-2,2.6324799800000185E-4,3.1694519056015905E-3,9.0258064516128434E-6,null,6.5075967709234559E-5,2.4623343353556506E-2,null,8.8555326744213098E-3,9.6845672807855249E-3,1.2622826305760073E-4,3.3496233177368277E-3,3.7946571402702613E-6,null,6.1236103203643312E-5,2.2080982296345177E-2]
[2004,2,24,21,8.5279734626771131E-3,1.1846314185950346E-2,2.6324799800000185E-4,3.338318499929163E-3,9.0258064516128434E-6,null,6.5075967709234559E-5,2.404989103380609E-2,null,8.7952492973428949E-3,9.1560066670626893E-3,1.2622826305760073E-4,3.5280893423976687E-3,3.7946571402702613E-6,null,6.1236103203643312E-5,2.1670604330204762E-2]
[2004,2,24,22,7.8378127040029527E-3,1.1966187904705702E-2,2.6324799800000185E-4,3.240092210554307E-3,9.0258064516128434E-6,null,6.5075967709234559E-5,2.3381377704512429E-2,null,8.0834581602868688E-3,9.248656967476919E-3,1.2622826305760073E-4,3.4242792581609333E-3,3.7946571402702613E-6,null,6.1236103203643312E-5,2.0947653409326233E-2]
[2004,2,24,23,7.0086066788654809E-3,1.159939896961525E-2,2.6324799800000185E-4,2.4703310952772909E-3,9.0258064516128434E-6,null,6.5075967709234559E-5,2.1415621629007484E-2,null,7.2282639289889929E-3,8.9651660957696701E-3,1.2622826305760073E-4,2.6107601205895446E-3,3.7946571402702613E-6,null,6.1236103203643312E-5,1.899544916874972E-2]
[2004,2,24,24,5.4876277313619781E-3,1.1085913907379927E-2,2.6324799800000185E-4,2.4636147327832267E-3,9.0258064516128434E-6,null,6.5075967709234559E-5,1.9374441256774597E-2,null,5.6596158700040547E-3,8.5682939058661124E-3,1.2622826305760073E-4,2.6036619581657106E-3,3.7946571402702613E-6,null,6.1236103203643312E-5,1.7022830757437393E-2]
[2004,2,25,1,4.2258041226352887E-3,1.0351726503733304E-2,2.6324799800000185E-4,2.4487138955010387E-3,9.0258064516128434E-6,null,6.5075967709234559E-5,1.7363529407119094E-2,null,4.3582453560601503E-3,8.000841054528229E-3,1.2622826305760073E-4,2.5879140643655222E-3,3.7946571402702613E-6,null,6.1236103203643312E-5,1.5138259498355415E-2]
[2004,2,25,2,3.7872635597399383E-3,1.02287610703555E-2,2.6324799800000185E-4,2.3780849383190925E-3,9.0258064516128434E-6,null,6.5075967709234559E-5,1.6731394453663995E-2,null,3.9059604615840752E-3,7.9058011703792251E-3,1.2622826305760073E-4,2.5132701167902465E-3,3.7946571402702613E-6,null,6.1236103203643312E-5,1.451629077215506E-2]
[2004,2,25,3,3.6084758202777948E-3,1.0039741246303423E-2,2.6324799800000185E-4,2.2808697731101367E-3,9.0258064516128434E-6,null,6.5075967709234559E-5,1.6266371724940821E-2,null,3.7215693226153681E-3,7.7597079010245772E-3,1.2622826305760073E-4,2.4105286353227279E-3,3.7946571402702613E-6,null,6.1236103203643312E-5,1.4083064882364188E-2]
[2004,2,25,4,3.708266001511478E-3,9.7731205327661261E-3,2.6324799800000185E-4,2.1448134749465072E-3,9.0258064516128434E-6,null,6.5075967709234559E-5,1.5963484894473575E-2,null,3.8244870351549836E-3,7.5536369668584265E-3,1.2622826305760073E-4,2.2667380486763771E-3,3.7946571402702613E-6,null,6.1236103203643312E-5,1.3836121074091302E-2]
[2004,2,25,5,3.7749952950243875E-3,9.4501477840526222E-3,2.6324799800000185E-4,2.164318022482751E-3,9.0258064516128434E-6,null,6.5075967709234559E-5,1.5726745986809228E-2,null,3.8933076962944899E-3,7.3040115902153228E-3,1.2622826305760073E-4,2.2873513563318243E-3,3.7946571402702613E-6,null,6.1236103203643312E-5,1.3675929666243151E-2]
[2004,2,25,6,4.0775739015389651E-3,1.0314430383189414E-2,2.6324799800000185E-4,2.3224004635933018E-3,9.0258064516128434E-6,null,6.5075967709234559E-5,1.7051689633571145E-2,null,4.2053694408561229E-3,7.9720149130807546E-3,1.2622826305760073E-4,2.4544201892530019E-3,3.7946571402702613E-6,null,6.1236103203643312E-5,1.4823063566591393E-2]
[2004,2,25,7,4.9590596065885069E-3,1.1134788618080264E-2,2.6324799800000185E-4,2.6343324069937968E-3,9.0258064516128434E-6,null,6.5075967709234559E-5,1.9065465516912034E-2,null,5.1144818533050461E-3,8.6060691302944636E-3,1.2622826305760073E-4,2.7840842896340863E-3,3.7946571402702613E-6,null,6.1236103203643312E-5,1.6695894296635108E-2]
[2004,2,25,8,5.9621230958603203E-3,1.2362039248759489E-2,1.9743599850000139E-4,2.9463935362741295E-3,9.0258064516128434E-6,null,6.5075967709234559E-5,2.1539788536758343E-2,null,6.14898242812728E-3,9.5546101516006971E-3,9.4671197293200551E-5,3.1138849196260671E-3,3.7946571402702613E-6,null,6.1236103203643312E-5,1.8977179456991157E-2]
[2004,2,25,9,6.1127836073524514E-3,1.3100743803641613E-2,0,2.852036234635058E-3,9.0258064516128434E-6,null,6.5075967709234559E-5,2.2130639613338356E-2,null,6.3043648016346326E-3,1.0125554305480381E-2,0,3.0141637605163914E-3,3.7946571402702613E-6,null,6.1236103203643312E-5,1.9509113627975319E-2]
[2004,2,25,10,5.7533118769478638E-3,1.3399911314410999E-2,0,3.4345602411145226E-3,9.0258064516128434E-6,null,6.5075967709234559E-5,2.2652859400182621E-2,null,5.933626841661775E-3,1.0356780632941938E-2,0,3.6298020643494738E-3,3.7946571402702613E-6,null,6.1236103203643312E-5,1.9985240299297102E-2]
[2004,2,25,11,5.6316840734964907E-3,1.3268891389367592E-2,0,3.3902906205390019E-3,9.0258064516128434E-6,null,6.5075967709234559E-5,2.2355942051112316E-2,null,5.8081870924030768E-3,1.0255515438689515E-2,0,3.5830158824594603E-3,3.7946571402702613E-6,null,6.1236103203643312E-5,1.9711749173895968E-2]
[2004,2,25,12,5.8326997994329463E-3,1.3271828012195034E-2,0,3.3106760878663416E-3,9.0258064516128434E-6,null,6.5075967709234559E-5,2.2480279867203554E-2,null,6.0155028667819611E-3,1.0257785152101186E-2,0,3.4988755632453577E-3,3.7946571402702613E-6,null,6.1236103203643312E-5,1.9837194342472421E-2]
[2004,2,25,13,5.8004742352996347E-3,1.2826860991040575E-2,0,3.2094470615085932E-3,9.0258064516128434E-6,null,6.5075967709234559E-5,2.1901858255558036E-2,null,5.9822673189064389E-3,9.9138705008128443E-3,0,3.3918920477294945E-3,3.7946571402702613E-6,null,6.1236103203643312E-5,1.9353060627792691E-2]
[2004,2,25,14,5.3724555288454509E-3,1.3358173881352839E-2,0,3.2319813853841908E-3,9.0258064516128434E-6,null,6.5075967709234559E-5,2.2027686763291716E-2,null,5.5408340471372036E-3,1.0324521804639053E-2,0,3.4157073631061788E-3,3.7946571402702613E-6,null,6.1236103203643312E-5,1.9346093975226349E-2]
[2004,2,25,15,5.5493826687386316E-3,1.2951614523962462E-2,0,3.2412876514602736E-3,9.0258064516128434E-6,null,6.5075967709234559E-5,2.18073608118706E-2,null,5.7233062733509426E-3,1.0010292405655374E-2,0,3.4255426553831863E-3,3.7946571402702613E-6,null,6.1236103203643312E-5,1.9224172094733417E-2]
[2004,2,25,16,5.7206604246559864E-3,1.2248742469798801E-2,0,3.1855121912855049E-3,9.0258064516128434E-6,null,6.5075967709234559E-5,2.1219991053449527E-2,null,5.8999520578360276E-3,9.4670431626421338E-3,0,3.3665965702166264E-3,3.7946571402702613E-6,null,6.1236103203643312E-5,1.8798622551038702E-2]
[2004,2,25,17,6.7526058721867274E-3,1.1806733852883486E-2,6.5811999500000462E-5,3.5550494941025594E-3,9.0258064516128434E-6,null,6.5075967709234559E-5,2.224751741626706E-2,null,6.9642397824652424E-3,9.1254150596009765E-3,3.1557065764400181E-5,3.7571406778908628E-3,3.7946571402702613E-6,null,6.1236103203643312E-5,1.9943383346065394E-2]
[2004,2,25,18,7.8799883057652908E-3,1.2675834094876052E-2,2.6324799800000185E-4,3.591995361696093E-3,9.0258064516128434E-6,null,6.5075967709234559E-5,2.4485102647586906E-2,null,8.1269555906422365E-3,9.7971419347388355E-3,1.2622826305760073E-4,3.7961867790058841E-3,3.7946571402702613E-6,null,6.1236103203643312E-5,2.1911543327788469E-2]
[2004,2,25,19,8.3766869257496396E-3,1.2686799044763985E-2,2.6324799800000185E-4,3.3877163188893939E-3,9.0258064516128434E-6,null,6.5075967709234559E-5,2.4788487174652481E-2,null,8.6392212780916355E-3,9.8056167356517631E-3,1.2622826305760073E-4,3.5802952414498348E-3,3.7946571402702613E-6,null,6.1236103203643312E-5,2.2216392278594746E-2]
[2004,2,25,20,8.3281013926439478E-3,1.2032372153905279E-2,2.6324799800000185E-4,3.2173780105018909E-3,9.0258064516128434E-6,null,6.5075967709234559E-5,2.3915136442300585E-2,null,8.5891130222698932E-3,9.2998107202318953E-3,1.2622826305760073E-4,3.4002738413237686E-3,3.7946571402702613E-6,null,6.1236103203643312E-5,2.1480456607227073E-2]
[2004,2,25,21,7.8362203183778307E-3,1.2101092181582642E-2,2.6324799800000185E-4,3.1218005884053189E-3,9.0258064516128434E-6,null,6.5075967709234559E-5,2.3396397973615261E-2,null,8.0818158675884048E-3,9.3529243741244193E-3,1.2622826305760073E-4,3.2992632025006861E-3,3.7946571402702613E-6,null,6.1236103203643312E-5,2.0925262467615023E-2]
[2004,2,25,22,7.3099005804484292E-3,1.2241249876203909E-2,2.6324799800000185E-4,3.0454282261051257E-3,9.0258064516128434E-6,null,6.5075967709234559E-5,2.2933863568006932E-2,null,7.539000704588579E-3,9.4612521431037717E-3,1.2622826305760073E-4,3.2185493588423406E-3,3.7946571402702613E-6,null,6.1236103203643312E-5,2.0410061229936202E-2]
[2004,2,25,23,6.4661695221225005E-3,1.1535589421922374E-2,2.6324799800000185E-4,2.3985161459921063E-3,9.0258064516128434E-6,null,6.5075967709234559E-5,2.0737559975286448E-2,null,6.6688262099838611E-3,8.9158477478913801E-3,1.2622826305760073E-4,2.534862761723617E-3,3.7946571402702613E-6,null,6.1236103203643312E-5,1.8310795743000371E-2]
[2004,2,25,24,5.1119350364989659E-3,1.0786151730308146E-2,2.6324799800000185E-4,2.3272706558150232E-3,9.0258064516128434E-6,null,6.5075967709234559E-5,1.85626423078716E-2,null,5.2721485631494818E-3,8.3366079612996937E-3,1.2622826305760073E-4,2.4595672335728435E-3,3.7946571402702613E-6,null,6.1236103203643312E-5,1.6259582781423532E-2]
[2004,2,26,1,4.1330640300599499E-3,1.029636133826335E-2,2.6324799800000185E-4,2.4265744619171264E-3,9.0258064516128434E-6,null,6.5075967709234559E-5,1.7193284715489893E-2,null,{"$f":"E1347*Y$5","v":4.2625986895187297E-3},{"$f":"F1347*Z$5","v":7.9580493628502273E-3},{"$f":"G1347*AA$5","v":1.2622826305760073E-4},{"$f":"H1347*AB$5","v":2.5645160873073777E-3},{"$f":"I1347*AC$5","v":3.7946571402702613E-6},null,{"$f":"K1347*AE$5","v":6.1236103203643312E-5},1.4976423163077849E-2]
[2004,2,26,2,3.6609985733797052E-3,1.0274328243519194E-2,2.6324799800000185E-4,2.2947355256551097E-3,9.0258064516128434E-6,null,6.5075967709234559E-5,1.6567347227803474E-2,null,3.7757381951307235E-3,7.9410200017167223E-3,1.2622826305760073E-4,2.4251826037140845E-3,3.7946571402702613E-6,null,6.1236103203643312E-5,{"$f":"SUM(N1348:T1348)","v":1.4333199823963045E-2}]
[2004,2,26,3,3.5736477794676919E-3,9.8478041054357365E-3,2.6324799800000185E-4,2.3481485355000818E-3,9.0258064516128434E-6,null,6.5075967709234559E-5,1.6106885305652973E-2,null,3.6856497336528191E-3,7.6113598398592124E-3,1.2622826305760073E-4,2.4816319421410282E-3,3.7946571402702613E-6,null,6.1236103203643312E-5,1.3969900539054574E-2]
[2004,2,26,4,3.8027893261860387E-3,9.2189939125688746E-3,2.6324799800000185E-4,2.4478992640728082E-3,9.0258064516128434E-6,null,6.5075967709234559E-5,1.5806967388077187E-2,null,3.921972822202152E-3,7.1253529496288154E-3,1.2622826305760073E-4,2.5870531242065818E-3,3.7946571402702613E-6,null,6.1236103203643312E-5,1.3825637919439063E-2]
[2004,2,26,5,3.8901640765359054E-3,8.8404251237219674E-3,2.6324799800000185E-4,2.5046754868472414E-3,9.0258064516128434E-6,null,6.5075967709234559E-5,1.557254957235458E-2,null,4.0120859909383655E-3,6.8327574384667864E-3,1.2622826305760073E-4,2.6470568615600799E-3,3.7946571402702613E-6,null,6.1236103203643312E-5,1.3683159314366746E-2]
[2004,2,26,6,4.0997007268769271E-3,9.9283821954381443E-3,2.6324799800000185E-4,2.5191349387910893E-3,9.0258064516128434E-6,null,6.5075967709234559E-5,1.6884502746355626E-2,null,4.228189744631441E-3,7.6736385805460175E-3,1.2622826305760073E-4,2.6623382789266624E-3,3.7946571402702613E-6,null,6.1236103203643312E-5,1.4755425627505633E-2]
[2004,2,26,7,4.8998523536834329E-3,1.0912469955445935E-2,2.6324799800000185E-4,2.7289258463753271E-3,9.0258064516128434E-6,null,6.5075967709234559E-5,1.887853304075416E-2,null,5.0534189815934962E-3,8.4342392154922261E-3,1.2622826305760073E-4,2.8840550100281406E-3,3.7946571402702613E-6,null,6.1236103203643312E-5,1.6562972230515376E-2]
[2004,2,26,8,5.7779041323749751E-3,1.2441357263743983E-2,1.9743599850000139E-4,2.8401022971389438E-3,9.0258064516128434E-6,null,6.5075967709234559E-5,2.1328596349122306E-2,null,5.9589898447494367E-3,9.6159149813238136E-3,9.4671197293200551E-5,3.0015514235887516E-3,3.7946571402702613E-6,null,6.1236103203643312E-5,1.8736158207299118E-2]
[2004,2,26,9,6.1209241997797741E-3,1.2658787631631731E-2,0,3.0688656899533449E-3,9.0258064516128434E-6,null,6.5075967709234559E-5,2.1913653489074082E-2,null,6.3127605289595027E-3,9.7839667370642758E-3,0,3.24331915429999E-3,3.7946571402702613E-6,null,6.1236103203643312E-5,1.9405077180667682E-2]
[2004,2,26,10,5.6691909264954734E-3,1.321402964690447E-2,0,3.4824585975773877E-3,9.0258064516128434E-6,null,6.5075967709234559E-5,2.2430755138686562E-2,null,5.84686945040156E-3,1.0213112842246923E-2,0,3.6804232621047463E-3,3.7946571402702613E-6,null,6.1236103203643312E-5,1.9805436315097142E-2]
[2004,2,26,11,5.4589405846822113E-3,1.3337276218756838E-2,0,3.275455416436532E-3,9.0258064516128434E-6,null,6.5075967709234559E-5,2.2136748187584813E-2,null,5.6300296373800627E-3,1.0308370018095866E-2,0,3.4616527292029384E-3,3.7946571402702613E-6,null,6.1236103203643312E-5,1.946508314502278E-2]
[2004,2,26,12,5.7758481765216689E-3,1.3037450047494088E-2,0,3.3814921115499397E-3,9.0258064516128434E-6,null,6.5075967709234559E-5,2.2259866303274933E-2,null,5.9568694530346524E-3,1.0076634612470931E-2,0,3.5737172113488517E-3,3.7946571402702613E-6,null,6.1236103203643312E-5,1.967225203719835E-2]
[2004,2,26,13,5.6032124509721136E-3,1.2969087598992471E-2,0,3.0497404646791966E-3,9.0258064516128434E-6,null,6.5075967709234559E-5,2.1687116482353015E-2,null,5.778823138692657E-3,1.0023797331234555E-2,0,3.2231067319496032E-3,3.7946571402702613E-6,null,6.1236103203643312E-5,1.9090757962220727E-2]
[2004,2,26,14,5.3020112572250916E-3,1.3183565962370752E-2,0,3.2610597918639214E-3,9.0258064516128434E-6,null,6.5075967709234559E-5,2.1811712979168996E-2,null,5.4681819764920044E-3,1.0189567485073733E-2,0,3.446438767553424E-3,3.7946571402702613E-6,null,6.1236103203643312E-5,1.9169218989463072E-2]
[2004,2,26,15,5.3594182737707104E-3,1.309752436079276E-2,0,3.0715274023026509E-3,9.0258064516128434E-6,null,6.5075967709234559E-5,2.1593546004575356E-2,null,5.5273881905058206E-3,1.0123066000702572E-2,0,3.2461321749786085E-3,3.7946571402702613E-6,null,6.1236103203643312E-5,1.8961617126530911E-2]
[2004,2,26,16,5.4483337009906801E-3,1.2614639549716875E-2,0,2.883884352569708E-3,9.0258064516128434E-6,null,6.5075967709234559E-5,2.1011933570986494E-2,null,5.6190903225776393E-3,9.7498447202069276E-3,0,3.0478223240905521E-3,3.7946571402702613E-6,null,6.1236103203643312E-5,1.8481788127219033E-2]
[2004,2,26,17,6.3772423923138368E-3,1.2429817967144617E-2,6.5811999500000462E-5,3.0891984969167066E-3,9.0258064516128434E-6,null,6.5075967709234559E-5,2.2029387053469449E-2,null,6.5771120085516676E-3,9.6069962683014692E-3,3.1557065764400181E-5,3.2648078048137107E-3,3.7946571402702613E-6,null,6.1236103203643312E-5,1.9545503907775159E-2]
[2004,2,26,18,7.6327203970890213E-3,1.2905017781081248E-2,2.6324799800000185E-4,3.3700082036805519E-3,9.0258064516128434E-6,null,6.5075967709234559E-5,2.424503126710029E-2,null,7.8719380405104962E-3,9.9742778207147012E-3,1.2622826305760073E-4,3.5615804865384649E-3,3.7946571402702613E-6,null,6.1236103203643312E-5,2.1599055371165174E-2]
[2004,2,26,19,8.1006726057467025E-3,1.2977609056932946E-2,2.6324799800000185E-4,3.1298753771633052E-3,9.0258064516128434E-6,null,6.5075967709234559E-5,2.4545441925092421E-2,null,8.3545563732714077E-3,1.0030383559194693E-2,1.2622826305760073E-4,3.307797012608909E-3,3.7946571402702613E-6,null,6.1236103203643312E-5,2.1883995968476521E-2]
[2004,2,26,20,8.0577131091470085E-3,1.2306688690817705E-2,2.6324799800000185E-4,2.9789697492736099E-3,9.0258064516128434E-6,null,6.5075967709234559E-5,2.3680656434487791E-2,null,8.3102504799737464E-3,9.5118297500694209E-3,1.2622826305760073E-4,3.1483129677292009E-3,3.7946571402702613E-6,null,6.1236103203643312E-5,2.1161652221173881E-2]
[2004,2,26,21,7.7686426256378411E-3,1.1871123047240157E-2,2.6324799800000185E-4,3.1899537294159137E-3,9.0258064516128434E-6,null,6.5075967709234559E-5,2.3167004287543379E-2,null,8.0121202174801235E-3,9.1751814159175826E-3,1.2622826305760073E-4,3.3712905930733672E-3,3.7946571402702613E-6,null,6.1236103203643312E-5,2.0749851249872584E-2]
[2004,2,26,22,7.2242840845834757E-3,1.2059548860011872E-2,2.6324799800000185E-4,3.0878848802161625E-3,9.0258064516128434E-6,null,6.5075967709234559E-5,2.2709002710060978E-2,null,7.4507008959185834E-3,9.3208155744333721E-3,1.2622826305760073E-4,3.2634195139477299E-3,3.7946571402702613E-6,null,6.1236103203643312E-5,2.0226195007701196E-2]
[2004,2,26,23,6.3606207669703986E-3,1.1431970913392368E-2,2.6324799800000185E-4,2.4043560433558626E-3,9.0258064516128434E-6,null,6.5075967709234559E-5,2.0534232608968094E-2,null,6.5599694436430898E-3,8.835761086332378E-3,1.2622826305760073E-4,2.5410346352731906E-3,3.7946571402702613E-6,null,6.1236103203643312E-5,1.8128024188650171E-2]
[2004,2,26,24,4.9662318825684539E-3,1.0826693004464202E-2,2.6324799800000185E-4,2.2504316203928341E-3,9.0258064516128434E-6,null,6.5075967709234559E-5,1.8380641392674955E-2,null,5.1218789161065498E-3,8.3679422793531775E-3,1.2622826305760073E-4,2.3783601881819097E-3,3.7946571402702613E-6,null,6.1236103203643312E-5,1.605944040704315E-2]
[2004,2,27,1,4.2766087414633997E-3,1.018189819617531E-2,2.6324799800000185E-4,2.4018156425618304E-3,9.0258064516128434E-6,null,6.5075967709234559E-5,1.7197607465450005E-2,null,4.4106422461308477E-3,7.8695808927725062E-3,1.2622826305760073E-4,2.5383498222551898E-3,3.7946571402702613E-6,null,6.1236103203643312E-5,1.5009831984560058E-2]
[2004,2,27,2,3.9659509503746897E-3,9.8232894605068122E-3,2.6324799800000185E-4,2.3836039296855635E-3,9.0258064516128434E-6,null,6.5075967709234559E-5,1.6510129225816531E-2,null,4.0902481066855149E-3,7.5924124905920355E-3,1.2622826305760073E-4,2.5191028420443657E-3,3.7946571402702613E-6,null,6.1236103203643312E-5,1.4393022462723431E-2]
[2004,2,27,3,3.8683683535952439E-3,9.4556571255654323E-3,2.6324799800000185E-4,2.3426366399885018E-3,9.0258064516128434E-6,null,6.5075967709234559E-5,1.6003947004398642E-2,null,3.989607166664591E-3,7.3082697558211479E-3,1.2622826305760073E-4,2.4758067161144439E-3,3.7946571402702613E-6,null,6.1236103203643312E-5,1.3964942662001698E-2]
[2004,2,27,4,3.8957519777381628E-3,9.398890911189263E-3,2.6324799800000185E-4,2.1510785523564981E-3,9.0258064516128434E-6,null,6.5075967709234559E-5,1.5783006326533389E-2,null,4.0178490229573873E-3,7.26439519457504E-3,1.2622826305760073E-4,2.2733592721575859E-3,3.7946571402702613E-6,null,6.1236103203643312E-5,1.3746862513091526E-2]
[2004,2,27,5,3.9767541563477497E-3,9.1501917545785995E-3,2.6324799800000185E-4,2.163585001720958E-3,9.0258064516128434E-6,null,6.5075967709234559E-5,1.5627815797896773E-2,null,4.1013898967203278E-3,7.072175817283771E-3,1.2622826305760073E-4,2.2865766660985546E-3,3.7946571402702613E-6,null,6.1236103203643312E-5,1.3651401403504168E-2]
[2004,2,27,6,4.2831189521557152E-3,9.8487341839838208E-3,2.6324799800000185E-4,2.4035842001197219E-3,9.0258064516128434E-6,null,6.5075967709234559E-5,1.6872722221508721E-2,null,4.417356493808533E-3,7.6120786968178816E-3,1.2622826305760073E-4,2.5402189156540208E-3,3.7946571402702613E-6,null,6.1236103203643312E-5,1.476091312968195E-2]
[2004,2,27,7,5.3144976311095557E-3,1.0391291213146912E-2,2.6324799800000185E-4,2.5652671343830238E-3,9.0258064516128434E-6,null,6.5075967709234559E-5,1.8608340863888954E-2,null,5.4810596867257812E-3,8.0314205864809637E-3,1.2622826305760073E-4,2.7110929162126982E-3,3.7946571402702613E-6,null,6.1236103203643312E-5,1.641483221282096E-2]
[2004,2,27,8,6.0279556440651187E-3,1.2284308573787773E-2,1.9743599850000139E-4,2.7835288519550538E-3,9.0258064516128434E-6,null,6.5075967709234559E-5,2.1365025725672351E-2,null,6.2168782389989503E-3,9.4945321756914995E-3,9.4671197293200551E-5,2.9417619909686355E-3,3.7946571402702613E-6,null,6.1236103203643312E-5,1.8812874363296199E-2]
[2004,2,27,9,6.2216465722830421E-3,1.261150938242518E-2,0,3.1479853658437917E-3,9.0258064516128434E-6,null,6.5075967709234559E-5,2.2046217288261248E-2,null,6.4166396486428773E-3,9.7474254164351456E-3,0,3.3269364859862764E-3,3.7946571402702613E-6,null,6.1236103203643312E-5,1.9556032311408213E-2]
[2004,2,27,10,6.0627270273974927E-3,1.2998961557167323E-2,0,3.4957348757795456E-3,9.0258064516128434E-6,null,6.5075967709234559E-5,2.2622499428053593E-2,null,6.2527393947776518E-3,1.0046886889381247E-2,0,3.6944542467554718E-3,3.7946571402702613E-6,null,6.1236103203643312E-5,2.0059111291258286E-2]
[2004,2,27,11,5.9405919472072816E-3,1.2672574229143514E-2,0,3.5255833303900383E-3,9.0258064516128434E-6,null,6.5075967709234559E-5,2.2203825474450069E-2,null,6.1267764701830613E-3,9.7946223871468729E-3,0,3.7259994736715241E-3,3.7946571402702613E-6,null,6.1236103203643312E-5,1.9712429091345369E-2]
[2004,2,27,12,5.7478091328198458E-3,1.2740792883006287E-2,0,3.3223628805067297E-3,9.0258064516128434E-6,null,6.5075967709234559E-5,2.1876040864042094E-2,null,5.9279516356310312E-3,9.8473485296230179E-3,0,3.5112267060623896E-3,3.7946571402702613E-6,null,6.1236103203643312E-5,1.9351557631660351E-2]
[2004,2,27,13,5.8360044466155055E-3,1.249852624409625E-2,0,3.2719311050322304E-3,9.0258064516128434E-6,null,6.5075967709234559E-5,2.1671537763453218E-2,null,6.0189110851514918E-3,9.6601008400675672E-3,0,3.4579280739595662E-3,3.7946571402702613E-6,null,6.1236103203643312E-5,1.9201970759522541E-2]
[2004,2,27,14,5.4010517133806892E-3,1.2942061148163783E-2,0,3.3421528674170827E-3,9.0258064516128434E-6,null,6.5075967709234559E-5,2.1750341696670786E-2,null,5.5703264667654991E-3,1.0002908609216023E-2,0,3.5321416792460708E-3,3.7946571402702613E-6,null,6.1236103203643312E-5,1.9170407515571506E-2]
[2004,2,27,15,5.4702173915896421E-3,1.2822176992599315E-2,0,3.1424393056420411E-3,9.0258064516128434E-6,null,6.5075967709234559E-5,2.1499909657540232E-2,null,5.6416598715104726E-3,9.91025024220046E-3,0,3.3210751531354693E-3,3.7946571402702613E-6,null,6.1236103203643312E-5,1.8938016027190314E-2]
[2004,2,27,16,5.8744220197865056E-3,1.2003332330383769E-2,0,2.5717909986906077E-3,9.0258064516128434E-6,null,6.5075967709234559E-5,2.0514621316570114E-2,null,6.0585327062689419E-3,9.27736586408511E-3,0,2.7179876376526458E-3,3.7946571402702613E-6,null,6.1236103203643312E-5,1.8118916968350614E-2]
[2004,2,27,17,6.462840401871766E-3,1.1783207039108505E-2,6.5811999500000462E-5,2.8142195835322288E-3,9.0258064516128434E-6,null,6.5075967709234559E-5,2.1193395221606789E-2,null,6.6653927515339505E-3,9.107231204234895E-3,3.1557065764400181E-5,2.9741973751268927E-3,3.7946571402702613E-6,null,6.1236103203643312E-5,1.8843409157004051E-2]
[2004,2,27,18,7.5727792707787345E-3,1.2236627214825163E-2,2.6324799800000185E-4,3.1009221791682374E-3,9.0258064516128434E-6,null,6.5075967709234559E-5,2.3247613550021601E-2,null,7.8101182950141273E-3,9.4576792918574688E-3,1.2622826305760073E-4,3.2771979342774392E-3,3.7946571402702613E-6,null,6.1236103203643312E-5,2.0736254544550546E-2]
[2004,2,27,19,7.9766403183496488E-3,1.2127977318035695E-2,2.6324799800000185E-4,3.0348704948902276E-3,9.0258064516128434E-6,null,6.5075967709234559E-5,2.3476773016525041E-2,null,8.2266367809613362E-3,9.3737038743761502E-3,1.2622826305760073E-4,3.2073914603434491E-3,3.7946571402702613E-6,null,6.1236103203643312E-5,2.0998991139082445E-2]
[2004,2,27,20,7.6273327976297415E-3,1.1659717644173019E-2,2.6324799800000185E-4,3.1784963816343069E-3,9.0258064516128434E-6,null,6.5075967709234559E-5,2.2802831708686536E-2,null,7.8663815879059032E-3,9.011786350621118E-3,1.2622826305760073E-4,3.3591819381917887E-3,3.7946571402702613E-6,null,6.1236103203643312E-5,2.0428608900120319E-2]
[2004,2,27,21,7.3658642570263019E-3,1.1845098080343871E-2,2.6324799800000185E-4,2.7546863836641709E-3,9.0258064516128434E-6,null,6.5075967709234559E-5,2.2302933606283815E-2,null,7.5967183428120623E-3,9.1550667400215908E-3,1.2622826305760073E-4,2.9112799369082855E-3,3.7946571402702613E-6,null,6.1236103203643312E-5,1.9854324043143454E-2]
[2004,2,27,22,6.6733257238899193E-3,1.1667713568987624E-2,2.6324799800000185E-4,2.2491699609606653E-3,9.0258064516128434E-6,null,6.5075967709234559E-5,2.0927494139087673E-2,null,6.8824749092919798E-3,9.0179663944526985E-3,1.2622826305760073E-4,2.3770268081594625E-3,3.7946571402702613E-6,null,6.1236103203643312E-5,1.8468727135305653E-2]
[2004,2,27,23,6.2935965372076363E-3,1.0977738256926271E-2,2.6324799800000185E-4,2.1261799745113186E-3,9.0258064516128434E-6,null,6.5075967709234559E-5,1.9734799653894693E-2,null,6.4908446026353383E-3,8.4846850329947342E-3,1.2622826305760073E-4,2.2470453038713665E-3,3.7946571402702613E-6,null,6.1236103203643312E-5,1.7413833962902952E-2]
[2004,2,27,24,5.5389368333967582E-3,9.4533739055219536E-3,2.6324799800000185E-4,2.2900707073106562E-3,9.0258064516128434E-6,null,6.5075967709234559E-5,1.7619666331478833E-2,null,5.7125330543261821E-3,7.3065050568935051E-3,1.2622826305760073E-4,2.4202526080034786E-3,3.7946571402702613E-6,null,6.1236103203643312E-5,1.5630549742624681E-2]
[2004,2,28,1,3.8385811035414087E-3,7.682932025238543E-3,2.6324799800000185E-4,1.7184149102790138E-3,9.0258064516128434E-6,null,6.5075967709234559E-5,1.3577212924308432E-2,null,3.9588863522469148E-3,5.9381319574574728E-3,1.2622826305760073E-4,1.8161003304212229E-3,3.7946571402702613E-6,null,6.1236103203643312E-5,1.1904377663527125E-2]
[2004,2,28,2,3.6225320283582566E-3,7.7356801341803422E-3,2.6324799800000185E-4,1.6993550785601951E-3,9.0258064516128434E-6,null,6.5075967709234559E-5,1.3394852126348259E-2,null,3.7360660673325095E-3,5.9789009282584377E-3,1.2622826305760073E-4,1.7959570190036684E-3,3.7946571402702613E-6,null,6.1236103203643312E-5,1.1702183037996128E-2]
[2004,2,28,3,3.3374993305337326E-3,7.5792914602419697E-3,2.6324799800000185E-4,1.5929330426911791E-3,9.0258064516128434E-6,null,6.5075967709234559E-5,1.2847008718716347E-2,null,3.4421001390574565E-3,5.8580282484732727E-3,1.2622826305760073E-4,1.6834852909304767E-3,3.7946571402702613E-6,null,6.1236103203643312E-5,1.117487270186272E-2]
[2004,2,28,4,3.2218897297289985E-3,7.5015672177486097E-3,2.6324799800000185E-4,1.6226406158445926E-3,9.0258064516128434E-6,null,6.5075967709234559E-5,1.2683382448571668E-2,null,3.3228672093709318E-3,5.7979552442214014E-3,1.2622826305760073E-4,1.7148816278088426E-3,3.7946571402702613E-6,null,6.1236103203643312E-5,1.102696310480269E-2]
[2004,2,28,5,3.2262035451301849E-3,7.3466653935941239E-3,2.6324799800000185E-4,1.5927791542423156E-3,9.0258064516128434E-6,null,6.5075967709234559E-5,1.2502932978216091E-2,null,3.327316224373406E-3,5.6782317494334005E-3,1.2622826305760073E-4,1.6833226545024771E-3,3.7946571402702613E-6,null,6.1236103203643312E-5,1.0880129651710799E-2]
[2004,2,28,6,3.4301809841386145E-3,7.6766260972427319E-3,2.6324799800000185E-4,1.6923216483902706E-3,9.0258064516128434E-6,null,6.5075967709234559E-5,1.3136413615021082E-2,null,3.5376865350884102E-3,5.9332581108022713E-3,1.2622826305760073E-4,1.7885237647999321E-3,3.7946571402702613E-6,null,6.1236103203643312E-5,1.1450727434092128E-2]
[2004,2,28,7,3.7356732017279543E-3,8.2445530452974342E-3,2.6324799800000185E-4,1.8541876685375101E-3,9.0258064516128434E-6,null,6.5075967709234559E-5,1.4171698800812364E-2,null,3.8527532064207685E-3,6.3722083902875582E-3,1.2622826305760073E-4,1.9595912589859782E-3,3.7946571402702613E-6,null,6.1236103203643312E-5,1.2375811879095819E-2]
[2004,2,28,8,4.5457587314697585E-3,8.4380780154821693E-3,1.9743599850000139E-4,2.0429914032644709E-3,9.0258064516128434E-6,null,6.5075967709234559E-5,1.5296060806080808E-2,null,4.6882276854903352E-3,6.521783683449715E-3,9.4671197293200551E-5,2.1591277754415537E-3,3.7946571402702613E-6,null,6.1236103203643312E-5,1.3528841102018718E-2]
[2004,2,28,9,5.0025290608885237E-3,8.8624842392282868E-3,0,2.2024561105337603E-3,9.0258064516128434E-6,null,6.5075967709234559E-5,1.6132545378359803E-2,null,5.1593136869242939E-3,6.8498069110263533E-3,0,2.3276574511502321E-3,3.7946571402702613E-6,null,6.1236103203643312E-5,1.4401808809444793E-2]
[2004,2,28,10,5.608112593967104E-3,9.0532378497372532E-3,0,2.6711685931979168E-3,9.0258064516128434E-6,null,6.5075967709234559E-5,1.7397595004611504E-2,null,5.7838768574245674E-3,6.9972402225333E-3,0,2.8230144743855083E-3,3.7946571402702613E-6,null,6.1236103203643312E-5,1.566916231468729E-2]
[2004,2,28,11,5.8578955103991606E-3,8.8658477502609606E-3,0,2.8293676028457427E-3,9.0258064516128434E-6,null,6.5075967709234559E-5,1.7618186831215098E-2,null,6.0414882383525341E-3,6.8524065659870854E-3,0,2.9902065023265818E-3,3.7946571402702613E-6,null,6.1236103203643312E-5,1.5949132067010114E-2]
[2004,2,28,12,6.2371978478759065E-3,8.6393596878819208E-3,0,2.914346143531958E-3,9.0258064516128434E-6,null,6.5075967709234559E-5,1.7855979646999018E-2,null,6.4326783178917362E-3,6.6773541254894304E-3,0,3.0800157532215773E-3,3.7946571402702613E-6,null,6.1236103203643312E-5,1.6255078956946657E-2]
[2004,2,28,13,6.4297661757161855E-3,8.0042635518159273E-3,0,2.7757700863921706E-3,9.0258064516128434E-6,null,6.5075967709234559E-5,1.727487578163352E-2,null,6.6312819436581821E-3,6.1864888348370454E-3,0,2.9335621687847572E-3,3.7946571402702613E-6,null,6.1236103203643312E-5,1.5816363707623897E-2]
[2004,2,28,14,5.9522337859095878E-3,8.3745887445145269E-3,0,2.727378269541122E-3,9.0258064516128434E-6,null,6.5075967709234559E-5,1.7119276767674472E-2,null,6.1387831765962976E-3,6.4727128771936973E-3,0,2.8824194592754438E-3,3.7946571402702613E-6,null,6.1236103203643312E-5,1.5558946273409351E-2]
[2004,2,28,15,5.7202570996237878E-3,8.3879117854043835E-3,0,2.7732291938914202E-3,9.0258064516128434E-6,null,6.5075967709234559E-5,1.6946474046628825E-2,null,5.8995360921647493E-3,6.4830102447375826E-3,0,2.9308768361083616E-3,3.7946571402702613E-6,null,6.1236103203643312E-5,1.5378453933354607E-2]
[2004,2,28,16,5.7765810632098109E-3,8.2943180126900367E-3,0,2.6319622991603083E-3,9.0258064516128434E-6,null,6.5075967709234559E-5,1.6767937342769389E-2,null,5.9576253091776299E-3,6.4106716933943772E-3,0,2.7815794500905132E-3,3.7946571402702613E-6,null,6.1236103203643312E-5,1.5214907213006433E-2]
[2004,2,28,17,6.6222538660126061E-3,7.6471194840160989E-3,6.5811999500000462E-5,2.8062351049337455E-3,9.0258064516128434E-6,null,6.5075967709234559E-5,1.7208736652056741E-2,null,{"$f":"E1411*Y$5","v":6.8298024046136614E-3},{"$f":"F1411*Z$5","v":5.910452473269383E-3},{"$f":"G1411*AA$5","v":3.1557065764400181E-5},{"$f":"H1411*AB$5","v":2.9657590089708446E-3},{"$f":"I1411*AC$5","v":3.7946571402702613E-6},null,{"$f":"K1411*AE$5","v":6.1236103203643312E-5},1.5802601712962203E-2]
[2004,2,28,18,7.5343597023163535E-3,8.1491148066466304E-3,2.6324799800000185E-4,2.97678724415632E-3,9.0258064516128434E-6,null,6.5075967709234559E-5,1.8997546638368772E-2,null,7.770494616070725E-3,6.2984442527116826E-3,1.2622826305760073E-4,3.1460063954101723E-3,3.7946571402702613E-6,null,6.1236103203643312E-5,{"$f":"SUM(N1412:T1412)","v":1.7406204287594092E-2}]
[2004,2,28,19,7.6744444475110776E-3,8.0364582057636975E-3,2.6324799800000185E-4,2.5995479376389368E-3,9.0258064516128434E-6,null,6.5075967709234559E-5,1.8647735476163177E-2,null,7.9149697674222846E-3,6.2113720568723989E-3,1.2622826305760073E-4,2.7473224541128666E-3,3.7946571402702613E-6,null,6.1236103203643312E-5,1.7064923301809063E-2]
[2004,2,28,20,7.472170551127936E-3,7.756521498909162E-3,2.6324799800000185E-4,2.5526483820454845E-3,9.0258064516128434E-6,null,6.5075967709234559E-5,1.8118625317332045E-2,null,7.7063563901855125E-3,5.9950092022255487E-3,1.2622826305760073E-4,2.6977568352972991E-3,3.7946571402702613E-6,null,6.1236103203643312E-5,1.6590381451109873E-2]
[2004,2,28,21,6.9280786506681034E-3,7.5861382981226907E-3,2.6324799800000185E-4,2.6875467614879012E-3,9.0258064516128434E-6,null,6.5075967709234559E-5,1.753904859552816E-2,null,7.1452120660207121E-3,5.8633201639416745E-3,1.2622826305760073E-4,2.8403236799011337E-3,3.7946571402702613E-6,null,6.1236103203643312E-5,1.6040114933265032E-2]
[2004,2,28,22,6.3927904702677993E-3,7.3549072546553879E-3,2.6324799800000185E-4,2.4696289885505576E-3,9.0258064516128434E-6,null,6.5075967709234559E-5,1.6554611598723207E-2,null,6.5931473799441922E-3,5.6846018771914029E-3,1.2622826305760073E-4,2.6100181017378785E-3,3.7946571402702613E-6,null,6.1236103203643312E-5,1.5079026382274988E-2]
[2004,2,28,23,5.935695673436288E-3,7.2510673551131211E-3,2.6324799800000185E-4,2.2628933014843533E-3,9.0258064516128434E-6,null,6.5075967709234559E-5,1.5786941215283224E-2,null,6.1217267419407771E-3,5.6043441026978214E-3,1.2622826305760073E-4,2.3915302689421127E-3,3.7946571402702613E-6,null,6.1236103203643312E-5,1.4308860136982226E-2]
[2004,2,28,24,4.9962934394974607E-3,7.1620155847594838E-3,2.6324799800000185E-4,2.2335074949902649E-3,9.0258064516128434E-6,null,6.5075967709234559E-5,1.4729101404496675E-2,null,5.1528826344710626E-3,5.5355160613110204E-3,1.2622826305760073E-4,2.3604739899466382E-3,3.7946571402702613E-6,null,6.1236103203643312E-5,1.3240131709130236E-2]
[2004,2,29,1,4.3657977737069711E-3,6.9219635407495378E-3,2.6324799800000185E-4,2.4087949600419011E-3,9.0258064516128434E-6,null,6.5075967709234559E-5,1.4033841159747875E-2,null,4.5026265583011519E-3,5.3499800303653099E-3,1.2622826305760073E-4,2.545725887666315E-3,3.7946571402702613E-6,null,6.1236103203643312E-5,1.2589591499734293E-2]
[2004,2,29,2,4.0250645549605229E-3,7.1723862621802612E-3,2.6324799800000185E-4,2.3082892530382486E-3,9.0258064516128434E-6,null,6.5075967709234559E-5,1.3843024955428497E-2,null,4.1512143950390599E-3,5.5435315495140271E-3,1.2622826305760073E-4,2.4395068094875093E-3,3.7946571402702613E-6,null,6.1236103203643312E-5,1.232551177744211E-2]
[2004,2,29,3,3.7600087948477003E-3,7.2169135289990539E-3,2.6324799800000185E-4,2.1792542333495639E-3,9.0258064516128434E-6,null,6.5075967709234559E-5,1.3493461442445785E-2,null,3.8778515031290786E-3,5.5779466380773933E-3,1.2622826305760073E-4,2.30313663457179E-3,3.7946571402702613E-6,null,6.1236103203643312E-5,1.1950193799179776E-2]
[2004,2,29,4,3.730783936524081E-3,7.1141554729280496E-3,2.6324799800000185E-4,2.1849379625978843E-3,9.0258064516128434E-6,null,6.5075967709234559E-5,1.3367162257299482E-2,null,3.847710706401615E-3,5.4985250195290387E-3,1.2622826305760073E-4,2.3091434624363267E-3,3.7946571402702613E-6,null,6.1236103203643312E-5,1.1846638211768495E-2]
[2004,2,29,5,3.6151881187517524E-3,6.9505146512558232E-3,2.6324799800000185E-4,2.1892935572569009E-3,9.0258064516128434E-6,null,6.5075967709234559E-5,1.3092281212513943E-2,null,3.7284919917225136E-3,5.3720471606173194E-3,1.2622826305760073E-4,2.3137466562587875E-3,3.7946571402702613E-6,null,6.1236103203643312E-5,1.1605544832000134E-2]
[2004,2,29,6,3.8224798754956917E-3,7.321115949571114E-3,2.6324799800000185E-4,2.143960323573702E-3,9.0258064516128434E-6,null,6.5075967709234559E-5,1.3624841033889975E-2,null,3.9422804944455004E-3,5.6584846047821246E-3,1.2622826305760073E-4,2.2658363988589886E-3,3.7946571402702613E-6,null,6.1236103203643312E-5,1.2057860521488127E-2]
[2004,2,29,7,4.1903908997023859E-3,7.6443177821291673E-3,2.6324799800000185E-4,2.1644915702163808E-3,9.0258064516128434E-6,null,6.5075967709234559E-5,1.43364851372974E-2,null,4.3217222447394588E-3,5.9082870401436696E-3,1.2622826305760073E-4,2.2875347696009385E-3,3.7946571402702613E-6,null,6.1236103203643312E-5,1.2708803077885581E-2]
[2004,2,29,8,4.6193324904596567E-3,7.8929628156361523E-3,1.9743599850000139E-4,2.1903526570372159E-3,9.0258064516128434E-6,null,6.5075967709234559E-5,1.4971880618997435E-2,null,4.7641073249956433E-3,6.1004645857318162E-3,9.4671197293200551E-5,2.3148659618755355E-3,3.7946571402702613E-6,null,6.1236103203643312E-5,1.3339139830240107E-2]
[2004,2,29,9,5.4610183402906522E-3,8.1608776815437489E-3,0,2.2577481603919644E-3,9.0258064516128434E-6,null,6.5075967709234559E-5,1.5944720149935598E-2,null,5.6321725120776879E-3,6.3075357692197942E-3,0,2.3860926459431165E-3,3.7946571402702613E-6,null,6.1236103203643312E-5,1.4390831687584512E-2]
[2004,2,29,10,6.0445986653050159E-3,8.3553921704189564E-3,0,2.3324533501531265E-3,9.0258064516128434E-6,null,6.5075967709234559E-5,1.6797520153586331E-2,null,6.2340428703743294E-3,6.4578758605786674E-3,0,2.4650445445782358E-3,3.7946571402702613E-6,null,6.1236103203643312E-5,1.5221994035875146E-2]
[2004,2,29,11,6.0751261719892138E-3,8.4693202763405483E-3,0,2.7182094477959185E-3,9.0258064516128434E-6,null,6.5075967709234559E-5,1.7327731863834912E-2,null,6.2655271418590973E-3,6.5459308016354448E-3,0,2.8727294245222339E-3,3.7946571402702613E-6,null,6.1236103203643312E-5,1.5749218128360689E-2]
[2004,2,29,12,6.1944732618768299E-3,8.5193740003359081E-3,0,2.7380585248452699E-3,9.0258064516128434E-6,null,6.5075967709234559E-5,1.7516981754767243E-2,null,6.3886146975448595E-3,6.5846172844873313E-3,0,2.8937068468969213E-3,3.7946571402702613E-6,null,6.1236103203643312E-5,1.5931969589273023E-2]
[2004,2,29,13,6.1604412324705957E-3,8.2216806954907452E-3,0,2.6431899266661659E-3,9.0258064516128434E-6,null,6.5075967709234559E-5,1.7090387822336742E-2,null,6.3535160678373078E-3,6.3545303695940157E-3,0,2.7934453259632519E-3,3.7946571402702613E-6,null,6.1236103203643312E-5,1.5566522523738489E-2]
[2004,2,29,14,5.9613287459371585E-3,8.6893666001279929E-3,0,2.6753053522535221E-3,9.0258064516128434E-6,null,6.5075967709234559E-5,1.7391076666027908E-2,null,6.1481631824255771E-3,6.716004427578099E-3,0,2.8273863926241236E-3,3.7946571402702613E-6,null,6.1236103203643312E-5,1.5756584762971711E-2]
[2004,2,29,15,5.8750217180475817E-3,8.5964686024830421E-3,0,2.4709276315960939E-3,9.0258064516128434E-6,null,6.5075967709234559E-5,1.7007493919835952E-2,null,6.0591511997167028E-3,6.644203640224112E-3,0,2.6113905677529197E-3,3.7946571402702613E-6,null,6.1236103203643312E-5,1.5379776168037648E-2]
[2004,2,29,16,6.22998103302232E-3,8.5304948241836133E-3,0,2.3794023010188527E-3,9.0258064516128434E-6,null,6.5075967709234559E-5,1.7204954125934018E-2,null,6.4252353203205249E-3,6.5932125602578811E-3,0,2.5146623666013998E-3,3.7946571402702613E-6,null,6.1236103203643312E-5,1.5598141007523719E-2]
[2004,2,29,17,6.825498032030218E-3,7.9710925060539131E-3,6.5811999500000462E-5,2.7542267187377527E-3,9.0258064516128434E-6,null,6.5075967709234559E-5,1.7683945453916178E-2,null,7.039416460775872E-3,6.1608509603570116E-3,3.1557065764400181E-5,2.910794141760817E-3,3.7946571402702613E-6,null,6.1236103203643312E-5,1.6207649389002016E-2]
[2004,2,29,18,8.0119323500165117E-3,8.3970945634820587E-3,2.6324799800000185E-4,2.6385390389830898E-3,9.0258064516128434E-6,null,6.5075967709234559E-5,1.9384850837731126E-2,null,8.2630349027517317E-3,6.4901076064976708E-3,1.2622826305760073E-4,2.7885300528196926E-3,3.7946571402702613E-6,null,6.1236103203643312E-5,1.773293158547061E-2]
[2004,2,29,19,8.362414287590228E-3,8.3915909164407367E-3,2.6324799800000185E-4,2.6372607783804142E-3,9.0258064516128434E-6,null,6.5075967709234559E-5,1.9728550867660843E-2,null,8.6245013201447472E-3,6.4858538421442595E-3,1.2622826305760073E-4,2.7871791279126764E-3,3.7946571402702613E-6,null,6.1236103203643312E-5,1.8088793313603198E-2]
[2004,2,29,20,7.7066990101693142E-3,8.1184563172073589E-3,2.6324799800000185E-4,2.7094024620661615E-3,9.0258064516128434E-6,null,6.5075967709234559E-5,1.8871842674692302E-2,null,7.9482352226676028E-3,6.2747483309843191E-3,1.2622826305760073E-4,2.863421794800126E-3,3.7946571402702613E-6,null,6.1236103203643312E-5,1.727766437185356E-2]
[2004,2,29,21,7.3732512295563062E-3,8.0017373764397492E-3,2.6324799800000185E-4,2.7771573752202027E-3,9.0258064516128434E-6,null,6.5075967709234559E-5,1.8489430866465723E-2,null,7.6043368309837659E-3,6.1845363559289738E-3,1.2622826305760073E-4,2.9350283197613976E-3,3.7946571402702613E-6,null,6.1236103203643312E-5,1.6915160530075652E-2]
[2004,2,29,22,7.1490061678887362E-3,7.9969168780492685E-3,2.6324799800000185E-4,2.4994710726846878E-3,9.0258064516128434E-6,null,6.5075967709234559E-5,1.7982679003872157E-2,null,7.3730636885782352E-3,6.180810596616077E-3,1.2622826305760073E-4,2.6415565960399632E-3,3.7946571402702613E-6,null,6.1236103203643312E-5,1.6386689904635789E-2]
[2004,2,29,23,6.1714968380755953E-3,8.1892133687078462E-3,2.6324799800000185E-4,1.7749825935539508E-3,9.0258064516128434E-6,null,6.5075967709234559E-5,1.6472977685586854E-2,null,6.3649181679792267E-3,6.3294363989446056E-3,1.2622826305760073E-4,1.8758836735895477E-3,3.7946571402702613E-6,null,6.1236103203643312E-5,1.4761497263914894E-2]
[2004,2,29,24,4.5945889847187693E-3,8.5222294139076331E-3,2.6324799800000185E-4,1.8994071857309038E-3,9.0258064516128434E-6,null,6.5075967709234559E-5,1.5353510469606773E-2,null,4.738588331247154E-3,6.5868242313308432E-3,1.2622826305760073E-4,2.0073813355415151E-3,3.7946571402702613E-6,null,6.1236103203643312E-5,1.3524052921521028E-2]
[2004,3,1,1,4.2584321775267272E-3,8.616420741310353E-3,2.6607867800000276E-4,2.3195585216348761E-3,9.0258064516128434E-6,null,6.9076611409575963E-5,1.5538581783644976E-2,null,4.3918960091858346E-3,6.6596246322100979E-3,1.2758558323624082E-4,2.4514166935903059E-3,3.7946571402702613E-6,null,6.5000685416384614E-5,1.3699318260779133E-2]
[2004,3,1,2,3.8761548471097662E-3,9.1137118294249697E-3,2.6607867800000276E-4,2.0639387883655278E-3,9.0258064516128434E-6,null,6.9076611409575963E-5,1.5397975808073281E-2,null,3.9976376972369583E-3,7.043980512594257E-3,1.2758558323624082E-4,2.1812659405470421E-3,3.7946571402702613E-6,null,6.5000685416384614E-5,1.3419265076171151E-2]
[2004,3,1,3,3.7830738338651033E-3,9.0780997515672E-3,2.6607867800000276E-4,2.0831093763006158E-3,9.0258064516128434E-6,null,6.9076611409575963E-5,1.5288453304905938E-2,null,3.9016394252067957E-3,7.0164559663788264E-3,1.2758558323624082E-4,2.2015263042549135E-3,3.7946571402702613E-6,null,6.5000685416384614E-5,1.3316002621633431E-2]
[2004,3,1,4,3.84773870370565E-3,8.9749431535191999E-3,2.6607867800000276E-4,1.9795156214280117E-3,9.0258064516128434E-6,null,6.9076611409575963E-5,1.5146367821825881E-2,null,3.9683309614219307E-3,6.9367263150583195E-3,1.2758558323624082E-4,2.0920436343081286E-3,3.7946571402702613E-6,null,6.5000685416384614E-5,1.3193481836581275E-2]
[2004,3,1,5,4.2856337486164671E-3,8.8647428217056984E-3,2.6607867800000276E-4,2.6182953318310276E-3,9.0258064516128434E-6,null,6.9076611409575963E-5,1.6112842245326213E-2,null,4.4199501066875119E-3,6.8515525675990801E-3,1.2758558323624082E-4,2.7671355671062036E-3,3.7946571402702613E-6,null,6.5000685416384614E-5,1.4235019167185689E-2]
[2004,3,1,6,4.8551524988251597E-3,9.5207379602096631E-3,2.6607867800000276E-4,2.3271868880880135E-3,9.0258064516128434E-6,null,6.9076611409575963E-5,1.7047247690295857E-2,null,5.0073181853428784E-3,7.3585706803574302E-3,1.2758558323624082E-4,2.4594787039658255E-3,3.7946571402702613E-6,null,6.5000685416384614E-5,1.5021748495459029E-2]
[2004,3,1,7,5.945634578197254E-3,1.0549527719630577E-2,2.6607867800000276E-4,2.1818115843016917E-3,9.0258064516128434E-6,null,6.9076611409575963E-5,1.9021144225302544E-2,null,6.1319771426365365E-3,8.1537214545480477E-3,1.2758558323624082E-4,2.3058393613005798E-3,3.7946571402702613E-6,null,6.5000685416384614E-5,1.6787918884278059E-2]
[2004,3,1,8,6.6304836979107305E-3,1.1971554114498193E-2,1.9955900850000209E-4,2.8216217545379771E-3,9.0258064516128434E-6,null,6.9076611409575963E-5,2.1699056477179058E-2,null,6.838290168270058E-3,9.2528045066917041E-3,9.5689187427180612E-5,2.9820203316951589E-3,3.7946571402702613E-6,null,6.5000685416384614E-5,1.9237599536640757E-2]
[2004,3,1,9,6.7851152032955952E-3,1.2437589598250549E-2,0,3.2627436488701289E-3,9.0258064516128434E-6,null,6.9076611409575963E-5,2.2554525061825852E-2,null,6.9977679908776779E-3,9.6130029557067592E-3,0,3.4482183454929913E-3,3.7946571402702613E-6,null,6.5000685416384614E-5,2.0127784634634084E-2]
[2004,3,1,10,6.6019713343713005E-3,1.2967682846950643E-2,0,3.647434283596724E-3,9.0258064516128434E-6,null,6.9076611409575963E-5,2.3286165076328247E-2,null,6.8088841966774784E-3,1.0022711599515925E-2,0,3.854777194964033E-3,3.7946571402702613E-6,null,6.5000685416384614E-5,2.0755168333714092E-2]
[2004,3,1,11,6.8717339127694248E-3,1.2794360168151827E-2,0,3.727613526357846E-3,9.0258064516128434E-6,null,6.9076611409575963E-5,2.3462784218688675E-2,null,7.087101423605937E-3,9.8887506410502753E-3,0,3.9395143259097574E-3,3.7946571402702613E-6,null,6.5000685416384614E-5,2.0984161733122623E-2]
[2004,3,1,12,6.5479446890840303E-3,1.2835596998086377E-2,0,3.5666435566621617E-3,9.0258064516128434E-6,null,6.9076611409575963E-5,2.3019261855242147E-2,null,6.7531642983827333E-3,9.9206225536032158E-3,0,3.7693938192710193E-3,3.7946571402702613E-6,null,6.5000685416384614E-5,2.0511976013813625E-2]
[2004,3,1,13,6.7009320634278885E-3,1.2500470940839181E-2,0,3.4004759794242388E-3,9.0258064516128434E-6,null,6.9076611409575963E-5,2.2670955595100885E-2,null,6.9109464611191718E-3,9.6616038946096116E-3,0,3.5937802406632272E-3,3.7946571402702613E-6,null,6.5000685416384614E-5,2.0235125938948668E-2]
[2004,3,1,14,6.2100876425205172E-3,1.2965778038089055E-2,0,3.1936450728161066E-3,9.0258064516128434E-6,null,6.9076611409575963E-5,2.2438587364835255E-2,null,6.4047184496245149E-3,1.0021239374285154E-2,0,3.3751917754529476E-3,3.7946571402702613E-6,null,6.5000685416384614E-5,1.9869944941919272E-2]
[2004,3,1,15,6.1716612103453212E-3,1.3218792485701149E-2,0,2.8113166244941173E-3,9.0258064516128434E-6,null,6.9076611409575963E-5,2.2270846931950167E-2,null,6.3650876918521764E-3,1.0216794036506337E-2,0,2.9711293937931776E-3,3.7946571402702613E-6,null,6.5000685416384614E-5,1.9621806464708347E-2]
[2004,3,1,16,6.6896103562952402E-3,1.2422138851954822E-2,0,2.81966637278829E-3,9.0258064516128434E-6,null,6.9076611409575963E-5,2.2000492192447933E-2,null,6.8992699195423307E-3,9.6010610863730434E-3,0,2.9799537938523689E-3,3.7946571402702613E-6,null,6.5000685416384614E-5,1.9549080142324399E-2]
[2004,3,1,17,7.2812205200919909E-3,1.208011145631795E-2,6.6519669500000691E-5,3.2936314651172533E-3,9.0258064516128434E-6,null,6.9076611409575963E-5,2.2792813485877632E-2,null,7.5094217803808897E-3,9.336708388511682E-3,3.1896395809060204E-5,3.4808620178429272E-3,3.7946571402702613E-6,null,6.5000685416384614E-5,2.0427683925101213E-2]
[2004,3,1,18,7.5222649263283724E-3,1.2530046326342701E-2,2.6607867800000276E-4,2.7298365838330924E-3,9.0258064516128434E-6,null,6.9076611409575963E-5,2.3126318179677183E-2,null,7.7580207768315002E-3,9.6844626861797654E-3,1.2758558323624082E-4,2.8850175194826853E-3,3.7946571402702613E-6,null,6.5000685416384614E-5,2.0523881908286849E-2]
[2004,3,1,19,7.2002563897323553E-3,1.2546464221548911E-2,2.6607867800000276E-4,2.8208217400683814E-3,9.0258064516128434E-6,null,6.9076611409575963E-5,2.2911712694522669E-2,null,7.4259201473408608E-3,9.6971520641253098E-3,1.2758558323624082E-4,2.9811748394139386E-3,3.7946571402702613E-6,null,6.5000685416384614E-5,2.0300627976673005E-2]
[2004,3,1,20,8.0523573424231207E-3,1.2257453758871471E-2,2.6607867800000276E-4,3.2439366013964524E-3,9.0258064516128434E-6,null,6.9076611409575963E-5,2.3897918045864063E-2,null,8.3047268577766137E-3,9.4737761109310349E-3,1.2758558323624082E-4,3.4283421881535245E-3,3.7946571402702613E-6,null,6.5000685416384614E-5,2.1403226082654072E-2]
[2004,3,1,21,8.4432150527887998E-3,1.1984266777156097E-2,2.6607867800000276E-4,2.8894581213003302E-3,9.0258064516128434E-6,null,6.9076611409575963E-5,2.3661110294418249E-2,null,8.707834467984352E-3,9.2626301133930649E-3,1.2758558323624082E-4,3.0537129405958123E-3,3.7946571402702613E-6,null,6.5000685416384614E-5,2.1220558447766127E-2]
[2004,3,1,22,6.7696693651163398E-3,1.1792238979235046E-2,2.6607867800000276E-4,2.2517703146478162E-3,9.0258064516128434E-6,null,6.9076611409575963E-5,2.115784900217222E-2,null,6.9818380635640522E-3,9.1142119834643712E-3,1.2758558323624082E-4,2.3797749821669145E-3,3.7946571402702613E-6,null,6.5000685416384614E-5,1.8672205954988235E-2]
[2004,3,1,23,6.2840625779190069E-3,1.1253983993209066E-2,2.6607867800000276E-4,2.7127178459376384E-3,9.0258064516128434E-6,null,6.9076611409575963E-5,2.0594934760238732E-2,null,6.4810118388373269E-3,8.6981951394675683E-3,1.2758558323624082E-4,2.8669256457667619E-3,3.7946571402702613E-6,null,6.5000685416384614E-5,1.8242513549864555E-2]
[2004,3,1,24,4.8623633197907344E-3,1.0506764212667132E-2,2.6607867800000276E-4,2.5392078286967067E-3,9.0258064516128434E-6,null,6.9076611409575963E-5,1.8252505704327592E-2,null,5.0147550011711986E-3,8.1206695745524408E-3,1.2758558323624082E-4,2.6835522370761418E-3,3.7946571402702613E-6,null,6.5000685416384614E-5,1.6015357738592678E-2]
[2004,3,2,1,4.2354326625093962E-3,9.9101953393874662E-3,2.6607867800000276E-4,2.6515557762893404E-3,9.0258064516128434E-6,null,6.9076611409575963E-5,1.7141354121359222E-2,null,4.3681756647006272E-3,7.6595819741924216E-3,1.2758558323624082E-4,2.8022867426513989E-3,3.7946571402702613E-6,null,6.5000685416384614E-5,1.5026425307337344E-2]
[2004,3,2,2,4.0899425473007083E-3,9.6802979048827009E-3,2.6607867800000276E-4,2.6770600230398675E-3,9.0258064516128434E-6,null,6.9076611409575963E-5,1.6791470818396298E-2,null,4.2181257332415479E-3,7.481894432732253E-3,1.2758558323624082E-4,2.8292408098407112E-3,3.7946571402702613E-6,null,6.5000685416384614E-5,1.4725641901607406E-2]
[2004,3,2,3,3.9572640850654177E-3,9.4636051904535314E-3,2.6607867800000276E-4,2.610882496727588E-3,9.0258064516128434E-6,null,6.9076611409575963E-5,1.6375922115419557E-2,null,4.081288985700691E-3,7.3144128087541853E-3,1.2758558323624082E-4,2.7593013402264282E-3,3.7946571402702613E-6,null,6.5000685416384614E-5,1.4351384060474199E-2]
[2004,3,2,4,4.0798032778837194E-3,8.856555526540421E-3,2.6607867800000276E-4,2.669065614071191E-3,9.0258064516128434E-6,null,6.9076611409575963E-5,1.5949594761668351E-2,null,4.207668688246553E-3,6.8452246137780176E-3,1.2758558323624082E-4,2.820791948810299E-3,3.7946571402702613E-6,null,6.5000685416384614E-5,1.4070066176627764E-2]
[2004,3,2,5,4.1982177654856217E-3,8.9610828875518987E-3,2.6607867800000276E-4,2.5990143636720883E-3,9.0258064516128434E-6,null,6.9076611409575963E-5,1.610248535988263E-2,null,4.3297944128907412E-3,6.9260137266859484E-3,1.2758558323624082E-4,2.7467585484741868E-3,3.7946571402702613E-6,null,6.5000685416384614E-5,1.4198947613843771E-2]
[2004,3,2,6,4.5704729276269665E-3,9.9140812619556255E-3,2.6607867800000276E-4,2.5855799991141653E-3,9.0258064516128434E-6,null,6.9076611409575963E-5,1.7414304531869779E-2,null,4.7137164510613573E-3,7.6625854006070237E-3,1.2758558323624082E-4,2.7325604908533521E-3,3.7946571402702613E-6,null,6.5000685416384614E-5,1.5305243268314629E-2]
[2004,3,2,7,5.5405251038857847E-3,1.0679614527073155E-2,2.6607867800000276E-4,2.5023852397907218E-3,9.0258064516128434E-6,null,6.9076611409575963E-5,1.906669521392268E-2,null,5.7141711029157719E-3,8.2542654429603891E-3,1.2758558323624082E-4,2.6446364225780786E-3,3.7946571402702613E-6,null,6.5000685416384614E-5,1.6809453894247137E-2]
[2004,3,2,8,5.8028325748086928E-3,1.2491177994194596E-2,1.9955900850000209E-4,2.6784248400393714E-3,9.0258064516128434E-6,null,6.9076611409575963E-5,2.124783231927482E-2,null,5.9846995713050558E-3,9.6544213836531334E-3,9.5689187427180612E-5,2.8306832115499478E-3,3.7946571402702613E-6,null,6.5000685416384614E-5,1.8634288696491974E-2]
[2004,3,2,9,5.7083868398521654E-3,1.3188788286332182E-2,0,3.1675600764833338E-3,9.0258064516128434E-6,null,6.9076611409575963E-5,2.213381181407726E-2,null,{"$f":"E1475*Y$5","v":5.8872938057208998E-3},{"$f":"F1475*Z$5","v":1.0193603815045896E-2},{"$f":"G1475*AA$5","v":0},{"$f":"H1475*AB$5","v":3.3476239452533752E-3},{"$f":"I1475*AC$5","v":3.7946571402702613E-6},null,{"$f":"K1475*AE$5","v":6.5000685416384614E-5},1.9497316908576829E-2]
[2004,3,2,10,5.5716856074121725E-3,1.3551576542364564E-2,0,3.2791073519093114E-3,9.0258064516128434E-6,null,6.9076611409575963E-5,2.2471446113095626E-2,null,5.7463082100426598E-3,1.047400256514017E-2,0,3.465512263462749E-3,3.7946571402702613E-6,null,6.5000685416384614E-5,{"$f":"SUM(N1476:T1476)","v":1.9754618381202235E-2}]
[2004,3,2,11,5.6791938333015692E-3,1.3528139676136398E-2,0,3.0793850757093754E-3,9.0258064516128434E-6,null,6.9076611409575963E-5,2.2355795196556921E-2,null,5.8571858590351867E-3,1.045588823016038E-2,0,3.2544365275449958E-3,3.7946571402702613E-6,null,6.5000685416384614E-5,1.9636305959297221E-2]
[2004,3,2,12,5.7485698670591339E-3,1.33399937113411E-2,0,3.0712380957524741E-3,9.0258064516128434E-6,null,6.9076611409575963E-5,2.222887828556229E-2,null,5.9287362120972742E-3,1.0310470365919555E-2,0,3.2458264224399019E-3,3.7946571402702613E-6,null,6.5000685416384614E-5,1.9553828343013387E-2]
[2004,3,2,13,5.6957466384997425E-3,1.3104886628093976E-2,0,3.0362364751438881E-3,9.0258064516128434E-6,null,6.9076611409575963E-5,2.1905946353147184E-2,null,5.874257446901337E-3,1.0128756291153805E-2,0,3.2088350914334625E-3,3.7946571402702613E-6,null,6.5000685416384614E-5,1.928064417204526E-2]
[2004,3,2,14,5.4416050363530668E-3,1.3155285242875587E-2,0,3.3595466049633153E-3,9.0258064516128434E-6,null,6.9076611409575963E-5,2.2025513495601546E-2,null,5.6121507743737168E-3,1.0167709339815848E-2,0,3.5505241853079181E-3,3.7946571402702613E-6,null,6.5000685416384614E-5,1.9399179642054138E-2]
[2004,3,2,15,5.2945055807635324E-3,1.3302588512861414E-2,0,2.971236796439907E-3,9.0258064516128434E-6,null,6.9076611409575963E-5,2.1637407501474429E-2,null,5.4604410640802193E-3,1.0281559918223595E-2,0,3.140140425631007E-3,3.7946571402702613E-6,null,6.5000685416384614E-5,1.8950936750491476E-2]
[2004,3,2,16,5.686522762004877E-3,1.258333166988382E-2,0,2.5972393326377029E-3,9.0258064516128434E-6,null,6.9076611409575963E-5,2.0936170375935974E-2,null,5.864744484224413E-3,9.725646885168665E-3,0,2.7448826136060871E-3,3.7946571402702613E-6,null,6.5000685416384614E-5,1.840406932555582E-2]
[2004,3,2,17,6.356352063111732E-3,1.193688810183546E-2,6.6519669500000691E-5,3.0352956115675691E-3,9.0258064516128434E-6,null,6.9076611409575963E-5,2.1466385820865196E-2,null,6.5555669540272614E-3,9.2260111735014624E-3,3.1896395809060204E-5,3.2078407433039084E-3,3.7946571402702613E-6,null,6.5000685416384614E-5,1.9090110609198348E-2]
[2004,3,2,18,6.6351858723777118E-3,1.2484380646207258E-2,2.6607867800000276E-4,3.2012707436568835E-3,9.0258064516128434E-6,null,6.9076611409575963E-5,2.2665007605414872E-2,null,6.8431397139279686E-3,9.6491677188833593E-3,1.2758558323624082E-4,3.3832509369806892E-3,3.7946571402702613E-6,null,6.5000685416384614E-5,2.0071939295584911E-2]
[2004,3,2,19,7.0871803606760066E-3,1.2662524389435104E-2,2.6607867800000276E-4,3.0876259368650943E-3,9.0258064516128434E-6,null,6.9076611409575963E-5,2.318150103014922E-2,null,7.3093001942586E-3,9.786854874152642E-3,1.2758558323624082E-4,3.2631458506417249E-3,3.7946571402702613E-6,null,6.5000685416384614E-5,2.0555681844845866E-2]
[2004,3,2,20,7.6042499710330417E-3,1.2425277109041077E-2,2.6607867800000276E-4,3.0567410230097928E-3,9.0258064516128434E-6,null,6.9076611409575963E-5,2.3430438446256932E-2,null,7.842575320767077E-3,9.6034866427405063E-3,1.2758558323624082E-4,3.2305052456736635E-3,3.7946571402702613E-6,null,6.5000685416384614E-5,2.0872948134974145E-2]
[2004,3,2,21,7.715281663993565E-3,1.2003842493496175E-2,2.6607867800000276E-4,2.8575102826384011E-3,9.0258064516128434E-6,null,6.9076611409575963E-5,2.2920804783301163E-2,null,7.9570868660676971E-3,9.2777601687426738E-3,1.2758558323624082E-4,3.01994898754634E-3,3.7946571402702613E-6,null,6.5000685416384614E-5,2.0451176948149609E-2]
[2004,3,2,22,6.8416455873298978E-3,1.190679160570735E-2,2.6607867800000276E-4,2.6746579154839946E-3,9.0258064516128434E-6,null,6.9076611409575963E-5,2.1767265451694259E-2,null,7.0560700977770749E-3,9.2027496159504223E-3,1.2758558323624082E-4,2.8267021515109721E-3,3.7946571402702613E-6,null,6.5000685416384614E-5,1.9281902791031365E-2]
[2004,3,2,23,6.1736293256273722E-3,1.1329440384570594E-2,2.6607867800000276E-4,2.5185328251948851E-3,9.0258064516128434E-6,null,6.9076611409575963E-5,2.036577287856587E-2,null,6.3671174899779925E-3,8.7565153234111966E-3,1.2758558323624082E-4,2.6617019374386569E-3,3.7946571402702613E-6,null,6.5000685416384614E-5,1.7981715676620744E-2]
[2004,3,2,24,4.8496858900618466E-3,1.0837026064907249E-2,2.6607867800000276E-4,2.4208206420341695E-3,9.0258064516128434E-6,null,6.9076611409575963E-5,1.8451702940176284E-2,null,5.001680247197925E-3,8.3759286934244771E-3,1.2758558323624082E-4,2.5584351844194215E-3,3.7946571402702613E-6,null,6.5000685416384614E-5,1.6132425050834721E-2]
[2004,3,3,1,4.2378420548772593E-3,9.8270662715560717E-3,2.6607867800000276E-4,2.6858622909093923E-3,9.0258064516128434E-6,null,6.9076611409575963E-5,1.7094940960515746E-2,null,4.3706605700093992E-3,7.5953315848018002E-3,1.2758558323624082E-4,2.8385434535099893E-3,3.7946571402702613E-6,null,6.5000685416384614E-5,1.5000916534114084E-2]
[2004,3,3,2,4.0436312025275206E-3,9.7238129323245839E-3,2.6607867800000276E-4,2.6343892387781756E-3,9.0258064516128434E-6,null,6.9076611409575963E-5,1.67460037168033E-2,null,4.1703629412537411E-3,7.515527162298705E-3,1.2758558323624082E-4,2.7841443520915123E-3,3.7946571402702613E-6,null,6.5000685416384614E-5,1.4666415381436853E-2]
[2004,3,3,3,3.9865055163617732E-3,9.3094301166612974E-3,2.6607867800000276E-4,2.6914751876812712E-3,9.0258064516128434E-6,null,6.9076611409575963E-5,1.6331581163877364E-2,null,4.1114468748156318E-3,7.1952510187342344E-3,1.2758558323624082E-4,2.8444754223383873E-3,3.7946571402702613E-6,null,6.5000685416384614E-5,1.4347554241681149E-2]
[2004,3,3,4,3.9383730342520441E-3,9.1474904652390464E-3,2.6607867800000276E-4,2.4763742462977447E-3,9.0258064516128434E-6,null,6.9076611409575963E-5,1.5906408088961856E-2,null,4.061805869093966E-3,7.0700879929348317E-3,1.2758558323624082E-4,2.617146802001224E-3,3.7946571402702613E-6,null,6.5000685416384614E-5,1.3945421589822917E-2]
[2004,3,3,5,4.2603435262894918E-3,8.7170259817717088E-3,2.6607867800000276E-4,2.7373448934091982E-3,9.0258064516128434E-6,null,6.9076611409575963E-5,1.6058884744643419E-2,null,4.3938672616687675E-3,6.737382341312402E-3,1.2758558323624082E-4,2.8929526481995659E-3,3.7946571402702613E-6,null,6.5000685416384614E-5,1.422058317697363E-2]
[2004,3,3,6,4.657507514031445E-3,9.5983811295359579E-3,2.6607867800000276E-4,2.7670920479828873E-3,9.0258064516128434E-6,null,6.9076611409575963E-5,1.7367151034723312E-2,null,4.8034787947493053E-3,7.4185810232239528E-3,1.2758558323624082E-4,2.9243908165529795E-3,3.7946571402702613E-6,null,6.5000685416384614E-5,1.5342831560319134E-2]
[2004,3,3,7,5.5883249781918691E-3,1.0450121018964002E-2,2.6607867800000276E-4,2.6324517345517385E-3,9.0258064516128434E-6,null,6.9076611409575963E-5,1.9015068074880629E-2,null,5.7634690765485004E-3,8.0768900958851711E-3,1.2758558323624082E-4,2.7820967080418842E-3,3.7946571402702613E-6,null,6.5000685416384614E-5,1.6818836806268452E-2]
[2004,3,3,8,5.9469669656298423E-3,1.2006732545648938E-2,1.9955900850000209E-4,2.961202546106875E-3,9.0258064516128434E-6,null,6.9076611409575963E-5,2.1190298967617812E-2,null,6.1333512885202619E-3,9.2799938877174953E-3,9.5689187427180612E-5,3.1295357659319187E-3,3.7946571402702613E-6,null,6.5000685416384614E-5,1.8707365472153514E-2]
[2004,3,3,9,5.8475890419866627E-3,1.2720202386703629E-2,0,3.4370116528063114E-3,9.0258064516128434E-6,null,6.9076611409575963E-5,2.2073879692906178E-2,null,6.0308587541661879E-3,9.8314341516598826E-3,0,3.6323928295696924E-3,3.7946571402702613E-6,null,6.5000685416384614E-5,1.9563481077952419E-2]
[2004,3,3,10,5.6531579915559292E-3,1.3235417792322644E-2,0,3.4529473279061233E-3,9.0258064516128434E-6,null,6.9076611409575963E-5,2.2410599723194275E-2,null,5.8303340260855117E-3,1.0229643722567247E-2,0,3.6492343878226723E-3,3.7946571402702613E-6,null,6.5000685416384614E-5,1.9778007479032089E-2]
[2004,3,3,11,5.8055763564046556E-3,1.3095524527783224E-2,0,3.3250862202949061E-3,9.0258064516128434E-6,null,6.9076611409575963E-5,2.2295263715892362E-2,null,5.9875293459589725E-3,1.0121520331384597E-2,0,3.5141048574678338E-3,3.7946571402702613E-6,null,6.5000685416384614E-5,1.969194987736806E-2]
[2004,3,3,12,5.7646940248349664E-3,1.3198303084368052E-2,0,3.1366134592265842E-3,9.0258064516128434E-6,null,6.9076611409575963E-5,2.2168687179839181E-2,null,5.9453657182711381E-3,1.0200957794763529E-2,0,3.3149181292777231E-3,3.7946571402702613E-6,null,6.5000685416384614E-5,1.9530036984869048E-2]
[2004,3,3,13,5.6354703769861212E-3,1.3164396134918434E-2,0,2.9776882775044843E-3,9.0258064516128434E-6,null,6.9076611409575963E-5,2.1846631400818616E-2,null,5.8120920627049242E-3,1.0174751140917673E-2,0,3.1469586491130082E-3,3.7946571402702613E-6,null,6.5000685416384614E-5,1.9202597195292263E-2]
[2004,3,3,14,5.4287761976420596E-3,1.3092742861552606E-2,0,3.3752778104385837E-3,9.0258064516128434E-6,null,6.9076611409575963E-5,2.1965873481042827E-2,null,5.5989198660984351E-3,1.0119370383801467E-2,0,3.5671496506077512E-3,3.7946571402702613E-6,null,6.5000685416384614E-5,1.9354235243064309E-2]
[2004,3,3,15,5.3230331123002676E-3,1.3135136233545898E-2,0,3.051575443659625E-3,9.0258064516128434E-6,null,6.9076611409575963E-5,2.1578821400915368E-2,null,5.4898626790514079E-3,1.0152136186777568E-2,0,3.225046022578856E-3,3.7946571402702613E-6,null,6.5000685416384614E-5,1.893584023096449E-2]
[2004,3,3,16,5.6781349990357704E-3,1.2511195765684859E-2,0,2.6210740110231049E-3,9.0258064516128434E-6,null,6.9076611409575963E-5,2.0879481387153311E-2,null,5.8560938397678869E-3,9.669893103071309E-3,0,2.7700722037523827E-3,3.7946571402702613E-6,null,6.5000685416384614E-5,1.8364854489148236E-2]
[2004,3,3,17,6.1274035028981008E-3,1.2436645797713624E-2,6.6519669500000691E-5,2.7063627526483082E-3,9.0258064516128434E-6,null,6.9076611409575963E-5,2.1408262097610469E-2,null,6.3194429003866816E-3,9.6122734930339983E-3,3.1896395809060204E-5,2.8602092893422609E-3,3.7946571402702613E-6,null,6.5000685416384614E-5,1.8892617421128657E-2]
[2004,3,3,18,6.4310512790444665E-3,1.2912649775990199E-2,2.6607867800000276E-4,2.9157666884838253E-3,9.0258064516128434E-6,null,6.9076611409575963E-5,2.260363808669151E-2,null,6.632607323503059E-3,9.9801765834161178E-3,1.2758558323624082E-4,3.0815170508075285E-3,3.7946571402702613E-6,null,6.5000685416384614E-5,1.9890681883519602E-2]
[2004,3,3,19,6.960938545045512E-3,1.2881663436313071E-2,2.6607867800000276E-4,2.9319597382352152E-3,9.0258064516128434E-6,null,6.9076611409575963E-5,2.3118732062766816E-2,null,7.1791018247305072E-3,9.9562272665046914E-3,1.2758558323624082E-4,3.0986306144923617E-3,3.7946571402702613E-6,null,6.5000685416384614E-5,2.0430340631520456E-2]
[2004,3,3,20,7.6521718812904036E-3,1.2187884495649762E-2,2.6607867800000276E-4,3.1827698316765993E-3,9.0258064516128434E-6,null,6.9076611409575963E-5,2.3366996551789788E-2,null,7.8919991550886817E-3,9.4200060835721421E-3,1.2758558323624082E-4,3.3636983177852283E-3,3.7946571402702613E-6,null,6.5000685416384614E-5,2.0872084482238949E-2]
[2004,3,3,21,7.8701992811764879E-3,1.1490062349649138E-2,2.6607867800000276E-4,3.1543098910651684E-3,9.0258064516128434E-6,null,6.9076611409575963E-5,2.2858741865063814E-2,null,8.1168597675239842E-3,8.880659910499732E-3,1.2758558323624082E-4,3.333620536663208E-3,3.7946571402702613E-6,null,6.5000685416384614E-5,2.0527521140479822E-2]
[2004,3,3,22,6.8625376709426696E-3,1.1748916882743144E-2,2.6607867800000276E-4,2.7527014297038291E-3,9.0258064516128434E-6,null,6.9076611409575963E-5,2.1708326326562662E-2,null,7.077616961697261E-3,9.0807283700733449E-3,1.2758558323624082E-4,2.9091821457859646E-3,3.7946571402702613E-6,null,6.5000685416384614E-5,1.9263908403349465E-2]
[2004,3,3,23,6.101283509430927E-3,1.1417326343772845E-2,2.6607867800000276E-4,2.447847780610273E-3,9.0258064516128434E-6,null,6.9076611409575963E-5,2.0310627976987065E-2,null,6.2925042783102663E-3,8.8244423103006186E-3,1.2758558323624082E-4,2.5869987141029669E-3,3.7946571402702613E-6,null,6.5000685416384614E-5,1.7900326228506749E-2]
[2004,3,3,24,4.8841581459946977E-3,1.0656380353886788E-2,2.6607867800000276E-4,2.5170328812039581E-3,9.0258064516128434E-6,null,6.9076611409575963E-5,1.8401741724258465E-2,null,5.0372329006035856E-3,8.2363077692689073E-3,1.2758558323624082E-4,2.6601167272771054E-3,3.7946571402702613E-6,null,6.5000685416384614E-5,1.6130038322942495E-2]
[2004,3,4,1,4.6337030396586439E-3,1.0075349600374088E-2,2.6607867800000276E-4,2.8163401066689806E-3,9.0258064516128434E-6,null,6.9076611409575963E-5,1.7869563089874734E-2,null,4.7789282626190992E-3,7.7872295691279606E-3,1.2758558323624082E-4,2.976438442023068E-3,3.7946571402702613E-6,null,6.5000685416384614E-5,1.5738977199563024E-2]
[2004,3,4,2,4.5126216104477085E-3,9.7914725468804913E-3,2.6607867800000276E-4,2.8565503054709881E-3,9.0258064516128434E-6,null,6.9076611409575963E-5,1.7504814805972206E-2,null,4.6540520115555262E-3,7.5678212237460622E-3,1.2758558323624082E-4,3.0189344392899751E-3,3.7946571402702613E-6,null,6.5000685416384614E-5,1.5437188600384458E-2]
[2004,3,4,3,4.5090914986811717E-3,9.2426125268857285E-3,2.6607867800000276E-4,2.9757393405313126E-3,9.0258064516128434E-6,null,6.9076611409575963E-5,1.7071613709271235E-2,null,4.6504112623001427E-3,7.1436077575595695E-3,1.2758558323624082E-4,3.1448989224080225E-3,3.7946571402702613E-6,null,6.5000685416384614E-5,1.513529886806063E-2]
[2004,3,4,4,4.3496228554002958E-3,9.3835357161943956E-3,2.6607867800000276E-4,2.5498454992464886E-3,9.0258064516128434E-6,null,6.9076611409575963E-5,1.6627174414014199E-2,null,4.4859447007069677E-3,7.252527176764589E-3,1.2758558323624082E-4,2.6947946191602421E-3,3.7946571402702613E-6,null,6.5000685416384614E-5,1.4629647422424695E-2]
[2004,3,4,5,4.6114100358074228E-3,9.1646957933868532E-3,2.6607867800000276E-4,2.6662840925337486E-3,9.0258064516128434E-6,null,6.9076611409575963E-5,1.6786560264901045E-2,null,4.7559365721176888E-3,7.0833859771649941E-3,1.2758558323624082E-4,2.8178523082421181E-3,3.7946571402702613E-6,null,6.5000685416384614E-5,1.4853555783317696E-2]
[2004,3,4,6,4.9368473088736067E-3,1.0343153462670097E-2,2.6607867800000276E-4,2.5299372705324661E-3,9.0258064516128434E-6,null,6.9076611409575963E-5,1.8154108385249192E-2,null,5.091573398356827E-3,7.9942149580141918E-3,1.2758558323624082E-4,2.6737546825713731E-3,3.7946571402702613E-6,null,6.5000685416384614E-5,1.5955923964735289E-2]
[2004,3,4,7,6.0768809070132932E-3,1.0920136596247222E-2,2.6607867800000276E-4,2.535509016985453E-3,9.0258064516128434E-6,null,6.9076611409575963E-5,1.9876696863418988E-2,null,6.2673368721608037E-3,8.4401647559758496E-3,1.2758558323624082E-4,2.6796431618401253E-3,3.7946571402702613E-6,null,6.5000685416384614E-5,1.7583525715769675E-2]
[2004,3,4,8,6.4124555074217444E-3,1.259217159808499E-2,1.9955900850000209E-4,2.8704686671074415E-3,9.0258064516128434E-6,null,6.9076611409575963E-5,2.2150492682846332E-2,null,6.6134287404535112E-3,9.7324792585360941E-3,9.5689187427180612E-5,3.0336440074016603E-3,3.7946571402702613E-6,null,6.5000685416384614E-5,1.9544036536375105E-2]
[2004,3,4,9,6.3267842662897257E-3,1.3220177196739874E-2,0,3.4580739126892019E-3,9.0258064516128434E-6,null,6.9076611409575963E-5,2.3074111987128377E-2,null,6.5250724707410649E-3,1.0217864278549853E-2,0,3.6546523996560136E-3,3.7946571402702613E-6,null,6.5000685416384614E-5,2.0466384491503588E-2]
[2004,3,4,10,6.1572872989614901E-3,1.3643139650796093E-2,0,3.5565844106546741E-3,9.0258064516128434E-6,null,6.9076611409575963E-5,2.3426087971821836E-2,null,6.3502632866693984E-3,1.054477161769918E-2,0,3.7587628486720811E-3,3.7946571402702613E-6,null,6.5000685416384614E-5,2.0722593095597316E-2]
[2004,3,4,11,6.263071606613246E-3,1.3610771533446319E-2,0,3.3626080818588452E-3,9.0258064516128434E-6,null,6.9076611409575963E-5,2.3305527833327989E-2,null,6.4593629879777957E-3,1.051975432594051E-2,0,3.5537596956426408E-3,3.7946571402702613E-6,null,6.5000685416384614E-5,2.0601672352117604E-2]
[2004,3,4,12,6.280686381407473E-3,1.3512187310721225E-2,0,3.3112662169111655E-3,9.0258064516128434E-6,null,6.9076611409575963E-5,2.3173216520449444E-2,null,6.4775298287061134E-3,1.0443558659814358E-2,0,3.4994992389053422E-3,3.7946571402702613E-6,null,6.5000685416384614E-5,2.0489383069982471E-2]
[2004,3,4,13,6.2068289113976511E-3,1.3306541799824875E-2,0,3.2541177418450758E-3,9.0258064516128434E-6,null,6.9076611409575963E-5,2.2836565064477177E-2,null,6.4013575863732337E-3,1.0284615410524922E-2,0,3.439102088118433E-3,3.7946571402702613E-6,null,6.5000685416384614E-5,2.0193870427573243E-2]
[2004,3,4,14,5.8552662478928525E-3,1.3581736395429998E-2,0,3.4551324448462498E-3,9.0258064516128434E-6,null,6.9076611409575963E-5,2.2961211699578678E-2,null,6.0387765719393648E-3,1.0497313091216902E-2,0,3.6515437204368362E-3,3.7946571402702613E-6,null,6.5000685416384614E-5,2.0256428726149758E-2]
[2004,3,4,15,5.7748210282598609E-3,1.3505996232489928E-2,0,3.2067265344772398E-3,9.0258064516128434E-6,null,6.9076611409575963E-5,2.2556620406636606E-2,null,5.9558101128446917E-3,1.0438773580449395E-2,0,3.3890168689755121E-3,3.7946571402702613E-6,null,6.5000685416384614E-5,1.9852395904826254E-2]
[2004,3,4,16,6.1538331602781337E-3,1.2838166668010843E-2,0,2.7645159615602138E-3,9.0258064516128434E-6,null,6.9076611409575963E-5,2.1825592401258767E-2,null,6.3467008915751039E-3,9.9226086494125319E-3,0,2.9216682893126573E-3,3.7946571402702613E-6,null,6.5000685416384614E-5,1.9259773172856948E-2]
[2004,3,4,17,6.7604947038874099E-3,1.242355638060664E-2,6.6519669500000691E-5,3.0564315492272441E-3,9.0258064516128434E-6,null,6.9076611409575963E-5,2.2378332678071731E-2,null,6.9723758586122831E-3,9.6021566931232174E-3,3.1896395809060204E-5,3.2301781794713269E-3,3.7946571402702613E-6,null,6.5000685416384614E-5,1.9905402469572543E-2]
[2004,3,4,18,7.1590884737758919E-3,1.2762841571404903E-2,2.6607867800000276E-4,3.3617753306070903E-3,9.0258064516128434E-6,null,6.9076611409575963E-5,2.3627875718960904E-2,null,7.3834619847452784E-3,9.8643899430794612E-3,1.2758558323624082E-4,3.5528796056164052E-3,3.7946571402702613E-6,null,6.5000685416384614E-5,2.0997112459234041E-2]
[2004,3,4,19,7.6383425577184793E-3,1.2958525789819488E-2,2.6607867800000276E-4,3.2252709052007955E-3,9.0258064516128434E-6,null,6.9076611409575963E-5,2.4166309595911782E-2,null,7.8777364056839116E-3,1.0015634117454628E-2,1.2758558323624082E-4,3.4086154173802361E-3,3.7946571402702613E-6,null,6.5000685416384614E-5,2.149836686631167E-2]
[2004,3,4,20,8.2275457523742924E-3,1.2557639903613872E-2,2.6607867800000276E-4,3.2964664373229934E-3,9.0258064516128434E-6,null,6.9076611409575963E-5,2.4425822436484178E-2,null,8.4854058603871536E-3,9.7057897397676719E-3,1.2758558323624082E-4,3.4838581475487287E-3,3.7946571402702613E-6,null,6.5000685416384614E-5,2.1871434673496452E-2]
[2004,3,4,21,8.3619539264460814E-3,1.2026366058106176E-2,2.6607867800000276E-4,3.1620499337564273E-3,9.0258064516128434E-6,null,6.9076611409575963E-5,2.3894540261481703E-2,null,8.6240265307886005E-3,9.2951686136393801E-3,1.2758558323624082E-4,3.3418005716506763E-3,3.7946571402702613E-6,null,6.5000685416384614E-5,2.1457376641871556E-2]
[2004,3,4,22,7.3760004698843577E-3,1.2131683610094486E-2,2.6607867800000276E-4,2.8401401715088558E-3,9.0258064516128434E-6,null,6.9076611409575963E-5,2.2691994594660723E-2,null,7.6071722354522893E-3,9.3765684645151347E-3,1.2758558323624082E-4,3.0015914509740472E-3,3.7946571402702613E-6,null,6.5000685416384614E-5,2.0181713076734369E-2]
[2004,3,4,23,6.732339626992382E-3,1.1456127006401379E-2,2.6607867800000276E-4,2.6983252288003538E-3,9.0258064516128434E-6,null,6.9076611409575963E-5,2.1230962205367132E-2,null,6.9433383714107349E-3,8.8544313111102238E-3,1.2758558323624082E-4,2.851714862513953E-3,3.7946571402702613E-6,null,6.5000685416384614E-5,1.8845865470827811E-2]
[2004,3,4,24,5.4053527165855899E-3,1.0806939722437155E-2,2.6607867800000276E-4,2.6791156589142163E-3,9.0258064516128434E-6,null,6.9076611409575963E-5,1.9235578441109982E-2,null,5.5747622680237148E-3,8.3526749836275154E-3,1.2758558323624082E-4,2.8314133008778292E-3,3.7946571402702613E-6,null,6.5000685416384614E-5,1.6955231478321956E-2]
[2004,3,5,1,4.8765033506200503E-3,9.8361101351297064E-3,2.6607867800000276E-4,2.8443668877316955E-3,9.0258064516128434E-6,null,6.9076611409575963E-5,1.7901150716654473E-2,null,{"$f":"E1539*Y$5","v":5.0293381957320447E-3},{"$f":"F1539*Z$5","v":7.6023215796539043E-3},{"$f":"G1539*AA$5","v":1.2758558323624082E-4},{"$f":"H1539*AB$5","v":3.0060584401062872E-3},{"$f":"I1539*AC$5","v":3.7946571402702613E-6},null,{"$f":"K1539*AE$5","v":6.5000685416384614E-5},1.5834099141285134E-2]
[2004,3,5,2,4.5605247816406713E-3,9.546424522375932E-3,2.6607867800000276E-4,2.9340506205591294E-3,9.0258064516128434E-6,null,6.9076611409575963E-5,1.7385170267748752E-2,null,4.7034565195103557E-3,7.3784238035108926E-3,1.2758558323624082E-4,3.1008403556070474E-3,3.7946571402702613E-6,null,6.5000685416384614E-5,{"$f":"SUM(N1540:T1540)","v":1.5379101604421191E-2}]
[2004,3,5,3,4.516802978734945E-3,9.4583641436863167E-3,2.6607867800000276E-4,2.7165362090539602E-3,9.0258064516128434E-6,null,6.9076611409575963E-5,1.7035873674648244E-2,null,4.6583644284094484E-3,7.3103620079405518E-3,1.2758558323624082E-4,2.8709610684552753E-3,3.7946571402702613E-6,null,6.5000685416384614E-5,1.503606843059817E-2]
[2004,3,5,4,4.4705842491470594E-3,9.3389957765769235E-3,2.6607867800000276E-4,2.6945389305579812E-3,9.0258064516128434E-6,null,6.9076611409575963E-5,1.6848289299454984E-2,null,4.6106971542661818E-3,7.2181022934053578E-3,1.2758558323624082E-4,2.8477133274667915E-3,3.7946571402702613E-6,null,6.5000685416384614E-5,1.4872893700931226E-2]
[2004,3,5,5,4.6328741471274599E-3,9.0892319021241667E-3,2.6607867800000276E-4,2.472025874711483E-3,9.0258064516128434E-6,null,6.9076611409575963E-5,1.653830226713613E-2,null,4.7780733917069914E-3,7.0250599965538171E-3,1.2758558323624082E-4,2.612551241856019E-3,3.7946571402702613E-6,null,6.5000685416384614E-5,1.4612065555909723E-2]
[2004,3,5,6,5.4148968376834441E-3,1.0157524655517758E-2,2.6607867800000276E-4,2.3920720715583832E-3,9.0258064516128434E-6,null,6.9076611409575963E-5,1.8308663907932607E-2,null,5.5846055121129504E-3,7.8507426028827151E-3,1.2758558323624082E-4,2.5280523659115582E-3,3.7946571402702613E-6,null,6.5000685416384614E-5,1.615978140670012E-2]
[2004,3,5,7,6.3768003688233765E-3,1.0677499083160125E-2,2.6607867800000276E-4,1.9993797778232636E-3,9.0258064516128434E-6,null,6.9076611409575963E-5,1.9397849572979783E-2,null,6.5766561315709418E-3,8.2526304180684708E-3,1.2758558323624082E-4,2.1130369932327777E-3,3.7946571402702613E-6,null,6.5000685416384614E-5,1.7138704468665087E-2]
[2004,3,5,8,6.6092303899225576E-3,1.2452349237354599E-2,1.9955900850000209E-4,2.6940252335541349E-3,9.0258064516128434E-6,null,6.9076611409575963E-5,2.2031001771063447E-2,null,6.8163707588151292E-3,9.6244106688501783E-3,9.5689187427180612E-5,2.8471704287216506E-3,3.7946571402702613E-6,null,6.5000685416384614E-5,1.9452436386370797E-2]
[2004,3,5,9,6.6576632852325566E-3,1.3127964798904429E-2,0,3.279910809903995E-3,9.0258064516128434E-6,null,6.9076611409575963E-5,2.3134615505450557E-2,null,6.8663215930089569E-3,1.0146593390734935E-2,0,3.4663613950204984E-3,3.7946571402702613E-6,null,6.5000685416384614E-5,2.0548071721321049E-2]
[2004,3,5,10,6.6749985901465112E-3,1.3431800271654356E-2,0,3.4891510471234699E-3,9.0258064516128434E-6,null,6.9076611409575963E-5,2.3665026520333917E-2,null,6.8842002049712206E-3,1.0381427582241335E-2,0,3.6874961522195054E-3,3.7946571402702613E-6,null,6.5000685416384614E-5,2.1021919281988721E-2]
[2004,3,5,11,6.6039224665292535E-3,1.3312841971301422E-2,0,3.498071049310816E-3,9.0258064516128434E-6,null,6.9076611409575963E-5,2.3483912098551066E-2,null,6.8108964794098724E-3,1.0289484807971034E-2,0,3.6969232229594625E-3,3.7946571402702613E-6,null,6.5000685416384614E-5,2.0866099852897023E-2]
[2004,3,5,12,6.7546580206737043E-3,1.2922458415686287E-2,0,3.5332139631562521E-3,9.0258064516128434E-6,null,6.9076611409575963E-5,2.3279407010925825E-2,null,6.9663562474867524E-3,9.9877576731156222E-3,0,3.7340638791914888E-3,3.7946571402702613E-6,null,6.5000685416384614E-5,2.0756973142350522E-2]
[2004,3,5,13,6.1865984841267055E-3,1.2954938988001072E-2,0,3.4950923783248662E-3,9.0258064516128434E-6,null,6.9076611409575963E-5,2.2705706461862225E-2,null,6.3804931158142602E-3,1.001286188122593E-2,0,3.6937752257386277E-3,3.7946571402702613E-6,null,6.5000685416384614E-5,2.0155925565335478E-2]
[2004,3,5,14,5.9799112986528066E-3,1.3095569699874859E-2,0,3.4501914478430643E-3,9.0258064516128434E-6,null,6.9076611409575963E-5,2.2594749057780309E-2,null,6.1673281322733265E-3,1.0121555244857739E-2,0,3.6463218463501884E-3,3.7946571402702613E-6,null,6.5000685416384614E-5,2.0004000566037912E-2]
[2004,3,5,15,6.0392443355738387E-3,1.2772661472419906E-2,0,3.2754048250819689E-3,9.0258064516128434E-6,null,6.9076611409575963E-5,2.2156387244485289E-2,null,6.2285207302067991E-3,9.8719797366432615E-3,0,3.4615992619202764E-3,3.7946571402702613E-6,null,6.5000685416384614E-5,1.9630895071326995E-2]
[2004,3,5,16,6.5042739069356686E-3,1.1447705098287702E-2,0,3.0217661291011234E-3,9.0258064516128434E-6,null,6.9076611409575963E-5,2.1042821745734068E-2,null,6.7081248270844471E-3,8.8479220251308204E-3,0,3.1935421606794413E-3,3.7946571402702613E-6,null,6.5000685416384614E-5,1.8818384355451367E-2]
[2004,3,5,17,6.8404639924258678E-3,1.1640130606595488E-2,6.6519669500000691E-5,2.7736723639226728E-3,9.0258064516128434E-6,null,6.9076611409575963E-5,2.1392117007294469E-2,null,7.0548514704214787E-3,8.9966475450962251E-3,3.1896395809060204E-5,2.9313451986879555E-3,3.7946571402702613E-6,null,6.5000685416384614E-5,1.9083535952571375E-2]
[2004,3,5,18,7.2484280981845711E-3,1.1701962240463725E-2,2.6607867800000276E-4,2.5244742172645996E-3,9.0258064516128434E-6,null,6.9076611409575963E-5,2.1819034899085914E-2,null,7.4756016088006576E-3,9.0444371649768453E-3,1.2758558323624082E-4,2.6679810752862324E-3,3.7946571402702613E-6,null,6.5000685416384614E-5,1.938440077485663E-2]
[2004,3,5,19,7.6228079271779964E-3,1.1824610258210475E-2,2.6607867800000276E-4,2.6767769000395521E-3,9.0258064516128434E-6,null,6.9076611409575963E-5,2.2468365428601044E-2,null,7.8617149031612269E-3,9.1392317188409566E-3,1.2758558323624082E-4,2.8289415923634029E-3,3.7946571402702613E-6,null,6.5000685416384614E-5,2.0026269140158481E-2]
[2004,3,5,20,8.1391012589883977E-3,1.1262486082624099E-2,2.6607867800000276E-4,3.0908125394096004E-3,9.0258064516128434E-6,null,6.9076611409575963E-5,2.2836570224195114E-2,null,8.3941894217208525E-3,8.7047663975100345E-3,1.2758558323624082E-4,3.2665135995476389E-3,3.7946571402702613E-6,null,6.5000685416384614E-5,2.0561850344571423E-2]
[2004,3,5,21,8.242640018795034E-3,1.1280803598989173E-2,2.6607867800000276E-4,2.3927668992600589E-3,9.0258064516128434E-6,null,6.9076611409575963E-5,2.2260380860217286E-2,null,8.5009731973062896E-3,8.7189239911151031E-3,1.2758558323624082E-4,2.5287866919529883E-3,3.7946571402702613E-6,null,6.5000685416384614E-5,1.9945064806167281E-2]
[2004,3,5,22,7.4036567457848148E-3,1.1249732867963397E-2,2.6607867800000276E-4,2.586622723817736E-3,9.0258064516128434E-6,null,6.9076611409575963E-5,2.1584182680738966E-2,null,7.6356952887011269E-3,8.6949094481984634E-3,1.2758558323624082E-4,2.7336624905318734E-3,3.7946571402702613E-6,null,6.5000685416384614E-5,1.9260648153224359E-2]
[2004,3,5,23,6.80656964773531E-3,1.0408675747861447E-2,2.6607867800000276E-4,2.5479706157170256E-3,9.0258064516128434E-6,null,6.9076611409575963E-5,2.0107386354486802E-2,null,7.0198948406162611E-3,8.0448570793218207E-3,1.2758558323624082E-4,2.6928131555585288E-3,3.7946571402702613E-6,null,6.5000685416384614E-5,1.7953946001289509E-2]
[2004,3,5,24,5.3543613366833619E-3,9.3151142861072917E-3,2.6607867800000276E-4,2.5834898422225057E-3,9.0258064516128434E-6,null,6.9076611409575963E-5,1.7597135808186181E-2,null,5.522172763586534E-3,7.1996443087084241E-3,1.2758558323624082E-4,2.7303515164090147E-3,3.7946571402702613E-6,null,6.5000685416384614E-5,1.564854951449687E-2]
[2004,3,6,1,4.154040311673381E-3,8.1633015260141502E-3,2.6607867800000276E-4,2.3392159444379067E-3,9.0258064516128434E-6,null,6.9076611409575963E-5,1.5000728125298457E-2,null,4.2842323902952187E-3,6.3094091566534352E-3,1.2758558323624082E-4,2.4721915668960881E-3,3.7946571402702613E-6,null,6.5000685416384614E-5,1.3262214039637637E-2]
[2004,3,6,2,3.8278583422062906E-3,8.4458314044201059E-3,2.6607867800000276E-4,2.2570875939910938E-3,9.0258064516128434E-6,null,6.9076611409575963E-5,1.487494768379051E-2,null,3.9478275280712743E-3,6.5277762714980947E-3,1.2758558323624082E-4,2.3853945288284952E-3,3.7946571402702613E-6,null,6.5000685416384614E-5,1.305737925419076E-2]
[2004,3,6,3,3.7810869389956572E-3,8.2050479005507278E-3,2.6607867800000276E-4,2.2731549538174949E-3,9.0258064516128434E-6,null,6.9076611409575963E-5,1.46034601365369E-2,null,3.8995902589211745E-3,6.3416748958177666E-3,1.2758558323624082E-4,2.4023752575891562E-3,3.7946571402702613E-6,null,6.5000685416384614E-5,1.2840021338120993E-2]
[2004,3,6,4,3.7625124491468391E-3,8.1576464590816713E-3,2.6607867800000276E-4,2.0630744908680821E-3,9.0258064516128434E-6,null,6.9076611409575963E-5,1.4327403742269611E-2,null,3.8804336246391494E-3,6.3050383599884373E-3,1.2758558323624082E-4,2.180352510989777E-3,3.7946571402702613E-6,null,6.5000685416384614E-5,1.2562205421410257E-2]
[2004,3,6,5,3.8466683096342164E-3,7.8393909505751827E-3,2.6607867800000276E-4,2.0842192641456025E-3,9.0258064516128434E-6,null,6.9076611409575963E-5,1.4114448867528022E-2,null,3.9672270200522882E-3,6.0590589344916221E-3,1.2758558323624082E-4,2.2026992850466619E-3,3.7946571402702613E-6,null,6.5000685416384614E-5,1.2425366165383468E-2]
[2004,3,6,6,4.2740724369243433E-3,8.4212193109131049E-3,2.6607867800000276E-4,2.2053551464007444E-3,9.0258064516128434E-6,null,6.9076611409575963E-5,1.5244817237411213E-2,null,4.4080264510873227E-3,6.5087536043036236E-3,1.2758558323624082E-4,2.3307212862953065E-3,3.7946571402702613E-6,null,6.5000685416384614E-5,1.3443882267479147E-2]
[2004,3,6,7,5.0090535354282715E-3,8.7428705983173243E-3,2.6607867800000276E-4,2.148744172049355E-3,9.0258064516128434E-6,null,6.9076611409575963E-5,1.6244838648967971E-2,null,5.166042645493688E-3,6.7573576245680139E-3,1.2758558323624082E-4,2.2708921911157652E-3,3.7946571402702613E-6,null,6.5000685416384614E-5,1.4390673386970363E-2]
[2004,3,6,8,5.7194019790074513E-3,9.2206163659865458E-3,1.9955900850000209E-4,2.4557696624120627E-3,9.0258064516128434E-6,null,6.9076611409575963E-5,1.7671184917638222E-2,null,5.8986541711511702E-3,7.1266069425650162E-3,9.5689187427180612E-5,2.5953709250700215E-3,3.7946571402702613E-6,null,6.5000685416384614E-5,1.5785116568770043E-2]
[2004,3,6,9,6.1113842930339687E-3,9.7301846011001742E-3,0,2.9598176459200176E-3,9.0258064516128434E-6,null,6.9076611409575963E-5,1.8870463151463741E-2,null,6.3029216313046288E-3,7.520451819949505E-3,0,3.1280721393817136E-3,3.7946571402702613E-6,null,6.5000685416384614E-5,1.7020240933192505E-2]
[2004,3,6,10,6.6309527445779599E-3,1.0157580286857145E-2,0,2.7716913950327415E-3,9.0258064516128434E-6,null,6.9076611409575963E-5,1.9629301037877425E-2,null,6.838773915362896E-3,7.850785600299998E-3,0,2.9292516191722993E-3,3.7946571402702613E-6,null,6.5000685416384614E-5,1.768760647739185E-2]
[2004,3,6,11,7.4738199955107073E-3,9.6477132578822386E-3,0,2.5582441679155689E-3,9.0258064516128434E-6,null,6.9076611409575963E-5,1.9748854032718088E-2,null,7.7080575299242875E-3,7.4567097853814376E-3,0,2.7036707205335352E-3,3.7946571402702613E-6,null,6.5000685416384614E-5,1.7937233378395916E-2]
[2004,3,6,12,7.068965765785893E-3,9.5287670234915009E-3,0,2.773196732279173E-3,9.0258064516128434E-6,null,6.9076611409575963E-5,1.9440006132966141E-2,null,7.2905147344292766E-3,7.3647763368835722E-3,0,2.9308425291756325E-3,3.7946571402702613E-6,null,6.5000685416384614E-5,1.7654928943045139E-2]
[2004,3,6,13,6.866997944153218E-3,9.5592530016876346E-3,0,2.6121682094957478E-3,9.0258064516128434E-6,null,6.9076611409575963E-5,1.9107495766746176E-2,null,7.0822170246539196E-3,7.3883389248104378E-3,0,2.7606601409264891E-3,3.7946571402702613E-6,null,6.5000685416384614E-5,1.7300011432947505E-2]
[2004,3,6,14,6.2853131357474756E-3,9.8747277018860439E-3,0,2.4690720412199065E-3,9.0258064516128434E-6,null,6.9076611409575963E-5,1.8698189490263001E-2,null,6.4823015904893764E-3,7.6321690658117608E-3,0,2.609429494047633E-3,3.7946571402702613E-6,null,6.5000685416384614E-5,1.6792695492905428E-2]
[2004,3,6,15,5.9470307075408062E-3,9.6104482904999164E-3,0,2.4564282277631513E-3,9.0258064516128434E-6,null,6.9076611409575963E-5,1.8082983837213452E-2,null,6.1334170281710796E-3,7.4279077221873794E-3,0,2.596066927382712E-3,3.7946571402702613E-6,null,6.5000685416384614E-5,1.6226187020297829E-2]
[2004,3,6,16,6.0586636452721202E-3,9.2012721828544676E-3,0,1.8739195865741429E-3,9.0258064516128434E-6,null,6.9076611409575963E-5,1.7202932026110309E-2,null,6.248548661898448E-3,7.111655839044881E-3,0,1.9804448622990191E-3,3.7946571402702613E-6,null,6.5000685416384614E-5,1.5409444705799002E-2]
[2004,3,6,17,6.3836074408205818E-3,8.822801022886316E-3,6.6519669500000691E-5,2.0438158486784787E-3,9.0258064516128434E-6,null,6.9076611409575963E-5,1.7388074356735811E-2,null,6.5836765445051989E-3,6.8191357851643958E-3,3.1896395809060204E-5,2.1599990874744258E-3,3.7946571402702613E-6,null,6.5000685416384614E-5,1.5663503155509736E-2]
[2004,3,6,18,7.0383436416947397E-3,8.9676892553315658E-3,2.6607867800000276E-4,1.8257657048596013E-3,9.0258064516128434E-6,null,6.9076611409575963E-5,1.8175968945058928E-2,null,7.2589328801265411E-3,6.9311197830074526E-3,1.2758558323624082E-4,1.929553613643219E-3,3.7946571402702613E-6,null,6.5000685416384614E-5,1.6315987202570111E-2]
[2004,3,6,19,7.1786198731170897E-3,8.8903767200805214E-3,2.6607867800000276E-4,2.1700359094276754E-3,9.0258064516128434E-6,null,6.9076611409575963E-5,1.8583202845798306E-2,null,7.4036055190894708E-3,6.8713649869506658E-3,1.2758558323624082E-4,2.2933942836294591E-3,3.7946571402702613E-6,null,6.5000685416384614E-5,1.6764745715462492E-2]
[2004,3,6,20,7.6327830163644608E-3,8.7551289133244291E-3,2.6607867800000276E-4,2.5443677920251244E-3,9.0258064516128434E-6,null,6.9076611409575963E-5,1.9276450064887034E-2,null,7.8720026223411885E-3,6.7668320663370092E-3,1.2758558323624082E-4,2.6890055248994997E-3,3.7946571402702613E-6,null,6.5000685416384614E-5,1.7524221139370594E-2]
[2004,3,6,21,7.5384464767547232E-3,8.4290181290140372E-3,2.6607867800000276E-4,2.1258596260132676E-3,9.0258064516128434E-6,null,6.9076611409575963E-5,1.8437494574955051E-2,null,7.7747094744031039E-3,6.5147813045153937E-3,1.2758558323624082E-4,2.2467067447668799E-3,3.7946571402702613E-6,null,6.5000685416384614E-5,1.6732578449478275E-2]
[2004,3,6,22,6.7822820808266186E-3,8.4747311815077421E-3,2.6607867800000276E-4,2.2812989187589393E-3,9.0258064516128434E-6,null,6.9076611409575963E-5,1.7882482524266319E-2,null,6.9948460753119683E-3,6.550112885869242E-3,1.2758558323624082E-4,2.4109821762865122E-3,3.7946571402702613E-6,null,6.5000685416384614E-5,1.6152322063260619E-2]
[2004,3,6,23,5.8616038497678203E-3,8.1494253039544502E-3,2.6607867800000276E-4,2.4658221912349726E-3,9.0258064516128434E-6,null,6.9076611409575963E-5,1.6821021688130267E-2,null,6.0453128010542426E-3,6.2986842358301346E-3,1.2758558323624082E-4,2.6059949023223439E-3,3.7946571402702613E-6,null,6.5000685416384614E-5,1.5146372864999615E-2]
[2004,3,6,24,5.1316043243381263E-3,7.8175845015613261E-3,2.6607867800000276E-4,2.3977107547875406E-3,9.0258064516128434E-6,null,6.9076611409575963E-5,1.5691069923860015E-2,null,5.2924343075650493E-3,6.0422047476600231E-3,1.2758558323624082E-4,2.5340115870602802E-3,3.7946571402702613E-6,null,6.5000685416384614E-5,1.4065031568078246E-2]
[2004,3,7,1,4.7732769413141481E-3,7.112601102065819E-3,2.6607867800000276E-4,2.4581148447673142E-3,9.0258064516128434E-6,null,6.9076611409575963E-5,1.4688163231320302E-2,null,4.9228765600470344E-3,5.4973236475449536E-3,1.2758558323624082E-4,2.5978494222157309E-3,3.7946571402702613E-6,null,6.5000685416384614E-5,1.3214430555600613E-2]
[2004,3,7,2,4.0570445509587553E-3,7.7337606751674316E-3,2.6607867800000276E-4,2.1987177026954723E-3,9.0258064516128434E-6,null,6.9076611409575963E-5,1.4333693271994678E-2,null,4.1841966784107749E-3,5.9774173799375429E-3,1.2758558323624082E-4,2.3237065288963846E-3,3.7946571402702613E-6,null,6.5000685416384614E-5,1.2681701513037599E-2]
[2004,3,7,3,4.0600258789563089E-3,7.6537237614319031E-3,2.6607867800000276E-4,2.1119517445442474E-3,9.0258064516128434E-6,null,6.9076611409575963E-5,1.4169871728105479E-2,null,4.1872714444252789E-3,5.9155569139503466E-3,1.2758558323624082E-4,2.2320082525807022E-3,3.7946571402702613E-6,null,6.5000685416384614E-5,1.2531217536749222E-2]
[2004,3,7,4,3.7340653116854786E-3,7.5989845739955512E-3,2.6607867800000276E-4,2.0991575944984495E-3,9.0258064516128434E-6,null,6.9076611409575963E-5,1.3776377823352498E-2,null,3.8510949233798815E-3,5.8732490401889664E-3,1.2758558323624082E-4,2.2184868032574657E-3,3.7946571402702613E-6,null,6.5000685416384614E-5,1.2139211692619209E-2]
[2004,3,7,5,4.1818772341730408E-3,7.114934554910966E-3,2.6607867800000276E-4,2.3845819387618536E-3,9.0258064516128434E-6,null,6.9076611409575963E-5,1.4025564071018879E-2,null,4.3129417518014239E-3,5.499127171364436E-3,1.2758558323624082E-4,2.520136447255762E-3,3.7946571402702613E-6,null,6.5000685416384614E-5,1.2528586296214518E-2]
[2004,3,7,6,4.2355535433343215E-3,7.8024960444230667E-3,2.6607867800000276E-4,2.0888716365030802E-3,9.0258064516128434E-6,null,6.9076611409575963E-5,1.4471091567433488E-2,null,4.368300334060252E-3,6.0305428913235235E-3,1.2758558323624082E-4,2.2076161272627749E-3,3.7946571402702613E-6,null,6.5000685416384614E-5,1.2802840278439446E-2]
[2004,3,7,7,5.0698878115547491E-3,7.8273103233749506E-3,2.6607867800000276E-4,1.7598027171684316E-3,9.0258064516128434E-6,null,6.9076611409575963E-5,1.5001171195271152E-2,null,5.2287835330794008E-3,6.0497218274850563E-3,1.2758558323624082E-4,1.8598408783632083E-3,3.7946571402702613E-6,null,6.5000685416384614E-5,1.3334727164720561E-2]
[2004,3,7,8,5.8680099499422477E-3,8.2742499066625844E-3,1.9955900850000209E-4,1.7920462002768997E-3,9.0258064516128434E-6,null,6.9076611409575963E-5,1.6209702967113892E-2,null,6.0519196752787489E-3,6.3951610704530582E-3,9.5689187427180612E-5,1.8939172821333037E-3,3.7946571402702613E-6,null,6.5000685416384614E-5,1.4505482557848946E-2]
[2004,3,7,9,6.5396495999810091E-3,8.8033608278434289E-3,0,1.8984246065758526E-3,9.0258064516128434E-6,null,6.9076611409575963E-5,1.7310511645809868E-2,null,6.7446092322906489E-3,6.804110474115937E-3,0,2.0063429004595805E-3,3.7946571402702613E-6,null,6.5000685416384614E-5,1.5623857949422821E-2]
[2004,3,7,10,6.6572706273752696E-3,9.2999541175050812E-3,0,2.192338622566624E-3,9.0258064516128434E-6,null,6.9076611409575963E-5,1.8218639978856553E-2,null,6.8659166288332933E-3,7.1879270266393515E-3,0,2.3169648220708172E-3,3.7946571402702613E-6,null,6.5000685416384614E-5,1.643960382010012E-2]
[2004,3,7,11,6.6302404148374872E-3,9.6124524954897522E-3,0,2.6381689315830821E-3,9.0258064516128434E-6,null,6.9076611409575963E-5,1.8949938453319895E-2,null,6.8380392604443759E-3,7.4294567706053973E-3,0,2.7881389062069479E-3,3.7946571402702613E-6,null,6.5000685416384614E-5,1.7124430279813377E-2]
[2004,3,7,12,6.9330345312255464E-3,9.3919028162896216E-3,0,2.2457621981088853E-3,9.0258064516128434E-6,null,6.9076611409575963E-5,1.8639776157033629E-2,null,7.1503232691900618E-3,7.2589941016707954E-3,0,2.3734253268151754E-3,3.7946571402702613E-6,null,6.5000685416384614E-5,1.6851538040232688E-2]
[2004,3,7,13,6.4552834620181234E-3,9.2192728827910943E-3,0,2.5502090793853831E-3,9.0258064516128434E-6,null,6.9076611409575963E-5,1.8293842035604177E-2,null,6.6575989690803939E-3,7.1255685654882678E-3,0,2.6951788674616454E-3,3.7946571402702613E-6,null,6.5000685416384614E-5,1.6547141744586966E-2]
[2004,3,7,14,6.1705838765303295E-3,9.4131450311292567E-3,0,2.4463232420177824E-3,9.0258064516128434E-6,null,6.9076611409575963E-5,1.8099128761086946E-2,null,6.3639765932399705E-3,7.2754121923648231E-3,0,2.5853875112293186E-3,3.7946571402702613E-6,null,6.5000685416384614E-5,1.6293571639390769E-2]
[2004,3,7,15,6.195319373504973E-3,9.3003954950132382E-3,0,2.3213291448130348E-3,9.0258064516128434E-6,null,6.9076611409575963E-5,1.7886120624740827E-2,null,6.3894873272188927E-3,7.1882681669589435E-3,0,2.4532879700321425E-3,3.7946571402702613E-6,null,6.5000685416384614E-5,1.6099838806766634E-2]
[2004,3,7,16,6.6156790511218847E-3,9.0502569353077631E-3,0,2.253953688613431E-3,9.0258064516128434E-6,null,6.9076611409575963E-5,1.7988966286452655E-2,null,6.8230215279727032E-3,6.9949362761781778E-3,0,2.3820824727250256E-3,3.7946571402702613E-6,null,6.5000685416384614E-5,1.6268835619432563E-2]
[2004,3,7,17,7.0876320527806288E-3,8.788172255599587E-3,6.6519669500000691E-5,2.4704324752131105E-3,9.0258064516128434E-6,null,6.9076611409575963E-5,1.8484086827943762E-2,null,{"$f":"E1603*Y$5","v":7.3097660428782258E-3},{"$f":"F1603*Z$5","v":6.7923712388951868E-3},{"$f":"G1603*AA$5","v":3.1896395809060204E-5},{"$f":"H1603*AB$5","v":2.6108672635931575E-3},{"$f":"I1603*AC$5","v":3.7946571402702613E-6},null,{"$f":"K1603*AE$5","v":6.5000685416384614E-5},1.6813696283732287E-2]
[2004,3,7,18,7.217727914678727E-3,8.7915845628296248E-3,2.6607867800000276E-4,2.0306028481175509E-3,9.0258064516128434E-6,null,6.9076611409575963E-5,1.8384085668798924E-2,null,7.4439392486174549E-3,6.7950086083974539E-3,1.2758558323624082E-4,2.1460349775606798E-3,3.7946571402702613E-6,null,6.5000685416384614E-5,{"$f":"SUM(N1604:T1604)","v":1.6581363760368485E-2}]
[2004,3,7,19,7.3994338868428001E-3,8.682034256425681E-3,2.6607867800000276E-4,2.3104790917356319E-3,9.0258064516128434E-6,null,6.9076611409575963E-5,1.8736117578177135E-2,null,7.6313400808308068E-3,6.7103372650522911E-3,1.2758558323624082E-4,2.4418211322730591E-3,3.7946571402702613E-6,null,6.5000685416384614E-5,1.6979879403949055E-2]
[2004,3,7,20,7.8346421256885509E-3,8.6652830706693863E-3,2.6607867800000276E-4,2.5590936757455829E-3,9.0258064516128434E-6,null,6.9076611409575963E-5,1.9403189215276537E-2,null,8.0801882126476134E-3,6.6973902871097562E-3,1.2758558323624082E-4,2.7045685196864376E-3,3.7946571402702613E-6,null,6.5000685416384614E-5,1.7678527945236704E-2]
[2004,3,7,21,7.8846597635819499E-3,8.3120711741716813E-3,2.6607867800000276E-4,2.6261088362800581E-3,9.0258064516128434E-6,null,6.9076611409575963E-5,1.9167010117206708E-2,null,8.1317734569570591E-3,6.4243930975658248E-3,1.2758558323624082E-4,2.7753932398758888E-3,3.7946571402702613E-6,null,6.5000685416384614E-5,1.7527940720191669E-2]
[2004,3,7,22,6.8838975258575345E-3,8.2911565827725551E-3,2.6607867800000276E-4,2.1421000784112654E-3,9.0258064516128434E-6,null,6.9076611409575963E-5,1.7661324530214375E-2,null,7.0996462573738369E-3,6.4082282267643731E-3,1.2758558323624082E-4,2.2638704057603735E-3,3.7946571402702613E-6,null,6.5000685416384614E-5,1.5968125815691479E-2]
[2004,3,7,23,5.6576166830989757E-3,8.5293563756639774E-3,2.6607867800000276E-4,2.3468490621534311E-3,9.0258064516128434E-6,null,6.9076611409575963E-5,1.6877992464089407E-2,null,5.8349324578035131E-3,6.5923326543164823E-3,1.2758558323624082E-4,2.4802585986253792E-3,3.7946571402702613E-6,null,6.5000685416384614E-5,1.510390463653827E-2]
[2004,3,7,24,4.7107248960852784E-3,8.5733921934490406E-3,2.6607867800000276E-4,2.0984907352554608E-3,9.0258064516128434E-6,null,6.9076611409575963E-5,1.57267781679628E-2,null,4.858364066632934E-3,6.6263679023185812E-3,1.2758558323624082E-4,2.2177820355763359E-3,3.7946571402702613E-6,null,6.5000685416384614E-5,1.3898894930320744E-2]
[2004,3,8,1,3.9299910924016869E-3,8.5905377470898922E-3,2.6607867800000276E-4,2.068765860926624E-3,9.0258064516128434E-6,null,6.9076611409575963E-5,1.4933465043591223E-2,null,4.0531612281962939E-3,6.6396196868805926E-3,1.2758558323624082E-4,2.1863674140158392E-3,3.7946571402702613E-6,null,6.5000685416384614E-5,1.307552925488562E-2]
[2004,3,8,2,3.4921578020252614E-3,9.2562647328378617E-3,2.6607867800000276E-4,1.7057418158142126E-3,9.0258064516128434E-6,null,6.9076611409575963E-5,1.4798334693850355E-2,null,3.6016057729184444E-3,7.1541595365142499E-3,1.2758558323624082E-4,1.8027068182331521E-3,3.7946571402702613E-6,null,6.5000685416384614E-5,1.2754853053458743E-2]
[2004,3,8,3,3.4244268364681009E-3,9.1294406515375209E-3,2.6607867800000276E-4,1.7950386167171406E-3,9.0258064516128434E-6,null,6.9076611409575963E-5,1.4693076447895781E-2,null,3.5317520462585157E-3,7.0561373065022182E-3,1.2758558323624082E-4,1.897079806185773E-3,3.7946571402702613E-6,null,6.5000685416384614E-5,1.2681350084739402E-2]
[2004,3,8,4,3.4847802501912035E-3,9.0252923904565723E-3,2.6607867800000276E-4,1.702282028148223E-3,9.0258064516128434E-6,null,6.9076611409575963E-5,1.4556525011969017E-2,null,3.5939970006974016E-3,6.9756411996244275E-3,1.2758558323624082E-4,1.7990503546597705E-3,3.7946571402702613E-6,null,6.5000685416384614E-5,1.2565069480774495E-2]
[2004,3,8,5,3.9028482216864908E-3,8.9192965611693646E-3,2.6607867800000276E-4,2.3190469965985762E-3,9.0258064516128434E-6,null,6.9076611409575963E-5,1.5485362122627451E-2,null,4.0251676708018555E-3,6.8937171087721421E-3,1.2758558323624082E-4,2.450876090280892E-3,3.7946571402702613E-6,null,6.5000685416384614E-5,1.3566141795647784E-2]
[2004,3,8,6,4.3857070901628502E-3,9.686315167217914E-3,2.6607867800000276E-4,1.9671859730576113E-3,9.0258064516128434E-6,null,6.9076611409575963E-5,1.6383378573611398E-2,null,4.5231598540877195E-3,7.4865451699315088E-3,1.2758558323624082E-4,2.079013091832315E-3,3.7946571402702613E-6,null,6.5000685416384614E-5,1.4285099041644439E-2]
[2004,3,8,7,5.4944109524458756E-3,1.0384823945617573E-2,2.6607867800000276E-4,2.0570017210672547E-3,9.0258064516128434E-6,null,6.9076611409575963E-5,1.8280406962303725E-2,null,5.6666116845118008E-3,8.0264220406305979E-3,1.2758558323624082E-4,2.1739345270815344E-3,3.7946571402702613E-6,null,6.5000685416384614E-5,1.6063349178016828E-2]
[2004,3,8,8,5.9955894976996982E-3,1.222720347669203E-2,1.9955900850000209E-4,2.3558411105742906E-3,9.0258064516128434E-6,null,6.9076611409575963E-5,2.085403099519818E-2,null,6.1834977028933889E-3,9.4503956922651206E-3,9.5689187427180612E-5,2.4897618111560686E-3,3.7946571402702613E-6,null,6.5000685416384614E-5,1.8288139736298416E-2]
[2004,3,8,9,6.1555428597681499E-3,1.2683233293491313E-2,0,2.7683335124093983E-3,9.0258064516128434E-6,null,6.9076611409575963E-5,2.1676186277078437E-2,null,6.3484641748808085E-3,9.8028607693728693E-3,0,2.9257028535597039E-3,3.7946571402702613E-6,null,6.5000685416384614E-5,1.9145823140370038E-2]
[2004,3,8,10,5.916177946194966E-3,1.3394033107609865E-2,0,3.0000481618901722E-3,9.0258064516128434E-6,null,6.9076611409575963E-5,2.2379335827104579E-2,null,6.1015973081947348E-3,1.0352237371652669E-2,0,3.1705896087713104E-3,3.7946571402702613E-6,null,6.5000685416384614E-5,1.969321963117537E-2]
[2004,3,8,11,6.1541537981145856E-3,1.3325140936037056E-2,0,3.0007035561384742E-3,9.0258064516128434E-6,null,6.9076611409575963E-5,2.2549074901699696E-2,null,6.3470315785452373E-3,1.0298990667882381E-2,0,3.1712822597159554E-3,3.7946571402702613E-6,null,6.5000685416384614E-5,1.9886099848700229E-2]
[2004,3,8,12,5.8826108898954507E-3,1.3269310737386851E-2,0,2.9018267050256916E-3,9.0258064516128434E-6,null,6.9076611409575963E-5,2.2122824943717569E-2,null,6.0669782243497547E-3,1.0255839552434929E-2,0,3.0667846317549772E-3,3.7946571402702613E-6,null,6.5000685416384614E-5,1.9458397751096316E-2]
[2004,3,8,13,5.9717533512831265E-3,1.3153329948580532E-2,0,2.5939235043220621E-3,9.0258064516128434E-6,null,6.9076611409575963E-5,2.1788083415595298E-2,null,6.1589145060835923E-3,1.0166198094434324E-2,0,2.7413782929303094E-3,3.7946571402702613E-6,null,6.5000685416384614E-5,1.913528623600488E-2]
[2004,3,8,14,5.5720974082139607E-3,1.3430514251432449E-2,0,2.4930758944409965E-3,9.0258064516128434E-6,null,6.9076611409575963E-5,2.1564764165496984E-2,null,5.7467329171232368E-3,1.0380433618250433E-2,0,2.6347978759823113E-3,3.7946571402702613E-6,null,6.5000685416384614E-5,1.883075975391264E-2]
[2004,3,8,15,5.9126261539765926E-3,1.268474288322189E-2,0,2.737110286914546E-3,9.0258064516128434E-6,null,6.9076611409575963E-5,2.1403555935522605E-2,null,6.0979341989989009E-3,9.8040275300564656E-3,0,2.8927047052086687E-3,3.7946571402702613E-6,null,6.5000685416384614E-5,1.8863461776820693E-2]
[2004,3,8,16,6.4816293481177586E-3,1.1746389621643896E-2,0,2.8466339360823109E-3,9.0258064516128434E-6,null,6.9076611409575963E-5,2.1143729517253542E-2,null,6.6847705635066446E-3,9.0787750520107888E-3,0,3.0084543616232654E-3,3.7946571402702613E-6,null,6.5000685416384614E-5,1.8840795319697356E-2]
[2004,3,8,17,6.7287547506476161E-3,1.2248326777423321E-2,6.6519669500000691E-5,2.7902656229695792E-3,9.0258064516128434E-6,null,6.9076611409575963E-5,2.1905197195390951E-2,null,6.939641141196504E-3,9.4667218743408454E-3,3.1896395809060204E-5,2.9488817220605086E-3,3.7946571402702613E-6,null,6.5000685416384614E-5,1.9455936475963574E-2]
[2004,3,8,18,6.9843928693633615E-3,1.2553667093932219E-2,2.6607867800000276E-4,2.3434835740144809E-3,9.0258064516128434E-6,null,6.9076611409575963E-5,2.222571388048308E-2,null,7.2032912327274993E-3,9.7027191583732228E-3,1.2758558323624082E-4,2.4767017951522392E-3,3.7946571402702613E-6,null,6.5000685416384614E-5,1.9579093112045858E-2]
[2004,3,8,19,6.7540491622363735E-3,1.2348741454023777E-2,2.6607867800000276E-4,2.572502850106221E-3,9.0258064516128434E-6,null,6.9076611409575963E-5,2.201946380953939E-2,null,6.9657283067729881E-3,9.5443322967889623E-3,1.2758558323624082E-4,2.7187399551420791E-3,3.7946571402702613E-6,null,6.5000685416384614E-5,1.9425181484496925E-2]
[2004,3,8,20,7.5335038378303229E-3,1.2237266381447192E-2,2.6607867800000276E-4,2.852323153385503E-3,9.0258064516128434E-6,null,6.9076611409575963E-5,2.2967263715836038E-2,null,7.7696119278737779E-3,9.4581733032234345E-3,1.2758558323624082E-4,3.0144669895179384E-3,3.7946571402702613E-6,null,6.5000685416384614E-5,2.0438633146408047E-2]
[2004,3,8,21,7.9714234181015951E-3,1.180089078897005E-2,2.6607867800000276E-4,2.6231931616425746E-3,9.0258064516128434E-6,null,6.9076611409575963E-5,2.273967771188724E-2,null,8.2212563774643251E-3,9.120898960221226E-3,1.2758558323624082E-4,2.7723118201088345E-3,3.7946571402702613E-6,null,6.5000685416384614E-5,2.0310848083587282E-2]
[2004,3,8,22,6.4053615463271528E-3,1.1504760397818167E-2,2.6607867800000276E-4,2.0796096793087001E-3,9.0258064516128434E-6,null,6.9076611409575963E-5,2.0333901966627037E-2,null,6.6061124470098639E-3,8.8920200200592135E-3,1.2758558323624082E-4,2.1978276626606315E-3,3.7946571402702613E-6,null,6.5000685416384614E-5,1.7892341055522606E-2]
[2004,3,8,23,5.7548509639619768E-3,1.1453747914719958E-2,2.6607867800000276E-4,2.2401386490684032E-3,9.0258064516128434E-6,null,6.9076611409575963E-5,1.9792907870923356E-2,null,5.9352141653135973E-3,8.8525925130710434E-3,1.2758558323624082E-4,2.3674821001767954E-3,3.7946571402702613E-6,null,6.5000685416384614E-5,1.7351669704354332E-2]
[2004,3,8,24,4.3573359567176395E-3,1.0816860335116394E-2,2.6607867800000276E-4,2.0233336629705938E-3,9.0258064516128434E-6,null,6.9076611409575963E-5,1.754170029797765E-2,null,4.4938995388919831E-3,8.3603426171552659E-3,1.2758558323624082E-4,2.1383525665967652E-3,3.7946571402702613E-6,null,6.5000685416384614E-5,1.518897564843691E-2]
[2004,3,9,1,4.036196413375652E-3,1.0229282953933421E-2,2.6607867800000276E-4,2.4100713839370152E-3,9.0258064516128434E-6,null,6.9076611409575963E-5,1.7019721094419109E-2,null,4.1626951378359598E-3,7.9062045337751196E-3,1.2758558323624082E-4,2.5470748714558574E-3,3.7946571402702613E-6,null,6.5000685416384614E-5,1.4812355468859832E-2]
[2004,3,9,2,3.8071861497652759E-3,1.0215922572375358E-2,2.6607867800000276E-4,2.3050400511436184E-3,9.0258064516128434E-6,null,6.9076611409575963E-5,1.6672319116457272E-2,null,3.9265074469480039E-3,7.8958783056589342E-3,1.2758558323624082E-4,2.4360729026940181E-3,3.7946571402702613E-6,null,6.5000685416384614E-5,1.4454839581093851E-2]
[2004,3,9,3,3.6966645897708998E-3,9.9404846792633707E-3,2.6607867800000276E-4,2.2784004955091787E-3,9.0258064516128434E-6,null,6.9076611409575963E-5,1.625972010771647E-2,null,3.8125220227278136E-3,7.68299258052039E-3,1.2758558323624082E-4,2.4079189885836448E-3,3.7946571402702613E-6,null,6.5000685416384614E-5,1.4099814517624742E-2]
[2004,3,9,4,3.6753981432778543E-3,9.7071965197339221E-3,2.6607867800000276E-4,2.1096525075902897E-3,9.0258064516128434E-6,null,6.9076611409575963E-5,1.5836417513775087E-2,null,3.790589062993178E-3,7.5026843504270432E-3,1.2758558323624082E-4,2.2295783126594286E-3,3.7946571402702613E-6,null,6.5000685416384614E-5,1.3719232651872545E-2]
[2004,3,9,5,3.9397153948184478E-3,9.4220512900804361E-3,2.6607867800000276E-4,2.2822867109377094E-3,9.0258064516128434E-6,null,6.9076611409575963E-5,1.5988223739009613E-2,null,4.0631903006802172E-3,7.2822958327153631E-3,1.2758558323624082E-4,2.4120261207329443E-3,3.7946571402702613E-6,null,6.5000685416384614E-5,1.395389317992142E-2]
[2004,3,9,6,4.2773200516914014E-3,1.0448332054114579E-2,2.6607867800000276E-4,2.2209111657583002E-3,9.0258064516128434E-6,null,6.9076611409575963E-5,1.7290733614737298E-2,null,4.4113758495842826E-3,8.0755074063978468E-3,1.2758558323624082E-4,2.3471616068059735E-3,3.7946571402702613E-6,null,6.5000685416384614E-5,1.5030425788580997E-2]
[2004,3,9,7,5.2676293183948029E-3,1.1118276080246899E-2,2.6607867800000276E-4,2.2013228462954442E-3,9.0258064516128434E-6,null,6.9076611409575963E-5,1.8931398588110167E-2,null,5.4327224708237663E-3,8.5933066031388256E-3,1.2758558323624082E-4,2.326459765105174E-3,3.7946571402702613E-6,null,6.5000685416384614E-5,1.6548869764860662E-2]
[2004,3,9,8,5.6959100700411588E-3,1.2487619390376561E-2,1.9955900850000209E-4,2.6381321663057527E-3,9.0258064516128434E-6,null,6.9076611409575963E-5,2.1097058536955631E-2,null,5.8744260005625434E-3,9.6516709416361555E-3,9.5689187427180612E-5,2.7881000509619737E-3,3.7946571402702613E-6,null,6.5000685416384614E-5,1.8478681523144511E-2]
[2004,3,9,9,5.6492691930620596E-3,1.3068150974724971E-2,0,3.1902542194740943E-3,9.0258064516128434E-6,null,6.9076611409575963E-5,2.1976750998670701E-2,null,5.8263233484760644E-3,1.0100363334333159E-2,0,3.3716081648604169E-3,3.7946571402702613E-6,null,6.5000685416384614E-5,1.93670901902263E-2]
[2004,3,9,10,5.5908120060973055E-3,1.3230805553871914E-2,0,3.421293688336326E-3,9.0258064516128434E-6,null,6.9076611409575963E-5,2.2311987859715124E-2,null,5.7660340505758583E-3,1.0226078927193589E-2,0,3.6157813579764586E-3,3.7946571402702613E-6,null,6.5000685416384614E-5,1.9676689678302564E-2]
[2004,3,9,11,5.6784384904444221E-3,1.3261551007497282E-2,0,3.1880937256151434E-3,9.0258064516128434E-6,null,6.9076611409575963E-5,2.2197159834966423E-2,null,5.8564068429227834E-3,1.0249842063470155E-2,0,3.369324855056921E-3,3.7946571402702613E-6,null,6.5000685416384614E-5,1.9544369104006514E-2]
[2004,3,9,12,5.7851081324940866E-3,1.2983609178634337E-2,0,3.2333479574527704E-3,9.0258064516128434E-6,null,6.9076611409575963E-5,2.207114187999077E-2,null,5.9664196259586501E-3,1.003502104841191E-2,0,3.4171516196535622E-3,3.7946571402702613E-6,null,6.5000685416384614E-5,1.9487387636580776E-2]
[2004,3,9,13,5.6833232588028261E-3,1.2880656474894416E-2,0,3.1174445172337359E-3,9.0258064516128434E-6,null,6.9076611409575963E-5,2.1750500862340556E-2,null,5.8614447051605076E-3,9.9554489868374507E-3,0,3.2946595050777129E-3,3.7946571402702613E-6,null,6.5000685416384614E-5,1.9180348539632328E-2]
[2004,3,9,14,5.3954333305054961E-3,1.3024174386884385E-2,0,3.3805378151385082E-3,9.0258064516128434E-6,null,6.9076611409575963E-5,2.1869222143937966E-2,null,5.5645319977452199E-3,1.0066373865107312E-2,0,3.5727086667780654E-3,3.7946571402702613E-6,null,6.5000685416384614E-5,1.9272409872187254E-2]
[2004,3,9,15,5.3414236767455447E-3,1.2936479362936962E-2,0,3.1368896243454732E-3,9.0258064516128434E-6,null,6.9076611409575963E-5,2.1483869275437557E-2,null,5.5088296235104826E-3,9.9985944519221451E-3,0,3.3152099933442332E-3,3.7946571402702613E-6,null,6.5000685416384614E-5,1.8891429411333517E-2]
[2004,3,9,16,5.7190116807349992E-3,1.22519995006361E-2,0,2.7475208218492924E-3,9.0258064516128434E-6,null,6.9076611409575963E-5,2.0787608614629968E-2,null,5.8982516405122606E-3,9.4695605191458566E-3,0,2.9037070398728769E-3,3.7946571402702613E-6,null,6.5000685416384614E-5,1.8340314542087652E-2]
[2004,3,9,17,6.2166907771850364E-3,1.2044086702641305E-2,6.6519669500000691E-5,2.9154341023498276E-3,9.0258064516128434E-6,null,6.9076611409575963E-5,2.1314061626526604E-2,null,6.4115285336113553E-3,9.3088648854891265E-3,3.1896395809060204E-5,3.0811655584035498E-3,3.7946571402702613E-6,null,6.5000685416384614E-5,1.8902250715869748E-2]
[2004,3,9,18,6.5651239741589592E-3,1.2392293814707699E-2,2.6607867800000276E-4,3.2025897336780112E-3,9.0258064516128434E-6,null,6.9076611409575963E-5,2.2504177865717685E-2,null,6.7708820006768828E-3,9.5779938811880357E-3,1.2758558323624082E-4,3.3846449066203053E-3,3.7946571402702613E-6,null,6.5000685416384614E-5,1.9929901714278123E-2]
[2004,3,9,19,7.1766903919933626E-3,1.2138778130981085E-2,2.6607867800000276E-4,3.3573676930278131E-3,9.0258064516128434E-6,null,6.9076611409575963E-5,2.3017006559175279E-2,null,7.4016155659579362E-3,9.3820518139787461E-3,1.2758558323624082E-4,3.5482214104295383E-3,3.7946571402702613E-6,null,6.5000685416384614E-5,2.0528269716159116E-2]
[2004,3,9,20,7.663820181207143E-3,1.1975598042024766E-2,2.6607867800000276E-4,3.2805877893776814E-3,9.0258064516128434E-6,null,6.9076611409575963E-5,2.3264176355782609E-2,null,7.904012525217741E-3,9.2559300550110572E-3,1.2758558323624082E-4,3.4670768582293521E-3,3.7946571402702613E-6,null,6.5000685416384614E-5,2.0823400364251048E-2]
[2004,3,9,21,7.6491801183205628E-3,1.1890592411389142E-2,2.6607867800000276E-4,2.8742162828917666E-3,9.0258064516128434E-6,null,6.9076611409575963E-5,2.2758159155774491E-2,null,7.888913627058668E-3,9.1902292717445863E-3,1.2758558323624082E-4,3.0376046610386216E-3,3.7946571402702613E-6,null,6.5000685416384614E-5,2.0313128485634772E-2]
[2004,3,9,22,6.6445807295085505E-3,1.2150852669209126E-2,2.6607867800000276E-4,2.4732040553184769E-3,9.0258064516128434E-6,null,6.9076611409575963E-5,2.1612807797209175E-2,null,6.8528290159573756E-3,9.3913842148236233E-3,1.2758558323624082E-4,2.6137963975962648E-3,3.7946571402702613E-6,null,6.5000685416384614E-5,1.9054390554170162E-2]
[2004,3,9,23,5.9651152164853331E-3,1.1609183586034775E-2,2.6607867800000276E-4,2.3027890212985336E-3,9.0258064516128434E-6,null,6.9076611409575963E-5,2.0221258166991659E-2,null,6.1520683250217631E-3,8.9727286178981208E-3,1.2758558323624082E-4,2.4336939102743223E-3,3.7946571402702613E-6,null,6.5000685416384614E-5,1.7754871778987102E-2]
[2004,3,9,24,4.7471541496797685E-3,1.0867435030748199E-2,2.6607867800000276E-4,2.3620110799265608E-3,9.0258064516128434E-6,null,6.9076611409575963E-5,1.8320770603527547E-2,null,4.8959350521058514E-3,8.3994317585642173E-3,1.2758558323624082E-4,2.4962825200444284E-3,3.7946571402702613E-6,null,6.5000685416384614E-5,1.5988030256507395E-2]
[2004,3,10,1,4.5200198593772084E-3,1.0152405691240119E-2,2.6607867800000276E-4,2.7201287597634939E-3,9.0258064516128434E-6,null,6.9076611409575963E-5,1.7736724653553842E-2,null,4.6616821295411802E-3,7.846786159526678E-3,1.2758558323624082E-4,2.8747578421515533E-3,3.7946571402702613E-6,null,6.5000685416384614E-5,1.5579607057012307E-2]
[2004,3,10,2,4.3640638977273244E-3,9.9578451276401154E-3,2.6607867800000276E-4,2.708609514764117E-3,9.0258064516128434E-6,null,6.9076611409575963E-5,1.7374688883304578E-2,null,4.500838340788702E-3,7.6964104570502213E-3,1.2758558323624082E-4,2.8625837714283341E-3,3.7946571402702613E-6,null,6.5000685416384614E-5,1.5256213495060154E-2]
[2004,3,10,3,4.4073179529269847E-3,9.2858258677868382E-3,2.6607867800000276E-4,2.9073927873831283E-3,9.0258064516128434E-6,null,6.9076611409575963E-5,1.6944706951269973E-2,null,4.5454480244687704E-3,7.1770073138423046E-3,1.2758558323624082E-4,3.0726671249456648E-3,3.7946571402702613E-6,null,6.5000685416384614E-5,1.4991503389049634E-2]
[2004,3,10,4,4.2903305215287891E-3,9.3137165484622093E-3,2.6607867800000276E-4,2.5553542931974998E-3,9.0258064516128434E-6,null,6.9076611409575963E-5,1.6503571706361519E-2,null,4.4247940815002468E-3,7.1985639984113734E-3,1.2758558323624082E-4,2.7006165673142124E-3,3.7946571402702613E-6,null,6.5000685416384614E-5,1.4520355573018727E-2]
[2004,3,10,5,4.4136775080483113E-3,9.4471809362948571E-3,2.6607867800000276E-4,2.4567440319163856E-3,9.0258064516128434E-6,null,6.9076611409575963E-5,1.6661772819432576E-2,null,4.5520068948682922E-3,7.3017185159794159E-3,1.2758558323624082E-4,2.5964006838134824E-3,3.7946571402702613E-6,null,6.5000685416384614E-5,1.4646507020454086E-2]
[2004,3,10,6,4.9723375694131272E-3,9.9975922337497483E-3,2.6607867800000276E-4,2.7050544846799521E-3,9.0258064516128434E-6,null,6.9076611409575963E-5,1.801915463101585E-2,null,5.1281759617253517E-3,7.7271309632620071E-3,1.2758558323624082E-4,2.8588266512637626E-3,3.7946571402702613E-6,null,6.5000685416384614E-5,1.5910514502044018E-2]
[2004,3,10,7,5.8986565333160974E-3,1.1086239466511445E-2,2.6607867800000276E-4,2.3998713449156959E-3,9.0258064516128434E-6,null,6.9076611409575963E-5,1.9728937687916257E-2,null,6.0835267554443335E-3,8.568545530255935E-3,1.2758558323624082E-4,2.5362949986055222E-3,3.7946571402702613E-6,null,6.5000685416384614E-5,1.7384748210098687E-2]
[2004,3,10,8,6.2360231991169376E-3,1.2744135148064622E-2,1.9955900850000209E-4,2.7302776770421078E-3,9.0258064516128434E-6,null,6.9076611409575963E-5,2.1985832934455822E-2,null,6.431466854380838E-3,9.8499317635873419E-3,9.5689187427180612E-5,2.8854836871805142E-3,3.7946571402702613E-6,null,6.5000685416384614E-5,1.9331366835132532E-2]
[2004,3,10,9,6.2111244954165049E-3,1.3221904594265579E-2,0,3.4004792859544984E-3,9.0258064516128434E-6,null,6.9076611409575963E-5,2.2902584987046157E-2,null,{"$f":"E1667*Y$5","v":6.4057877986022993E-3},{"$f":"F1667*Z$5","v":1.0219199382702399E-2},{"$f":"G1667*AA$5","v":0},{"$f":"H1667*AB$5","v":3.5937837351572876E-3},{"$f":"I1667*AC$5","v":3.7946571402702613E-6},null,{"$f":"K1667*AE$5","v":6.5000685416384614E-5},2.0287566259018643E-2]
[2004,3,10,10,6.112009197007006E-3,1.3465666334748484E-2,0,3.6051928515794963E-3,9.0258064516128434E-6,null,6.9076611409575963E-5,2.3251944994744558E-2,null,6.3035661204383971E-3,1.0407602635056055E-2,0,3.8101344965184654E-3,3.7946571402702613E-6,null,6.5000685416384614E-5,{"$f":"SUM(N1668:T1668)","v":2.0590098594569572E-2}]
[2004,3,10,11,6.1951311837368742E-3,1.3494948699736359E-2,0,3.3731249871916838E-3,9.0258064516128434E-6,null,6.9076611409575963E-5,2.3132281482074493E-2,null,6.3892932393816264E-3,1.0430234951306313E-2,0,3.5648744474617317E-3,3.7946571402702613E-6,null,6.5000685416384614E-5,2.0453197980706325E-2]
[2004,3,10,12,6.1370665299209908E-3,1.3602381366030074E-2,0,3.1924285048814246E-3,9.0258064516128434E-6,null,6.9076611409575963E-5,2.3000953012242066E-2,null,6.3294087770401717E-3,1.0513269572320518E-2,0,3.3739060502099112E-3,3.7946571402702613E-6,null,6.5000685416384614E-5,2.0285379742127258E-2]
[2004,3,10,13,6.1200859416464005E-3,1.3252809131535093E-2,0,3.2248315026665534E-3,9.0258064516128434E-6,null,6.9076611409575963E-5,2.2666803187257625E-2,null,6.3118959989171882E-3,1.0243085474599047E-2,0,3.4081510364656785E-3,3.7946571402702613E-6,null,6.5000685416384614E-5,2.0031927852538572E-2]
[2004,3,10,14,5.7497461409962061E-3,1.3582471354669808E-2,0,3.3892311271173691E-3,9.0258064516128434E-6,null,6.9076611409575963E-5,2.2790525234192959E-2,null,5.9299493517211005E-3,1.0497881140619785E-2,0,3.5818961608243666E-3,3.7946571402702613E-6,null,6.5000685416384614E-5,2.007852199572191E-2]
[2004,3,10,15,5.7085415515972611E-3,1.3413151604135577E-2,0,3.1981712910118059E-3,9.0258064516128434E-6,null,6.9076611409575963E-5,2.238894105815422E-2,null,5.887453366298017E-3,1.0367014042177011E-2,0,3.3799752921179847E-3,3.7946571402702613E-6,null,6.5000685416384614E-5,1.9703238043149666E-2]
[2004,3,10,16,6.1304851703818672E-3,1.2629989636414273E-2,0,2.8337941517903274E-3,9.0258064516128434E-6,null,6.9076611409575963E-5,2.1663345569996044E-2,null,6.3226211506345114E-3,9.7617087898183887E-3,0,2.9948846839186988E-3,3.7946571402702613E-6,null,6.5000685416384614E-5,1.9148009966928257E-2]
[2004,3,10,17,6.7361481660351864E-3,1.2205800001533706E-2,6.6519669500000691E-5,3.1321808322953013E-3,9.0258064516128434E-6,null,6.9076611409575963E-5,2.2211979044214632E-2,null,6.9472662741518407E-3,9.4338529636010145E-3,3.1896395809060204E-5,3.3102335241882398E-3,3.7946571402702613E-6,null,6.5000685416384614E-5,1.9792044500306812E-2]
[2004,3,10,18,7.1914924005840137E-3,1.2377752841077625E-2,2.6607867800000276E-4,3.5388161784562894E-3,9.0258064516128434E-6,null,6.9076611409575963E-5,2.3452231763290945E-2,null,7.4168814853731359E-3,9.5667551744128554E-3,1.2758558323624082E-4,3.7399845593465721E-3,3.7946571402702613E-6,null,6.5000685416384614E-5,2.0920002144925461E-2]
[2004,3,10,19,7.7370594988083715E-3,1.2384026430490237E-2,2.6607867800000276E-4,3.5214094212699127E-3,9.0258064516128434E-6,null,6.9076611409575963E-5,2.3986665693741544E-2,null,7.9795472415825682E-3,9.5716040266032205E-3,1.2758558323624082E-4,3.72158829352704E-3,3.7946571402702613E-6,null,6.5000685416384614E-5,2.1469120487505725E-2]
[2004,3,10,20,8.1641806467946127E-3,1.2402010137546195E-2,2.6607867800000276E-4,3.3338871729633951E-3,9.0258064516128434E-6,null,6.9076611409575963E-5,2.4244248300477222E-2,null,8.4200548244388329E-3,9.5855036192628619E-3,1.2758558323624082E-4,3.5234061111718475E-3,3.7946571402702613E-6,null,6.5000685416384614E-5,2.1725345480666441E-2]
[2004,3,10,21,8.3074420503118623E-3,1.1856504945095724E-2,2.6607867800000276E-4,3.2087954717899022E-3,9.0258064516128434E-6,null,6.9076611409575963E-5,2.371691281037051E-2,null,8.567806193991747E-3,9.1638830965759463E-3,1.2758558323624082E-4,3.3912034175876495E-3,3.7946571402702613E-6,null,6.5000685416384614E-5,2.1319273633948241E-2]
[2004,3,10,22,7.3611054511912829E-3,1.1874942679054704E-2,2.6607867800000276E-4,2.9430911270887723E-3,9.0258064516128434E-6,null,6.9076611409575963E-5,2.2523309600507777E-2,null,7.5918103908983016E-3,9.1781336062622555E-3,1.2758558323624082E-4,3.1103947809076249E-3,3.7946571402702613E-6,null,6.5000685416384614E-5,2.007671970386108E-2]
[2004,3,10,23,6.6316002022002978E-3,1.1429937377305065E-2,2.6607867800000276E-4,2.6674289968146711E-3,9.0258064516128434E-6,null,6.9076611409575963E-5,2.1073136919493054E-2,null,6.8394416650015234E-3,8.8341893679328137E-3,1.2758558323624082E-4,2.8190622960223956E-3,3.7946571402702613E-6,null,6.5000685416384614E-5,1.8689074254749628E-2]
[2004,3,10,24,5.2204673628991251E-3,1.1030605806108418E-2,2.6607867800000276E-4,2.4973428334747316E-3,9.0258064516128434E-6,null,6.9076611409575963E-5,1.9092586345655298E-2,null,5.3840824090611375E-3,8.5255463190610017E-3,1.2758558323624082E-4,2.639307374440862E-3,3.7946571402702613E-6,null,6.5000685416384614E-5,1.6745317028355897E-2]
[2004,3,11,1,4.5894795850299546E-3,1.0455819550773827E-2,2.6607867800000276E-4,2.6401385741408427E-3,9.0258064516128434E-6,null,6.9076611409575963E-5,1.8029608053117645E-2,null,4.7333187974922045E-3,8.0812944865187673E-3,1.2758558323624082E-4,2.7902205155310778E-3,3.7946571402702613E-6,null,6.5000685416384614E-5,1.5801214725334946E-2]
[2004,3,11,2,4.4523884755383551E-3,1.0215913804995631E-2,2.6607867800000276E-4,2.6491210440527609E-3,9.0258064516128434E-6,null,6.9076611409575963E-5,1.7661593667759767E-2,null,4.5919311055974132E-3,7.8958715293582227E-3,1.2758558323624082E-4,2.7997136050506425E-3,3.7946571402702613E-6,null,6.5000685416384614E-5,1.5483897165799173E-2]
[2004,3,11,3,4.3920813998841813E-3,9.8165079702126606E-3,2.6607867800000276E-4,2.6717522505713001E-3,9.0258064516128434E-6,null,6.9076611409575963E-5,1.7224511963841161E-2,null,4.5297339415122347E-3,7.5871710822205179E-3,1.2758558323624082E-4,2.8236313104838878E-3,3.7946571402702613E-6,null,6.5000685416384614E-5,1.5136917260009536E-2]
[2004,3,11,4,4.3408886530125609E-3,9.6770767097310879E-3,2.6607867800000276E-4,2.4139559906137869E-3,9.0258064516128434E-6,null,6.9076611409575963E-5,1.6776091696530458E-2,null,4.4769367590488732E-3,7.4794047736010559E-3,1.2758558323624082E-4,2.5511803034019153E-3,3.7946571402702613E-6,null,6.5000685416384614E-5,1.470390276184474E-2]
[2004,3,11,5,4.5984299048716865E-3,9.4805714921963116E-3,2.6607867800000276E-4,2.5137343832753135E-3,9.0258064516128434E-6,null,6.9076611409575963E-5,1.6936906123516331E-2,null,4.742549629957093E-3,7.3275260496689434E-3,1.2758558323624082E-4,2.6566307221555993E-3,3.7946571402702613E-6,null,6.5000685416384614E-5,1.492308732757453E-2]
[2004,3,11,6,5.0192990893222428E-3,1.0432413143307527E-2,2.6607867800000276E-4,2.5208195069086454E-3,9.0258064516128434E-6,null,6.9076611409575963E-5,1.8316702082711436E-2,null,5.1766093060351664E-3,8.0632036930914242E-3,1.2758558323624082E-4,2.6641186084015818E-3,3.7946571402702613E-6,null,6.5000685416384614E-5,1.610031253332107E-2]
[2004,3,11,7,6.1307248564911408E-3,1.1140273744890813E-2,2.6607867800000276E-4,2.439548840078693E-3,9.0258064516128434E-6,null,6.9076611409575963E-5,2.0054717784633667E-2,null,6.322868348763516E-3,8.6103085803764679E-3,1.2758558323624082E-4,2.5782280100364497E-3,3.7946571402702613E-6,null,6.5000685416384614E-5,1.7707785864969329E-2]
[2004,3,11,8,6.4845293270968446E-3,1.2776088222437958E-2,1.9955900850000209E-4,2.812865216769136E-3,9.0258064516128434E-6,null,6.9076611409575963E-5,2.2348879676536097E-2,null,6.6877614309371943E-3,9.8746282689647202E-3,9.5689187427180612E-5,2.9727660177106762E-3,3.7946571402702613E-6,null,6.5000685416384614E-5,1.9699640247596427E-2]
[2004,3,11,9,6.4222212444460932E-3,1.333280332313741E-2,0,3.4566696618937693E-3,9.0258064516128434E-6,null,6.9076611409575963E-5,2.3280770840886846E-2,null,6.6235005461500636E-3,1.0304912920683987E-2,0,3.6531683224879648E-3,3.7946571402702613E-6,null,6.5000685416384614E-5,2.0650377131878672E-2]
[2004,3,11,10,6.3066785055301885E-3,1.3609224833897447E-2,0,3.6509211268289242E-3,9.0258064516128434E-6,null,6.9076611409575963E-5,2.3635901077666135E-2,null,6.5043365738756739E-3,1.0518558883108323E-2,0,3.8584622521107368E-3,3.7946571402702613E-6,null,6.5000685416384614E-5,2.0950153051651387E-2]
[2004,3,11,11,6.3946008072116606E-3,1.3620560566607671E-2,0,3.4300210776013495E-3,9.0258064516128434E-6,null,6.9076611409575963E-5,2.3514259062830258E-2,null,6.595014454789481E-3,1.0527320261765151E-2,0,3.625004866474386E-3,3.7946571402702613E-6,null,6.5000685416384614E-5,2.0816134925585674E-2]
[2004,3,11,12,6.4091124028796895E-3,1.352005167397473E-2,0,3.3825236554120433E-3,9.0258064516128434E-6,null,6.9076611409575963E-5,2.3380764343676041E-2,null,6.6099808594295923E-3,1.0449637019821618E-2,0,3.574807394597149E-3,3.7946571402702613E-6,null,6.5000685416384614E-5,2.0703220616405015E-2]
[2004,3,11,13,6.3900914626797492E-3,1.3165558664419843E-2,0,3.4163690457404356E-3,9.0258064516128434E-6,null,6.9076611409575963E-5,2.3041095784249607E-2,null,6.5903637825636173E-3,1.0175649659030436E-2,0,3.610576767983608E-3,3.7946571402702613E-6,null,6.5000685416384614E-5,2.0445385552134317E-2]
[2004,3,11,14,5.9806555087259742E-3,1.3585406324038247E-2,0,3.5317211373323389E-3,9.0258064516128434E-6,null,6.9076611409575963E-5,2.316685958150614E-2,null,6.1680956666883601E-3,1.0500149576074329E-2,0,3.7324861918379554E-3,3.7946571402702613E-6,null,6.5000685416384614E-5,2.0469526777157302E-2]
[2004,3,11,15,5.9266723215498215E-3,1.3429787569090577E-2,0,3.3331078336533019E-3,9.0258064516128434E-6,null,6.9076611409575963E-5,2.2758644335703276E-2,null,6.112420588528544E-3,1.037987196605528E-2,0,3.5225824693551335E-3,3.7946571402702613E-6,null,6.5000685416384614E-5,2.0083670366495613E-2]
[2004,3,11,16,6.3011532941013712E-3,1.2777630584167102E-2,0,2.8732084914678923E-3,9.0258064516128434E-6,null,6.9076611409575963E-5,2.2021068981145944E-2,null,6.4986381963948276E-3,9.8758203590995405E-3,0,3.0365395804652709E-3,3.7946571402702613E-6,null,6.5000685416384614E-5,1.9479793478516295E-2]
[2004,3,11,17,6.8643819049734548E-3,1.2491162970968445E-2,6.6519669500000691E-5,3.085364171595164E-3,9.0258064516128434E-6,null,6.9076611409575963E-5,2.2578759091887505E-2,null,7.079518996000532E-3,9.6544097722137748E-3,3.1896395809060204E-5,3.2607555125286855E-3,3.7946571402702613E-6,null,6.5000685416384614E-5,2.0095376019108709E-2]
[2004,3,11,18,7.2120334908673308E-3,1.2986516552064124E-2,2.6607867800000276E-4,3.2967741735368569E-3,9.0258064516128434E-6,null,6.9076611409575963E-5,2.3839494559641333E-2,null,7.4380663554564777E-3,1.0037268154987756E-2,1.2758558323624082E-4,3.48418337740814E-3,3.7946571402702613E-6,null,6.5000685416384614E-5,2.1155898813645272E-2]
[2004,3,11,19,7.8027290881210925E-3,1.2910598026821976E-2,2.6607867800000276E-4,3.3252539832089333E-3,9.0258064516128434E-6,null,6.9076611409575963E-5,2.4382751441325023E-2,null,8.0472749862557074E-3,9.9785907881410219E-3,1.2758558323624082E-4,3.5142821570721232E-3,3.7946571402702613E-6,null,6.5000685416384614E-5,2.1736528857261749E-2]
[2004,3,11,20,8.3942981300782586E-3,1.2508979591133364E-2,2.6607867800000276E-4,3.3971400878954599E-3,9.0258064516128434E-6,null,6.9076611409575963E-5,2.46445881522801E-2,null,8.657384436452125E-3,9.6681802235502757E-3,1.2758558323624082E-4,3.5902547162561553E-3,3.7946571402702613E-6,null,6.5000685416384614E-5,2.2112200302051455E-2]
[2004,3,11,21,8.4577994588342226E-3,1.2152208629879821E-2,2.6607867800000276E-4,3.1543681216981757E-3,9.0258064516128434E-6,null,6.9076611409575963E-5,2.4108546553585238E-2,null,8.7228759649571747E-3,9.3924322357309097E-3,1.2758558323624082E-4,3.3336820774885422E-3,3.7946571402702613E-6,null,6.5000685416384614E-5,2.1645371203969522E-2]
[2004,3,11,22,7.5154078158028341E-3,1.2123729136092559E-2,2.6607867800000276E-4,2.9119250939147467E-3,9.0258064516128434E-6,null,6.9076611409575963E-5,2.289523238898316E-2,null,7.7509487571077651E-3,9.3704204579831956E-3,1.2758558323624082E-4,3.0774570760456039E-3,3.7946571402702613E-6,null,6.5000685416384614E-5,2.0395207216929459E-2]
[2004,3,11,23,6.8707484593054161E-3,1.1443178788650817E-2,2.6607867800000276E-4,2.7630153665569738E-3,9.0258064516128434E-6,null,6.9076611409575963E-5,2.1421112957686225E-2,null,7.0860850849734569E-3,8.844423644067987E-3,1.2758558323624082E-4,2.9200823911311926E-3,3.7946571402702613E-6,null,6.5000685416384614E-5,1.9046972045965536E-2]
[2004,3,11,24,5.465402370903147E-3,1.0962480025425207E-2,2.6607867800000276E-4,2.6358056876248839E-3,9.0258064516128434E-6,null,6.9076611409575963E-5,1.9407858427126258E-2,null,5.6366939429114997E-3,8.4728919581903341E-3,1.2758558323624082E-4,2.7856413207241423E-3,3.7946571402702613E-6,null,6.5000685416384614E-5,1.7091608147618873E-2]
[2004,3,12,1,4.4044266226844096E-3,9.7394196408692926E-3,2.6607867800000276E-4,2.5458670812222293E-3,9.0258064516128434E-6,null,6.9076611409575963E-5,1.7033883687948951E-2,null,4.5424660768354098E-3,7.5275895747287025E-3,1.2758558323624082E-4,2.6905900430446647E-3,3.7946571402702613E-6,null,6.5000685416384614E-5,1.4957026620401671E-2]
[2004,3,12,2,4.0282872629279149E-3,9.6559628522684005E-3,2.6607867800000276E-4,2.5144799496629733E-3,9.0258064516128434E-6,null,6.9076611409575963E-5,1.6542900408032309E-2,null,4.1545381061305394E-3,7.4630858902200083E-3,1.2758558323624082E-4,2.6574186711863491E-3,3.7946571402702613E-6,null,6.5000685416384614E-5,1.4471423593329792E-2]
[2004,3,12,3,4.0065096591496369E-3,9.4869186921718758E-3,2.6607867800000276E-4,2.3729284959494771E-3,9.0258064516128434E-6,null,6.9076611409575963E-5,1.621052719044401E-2,null,4.1320779688931303E-3,7.3324317954039653E-3,1.2758558323624082E-4,2.5078205500789473E-3,3.7946571402702613E-6,null,6.5000685416384614E-5,1.4168711240168937E-2]
[2004,3,12,4,3.9662790011631265E-3,9.3525330638675117E-3,2.6607867800000276E-4,2.3690488340902625E-3,9.0258064516128434E-6,null,6.9076611409575963E-5,1.6032031242293923E-2,null,4.0905864389374994E-3,7.2285652518193407E-3,1.2758558323624082E-4,2.5037203440447142E-3,3.7946571402702613E-6,null,6.5000685416384614E-5,1.4019252960594449E-2]
[2004,3,12,5,4.0985149746316975E-3,9.1248391677430547E-3,2.6607867800000276E-4,2.1695383318074712E-3,9.0258064516128434E-6,null,6.9076611409575963E-5,1.5737062817355242E-2,null,4.226966829639113E-3,7.0525808233937014E-3,1.2758558323624082E-4,2.292868420594253E-3,3.7946571402702613E-6,null,6.5000685416384614E-5,1.3768796999419962E-2]
[2004,3,12,6,4.9022607154323456E-3,9.900380496796285E-3,2.6607867800000276E-4,2.2748415799107922E-3,9.0258064516128434E-6,null,6.9076611409575963E-5,1.7421653135312444E-2,null,5.055902823982614E-3,7.6519960902803096E-3,1.2758558323624082E-4,2.404157762027992E-3,3.7946571402702613E-6,null,6.5000685416384614E-5,1.5308437602083811E-2]
[2004,3,12,7,5.9236922546747834E-3,1.0551593714675483E-2,2.6607867800000276E-4,1.6386148846872599E-3,9.0258064516128434E-6,null,6.9076611409575963E-5,1.8458071197210549E-2,null,6.1093471231614882E-3,8.1553182604497277E-3,1.2758558323624082E-4,1.7317639737137063E-3,3.7946571402702613E-6,null,6.5000685416384614E-5,1.6192810283117819E-2]
[2004,3,12,8,6.1388337471490811E-3,1.2372766841375333E-2,1.9955900850000209E-4,2.1766550329048811E-3,9.0258064516128434E-6,null,6.9076611409575963E-5,2.096365253166145E-2,null,6.3312313807515506E-3,9.5629014992697214E-3,9.5689187427180612E-5,2.3003896793643E-3,3.7946571402702613E-6,null,6.5000685416384614E-5,1.8359007089369411E-2]
[2004,3,12,9,6.1222493647855444E-3,1.3110527888069396E-2,0,2.7119464058455605E-3,9.0258064516128434E-6,null,6.9076611409575963E-5,2.201380027011008E-2,null,6.314127226057808E-3,1.0133116416432844E-2,0,2.8661103522088774E-3,3.7946571402702613E-6,null,6.5000685416384614E-5,1.9382149337256186E-2]
[2004,3,12,10,5.9678312206635983E-3,1.3478605904456091E-2,0,3.0030008215880875E-3,9.0258064516128434E-6,null,6.9076611409575963E-5,2.2518514558117354E-2,null,6.1548694516839197E-3,1.0417603618032876E-2,0,3.1737101160602831E-3,3.7946571402702613E-6,null,6.5000685416384614E-5,1.9814978528333735E-2]
[2004,3,12,11,5.9843249544881925E-3,1.3157922913300179E-2,0,3.134847843402829E-3,9.0258064516128434E-6,null,6.9076611409575963E-5,2.234617232260078E-2,null,6.1718801168162878E-3,1.0169747993156793E-2,0,3.3130521448395422E-3,3.7946571402702613E-6,null,6.5000685416384614E-5,1.972347559736928E-2]
[2004,3,12,12,6.0061534074736149E-3,1.3149425588248751E-2,0,2.9269214486941464E-3,9.0258064516128434E-6,null,6.9076611409575963E-5,2.2151577055826089E-2,null,6.1943926969295297E-3,1.016318041748711E-2,0,3.0933059171532264E-3,3.7946571402702613E-6,null,6.5000685416384614E-5,1.9519674374126522E-2]
[2004,3,12,13,5.5100575012094997E-3,1.3051869863366282E-2,0,2.9746672655441841E-3,9.0258064516128434E-6,null,6.9076611409575963E-5,2.1605671241529543E-2,null,5.6827486128947727E-3,1.0087779676512894E-2,0,3.1437659039927875E-3,3.7946571402702613E-6,null,6.5000685416384614E-5,1.898308953595711E-2]
[2004,3,12,14,5.2736036216387743E-3,1.3322480327480481E-2,0,2.834929869453696E-3,9.0258064516128434E-6,null,6.9076611409575963E-5,2.1500090429982528E-2,null,5.4388840151389098E-3,1.0296934285677749E-2,0,2.9960849628567895E-3,3.7946571402702613E-6,null,6.5000685416384614E-5,1.8800698606230105E-2]
[2004,3,12,15,5.2902764906759877E-3,1.311752106422771E-2,0,2.6060915165259371E-3,9.0258064516128434E-6,null,6.9076611409575963E-5,2.1082965682839214E-2,null,5.4560794297735856E-3,1.0138521436637812E-2,0,2.7542380108318719E-3,3.7946571402702613E-6,null,6.5000685416384614E-5,1.8417634219799927E-2]
[2004,3,12,16,5.6091502475686394E-3,1.2178396904820483E-2,0,2.1667249330763229E-3,9.0258064516128434E-6,null,6.9076611409575963E-5,2.0023348696875023E-2,null,5.7849470322028701E-3,9.4126731322825112E-3,0,2.2898950907338789E-3,3.7946571402702613E-6,null,6.5000685416384614E-5,1.7556310597775918E-2]
[2004,3,12,17,6.044729283242881E-3,1.2062435434864828E-2,6.6519669500000691E-5,2.1107071520051657E-3,9.0258064516128434E-6,null,6.9076611409575963E-5,2.0355721914463314E-2,null,6.2341775820184565E-3,9.3230466058059798E-3,3.1896395809060204E-5,2.2306929096399808E-3,3.7946571402702613E-6,null,6.5000685416384614E-5,1.7888608835830135E-2]
[2004,3,12,18,6.5932405905346578E-3,1.167134279713272E-2,2.6607867800000276E-4,2.1532012655246552E-3,9.0258064516128434E-6,null,6.9076611409575963E-5,2.0761954996365052E-2,null,6.7998798219651765E-3,9.0207714219550268E-3,1.2758558323624082E-4,2.2756026535802098E-3,3.7946571402702613E-6,null,6.5000685416384614E-5,1.8292634823293307E-2]
[2004,3,12,19,6.9768222706302159E-3,1.1662761095807862E-2,2.6607867800000276E-4,2.3960736817653636E-3,9.0258064516128434E-6,null,6.9076611409575963E-5,2.137982739137646E-2,null,7.1954833633105066E-3,9.0141386319317514E-3,1.2758558323624082E-4,2.5322814525981572E-3,3.7946571402702613E-6,null,6.5000685416384614E-5,1.8938284373633311E-2]
[2004,3,12,20,7.5388874973187645E-3,1.0905658417827724E-2,2.6607867800000276E-4,2.9414769528684215E-3,9.0258064516128434E-6,null,6.9076611409575963E-5,2.173019321118793E-2,null,7.7751643170246212E-3,8.4289745835682099E-3,1.2758558323624082E-4,3.108688846958029E-3,3.7946571402702613E-6,null,6.5000685416384614E-5,1.9509208673343756E-2]
[2004,3,12,21,7.7280570005485048E-3,1.0695569199624073E-2,2.6607867800000276E-4,2.4141225430118199E-3,9.0258064516128434E-6,null,6.9076611409575963E-5,2.1181919086357418E-2,null,7.9702625953719571E-3,8.2665967964897641E-3,1.2758558323624082E-4,2.5513563236769319E-3,3.7946571402702613E-6,null,6.5000685416384614E-5,1.8984596641331553E-2]
[2004,3,12,22,6.9644615917818335E-3,1.0621519957546885E-2,2.6607867800000276E-4,2.608328895784317E-3,9.0258064516128434E-6,null,6.9076611409575963E-5,2.0538480788286052E-2,null,7.1827352875300518E-3,8.2093641970915673E-3,1.2758558323624082E-4,2.7566025766803848E-3,3.7946571402702613E-6,null,6.5000685416384614E-5,1.8345082987094901E-2]
[2004,3,12,23,6.3944026994209348E-3,9.8384183077605755E-3,2.6607867800000276E-4,2.5562405901435876E-3,9.0258064516128434E-6,null,6.9076611409575963E-5,1.9133231940498117E-2,null,6.5948101380881212E-3,7.604105564416189E-3,1.2758558323624082E-4,2.7015532469059763E-3,3.7946571402702613E-6,null,6.5000685416384614E-5,1.7096849875203185E-2]
[2004,3,12,24,5.047026526530541E-3,8.7554663019529366E-3,2.6607867800000276E-4,2.5979347716722071E-3,9.0258064516128434E-6,null,6.9076611409575963E-5,1.6744597943328703E-2,null,5.2052057508635546E-3,6.7670928337355022E-3,1.2758558323624082E-4,2.7456175857323156E-3,3.7946571402702613E-6,null,6.5000685416384614E-5,1.4914297096124267E-2]
[2004,3,13,1,5.1448298916552827E-3,7.9002943699059466E-3,2.6607867800000276E-4,3.3346681285739686E-3,9.0258064516128434E-6,null,6.9076611409575963E-5,1.6723962733308218E-2,null,{"$f":"E1731*Y$5","v":5.3060743783464922E-3},{"$f":"F1731*Z$5","v":6.1061311381058686E-3},{"$f":"G1731*AA$5","v":1.2758558323624082E-4},{"$f":"H1731*AB$5","v":3.5242314611696407E-3},{"$f":"I1731*AC$5","v":3.7946571402702613E-6},null,{"$f":"K1731*AE$5","v":6.5000685416384614E-5},1.5132817903414897E-2]
[2004,3,13,2,5.1772633525380011E-3,7.1862351605688516E-3,2.6607867800000276E-4,3.8760650601937412E-3,9.0258064516128434E-6,null,6.9076611409575963E-5,1.6583733916473616E-2,null,5.3395243386785184E-3,5.5542353518939934E-3,1.2758558323624082E-4,4.0964047707250503E-3,3.7946571402702613E-6,null,6.5000685416384614E-5,{"$f":"SUM(N1732:T1732)","v":1.5186545387090458E-2}]
[2004,3,13,3,4.9685183572055393E-3,7.4045309905299119E-3,2.6607867800000276E-4,3.5638390128933228E-3,9.0258064516128434E-6,null,6.9076611409575963E-5,1.6281058703801796E-2,null,5.1242370513110312E-3,5.7229560225719603E-3,1.2758558323624082E-4,3.7664298477442346E-3,3.7946571402702613E-6,null,6.5000685416384614E-5,1.4810003847420121E-2]
[2004,3,13,4,4.6622579877837822E-3,8.1026270963601345E-3,2.6607867800000276E-4,2.8642347564372421E-3,9.0258064516128434E-6,null,6.9076611409575963E-5,1.597329018375418E-2,null,4.8083781534439757E-3,6.2625139389754121E-3,1.2758558323624082E-4,3.0270557223720995E-3,3.7946571402702613E-6,null,6.5000685416384614E-5,1.4294328740584382E-2]
[2004,3,13,5,4.7332534018045928E-3,7.8136878836190318E-3,2.6607867800000276E-4,2.8447599596847558E-3,9.0258064516128434E-6,null,6.9076611409575963E-5,1.5735871588281401E-2,null,4.8815986398835619E-3,6.0391930547993898E-3,1.2758558323624082E-4,3.0064738567204949E-3,3.7946571402702613E-6,null,6.5000685416384614E-5,1.4123646477196343E-2]
[2004,3,13,6,5.3032986735735733E-3,8.2502628516687715E-3,2.6607867800000276E-4,3.0983610466936351E-3,9.0258064516128434E-6,null,6.9076611409575963E-5,1.6996092915109003E-2,null,5.4695097418496165E-3,6.3766214950206406E-3,1.2758558323624082E-4,3.2744912110608542E-3,3.7946571402702613E-6,null,6.5000685416384614E-5,1.5317003373724006E-2]
[2004,3,13,7,6.0985603019477969E-3,8.8415069089563293E-3,2.6607867800000276E-4,2.8267567274017245E-3,9.0258064516128434E-6,null,6.9076611409575963E-5,1.8110994281478873E-2,null,6.2896957225839446E-3,6.833593549400759E-3,1.2758558323624082E-4,2.9874472084399847E-3,3.7946571402702613E-6,null,6.5000685416384614E-5,1.6307117406217587E-2]
[2004,3,13,8,6.6475289581850883E-3,9.9616848817153918E-3,1.9955900850000209E-4,2.816583134425885E-3,9.0258064516128434E-6,null,6.9076611409575963E-5,1.9701193884558526E-2,null,6.8558696452826438E-3,7.6993781998739609E-3,9.5689187427180612E-5,2.9766952849932817E-3,3.7946571402702613E-6,null,6.5000685416384614E-5,1.7696427660133723E-2]
[2004,3,13,9,6.9252573361144355E-3,1.0747002407897043E-2,0,3.2969050587658565E-3,9.0258064516128434E-6,null,6.9076611409575963E-5,2.103824141418691E-2,null,7.1423023284430415E-3,8.306349481625723E-3,0,3.4843217029698025E-3,3.7946571402702613E-6,null,6.5000685416384614E-5,1.9001768855595225E-2]
[2004,3,13,10,7.6356525558793796E-3,1.0834075229962638E-2,0,3.3454478386000163E-3,9.0258064516128434E-6,null,6.9076611409575963E-5,2.1884252235851609E-2,null,7.8749620963021183E-3,8.3736479954789247E-3,0,3.5356239571396456E-3,3.7946571402702613E-6,null,6.5000685416384614E-5,1.9853029391477348E-2]
[2004,3,13,11,8.2628340341474142E-3,1.0566703663726678E-2,0,3.1189244261369455E-3,9.0258064516128434E-6,null,6.9076611409575963E-5,2.2017538735420613E-2,null,8.5218001147581175E-3,8.1669967278683777E-3,0,3.2962235412322153E-3,3.7946571402702613E-6,null,6.5000685416384614E-5,2.0053815726415368E-2]
[2004,3,13,12,7.7581547545710824E-3,1.0588318540985419E-2,0,3.2576623752693535E-3,9.0258064516128434E-6,null,6.9076611409575963E-5,2.167321228223543E-2,null,8.0013036452857757E-3,8.1837028490451651E-3,0,3.442848220612132E-3,3.7946571402702613E-6,null,6.5000685416384614E-5,1.9696650057499727E-2]
[2004,3,13,13,7.5602769577345092E-3,1.0471369020951173E-2,0,3.2017821004606687E-3,9.0258064516128434E-6,null,6.9076611409575963E-5,2.1302504690555928E-2,null,7.7972241460702273E-3,8.0933126594608558E-3,0,3.3837913624942032E-3,3.7946571402702613E-6,null,6.5000685416384614E-5,1.9343123510581942E-2]
[2004,3,13,14,7.2539678273787957E-3,1.0389040395240929E-2,0,3.1340920718107151E-3,9.0258064516128434E-6,null,6.9076611409575963E-5,2.0846176905840019E-2,null,7.4813149590492499E-3,8.0296809311392221E-3,0,3.3122534104768741E-3,3.7946571402702613E-6,null,6.5000685416384614E-5,1.8892044643222004E-2]
[2004,3,13,15,7.032780174017806E-3,9.6855526684779657E-3,0,3.3728893087178464E-3,9.0258064516128434E-6,null,6.9076611409575963E-5,2.0160298762623194E-2,null,7.2531950474057317E-3,7.485955835271208E-3,0,3.5646253715536673E-3,3.7946571402702613E-6,null,6.5000685416384614E-5,1.8372571596787263E-2]
[2004,3,13,16,7.2705782493630647E-3,8.9623007192492898E-3,0,2.877194354840038E-3,9.0258064516128434E-6,null,6.9076611409575963E-5,1.9179149934861969E-2,null,7.4984459694733665E-3,6.9269549878213229E-3,0,3.0407520251687407E-3,3.7946571402702613E-6,null,6.5000685416384614E-5,1.7534948325020085E-2]
[2004,3,13,17,7.5434706329633163E-3,8.7112373920152641E-3,6.6519669500000691E-5,2.9930030528303544E-3,9.0258064516128434E-6,null,6.9076611409575963E-5,1.9385561122159372E-2,null,7.7798910930557373E-3,6.7329083449645961E-3,3.1896395809060204E-5,3.1631440117767455E-3,3.7946571402702613E-6,null,6.5000685416384614E-5,1.7776635188162797E-2]
[2004,3,13,18,8.3427132196707415E-3,8.7428778787392962E-3,2.6607867800000276E-4,2.8342045430018552E-3,9.0258064516128434E-6,null,6.9076611409575963E-5,2.0263965984584912E-2,null,8.6041827996270522E-3,6.7573632516002759E-3,1.2758558323624082E-4,2.9953184043260339E-3,3.7946571402702613E-6,null,6.5000685416384614E-5,1.855324538134626E-2]
[2004,3,13,19,8.4800299831973864E-3,8.7375103345787228E-3,2.6607867800000276E-4,3.1562705560599686E-3,9.0258064516128434E-6,null,6.9076611409575963E-5,2.0717981217009095E-2,null,8.7458032177963625E-3,6.7532146810534771E-3,1.2758558323624082E-4,3.3356926580837116E-3,3.7946571402702613E-6,null,6.5000685416384614E-5,1.9031091482726446E-2]
[2004,3,13,20,8.9286521672369053E-3,8.8240430649345232E-3,2.6607867800000276E-4,3.39400061050335E-3,9.0258064516128434E-6,null,6.9076611409575963E-5,2.14908661858478E-2,null,9.2084857022359141E-3,6.8200957584603639E-3,1.2758558323624082E-4,3.5869367713901889E-3,3.7946571402702613E-6,null,6.5000685416384614E-5,1.9811899157879367E-2]
[2004,3,13,21,8.7297045224163268E-3,8.4520684055671355E-3,2.6607867800000276E-4,3.0295917164579185E-3,9.0258064516128434E-6,null,6.9076611409575963E-5,2.05555349876144E-2,null,9.0033028248531193E-3,6.5325968446475393E-3,1.2758558323624082E-4,3.201812603224722E-3,3.7946571402702613E-6,null,6.5000685416384614E-5,1.8934093198518277E-2]
[2004,3,13,22,8.0332661301369488E-3,8.1262360238132502E-3,2.6607867800000276E-4,3.433092304558395E-3,9.0258064516128434E-6,null,6.9076611409575963E-5,1.9936764801681613E-2,null,8.2850373064218569E-3,6.2807612599370061E-3,1.2758558323624082E-4,3.6282506811249251E-3,3.7946571402702613E-6,null,6.5000685416384614E-5,1.8390430173276687E-2]
[2004,3,13,23,6.870594816536988E-3,8.2484492551573151E-3,2.6607867800000276E-4,3.2901529325922879E-3,9.0258064516128434E-6,null,6.9076611409575963E-5,1.8753367347459613E-2,null,7.0859266268758821E-3,6.3752197677416234E-3,1.2758558323624082E-4,3.4771857438358859E-3,3.7946571402702613E-6,null,6.5000685416384614E-5,1.7134713064246288E-2]
[2004,3,13,24,5.9696926188747435E-3,8.1282594309235855E-3,2.6607867800000276E-4,3.0514871700626028E-3,9.0258064516128434E-6,null,6.9076611409575963E-5,1.7493609563033953E-2,null,6.1567891881113722E-3,6.2823251496584515E-3,1.2758558323624082E-4,3.2249527309600738E-3,3.7946571402702613E-6,null,6.5000685416384614E-5,1.5860447994522794E-2]
[2004,3,14,1,5.1937311411547355E-3,7.4053616262689673E-3,2.6607867800000276E-4,2.6603429364975284E-3,9.0258064516128434E-6,null,6.9076611409575963E-5,1.5603606047094249E-2,null,5.3565082454523861E-3,5.7235980202638426E-3,1.2758558323624082E-4,2.811573419845653E-3,3.7946571402702613E-6,null,6.5000685416384614E-5,1.4088060611354777E-2]
[2004,3,14,2,4.5405246432181634E-3,7.798919889093375E-3,2.6607867800000276E-4,2.5434294638221702E-3,9.0258064516128434E-6,null,6.9076611409575963E-5,1.5227044339306729E-2,null,4.6828295552993173E-3,6.02777888375736E-3,1.2758558323624082E-4,2.6880138562697434E-3,3.7946571402702613E-6,null,6.5000685416384614E-5,1.3595003221119315E-2]
[2004,3,14,3,4.607106298940059E-3,7.6128725320240278E-3,2.6607867800000276E-4,2.4888627059217561E-3,9.0258064516128434E-6,null,6.9076611409575963E-5,1.5053011880058862E-2,null,4.7514979515210966E-3,5.883983031733056E-3,1.2758558323624082E-4,2.6303451835527065E-3,3.7946571402702613E-6,null,6.5000685416384614E-5,1.3462207092599755E-2]
[2004,3,14,4,4.173199265293792E-3,7.7721620077487574E-3,2.6607867800000276E-4,2.3454615539564233E-3,9.0258064516128434E-6,null,6.9076611409575963E-5,1.4634993170171992E-2,null,4.3039918060702818E-3,6.0070977388761654E-3,1.2758558323624082E-4,2.4787922158094628E-3,3.7946571402702613E-6,null,6.5000685416384614E-5,1.2986262686548806E-2]
[2004,3,14,5,4.6381620535632228E-3,7.3327580030027144E-3,2.6607867800000276E-4,2.584620601308226E-3,9.0258064516128434E-6,null,6.9076611409575963E-5,1.4899711001047183E-2,null,4.7835270268017892E-3,5.6674827384771143E-3,1.2758558323624082E-4,2.7315465548929801E-3,3.7946571402702613E-6,null,6.5000685416384614E-5,1.3378937245964779E-2]
[2004,3,14,6,4.7886414084921895E-3,7.8146525958780397E-3,2.6607867800000276E-4,2.4255409223432312E-3,9.0258064516128434E-6,null,6.9076611409575963E-5,1.537300526988648E-2,null,4.9387225661049958E-3,6.0399386801252616E-3,1.2758558323624082E-4,2.5634237948985845E-3,3.7946571402702613E-6,null,6.5000685416384614E-5,1.3738465966921737E-2]
[2004,3,14,7,5.381075259681665E-3,7.8822625723752159E-3,2.6607867800000276E-4,2.3286145628998558E-3,9.0258064516128434E-6,null,6.9076611409575963E-5,1.5936122738129759E-2,null,5.5497239295825805E-3,6.0921943763571134E-3,1.2758558323624082E-4,2.4609875367174569E-3,3.7946571402702613E-6,null,6.5000685416384614E-5,1.4299286768450046E-2]
[2004,3,14,8,6.2612111353755337E-3,8.2530645874447951E-3,1.9955900850000209E-4,2.4303034393927982E-3,9.0258064516128434E-6,null,6.9076611409575963E-5,1.7219976072445287E-2,null,6.4574442075761174E-3,6.3787869543392058E-3,9.5689187427180612E-5,2.5684570431179863E-3,3.7946571402702613E-6,null,6.5000685416384614E-5,1.5569172735017145E-2]
[2004,3,14,9,7.0596204536971909E-3,8.5920041419240197E-3,0,2.6686911484470888E-3,9.0258064516128434E-6,null,6.9076611409575963E-5,1.8389392355477874E-2,null,7.2808765302367637E-3,6.6407530622636076E-3,0,2.820396196224823E-3,3.7946571402702613E-6,null,6.5000685416384614E-5,1.681082113128185E-2]
[2004,3,14,10,7.6399126567017932E-3,8.7029604243340896E-3,0,2.9421711045592119E-3,9.0258064516128434E-6,null,6.9076611409575963E-5,1.935412079700467E-2,null,7.8793557132533099E-3,6.7265110833284181E-3,0,3.109422458559899E-3,3.7946571402702613E-6,null,6.5000685416384614E-5,1.7784084597698282E-2]
[2004,3,14,11,7.5320330074129744E-3,9.1429459989779659E-3,0,3.3869412730898932E-3,9.0258064516128434E-6,null,6.9076611409575963E-5,2.0130996890890408E-2,null,7.768095000053668E-3,7.0665755786318198E-3,0,3.5794761372136314E-3,3.7946571402702613E-6,null,6.5000685416384614E-5,1.8482942058455777E-2]
[2004,3,14,12,7.720098861406198E-3,9.2489407860013428E-3,0,2.763387369307499E-3,9.0258064516128434E-6,null,6.9076611409575963E-5,1.9801503628124616E-2,null,7.9620550396137402E-3,7.1484988639192327E-3,0,2.9204755408379982E-3,3.7946571402702613E-6,null,6.5000685416384614E-5,1.8099824786927628E-2]
[2004,3,14,13,7.2439042270540646E-3,8.9891502317038918E-3,0,3.1318788047834979E-3,9.0258064516128434E-6,null,6.9076611409575963E-5,1.943400987495103E-2,null,7.4709359546970191E-3,6.9477069543134222E-3,0,3.3099143275491156E-3,3.7946571402702613E-6,null,6.5000685416384614E-5,1.7797352579116216E-2]
[2004,3,14,14,6.8563241689877132E-3,9.4042197579599467E-3,0,2.8975400725991213E-3,9.0258064516128434E-6,null,6.9076611409575963E-5,1.9227160610956359E-2,null,7.0712087219269868E-3,7.268513855940446E-3,0,3.0622543204083274E-3,3.7946571402702613E-6,null,6.5000685416384614E-5,1.7470772240832419E-2]
[2004,3,14,15,6.8692682091705138E-3,9.2884179050891167E-3,0,2.7741146268966815E-3,9.0258064516128434E-6,null,6.9076611409575963E-5,1.9000877352565889E-2,null,7.0845584422117415E-3,7.1790106973798687E-3,0,2.931812602647515E-3,3.7946571402702613E-6,null,6.5000685416384614E-5,1.726417708479578E-2]
[2004,3,14,16,7.4496726366267592E-3,8.7656970576677484E-3,0,2.8256855775813539E-3,9.0258064516128434E-6,null,6.9076611409575963E-5,1.9110131883285437E-2,null,7.6831533669146079E-3,6.7750001765649707E-3,0,2.9863151677837563E-3,3.7946571402702613E-6,null,6.5000685416384614E-5,1.7513264053819991E-2]
[2004,3,14,17,7.8922874505853672E-3,8.5112705400948226E-3,6.6519669500000691E-5,3.0947019996585522E-3,9.0258064516128434E-6,null,6.9076611409575963E-5,1.963611003468918E-2,null,8.1396402038519423E-3,6.5783541266114702E-3,3.1896395809060204E-5,3.2706241609731885E-3,3.7946571402702613E-6,null,6.5000685416384614E-5,1.8089310229802317E-2]
[2004,3,14,18,7.9931811171078376E-3,8.6432946932218542E-3,2.6607867800000276E-4,2.5492302820989163E-3,9.0258064516128434E-6,null,6.9076611409575963E-5,1.9529876435601629E-2,null,8.2436959860927965E-3,6.6803954879386968E-3,1.2758558323624082E-4,2.6941444292332903E-3,3.7946571402702613E-6,null,6.5000685416384614E-5,1.7814616829057679E-2]
[2004,3,14,19,8.1823531164821172E-3,8.6564648415611116E-3,2.6607867800000276E-4,2.7208618275202353E-3,9.0258064516128434E-6,null,6.9076611409575963E-5,1.9903850128736484E-2,null,8.4387968388165181E-3,6.6905746849537026E-3,1.2758558323624082E-4,2.8755325820512571E-3,3.7946571402702613E-6,null,6.5000685416384614E-5,1.8201285031614375E-2]
[2004,3,14,20,8.6454050505225446E-3,8.6257572055486176E-3,2.6607867800000276E-4,2.9971641764335926E-3,9.0258064516128434E-6,null,6.9076611409575963E-5,2.0612496775677776E-2,null,8.9163613170980729E-3,6.6668407778795865E-3,1.2758558323624082E-4,3.1675416795958274E-3,3.7946571402702613E-6,null,6.5000685416384614E-5,1.8947124700366382E-2]
[2004,3,14,21,8.5390956614890164E-3,8.5858360541369513E-3,2.6607867800000276E-4,2.8924967743967924E-3,9.0258064516128434E-6,null,6.9076611409575963E-5,2.0361598833195778E-2,null,8.8067200777942438E-3,6.635985752194421E-3,1.2758558323624082E-4,3.0569243296843904E-3,3.7946571402702613E-6,null,6.5000685416384614E-5,1.8696011085465952E-2]
[2004,3,14,22,7.5260875701628656E-3,8.5269546768737287E-3,2.6607867800000276E-4,2.3648570376603242E-3,9.0258064516128434E-6,null,6.9076611409575963E-5,1.8762069627869939E-2,null,7.7619632264235936E-3,6.5904763832611464E-3,1.2758558323624082E-4,2.4992902597641758E-3,3.7946571402702613E-6,null,6.5000685416384614E-5,1.7048110795241812E-2]
[2004,3,14,23,6.2668764612388095E-3,8.5970860759551088E-3,2.6607867800000276E-4,2.7217837631247203E-3,9.0258064516128434E-6,null,6.9076611409575963E-5,1.792991664349166E-2,null,6.4632870908280723E-3,6.6446808849719916E-3,1.2758558323624082E-4,2.8765069262250169E-3,3.7946571402702613E-6,null,6.5000685416384614E-5,1.6180855827817978E-2]
[2004,3,14,24,5.2729560618863438E-3,8.5728469996252856E-3,2.6607867800000276E-4,2.5169797358890224E-3,9.0258064516128434E-6,null,6.9076611409575963E-5,1.6706953140573674E-2,null,5.4382161601693232E-3,6.6259465224525072E-3,1.2758558323624082E-4,2.6600605608510359E-3,3.7946571402702613E-6,null,6.5000685416384614E-5,1.4920604169265762E-2]
[2004,3,15,1,3.8162952811022981E-3,8.4469339349854539E-3,2.6607867800000276E-4,2.0244100649428926E-3,9.0258064516128434E-6,null,6.9076611409575963E-5,1.4631809624203662E-2,null,3.9359020682307724E-3,6.528628416481632E-3,1.2758558323624082E-4,2.1394901579699921E-3,3.7946571402702613E-6,null,6.5000685416384614E-5,1.2800401568475292E-2]
[2004,3,15,2,3.4405194497805691E-3,8.962175274379168E-3,2.6607867800000276E-4,1.7525443636898E-3,9.0258064516128434E-6,null,6.9076611409575963E-5,1.4499409431022556E-2,null,3.5483490193317017E-3,6.9268580315825171E-3,1.2758558323624082E-4,1.8521699148071969E-3,3.7946571402702613E-6,null,6.5000685416384614E-5,1.2523757891514312E-2]
[2004,3,15,3,3.3474664533836938E-3,8.8890388689665326E-3,2.6607867800000276E-4,1.8156011568930693E-3,9.0258064516128434E-6,null,6.9076611409575963E-5,1.4396276822416313E-2,null,3.4523796422273848E-3,6.8703309629051324E-3,1.2758558323624082E-4,1.9188112493805603E-3,3.7946571402702613E-6,null,6.5000685416384614E-5,1.2437902780305973E-2]
[2004,3,15,4,3.4582203851400775E-3,8.6471241375946674E-3,2.6607867800000276E-4,1.8129686394839275E-3,9.0258064516128434E-6,null,6.9076611409575963E-5,1.4262483505391691E-2,null,3.5666047209898253E-3,6.6833552624017281E-3,1.2758558323624082E-4,1.916029083264575E-3,3.7946571402702613E-6,null,6.5000685416384614E-5,1.2362369992449024E-2]
[2004,3,15,5,3.862982559336408E-3,8.5521633627735159E-3,2.6607867800000276E-4,2.4132422848010429E-3,9.0258064516128434E-6,null,6.9076611409575963E-5,1.5172558550083986E-2,null,3.9840525758373596E-3,6.6099601562341851E-3,1.2758558323624082E-4,2.5504260260998534E-3,3.7946571402702613E-6,null,6.5000685416384614E-5,1.3340819683964293E-2]
[2004,3,15,6,4.3897596177879883E-3,9.1469565639081193E-3,2.6607867800000276E-4,2.1715499038907149E-3,9.0258064516128434E-6,null,6.9076611409575963E-5,1.6052436428759843E-2,null,4.5273393922750102E-3,7.0696753410273445E-3,1.2758558323624082E-4,2.2949943429795821E-3,3.7946571402702613E-6,null,6.5000685416384614E-5,1.4088390002074833E-2]
[2004,3,15,7,5.3648117402062693E-3,1.005367105986016E-2,2.6607867800000276E-4,2.1484901161951103E-3,9.0258064516128434E-6,null,6.9076611409575963E-5,1.7911143259434562E-2,null,5.5329506939640226E-3,7.7704742426726557E-3,1.2758558323624082E-4,2.2706236931423832E-3,3.7946571402702613E-6,null,6.5000685416384614E-5,1.5770429555571959E-2]
[2004,3,15,8,5.9382888275122531E-3,1.1677566381237774E-2,1.9955900850000209E-4,2.5415296835718036E-3,9.0258064516128434E-6,null,6.9076611409575963E-5,2.0432781802553989E-2,null,6.124401168246669E-3,9.0255816250835643E-3,9.5689187427180612E-5,2.6860060806622459E-3,3.7946571402702613E-6,null,6.5000685416384614E-5,1.8000473403976317E-2]
[2004,3,15,9,5.9700753583646132E-3,1.2470335968591295E-2,0,2.7288406797933325E-3,9.0258064516128434E-6,null,6.9076611409575963E-5,2.1238328618158817E-2,null,6.1571839230673466E-3,9.6383125988966697E-3,0,2.8839650020464963E-3,3.7946571402702613E-6,null,6.5000685416384614E-5,1.874825686656717E-2]
[2004,3,15,10,5.8348459691788613E-3,1.2925983129427261E-2,0,3.0973690862234468E-3,9.0258064516128434E-6,null,6.9076611409575963E-5,2.1927274796239148E-2,null,6.0177162997895033E-3,9.9904819215194101E-3,0,3.2734428613713246E-3,3.7946571402702613E-6,null,6.5000685416384614E-5,1.9350436425236896E-2]
[2004,3,15,11,5.9705561114906215E-3,1.3134898367759417E-2,0,2.9190542308254702E-3,9.0258064516128434E-6,null,6.9076611409575963E-5,2.2093585321485087E-2,null,6.157679743511937E-3,1.0151952340503301E-2,0,3.0849914775581471E-3,3.7946571402702613E-6,null,6.5000685416384614E-5,1.9463418904130041E-2]
[2004,3,15,12,5.7518895197096135E-3,1.2960590375872511E-2,0,2.8943885948837142E-3,9.0258064516128434E-6,null,6.9076611409575963E-5,2.1675945101875416E-2,null,5.9321599062221834E-3,1.0017229834347621E-2,0,3.0589236930458493E-3,3.7946571402702613E-6,null,6.5000685416384614E-5,1.9077108776172309E-2]
[2004,3,15,13,5.9090928837995842E-3,1.2692927076514132E-2,0,2.6768702271502119E-3,9.0258064516128434E-6,null,6.9076611409575963E-5,2.1347966798873505E-2,null,6.0942901923450735E-3,9.8103530864423628E-3,0,2.8290402247690533E-3,3.7946571402702613E-6,null,6.5000685416384614E-5,1.8802478846113146E-2]
[2004,3,15,14,5.5297865831781786E-3,1.294191766897965E-2,0,2.5883757793588829E-3,9.0258064516128434E-6,null,6.9076611409575963E-5,2.1129156642926292E-2,null,5.7030960254520072E-3,1.0002797714270482E-2,0,2.7355152006826519E-3,3.7946571402702613E-6,null,6.5000685416384614E-5,1.8510204282961799E-2]
[2004,3,15,15,5.6121645075814025E-3,1.286606853482291E-2,0,2.4238960391401295E-3,9.0258064516128434E-6,null,6.9076611409575963E-5,2.0971205692954017E-2,null,5.7880557623572601E-3,9.944173979737618E-3,0,2.5616854062761461E-3,3.7946571402702613E-6,null,6.5000685416384614E-5,1.8362710490927681E-2]
[2004,3,15,16,6.0407658053870219E-3,1.2290319274003543E-2,0,2.3164658492412986E-3,9.0258064516128434E-6,null,6.9076611409575963E-5,2.071662754004144E-2,null,6.2300898845157205E-3,9.4991778410339379E-3,0,2.4481482144108808E-3,3.7946571402702613E-6,null,6.5000685416384614E-5,1.8246211282517199E-2]
[2004,3,15,17,6.5208825636042765E-3,1.2155764140286577E-2,6.6519669500000691E-5,2.6482166849914847E-3,9.0258064516128434E-6,null,6.9076611409575963E-5,2.1462713433232774E-2,null,{"$f":"E1795*Y$5","v":6.7252540168660164E-3},{"$f":"F1795*Z$5","v":9.3951802868528084E-3},{"$f":"G1795*AA$5","v":3.1896395809060204E-5},{"$f":"H1795*AB$5","v":2.7987578365804211E-3},{"$f":"I1795*AC$5","v":3.7946571402702613E-6},null,{"$f":"K1795*AE$5","v":6.5000685416384614E-5},1.9019883878664962E-2]
[2004,3,15,18,6.8100228627816358E-3,1.2320510818413679E-2,2.6607867800000276E-4,2.3020498157306259E-3,9.0258064516128434E-6,null,6.9076611409575963E-5,2.1776753840098959E-2,null,7.0234562831257494E-3,9.522512861325395E-3,1.2758558323624082E-4,2.4329126836519876E-3,3.7946571402702613E-6,null,6.5000685416384614E-5,{"$f":"SUM(N1796:T1796)","v":1.9175262753896031E-2}]
[2004,3,15,19,6.4653633304882071E-3,1.2423230021621524E-2,2.6607867800000276E-4,2.3419077944270726E-3,9.0258064516128434E-6,null,6.9076611409575963E-5,2.1574671489709825E-2,null,6.6679947514391002E-3,9.6019044505271933E-3,1.2758558323624082E-4,2.4750364384259647E-3,3.7946571402702613E-6,null,6.5000685416384614E-5,1.8941316566185157E-2]
[2004,3,15,20,7.3899307451253619E-3,1.192659277015912E-2,2.6607867800000276E-4,2.8426331531278067E-3,9.0258064516128434E-6,null,6.9076611409575963E-5,2.2503327011585306E-2,null,7.6215391004597205E-3,9.2180539199634808E-3,1.2758558323624082E-4,3.0042261492153324E-3,3.7946571402702613E-6,null,6.5000685416384614E-5,2.0040200095431431E-2]
[2004,3,15,21,7.7490014105431101E-3,1.1676120985069972E-2,2.6607867800000276E-4,2.5110452446489872E-3,9.0258064516128434E-6,null,6.9076611409575963E-5,2.2280337983435091E-2,null,7.9918634256389044E-3,9.0244644795527927E-3,1.2758558323624082E-4,2.6537887161193351E-3,3.7946571402702613E-6,null,6.5000685416384614E-5,1.9866497547103928E-2]
[2004,3,15,22,6.0966821359326011E-3,1.1693382359377984E-2,2.6607867800000276E-4,1.7889234541079676E-3,9.0258064516128434E-6,null,6.9076611409575963E-5,1.9923158292591572E-2,null,6.2877586928314789E-3,9.0378057818149143E-3,1.2758558323624082E-4,1.8906170195975821E-3,3.7946571402702613E-6,null,6.5000685416384614E-5,1.7412562420036873E-2]
[2004,3,15,23,5.5356116993813334E-3,1.1436889365617965E-2,2.6607867800000276E-4,2.0764212377527816E-3,9.0258064516128434E-6,null,6.9076611409575963E-5,1.9393092645925099E-2,null,5.7091037070444708E-3,8.8395625540853267E-3,1.2758558323624082E-4,2.1944579702024279E-3,3.7946571402702613E-6,null,6.5000685416384614E-5,1.6939505157125122E-2]
[2004,3,15,24,4.2386277795883566E-3,1.0623887502823228E-2,2.6607867800000276E-4,1.9806742053434349E-3,9.0258064516128434E-6,null,6.9076611409575963E-5,1.7187359830928041E-2,null,4.3714709201756411E-3,8.211194070923588E-3,1.2758558323624082E-4,2.0932680793586426E-3,3.7946571402702613E-6,null,6.5000685416384614E-5,1.4872313996250766E-2]
[2004,3,16,1,4.3151498509693947E-3,1.033783602891699E-2,2.6607867800000276E-4,2.5283076076619651E-3,9.0258064516128434E-6,null,6.9076611409575963E-5,1.7525463830721368E-2,null,4.4503912753445247E-3,7.9901051177608522E-3,1.2758558323624082E-4,2.6720323795001596E-3,3.7946571402702613E-6,null,6.5000685416384614E-5,1.5308909698398432E-2]
[2004,3,16,2,4.1621873024931906E-3,1.013261819624737E-2,2.6607867800000276E-4,2.5287645776578848E-3,9.0258064516128434E-6,null,6.9076611409575963E-5,1.7167740419571465E-2,null,4.2926347165450586E-3,7.8314924206274571E-3,1.2758558323624082E-4,2.6725153265204737E-3,3.7946571402702613E-6,null,6.5000685416384614E-5,1.4993023389485884E-2]
[2004,3,16,3,4.0801315563533426E-3,9.7864277784512985E-3,2.6607867800000276E-4,2.5321500792773771E-3,9.0258064516128434E-6,null,6.9076611409575963E-5,1.6742879757255039E-2,null,4.2080072553154959E-3,7.5639221263013685E-3,1.2758558323624082E-4,2.676093281165201E-3,3.7946571402702613E-6,null,6.5000685416384614E-5,1.464440358857496E-2]
[2004,3,16,4,4.049432173445615E-3,9.5856353921819348E-3,2.6607867800000276E-4,2.3277615266030713E-3,9.0258064516128434E-6,null,6.9076611409575963E-5,1.6306999435403643E-2,null,4.1763457208220138E-3,7.4087298531166747E-3,1.2758558323624082E-4,2.4600860085177275E-3,3.7946571402702613E-6,null,6.5000685416384614E-5,1.4241542508249312E-2]
[2004,3,16,5,4.1713990245798704E-3,9.7078648717081467E-3,2.6607867800000276E-4,2.2398818468683432E-3,9.0258064516128434E-6,null,6.9076611409575963E-5,1.646331608632938E-2,null,4.3021351438816084E-3,7.5032009191281501E-3,1.2758558323624082E-4,2.3672106997381748E-3,3.7946571402702613E-6,null,6.5000685416384614E-5,1.4368927688540829E-2]
[2004,3,16,6,4.6716843912506627E-3,1.0380834852447379E-2,2.6607867800000276E-4,2.4078402516586337E-3,9.0258064516128434E-6,null,6.9076611409575963E-5,1.7804529838529697E-2,null,4.8180999905054296E-3,8.0233388737410045E-3,1.2758558323624082E-4,2.5447169077046439E-3,3.7946571402702613E-6,null,6.5000685416384614E-5,1.5582536697743973E-2]
[2004,3,16,7,5.6738305388474531E-3,1.1197289531942725E-2,2.6607867800000276E-4,2.2786579069744386E-3,9.0258064516128434E-6,null,6.9076611409575963E-5,1.9493948320937635E-2,null,5.851654473180686E-3,8.6543760361420981E-3,1.2758558323624082E-4,2.4081910329218988E-3,3.7946571402702613E-6,null,6.5000685416384614E-5,1.711060246803758E-2]
[2004,3,16,8,6.0523558880258592E-3,1.2732622755126832E-2,1.9955900850000209E-4,2.6635852178603777E-3,9.0258064516128434E-6,null,6.9076611409575963E-5,2.1723960771245228E-2,null,6.2420432127749505E-3,9.8410338443833036E-3,9.5689187427180612E-5,2.815000012701178E-3,3.7946571402702613E-6,null,6.5000685416384614E-5,1.9062561599843271E-2]
[2004,3,16,9,6.034267686116793E-3,1.3206146779385235E-2,0,3.3203034508801034E-3,9.0258064516128434E-6,null,6.9076611409575963E-5,2.2629794527791708E-2,null,6.2233881072182584E-3,1.0207020180307627E-2,0,3.5090502056124556E-3,3.7946571402702613E-6,null,6.5000685416384614E-5,2.0008253835694999E-2]
[2004,3,16,10,5.8611089610093974E-3,1.3650722602837295E-2,0,3.3940864624774562E-3,9.0258064516128434E-6,null,6.9076611409575963E-5,2.2974994637733722E-2,null,6.0448024019513569E-3,1.0550632475207721E-2,0,3.5870275037259065E-3,3.7946571402702613E-6,null,6.5000685416384614E-5,2.0251257723441642E-2]
[2004,3,16,11,6.1156186170835741E-3,1.3236199467326192E-2,0,3.4358586805278064E-3,9.0258064516128434E-6,null,6.9076611409575963E-5,2.2856753376347152E-2,null,6.3072886636113077E-3,1.0230247878546197E-2,0,3.631174315156535E-3,3.7946571402702613E-6,null,6.5000685416384614E-5,2.0237506199870695E-2]
[2004,3,16,12,6.1090332983600101E-3,1.3222402725821029E-2,0,3.3264791607524012E-3,9.0258064516128434E-6,null,6.9076611409575963E-5,2.2726991796343018E-2,null,6.3004969539361202E-3,1.0219584388179308E-2,0,3.5155769813478015E-3,3.7946571402702613E-6,null,6.5000685416384614E-5,2.0104453666019886E-2]
[2004,3,16,13,5.8118688233957617E-3,1.3612123123477232E-2,0,2.9037532200320792E-3,9.0258064516128434E-6,null,6.9076611409575963E-5,2.239682177831465E-2,null,5.9940190256143194E-3,1.0520798968783837E-2,0,3.0688206618887555E-3,3.7946571402702613E-6,null,6.5000685416384614E-5,1.9652433998843567E-2]
[2004,3,16,14,5.5119755826130122E-3,1.3766374867365042E-2,0,3.1716410845318167E-3,9.0258064516128434E-6,null,6.9076611409575963E-5,2.251906814591945E-2,null,5.6847268090266349E-3,1.064002001705874E-2,0,3.3519369432499406E-3,3.7946571402702613E-6,null,6.5000685416384614E-5,1.9745479111891971E-2]
[2004,3,16,15,5.4474518133594864E-3,1.3672164292016181E-2,0,2.933573645854809E-3,9.0258064516128434E-6,null,6.9076611409575963E-5,2.2122266362640051E-2,null,5.6181807956422504E-3,1.0567204739457457E-2,0,3.1003362666859506E-3,3.7946571402702613E-6,null,6.5000685416384614E-5,1.9354517144342314E-2]
[2004,3,16,16,5.9506843170525747E-3,1.2671596977208896E-2,0,2.7139579929962828E-3,9.0258064516128434E-6,null,6.9076611409575963E-5,2.1405315898667333E-2,null,6.1371851457234835E-3,9.7938670699158504E-3,0,2.8682362905182142E-3,3.7946571402702613E-6,null,6.5000685416384614E-5,1.8868083848714204E-2]
[2004,3,16,17,6.3843651608236508E-3,1.2677271760872955E-2,6.6519669500000691E-5,2.7479252106527409E-3,9.0258064516128434E-6,null,6.9076611409575963E-5,2.1947412176699783E-2,null,6.5844580122658269E-3,9.7982531056267624E-3,3.1896395809060204E-5,2.9041344166578246E-3,3.7946571402702613E-6,null,6.5000685416384614E-5,1.938753727291613E-2]
[2004,3,16,18,6.8588804856834322E-3,1.2768793027790593E-2,2.6607867800000276E-4,3.2010500982099506E-3,9.0258064516128434E-6,null,6.9076611409575963E-5,2.3172893954856996E-2,null,7.0738451563296268E-3,9.8689898189134786E-3,1.2758558323624082E-4,3.38301774867053E-3,3.7946571402702613E-6,null,6.5000685416384614E-5,2.0522233649706532E-2]
[2004,3,16,19,7.3895648002458465E-3,1.2788195084318763E-2,2.6607867800000276E-4,3.1790307320758121E-3,9.0258064516128434E-6,null,6.9076611409575963E-5,2.3700960959813437E-2,null,7.6211616864752009E-3,9.8839856527347131E-3,1.2758558323624082E-4,3.3597466644447872E-3,3.7946571402702613E-6,null,6.5000685416384614E-5,2.10612749294476E-2]
[2004,3,16,20,7.9777580073844244E-3,1.2378232613501253E-2,2.6607867800000276E-4,3.2553145676269238E-3,9.0258064516128434E-6,null,6.9076611409575963E-5,2.395547553168562E-2,null,8.227789499569196E-3,9.5671259901316062E-3,1.2758558323624082E-4,3.4403669489415493E-3,3.7946571402702613E-6,null,6.5000685416384614E-5,2.1431663364435249E-2]
[2004,3,16,21,8.0058998590011709E-3,1.2147596838226301E-2,2.6607867800000276E-4,2.9367562060879393E-3,9.0258064516128434E-6,null,6.9076611409575963E-5,2.343442324648843E-2,null,8.256813346998057E-3,9.3888677856864555E-3,1.2758558323624082E-4,3.1036997434903011E-3,3.7946571402702613E-6,null,6.5000685416384614E-5,2.0945761801967711E-2]
[2004,3,16,22,7.1641362572353248E-3,1.1919273551494705E-2,2.6607867800000276E-4,2.8274545747594354E-3,9.0258064516128434E-6,null,6.9076611409575963E-5,2.2255034726662484E-2,null,7.3886679711521333E-3,9.2123969017688639E-3,1.2758558323624082E-4,2.9881847257935304E-3,3.7946571402702613E-6,null,6.5000685416384614E-5,1.9785630524507426E-2]
[2004,3,16,23,6.4673968308721717E-3,1.139871218480543E-2,2.6607867800000276E-4,2.6118579217842813E-3,9.0258064516128434E-6,null,6.9076611409575963E-5,2.0822137280634902E-2,null,6.6700919839060499E-3,8.8100554418677722E-3,1.2758558323624082E-4,2.760332214526439E-3,3.7946571402702613E-6,null,6.5000685416384614E-5,1.8436860566093158E-2]
[2004,3,16,24,5.1858634503266707E-3,1.0708626898335323E-2,2.6607867800000276E-4,2.6265160789364942E-3,9.0258064516128434E-6,null,6.9076611409575963E-5,1.8865176770771507E-2,null,5.3483939727555852E-3,8.2766890812780991E-3,1.2758558323624082E-4,2.775823632744626E-3,3.7946571402702613E-6,null,6.5000685416384614E-5,1.6597287612571208E-2]
[2004,3,17,1,4.5866906679483729E-3,1.0108071592967538E-2,2.6607867800000276E-4,2.7762132708789001E-3,9.0258064516128434E-6,null,6.9076611409575963E-5,1.7815145874967832E-2,null,4.7304424727581422E-3,7.8125203707766731E-3,1.2758558323624082E-4,2.9340305466415673E-3,3.7946571402702613E-6,null,6.5000685416384614E-5,1.5673374315969279E-2]
[2004,3,17,2,4.4298753738034992E-3,9.9168086443643874E-3,2.6607867800000276E-4,2.7606543999489229E-3,9.0258064516128434E-6,null,6.9076611409575963E-5,1.7451508761289827E-2,null,4.5687124191086375E-3,7.6646933922680811E-3,1.2758558323624082E-4,2.9175872124573192E-3,3.7946571402702613E-6,null,6.5000685416384614E-5,1.5347373949626932E-2]
[2004,3,17,3,4.3728599543606363E-3,9.5072753669803965E-3,2.6607867800000276E-4,2.7953213898845503E-3,9.0258064516128434E-6,null,6.9076611409575963E-5,1.7019627054398603E-2,null,4.5099100752707694E-3,7.3481654529231194E-3,1.2758558323624082E-4,2.9542248902964738E-3,3.7946571402702613E-6,null,6.5000685416384614E-5,1.5008681344283258E-2]
[2004,3,17,4,4.3727457272886719E-3,9.2310862105033937E-3,2.6607867800000276E-4,2.6285391551441467E-3,9.0258064516128434E-6,null,6.9076611409575963E-5,1.6576541436109232E-2,null,4.5097922681998602E-3,7.1346990769364863E-3,1.2758558323624082E-4,2.7779617132205384E-3,3.7946571402702613E-6,null,6.5000685416384614E-5,1.461883398414978E-2]
[2004,3,17,5,4.5539115602423602E-3,9.2190246495733406E-3,2.6607867800000276E-4,2.618335720521091E-3,9.0258064516128434E-6,null,6.9076611409575963E-5,1.6735442273509812E-2,null,4.696636032660669E-3,7.1253767062347435E-3,1.2758558323624082E-4,2.7671782517412883E-3,3.7946571402702613E-6,null,6.5000685416384614E-5,1.4785571916429596E-2]
[2004,3,17,6,5.0564048027336569E-3,9.9272648047071064E-3,2.6607867800000276E-4,2.7709853857698485E-3,9.0258064516128434E-6,null,6.9076611409575963E-5,1.8098825336383632E-2,null,5.2148779523011803E-3,7.6727749501524197E-3,1.2758558323624082E-4,2.9285054759399802E-3,3.7946571402702613E-6,null,6.5000685416384614E-5,1.6012539304186477E-2]
[2004,3,17,7,6.1329530046450144E-3,1.065099434156183E-2,2.6607867800000276E-4,2.6880501900122811E-3,9.0258064516128434E-6,null,6.9076611409575963E-5,1.9816167879392145E-2,null,6.3251663294702455E-3,8.2321449246927705E-3,1.2758558323624082E-4,2.8408557264423973E-3,3.7946571402702613E-6,null,6.5000685416384614E-5,1.7594547906398309E-2]
[2004,3,17,8,6.4105819085614095E-3,1.247052130984273E-2,1.9955900850000209E-4,2.9265403938067173E-3,9.0258064516128434E-6,null,6.9076611409575963E-5,2.2083040522443014E-2,null,6.6114964209954379E-3,9.6384558490002197E-3,9.5689187427180612E-5,3.0929032007296032E-3,3.7946571402702613E-6,null,6.5000685416384614E-5,1.9507340000709097E-2]
[2004,3,17,9,6.3662968764220153E-3,1.2993906800455219E-2,0,3.5745679914890608E-3,9.0258064516128434E-6,null,6.9076611409575963E-5,2.3003848279775873E-2,null,6.5658234484526103E-3,1.0042980072000759E-2,0,3.7777687283930524E-3,3.7946571402702613E-6,null,6.5000685416384614E-5,2.0455367591403078E-2]
[2004,3,17,10,6.170840474054363E-3,1.3486585941266088E-2,0,3.6282495143906265E-3,9.0258064516128434E-6,null,6.9076611409575963E-5,2.3354752541120655E-2,null,6.3642412328056112E-3,1.0423771382038528E-2,0,3.8345018438332682E-3,3.7946571402702613E-6,null,6.5000685416384614E-5,2.0691309801234063E-2]
[2004,3,17,11,6.3206701242968961E-3,1.3340164816270038E-2,0,3.5046466912964135E-3,9.0258064516128434E-6,null,6.9076611409575963E-5,2.3234558243272925E-2,null,6.5187667049806958E-3,1.0310602612780944E-2,0,3.7038726654435457E-3,3.7946571402702613E-6,null,6.5000685416384614E-5,2.0602037325761841E-2]
[2004,3,17,12,6.4065382745292932E-3,1.3066700107707531E-2,0,3.5603357262873406E-3,9.0258064516128434E-6,null,6.9076611409575963E-5,2.3102650719933743E-2,null,6.6073260551359134E-3,1.0099241960387121E-2,0,3.7627274124798367E-3,3.7946571402702613E-6,null,6.5000685416384614E-5,2.0538090770559524E-2]
[2004,3,17,13,6.2660328895471412E-3,1.3037055873892476E-2,0,3.3948573441318522E-3,9.0258064516128434E-6,null,6.9076611409575963E-5,2.276702271898105E-2,null,6.4624170806948473E-3,1.0076329956012585E-2,0,3.5878422071010281E-3,3.7946571402702613E-6,null,6.5000685416384614E-5,2.0195384586365116E-2]
[2004,3,17,14,5.981809898624622E-3,1.3138564204303286E-2,0,3.7018401494678531E-3,9.0258064516128434E-6,null,6.9076611409575963E-5,2.2891290863805338E-2,null,6.1692862364045274E-3,1.0154785662607474E-2,0,3.9122758295454607E-3,3.7946571402702613E-6,null,6.5000685416384614E-5,2.0305143071114116E-2]
[2004,3,17,15,5.894594405508124E-3,1.308416577325076E-2,0,3.4400946217421112E-3,9.0258064516128434E-6,null,6.9076611409575963E-5,2.2487931411910574E-2,null,6.0793373161941817E-3,1.0112741159179954E-2,0,3.6356510536862856E-3,3.7946571402702613E-6,null,6.5000685416384614E-5,1.9896524871617076E-2]
[2004,3,17,16,6.2354124894687026E-3,1.2514801572362082E-2,0,2.939837570379147E-3,9.0258064516128434E-6,null,6.9076611409575963E-5,2.1759128243619509E-2,null,6.4308370044372344E-3,9.6726800281400332E-3,0,3.1069562717442965E-3,3.7946571402702613E-6,null,6.5000685416384614E-5,1.9279268646878223E-2]
[2004,3,17,17,6.75320295763715E-3,1.232734974853607E-2,6.6519669500000691E-5,3.0917843676307689E-3,9.0258064516128434E-6,null,6.9076611409575963E-5,2.2310187118154429E-2,null,6.964855581214062E-3,9.5277986648937708E-3,3.1896395809060204E-5,3.2675406725455628E-3,3.7946571402702613E-6,null,6.5000685416384614E-5,1.986088665701911E-2]
[2004,3,17,18,7.0465237373855119E-3,1.2933809850308368E-2,2.6607867800000276E-4,3.2314191885503239E-3,9.0258064516128434E-6,null,6.9076611409575963E-5,2.3555923119417222E-2,null,7.2673693487895043E-3,9.9965311877674434E-3,1.2758558323624082E-4,3.415113207498217E-3,3.7946571402702613E-6,null,6.5000685416384614E-5,2.0875394669848061E-2]
[2004,3,17,19,7.5654475217270247E-3,1.3019238332356024E-2,2.6607867800000276E-4,3.163862838330186E-3,9.0258064516128434E-6,null,6.9076611409575963E-5,2.4092719035586255E-2,null,7.8025567610837555E-3,1.0062558792548771E-2,1.2758558323624082E-4,3.3437165330263202E-3,3.7946571402702613E-6,null,6.5000685416384614E-5,2.1405213012451744E-2]
[2004,3,17,20,8.222206002939542E-3,1.2440031316697825E-2,2.6607867800000276E-4,3.3450342771760553E-3,9.0258064516128434E-6,null,6.9076611409575963E-5,2.4351441939986444E-2,null,8.4798987574781787E-3,9.6148901579226915E-3,1.2758558323624082E-4,3.535186886305232E-3,3.7946571402702613E-6,null,6.5000685416384614E-5,2.1826356727499E-2]
[2004,3,17,21,8.2945167140745426E-3,1.2074611498616768E-2,2.6607867800000276E-4,3.1084763672770527E-3,9.0258064516128434E-6,null,6.9076611409575963E-5,2.382177492314138E-2,null,8.5544757638541837E-3,9.3324574756462868E-3,1.2758558323624082E-4,3.2851815495489431E-3,3.7946571402702613E-6,null,6.5000685416384614E-5,2.1368495714842308E-2]
[2004,3,17,22,7.2792775397837973E-3,1.2263234517415147E-2,2.6607867800000276E-4,2.7362117536677091E-3,9.0258064516128434E-6,null,6.9076611409575963E-5,2.2622894154039674E-2,null,7.5074179049859696E-3,9.4782440545408166E-3,1.2758558323624082E-4,2.8917550937285113E-3,3.7946571402702613E-6,null,6.5000685416384614E-5,2.0073797979048194E-2]
[2004,3,17,23,6.6052266575413483E-3,1.1669646689434661E-2,2.6607867800000276E-4,2.547266417230497E-3,9.0258064516128434E-6,null,6.9076611409575963E-5,2.1166310107379526E-2,null,6.8122415451670453E-3,9.0194605016849973E-3,1.2758558323624082E-4,2.6920689260383954E-3,3.7946571402702613E-6,null,6.5000685416384614E-5,1.8720151898683333E-2]
[2004,3,17,24,5.2028827910993638E-3,1.1229616989766529E-2,2.6607867800000276E-4,2.4003323695053766E-3,9.0258064516128434E-6,null,6.9076611409575963E-5,1.9177002493544291E-2,null,5.3659467179215251E-3,8.6793619021859839E-3,1.2758558323624082E-4,2.5367822307079927E-3,3.7946571402702613E-6,null,6.5000685416384614E-5,1.6778471776608399E-2]
[2004,3,18,1,3.6088307556555854E-3,1.0038538308687783E-2,2.6607867800000276E-4,2.1096164095631316E-3,9.0258064516128434E-6,null,6.9076611409575963E-5,1.6101155817079521E-2,null,3.7219353820485707E-3,7.7587781515129593E-3,1.2758558323624082E-4,2.2295401625952865E-3,3.7946571402702613E-6,null,6.5000685416384614E-5,1.3906634621949712E-2]
[2004,3,18,2,3.4266829376933664E-3,9.6551070598536529E-3,2.6607867800000276E-4,2.3159494490900445E-3,9.0258064516128434E-6,null,6.9076611409575963E-5,1.5741909789810084E-2,null,3.5340788561158743E-3,7.4624244489538E-3,1.2758558323624082E-4,2.4476024588545755E-3,3.7946571402702613E-6,null,6.5000685416384614E-5,1.3640486689717145E-2]
[2004,3,18,3,3.3218605025576442E-3,9.0283227562592307E-3,2.6607867800000276E-4,2.2986855449244432E-3,9.0258064516128434E-6,null,6.9076611409575963E-5,1.4993039146914336E-2,null,3.4259711734397824E-3,6.9779833669059337E-3,1.2758558323624082E-4,2.4293571667124013E-3,3.7946571402702613E-6,null,6.5000685416384614E-5,1.3029692632851012E-2]
[2004,3,18,4,3.3283670293878117E-3,9.0113553536449609E-3,2.6607867800000276E-4,2.0813546938122478E-3,9.0258064516128434E-6,null,6.9076611409575963E-5,1.476524742001804E-2,null,3.432681621799129E-3,6.9648692751284897E-3,1.2758558323624082E-4,2.1996718746710876E-3,3.7946571402702613E-6,null,6.5000685416384614E-5,1.2793603697391602E-2]
[2004,3,18,5,3.5437431368890871E-3,9.2157201571160668E-3,2.6607867800000276E-4,2.256247640466814E-3,9.0258064516128434E-6,null,6.9076611409575963E-5,1.5359881277644987E-2,null,3.6548078475027424E-3,7.1228226666832737E-3,1.2758558323624082E-4,2.3845068271076486E-3,3.7946571402702613E-6,null,6.5000685416384614E-5,1.3358518267086559E-2]
[2004,3,18,6,4.349355561545162E-3,1.0204104777050752E-2,2.6607867800000276E-4,2.6685193557687121E-3,9.0258064516128434E-6,null,6.9076611409575963E-5,1.7566150037537649E-2,null,4.485669029575738E-3,7.8867443411967716E-3,1.2758558323624082E-4,2.8202146377792475E-3,3.7946571402702613E-6,null,6.5000685416384614E-5,1.5389008934344651E-2]
[2004,3,18,7,5.6390138147689554E-3,1.1035643465313796E-2,2.6607867800000276E-4,2.681929349703082E-3,9.0258064516128434E-6,null,6.9076611409575963E-5,1.9700756972958852E-2,null,5.8157465556282484E-3,8.5294399217923506E-3,1.2758558323624082E-4,2.834386939398303E-3,3.7946571402702613E-6,null,6.5000685416384614E-5,1.7375954342611799E-2]
[2004,3,18,8,5.7275910102724268E-3,1.25772486822804E-2,1.9955900850000209E-4,2.7174439179405408E-3,9.0258064516128434E-6,null,6.9076611409575963E-5,2.1297680520725525E-2,null,5.9070998554388169E-3,9.720945348962692E-3,9.5689187427180612E-5,2.8719203771757624E-3,3.7946571402702613E-6,null,6.5000685416384614E-5,1.866445011156111E-2]
[2004,3,18,9,5.7433485748469622E-3,1.3151043409439822E-2,0,3.2710098146973478E-3,9.0258064516128434E-6,null,6.9076611409575963E-5,2.2234478410393707E-2,null,{"$f":"E1859*Y$5","v":5.9233512789872798E-3},{"$f":"F1859*Z$5","v":1.0164430830179112E-2},{"$f":"G1859*AA$5","v":0},{"$f":"H1859*AB$5","v":3.4569544117365571E-3},{"$f":"I1859*AC$5","v":3.7946571402702613E-6},null,{"$f":"K1859*AE$5","v":6.5000685416384614E-5},1.9613531863459606E-2]
[2004,3,18,10,5.6084790629564105E-3,1.3548428920137825E-2,0,3.7511942683432272E-3,9.0258064516128434E-6,null,6.9076611409575963E-5,2.2977178862847038E-2,null,5.7842548119450407E-3,1.047156977046319E-2,0,3.9644355443274179E-3,3.7946571402702613E-6,null,6.5000685416384614E-5,{"$f":"SUM(N1860:T1860)","v":2.0289055469292307E-2}]
[2004,3,18,11,5.6923766623597095E-3,1.3508216822022721E-2,0,3.5281213527991098E-3,9.0258064516128434E-6,null,6.9076611409575963E-5,2.2797791448591117E-2,null,5.8707818520947388E-3,1.0440489872305911E-2,0,3.7286817731023306E-3,3.7946571402702613E-6,null,6.5000685416384614E-5,2.0108748840059636E-2]
[2004,3,18,12,5.6264794221918338E-3,1.3143697877468075E-2,0,3.2670908935510841E-3,9.0258064516128434E-6,null,6.9076611409575963E-5,2.2106344804620572E-2,null,5.8028193217444859E-3,1.0158753474450508E-2,0,3.4528127146725642E-3,3.7946571402702613E-6,null,6.5000685416384614E-5,1.9483180853424212E-2]
[2004,3,18,13,5.4113988420417414E-3,1.3054460023390521E-2,0,3.1386018676237411E-3,9.0258064516128434E-6,null,6.9076611409575963E-5,2.1673537344465581E-2,null,5.5809978855361981E-3,1.0089781609103777E-2,0,3.3170195712085909E-3,3.7946571402702613E-6,null,6.5000685416384614E-5,1.9056594408405222E-2]
[2004,3,18,14,5.0089083794279928E-3,1.3259077858977911E-2,0,3.1646833502979141E-3,9.0258064516128434E-6,null,6.9076611409575963E-5,2.1501746200113397E-2,null,5.1658929401486794E-3,1.0247930568976884E-2,0,3.3445836880112963E-3,3.7946571402702613E-6,null,6.5000685416384614E-5,1.8827202539693517E-2]
[2004,3,18,15,4.9142323492713125E-3,1.3202123715579123E-2,0,2.801881156771862E-3,9.0258064516128434E-6,null,6.9076611409575963E-5,2.0987313833031877E-2,null,5.0682496616658041E-3,1.0203910757540968E-2,0,2.961157555242682E-3,3.7946571402702613E-6,null,6.5000685416384614E-5,1.8302113317006111E-2]
[2004,3,18,16,5.5793474259378988E-3,1.2290755625107282E-2,0,2.8597307317716797E-3,9.0258064516128434E-6,null,6.9076611409575963E-5,2.0798910394226437E-2,null,5.7542101581783672E-3,9.4995150964496157E-3,0,3.0222956608558587E-3,3.7946571402702613E-6,null,6.5000685416384614E-5,1.8344816258040499E-2]
[2004,3,18,17,5.9266548927585979E-3,1.2271429088736383E-2,6.6519669500000691E-5,2.8473756877178103E-3,9.0258064516128434E-6,null,6.9076611409575963E-5,2.1183309713563227E-2,null,6.1124026135003107E-3,9.4845776320969435E-3,3.1896395809060204E-5,3.0092382790475516E-3,3.7946571402702613E-6,null,6.5000685416384614E-5,1.870691026301052E-2]
[2004,3,18,18,6.3730203626301291E-3,1.2399481348652347E-2,2.6607867800000276E-4,2.8809986044923963E-3,9.0258064516128434E-6,null,6.9076611409575963E-5,2.1997670658947893E-2,null,6.5727576559294993E-3,9.5835491203690951E-3,1.2758558323624082E-4,3.0447725320959826E-3,3.7946571402702613E-6,null,6.5000685416384614E-5,1.9397460234187473E-2]
[2004,3,18,19,6.5121637064253718E-3,1.2397531631101615E-2,2.6607867800000276E-4,2.590518080407393E-3,9.0258064516128434E-6,null,6.9076611409575963E-5,2.1844383761107398E-2,null,6.716261901352054E-3,9.5820421852487545E-3,1.2758558323624082E-4,2.7377792834829048E-3,3.7946571402702613E-6,null,6.5000685416384614E-5,1.9232464295876609E-2]
[2004,3,18,20,7.1352251960780299E-3,1.204099457956154E-2,2.6607867800000276E-4,2.9964558531003116E-3,9.0258064516128434E-6,null,6.9076611409575963E-5,2.2516845971912901E-2,null,7.3588508063307375E-3,9.3064749860580203E-3,1.2758558323624082E-4,3.1667930907469284E-3,3.7946571402702613E-6,null,6.5000685416384614E-5,2.0028499808928582E-2]
[2004,3,18,21,7.1263140060650989E-3,1.1534493612772215E-2,2.6607867800000276E-4,2.3890388201407548E-3,9.0258064516128434E-6,null,6.9076611409575963E-5,2.1394016782151089E-2,null,7.3496603300654516E-3,8.9150007978842146E-3,1.2758558323624082E-4,2.5248466855669256E-3,3.7946571402702613E-6,null,6.5000685416384614E-5,1.8985888739309488E-2]
[2004,3,18,22,6.2882864439461148E-3,1.1611882404107815E-2,2.6607867800000276E-4,2.1820335758768045E-3,9.0258064516128434E-6,null,6.9076611409575963E-5,2.0426372767103754E-2,null,6.4853680853558674E-3,8.9748145322071683E-3,1.2758558323624082E-4,2.3060739722612399E-3,3.7946571402702613E-6,null,6.5000685416384614E-5,1.7962637515617171E-2]
[2004,3,18,23,5.16881337142881E-3,1.0917990750208084E-2,2.6607867800000276E-4,1.7691980513305677E-3,9.0258064516128434E-6,null,6.9076611409575963E-5,1.8200172516140482E-2,null,5.3308095260986678E-3,8.4385062333052156E-3,1.2758558323624082E-4,1.8697703019117404E-3,3.7946571402702613E-6,null,6.5000685416384614E-5,1.5835466987108523E-2]
[2004,3,18,24,3.8928453757085769E-3,1.0325209833307902E-2,2.6607867800000276E-4,1.8407557885270563E-3,9.0258064516128434E-6,null,6.9076611409575963E-5,1.6402981340716553E-2,null,4.0148513249028319E-3,7.9803463413716906E-3,1.2758558323624082E-4,1.945395827149785E-3,3.7946571402702613E-6,null,6.5000685416384614E-5,1.4136974419217203E-2]
[2004,3,19,1,3.2779110341408998E-3,9.3615818904246965E-3,2.6607867800000276E-4,1.7305726840972581E-3,9.0258064516128434E-6,null,6.9076611409575963E-5,1.4714235951835871E-2,null,3.3806442815465681E-3,7.2355590825574226E-3,1.2758558323624082E-4,1.8289492279234653E-3,3.7946571402702613E-6,null,6.5000685416384614E-5,1.2641533517820351E-2]
[2004,3,19,2,2.9422932399880706E-3,9.0231451748751801E-3,2.6607867800000276E-4,1.7124162458040297E-3,9.0258064516128434E-6,null,6.9076611409575963E-5,1.4022025003840298E-2,null,3.0345078657712079E-3,6.9739816184356922E-3,1.2758558323624082E-4,1.8097606644476918E-3,3.7946571402702613E-6,null,6.5000685416384614E-5,1.2014631074447486E-2]
[2004,3,19,3,2.813285509543371E-3,9.1373616571758087E-3,2.6607867800000276E-4,1.4857977734282926E-3,9.0258064516128434E-6,null,6.9076611409575963E-5,1.378061528332049E-2,null,2.9014568946921595E-3,7.0622594453629301E-3,1.2758558323624082E-4,1.5702597848293318E-3,3.7946571402702613E-6,null,6.5000685416384614E-5,1.1730357050677315E-2]
[2004,3,19,4,2.6445170882553907E-3,9.2819525714518195E-3,2.6607867800000276E-4,1.2930001532116537E-3,9.0258064516128434E-6,null,6.9076611409575963E-5,1.3563640156091883E-2,null,2.7273990900750231E-3,7.1740136462330999E-3,1.2758558323624082E-4,1.3665023455255653E-3,3.7946571402702613E-6,null,6.5000685416384614E-5,1.1464296007626584E-2]
[2004,3,19,5,3.1353066726679834E-3,9.1301123516575513E-3,2.6607867800000276E-4,1.8261609615758672E-3,9.0258064516128434E-6,null,6.9076611409575963E-5,1.4435750329074421E-2,null,3.233570546440342E-3,7.0566564629825149E-3,1.2758558323624082E-4,1.9299713392161978E-3,3.7946571402702613E-6,null,6.5000685416384614E-5,1.241657927443195E-2]
[2004,3,19,6,3.723983241967533E-3,1.010049707717809E-2,2.6607867800000276E-4,1.9097860844631096E-3,9.0258064516128434E-6,null,6.9076611409575963E-5,1.6078436746781756E-2,null,3.8406968707838446E-3,7.8066660336403009E-3,1.2758558323624082E-4,2.0183502356041355E-3,3.7946571402702613E-6,null,6.5000685416384614E-5,1.3862094065821175E-2]
[2004,3,19,7,4.9502681839950326E-3,1.0964308232710895E-2,2.6607867800000276E-4,2.2978336057795177E-3,9.0258064516128434E-6,null,6.9076611409575963E-5,1.8556580365658465E-2,null,5.1054148980985946E-3,8.4743049781249562E-3,1.2758558323624082E-4,2.4284567980334851E-3,3.7946571402702613E-6,null,6.5000685416384614E-5,1.6204557600049931E-2]
[2004,3,19,8,5.0234934175101918E-3,1.2198134161133726E-2,1.9955900850000209E-4,2.3285390704403811E-3,9.0258064516128434E-6,null,6.9076611409575963E-5,1.9825563559316455E-2,null,5.1809350889669885E-3,9.4279280417469153E-3,9.5689187427180612E-5,2.460907752795788E-3,3.7946571402702613E-6,null,6.5000685416384614E-5,1.7234255413493531E-2]
[2004,3,19,9,5.0483190564521181E-3,1.2527177659703449E-2,0,2.690776189607543E-3,9.0258064516128434E-6,null,6.9076611409575963E-5,2.0335349517172686E-2,null,5.2065387900591259E-3,9.6822454960510639E-3,0,2.8437366888549496E-3,3.7946571402702613E-6,null,6.5000685416384614E-5,1.7801316317521795E-2]
[2004,3,19,10,4.9660555704011504E-3,1.2621215461389008E-2,0,2.8028662292578954E-3,9.0258064516128434E-6,null,6.9076611409575963E-5,2.0459213872457631E-2,null,5.1216970781268259E-3,9.7549272370275157E-3,0,2.9621986253920811E-3,3.7946571402702613E-6,null,6.5000685416384614E-5,1.7907618283103079E-2]
[2004,3,19,11,4.9307915499498473E-3,1.2788291100494995E-2,0,2.8117724355444175E-3,9.0258064516128434E-6,null,6.9076611409575963E-5,2.0599931697398835E-2,null,5.085327845453529E-3,9.8840598635597781E-3,0,2.9716111159861754E-3,3.7946571402702613E-6,null,6.5000685416384614E-5,1.8009794167556138E-2]
[2004,3,19,12,5.0309568288673962E-3,1.2462620233301571E-2,0,2.6538856816941733E-3,9.0258064516128434E-6,null,6.9076611409575963E-5,2.0216539355272716E-2,null,5.1886324116407192E-3,9.6323491133225841E-3,0,2.8047490944095549E-3,3.7946571402702613E-6,null,6.5000685416384614E-5,1.7694525961929514E-2]
[2004,3,19,13,4.6838276425231039E-3,1.2358308148240672E-2,0,2.876556211334781E-3,9.0258064516128434E-6,null,6.9076611409575963E-5,1.9987768613508133E-2,null,4.83062382429652E-3,9.5517263870229952E-3,0,3.0400776056069565E-3,3.7946571402702613E-6,null,6.5000685416384614E-5,1.7491223159483128E-2]
[2004,3,19,14,4.4292696250326181E-3,1.2503971696938813E-2,0,2.6062716638044466E-3,9.0258064516128434E-6,null,6.9076611409575963E-5,1.9608589597185453E-2,null,4.5680876855216049E-3,9.6643096261717562E-3,0,2.754428398805154E-3,3.7946571402702613E-6,null,6.5000685416384614E-5,1.7055621053055171E-2]
[2004,3,19,15,4.1884869140134586E-3,1.2576541468729517E-2,0,1.9942205717714359E-3,9.0258064516128434E-6,null,6.9076611409575963E-5,1.8828325565923988E-2,null,4.3197585860969947E-3,9.7203987441803717E-3,0,2.1075845057343338E-3,3.7946571402702613E-6,null,6.5000685416384614E-5,1.6216537178568354E-2]
[2004,3,19,16,5.0690570461938891E-3,1.1558258042451537E-2,0,2.568409885478567E-3,9.0258064516128434E-6,null,6.9076611409575963E-5,1.9264801585533571E-2,null,5.2279267306411265E-3,8.9333683063908577E-3,0,2.7144143208798171E-3,3.7946571402702613E-6,null,6.5000685416384614E-5,1.6944504700468457E-2]
[2004,3,19,17,5.338352616470767E-3,1.1193543884935911E-2,6.6519669500000691E-5,2.3131979574481823E-3,9.0258064516128434E-6,null,6.9076611409575963E-5,1.8982944503205295E-2,null,5.5056623129129479E-3,8.6514810285955712E-3,3.1896395809060204E-5,2.4446945552685168E-3,3.7946571402702613E-6,null,6.5000685416384614E-5,1.6702529635142755E-2]
[2004,3,19,18,5.4684704164591072E-3,1.1069812401810628E-2,2.6607867800000276E-4,1.8220082156388052E-3,9.0258064516128434E-6,null,6.9076611409575963E-5,1.8704461377081563E-2,null,5.6398581443056961E-3,8.5558490652154137E-3,1.2758558323624082E-4,1.9255825253020836E-3,3.7946571402702613E-6,null,6.5000685416384614E-5,1.6317670660616092E-2]
[2004,3,19,19,5.1907010043453885E-3,1.1040176711778574E-2,2.6607867800000276E-4,1.1625058108624034E-3,9.0258064516128434E-6,null,6.9076611409575963E-5,1.7737553870159389E-2,null,5.3533831409055795E-3,8.532943664323861E-3,1.2758558323624082E-4,1.2285898909484025E-3,3.7946571402702613E-6,null,6.5000685416384614E-5,1.5311297621970737E-2]
[2004,3,19,20,5.7819900865670659E-3,1.0317419311721742E-2,2.6607867800000276E-4,1.8795947912977314E-3,9.0258064516128434E-6,null,6.9076611409575963E-5,1.832317453275956E-2,null,5.9632038571281378E-3,7.9743250535294873E-3,1.2758558323624082E-4,1.9864426810516761E-3,3.7946571402702613E-6,null,6.5000685416384614E-5,1.6120352517502198E-2]
[2004,3,19,21,6.0765057302445327E-3,1.0109682493278068E-2,2.6607867800000276E-4,1.5926943084916061E-3,9.0258064516128434E-6,null,6.9076611409575963E-5,1.8123052875187229E-2,null,6.2669499369497287E-3,7.8137654343256955E-3,1.2758558323624082E-4,1.6832329855901692E-3,3.7946571402702613E-6,null,6.5000685416384614E-5,1.5960329282658489E-2]
[2004,3,19,22,5.2703625214064473E-3,9.9772489297729992E-3,2.6607867800000276E-4,1.4560882245038321E-3,9.0258064516128434E-6,null,6.9076611409575963E-5,1.7047870018856298E-2,null,5.4355413353491863E-3,7.7114076400479304E-3,1.2758558323624082E-4,1.5388613598647709E-3,3.7946571402702613E-6,null,6.5000685416384614E-5,1.4882191261054781E-2]
[2004,3,19,23,4.6635574397262585E-3,8.9396994350104137E-3,2.6607867800000276E-4,1.2214030198571234E-3,9.0258064516128434E-6,null,6.9076611409575963E-5,1.5168830237766814E-2,null,4.8097183316040057E-3,6.9094864734862262E-3,1.2758558323624082E-4,1.2908351846061673E-3,3.7946571402702613E-6,null,6.5000685416384614E-5,1.3206420915489294E-2]
[2004,3,19,24,3.5028860339907579E-3,7.8858999110959227E-3,2.6607867800000276E-4,1.2117803614455551E-3,9.0258064516128434E-6,null,6.9076611409575963E-5,1.2944736649705255E-2,null,3.6126702391798865E-3,6.0950056725167789E-3,1.2758558323624082E-4,1.2806655142801912E-3,3.7946571402702613E-6,null,6.5000685416384614E-5,1.1184722351769752E-2]
[2004,3,20,1,4.4136257447132425E-3,7.3964821893846852E-3,2.6607867800000276E-4,2.7806915730907941E-3,9.0258064516128434E-6,null,6.9076611409575963E-5,1.493496985036174E-2,null,4.5519535092147859E-3,5.7167351106671453E-3,1.2758558323624082E-4,2.9387634234794586E-3,3.7946571402702613E-6,null,6.5000685416384614E-5,1.3403832969154286E-2]
[2004,3,20,2,4.0663959106090027E-3,7.7362756381936602E-3,2.6607867800000276E-4,2.6628986080424917E-3,9.0258064516128434E-6,null,6.9076611409575963E-5,1.4809740500018173E-2,null,4.1938411197018971E-3,5.979361192829393E-3,1.2758558323624082E-4,2.8142743716993018E-3,3.7946571402702613E-6,null,6.5000685416384614E-5,1.3183857610023487E-2]
[2004,3,20,3,3.9471024838461308E-3,7.6835622384060186E-3,2.6607867800000276E-4,2.5646077848731266E-3,9.0258064516128434E-6,null,6.9076611409575963E-5,1.4539442850298295E-2,null,4.0708089090007622E-3,5.9386190487056454E-3,1.2758558323624082E-4,2.710396085164722E-3,3.7946571402702613E-6,null,6.5000685416384614E-5,1.2916204968664026E-2]
[2004,3,20,4,3.9243913402200537E-3,7.6471969545103269E-3,2.6607867800000276E-4,2.3488391867456581E-3,9.0258064516128434E-6,null,6.9076611409575963E-5,1.4264597824649058E-2,null,4.0473859737754922E-3,5.9105123501518057E-3,1.2758558323624082E-4,2.4823618543105479E-3,3.7946571402702613E-6,null,6.5000685416384614E-5,1.2636641104030741E-2]
[2004,3,20,5,3.9701649217882395E-3,7.4293970462383264E-3,2.6607867800000276E-4,2.3088440483272927E-3,9.0258064516128434E-6,null,6.9076611409575963E-5,1.4052576359526879E-2,null,4.0945941484826958E-3,5.7421749769467996E-3,1.2758558323624082E-4,2.4400931428006818E-3,3.7946571402702613E-6,null,6.5000685416384614E-5,1.2473243194023072E-2]
[2004,3,20,6,4.4356090805291407E-3,7.9031799624340836E-3,2.6607867800000276E-4,2.4950291845296877E-3,9.0258064516128434E-6,null,6.9076611409575963E-5,1.5177988570665933E-2,null,4.5746258263525243E-3,6.1083614102404185E-3,1.2758558323624082E-4,2.6368622032610502E-3,3.7946571402702613E-6,null,6.5000685416384614E-5,1.3516230365646888E-2]
[2004,3,20,7,5.175564421984899E-3,8.1955427773129936E-3,2.6607867800000276E-4,2.4583501747964692E-3,9.0258064516128434E-6,null,6.9076611409575963E-5,1.6173627717267384E-2,null,5.3377721618197609E-3,6.3343283937437999E-3,1.2758558323624082E-4,2.5980981298713438E-3,3.7946571402702613E-6,null,6.5000685416384614E-5,1.44665796112278E-2]
[2004,3,20,8,5.6763428413145007E-3,9.2123014603155209E-3,1.9955900850000209E-4,2.4296800281460116E-3,9.0258064516128434E-6,null,6.9076611409575963E-5,1.7593721240008194E-2,null,5.854245513901523E-3,7.1201803586871211E-3,9.5689187427180612E-5,2.5677981932881199E-3,3.7946571402702613E-6,null,6.5000685416384614E-5,1.5706708595860604E-2]
[2004,3,20,9,6.1371907665153137E-3,9.5428444987553374E-3,0,3.0386303439012387E-3,9.0258064516128434E-6,null,6.9076611409575963E-5,1.8787742220581466E-2,null,6.3295369073426066E-3,7.3756568061458146E-3,0,3.2113650426199916E-3,3.7946571402702613E-6,null,6.5000685416384614E-5,1.698535409866507E-2]
[2004,3,20,10,6.6978578268890717E-3,9.8568446595719127E-3,0,2.9194726581689388E-3,9.0258064516128434E-6,null,6.9076611409575963E-5,1.9543251756039499E-2,null,6.9077758747100758E-3,7.6183472768497776E-3,0,3.0854336909212792E-3,3.7946571402702613E-6,null,6.5000685416384614E-5,1.7680352185037791E-2]
[2004,3,20,11,7.4517559501471623E-3,9.5664360793769835E-3,0,2.5750129811244406E-3,9.0258064516128434E-6,null,6.9076611409575963E-5,1.9662281622058162E-2,null,7.6853019737151175E-3,7.3938907197553761E-3,0,2.7213927776614374E-3,3.7946571402702613E-6,null,6.5000685416384614E-5,1.7869380813688589E-2]
[2004,3,20,12,7.0038633725253204E-3,9.5645018556613295E-3,0,2.7173455596776518E-3,9.0258064516128434E-6,null,6.9076611409575963E-5,1.9354787399273876E-2,null,7.2233719623408833E-3,7.3923957598076547E-3,0,2.871816427615814E-3,3.7946571402702613E-6,null,6.5000685416384614E-5,1.7556379492321007E-2]
[2004,3,20,13,6.9170617947971512E-3,9.2993687684400136E-3,0,2.7382288934862937E-3,9.0258064516128434E-6,null,6.9076611409575963E-5,1.9023736068133037E-2,null,7.1338499300710656E-3,7.1874746108196979E-3,0,2.8938869003539802E-3,3.7946571402702613E-6,null,6.5000685416384614E-5,1.72840067838014E-2]
[2004,3,20,14,6.3341240290769639E-3,9.631040667431142E-3,0,2.581981568937216E-3,9.0258064516128434E-6,null,6.9076611409575963E-5,1.8616222876854896E-2,null,6.5326422695660318E-3,7.4438235536868156E-3,0,2.7287575034640643E-3,3.7946571402702613E-6,null,6.5000685416384614E-5,1.6774018669273569E-2]
[2004,3,20,15,6.0942088831257247E-3,9.1148934093137849E-3,0,2.725535520898225E-3,9.0258064516128434E-6,null,6.9076611409575963E-5,1.8003714424747311E-2,null,6.285207925629044E-3,7.0448937547360601E-3,0,2.8804719573076536E-3,3.7946571402702613E-6,null,6.5000685416384614E-5,1.6279368980229414E-2]
[2004,3,20,16,6.2892962580807744E-3,8.487125053962586E-3,0,2.2820224947844169E-3,9.0258064516128434E-6,null,6.9076611409575963E-5,1.7127520418237355E-2,null,6.4864095481485433E-3,6.5596920998801161E-3,0,2.4117468848857534E-3,3.7946571402702613E-6,null,6.5000685416384614E-5,1.5526643875471069E-2]
[2004,3,20,17,6.6176568103759152E-3,8.1000556613817411E-3,6.6519669500000691E-5,2.4562888254982436E-3,9.0258064516128434E-6,null,6.9076611409575963E-5,1.7311851341606337E-2,null,6.8250612723229232E-3,6.2605264789573406E-3,3.1896395809060204E-5,2.5959196006237052E-3,3.7946571402702613E-6,null,6.5000685416384614E-5,1.5782199090269684E-2]
[2004,3,20,18,7.2772448011882368E-3,8.2221867533615305E-3,2.6607867800000276E-4,2.2526900171528142E-3,9.0258064516128434E-6,null,6.9076611409575963E-5,1.8096291914875599E-2,null,7.5053214581826894E-3,6.3549215013136455E-3,1.2758558323624082E-4,2.3807469662978863E-3,3.7946571402702613E-6,null,6.5000685416384614E-5,1.6437370851587117E-2]
[2004,3,20,19,7.2822124011048175E-3,8.4958785650310915E-3,2.6607867800000276E-4,2.3794790774566668E-3,9.0258064516128434E-6,null,6.9076611409575963E-5,1.8501740386765594E-2,null,7.5104447480084614E-3,6.5664576815154989E-3,1.2758558323624082E-4,2.5147435074907441E-3,3.7946571402702613E-6,null,6.5000685416384614E-5,1.6788026862807601E-2]
[2004,3,20,20,7.6982302334157237E-3,8.4523636137552732E-3,2.6607867800000276E-4,2.6971845080867797E-3,9.0258064516128434E-6,null,6.9076611409575963E-5,1.9191948698430793E-2,null,7.9395010253676991E-3,6.5328250108177364E-3,1.2758558323624082E-4,2.8505092961210823E-3,3.7946571402702613E-6,null,6.5000685416384614E-5,1.7519216258099414E-2]
[2004,3,20,21,7.6329629562431958E-3,8.0624956163405457E-3,2.6607867800000276E-4,2.3170418400924046E-3,9.0258064516128434E-6,null,6.9076611409575963E-5,1.8356670755849167E-2,null,7.8721882017287106E-3,6.2314963504790481E-3,1.2758558323624082E-4,2.4487569481740461E-3,3.7946571402702613E-6,null,6.5000685416384614E-5,1.67488224261747E-2]
[2004,3,20,22,6.8874958201958691E-3,8.0884896977892022E-3,2.6607867800000276E-4,2.483935900674332E-3,9.0258064516128434E-6,null,6.9076611409575963E-5,1.7804091761832425E-2,null,7.1033573261159453E-3,6.25158715503751E-3,1.2758558323624082E-4,2.6251383079697226E-3,3.7946571402702613E-6,null,6.5000685416384614E-5,1.6176463714916073E-2]
[2004,3,20,23,5.8680755493721315E-3,8.0281638077295409E-3,2.6607867800000276E-4,2.5068739594624953E-3,9.0258064516128434E-6,null,6.9076611409575963E-5,1.674728365973719E-2,null,6.051987330665122E-3,6.204961323330478E-3,1.2758558323624082E-4,2.6493803090692361E-3,3.7946571402702613E-6,null,6.5000685416384614E-5,1.5102709888857731E-2]
[2004,3,20,24,5.0982060764400176E-3,7.8094312005356492E-3,2.6607867800000276E-4,2.3704779374246767E-3,9.0258064516128434E-6,null,6.9076611409575963E-5,1.5622285557573364E-2,null,5.257989322757825E-3,6.0359030678820034E-3,1.2758558323624082E-4,2.5052306865250493E-3,3.7946571402702613E-6,null,6.5000685416384614E-5,1.3995504002957774E-2]
[2004,3,21,1,5.0350952190088682E-3,7.444207261370836E-3,2.6607867800000276E-4,2.5329938859142784E-3,9.0258064516128434E-6,null,6.9076611409575963E-5,1.5356466709467002E-2,null,{"$f":"E1923*Y$5","v":5.1929005033676933E-3},{"$f":"F1923*Z$5","v":5.753621780261768E-3},{"$f":"G1923*AA$5","v":1.2758558323624082E-4},{"$f":"H1923*AB$5","v":2.6769850550336198E-3},{"$f":"I1923*AC$5","v":3.7946571402702613E-6},null,{"$f":"K1923*AE$5","v":6.5000685416384614E-5},1.3819888264455975E-2]
[2004,3,21,2,4.3815012408671425E-3,7.8557764509327374E-3,2.6607867800000276E-4,2.4044214342014941E-3,9.0258064516128434E-6,null,6.9076611409575963E-5,1.4985869469174394E-2,null,4.5188221889642648E-3,6.071723274484804E-3,1.2758558323624082E-4,2.5411037433422882E-3,3.7946571402702613E-6,null,6.5000685416384614E-5,{"$f":"SUM(N1924:T1924)","v":1.3328030132584252E-2}]
[2004,3,21,3,4.4591242675097098E-3,7.6246545671039001E-3,2.6607867800000276E-4,2.3866447859444422E-3,9.0258064516128434E-6,null,6.9076611409575963E-5,1.481459396373107E-2,null,4.5988780045133617E-3,5.8930893571309435E-3,1.2758558323624082E-4,2.5223165595368523E-3,3.7946571402702613E-6,null,6.5000685416384614E-5,1.3210664846974054E-2]
[2004,3,21,4,4.0619811032902818E-3,7.7062535749574234E-3,2.6607867800000276E-4,2.2907913156367497E-3,9.0258064516128434E-6,null,6.9076611409575963E-5,1.4403196337057474E-2,null,4.1892879475868778E-3,5.9561571644003676E-3,1.2758558323624082E-4,2.4210141802007952E-3,3.7946571402702613E-6,null,6.5000685416384614E-5,1.2762840217980935E-2]
[2004,3,21,5,4.4108791593435023E-3,7.5458861787452321E-3,2.6607867800000276E-4,2.3627841353140878E-3,9.0258064516128434E-6,null,6.9076611409575963E-5,1.466371981657584E-2,null,4.5491208429138154E-3,5.8322093333830431E-3,1.2758558323624082E-4,2.4970995207212287E-3,3.7946571402702613E-6,null,6.5000685416384614E-5,1.3074810622810983E-2]
[2004,3,21,6,4.59087938196654E-3,7.93792286285043E-3,2.6607867800000276E-4,2.2565455923574513E-3,9.0258064516128434E-6,null,6.9076611409575963E-5,1.5129518180347442E-2,null,4.7347624655660805E-3,6.1352141699133333E-3,1.2758558323624082E-4,2.3848217164418829E-3,3.7946571402702613E-6,null,6.5000685416384614E-5,1.3451179277714191E-2]
[2004,3,21,7,5.3454443954859647E-3,7.8038068565134911E-3,2.6607867800000276E-4,2.1902957306245336E-3,9.0258064516128434E-6,null,6.9076611409575963E-5,1.5683717325797011E-2,null,5.5129763558884924E-3,6.0315560169295814E-3,1.2758558323624082E-4,2.3148057994105435E-3,3.7946571402702613E-6,null,6.5000685416384614E-5,1.4055719098021514E-2]
[2004,3,21,8,6.0624797548290768E-3,8.5633800805530388E-3,1.9955900850000209E-4,2.0459796325433786E-3,9.0258064516128434E-6,null,6.9076611409575963E-5,1.6947236378157655E-2,null,6.2524843724217393E-3,6.6186295483471914E-3,9.5689187427180612E-5,2.162285874308327E-3,3.7946571402702613E-6,null,6.5000685416384614E-5,1.5197884325061093E-2]
[2004,3,21,9,6.851606258253139E-3,8.8885087727625448E-3,0,2.2889389629042666E-3,9.0258064516128434E-6,null,6.9076611409575963E-5,1.809813060532953E-2,null,7.06634294680998E-3,6.8699212519771841E-3,0,2.4190565281870724E-3,3.7946571402702613E-6,null,6.5000685416384614E-5,1.6424116069530894E-2]
[2004,3,21,10,7.2701537003434834E-3,9.1370473367622558E-3,0,2.5713011433285788E-3,9.0258064516128434E-6,null,6.9076611409575963E-5,1.9047578791843895E-2,null,7.4980081146321775E-3,7.0620165073691449E-3,0,2.7174699358569281E-3,3.7946571402702613E-6,null,6.5000685416384614E-5,1.7346289900414907E-2]
[2004,3,21,11,7.2554489365959677E-3,9.3562399799082246E-3,0,3.1313857607266683E-3,9.0258064516128434E-6,null,6.9076611409575963E-5,1.9812151288640438E-2,null,7.4828424878177939E-3,7.231430324233447E-3,0,3.3093932557932988E-3,3.7946571402702613E-6,null,6.5000685416384614E-5,1.8092461410401196E-2]
[2004,3,21,12,7.5580907706515339E-3,9.1556884283929794E-3,0,2.7050200217969447E-3,9.0258064516128434E-6,null,6.9076611409575963E-5,1.9487875832251034E-2,null,7.794969441539362E-3,7.0764241920357098E-3,0,2.8587902292955625E-3,3.7946571402702613E-6,null,6.5000685416384614E-5,1.7798979205427289E-2]
[2004,3,21,13,7.0292741368002433E-3,9.0557914657570845E-3,0,2.9720610256007678E-3,9.0258064516128434E-6,null,6.9076611409575963E-5,1.9126203239567673E-2,null,7.2495791272215067E-3,6.9992139102926891E-3,0,3.1410115091175554E-3,3.7946571402702613E-6,null,6.5000685416384614E-5,1.7458599889188409E-2]
[2004,3,21,14,6.7039822377552736E-3,9.3209861866784191E-3,0,2.8285838626383349E-3,9.0258064516128434E-6,null,6.9076611409575963E-5,1.8922628898481605E-2,null,6.9140922311813234E-3,7.2041826959176151E-3,0,2.9893782094381044E-3,3.7946571402702613E-6,null,6.5000685416384614E-5,1.7176448479093699E-2]
[2004,3,21,15,6.7267614314055089E-3,9.1886331403567105E-3,0,2.7154592957893101E-3,9.0258064516128434E-6,null,6.9076611409575963E-5,1.8699930478961107E-2,null,6.937585349191493E-3,7.1018871333058415E-3,0,2.8698229367246511E-3,3.7946571402702613E-6,null,6.5000685416384614E-5,1.6978090761778641E-2]
[2004,3,21,16,7.1862072992246511E-3,8.9426040327860064E-3,0,2.6095662305556789E-3,9.0258064516128434E-6,null,6.9076611409575963E-5,1.8807454173975915E-2,null,7.4114307432688415E-3,6.9117314347611862E-3,0,2.7579102492766073E-3,3.7946571402702613E-6,null,6.5000685416384614E-5,1.7149867769863294E-2]
[2004,3,21,17,7.6592156440726524E-3,8.6274054114277576E-3,6.6519669500000691E-5,2.9006309441376248E-3,9.0258064516128434E-6,null,6.9076611409575963E-5,1.9325102043988469E-2,null,7.8992636769510387E-3,6.6681146748724584E-3,3.1896395809060204E-5,3.0655208963608458E-3,3.7946571402702613E-6,null,6.5000685416384614E-5,1.7733590986550061E-2]
[2004,3,21,18,7.8654688879904334E-3,8.4700808715952071E-3,2.6607867800000276E-4,2.5408309095178976E-3,9.0258064516128434E-6,null,6.9076611409575963E-5,1.9220551012276557E-2,null,8.1119811187420794E-3,6.5465186650935023E-3,1.2758558323624082E-4,2.6852675839333143E-3,3.7946571402702613E-6,null,6.5000685416384614E-5,1.7540148293561791E-2]
[2004,3,21,19,8.0064410317680773E-3,8.5707647653729419E-3,2.6607867800000276E-4,2.6672260411160324E-3,9.0258064516128434E-6,null,6.9076611409575963E-5,1.9588602181430069E-2,null,8.2573714806998925E-3,6.6243371652805142E-3,1.2758558323624082E-4,2.818847803056143E-3,3.7946571402702613E-6,null,6.5000685416384614E-5,1.7896937374829447E-2]
[2004,3,21,20,8.3829075849966034E-3,8.7503670641916071E-3,2.6607867800000276E-4,2.8085782870851533E-3,9.0258064516128434E-6,null,6.9076611409575963E-5,2.0286023279446383E-2,null,8.645636899471126E-3,6.7631516369879904E-3,1.2758558323624082E-4,2.9682353922086493E-3,3.7946571402702613E-6,null,6.5000685416384614E-5,1.8573404854460664E-2]
[2004,3,21,21,8.2874646558914588E-3,8.7077268306361907E-3,2.6607867800000276E-4,2.6997381545018472E-3,9.0258064516128434E-6,null,6.9076611409575963E-5,2.0039099984202516E-2,null,8.5472026866042321E-3,6.7301950349098914E-3,1.2758558323624082E-4,2.8532081077238228E-3,3.7946571402702613E-6,null,6.5000685416384614E-5,1.8326986755030843E-2]
[2004,3,21,22,7.3450173032419243E-3,8.4834115220244078E-3,2.6607867800000276E-4,2.2923064912876178E-3,9.0258064516128434E-6,null,6.9076611409575963E-5,1.8464905659726971E-2,null,7.5752180231374944E-3,6.5568219140442014E-3,1.2758558323624082E-4,2.4226154878848288E-3,3.7946571402702613E-6,null,6.5000685416384614E-5,1.6751036350859422E-2]
[2004,3,21,23,6.1516187295360463E-3,8.4502222956902087E-3,2.6607867800000276E-4,2.6999212238756638E-3,9.0258064516128434E-6,null,6.9076611409575963E-5,1.764593259227494E-2,null,6.3444170581985577E-3,6.5311699878146086E-3,1.2758558323624082E-4,2.8534015839025324E-3,3.7946571402702613E-6,null,6.5000685416384614E-5,1.5925369555708595E-2]
[2004,3,21,24,5.0424108685769653E-3,8.7787347594372213E-3,2.6607867800000276E-4,2.2770220335425161E-3,9.0258064516128434E-6,null,6.9076611409575963E-5,1.6442338004729724E-2,null,5.2004454332393694E-3,6.7850770057331557E-3,1.2758558323624082E-4,2.4064621662422216E-3,3.7946571402702613E-6,null,6.5000685416384614E-5,1.4588365531007641E-2]
[2004,3,22,1,4.5679351605889661E-3,9.0268426144849354E-3,2.6607867800000276E-4,2.4341536287702001E-3,9.0258064516128434E-6,null,6.9076611409575963E-5,1.6373101747017123E-2,null,4.711099147682603E-3,6.9768393665239651E-3,1.2758558323624082E-4,2.5725261012707395E-3,3.7946571402702613E-6,null,6.5000685416384614E-5,1.4456845541270203E-2]
[2004,3,22,2,4.2073675597820289E-3,9.4352731856396747E-3,2.6607867800000276E-4,2.2381326866557413E-3,9.0258064516128434E-6,null,6.9076611409575963E-5,1.6224943775250467E-2,null,4.339230971553653E-3,7.2925150251149009E-3,1.2758558323624082E-4,2.3653621063507084E-3,3.7946571402702613E-6,null,6.5000685416384614E-5,1.4193489028812158E-2]
[2004,3,22,3,4.1421608297343392E-3,9.3613121584915308E-3,2.6607867800000276E-4,2.2618946971362224E-3,9.0258064516128434E-6,null,6.9076611409575963E-5,1.6109538028535111E-2,null,4.2719805926513324E-3,7.2353506069641185E-3,1.2758558323624082E-4,2.3904748976951848E-3,3.7946571402702613E-6,null,6.5000685416384614E-5,1.4094187023103532E-2]
[2004,3,22,4,4.2135982265361221E-3,9.2573658598753238E-3,2.6607867800000276E-4,2.1446877252514602E-3,9.0258064516128434E-6,null,6.9076611409575963E-5,1.5959822154835927E-2,null,4.3456569140862778E-3,7.1550105967122185E-3,1.2758558323624082E-4,2.2666051505844439E-3,3.7946571402702613E-6,null,6.5000685416384614E-5,1.3963653587175835E-2]
[2004,3,22,5,4.6092535214230235E-3,9.3231341938648047E-3,2.6607867800000276E-4,2.7016451158987259E-3,9.0258064516128434E-6,null,6.9076611409575963E-5,1.6978203174359576E-2,null,4.7537124702595971E-3,7.2058428889372099E-3,1.2758558323624082E-4,2.8552234726989842E-3,3.7946571402702613E-6,null,6.5000685416384614E-5,1.5011159757688687E-2]
[2004,3,22,6,5.2208575183609581E-3,1.0028273650848279E-2,2.6607867800000276E-4,2.3694905236211852E-3,9.0258064516128434E-6,null,6.9076611409575963E-5,1.7962792036003442E-2,null,5.3844847924135906E-3,7.7508446057586956E-3,1.2758558323624082E-4,2.5041871419631064E-3,3.7946571402702613E-6,null,6.5000685416384614E-5,1.5835897465928291E-2]
[2004,3,22,7,6.1947207070188132E-3,1.0761155048122219E-2,2.6607867800000276E-4,2.7426538710272285E-3,9.0258064516128434E-6,null,6.9076611409575963E-5,2.0042699969341278E-2,null,6.3888698978829799E-3,8.3172880458258821E-3,1.2758558323624082E-4,2.8985634212140635E-3,3.7946571402702613E-6,null,6.5000685416384614E-5,1.7801102290715822E-2]
[2004,3,22,8,6.8798877639817011E-3,1.2594440317105566E-2,1.9955900850000209E-4,3.1147058788783687E-3,9.0258064516128434E-6,null,6.9076611409575963E-5,2.2864430870197794E-2,null,7.0955108252603013E-3,9.7342327496348444E-3,9.5689187427180612E-5,3.291765185439111E-3,3.7946571402702613E-6,null,6.5000685416384614E-5,2.0285993290318095E-2]
[2004,3,22,9,7.1193572138317377E-3,1.2998557048818547E-2,0,3.5788545374909578E-3,9.0258064516128434E-6,null,6.9076611409575963E-5,2.3765845411550818E-2,null,7.3424855045022604E-3,1.0046574245205166E-2,0,3.7822989484021111E-3,3.7946571402702613E-6,null,6.5000685416384614E-5,2.1240154040666193E-2]
[2004,3,22,10,7.0554541361804324E-3,1.3665690351591505E-2,0,3.7465587413845845E-3,9.0258064516128434E-6,null,6.9076611409575963E-5,2.4536779840566098E-2,null,7.276579635860609E-3,1.0562201036131674E-2,0,3.9595365051076636E-3,3.7946571402702613E-6,null,6.5000685416384614E-5,2.1867112519656604E-2]
[2004,3,22,11,7.240868226867838E-3,1.3683190832560718E-2,0,3.729746707217655E-3,9.0258064516128434E-6,null,6.9076611409575963E-5,2.472288237805579E-2,null,7.4678048030088129E-3,1.0575727143739132E-2,0,3.9417687700729065E-3,3.7946571402702613E-6,null,6.5000685416384614E-5,2.2054096059377509E-2]
[2004,3,22,12,6.8761244437618519E-3,1.3777059731990192E-2,0,3.5332816365564166E-3,9.0258064516128434E-6,null,6.9076611409575963E-5,2.4255542423718038E-2,null,7.0916295585485593E-3,1.0648278340298262E-2,0,3.734135399569754E-3,3.7946571402702613E-6,null,6.5000685416384614E-5,2.1542838640973234E-2]
[2004,3,22,13,6.9472001920080533E-3,1.3583682352444663E-2,0,3.2885695348930004E-3,9.0258064516128434E-6,null,6.9076611409575963E-5,2.3888528690755292E-2,null,7.1649328969743201E-3,1.0498817119821953E-2,0,3.4755123359367442E-3,3.7946571402702613E-6,null,6.5000685416384614E-5,2.1208057695289672E-2]
[2004,3,22,14,6.5348119913045963E-3,1.377497737606119E-2,0,3.2648142891175754E-3,9.0258064516128434E-6,null,6.9076611409575963E-5,2.3643680267892937E-2,null,6.7396200077699288E-3,1.0646668889082479E-2,0,3.4504066938453462E-3,3.7946571402702613E-6,null,6.5000685416384614E-5,2.090549093325441E-2]
[2004,3,22,15,6.6661374659551086E-3,1.3596802190559216E-2,0,3.1349153653325978E-3,9.0258064516128434E-6,null,6.9076611409575963E-5,2.3466931633256499E-2,null,6.8750613636440064E-3,1.0508957432104915E-2,0,3.3131235051368896E-3,3.7946571402702613E-6,null,6.5000685416384614E-5,2.0765937643442468E-2]
[2004,3,22,16,7.2455210228394382E-3,1.2651164753891078E-2,0,3.2162948928914511E-3,9.0258064516128434E-6,null,6.9076611409575963E-5,2.3182057281031544E-2,null,7.4726034225963377E-3,9.7780750210148745E-3,0,3.3991291525536475E-3,3.7946571402702613E-6,null,6.5000685416384614E-5,2.0718602938721516E-2]
[2004,3,22,17,7.7948780382834579E-3,1.24966103772864E-2,6.6519669500000691E-5,3.5875929741535327E-3,9.0258064516128434E-6,null,6.9076611409575963E-5,2.4016931434073831E-2,null,8.0391778760958241E-3,9.6586200681575158E-3,3.1896395809060204E-5,3.791534132300562E-3,3.7946571402702613E-6,null,6.5000685416384614E-5,2.1590023814919618E-2]
[2004,3,22,18,8.1546332821709686E-3,1.2783281733102081E-2,2.6607867800000276E-4,3.0862608161634588E-3,9.0258064516128434E-6,null,6.9076611409575963E-5,2.4368346174609527E-2,null,8.410208235168231E-3,9.8801881275474342E-3,1.2758558323624082E-4,3.2617031279660339E-3,3.7946571402702613E-6,null,6.5000685416384614E-5,2.1748480416474595E-2]
[2004,3,22,19,7.8267074878175837E-3,1.2790186910385828E-2,2.6607867800000276E-4,3.1811506361856014E-3,9.0258064516128434E-6,null,6.9076611409575963E-5,2.4142215377562028E-2,null,8.0720048947157848E-3,9.8855251334933197E-3,1.2758558323624082E-4,3.3619870771246473E-3,3.7946571402702613E-6,null,6.5000685416384614E-5,2.1515898031126648E-2]
[2004,3,22,20,8.6819007903016308E-3,1.2509968742109382E-2,2.6607867800000276E-4,3.6453466895028245E-3,9.0258064516128434E-6,null,6.9076611409575963E-5,2.5181386565086856E-2,null,8.9540008725039182E-3,9.6689447375407859E-3,1.2758558323624082E-4,3.8525709290028625E-3,3.7946571402702613E-6,null,6.5000685416384614E-5,2.2671897464840465E-2]
[2004,3,22,21,9.1636846648984107E-3,1.2054775067339566E-2,2.6607867800000276E-4,3.369229867068019E-3,9.0258064516128434E-6,null,6.9076611409575963E-5,2.4931859942479016E-2,null,9.4508843704490739E-3,9.3171259139323316E-3,1.2758558323624082E-4,3.5607579044188938E-3,3.7946571402702613E-6,null,6.5000685416384614E-5,2.2525149114593197E-2]
[2004,3,22,22,7.4179908515580274E-3,1.1807572638895677E-2,2.6607867800000276E-4,2.7244252032991518E-3,9.0258064516128434E-6,null,6.9076611409575963E-5,2.2294159036925876E-2,null,7.6504786407227583E-3,9.1260633566323818E-3,1.2758558323624082E-4,2.8792985223319166E-3,3.7946571402702613E-6,null,6.5000685416384614E-5,1.9852221445479955E-2]
[2004,3,22,23,6.8033992025588342E-3,1.1528361300582522E-2,2.6607867800000276E-4,3.0250811639635456E-3,9.0258064516128434E-6,null,6.9076611409575963E-5,2.1701012010277923E-2,null,7.0166250302876173E-3,8.910261138745346E-3,1.2758558323624082E-4,3.1970456427971713E-3,3.7946571402702613E-6,null,6.5000685416384614E-5,1.9320312737623031E-2]
[2004,3,22,24,5.3011479347311735E-3,1.0752277471208004E-2,2.6607867800000276E-4,2.8351839611221912E-3,9.0258064516128434E-6,null,6.9076611409575963E-5,1.9232779710234387E-2,null,5.4672915965452047E-3,8.3104265737985461E-3,1.2758558323624082E-4,2.9963534986803273E-3,3.7946571402702613E-6,null,6.5000685416384614E-5,1.6970452594816974E-2]
[2004,3,23,1,3.6018703786434838E-3,1.0009025536198392E-2,2.6607867800000276E-4,2.1165957791130143E-3,9.0258064516128434E-6,null,6.9076611409575963E-5,1.6071662037127912E-2,null,3.7147568593558287E-3,7.7359677534908598E-3,1.2758558323624082E-4,2.2369162830361967E-3,3.7946571402702613E-6,null,6.5000685416384614E-5,1.3884021821675781E-2]
[2004,3,23,2,3.3449153133784711E-3,9.8240091722536036E-3,2.6607867800000276E-4,2.1999791283118602E-3,9.0258064516128434E-6,null,6.9076611409575963E-5,1.5713073957116956E-2,null,3.4497485467582726E-3,7.5929687552198808E-3,1.2758558323624082E-4,2.3250396618115037E-3,3.7946571402702613E-6,null,6.5000685416384614E-5,1.3564137889582552E-2]
[2004,3,23,3,3.0319679960335187E-3,9.7411112255322702E-3,2.6607867800000276E-4,1.8483250693565561E-3,9.0258064516128434E-6,null,6.9076611409575963E-5,1.4965574634095365E-2,null,3.1269931248482843E-3,7.5288969991485688E-3,1.2758558323624082E-4,1.953395393106341E-3,3.7946571402702613E-6,null,6.5000685416384614E-5,1.2805666442896088E-2]
[2004,3,23,4,3.1294711827207482E-3,9.4839500264105626E-3,2.6607867800000276E-4,1.780607794065165E-3,9.0258064516128434E-6,null,6.9076611409575963E-5,1.4738199346369494E-2,null,3.2275521659795334E-3,7.3301373160345844E-3,1.2758558323624082E-4,1.8818286455785553E-3,3.7946571402702613E-6,null,6.5000685416384614E-5,1.2635899053385568E-2]
[2004,3,23,5,3.4942135041429552E-3,9.2960295938042288E-3,2.6607867800000276E-4,2.1973317281611783E-3,9.0258064516128434E-6,null,6.9076611409575963E-5,1.5331745169281383E-2,null,3.6037259029452697E-3,7.1848937654404666E-3,1.2758558323624082E-4,2.3222417669261351E-3,3.7946571402702613E-6,null,6.5000685416384614E-5,1.3307242361104766E-2]
[2004,3,23,6,4.3026748674569832E-3,1.0266258104701749E-2,2.6607867800000276E-4,2.6208685573859128E-3,9.0258064516128434E-6,null,6.9076611409575963E-5,1.7533971872717664E-2,null,4.4375253124692773E-3,7.9347825979422821E-3,1.2758558323624082E-4,2.7698550708491715E-3,3.7946571402702613E-6,null,6.5000685416384614E-5,1.5338543907053626E-2]
[2004,3,23,7,5.5332655686971162E-3,1.1231978548023143E-2,2.6607867800000276E-4,2.5552546135879893E-3,9.0258064516128434E-6,null,6.9076611409575963E-5,1.9664669073481265E-2,null,5.7066840461083594E-3,8.6811871486552911E-3,1.2758558323624082E-4,2.70051122129406E-3,3.7946571402702613E-6,null,6.5000685416384614E-5,1.7284763341850605E-2]
[2004,3,23,8,5.6426736213378561E-3,1.2720533999261542E-2,1.9955900850000209E-4,2.6200633625575722E-3,9.0258064516128434E-6,null,6.9076611409575963E-5,2.1258667893389128E-2,null,5.8195210644602013E-3,9.8316904547380794E-3,9.5689187427180612E-5,2.769004103725309E-3,3.7946571402702613E-6,null,6.5000685416384614E-5,1.8584700152907425E-2]
[2004,3,23,9,5.7181708665819085E-3,1.3139310257045515E-2,0,3.267191193486747E-3,9.0258064516128434E-6,null,6.9076611409575963E-5,2.2193748928523747E-2,null,5.89738447434183E-3,1.0155362286169419E-2,0,3.4529187162820759E-3,3.7946571402702613E-6,null,6.5000685416384614E-5,1.9574460819349982E-2]
[2004,3,23,10,5.5278279782788849E-3,1.3687923394956392E-2,0,3.6502602294514329E-3,9.0258064516128434E-6,null,6.9076611409575963E-5,2.2935088214096285E-2,null,5.701076035774545E-3,1.0579384937392661E-2,0,3.8577637852047196E-3,3.7946571402702613E-6,null,6.5000685416384614E-5,2.0207020100928584E-2]
[2004,3,23,11,5.6435433300591805E-3,1.3565603008768062E-2,0,3.4778079051091216E-3,9.0258064516128434E-6,null,6.9076611409575963E-5,2.275603085534594E-2,null,5.820418030785624E-3,1.0484843609695453E-2,0,3.6755081952732239E-3,3.7946571402702613E-6,null,6.5000685416384614E-5,2.0049565178310958E-2]
[2004,3,23,12,5.5815194572008484E-3,1.3193837513280801E-2,0,3.2214155925917825E-3,9.0258064516128434E-6,null,6.9076611409575963E-5,2.206584917448301E-2,null,5.7564502632306254E-3,1.0197506358476655E-2,0,3.4045409447594367E-3,3.7946571402702613E-6,null,6.5000685416384614E-5,1.9427292909023373E-2]
[2004,3,23,13,5.4721497043130965E-3,1.2832438751805827E-2,0,3.2601715762471503E-3,9.0258064516128434E-6,null,6.9076611409575963E-5,2.1633836643775651E-2,null,5.6436527449871066E-3,9.9181815476036255E-3,0,3.4455000602217696E-3,3.7946571402702613E-6,null,6.5000685416384614E-5,1.9076129695369159E-2]
[2004,3,23,14,4.9646978950581696E-3,1.3312511540309794E-2,0,3.1160718652449943E-3,9.0258064516128434E-6,null,6.9076611409575963E-5,2.1462357912022535E-2,null,5.1202968517824752E-3,1.0289229418124466E-2,0,3.293208822989589E-3,3.7946571402702613E-6,null,6.5000685416384614E-5,1.8771530435453185E-2]
[2004,3,23,15,4.9283616603214954E-3,1.3104929361896004E-2,0,2.8465024725817991E-3,9.0258064516128434E-6,null,6.9076611409575963E-5,2.0948870106208873E-2,null,5.0828218004781408E-3,1.0128789320074881E-2,0,3.0083154249175318E-3,3.7946571402702613E-6,null,6.5000685416384614E-5,1.8288721888027212E-2]
[2004,3,23,16,5.5833307104801349E-3,1.2217773230201902E-2,0,2.8906303184311061E-3,9.0258064516128434E-6,null,6.9076611409575963E-5,2.0760810870522721E-2,null,5.7583182831302737E-3,9.4431070623689061E-3,0,3.0549517727217366E-3,3.7946571402702613E-6,null,6.5000685416384614E-5,1.8325172460777573E-2]
[2004,3,23,17,5.9763601153161698E-3,1.2077015733191365E-2,6.6519669500000691E-5,2.9532807444941868E-3,9.0258064516128434E-6,null,6.9076611409575963E-5,2.1144506637352158E-2,null,{"$f":"E1987*Y$5","v":6.1636656510422362E-3},{"$f":"F1987*Z$5","v":9.3343157066072963E-3},{"$f":"G1987*AA$5","v":3.1896395809060204E-5},{"$f":"H1987*AB$5","v":3.1211636397124138E-3},{"$f":"I1987*AC$5","v":3.7946571402702613E-6},null,{"$f":"K1987*AE$5","v":6.5000685416384614E-5},1.8719836735727663E-2]
[2004,3,23,18,6.3557242175122652E-3,1.2369618676248082E-2,2.6607867800000276E-4,2.8878596920262995E-3,9.0258064516128434E-6,null,6.9076611409575963E-5,2.1957372928959669E-2,null,6.5549194310733361E-3,9.5604682849853746E-3,1.2758558323624082E-4,3.0520236466334764E-3,3.7946571402702613E-6,null,6.5000685416384614E-5,{"$f":"SUM(N1988:T1988)","v":1.9363792288485084E-2}]
[2004,3,23,19,6.4564817842394382E-3,1.2469663859429362E-2,2.6607867800000276E-4,2.5340521643388574E-3,9.0258064516128434E-6,null,6.9076611409575963E-5,2.1804368151180677E-2,null,6.6588348480053385E-3,9.6377931262682168E-3,1.2758558323624082E-4,2.6781034926036495E-3,3.7946571402702613E-6,null,6.5000685416384614E-5,1.9171112392670102E-2]
[2004,3,23,20,6.9864842935224653E-3,1.2358281419861349E-2,2.6607867800000276E-4,2.7866649610197559E-3,9.0258064516128434E-6,null,6.9076611409575963E-5,2.2475601017576587E-2,null,7.205448204362825E-3,9.5517057286802036E-3,1.2758558323624082E-4,2.9450763760304585E-3,3.7946571402702613E-6,null,6.5000685416384614E-5,1.9898611234866383E-2]
[2004,3,23,21,6.9732197148021247E-3,1.1863379071749485E-2,2.6607867800000276E-4,2.1740599275651604E-3,9.0258064516128434E-6,null,6.9076611409575963E-5,2.135482905728979E-2,null,7.1917678995189827E-3,9.169196103514991E-3,1.2758558323624082E-4,2.2976470520530766E-3,3.7946571402702613E-6,null,6.5000685416384614E-5,1.8854991980879948E-2]
[2004,3,23,22,6.2259833632260907E-3,1.1706361786346233E-2,2.6607867800000276E-4,2.112440997175319E-3,9.0258064516128434E-6,null,6.9076611409575963E-5,2.0388956489920663E-2,null,6.4211123592653368E-3,9.0478375704362967E-3,1.2758558323624082E-4,2.2325253173824762E-3,3.7946571402702613E-6,null,6.5000685416384614E-5,1.7897856172877008E-2]
[2004,3,23,23,5.0131834408059968E-3,1.1266184657359565E-2,2.6607867800000276E-4,1.5432953063306907E-3,9.0258064516128434E-6,null,6.9076611409575963E-5,1.8166833747669271E-2,null,5.1703019865353209E-3,8.7076250229360525E-3,1.2758558323624082E-4,1.631025836076813E-3,3.7946571402702613E-6,null,6.5000685416384614E-5,1.5705333771341083E-2]
[2004,3,23,24,3.7927040770678782E-3,1.0537573957571451E-2,2.6607867800000276E-4,1.6984869266906137E-3,9.0258064516128434E-6,null,6.9076611409575963E-5,1.6372935304502963E-2,null,3.9115714905600873E-3,8.144482401506583E-3,1.2758558323624082E-4,1.7950395159677184E-3,3.7946571402702613E-6,null,6.5000685416384614E-5,1.4047474333827284E-2]
[2004,3,24,1,3.7637199702834061E-3,9.8646974057131527E-3,2.6607867800000276E-4,2.1984228560051576E-3,9.0258064516128434E-6,null,6.9076611409575963E-5,1.6171010575174737E-2,null,3.8816789907832163E-3,7.624416658000348E-3,1.2758558323624082E-4,2.3233949212814247E-3,3.7946571402702613E-6,null,6.5000685416384614E-5,1.4025871495857883E-2]
[2004,3,24,2,3.6049507330700348E-3,9.6426961379094834E-3,2.6607867800000276E-4,2.2183892653777132E-3,9.0258064516128434E-6,null,6.9076611409575963E-5,1.5810206479530253E-2,null,3.7179337553938218E-3,7.4528320574063951E-3,1.2758558323624082E-4,2.3444963458802929E-3,3.7946571402702613E-6,null,6.5000685416384614E-5,1.3711643084473405E-2]
[2004,3,24,3,3.2768990001803473E-3,9.585075379241529E-3,2.6607867800000276E-4,1.8519414903931538E-3,9.0258064516128434E-6,null,6.9076611409575963E-5,1.5058086212988049E-2,null,3.3796005293562745E-3,7.408297019567309E-3,1.2758558323624082E-4,1.9572173940679369E-3,3.7946571402702613E-6,null,6.5000685416384614E-5,1.2941495868784415E-2]
[2004,3,24,4,3.4208522955505652E-3,9.1006884352172815E-3,2.6607867800000276E-4,1.9635940778467208E-3,9.0258064516128434E-6,null,6.9076611409575963E-5,1.4829305151787587E-2,null,3.5280654753948901E-3,7.0339147417290198E-3,1.2758558323624082E-4,2.0752170108973111E-3,3.7946571402702613E-6,null,6.5000685416384614E-5,1.2833578153814116E-2]
[2004,3,24,5,3.7476884098409349E-3,9.0763404444398899E-3,2.6607867800000276E-4,2.258320336700224E-3,9.0258064516128434E-6,null,6.9076611409575963E-5,1.5426519534154068E-2,null,3.8651449840424526E-3,7.0150961993209714E-3,1.2758558323624082E-4,2.386697348321031E-3,3.7946571402702613E-6,null,6.5000685416384614E-5,1.3463319457477351E-2]
[2004,3,24,6,4.4479282900753018E-3,1.0046050331745356E-2,2.6607867800000276E-4,2.8042114380423654E-3,9.0258064516128434E-6,null,6.9076611409575963E-5,1.7642360403036045E-2,null,4.5873311331383502E-3,7.7645841880673357E-3,1.2758558323624082E-4,2.9636203042330573E-3,3.7946571402702613E-6,null,6.5000685416384614E-5,1.5511916551231637E-2]
[2004,3,24,7,5.3756057687039047E-3,1.1294440702211143E-2,2.6607867800000276E-4,2.7720117187420607E-3,9.0258064516128434E-6,null,6.9076611409575963E-5,1.9786228532830127E-2,null,5.5440830188914882E-3,8.7294640971818382E-3,1.2758558323624082E-4,2.9295901520789078E-3,3.7946571402702613E-6,null,6.5000685416384614E-5,1.739951819394513E-2]
[2004,3,24,11,5.8386524493790892E-3,1.3228709394068915E-2,0,3.7602619571004583E-3,9.0258064516128434E-6,null,6.9076611409575963E-5,2.2896700411958036E-2,null,6.0216420791616987E-3,1.0224458806974741E-2,0,3.974018697062918E-3,3.7946571402702613E-6,null,6.5000685416384614E-5,2.0288914925756015E-2]
[2004,3,24,14,5.0839761183575048E-3,1.3291096896387211E-2,0,3.1508802796749681E-3,9.0258064516128434E-6,null,6.9076611409575963E-5,2.1595029905829264E-2,null,5.2433133825272194E-3,1.0272678057131484E-2,0,3.3299959647733212E-3,3.7946571402702613E-6,null,6.5000685416384614E-5,1.8914782746988681E-2]
[2004,3,24,18,6.271427429438931E-3,1.242213787059584E-2,2.6607867800000276E-4,3.0553696580664555E-3,9.0258064516128434E-6,null,6.9076611409575963E-5,2.2093105301274247E-2,null,6.467980691252549E-3,9.6010603278814787E-3,1.2758558323624082E-4,3.2290559237946313E-3,3.7946571402702613E-6,null,6.5000685416384614E-5,1.9494477868721556E-2]
[2004,3,24,21,7.1281253032411179E-3,1.1628389314166923E-2,2.6607867800000276E-4,2.3861506533438509E-3,9.0258064516128434E-6,null,6.9076611409575963E-5,2.148683561392491E-2,null,7.3515283952376035E-3,8.9875727096606281E-3,1.2758558323624082E-4,2.5217943373576578E-3,3.7946571402702613E-6,null,6.5000685416384614E-5,1.9057276368048784E-2]
[2004,3,24,24,4.0302896626133533E-3,1.058934608853691E-2,2.6607867800000276E-4,1.5103392413048653E-3,9.0258064516128434E-6,null,6.9076611409575963E-5,1.6474145335628146E-2,null,4.1566032631697152E-3,8.1844970397178494E-3,1.2758558323624082E-4,1.5961963427892651E-3,3.7946571402702613E-6,null,6.5000685416384614E-5,1.4133677571469725E-2]
[2004,3,25,4,3.0263663329003392E-3,9.4455463653480669E-3,2.6607867800000276E-4,2.1048901227331629E-3,9.0258064516128434E-6,null,6.9076611409575963E-5,1.492097316415459E-2,null,3.1212158995846655E-3,7.3004551574147453E-3,1.2758558323624082E-4,2.2245452041471095E-3,3.7946571402702613E-6,null,6.5000685416384614E-5,1.2842597186939414E-2]
[2004,3,25,5,3.2862824464386228E-3,9.5136736717035836E-3,2.6607867800000276E-4,2.3777527925938928E-3,9.0258064516128434E-6,null,6.9076611409575963E-5,1.552187925390912E-2,null,3.3892780628841336E-3,7.3531106974763054E-3,1.2758558323624082E-4,2.5129190898306483E-3,3.7946571402702613E-6,null,6.5000685416384614E-5,1.3451688775983984E-2]
[2004,3,25,9,4.739029603981309E-3,1.2932148798384575E-2,0,2.5943148866608987E-3,9.0258064516128434E-6,null,6.9076611409575963E-5,2.0334569900436361E-2,null,4.8875558744315376E-3,9.9952473620770321E-3,0,2.7417919238820841E-3,3.7946571402702613E-6,null,6.5000685416384614E-5,1.7693390502947309E-2]
[2004,3,25,12,5.1480708791064806E-3,1.3367925229155867E-2,0,3.1829139274361924E-3,9.0258064516128434E-6,null,6.9076611409575963E-5,2.1767986647108117E-2,null,5.3094169418204055E-3,1.0332058613480681E-2,0,3.3638506048464284E-3,3.7946571402702613E-6,null,6.5000685416384614E-5,1.9074121502704169E-2]
[2004,3,25,15,4.5734522206341034E-3,1.3195290850644009E-2,0,2.8122661375028861E-3,9.0258064516128434E-6,null,6.9076611409575963E-5,2.0650085820190574E-2,null,4.716789118306663E-3,1.0198629641750941E-2,0,2.9721328830428629E-3,3.7946571402702613E-6,null,6.5000685416384614E-5,1.7956346985657123E-2]
[2004,3,25,19,5.7039768544066491E-3,1.2041256319634638E-2,2.6607867800000276E-4,2.1411436400500874E-3,9.0258064516128434E-6,null,6.9076611409575963E-5,2.0230547157264391E-2,null,5.8827456066017627E-3,9.3066772847491333E-3,1.2758558323624082E-4,2.2628595974780591E-3,3.7946571402702613E-6,null,6.5000685416384614E-5,1.7648663414621853E-2]
[2004,3,25,21,6.53150476989424E-3,1.1229994051870168E-2,2.6607867800000276E-4,2.2461656510502017E-3,9.0258064516128434E-6,null,6.9076611409575963E-5,2.0351834815987627E-2,null,6.7362091344935404E-3,8.6796533331813652E-3,1.2758558323624082E-4,2.3738517145377512E-3,3.7946571402702613E-6,null,6.5000685416384614E-5,1.7986095108005553E-2]
[2004,3,26,2,2.5756395920487137E-3,9.5306542418987349E-3,2.6607867800000276E-4,1.3421246477836352E-3,9.0258064516128434E-6,null,6.9076611409575963E-5,1.3792588824904103E-2,null,2.6563628992653551E-3,7.3662349664663784E-3,1.2758558323624082E-4,1.4184193827267064E-3,3.7946571402702613E-6,null,6.5000685416384614E-5,1.1637398174251336E-2]
[2004,3,26,3,2.518013625051445E-3,9.4419173904411111E-3,2.6607867800000276E-4,1.2510269272521842E-3,9.0258064516128434E-6,null,6.9076611409575963E-5,1.3555128285917758E-2,null,2.5969308726579076E-3,7.2976503256399726E-3,1.2758558323624082E-4,1.3221430996427069E-3,3.7946571402702613E-6,null,6.5000685416384614E-5,1.1413105223733483E-2]
[2004,3,26,6,3.5998558491893264E-3,9.8044840190381517E-3,2.6607867800000276E-4,2.066841672012485E-3,9.0258064516128434E-6,null,6.9076611409575963E-5,1.5815351883412983E-2,null,3.7126791923879732E-3,7.5778777800684606E-3,1.2758558323624082E-4,2.1843338422038992E-3,3.7946571402702613E-6,null,6.5000685416384614E-5,1.3671271740453227E-2]
[2004,3,26,10,4.5686345899676939E-3,1.2995269781381585E-2,0,2.4914683925095433E-3,9.0258064516128434E-6,null,6.9076611409575963E-5,2.0124449375268395E-2,null,4.7118204979282059E-3,1.0044033518857983E-2,0,2.6330989936161251E-3,3.7946571402702613E-6,null,6.5000685416384614E-5,{"$f":"SUM(N2052:T2052)","v":1.745774835295897E-2}]
[2004,3,26,13,4.3320191426050869E-3,1.2663052502164722E-2,0,2.59656897268819E-3,9.0258064516128434E-6,null,6.9076611409575963E-5,1.9660717228867579E-2,null,4.4677892686725814E-3,9.7872630520548527E-3,0,2.7441741462164424E-3,3.7946571402702613E-6,null,6.5000685416384614E-5,1.7068021809500535E-2]
[2004,3,26,18,5.1876246632045191E-3,1.1152409738328753E-2,2.6607867800000276E-4,1.7142036353210981E-3,9.0258064516128434E-6,null,6.9076611409575963E-5,1.8398408380027393E-2,null,5.3502103839339456E-3,8.6196884799034437E-3,1.2758558323624082E-4,1.8116496603317023E-3,3.7946571402702613E-6,null,6.5000685416384614E-5,1.5977929449961986E-2]
[2004,3,26,21,5.5983686930259234E-3,1.0633591505405575E-2,2.6607867800000276E-4,1.2503831906379023E-3,9.0258064516128434E-6,null,6.9076611409575963E-5,1.7826513732242422E-2,null,5.7738275721774491E-3,8.2186942866823882E-3,1.2758558323624082E-4,1.3214627690247003E-3,3.7946571402702613E-6,null,6.5000685416384614E-5,1.5510365553677434E-2]
[2004,3,26,24,3.0514978713609836E-3,8.5964111682825597E-3,2.6607867800000276E-4,7.4084784952955021E-4,9.0258064516128434E-6,null,6.9076611409575963E-5,1.2732927232346113E-2,null,3.1471350874145185E-3,6.6441592493769438E-3,1.2758558323624082E-4,7.8296226148550545E-4,3.7946571402702613E-6,null,6.5000685416384614E-5,1.0770637524069862E-2]
[2004,3,27,1,3.1768873047157997E-3,7.824754622223774E-3,2.6607867800000276E-4,1.5467955828129393E-3,9.0258064516128434E-6,null,6.9076611409575963E-5,1.2892607852925531E-2,null,3.2764543600922228E-3,6.0477465281293333E-3,1.2758558323624082E-4,1.6347250901032721E-3,3.7946571402702613E-6,null,6.5000685416384614E-5,1.1155306904117724E-2]
[2004,3,27,4,2.7047603369528507E-3,7.6549954206950235E-3,2.6607867800000276E-4,1.2025105214786536E-3,9.0258064516128434E-6,null,6.9076611409575963E-5,1.1906436622299546E-2,null,2.7895304267982093E-3,5.9165397783678009E-3,1.2758558323624082E-4,1.2708687187995768E-3,3.7946571402702613E-6,null,6.5000685416384614E-5,1.0173319849758482E-2]
[2004,3,27,7,3.7041663964718133E-3,8.9097095140650076E-3,2.6607867800000276E-4,1.4478915579983565E-3,9.0258064516128434E-6,null,6.9076611409575963E-5,1.4405937811708196E-2,null,3.8202589440965041E-3,6.8863072878078257E-3,1.2758558323624082E-4,1.5301987437178184E-3,3.7946571402702613E-6,null,6.5000685416384614E-5,1.2433145901415043E-2]
[2004,3,27,11,5.7271992738447399E-3,9.7937802865621058E-3,0,1.5265281410280749E-3,9.0258064516128434E-6,null,6.9076611409575963E-5,1.7116584312844497E-2,null,5.9066958415713447E-3,7.5696048738822172E-3,0,1.6133055205324351E-3,3.7946571402702613E-6,null,6.5000685416384614E-5,1.5158401578542651E-2]
[2004,3,27,15,4.6917761117607265E-3,9.1839753446329771E-3,0,1.517543350343297E-3,9.0258064516128434E-6,null,6.9076611409575963E-5,1.5462371418146577E-2,null,4.8388214070848711E-3,7.0982871267526726E-3,0,1.6038099783128082E-3,3.7946571402702613E-6,null,6.5000685416384614E-5,1.3609713854707007E-2]
[2004,3,27,18,5.7076902446155878E-3,7.884063960526308E-3,2.6607867800000276E-4,1.1041564128188876E-3,9.0258064516128434E-6,null,6.9076611409575963E-5,1.50400809611338E-2,null,5.886575378442502E-3,6.0935866678042648E-3,1.2758558323624082E-4,1.1669235492326509E-3,3.7946571402702613E-6,null,6.5000685416384614E-5,1.3343466521272312E-2]
[2004,3,27,22,5.3567986759636308E-3,7.861057334819687E-3,2.6607867800000276E-4,1.1083729671552457E-3,9.0258064516128434E-6,null,6.9076611409575963E-5,1.4670399321111584E-2,null,5.52468649169392E-3,6.0758048653761082E-3,1.2758558323624082E-4,1.1713797988134088E-3,3.7946571402702613E-6,null,6.5000685416384614E-5,1.296825208167633E-2]
[2004,3,28,1,4.1876133682576351E-3,7.4469523171183383E-3,2.6607867800000276E-4,1.9226717470151044E-3,9.0258064516128434E-6,null,6.9076611409575963E-5,1.3901407775564098E-2,null,4.318857662480296E-3,5.755743431632065E-3,1.2758558323624082E-4,2.0319683995751259E-3,3.7946571402702613E-6,null,6.5000685416384614E-5,1.2302950419480383E-2]
[2004,3,28,2,3.624557102338524E-3,7.7220965840439897E-3,2.6607867800000276E-4,1.8751005500431939E-3,9.0258064516128434E-6,null,6.9076611409575963E-5,1.3565924579598727E-2,null,3.7381546093032325E-3,5.9684022133283266E-3,1.2758558323624082E-4,1.9816929590965558E-3,3.7946571402702613E-6,null,6.5000685416384614E-5,1.1884630707521009E-2]
[2004,3,28,5,3.6266826423552953E-3,7.353658826105349E-3,2.6607867800000276E-4,1.9497891717909341E-3,9.0258064516128434E-6,null,6.9076611409575963E-5,1.3274300983424598E-2,null,3.7403467660237946E-3,5.6836369677733273E-3,1.2758558323624082E-4,2.0606273478890468E-3,3.7946571402702613E-6,null,6.5000685416384614E-5,1.1680992007479064E-2]
[2004,3,28,8,5.1429724433282578E-3,8.4525043113245768E-3,1.9955900850000209E-4,1.4705744372018436E-3,9.0258064516128434E-6,null,6.9076611409575963E-5,1.5341448102086834E-2,null,5.3041587155967639E-3,6.532933755855422E-3,9.5689187427180612E-5,1.5541710592336731E-3,3.7946571402702613E-6,null,6.5000685416384614E-5,1.3555748060669696E-2]
[2004,3,28,13,5.9556581449013114E-3,8.9517186092168775E-3,0,2.3374996457048661E-3,9.0258064516128434E-6,null,6.9076611409575963E-5,1.7313953011232633E-2,null,6.1423148586714849E-3,6.9187760835235394E-3,0,2.4703777030396167E-3,3.7946571402702613E-6,null,6.5000685416384614E-5,1.5600263987791296E-2]
[2004,3,28,16,6.1231562144683687E-3,8.7090702175884795E-3,0,2.1241032279088342E-3,9.0258064516128434E-6,null,6.9076611409575963E-5,1.7025406271375259E-2,null,6.3150624973822983E-3,6.7312333376003761E-3,0,2.2448505020406717E-3,3.7946571402702613E-6,null,6.5000685416384614E-5,1.535994167958E-2]
[2004,3,28,19,6.8271366559015632E-3,8.4413156487749795E-3,2.6607867800000276E-4,2.1199153107031065E-3,9.0258064516128434E-6,null,6.9076611409575963E-5,1.7732537958552667E-2,null,7.0411064408767874E-3,6.5242860476069676E-3,1.2758558323624082E-4,2.2404245175036406E-3,3.7946571402702613E-6,null,6.5000685416384614E-5,1.6002197931780295E-2]
[2004,3,28,23,5.2527027305423728E-3,8.1610792807784577E-3,2.6607867800000276E-4,2.2159892852607502E-3,9.0258064516128434E-6,null,6.9076611409575963E-5,1.5973941639754602E-2,null,5.4173280676991118E-3,6.3076915851054864E-3,1.2758558323624082E-4,2.3419599359263583E-3,3.7946571402702613E-6,null,6.5000685416384614E-5,1.4263360514523852E-2]
[2004,3,29,2,3.9596460629038547E-3,8.9752469151349983E-3,2.6607867800000276E-4,2.1744025902145909E-3,9.0258064516128434E-6,null,6.9076611409575963E-5,1.5453465911426463E-2,null,4.0837456172792821E-3,6.936961092165848E-3,1.2758558323624082E-4,2.2980091937844661E-3,3.7946571402702613E-6,null,6.5000685416384614E-5,{"$f":"SUM(N2116:T2116)","v":1.351509682902249E-2}]
[2004,3,29,5,4.379650425762307E-3,8.7066327872786717E-3,2.6607867800000276E-4,2.7404541574869829E-3,9.0258064516128434E-6,null,6.9076611409575963E-5,1.6170907713700982E-2,null,4.516913367329024E-3,6.729349449682431E-3,1.2758558323624082E-4,2.8962386622380003E-3,3.7946571402702613E-6,null,6.5000685416384614E-5,1.4338882405042349E-2]
[2004,3,29,7,6.0234564587743943E-3,1.0470555673803596E-2,2.6607867800000276E-4,2.2515086023704831E-3,9.0258064516128434E-6,null,6.9076611409575963E-5,1.9089691078121491E-2,null,6.212238044415788E-3,8.0926840241073647E-3,1.2758558323624082E-4,2.3794983925316078E-3,3.7946571402702613E-6,null,6.5000685416384614E-5,1.6880801386847659E-2]
[2004,3,29,10,6.5644467590064261E-3,1.3192028194196948E-2,0,3.5445306649468347E-3,9.0258064516128434E-6,null,6.9076611409575963E-5,2.3370082229559785E-2,null,6.7701835608751483E-3,1.0196107937217978E-2,0,3.7460238928867951E-3,3.7946571402702613E-6,null,6.5000685416384614E-5,2.0781110733536581E-2]
[2004,3,29,14,6.197409860841779E-3,1.311010717556676E-2,0,3.1428529883785273E-3,9.0258064516128434E-6,null,6.9076611409575963E-5,2.2519446636196642E-2,null,6.3916433326709045E-3,1.013279124807933E-2,0,3.3215123521785688E-3,3.7946571402702613E-6,null,6.5000685416384614E-5,1.991474227548546E-2]
[2004,3,29,17,7.2297300674079084E-3,1.2332597159373241E-2,6.6519669500000691E-5,3.1747755954838375E-3,9.0258064516128434E-6,null,6.9076611409575963E-5,2.2874952866615422E-2,null,7.45631756168561E-3,9.5318543844919324E-3,3.1896395809060204E-5,3.3552496393523912E-3,3.7946571402702613E-6,null,6.5000685416384614E-5,2.044411332389565E-2]
[2004,3,29,21,8.6343658011179738E-3,1.1615955693299387E-2,2.6607867800000276E-4,3.1518867903893516E-3,9.0258064516128434E-6,null,6.9076611409575963E-5,2.3746378627979729E-2,null,8.9049760857774461E-3,8.9779627741336868E-3,1.2758558323624082E-4,3.3310596918336667E-3,3.7946571402702613E-6,null,6.5000685416384614E-5,2.1410379477537697E-2]
[2004,3,29,24,4.8467962035485109E-3,1.0640812207558732E-2,2.6607867800000276E-4,2.4865030343330613E-3,9.0258064516128434E-6,null,6.9076611409575963E-5,1.8318281788613326E-2,null,4.9986999948100404E-3,8.2242751615450183E-3,1.2758558323624082E-4,2.6278513735151655E-3,3.7946571402702613E-6,null,6.5000685416384614E-5,1.6047207455663123E-2]
[2004,3,30,2,3.9400428590649957E-3,9.486921014686062E-3,2.6607867800000276E-4,2.6769918262355458E-3,9.0258064516128434E-6,null,6.9076611409575963E-5,1.6448126043159622E-2,null,4.0635280280074612E-3,7.3324335904733041E-3,1.2758558323624082E-4,2.8291687363047324E-3,3.7946571402702613E-6,null,6.5000685416384614E-5,1.4421511280578394E-2]
[2004,3,30,5,3.9269644388173529E-3,9.0521442514488772E-3,2.6607867800000276E-4,2.4499504107027763E-3,9.0258064516128434E-6,null,6.9076611409575963E-5,1.5773229444142028E-2,null,4.0500397160425075E-3,6.9963949812994206E-3,1.2758558323624082E-4,2.5892208708026719E-3,3.7946571402702613E-6,null,6.5000685416384614E-5,1.3832036493937496E-2]
[2004,3,30,8,5.6212634009639526E-3,1.2150382195554499E-2,1.9955900850000209E-4,2.7663225876180262E-3,9.0258064516128434E-6,null,6.9076611409575963E-5,2.0813365094368635E-2,null,5.7974398248170824E-3,9.3910205861159248E-3,9.5689187427180612E-5,2.9235776152623533E-3,3.7946571402702613E-6,null,6.5000685416384614E-5,1.82765225561792E-2]
[2004,3,30,11,5.5764940075333095E-3,1.3022531666114709E-2,0,3.2305728604160059E-3,9.0258064516128434E-6,null,6.9076611409575963E-5,2.1898675145473605E-2,null,5.7512673105806558E-3,1.0065104207551114E-2,0,3.4142187687947433E-3,3.7946571402702613E-6,null,6.5000685416384614E-5,1.9299385629483169E-2]
[2004,3,30,15,5.3024124004800218E-3,1.2580128967418718E-2,0,3.2433578565148769E-3,9.0258064516128434E-6,null,6.9076611409575963E-5,2.1194975835823193E-2,null,5.4685956920067754E-3,9.7231715190199373E-3,0,3.4277305438036227E-3,3.7946571402702613E-6,null,6.5000685416384614E-5,1.8688293097386992E-2]
[2004,3,30,18,6.5556812579926392E-3,1.189933125370179E-2,2.6607867800000276E-4,3.4023808825811215E-3,9.0258064516128434E-6,null,6.9076611409575963E-5,2.2201563737448572E-2,null,6.761143339658493E-3,9.1969835159104139E-3,1.2758558323624082E-4,3.5957934303951955E-3,3.7946571402702613E-6,null,6.5000685416384614E-5,1.9750301211756999E-2]
[2004,3,30,23,6.1052068418956263E-3,1.0744729076443318E-2,2.6607867800000276E-4,2.7552364345221807E-3,9.0258064516128434E-6,null,6.9076611409575963E-5,1.9949342696034145E-2,null,6.2965505722222259E-3,8.3045924255811168E-3,1.2758558323624082E-4,2.9118612560873761E-3,3.7946571402702613E-6,null,6.5000685416384614E-5,1.7709385179683616E-2]
[2004,3,31,2,3.0054381953159241E-3,9.514292201071084E-3,2.6607867800000276E-4,1.8448063248404851E-3,9.0258064516128434E-6,null,6.9076611409575963E-5,1.4708707064400512E-2,null,3.0996318517226965E-3,7.3535887583249127E-3,1.2758558323624082E-4,1.9496766212078434E-3,3.7946571402702613E-6,null,6.5000685416384614E-5,1.2599278157048347E-2]
[2004,3,31,5,3.4524655826750667E-3,9.0158489485360187E-3,2.6607867800000276E-4,2.3837158361811818E-3,9.0258064516128434E-6,null,6.9076611409575963E-5,1.5196200710565285E-2,null,3.5606695568434722E-3,6.9683423709906945E-3,1.2758558323624082E-4,2.5192211100030833E-3,3.7946571402702613E-6,null,6.5000685416384614E-5,1.3244613963630145E-2]
[2004,3,31,6,4.1452251865600849E-3,9.7548039118291047E-3,2.6607867800000276E-4,2.701565251885244E-3,9.0258064516128434E-6,null,6.9076611409575963E-5,1.6945764693447454E-2,null,4.275140989706553E-3,7.5394800653289769E-3,1.2758558323624082E-4,2.8551390687169159E-3,3.7946571402702613E-6,null,6.5000685416384614E-5,1.4866141049545339E-2]
[2004,3,31,9,5.4714209756028453E-3,1.2734089354091283E-2,0,3.3149698355324437E-3,9.0258064516128434E-6,null,6.9076611409575963E-5,2.1589556776636151E-2,null,5.6429011771375066E-3,9.8421673775384803E-3,0,3.5034133943061267E-3,3.7946571402702613E-6,null,6.5000685416384614E-5,1.905727729153877E-2]
[2004,3,31,13,5.3948638600861609E-3,1.2587272169725159E-2,0,3.4218576774554675E-3,9.0258064516128434E-6,null,6.9076611409575963E-5,2.1473070318676367E-2,null,5.5639446795121795E-3,9.7286924943136305E-3,0,3.6163774077543672E-3,3.7946571402702613E-6,null,6.5000685416384614E-5,1.8977809924136831E-2]
[2004,3,31,16,5.2554238400360888E-3,1.2368716836757639E-2,0,2.6585757507132739E-3,9.0258064516128434E-6,null,6.9076611409575963E-5,2.0351793038916578E-2,null,5.4201344596827806E-3,9.5597712539715485E-3,0,2.8097057762006272E-3,3.7946571402702613E-6,null,6.5000685416384614E-5,1.7858406832411612E-2]
[2004,3,31,20,6.4380802923343812E-3,1.1766553052846677E-2,2.6607867800000276E-4,2.2661742339767656E-3,9.0258064516128434E-6,null,6.9076611409575963E-5,2.0814977922330842E-2,null,6.6398566336081741E-3,9.0943593517031351E-3,1.2758558323624082E-4,2.3949977100984469E-3,3.7946571402702613E-6,null,6.5000685416384614E-5,1.8325594621202652E-2]
[2004,3,31,24,3.6403573101212736E-3,1.0278036313756908E-2,2.6607867800000276E-4,1.6852833146609857E-3,9.0258064516128434E-6,null,6.9076611409575963E-5,1.5947847281712189E-2,null,3.7544500125437905E-3,7.9438859662087583E-3,1.2758558323624082E-4,1.7810853282879411E-3,3.7946571402702613E-6,null,6.5000685416384614E-5,1.3675802232833384E-2]
[2004,4,1,3,2.9737812918316396E-3,9.5261601473177939E-3,2.6607867799999924E-4,2.1294291025486982E-3,9.0258064516128434E-6,null,5.7347034382486338E-5,1.4966572882937793E-2,null,3.0669827869308371E-3,7.3627614843942658E-3,1.2758558323623911E-4,2.2504791326091E-3,3.7946571402702613E-6,null,5.3963222361278667E-5,1.2865566866671991E-2]
[2004,4,1,6,3.5956758591243454E-3,9.7906033452201408E-3,2.6607867799999924E-4,1.9690200154626335E-3,9.0258064516128434E-6,null,5.7347034382486338E-5,1.5692501561046783E-2,null,3.70836819695127E-3,7.5671494184847568E-3,1.2758558323623911E-4,2.0809513926453747E-3,3.7946571402702613E-6,null,5.3963222361278667E-5,1.3541812470819189E-2]
[2004,4,1,7,4.6055172772904241E-3,1.0407342210803246E-2,0,2.0553021517792742E-3,9.0258064516128434E-6,null,5.7347034382486338E-5,1.712550867425543E-2,null,4.7498591282287188E-3,8.0438263896065211E-3,0,2.1721383436761115E-3,3.7946571402702613E-6,null,5.3963222361278667E-5,1.5023581741012901E-2]
[2004,4,1,13,4.3591177100074452E-3,1.2450097687957597E-2,0,2.8904811026828543E-3,9.0258064516128434E-6,null,5.7347034382486338E-5,1.9757043535030383E-2,null,4.4957371342408412E-3,9.622670448139619E-3,0,3.0547940746197921E-3,3.7946571402702613E-6,null,5.3963222361278667E-5,1.7230959536501802E-2]
[2004,4,1,15,4.1139275133339863E-3,1.2912862082698394E-2,0,3.1837066623635326E-3,9.0258064516128434E-6,null,5.7347034382486338E-5,2.0267843292778396E-2,null,4.2428624138344494E-3,9.9803406750994198E-3,0,3.3646884037708135E-3,3.7946571402702613E-6,null,5.3963222361278667E-5,1.7645649372206234E-2]
[2004,4,1,18,5.2802440669608248E-3,1.1846506950471488E-2,0,2.9597896687702462E-3,9.0258064516128434E-6,null,5.7347034382486338E-5,2.0143887720585042E-2,null,5.4457325791393042E-3,9.156155654605402E-3,0,3.1280425718362742E-3,3.7946571402702613E-6,null,5.3963222361278667E-5,1.7787688685082532E-2]
[2004,4,1,21,6.302418957538118E-3,1.1067697391141752E-2,2.6607867799999924E-4,2.4566060741551521E-3,9.0258064516128434E-6,null,5.7347034382486338E-5,2.0163924764074682E-2,null,6.4999435270811203E-3,8.5542143751775532E-3,1.2758558323623911E-4,2.5962548836727471E-3,3.7946571402702613E-6,null,5.3963222361278667E-5,1.7835756248669208E-2]
[2004,4,2,1,3.4047831113615938E-3,9.5631995122339216E-3,2.6607867799999924E-4,1.9903509045310838E-3,9.0258064516128434E-6,null,5.7347034382486338E-5,1.5295535869366262E-2,null,3.5114926657390591E-3,7.391389179624403E-3,1.2758558323623911E-4,2.1034948624754292E-3,3.7946571402702613E-6,null,5.3963222361278667E-5,1.319172017057668E-2]
[2004,4,2,4,3.0644168700877526E-3,9.3540802097883402E-3,2.6607867799999924E-4,1.5543251860955997E-3,9.0258064516128434E-6,null,5.7347034382486338E-5,1.4310024607211355E-2,null,3.1604589814171525E-3,7.2297610396520511E-3,1.2758558323623911E-4,1.642682722993783E-3,3.7946571402702613E-6,null,5.3963222361278667E-5,1.2218246206800775E-2]
[2004,4,2,7,4.5756949826078596E-3,1.0500518397464621E-2,0,1.8819652809066976E-3,9.0258064516128434E-6,null,5.7347034382486338E-5,1.7015525695361664E-2,null,4.7191021708460632E-3,8.1158421890266327E-3,0,1.9889479240732259E-3,3.7946571402702613E-6,null,5.3963222361278667E-5,1.4881650163447471E-2]
[2004,4,2,10,4.3371539633749014E-3,1.2442271842956643E-2,0,2.8822320195106481E-3,9.0258064516128434E-6,null,5.7347034382486338E-5,1.9719004860224678E-2,null,4.4730850202324736E-3,9.6166218588586497E-3,0,3.0460760621158832E-3,3.7946571402702613E-6,null,5.3963222361278667E-5,1.7193540820708557E-2]
[2004,4,2,12,4.4877321332255412E-3,1.2398127153598304E-2,0,2.5953318470808596E-3,9.0258064516128434E-6,null,5.7347034382486338E-5,1.9538538168287191E-2,null,4.6283824714229782E-3,9.5825024641054933E-3,0,2.7428666946744396E-3,3.7946571402702613E-6,null,5.3963222361278667E-5,1.701150950970446E-2]
[2004,4,2,16,4.5801739749541936E-3,1.1298702812366335E-2,0,2.5060806055823039E-3,9.0258064516128434E-6,null,5.7347034382486338E-5,1.8442304427285318E-2,null,4.7237215396162997E-3,8.7327582786786428E-3,0,2.6485418560068599E-3,3.7946571402702613E-6,null,5.3963222361278667E-5,1.6162779553803353E-2]
[2004,4,2,19,5.4864403788436027E-3,1.0919253541569796E-2,1.3303933899999962E-4,1.7996676973451146E-3,9.0258064516128434E-6,null,5.7347034382486338E-5,1.8402636305569587E-2,null,5.6583913045843044E-3,8.4394822437288339E-3,6.3792791618119555E-5,1.901972032625222E-3,3.7946571402702613E-6,null,5.3963222361278667E-5,1.612139625205803E-2]
[2004,4,2,22,5.3949220031144765E-3,1.0931429076809477E-2,2.6607867799999924E-4,1.8075169647017895E-3,9.0258064516128434E-6,null,5.7347034382486338E-5,1.8471070385865405E-2,null,5.564004644805361E-3,8.4488927050824416E-3,1.2758558323623911E-4,1.9102675012892521E-3,3.7946571402702613E-6,null,5.3963222361278667E-5,1.6108508313914843E-2]
[2004,4,3,2,3.0973100540838011E-3,7.7513583707076884E-3,2.6607867799999924E-4,1.6281280639059939E-3,9.0258064516128434E-6,null,5.7347034382486338E-5,1.2813998829937147E-2,null,3.1943830730779394E-3,5.9910186246084482E-3,1.2758558323623911E-4,1.7206810166397171E-3,3.7946571402702613E-6,null,5.3963222361278667E-5,1.1091426177063893E-2]
[2004,4,3,3,2.9763547011140219E-3,7.7186346447015962E-3,2.6607867799999924E-4,1.6301665050557016E-3,9.0258064516128434E-6,null,5.7347034382486338E-5,1.2662358192110982E-2,null,3.0696368496201392E-3,5.9657264832065036E-3,1.2758558323623911E-4,1.7228353354968127E-3,3.7946571402702613E-6,null,5.3963222361278667E-5,1.0943542131061244E-2]
[2004,4,3,7,3.7302658978465319E-3,8.6988224039582368E-3,0,1.5250409752237228E-3,9.0258064516128434E-6,null,5.7347034382486338E-5,1.4011476311410977E-2,null,3.8471764318363092E-3,6.7233128107218477E-3,0,1.6117338149492727E-3,3.7946571402702613E-6,null,5.3963222361278667E-5,1.2239980937008978E-2]
[2004,4,3,10,4.912420887575362E-3,9.1961376814849137E-3,0,2.1859363860722279E-3,9.0258064516128434E-6,null,5.7347034382486338E-5,1.635184198951499E-2,null,5.0663814268174893E-3,7.1076873870830519E-3,0,2.3101986425274729E-3,3.7946571402702613E-6,null,5.3963222361278667E-5,{"$f":"SUM(N2244:T2244)","v":1.4542025335929564E-2}]
[2004,4,3,13,5.0816201230845124E-3,8.6972440500640517E-3,0,2.0168096495980161E-3,9.0258064516128434E-6,null,5.7347034382486338E-5,1.5853020857129065E-2,null,5.2408835478355408E-3,6.7220929022717337E-3,0,2.1314576876180396E-3,3.7946571402702613E-6,null,5.3963222361278667E-5,1.4152192017226863E-2]
[2004,4,3,17,5.2375720927922368E-3,8.0758609844574E-3,0,1.9465081817121807E-3,9.0258064516128434E-6,null,5.7347034382486338E-5,1.5317288293344304E-2,null,5.4017232195341103E-3,6.241826432702496E-3,0,2.0571598458728048E-3,3.7946571402702613E-6,null,5.3963222361278667E-5,1.3758467377610962E-2]
[2004,4,3,20,5.7854527371006704E-3,8.0184029647366716E-3,2.6607867799999924E-4,1.8104920242028571E-3,9.0258064516128434E-6,null,5.7347034382486338E-5,1.5951550067279861E-2,null,5.9667750308431966E-3,6.1974171756642906E-3,1.2758558323623911E-4,1.9134116817258815E-3,3.7946571402702613E-6,null,5.3963222361278667E-5,1.4262947350971156E-2]
[2004,4,3,24,4.0891193292771424E-3,7.5026369719723152E-3,2.6607867799999924E-4,1.6212186061447965E-3,9.0258064516128434E-6,null,5.7347034382486338E-5,1.3550177248633919E-2,null,4.2172767146822134E-3,5.7987820563969537E-3,1.2758558323623911E-4,1.7133787822095556E-3,3.7946571402702613E-6,null,5.3963222361278667E-5,1.1914781016026511E-2]
[2004,4,4,4,2.8122482510712608E-3,7.5813951175951431E-3,2.6607867799999924E-4,1.6758878541308772E-3,9.0258064516128434E-6,null,5.7347034382486338E-5,1.2406733564036945E-2,null,2.9003871274270623E-3,5.8596541635425959E-3,1.2758558323623911E-4,1.7711557711878928E-3,3.7946571402702613E-6,null,5.3963222361278667E-5,1.0716540524895339E-2]
[2004,4,4,7,3.3961620841041675E-3,8.0743148916552574E-3,0,1.7857318581324894E-3,9.0258064516128434E-6,null,5.7347034382486338E-5,1.3313555868274398E-2,null,3.5026014462412386E-3,6.2406314588243673E-3,0,1.8872439934029387E-3,3.7946571402702613E-6,null,5.3963222361278667E-5,1.1688234777970095E-2]
[2004,4,4,8,4.0043970749240251E-3,8.2499886836956277E-3,0,2.1049426792872842E-3,9.0258064516128434E-6,null,5.7347034382486338E-5,1.4416675472289423E-2,null,4.1298991740121183E-3,6.3764095908156199E-3,0,2.2246007483435284E-3,3.7946571402702613E-6,null,5.3963222361278667E-5,1.2788667392672816E-2]
[2004,4,4,11,4.7462187421957441E-3,8.4627928849047712E-3,0,3.0237837105292109E-3,9.0258064516128434E-6,null,5.7347034382486338E-5,1.6290142372012213E-2,null,4.8949703279480422E-3,6.5408857860663507E-3,0,3.1956744340182514E-3,3.7946571402702613E-6,null,5.3963222361278667E-5,1.4689288427534194E-2]
[2004,4,4,14,4.5274629196419029E-3,8.4613950302475337E-3,0,2.7982563088146629E-3,9.0258064516128434E-6,null,5.7347034382486338E-5,1.5844461293086583E-2,null,4.6693584632973347E-3,6.5398053853306997E-3,0,2.9573266483217645E-3,3.7946571402702613E-6,null,5.3963222361278667E-5,1.4224248376451348E-2]
[2004,4,4,18,5.600795319532767E-3,7.9487621917360505E-3,0,2.52806550325966E-3,9.0258064516128434E-6,null,5.7347034382486338E-5,1.6134970048910961E-2,null,5.7763302517616008E-3,6.1435918784550269E-3,0,2.6717765123737791E-3,3.7946571402702613E-6,null,5.3963222361278667E-5,1.4649456522091958E-2]
[2004,4,4,21,5.7762192636642779E-3,7.9720053190452667E-3,2.6607867799999924E-4,2.4346957436215955E-3,9.0258064516128434E-6,null,5.7347034382486338E-5,1.6520122667570802E-2,null,5.9572521704463061E-3,6.161556472780827E-3,1.2758558323623911E-4,2.5730990333111079E-3,3.7946571402702613E-6,null,5.3963222361278667E-5,1.4877251139276029E-2]
[2004,4,5,1,3.9988107501620811E-3,8.8944762447027009E-3,2.6607867799999924E-4,1.7561147433156521E-3,9.0258064516128434E-6,null,5.7347034382486338E-5,1.4986604079420098E-2,null,4.1241377678407397E-3,6.8745335062203117E-3,1.2758558323623911E-4,1.8559432570771301E-3,3.7946571402702613E-6,null,5.3963222361278667E-5,1.3039957993875969E-2]
[2004,4,5,5,3.8474133213579143E-3,9.6838755292421568E-3,2.6607867799999924E-4,1.6909800648647496E-3,9.0258064516128434E-6,null,5.7347034382486338E-5,1.5559471256704482E-2,null,3.9679953812424406E-3,7.4846595757103338E-3,1.2758558323623911E-4,1.7871059173002321E-3,3.7946571402702613E-6,null,5.3963222361278667E-5,1.3425104336990793E-2]
[2004,4,5,8,5.8869946696771432E-3,1.2173297134408033E-2,0,2.1229156693903998E-3,9.0258064516128434E-6,null,5.7347034382486338E-5,2.0240554507858062E-2,null,6.071499396491457E-3,9.4087315238493771E-3,0,2.2435954352900155E-3,3.7946571402702613E-6,null,5.3963222361278667E-5,1.7781584235132399E-2]
[2004,4,5,9,5.776727999596578E-3,1.2652186850960871E-2,0,2.3361060178160526E-3,9.0258064516128434E-6,null,5.7347034382486338E-5,2.0822367902755986E-2,null,5.9577768507083489E-3,9.7788649990146557E-3,0,2.4689048526504477E-3,3.7946571402702613E-6,null,5.3963222361278667E-5,1.8263304581875001E-2]
[2004,4,5,12,5.3969529646959074E-3,1.2370558923602316E-2,0,2.5980192581398793E-3,9.0258064516128434E-6,null,5.7347034382486338E-5,2.042287818082059E-2,null,5.5660992589009828E-3,9.5611950014061042E-3,0,2.7457068749376979E-3,3.7946571402702613E-6,null,5.3963222361278667E-5,1.7930759014746337E-2]
[2004,4,5,18,6.7860957782693264E-3,1.1570593241614668E-2,0,2.39628538330034E-3,9.0258064516128434E-6,null,5.7347034382486338E-5,2.0810321437566819E-2,null,6.9987792981227627E-3,8.9429021718619526E-3,0,2.5325051885686273E-3,3.7946571402702613E-6,null,5.3963222361278667E-5,1.8531944538054894E-2]
[2004,4,5,20,6.9863108454731575E-3,1.1198249451009317E-2,2.6607867799999924E-4,2.5678487789345043E-3,9.0258064516128434E-6,null,5.7347034382486338E-5,2.1089611416656641E-2,null,7.2052693202656268E-3,8.6551179568134223E-3,1.2758558323623911E-4,2.7138213175405316E-3,3.7946571402702613E-6,null,5.3963222361278667E-5,1.8759552057357371E-2]
[2004,4,5,23,5.6516674309393337E-3,1.0490450353280993E-2,2.6607867799999924E-4,2.32893118293321E-3,9.0258064516128434E-6,null,5.7347034382486338E-5,1.8808251308393201E-2,null,5.8287967497005488E-3,8.1080606058082077E-3,1.2758558323623911E-4,2.4613221554080611E-3,3.7946571402702613E-6,null,5.3963222361278667E-5,1.6583522973654605E-2]
[2004,4,6,3,3.8487189605192545E-3,9.4344509929481426E-3,2.6607867799999924E-4,2.1294291025486982E-3,9.0258064516128434E-6,null,5.7347034382486338E-5,1.5749801397255757E-2,null,3.9693419405354095E-3,7.2918795530476305E-3,1.2758558323623911E-4,2.2504791326091E-3,3.7946571402702613E-6,null,5.3963222361278667E-5,1.369704408892993E-2]
[2004,4,6,6,4.489226327831549E-3,1.0846397682179097E-2,2.6607867799999924E-4,1.9690200154626335E-3,9.0258064516128434E-6,null,5.7347034382486338E-5,1.7641846366712944E-2,null,4.6299234956904784E-3,8.3831720088452313E-3,1.2758558323623911E-4,2.0809513926453747E-3,3.7946571402702613E-6,null,5.3963222361278667E-5,1.5279390359918873E-2]
[2004,4,6,9,5.2316294869759992E-3,1.2925915291545031E-2,0,2.9392546469106384E-3,9.0258064516128434E-6,null,5.7347034382486338E-5,2.1154146459814154E-2,null,5.395594366078082E-3,9.9904294896750213E-3,0,3.1063402112705214E-3,3.7946571402702613E-6,null,5.3963222361278667E-5,1.8550121946525173E-2]
[2004,4,6,11,5.2432463178645949E-3,1.2561950898552325E-2,0,3.2157865271092391E-3,9.0258064516128434E-6,null,5.7347034382486338E-5,2.1078330777908643E-2,null,5.4075752809059048E-3,9.7091217042739788E-3,0,3.3985918880900263E-3,3.7946571402702613E-6,null,5.3963222361278667E-5,1.8573046752771463E-2]
[2004,4,6,14,4.8180228544061265E-3,1.2202015882362676E-2,0,3.2460818457960765E-3,9.0258064516128434E-6,null,5.7347034382486338E-5,2.0323467616947363E-2,null,4.9690248580458E-3,9.4309282209498364E-3,0,3.4306093816233243E-3,3.7946571402702613E-6,null,5.3963222361278667E-5,1.7888320340120511E-2]
[2004,4,6,17,5.8905058486616547E-3,1.2299568156271016E-2,0,2.8063557825158941E-3,9.0258064516128434E-6,null,5.7347034382486338E-5,2.1053776821831054E-2,null,6.0751206195911213E-3,9.5063262946689341E-3,0,2.9658865466193505E-3,3.7946571402702613E-6,null,5.3963222361278667E-5,1.8605091340380957E-2]
[2004,4,6,21,7.3140642093967303E-3,1.1753225878975058E-2,2.6607867799999924E-4,2.4566060741551521E-3,9.0258064516128434E-6,null,5.7347034382486338E-5,2.1861098503766604E-2,null,7.5432948261336579E-3,9.0840587897809827E-3,1.2758558323623911E-4,2.5962548836727471E-3,3.7946571402702613E-6,null,5.3963222361278667E-5,1.9408951962325175E-2]
[2004,4,6,24,4.8496058568490699E-3,1.0878348996232506E-2,2.6607867799999924E-4,2.0572871529879635E-3,9.0258064516128434E-6,null,5.7347034382486338E-5,1.81224443473092E-2,null,5.0015977056584232E-3,8.407867153672758E-3,1.2758558323623911E-4,2.174236184732671E-3,3.7946571402702613E-6,null,5.3963222361278667E-5,1.5769044506801642E-2]
[2004,4,7,4,4.1847483679937235E-3,9.9039922929650311E-3,2.6607867799999924E-4,1.616061181023752E-3,9.0258064516128434E-6,null,5.7347034382486338E-5,1.6042004183222169E-2,null,4.3159028700353692E-3,7.6547876446221939E-3,1.2758558323623911E-4,1.7079281768811075E-3,3.7946571402702613E-6,null,5.3963222361278667E-5,1.3863962154276458E-2]
[2004,4,7,8,5.9961137618977367E-3,1.2432768092622608E-2,0,2.5424814255720976E-3,9.0258064516128434E-6,null,5.7347034382486338E-5,2.1028710314474928E-2,null,6.1840383980936728E-3,9.6092764179008441E-3,0,2.6870119256132358E-3,3.7946571402702613E-6,null,5.3963222361278667E-5,1.8538084621109303E-2]
[2004,4,7,11,5.5314574323446575E-3,1.2482942180290064E-2,0,3.2157865271092391E-3,9.0258064516128434E-6,null,5.7347034382486338E-5,2.1287533174126447E-2,null,5.7048192408233681E-3,9.648055929737687E-3,0,3.3985918880900263E-3,3.7946571402702613E-6,null,5.3963222361278667E-5,1.8809224938152631E-2]
[2004,4,7,12,5.5632144411261299E-3,1.2692250770180328E-2,0,2.9159276098489162E-3,9.0258064516128434E-6,null,5.7347034382486338E-5,2.1228739855537859E-2,null,5.7375715483197936E-3,9.809830369823162E-3,0,3.0816871199465736E-3,3.7946571402702613E-6,null,5.3963222361278667E-5,1.868684691759108E-2]
[2004,4,7,15,5.1274496813254172E-3,1.1751723000520835E-2,0,3.1837066623635326E-3,9.0258064516128434E-6,null,5.7347034382486338E-5,2.0120226378592274E-2,null,5.2881494535844216E-3,9.0828972162374597E-3,0,3.3646884037708135E-3,3.7946571402702613E-6,null,5.3963222361278667E-5,1.7793492953094243E-2]
[2004,4,7,19,6.9268001498946343E-3,1.1601206998616425E-2,1.3303933899999962E-4,2.595843717685389E-3,9.0258064516128434E-6,null,5.7347034382486338E-5,2.1321125554007524E-2,null,7.1438934956617964E-3,8.9665635199244875E-3,6.3792791618119555E-5,2.7434076631963362E-3,3.7946571402702613E-6,null,5.3963222361278667E-5,1.8975415349902287E-2]
[2004,4,7,22,6.8873024036331248E-3,1.0742891693633391E-2,2.6607867799999924E-4,2.4252921779433175E-3,9.0258064516128434E-6,null,5.7347034382486338E-5,2.0392688616449498E-2,null,7.1031578476706833E-3,8.3031723138912213E-3,1.2758558323623911E-4,2.5631609103157218E-3,3.7946571402702613E-6,null,5.3963222361278667E-5,1.8154834534615416E-2]
[2004,4,8,1,3.9510881173159991E-3,9.4888151135827086E-3,2.6607867799999924E-4,2.1580440699591427E-3,9.0258064516128434E-6,null,5.7347034382486338E-5,1.5935149642097513E-2,null,4.0749194564982123E-3,7.3338975379808194E-3,1.2758558323623911E-4,2.2807207532201915E-3,3.7946571402702613E-6,null,5.3963222361278667E-5,1.3874881210437012E-2]
[2004,4,8,5,3.9837717763842456E-3,1.0184223926186897E-2,2.6607867799999924E-4,1.7184883457614195E-3,9.0258064516128434E-6,null,5.7347034382486338E-5,1.6223686389572226E-2,null,4.1086274564952419E-3,7.8713784476201667E-3,1.2758558323623911E-4,1.8161779404344183E-3,3.7946571402702613E-6,null,5.3963222361278667E-5,1.3981527307287616E-2]
[2004,4,8,9,5.0749121385119701E-3,1.2424109138931539E-2,0,2.9392546469106384E-3,9.0258064516128434E-6,null,5.7347034382486338E-5,2.0495622958736637E-2,null,5.233965327832108E-3,9.6025839195861152E-3,0,3.1063402112705214E-3,3.7946571402702613E-6,null,5.3963222361278667E-5,1.8000647338190293E-2]
[2004,4,8,12,5.1555733187420502E-3,1.2527296596806351E-2,0,2.9159276098489162E-3,9.0258064516128434E-6,null,5.7347034382486338E-5,2.06561445597798E-2,null,5.3171545159606025E-3,9.6823374224418429E-3,0,3.0816871199465736E-3,3.7946571402702613E-6,null,5.3963222361278667E-5,1.8138936937850569E-2]
[2004,4,8,13,5.1251147993652945E-3,1.2570039691439808E-2,0,2.8904811026828543E-3,9.0258064516128434E-6,null,5.7347034382486338E-5,2.0642982627870444E-2,null,5.2857413939194822E-3,9.7153735257640862E-3,0,3.0547940746197921E-3,3.7946571402702613E-6,null,5.3963222361278667E-5,1.8113666873804911E-2]
[2004,4,8,16,5.365928696926146E-3,1.1621896463773158E-2,0,2.740917875368086E-3,9.0258064516128434E-6,null,5.7347034382486338E-5,1.9786090070449878E-2,null,5.5341026573054487E-3,8.9825543908350104E-3,0,2.8967287407353735E-3,3.7946571402702613E-6,null,5.3963222361278667E-5,1.7471143668377383E-2]
[2004,4,8,20,6.9399999152157596E-3,1.1532845763058172E-2,2.6607867799999924E-4,2.6154432885371237E-3,9.0258064516128434E-6,null,5.7347034382486338E-5,2.1425491308050718E-2,null,7.1575069557849799E-3,8.9137271761710584E-3,1.2758558323623911E-4,2.7641213958851255E-3,3.7946571402702613E-6,null,5.3963222361278667E-5,1.9020698990578955E-2]
[2004,4,8,22,6.4280976813465424E-3,9.9055844625522554E-3,2.6607867799999924E-4,2.4252921779433175E-3,9.0258064516128434E-6,null,5.7347034382486338E-5,1.909617666308178E-2,null,6.6295611568855158E-3,7.6560182312102997E-3,1.2758558323623911E-4,2.5631609103157218E-3,3.7946571402702613E-6,null,5.3963222361278667E-5,1.7034083761149326E-2]
[2004,4,9,3,3.8076827116748789E-3,7.6712489385419563E-3,2.6607867799999924E-4,1.9608089635057557E-3,9.0258064516128434E-6,null,5.7347034382486338E-5,1.3776942954962254E-2,null,3.927019571640422E-3,5.9291021091851144E-3,1.2758558323623911E-4,2.0722735732882497E-3,3.7946571402702613E-6,null,5.3963222361278667E-5,1.2113738716851575E-2]
[2004,4,9,7,6.0703309008546908E-3,8.712521078940872E-3,0,1.7857318581324894E-3,9.0258064516128434E-6,null,5.7347034382486338E-5,1.6625930872310537E-2,null,6.2605815817842365E-3,6.7339005055526745E-3,0,1.8872439934029387E-3,3.7946571402702613E-6,null,5.3963222361278667E-5,1.4939483960241398E-2]
[2004,4,9,10,5.2861062845236837E-3,9.4161969425031276E-3,0,2.654794295710838E-3,9.0258064516128434E-6,null,5.7347034382486338E-5,1.7414444557120132E-2,null,5.4517785248878762E-3,7.2777710122009188E-3,0,2.805709359713365E-3,3.7946571402702613E-6,null,5.3963222361278667E-5,1.559301677630371E-2]
[2004,4,9,13,4.8670543528349817E-3,8.7124750739805325E-3,0,2.7602458048126555E-3,9.0258064516128434E-6,null,5.7347034382486338E-5,1.6397122266010655E-2,null,5.0195930562222371E-3,6.7338649483559823E-3,0,2.9171553902253627E-3,3.7946571402702613E-6,null,5.3963222361278667E-5,1.4728371274305131E-2]
[2004,4,9,14,4.7244964126965695E-3,8.8505282658898881E-3,0,2.7982563088146629E-3,9.0258064516128434E-6,null,5.7347034382486338E-5,1.6430628021783609E-2,null,4.8725671973449264E-3,6.8405661488889257E-3,0,2.9573266483217645E-3,3.7946571402702613E-6,null,5.3963222361278667E-5,1.4728217874057165E-2]
[2004,4,9,19,6.5903829584238556E-3,8.0761432332600632E-3,1.3303933899999962E-4,2.6091138186135E-3,9.0258064516128434E-6,null,5.7347034382486338E-5,1.747291469810849E-2,null,6.79693262859918E-3,6.2420445825741256E-3,6.3792791618119555E-5,2.7574321194182346E-3,3.7946571402702613E-6,null,5.3963222361278667E-5,1.5917960001711209E-2]
[2004,4,9,22,6.4539083686320897E-3,8.1648738316290187E-3,2.6607867799999924E-4,2.1735074410266309E-3,9.0258064516128434E-6,null,5.7347034382486338E-5,1.7129491982527403E-2,null,6.6561807787928386E-3,6.3106243903933495E-3,1.2758558323623911E-4,2.2970631587341957E-3,3.7946571402702613E-6,null,5.3963222361278667E-5,1.5449211790658172E-2]
[2004,4,10,1,3.9368576792931558E-3,7.7108475680417628E-3,2.6607867799999924E-4,1.7210089628350068E-3,9.0258064516128434E-6,null,5.7347034382486338E-5,1.370591655140959E-2,null,4.0602430212854316E-3,5.9597078579450768E-3,1.2758558323623911E-4,1.818841845101926E-3,3.7946571402702613E-6,null,5.3963222361278667E-5,1.2024136187070222E-2]
[2004,4,10,4,3.733593651715788E-3,8.0735669488510905E-3,2.6607867799999924E-4,1.3607099698084012E-3,9.0258064516128434E-6,null,5.7347034382486338E-5,1.3505072911614943E-2,null,3.8506084810808806E-3,6.2400533744350764E-3,1.2758558323623911E-4,1.4380612103599886E-3,3.7946571402702613E-6,null,5.3963222361278667E-5,1.1714066528613735E-2]
[2004,4,10,8,5.3409346932701413E-3,8.8942983997980524E-3,0,1.8857937966260153E-3,9.0258064516128434E-6,null,5.7347034382486338E-5,1.6178373924076696E-2,null,5.50832531476852E-3,6.874396050037139E-3,0,1.9929940765020049E-3,3.7946571402702613E-6,null,5.3963222361278667E-5,1.4433473320809215E-2]
[2004,4,10,11,6.9262547193748641E-3,8.7782239949630286E-3,0,2.018802797714065E-3,9.0258064516128434E-6,null,5.7347034382486338E-5,1.7780628546434443E-2,null,7.1433309707645562E-3,6.7846822362835537E-3,0,2.1335641387029802E-3,3.7946571402702613E-6,null,5.3963222361278667E-5,1.6119335225252641E-2]
[2004,4,10,12,6.4239433627890927E-3,8.958079549519448E-3,0,2.0530871027734927E-3,9.0258064516128434E-6,null,5.7347034382486338E-5,1.7492457049464522E-2,null,6.625276637528924E-3,6.9236924491462076E-3,0,2.1697973774710139E-3,3.7946571402702613E-6,null,5.3963222361278667E-5,1.5776524343647697E-2]
[2004,4,10,16,5.9957487380425467E-3,8.3085065524841108E-3,0,1.8394615061832428E-3,9.0258064516128434E-6,null,5.7347034382486338E-5,1.6201063831092384E-2,null,6.1836619339993692E-3,6.4216380043423428E-3,0,1.9440279697259478E-3,3.7946571402702613E-6,null,5.3963222361278667E-5,1.460708578756921E-2]
[2004,4,10,19,6.8720242459399221E-3,7.7540494056139329E-3,1.3303933899999962E-4,1.7820158886567112E-3,9.0258064516128434E-6,null,5.7347034382486338E-5,1.6605364228021641E-2,null,7.0874008561293833E-3,5.9930985233141651E-3,6.3792791618119555E-5,1.8833167850480599E-3,3.7946571402702613E-6,null,5.3963222361278667E-5,1.5085366835611277E-2]
[2004,4,10,23,5.4624372841878596E-3,7.3788016670843061E-3,2.6607867799999924E-4,1.9557882377605304E-3,9.0258064516128434E-6,null,5.7347034382486338E-5,1.513422953027236E-2,null,5.633635927198467E-3,5.7030698492602332E-3,1.2758558323623911E-4,2.0669674381806479E-3,3.7946571402702613E-6,null,5.3963222361278667E-5,1.3589016677377136E-2]
[2004,4,11,2,3.8433909270821172E-3,7.2811063591150388E-3,2.6607867799999924E-4,1.9135802454547364E-3,9.0258064516128434E-6,null,5.7347034382486338E-5,1.3375279872891556E-2,null,3.9638469208159773E-3,5.6275612246309602E-3,1.2758558323623911E-4,2.0223600803682537E-3,3.7946571402702613E-6,null,5.3963222361278667E-5,1.179911168855298E-2]
[2004,4,11,5,3.8365630486100082E-3,7.474263961818892E-3,2.6607867799999924E-4,1.6884794179868332E-3,9.0258064516128434E-6,null,5.7347034382486338E-5,1.3336508769655397E-2,null,3.956805049309578E-3,5.7768525797638349E-3,1.2758558323623911E-4,1.7844631180588583E-3,3.7946571402702613E-6,null,5.3963222361278667E-5,1.1703464209870059E-2]
[2004,4,11,9,6.2304766502815495E-3,8.1876263716002626E-3,0,2.3558903494909247E-3,9.0258064516128434E-6,null,5.7347034382486338E-5,1.6831340405755221E-2,null,{"$f":"E2435*Y$5","v":6.4257464707562139E-3},{"$f":"F2435*Z$5","v":6.3282098101618365E-3},{"$f":"G2435*AA$5","v":0},{"$f":"H2435*AB$5","v":2.4898138491197953E-3},{"$f":"I2435*AC$5","v":3.7946571402702613E-6},null,{"$f":"K2435*AE$5","v":5.3963222361278667E-5},1.5301528009539395E-2]
[2004,4,11,13,5.8393305494794578E-3,8.0877146039830157E-3,0,2.7602458048126555E-3,9.0258064516128434E-6,null,5.7347034382486338E-5,1.6744637992657616E-2,null,6.0223414316464829E-3,6.2509880856606859E-3,0,2.9171553902253627E-3,3.7946571402702613E-6,null,5.3963222361278667E-5,1.5248242787034082E-2]
[2004,4,11,14,5.6383026377117614E-3,8.0595585117230074E-3,0,2.7982563088146629E-3,9.0258064516128434E-6,null,5.7347034382486338E-5,1.6553464492631918E-2,null,5.8150130895193372E-3,6.2292262646922014E-3,0,2.9573266483217645E-3,3.7946571402702613E-6,null,5.3963222361278667E-5,1.5059323882034853E-2]
[2004,4,11,17,6.4776486761051475E-3,8.041712469982875E-3,0,2.6591435816639662E-3,9.0258064516128434E-6,null,5.7347034382486338E-5,1.7235851762134474E-2,null,6.6806651329638436E-3,6.2154330734439803E-3,0,2.8103058862037514E-3,3.7946571402702613E-6,null,5.3963222361278667E-5,1.5764161972113125E-2]
[2004,4,11,20,7.091715828210418E-3,7.8005821750265873E-3,2.6607867799999924E-4,2.6463761495234927E-3,9.0258064516128434E-6,null,5.7347034382486338E-5,1.7875876494000159E-2,null,7.3139778082098785E-3,6.0290636632126535E-3,1.2758558323623911E-4,2.7968126735981999E-3,3.7946571402702613E-6,null,5.3963222361278667E-5,1.632519760775852E-2]
[2004,4,11,24,4.504032655460179E-3,9.0065822464435816E-3,2.6607867799999924E-4,1.7568097854214111E-3,9.0258064516128434E-6,null,5.7347034382486338E-5,1.5604627028564836E-2,null,4.6451938695069393E-3,6.9611801444273754E-3,1.2758558323623911E-4,1.8566778097107084E-3,3.7946571402702613E-6,null,5.3963222361278667E-5,1.364839528638281E-2]
[2004,4,12,3,3.5376130984919765E-3,8.5371124222469556E-3,2.6607867799999924E-4,1.9608089635057557E-3,9.0258064516128434E-6,null,5.7347034382486338E-5,1.4372736825484352E-2,null,3.6484856871277327E-3,6.5983272964565687E-3,1.2758558323623911E-4,2.0722735732882497E-3,3.7946571402702613E-6,null,5.3963222361278667E-5,1.250443001961034E-2]
[2004,4,12,6,4.3282356849579104E-3,1.0591231388288044E-2,2.6607867799999924E-4,1.786954079768594E-3,9.0258064516128434E-6,null,5.7347034382486338E-5,1.7043623494254211E-2,null,4.4638872334049418E-3,8.1859541863729055E-3,1.2758558323623911E-4,1.8885356937390449E-3,3.7946571402702613E-6,null,5.3963222361278667E-5,1.472372057625468E-2]
[2004,4,12,11,5.3754834940829017E-3,1.1946991507797058E-2,0,3.0237837105292109E-3,9.0258064516128434E-6,null,5.7347034382486338E-5,2.0403605746791658E-2,null,5.5439569120527216E-3,9.233820087809522E-3,0,3.1956744340182514E-3,3.7946571402702613E-6,null,5.3963222361278667E-5,1.8031209313382045E-2]
[2004,4,12,14,5.1353499914055913E-3,1.2082020222211484E-2,0,2.7982563088146629E-3,9.0258064516128434E-6,null,5.7347034382486338E-5,2.0072973556814224E-2,null,5.2962973678556775E-3,9.338183672129248E-3,0,2.9573266483217645E-3,3.7946571402702613E-6,null,5.3963222361278667E-5,1.764956556780824E-2]
[2004,4,12,15,5.3117919662155743E-3,1.1227291411934754E-2,0,2.8703570236737843E-3,9.0258064516128434E-6,null,5.7347034382486338E-5,1.9466787436206598E-2,null,5.4782692233921676E-3,8.6775644649579754E-3,0,3.0335260174589864E-3,3.7946571402702613E-6,null,5.3963222361278667E-5,1.7247117585310681E-2]
[2004,4,12,18,6.531882085885724E-3,1.144943779698193E-2,0,2.52806550325966E-3,9.0258064516128434E-6,null,5.7347034382486338E-5,2.0566732420509798E-2,null,6.7365982759728729E-3,8.8492612265522359E-3,0,2.6717765123737791E-3,3.7946571402702613E-6,null,5.3963222361278667E-5,1.8315393894400438E-2]
[2004,4,12,21,7.2925323463537695E-3,1.126213652089768E-2,2.6607867799999924E-4,2.4346957436215955E-3,9.0258064516128434E-6,null,5.7347034382486338E-5,2.132656695211271E-2,null,7.5210881314097706E-3,8.7044962215339968E-3,1.2758558323623911E-4,2.5730990333111079E-3,3.7946571402702613E-6,null,5.3963222361278667E-5,1.8984026848992665E-2]
[2004,4,13,3,3.0833750050416157E-3,8.9930339151186936E-3,2.6607867799999924E-4,2.1294291025486982E-3,9.0258064516128434E-6,null,5.7347034382486338E-5,1.4543040363948668E-2,null,3.1800112846532783E-3,6.9507086500882019E-3,1.2758558323623911E-4,2.2504791326091E-3,3.7946571402702613E-6,null,5.3963222361278667E-5,1.2566542530088369E-2]
[2004,4,13,5,3.2952717241360122E-3,1.0162637230741327E-2,2.6607867799999924E-4,1.7184883457614195E-3,9.0258064516128434E-6,null,5.7347034382486338E-5,1.5513599641878421E-2,null,3.3985490741856588E-3,7.8546941081440204E-3,1.2758558323623911E-4,1.8161779404344183E-3,3.7946571402702613E-6,null,5.3963222361278667E-5,1.3254764585501885E-2]
[2004,4,13,9,4.6739634456656725E-3,1.2516172104107402E-2,0,2.9392546469106384E-3,9.0258064516128434E-6,null,5.7347034382486338E-5,2.0186737231066197E-2,null,4.8204504729301174E-3,9.6737393110191295E-3,0,3.1063402112705214E-3,3.7946571402702613E-6,null,5.3963222361278667E-5,1.7658287874721318E-2]
[2004,4,13,12,4.6226933663771133E-3,1.2787248367706186E-2,0,2.9159276098489162E-3,9.0258064516128434E-6,null,5.7347034382486338E-5,2.0383216378314702E-2,null,4.76757353436893E-3,9.8832539362294341E-3,0,3.0816871199465736E-3,3.7946571402702613E-6,null,5.3963222361278667E-5,1.7790272470046487E-2]
[2004,4,13,15,4.2546692978070802E-3,1.2085589140820113E-2,0,3.1837066623635326E-3,9.0258064516128434E-6,null,5.7347034382486338E-5,1.9581312135373213E-2,null,4.388015196780044E-3,9.3409420864395461E-3,0,3.3646884037708135E-3,3.7946571402702613E-6,null,5.3963222361278667E-5,1.7151403566491953E-2]
[2004,4,13,16,4.8278803191575473E-3,1.1781625199882573E-2,0,2.740917875368086E-3,9.0258064516128434E-6,null,5.7347034382486338E-5,1.9407770428790688E-2,null,4.9791912663147697E-3,9.1060086019746894E-3,0,2.8967287407353735E-3,3.7946571402702613E-6,null,5.3963222361278667E-5,1.7039686488526381E-2]
[2004,4,13,19,5.8082251528664194E-3,1.1981981537693564E-2,1.3303933899999962E-4,2.595843717685389E-3,9.0258064516128434E-6,null,5.7347034382486338E-5,2.0583325096056447E-2,null,5.9902611585427113E-3,9.2608638536580672E-3,6.3792791618119555E-5,2.7434076631963362E-3,3.7946571402702613E-6,null,5.3963222361278667E-5,1.8116083346516786E-2]
[2004,4,13,24,3.8693689989684195E-3,1.0194678863330541E-2,2.6607867799999924E-4,2.0572871529879635E-3,9.0258064516128434E-6,null,5.7347034382486338E-5,1.6458537356526588E-2,null,3.9906391733369653E-3,7.8794590600949274E-3,1.2758558323623911E-4,2.174236184732671E-3,3.7946571402702613E-6,null,5.3963222361278667E-5,1.4229677880902352E-2]
[2004,4,14,3,3.1174727554844298E-3,8.6037219785442334E-3,2.6607867799999924E-4,2.1294291025486982E-3,9.0258064516128434E-6,null,5.7347034382486338E-5,1.4187826177817026E-2,null,3.2151776951651833E-3,6.6498097687238732E-3,1.2758558323623911E-4,2.2504791326091E-3,3.7946571402702613E-6,null,5.3963222361278667E-5,1.2300810059235945E-2]
[2004,4,14,6,3.828925688793039E-3,1.0754987910396811E-2,2.6607867799999924E-4,1.9690200154626335E-3,9.0258064516128434E-6,null,5.7347034382486338E-5,1.6890135955892147E-2,null,3.9489283264447922E-3,8.3125214700585839E-3,1.2758558323623911E-4,2.0809513926453747E-3,3.7946571402702613E-6,null,5.3963222361278667E-5,1.452774465188654E-2]
[2004,4,14,10,4.3702911121865735E-3,1.2290904197670637E-2,0,3.3675848753321261E-3,9.0258064516128434E-6,null,5.7347034382486338E-5,2.0086127219571821E-2,null,4.50726072282786E-3,9.4996299280638418E-3,0,3.5590194010939836E-3,3.7946571402702613E-6,null,5.3963222361278667E-5,1.7623667931487237E-2]
[2004,4,14,13,4.5587250395848888E-3,1.3099916227226754E-2,0,2.8904811026828543E-3,9.0258064516128434E-6,null,5.7347034382486338E-5,2.0606469403876986E-2,null,4.7016003716083016E-3,1.01249146723377E-2,0,3.0547940746197921E-3,3.7946571402702613E-6,null,5.3963222361278667E-5,1.7939066998067344E-2]
[2004,4,14,16,4.876953316768377E-3,1.2025761677477372E-2,0,2.740917875368086E-3,9.0258064516128434E-6,null,5.7347034382486338E-5,1.9700979903996319E-2,null,5.0298022643020532E-3,9.2947014883394841E-3,0,2.8967287407353735E-3,3.7946571402702613E-6,null,5.3963222361278667E-5,1.7278990372878462E-2]
[2004,4,14,17,5.2045992314980645E-3,1.2100839095347104E-2,0,2.8063557825158941E-3,9.0258064516128434E-6,null,5.7347034382486338E-5,2.016914114374355E-2,null,5.3677169534032216E-3,9.3527287639773686E-3,0,2.9658865466193505E-3,3.7946571402702613E-6,null,5.3963222361278667E-5,1.7744090143501492E-2]
[2004,4,14,21,6.571433101764214E-3,1.1762291749799984E-2,2.6607867799999924E-4,2.4566060741551521E-3,9.0258064516128434E-6,null,5.7347034382486338E-5,2.1127533266959011E-2,null,6.7773888631078947E-3,9.0910657940198366E-3,1.2758558323623911E-4,2.5962548836727471E-3,3.7946571402702613E-6,null,5.3963222361278667E-5,1.865005300353827E-2]
[2004,4,15,1,3.9326441363458893E-3,9.4853181036174423E-3,2.6607867799999924E-4,2.1580440699591427E-3,9.0258064516128434E-6,null,5.7347034382486338E-5,1.5913208651162136E-2,null,4.0558974213831265E-3,7.3311947018029023E-3,1.2758558323623911E-4,2.2807207532201915E-3,3.7946571402702613E-6,null,5.3963222361278667E-5,1.3853156339144008E-2]
[2004,4,15,4,3.7976723101344478E-3,9.6188242401651011E-3,2.6607867799999924E-4,1.616061181023752E-3,9.0258064516128434E-6,null,5.7347034382486338E-5,1.5369760072562964E-2,null,3.9166954333794482E-3,7.4343814869190601E-3,1.2758558323623911E-4,1.7079281768811075E-3,3.7946571402702613E-6,null,5.3963222361278667E-5,1.3244348559917405E-2]
[2004,4,15,7,5.3096951653459979E-3,1.1910233419643118E-2,0,2.0553021517792742E-3,9.0258064516128434E-6,null,5.7347034382486338E-5,1.9332577771150876E-2,null,5.4761067065344964E-3,9.2054097911617172E-3,0,2.1721383436761115E-3,3.7946571402702613E-6,null,5.3963222361278667E-5,1.6911412720873875E-2]
[2004,4,15,11,5.0718269218875001E-3,1.2210937971604795E-2,0,3.2157865271092391E-3,9.0258064516128434E-6,null,5.7347034382486338E-5,2.0555898454984022E-2,null,5.2307834172096975E-3,9.4378240965194583E-3,0,3.3985918880900263E-3,3.7946571402702613E-6,null,5.3963222361278667E-5,1.8124957281320731E-2]
[2004,4,15,14,4.6692092492429038E-3,1.1710159989090405E-2,0,3.2460818457960765E-3,9.0258064516128434E-6,null,5.7347034382486338E-5,1.9682798118511872E-2,null,4.8155472748925305E-3,9.0507731982697823E-3,0,3.4306093816233243E-3,3.7946571402702613E-6,null,5.3963222361278667E-5,1.7354687734287187E-2]
[2004,4,15,18,5.8954173404197679E-3,1.1492659707922025E-2,0,2.9597896687702462E-3,9.0258064516128434E-6,null,5.7347034382486338E-5,2.0405213751494521E-2,null,6.0801860427685634E-3,8.8826674066111826E-3,0,3.1280425718362742E-3,3.7946571402702613E-6,null,5.3963222361278667E-5,1.8148653900717571E-2]
[2004,4,15,19,6.4023340202901402E-3,1.1623254275100239E-2,1.3303933899999962E-4,2.595843717685389E-3,9.0258064516128434E-6,null,5.7347034382486338E-5,2.0818706700886841E-2,null,6.6029900350597958E-3,8.983603842113122E-3,6.3792791618119555E-5,2.7434076631963362E-3,3.7946571402702613E-6,null,5.3963222361278667E-5,1.8451552211488923E-2]
[2004,4,15,22,6.4012028161055728E-3,1.0881088871901149E-2,2.6607867799999924E-4,2.4252921779433175E-3,9.0258064516128434E-6,null,5.7347034382486338E-5,2.0044786207189705E-2,null,6.6018233777228553E-3,8.409984801364288E-3,1.2758558323623911E-4,2.5631609103157218E-3,3.7946571402702613E-6,null,5.3963222361278667E-5,1.7760312552140653E-2]
[2004,4,16,2,3.6071226023412146E-3,9.0801300352174735E-3,2.6607867799999924E-4,1.9334396569842709E-3,9.0258064516128434E-6,null,5.7347034382486338E-5,1.4957894635782622E-2,null,3.7201736933773141E-3,7.0180251709724356E-3,1.2758558323623911E-4,2.0433484246994275E-3,3.7946571402702613E-6,null,5.3963222361278667E-5,1.2966890751786964E-2]
[2004,4,16,5,3.8460677731780085E-3,1.0008763911594765E-2,2.6607867799999924E-4,1.6173880116013895E-3,9.0258064516128434E-6,null,5.7347034382486338E-5,1.5809422037613825E-2,null,3.9666076621394609E-3,7.7357655440460082E-3,1.2758558323623911E-4,1.7093304327833617E-3,3.7946571402702613E-6,null,5.3963222361278667E-5,1.359704710170662E-2]
[2004,4,16,8,5.6677264862261979E-3,1.2319664658221419E-2,0,2.3169954048195894E-3,9.0258064516128434E-6,null,5.7347034382486338E-5,2.0361733583649691E-2,null,5.8453591130036174E-3,9.5218588647961698E-3,0,2.4487078732307369E-3,3.7946571402702613E-6,null,5.3963222361278667E-5,1.7873683730532074E-2]
[2004,4,16,11,5.0257723365158659E-3,1.2233178773534926E-2,0,2.8499789818116007E-3,9.0258064516128434E-6,null,5.7347034382486338E-5,2.0166277126244879E-2,null,5.1832854317384663E-3,9.455013994369257E-3,0,3.0119895606126939E-3,3.7946571402702613E-6,null,5.3963222361278667E-5,1.7708046866221967E-2]
[2004,4,16,16,5.2524048947739915E-3,1.1075936130001369E-2,0,2.5060806055823039E-3,9.0258064516128434E-6,null,5.7347034382486338E-5,1.8891768664740152E-2,null,5.4170208974383171E-3,8.5605820897884238E-3,0,2.6485418560068599E-3,3.7946571402702613E-6,null,5.3963222361278667E-5,1.668390272273515E-2]
[2004,4,16,19,6.3560513045559401E-3,1.069189880147031E-2,1.3303933899999962E-4,1.7996676973451146E-3,9.0258064516128434E-6,null,5.7347034382486338E-5,1.9044892491182439E-2,null,6.5552567693757634E-3,8.2637599487209879E-3,6.3792791618119555E-5,1.901972032625222E-3,3.7946571402702613E-6,null,5.3963222361278667E-5,1.6842539421841645E-2]
[2004,4,16,20,6.55373949085812E-3,1.1268408634752348E-2,2.6607867799999924E-4,1.8812496188146967E-3,9.0258064516128434E-6,null,5.7347034382486338E-5,2.0040600085664825E-2,null,6.7591407154594116E-3,8.7093439332668176E-3,1.2758558323623911E-4,1.9881915792847944E-3,3.7946571402702613E-6,null,5.3963222361278667E-5,1.7642019690748814E-2]
[2004,4,16,23,5.7383219125411297E-3,8.0760957917023583E-3,2.6607867799999924E-4,1.8390026800774464E-3,9.0258064516128434E-6,null,5.7347034382486338E-5,1.5990622725560597E-2,null,5.9181670756936313E-3,6.2420079150324898E-3,1.2758558323623911E-4,1.9435430610828962E-3,3.7946571402702613E-6,null,5.3963222361278667E-5,1.4289061514546807E-2]
[2004,4,17,3,3.5611863888632351E-3,7.8201009599358027E-3,2.6607867799999924E-4,1.6301665050557016E-3,9.0258064516128434E-6,null,5.7347034382486338E-5,1.3348656195094403E-2,null,3.6727977897018397E-3,6.0441497163053271E-3,1.2758558323623911E-4,1.7228353354968127E-3,3.7946571402702613E-6,null,5.3963222361278667E-5,1.1625126304241768E-2]
[2004,4,17,8,5.2181114289208009E-3,9.8208360319398114E-3,0,1.8857937966260153E-3,9.0258064516128434E-6,null,5.7347034382486338E-5,1.6982088291869112E-2,null,5.3816526375851676E-3,7.5905162376340264E-3,0,1.9929940765020049E-3,3.7946571402702613E-6,null,5.3963222361278667E-5,1.5022920831222749E-2]
[2004,4,17,10,5.893253685514608E-3,1.0045201362303136E-2,0,2.1859363860722279E-3,9.0258064516128434E-6,null,5.7347034382486338E-5,1.8181738468272458E-2,null,6.0779545765981321E-3,7.7639280202710841E-3,0,2.3101986425274729E-3,3.7946571402702613E-6,null,5.3963222361278667E-5,1.6209839118898239E-2]
[2004,4,17,14,5.7621848299423458E-3,9.3407106898147751E-3,0,2.0988914759435752E-3,9.0258064516128434E-6,null,5.7347034382486338E-5,1.7259134030083181E-2,null,5.9427778825194436E-3,7.219427748461904E-3,0,2.2182055568643229E-3,3.7946571402702613E-6,null,5.3963222361278667E-5,1.543816906734722E-2]
[2004,4,17,17,6.1009390353925757E-3,8.8768590304873947E-3,0,1.9465081817121807E-3,9.0258064516128434E-6,null,5.7347034382486338E-5,1.6981653281974637E-2,null,6.2921490080861007E-3,6.8609171755812243E-3,0,2.0571598458728048E-3,3.7946571402702613E-6,null,5.3963222361278667E-5,1.5267983909041681E-2]
[2004,4,17,18,6.8237767197092437E-3,8.4772434180358635E-3,0,1.8468823071190867E-3,9.0258064516128434E-6,null,5.7347034382486338E-5,1.7205249479246679E-2,null,7.0376412006806317E-3,6.5520545914529073E-3,0,1.9518706152657191E-3,3.7946571402702613E-6,null,5.3963222361278667E-5,1.5599324286900806E-2]
[2004,4,17,21,7.1229219251325937E-3,8.1743615334362012E-3,2.6607867799999924E-4,1.7040146675290633E-3,9.0258064516128434E-6,null,5.7347034382486338E-5,1.7338500467337523E-2,null,7.3461619376784778E-3,6.3179574274577124E-3,1.2758558323623911E-4,1.8008814880683685E-3,3.7946571402702613E-6,null,5.3963222361278667E-5,1.5650344315942349E-2]
[2004,4,18,1,4.2063265057964644E-3,7.5558997502120319E-3,2.6607867799999924E-4,1.8644513109089167E-3,9.0258064516128434E-6,null,5.7347034382486338E-5,1.3963879908157076E-2,null,4.3381572898196384E-3,5.8399488146826245E-3,1.2758558323623911E-4,1.9704383507974724E-3,3.7946571402702613E-6,null,5.3963222361278667E-5,1.2333887918037524E-2]
[2004,4,18,5,3.6694234616824056E-3,7.8814844561558225E-3,2.6607867799999924E-4,1.6884794179868332E-3,9.0258064516128434E-6,null,5.7347034382486338E-5,1.3576589677064724E-2,null,3.7844271284686163E-3,6.0915929709595617E-3,1.2758558323623911E-4,1.7844631180588583E-3,3.7946571402702613E-6,null,5.3963222361278667E-5,1.1845826680224825E-2]
[2004,4,18,8,5.3706553391730623E-3,8.6687837160568833E-3,0,2.1049426792872842E-3,9.0258064516128434E-6,null,5.7347034382486338E-5,1.6201728768899717E-2,null,5.5389774375897592E-3,6.7000959331025792E-3,0,2.2246007483435284E-3,3.7946571402702613E-6,null,5.3963222361278667E-5,1.4521431998537416E-2]
[2004,4,18,11,5.723201496274301E-3,9.0576044636845286E-3,0,3.0237837105292109E-3,9.0258064516128434E-6,null,5.7347034382486338E-5,1.7861936704870528E-2,null,5.902572769364187E-3,7.000615174926607E-3,0,3.1956744340182514E-3,3.7946571402702613E-6,null,5.3963222361278667E-5,1.6156620257810596E-2]
[2004,4,18,15,5.5390154690044486E-3,8.2853728853634276E-3,0,2.8703570236737843E-3,9.0258064516128434E-6,null,5.7347034382486338E-5,1.6752092412424147E-2,null,5.712614154458155E-3,6.4037580117078585E-3,0,3.0335260174589864E-3,3.7946571402702613E-6,null,5.3963222361278667E-5,1.5207656063126549E-2]
[2004,4,18,18,6.6144385071140411E-3,8.3591539007641467E-3,0,2.52806550325966E-3,9.0258064516128434E-6,null,5.7347034382486338E-5,1.7559004945520335E-2,null,6.8217421039851569E-3,6.4607832989244359E-3,0,2.6717765123737791E-3,3.7946571402702613E-6,null,5.3963222361278667E-5,1.6012059794784921E-2]
[2004,4,18,22,6.2033493231614441E-3,7.8027850640535659E-3,2.6607867799999924E-4,2.1735074410266309E-3,9.0258064516128434E-6,null,5.7347034382486338E-5,1.6516844169481303E-2,null,6.3977689441098076E-3,6.0307662743625196E-3,1.2758558323623911E-4,2.2970631587341957E-3,3.7946571402702613E-6,null,5.3963222361278667E-5,1.4910941839944312E-2]
[2004,4,18,23,5.0352453298858468E-3,8.0820582454427005E-3,2.6607867799999924E-4,2.2244189848864616E-3,9.0258064516128434E-6,null,5.7347034382486338E-5,1.5678924901454672E-2,null,5.1930553188805524E-3,6.2466162907130352E-3,1.2758558323623911E-4,2.3508688322493778E-3,3.7946571402702613E-6,null,5.3963222361278667E-5,1.3975883904580754E-2]
[2004,4,19,2,3.5042326996651664E-3,8.7265052121880266E-3,2.6607867799999924E-4,1.7748146893595768E-3,9.0258064516128434E-6,null,5.7347034382486338E-5,1.4342754942452431E-2,null,3.6140591108008448E-3,6.744708830845607E-3,1.2758558323623911E-4,1.8757062246736558E-3,3.7946571402702613E-6,null,5.3963222361278667E-5,1.2419817629057896E-2]
[2004,4,19,6,4.0991315098400103E-3,1.0081429472297903E-2,2.6607867799999924E-4,1.428505621190122E-3,9.0258064516128434E-6,null,5.7347034382486338E-5,1.5946268944567698E-2,null,4.227602687722095E-3,7.7919286972276836E-3,1.2758558323623911E-4,1.509710789363859E-3,3.7946571402702613E-6,null,5.3963222361278667E-5,1.3714585637051427E-2]
[2004,4,19,9,5.2009337848096327E-3,1.2328236908900201E-2,0,2.3361060178160526E-3,9.0258064516128434E-6,null,5.7347034382486338E-5,1.992262374590837E-2,null,{"$f":"E2627*Y$5","v":5.3639366276843426E-3},{"$f":"F2627*Z$5","v":9.5284843504227241E-3},{"$f":"G2627*AA$5","v":0},{"$f":"H2627*AB$5","v":2.4689048526504477E-3},{"$f":"I2627*AC$5","v":3.7946571402702613E-6},null,{"$f":"K2627*AE$5","v":5.3963222361278667E-5},1.7419083710259065E-2]
[2004,4,19,13,5.2332880507787363E-3,1.2870157598283642E-2,0,2.2867590628168717E-3,9.0258064516128434E-6,null,5.7347034382486338E-5,2.0447551746261734E-2,null,5.3973049110492242E-3,9.9473344135840303E-3,0,2.4167527089840831E-3,3.7946571402702613E-6,null,5.3963222361278667E-5,1.7819149913118889E-2]
[2004,4,19,16,5.5687806810102948E-3,1.1839786770649197E-2,0,2.3275367984537483E-3,9.0258064516128434E-6,null,5.7347034382486338E-5,1.9793451284495726E-2,null,5.7433122401317821E-3,9.1509616330480697E-3,0,2.459848505418913E-3,3.7946571402702613E-6,null,5.3963222361278667E-5,1.7411880258100313E-2]
[2004,4,19,19,5.9119276870310536E-3,1.1650517625530998E-2,1.3303933899999962E-4,2.3560369134392051E-3,9.0258064516128434E-6,null,5.7347034382486338E-5,2.0115756913812326E-2,null,6.0972138413501751E-3,9.0046756636427711E-3,6.3792791618119555E-5,2.4899687446769203E-3,3.7946571402702613E-6,null,5.3963222361278667E-5,1.7713408920789538E-2]
[2004,4,19,21,7.0071293721992367E-3,1.1712145719193667E-2,2.6607867799999924E-4,2.1740503121563852E-3,9.0258064516128434E-6,null,5.7347034382486338E-5,2.1230527744788952E-2,null,7.2267403219474008E-3,9.0523079674628883E-3,1.2758558323623911E-4,2.2976368900445012E-3,3.7946571402702613E-6,null,5.3963222361278667E-5,1.876202864219258E-2]
[2004,4,19,24,4.1035996590971999E-3,1.0225265180449519E-2,2.6607867799999924E-4,1.8681305956216303E-3,9.0258064516128434E-6,null,5.7347034382486338E-5,1.6534197776408011E-2,null,4.2322108735691442E-3,7.9030991998942247E-3,1.2758558323623911E-4,1.9743267889985746E-3,3.7946571402702613E-6,null,5.3963222361278667E-5,1.4294980325199732E-2]
[2004,4,20,3,3.195582382385714E-3,9.1455369394698848E-3,2.6607867799999924E-4,2.1294291025486982E-3,9.0258064516128434E-6,null,5.7347034382486338E-5,1.4807750765643961E-2,null,3.2957353615469891E-3,7.0685781144455423E-3,1.2758558323623911E-4,2.2504791326091E-3,3.7946571402702613E-6,null,5.3963222361278667E-5,1.2800136071339421E-2]
[2004,4,20,7,5.176893906217981E-3,1.1459630964994862E-2,0,2.0553021517792742E-3,9.0258064516128434E-6,null,5.7347034382486338E-5,1.8749174057374602E-2,null,5.3391433135145938E-3,8.8571395178772775E-3,0,2.1721383436761115E-3,3.7946571402702613E-6,null,5.3963222361278667E-5,1.6426179054569532E-2]
[2004,4,20,10,4.5039002219526142E-3,1.2143150721796163E-2,0,3.3675848753321261E-3,9.0258064516128434E-6,null,5.7347034382486338E-5,2.0071982853463389E-2,null,4.6450572853912108E-3,9.3854313858883504E-3,0,3.5590194010939836E-3,3.7946571402702613E-6,null,5.3963222361278667E-5,1.7647265951875095E-2]
[2004,4,20,12,4.799566404457091E-3,1.2366818101593459E-2,0,2.9159276098489162E-3,9.0258064516128434E-6,null,5.7347034382486338E-5,2.0139659150281951E-2,null,4.9499899631606156E-3,9.5583037230966023E-3,0,3.0816871199465736E-3,3.7946571402702613E-6,null,5.3963222361278667E-5,1.7647738685705343E-2]
[2004,4,20,18,5.7333677993906184E-3,1.1470371965411008E-2,0,2.9597896687702462E-3,9.0258064516128434E-6,null,5.7347034382486338E-5,2.0220876467954358E-2,null,5.9130576953236426E-3,8.8654412284243263E-3,0,3.1280425718362742E-3,3.7946571402702613E-6,null,5.3963222361278667E-5,1.7964299375085792E-2]
[2004,4,20,21,6.7176671269144079E-3,1.2028411096659086E-2,2.6607867799999924E-4,2.4566060741551521E-3,9.0258064516128434E-6,null,5.7347034382486338E-5,2.153988663896831E-2,null,6.9282060194438989E-3,9.2967492222853203E-3,1.2758558323623911E-4,2.5962548836727471E-3,3.7946571402702613E-6,null,5.3963222361278667E-5,1.9006553588139758E-2]
[2004,4,20,22,6.0535769195550135E-3,1.1371704174324756E-2,2.6607867799999924E-4,2.4252921779433175E-3,9.0258064516128434E-6,null,5.7347034382486338E-5,2.0187775613062751E-2,null,6.2433025127417979E-3,8.7891809723793287E-3,1.2758558323623911E-4,2.5631609103157218E-3,3.7946571402702613E-6,null,5.3963222361278667E-5,1.7780987858174637E-2]
[2004,4,21,1,3.4830973448601176E-3,9.8364358189400279E-3,2.6607867799999924E-4,2.1580440699591427E-3,9.0258064516128434E-6,null,5.7347034382486338E-5,1.5814779574998952E-2,null,3.5922613513083047E-3,7.6025733004078753E-3,1.2758558323623911E-4,2.2807207532201915E-3,3.7946571402702613E-6,null,5.3963222361278667E-5,1.3660898867674159E-2]
[2004,4,21,4,3.2322454724569099E-3,9.6251255274054422E-3,2.6607867799999924E-4,1.616061181023752E-3,9.0258064516128434E-6,null,5.7347034382486338E-5,1.4810634522125768E-2,null,3.3335475121825842E-3,7.4392517467381063E-3,1.2758558323623911E-4,1.7079281768811075E-3,3.7946571402702613E-6,null,5.3963222361278667E-5,1.2666070898539586E-2]
[2004,4,21,9,4.7328908710239283E-3,1.2332477860966234E-2,0,2.9392546469106384E-3,9.0258064516128434E-6,null,5.7347034382486338E-5,2.0061970413283284E-2,null,4.8812247469994137E-3,9.5317621788495038E-3,0,3.1063402112705214E-3,3.7946571402702613E-6,null,5.3963222361278667E-5,1.7577085016620989E-2]
[2004,4,21,12,4.6656546973472997E-3,1.2396156943133743E-2,0,2.9159276098489162E-3,9.0258064516128434E-6,null,5.7347034382486338E-5,2.0035086284712445E-2,null,4.8118813195282221E-3,9.5809796900286053E-3,0,3.0816871199465736E-3,3.7946571402702613E-6,null,5.3963222361278667E-5,1.7532306009004951E-2]
[2004,4,21,16,4.8671044675951689E-3,1.1728427609304334E-2,0,2.740917875368086E-3,9.0258064516128434E-6,null,5.7347034382486338E-5,1.9393796986650075E-2,null,5.0196447416327571E-3,9.0648922271799291E-3,0,2.8967287407353735E-3,3.7946571402702613E-6,null,5.3963222361278667E-5,1.7039023589049612E-2]
[2004,4,21,19,5.8615951036999183E-3,1.191104131953815E-2,1.3303933899999962E-4,2.595843717685389E-3,9.0258064516128434E-6,null,5.7347034382486338E-5,2.0565754828734528E-2,null,6.0453037808751919E-3,9.2060342163381142E-3,6.3792791618119555E-5,2.7434076631963362E-3,3.7946571402702613E-6,null,5.3963222361278667E-5,1.8116296331529311E-2]
[2004,4,21,22,5.8994680221066183E-3,1.12004488837468E-2,2.6607867799999924E-4,2.4252921779433175E-3,9.0258064516128434E-6,null,5.7347034382486338E-5,1.9862411425036398E-2,null,6.0843636771638803E-3,8.6568178965999287E-3,1.2758558323623911E-4,2.5631609103157218E-3,3.7946571402702613E-6,null,5.3963222361278667E-5,1.748968594681732E-2]
[2004,4,21,23,5.1124391433395372E-3,1.0242886755972272E-2,2.6607867799999924E-4,2.3435763340721259E-3,9.0258064516128434E-6,null,5.7347034382486338E-5,1.8036104574623599E-2,null,5.2726684692390967E-3,7.9167189013843158E-3,1.2758558323623911E-4,2.476799828270045E-3,3.7946571402702613E-6,null,5.3963222361278667E-5,1.5851530661631245E-2]
[2004,4,22,2,3.1008529618533663E-3,9.3769712391381897E-3,2.6607867799999924E-4,2.1286903226703357E-3,9.0258064516128434E-6,null,5.7347034382486338E-5,1.4943716864901556E-2,null,3.1980370193768104E-3,7.2474534977494164E-3,1.2758558323623911E-4,2.2496983558751593E-3,3.7946571402702613E-6,null,5.3963222361278667E-5,{"$f":"SUM(N2692:T2692)","v":1.2880532335739174E-2}]
[2004,4,22,6,3.6408518518132879E-3,1.0975307742151639E-2,2.6607867799999924E-4,1.9690200154626335E-3,9.0258064516128434E-6,null,5.7347034382486338E-5,1.6922381950667226E-2,null,3.7549600537028342E-3,8.4828064900883404E-3,1.2758558323623911E-4,2.0809513926453747E-3,3.7946571402702613E-6,null,5.3963222361278667E-5,1.4504061399174338E-2]
[2004,4,22,10,4.1721065017627807E-3,1.1790647135315838E-2,0,3.3675848753321261E-3,9.0258064516128434E-6,null,5.7347034382486338E-5,1.938768554679323E-2,null,4.3028647941582079E-3,9.1129816485848118E-3,0,3.5590194010939836E-3,3.7946571402702613E-6,null,5.3963222361278667E-5,1.7032623723338552E-2]
[2004,4,22,13,4.3977778205218886E-3,1.2430753167551755E-2,0,2.8904811026828543E-3,9.0258064516128434E-6,null,5.7347034382486338E-5,1.9776359125138983E-2,null,4.5356088940822015E-3,9.6077190839408636E-3,0,3.0547940746197921E-3,3.7946571402702613E-6,null,5.3963222361278667E-5,1.7255879932144409E-2]
[2004,4,22,17,5.0290524752540297E-3,1.1547328344298415E-2,0,2.8063557825158941E-3,9.0258064516128434E-6,null,5.7347034382486338E-5,1.9440083636450823E-2,null,5.1866683735426692E-3,8.9249207515152956E-3,0,2.9658865466193505E-3,3.7946571402702613E-6,null,5.3963222361278667E-5,1.7135233551178866E-2]
[2004,4,22,20,6.0271578554668293E-3,1.0936671985146824E-2,2.6607867799999924E-4,2.6154432885371237E-3,9.0258064516128434E-6,null,5.7347034382486338E-5,1.9916475470390441E-2,null,6.2160554468503534E-3,8.452944944702126E-3,1.2758558323623911E-4,2.7641213958851255E-3,3.7946571402702613E-6,null,5.3963222361278667E-5,1.7618465250175394E-2]
[2004,4,22,23,4.952156827980966E-3,9.8111538818437365E-3,2.6607867799999924E-4,2.3435763340721259E-3,9.0258064516128434E-6,null,5.7347034382486338E-5,1.7444089385136492E-2,null,5.1073627342126393E-3,7.5830329116442175E-3,1.2758558323623911E-4,2.476799828270045E-3,3.7946571402702613E-6,null,5.3963222361278667E-5,1.5352538936864691E-2]
[2004,4,23,3,3.3240077401824903E-3,8.0994072682616415E-3,2.6607867799999924E-4,1.8988778811357709E-3,9.0258064516128434E-6,null,5.7347034382486338E-5,1.3659495230819566E-2,null,3.4281857077947272E-3,6.2600253364384672E-3,1.2758558323623911E-4,2.0068219419722647E-3,3.7946571402702613E-6,null,5.3963222361278667E-5,1.1880376448943247E-2]
[2004,4,23,4,3.2796915017485775E-3,9.226186607507349E-3,2.6607867799999924E-4,1.5543251860955997E-3,9.0258064516128434E-6,null,5.7347034382486338E-5,1.4397405636591188E-2,null,3.3824805509186416E-3,7.1309121777378354E-3,1.2758558323623911E-4,1.642682722993783E-3,3.7946571402702613E-6,null,5.3963222361278667E-5,1.2341418914388048E-2]
[2004,4,23,8,5.0354496159247539E-3,1.165875196401429E-2,0,2.3169954048195894E-3,9.0258064516128434E-6,null,5.7347034382486338E-5,1.9068544019141119E-2,null,5.1932660074630174E-3,9.0110399772063334E-3,0,2.4487078732307369E-3,3.7946571402702613E-6,null,5.3963222361278667E-5,1.6710771737401636E-2]
[2004,4,23,11,4.5798033028751576E-3,1.217573659669555E-2,0,2.8499789818116007E-3,9.0258064516128434E-6,null,5.7347034382486338E-5,1.9662865915764795E-2,null,4.7233392502767568E-3,9.410616982281253E-3,0,3.0119895606126939E-3,3.7946571402702613E-6,null,5.3963222361278667E-5,1.7203703672672255E-2]
[2004,4,23,14,4.1960342074214901E-3,1.1767954843427176E-2,0,2.7335282339452488E-3,9.0258064516128434E-6,null,5.7347034382486338E-5,1.87548643191764E-2,null,4.3275424197749893E-3,9.0954427945106955E-3,0,2.8889190260096499E-3,3.7946571402702613E-6,null,5.3963222361278667E-5,1.6369662119796884E-2]
[2004,4,23,18,5.6771524671662531E-3,1.1011562658037356E-2,0,2.1476339676128908E-3,9.0258064516128434E-6,null,5.7347034382486338E-5,1.8893696127198985E-2,null,5.8550805142958025E-3,8.510827885296406E-3,0,2.2697188757355058E-3,3.7946571402702613E-6,null,5.3963222361278667E-5,1.6693385154829266E-2]
[2004,4,23,20,5.9796432908758674E-3,1.077738448616474E-2,2.6607867799999924E-4,1.8812496188146967E-3,9.0258064516128434E-6,null,5.7347034382486338E-5,1.8975479737094968E-2,null,6.1670517248452166E-3,8.3298317653818111E-3,1.2758558323623911E-4,1.9881915792847944E-3,3.7946571402702613E-6,null,5.3963222361278667E-5,1.6670418532249612E-2]
[2004,4,24,1,3.4828792426511196E-3,8.0261712919383089E-3,2.6607867799999924E-4,1.7210089628350068E-3,9.0258064516128434E-6,null,5.7347034382486338E-5,1.3567261838664099E-2,null,3.59203641354216E-3,6.20342130948462E-3,1.2758558323623911E-4,1.818841845101926E-3,3.7946571402702613E-6,null,5.3963222361278667E-5,1.1799643030866494E-2]
[2004,4,24,2,3.2596032788434199E-3,7.8511825835726381E-3,2.6607867799999924E-4,1.6281280639059939E-3,9.0258064516128434E-6,null,5.7347034382486338E-5,1.3076116267561716E-2,null,3.3617627415627959E-3,6.0681726781122583E-3,1.2758558323623911E-4,1.7206810166397171E-3,3.7946571402702613E-6,null,5.3963222361278667E-5,1.1335959899052559E-2]
[2004,4,24,5,3.2973030596808737E-3,8.3925095771779767E-3,2.6607867799999924E-4,1.3224683648965813E-3,9.0258064516128434E-6,null,5.7347034382486338E-5,1.3349483342995096E-2,null,3.4006440739651257E-3,6.4865638742861486E-3,1.2758558323623911E-4,1.397645714136834E-3,3.7946571402702613E-6,null,5.3963222361278667E-5,1.1470197125125897E-2]
[2004,4,24,9,4.675463755653024E-3,9.6591372109923867E-3,0,2.2755856075761726E-3,9.0258064516128434E-6,null,5.7347034382486338E-5,1.6667533608604068E-2,null,4.8219978042415715E-3,7.4655393495141184E-3,0,2.4049440848658921E-3,3.7946571402702613E-6,null,5.3963222361278667E-5,1.4750239118123131E-2]
[2004,4,24,12,5.4533170447001395E-3,9.6501933992056248E-3,0,2.0530871027734927E-3,9.0258064516128434E-6,null,5.7347034382486338E-5,1.7213944581061746E-2,null,5.6242298496236446E-3,7.4586266846072844E-3,0,2.1697973774710139E-3,3.7946571402702613E-6,null,5.3963222361278667E-5,1.5310411791203493E-2]
[2004,4,24,17,5.5060704607488012E-3,8.4575187726266161E-3,0,1.9465081817121807E-3,9.0258064516128434E-6,null,5.7347034382486338E-5,1.5967444449470087E-2,null,{"$f":"E2755*Y$5","v":5.6786366143098911E-3},{"$f":"F2755*Z$5","v":6.5368094289460152E-3},{"$f":"G2755*AA$5","v":0},{"$f":"H2755*AB$5","v":2.0571598458728048E-3},{"$f":"I2755*AC$5","v":3.7946571402702613E-6},null,{"$f":"K2755*AE$5","v":5.3963222361278667E-5},1.4330363768630262E-2]
[2004,4,24,20,6.1469222256564813E-3,7.8884985715236833E-3,2.6607867799999924E-4,1.8104920242028571E-3,9.0258064516128434E-6,null,5.7347034382486338E-5,1.6183115162622684E-2,null,6.3395733608503551E-3,6.0970141750626783E-3,1.2758558323623911E-4,1.9134116817258815E-3,3.7946571402702613E-6,null,5.3963222361278667E-5,1.4535342680376703E-2]
[2004,4,24,23,4.8572621055726975E-3,7.5379230651150299E-3,2.6607867799999924E-4,1.9557882377605304E-3,9.0258064516128434E-6,null,5.7347034382486338E-5,1.4688175749687921E-2,null,5.0094939094284599E-3,5.8260546492893877E-3,1.2758558323623911E-4,2.0669674381806479E-3,3.7946571402702613E-6,null,5.3963222361278667E-5,1.3087859459636282E-2]
[2004,4,24,24,4.2924850915629312E-3,7.9077314722866658E-3,2.6607867799999924E-4,1.6212186061447965E-3,9.0258064516128434E-6,null,5.7347034382486338E-5,1.4158637511234057E-2,null,4.4270161780700593E-3,6.1118792685296132E-3,1.2758558323623911E-4,1.7133787822095556E-3,3.7946571402702613E-6,null,5.3963222361278667E-5,1.2437617691547017E-2]
[2004,4,25,3,3.49820701175016E-3,7.4873084754700555E-3,2.6607867799999924E-4,1.9608089635057557E-3,9.0258064516128434E-6,null,5.7347034382486338E-5,1.3283526791965634E-2,null,3.6078445713639655E-3,5.7869346738298778E-3,1.2758558323623911E-4,2.0722735732882497E-3,3.7946571402702613E-6,null,5.3963222361278667E-5,1.1652396281219881E-2]
[2004,4,25,6,3.6287325772287877E-3,8.2318708660190504E-3,2.6607867799999924E-4,1.786954079768594E-3,9.0258064516128434E-6,null,5.7347034382486338E-5,1.3984759864256093E-2,null,3.7424609480548E-3,6.3624063441656102E-3,1.2758558323623911E-4,1.8885356937390449E-3,3.7946571402702613E-6,null,5.3963222361278667E-5,1.2178746448697245E-2]
[2004,4,25,10,5.5637312002664325E-3,9.1139993555943641E-3,0,2.654794295710838E-3,9.0258064516128434E-6,null,5.7347034382486338E-5,1.738987188595412E-2,null,5.7381045032457835E-3,7.0442027413383712E-3,0,2.805709359713365E-3,3.7946571402702613E-6,null,5.3963222361278667E-5,1.5645774483799068E-2]
[2004,4,25,14,5.1359743758547316E-3,8.8733632549398995E-3,0,2.7982563088146629E-3,9.0258064516128434E-6,null,5.7347034382486338E-5,1.6864940973991778E-2,null,5.2969413211831134E-3,6.8582152934838049E-3,0,2.9573266483217645E-3,3.7946571402702613E-6,null,5.3963222361278667E-5,1.5170241142490232E-2]
[2004,4,25,17,5.9609925611556263E-3,8.0852131646525389E-3,0,2.6591435816639662E-3,9.0258064516128434E-6,null,5.7347034382486338E-5,1.6762696341854618E-2,null,6.1478164612524299E-3,6.24905472522236E-3,0,2.8103058862037514E-3,3.7946571402702613E-6,null,5.3963222361278667E-5,1.5264934952180093E-2]
[2004,4,25,21,6.5096794317524949E-3,8.1127934916544811E-3,2.6607867799999924E-4,2.4346957436215955E-3,9.0258064516128434E-6,null,5.7347034382486338E-5,1.7394371008268236E-2,null,6.7136997668465169E-3,6.2703715376878815E-3,1.2758558323623911E-4,2.5730990333111079E-3,3.7946571402702613E-6,null,5.3963222361278667E-5,1.5742513800583294E-2]
[2004,4,25,24,4.1294434244629214E-3,8.2407503185990948E-3,2.6607867799999924E-4,1.7568097854214111E-3,9.0258064516128434E-6,null,5.7347034382486338E-5,1.4464205869723091E-2,null,4.2588646102591507E-3,6.3692692658935497E-3,1.2758558323623911E-4,1.8566778097107084E-3,3.7946571402702613E-6,null,5.3963222361278667E-5,1.2670155148601196E-2]
[2004,4,26,1,3.6011375832728245E-3,8.1691831677575596E-3,2.6607867799999924E-4,1.7561147433156521E-3,9.0258064516128434E-6,null,5.7347034382486338E-5,1.3863637835585699E-2,null,3.7140010973923218E-3,6.3139550728068148E-3,1.2758558323623911E-4,1.8559432570771301E-3,3.7946571402702613E-6,null,5.3963222361278667E-5,1.2069242890014056E-2]
[2004,4,26,4,3.3706712402462808E-3,8.6631643079798995E-3,2.6607867799999924E-4,1.5326472061279865E-3,9.0258064516128434E-6,null,5.7347034382486338E-5,1.3903685095593829E-2,null,3.4763116919976347E-3,6.6957526971381954E-3,1.2758558323623911E-4,1.6197724314532755E-3,3.7946571402702613E-6,null,5.3963222361278667E-5,1.1977180283326894E-2]
[2004,4,26,7,4.7545671046832641E-3,1.1508567960160022E-2,0,1.361393976137785E-3,9.0258064516128434E-6,null,5.7347034382486338E-5,1.7681876075363558E-2,null,4.903580337069632E-3,8.8949628819181906E-3,0,1.4387840998748395E-3,3.7946571402702613E-6,null,5.3963222361278667E-5,1.5295085198364212E-2]
[2004,4,26,12,4.8150584016472238E-3,1.2205547914198644E-2,0,2.5980192581398793E-3,9.0258064516128434E-6,null,5.7347034382486338E-5,1.9675972608368234E-2,null,4.9659674961580252E-3,9.4336581255033344E-3,0,2.7457068749376979E-3,3.7946571402702613E-6,null,5.3963222361278667E-5,1.720309037610061E-2]
[2004,4,26,15,5.0033919593916992E-3,1.1578364644810778E-2,0,2.6309061890740825E-3,9.0258064516128434E-6,null,5.7347034382486338E-5,1.9270009827659047E-2,null,5.1602036295920273E-3,8.9489086831159269E-3,0,2.7804633041207112E-3,3.7946571402702613E-6,null,5.3963222361278667E-5,1.6947333496330215E-2]
[2004,4,26,19,5.7608439891139182E-3,1.1905207626130229E-2,1.3303933899999962E-4,2.3560369134392051E-3,9.0258064516128434E-6,null,5.7347034382486338E-5,2.0219363216494424E-2,null,5.9413950183013868E-3,9.2015253594145089E-3,6.3792791618119555E-5,2.4899687446769203E-3,3.7946571402702613E-6,null,5.3963222361278667E-5,1.7754439793512485E-2]
[2004,4,26,22,5.7745516003518058E-3,1.1292712439151401E-2,2.6607867799999924E-4,1.8320684840992861E-3,9.0258064516128434E-6,null,5.7347034382486338E-5,1.9236534864842156E-2,null,5.9555322407770332E-3,8.7281283240587346E-3,1.2758558323623911E-4,1.9362146821612436E-3,3.7946571402702613E-6,null,5.3963222361278667E-5,1.6805218709734799E-2]
[2004,4,27,1,3.3009119133165826E-3,9.430685765157789E-3,2.6172781799999924E-4,2.1580440699591427E-3,9.0258064516128434E-6,null,5.7347034382486338E-5,1.5222267957269237E-2,null,3.4043660329443133E-3,7.2889694115293195E-3,1.2549933185055227E-4,2.2807207532201915E-3,3.7946571402702613E-6,null,5.3963222361278667E-5,1.3157313409045926E-2]
[2004,4,27,4,3.0328969070331133E-3,9.5992210125991125E-3,2.6172781799999924E-4,1.616061181023752E-3,9.0258064516128434E-6,null,5.7347034382486338E-5,1.4580805309491702E-2,null,3.1279511489148734E-3,7.419230168165163E-3,1.2549933185055227E-4,1.7079281768811075E-3,3.7946571402702613E-6,null,5.3963222361278667E-5,1.2438366705313246E-2]
[2004,4,27,6,3.5414646077049062E-3,1.0646864391426692E-2,2.6172781799999924E-4,1.9690200154626335E-3,9.0258064516128434E-6,null,5.7347034382486338E-5,1.6489975223429956E-2,null,3.6524579067701815E-3,8.2289528895687306E-3,1.2549933185055227E-4,2.0809513926453747E-3,3.7946571402702613E-6,null,5.3963222361278667E-5,1.4145619400336387E-2]
[2004,4,27,9,4.3648009369602839E-3,1.2714401363463242E-2,0,2.9392546469106384E-3,9.0258064516128434E-6,null,5.7347034382486338E-5,2.0075803981716652E-2,null,{"$f":"E2819*Y$5","v":4.5015984796217051E-3},{"$f":"F2819*Z$5","v":9.8269505454823807E-3},{"$f":"G2819*AA$5","v":0},{"$f":"H2819*AB$5","v":3.1063402112705214E-3},{"$f":"I2819*AC$5","v":3.7946571402702613E-6},null,{"$f":"K2819*AE$5","v":5.3963222361278667E-5},1.7492647115876156E-2]
[2004,4,27,13,4.3127255236466242E-3,1.2822639056244457E-2,0,2.8904811026828543E-3,9.0258064516128434E-6,null,5.7347034382486338E-5,2.0083192716956421E-2,null,4.4478909670033415E-3,9.9106073708186207E-3,0,3.0547940746197921E-3,3.7946571402702613E-6,null,5.3963222361278667E-5,1.7471050291943305E-2]
[2004,4,27,16,4.6220912844238344E-3,1.2009393692191816E-2,0,2.740917875368086E-3,9.0258064516128434E-6,null,5.7347034382486338E-5,1.942974988636622E-2,null,4.7669525825214951E-3,9.2820506857313051E-3,0,2.8967287407353735E-3,3.7946571402702613E-6,null,5.3963222361278667E-5,1.7003489888489723E-2]
[2004,4,27,20,5.9191211878883683E-3,1.1585346721560153E-2,2.6172781799999924E-4,2.6154432885371237E-3,9.0258064516128434E-6,null,5.7347034382486338E-5,2.0452537406821372E-2,null,6.1046327942394672E-3,8.9543051245966898E-3,1.2549933185055227E-4,2.7641213958851255E-3,3.7946571402702613E-6,null,5.3963222361278667E-5,1.8006316526073384E-2]
[2004,4,27,23,4.8621390196213112E-3,1.0292148155313305E-2,2.6172781799999924E-4,2.3435763340721259E-3,9.0258064516128434E-6,null,5.7347034382486338E-5,1.7830489717842467E-2,null,5.0145236711939016E-3,7.9547929971507652E-3,1.2549933185055227E-4,2.476799828270045E-3,3.7946571402702613E-6,null,5.3963222361278667E-5,1.5629373707966812E-2]
[2004,4,28,1,3.2259427119882248E-3,9.6584397245797291E-3,2.6172781799999924E-4,2.1580440699591427E-3,9.0258064516128434E-6,null,5.7347034382486338E-5,1.5375052715362821E-2,null,3.3270472164410305E-3,7.4650002628290756E-3,1.2549933185055227E-4,2.2807207532201915E-3,3.7946571402702613E-6,null,5.3963222361278667E-5,1.3256025443842398E-2]
[2004,4,28,4,2.9508651017594208E-3,9.8882810909938241E-3,2.6172781799999924E-4,1.616061181023752E-3,9.0258064516128434E-6,null,5.7347034382486338E-5,1.4787833582612722E-2,null,3.0433483788838886E-3,7.6426444693072464E-3,1.2549933185055227E-4,1.7079281768811075E-3,3.7946571402702613E-6,null,5.3963222361278667E-5,1.2577178236424345E-2]
[2004,4,28,7,4.3390172750044399E-3,1.1712744809494056E-2,0,2.0553021517792742E-3,9.0258064516128434E-6,null,5.7347034382486338E-5,1.8164411270660256E-2,null,4.4750067300469041E-3,9.0527710038722248E-3,0,2.1721383436761115E-3,3.7946571402702613E-6,null,5.3963222361278667E-5,1.5757673957096791E-2]
[2004,4,28,10,3.9475438987347389E-3,1.272926710997992E-2,0,3.3675848753321261E-3,9.0258064516128434E-6,null,5.7347034382486338E-5,2.0101742918429272E-2,null,4.0712641583054024E-3,9.8384402689593239E-3,0,3.5590194010939836E-3,3.7946571402702613E-6,null,5.3963222361278667E-5,1.752648170786026E-2]
[2004,4,28,14,3.8422489418900737E-3,1.2551537714458579E-2,0,3.2460818457960765E-3,9.0258064516128434E-6,null,5.7347034382486338E-5,1.9697215536527216E-2,null,3.9626691445832241E-3,9.7010733626977652E-3,0,3.4306093816233243E-3,3.7946571402702613E-6,null,5.3963222361278667E-5,1.7152109768405862E-2]
[2004,4,28,17,4.8301407584109635E-3,1.2657657399134523E-2,0,2.8063557825158941E-3,9.0258064516128434E-6,null,5.7347034382486338E-5,2.0351500974443864E-2,null,4.9815225501587341E-3,9.7830931812799768E-3,0,2.9658865466193505E-3,3.7946571402702613E-6,null,5.3963222361278667E-5,1.7788260157559611E-2]
[2004,4,28,22,5.4635515792081282E-3,1.0989500881693834E-2,2.6172781799999924E-4,2.4252921779433175E-3,9.0258064516128434E-6,null,5.7347034382486338E-5,1.9210970847681006E-2,null,5.6347851454197646E-3,8.4937763561779133E-3,1.2549933185055227E-4,2.5631609103157218E-3,3.7946571402702613E-6,null,5.3963222361278667E-5,1.68749796232655E-2]
[2004,4,29,1,3.4346241783365298E-3,9.2475317136825053E-3,2.6172781799999924E-4,2.1580440699591427E-3,9.0258064516128434E-6,null,5.7347034382486338E-5,1.5172826170813903E-2,null,3.5422689837578628E-3,7.1474097930619906E-3,1.2549933185055227E-4,2.2807207532201915E-3,3.7946571402702613E-6,null,5.3963222361278667E-5,1.3153656741392145E-2]
[2004,4,29,4,3.1792057538695055E-3,9.4083549889242141E-3,2.6172781799999924E-4,1.616061181023752E-3,9.0258064516128434E-6,null,5.7347034382486338E-5,1.4536248132653196E-2,null,3.278845471928968E-3,7.2717099726130547E-3,1.2549933185055227E-4,1.7079281768811075E-3,3.7946571402702613E-6,null,5.3963222361278667E-5,1.2441740832775232E-2]
[2004,4,29,5,3.273062839741412E-3,9.9306183726353345E-3,2.6172781799999924E-4,1.7184883457614195E-3,9.0258064516128434E-6,null,5.7347034382486338E-5,1.5254795766973892E-2,null,3.3756441395348586E-3,7.675366920095756E-3,1.2549933185055227E-4,1.8161779404344183E-3,3.7946571402702613E-6,null,5.3963222361278667E-5,1.3050446211417134E-2]
[2004,4,29,8,4.9278488193748859E-3,1.2131418254783952E-2,0,2.5424814255720976E-3,9.0258064516128434E-6,null,5.7347034382486338E-5,1.9659095534113422E-2,null,5.082292886546237E-3,9.3763633716099273E-3,0,2.6870119256132358E-3,3.7946571402702613E-6,null,5.3963222361278667E-5,1.7203426063270948E-2]
[2004,4,29,12,4.5942541604655669E-3,1.2830862821558488E-2,0,2.9159276098489162E-3,9.0258064516128434E-6,null,5.7347034382486338E-5,2.0398391626255456E-2,null,4.7382430132427537E-3,9.9169635123882022E-3,0,3.0816871199465736E-3,3.7946571402702613E-6,null,5.3963222361278667E-5,1.7794651525079079E-2]
[2004,4,29,15,4.2314998775205498E-3,1.1594864455228109E-2,0,3.1837066623635326E-3,9.0258064516128434E-6,null,5.7347034382486338E-5,1.9067418029494677E-2,null,4.3641196220122755E-3,8.96166137326199E-3,0,3.3646884037708135E-3,3.7946571402702613E-6,null,5.3963222361278667E-5,1.6748227278546628E-2]
[2004,4,29,19,5.7728956338884453E-3,1.1452742740916528E-2,1.3086390899999962E-4,2.595843717685389E-3,9.0258064516128434E-6,null,5.7347034382486338E-5,2.0016468714099466E-2,null,5.9538243745486689E-3,8.851815615050166E-3,6.2749665925276136E-5,2.7434076631963362E-3,3.7946571402702613E-6,null,5.3963222361278667E-5,1.7669555198221998E-2]
[2004,4,29,23,5.0458430057091219E-3,9.4889794791166056E-3,2.6172781799999924E-4,2.3435763340721259E-3,9.0258064516128434E-6,null,5.7347034382486338E-5,1.7211025027733581E-2,null,5.2039851372302527E-3,7.3340245759692243E-3,1.2549933185055227E-4,2.476799828270045E-3,3.7946571402702613E-6,null,5.3963222361278667E-5,1.5198066752821624E-2]
[2004,4,30,2,3.4006649770996875E-3,8.9318759291552394E-3,2.6172781799999924E-4,1.9334396569842709E-3,9.0258064516128434E-6,null,5.7347034382486338E-5,1.4598606772074923E-2,null,3.5072454647326404E-3,6.9034396921291413E-3,1.2549933185055227E-4,2.0433484246994275E-3,3.7946571402702613E-6,null,5.3963222361278667E-5,{"$f":"SUM(N2884:T2884)","v":1.263729079291331E-2}]
[2004,4,30,5,3.5828751559896905E-3,9.8213638280628766E-3,2.6172781799999924E-4,1.6173880116013895E-3,9.0258064516128434E-6,null,5.7347034382486338E-5,1.535425320448968E-2,null,3.6951663060514799E-3,7.5909241708312872E-3,1.2549933185055227E-4,1.7093304327833617E-3,3.7946571402702613E-6,null,5.3963222361278667E-5,1.3178678121018231E-2]
[2004,4,30,6,4.1681503271888591E-3,1.0515629717545508E-2,2.6172781799999924E-4,1.8331477303751777E-3,9.0258064516128434E-6,null,5.7347034382486338E-5,1.6849553983945269E-2,null,4.298784628830099E-3,8.1275217161130252E-3,1.2549933185055227E-4,1.9373552795260175E-3,3.7946571402702613E-6,null,5.3963222361278667E-5,1.4546918835821243E-2]
[2004,4,30,9,4.992149340181014E-3,1.2329294043897172E-2,0,2.6323184392145591E-3,9.0258064516128434E-6,null,5.7347034382486338E-5,2.0011108857675233E-2,null,5.1486086546374465E-3,9.5293014092081244E-3,0,2.7819558353664627E-3,3.7946571402702613E-6,null,5.3963222361278667E-5,1.7517623778713583E-2]
[2004,4,30,12,4.8913950980184629E-3,1.25270097106704E-2,0,2.5953318470808596E-3,9.0258064516128434E-6,null,5.7347034382486338E-5,2.007108369015221E-2,null,5.0446966664654865E-3,9.6821156883790584E-3,0,2.7428666946744396E-3,3.7946571402702613E-6,null,5.3963222361278667E-5,1.7527436929020535E-2]
[2004,4,30,17,5.3909066446031616E-3,1.1163720644398134E-2,0,2.354967917209282E-3,9.0258064516128434E-6,null,5.7347034382486338E-5,1.8966942240593063E-2,null,5.5598634406517859E-3,8.6284306700696138E-3,0,2.4888389800346508E-3,3.7946571402702613E-6,null,5.3963222361278667E-5,1.6734890970257602E-2]
[2004,4,30,20,6.1684528869767148E-3,1.0662088515990636E-2,2.6172781799999924E-4,1.8812496188146967E-3,9.0258064516128434E-6,null,5.7347034382486338E-5,1.9044417230617769E-2,null,6.3617788161882361E-3,8.2407196031489757E-3,1.2549933185055227E-4,1.9881915792847944E-3,3.7946571402702613E-6,null,5.3963222361278667E-5,1.6773947209974108E-2]
[2004,4,30,24,4.2522729864458006E-3,8.1657125011377896E-3,2.6994727399999921E-4,1.5768131574512838E-3,9.0258064516128434E-6,null,5.7347034382486338E-5,1.4336069884725269E-2,null,4.3855437824506316E-3,6.3112725973793566E-3,1.2944058748037994E-4,1.6664490508842514E-3,3.7946571402702613E-6,null,5.3963222361278667E-5,1.255046389769617E-2]
[2004,5,1,3,3.0360221821112486E-3,7.2146334081748618E-3,2.6994727399999932E-4,1.8079779477354195E-3,9.0258064516128434E-6,null,7.7209814064558438E-5,1.2417069728470381E-2,null,3.1311743734658494E-3,5.5761843345338343E-3,1.2944058748038E-4,1.9107546894733666E-3,3.7946571402702613E-6,null,7.2653981320979795E-5,1.082400262341468E-2]
[2004,5,1,4,2.8388291683309188E-3,7.6144013739723139E-3,2.6994727399999932E-4,1.394373062845808E-3,9.0258064516128434E-6,null,7.7209814064558438E-5,1.220603979559789E-2,null,2.9278011191419644E-3,5.8851646724401704E-3,1.2944058748038E-4,1.4736379235405722E-3,3.7946571402702613E-6,null,7.2653981320979795E-5,1.0492492941064338E-2]
[2004,5,1,9,5.1486133769522964E-3,9.4710742049240806E-3,0,2.5199139172248602E-3,9.0258064516128434E-6,null,7.7209814064558438E-5,1.7216811313165794E-2,null,5.3099764421305441E-3,7.3201856040063856E-3,0,2.6631615393525932E-3,3.7946571402702613E-6,null,7.2653981320979795E-5,1.5369772223950773E-2]
[2004,5,1,11,6.227281034761268E-3,9.1241369114592619E-3,0,2.1186636033219265E-3,9.0258064516128434E-6,null,7.7209814064558438E-5,1.7547291363607012E-2,null,6.4224507012181934E-3,7.0520380500791111E-3,0,2.2391016552688252E-3,3.7946571402702613E-6,null,7.2653981320979795E-5,1.579003904502738E-2]
[2004,5,1,15,5.261291265836048E-3,8.1008334229810755E-3,0,2.4121190848432851E-3,9.0258064516128434E-6,null,7.7209814064558438E-5,1.5851453587724964E-2,null,5.4261857769001892E-3,6.2611276102693342E-3,0,2.5492389764518253E-3,3.7946571402702613E-6,null,7.2653981320979795E-5,1.4313001002082599E-2]
[2004,5,1,18,5.9027588441061089E-3,7.9313456765238537E-3,0,1.5072229213404227E-3,9.0258064516128434E-6,null,7.7209814064558438E-5,1.5418537256034945E-2,null,6.0877576370542775E-3,6.130130667913355E-3,0,1.5929028717635723E-3,3.7946571402702613E-6,null,7.2653981320979795E-5,1.3887239815192456E-2]
[2004,5,1,21,6.3222944579414278E-3,7.590215795352304E-3,2.6994727399999932E-4,1.658332063839963E-3,9.0258064516128434E-6,null,7.7209814064558438E-5,1.5929278507582544E-2,null,6.5204419469837632E-3,5.8664716582573955E-3,1.2944058748038E-4,1.7526020002927381E-3,3.7946571402702613E-6,null,7.2653981320979795E-5,1.4345404831475528E-2]
[2004,5,2,1,3.1941670250148174E-3,7.1005315431736877E-3,2.6994727399999932E-4,1.4077136510719129E-3,9.0258064516128434E-6,null,7.7209814064558438E-5,1.2060848409709267E-2,null,3.2942756453581022E-3,5.4879950952247793E-3,1.2944058748038E-4,1.4877368739980661E-3,3.7946571402702613E-6,null,7.2653981320979795E-5,1.0475896840522579E-2]
[2004,5,2,2,2.882883989080709E-3,6.9151686212816817E-3,2.6994727399999932E-4,1.6132953634816229E-3,9.0258064516128434E-6,null,7.7209814064558438E-5,1.1769784164292864E-2,null,2.9732366652233336E-3,5.3447282425962816E-3,1.2944058748038E-4,1.7050051330212692E-3,3.7946571402702613E-6,null,7.2653981320979795E-5,1.0228859266782514E-2]
[2004,5,2,6,2.7997941826177325E-3,7.3519903537859806E-3,2.6994727399999932E-4,1.372383643722263E-3,9.0258064516128434E-6,null,7.7209814064558438E-5,1.1882604370574826E-2,null,2.8875427351110748E-3,5.6823474068651699E-3,1.2944058748038E-4,1.4503984887002655E-3,3.7946571402702613E-6,null,7.2653981320979795E-5,1.0226177856618142E-2]
[2004,5,2,9,4.3792660613055498E-3,8.4582996751819753E-3,0,1.2993540302252363E-3,9.0258064516128434E-6,null,7.7209814064558438E-5,1.4214129580777319E-2,null,4.5165169564779575E-3,6.5374129879003842E-3,0,1.3732174165336198E-3,3.7946571402702613E-6,null,7.2653981320979795E-5,1.2503595999373212E-2]
[2004,5,2,12,5.0303031543006572E-3,8.6960791598534141E-3,0,1.5020322726326551E-3,9.0258064516128434E-6,null,7.7209814064558438E-5,1.5305624400851285E-2,null,5.1879582502119851E-3,6.7211925595687142E-3,0,1.5874171542125377E-3,3.7946571402702613E-6,null,7.2653981320979795E-5,1.3573016602454488E-2]
[2004,5,2,16,4.8597710314886673E-3,8.1219843549688951E-3,0,1.7122611231836485E-3,9.0258064516128434E-6,null,7.7209814064558438E-5,1.4771226323705769E-2,null,5.0120814677734873E-3,6.2774751485209146E-3,0,1.8095967236901687E-3,3.7946571402702613E-6,null,7.2653981320979795E-5,1.3175601978445821E-2]
[2004,5,2,19,5.6607195597750057E-3,7.4998391295643587E-3,1.3497363699999966E-4,2.0063516357452975E-3,9.0258064516128434E-6,null,7.7209814064558438E-5,1.5384733327341367E-2,null,5.8381325819624394E-3,5.7966196062594231E-3,6.4720293740189999E-5,2.1204051750380666E-3,3.7946571402702613E-6,null,7.2653981320979795E-5,1.3896326295461369E-2]
[2004,5,2,23,4.1285793336066834E-3,7.6538562870705831E-3,2.6994727399999932E-4,1.7181052221489283E-3,9.0258064516128434E-6,null,7.7209814064558438E-5,1.3858977033275044E-2,null,4.2579734378687317E-3,5.9156593429094528E-3,1.2944058748038E-4,1.815773037686499E-3,3.7946571402702613E-6,null,7.2653981320979795E-5,1.2195295044406314E-2]
[2004,5,3,3,2.5801009527782765E-3,7.7770468460384486E-3,2.6994727399999932E-4,1.5905251287354342E-3,9.0258064516128434E-6,null,7.7209814064558438E-5,1.2306109118001009E-2,null,2.6609640838250411E-3,6.0108732264452002E-3,1.2944058748038E-4,1.6809404961288859E-3,3.7946571402702613E-6,null,7.2653981320979795E-5,1.0558667032340758E-2]
[2004,5,3,6,2.8298768355371458E-3,9.4595878584952525E-3,2.6994727399999932E-4,1.0739126011576499E-3,9.0258064516128434E-6,null,7.7209814064558438E-5,1.3721813485638898E-2,null,2.9185682106369591E-3,7.3113078161280882E-3,1.2944058748038E-4,1.1349604907055033E-3,3.7946571402702613E-6,null,7.2653981320979795E-5,1.1570725743412181E-2]
[2004,5,3,7,3.4458621306430628E-3,1.0762484606216247E-2,0,1.0251024038508132E-3,9.0258064516128434E-6,null,7.7209814064558438E-5,1.5310658954774682E-2,null,3.5538591455425103E-3,8.318315660202984E-3,0,1.0833756173861265E-3,3.7946571402702613E-6,null,7.2653981320979795E-5,1.303199906159287E-2]
[2004,5,3,10,4.379947214137531E-3,1.2008724112921323E-2,0,2.2778140095449759E-3,9.0258064516128434E-6,null,7.7209814064558438E-5,1.8743695150668385E-2,null,4.5172194573702366E-3,9.2815331684539034E-3,0,2.4072991630997033E-3,3.7946571402702613E-6,null,7.2653981320979795E-5,1.6282500427385091E-2]
[2004,5,3,13,4.3192796047212883E-3,1.2263104575525275E-2,0,1.5889011278043543E-3,9.0258064516128434E-6,null,7.7209814064558438E-5,1.8248495122115474E-2,null,4.4546504600082096E-3,9.4781436225590786E-3,0,1.6792241768570403E-3,3.7946571402702613E-6,null,7.2653981320979795E-5,1.5688466897885577E-2]
[2004,5,3,17,4.9050037682770433E-3,1.1725811129031483E-2,0,1.6385584962579087E-3,9.0258064516128434E-6,null,7.7209814064558438E-5,1.8346583207630992E-2,null,5.0587318470454194E-3,9.0628699516901497E-3,0,1.7317043798143726E-3,3.7946571402702613E-6,null,7.2653981320979795E-5,1.5929754817011189E-2]
[2004,5,3,20,5.5804697869636906E-3,1.1561091987367527E-2,2.6994727399999932E-4,1.736114280934881E-3,9.0258064516128434E-6,null,7.7209814064558438E-5,1.9236112245714945E-2,null,5.755367695202452E-3,8.9355586601276901E-3,1.2944058748038E-4,1.8348058436846928E-3,3.7946571402702613E-6,null,7.2653981320979795E-5,1.6731621424956464E-2]
[2004,5,4,1,3.1677222087544842E-3,8.9582390399374091E-3,2.6994727399999932E-4,2.0072365585120599E-3,9.0258064516128434E-6,null,7.7209814064558438E-5,1.4491633997652803E-2,null,3.2670020201938134E-3,6.9238157191614429E-3,1.2944058748038E-4,2.1213404023335825E-3,3.7946571402702613E-6,null,7.2653981320979795E-5,1.2518047367630469E-2]
[2004,5,4,4,2.4957601662546295E-3,8.9774439660319644E-3,2.6994727399999932E-4,1.4056096379371325E-3,9.0258064516128434E-6,null,7.7209814064558438E-5,1.3237249960672574E-2,null,2.5739799665953204E-3,6.9386591910297422E-3,1.2944058748038E-4,1.4855132556353362E-3,3.7946571402702613E-6,null,7.2653981320979795E-5,1.120404163920203E-2]
[2004,5,4,7,4.5396075069923658E-3,1.1327949685483677E-2,0,2.0451730777207087E-3,9.0258064516128434E-6,null,7.7209814064558438E-5,1.7989940084261309E-2,null,4.6818836750405646E-3,8.7553631632908292E-3,0,2.1614334698795757E-3,3.7946571402702613E-6,null,7.2653981320979795E-5,1.567512894667222E-2]
[2004,5,4,8,4.8978235696164416E-3,1.1922032979052182E-2,0,2.4355400292293515E-3,9.0258064516128434E-6,null,7.7209814064558438E-5,1.9332606391962534E-2,null,5.0513266132579523E-3,9.2145296610994833E-3,0,2.5739913133780721E-3,3.7946571402702613E-6,null,7.2653981320979795E-5,1.6916296226196757E-2]
[2004,5,4,11,4.9693932243809243E-3,1.2346524838220969E-2,0,3.120581525321933E-3,9.0258064516128434E-6,null,7.7209814064558438E-5,2.0513709401988385E-2,null,5.1251393377619971E-3,9.542619076225143E-3,0,3.2979748402691329E-3,3.7946571402702613E-6,null,7.2653981320979795E-5,1.8042181892717522E-2]
[2004,5,4,17,5.1949478148503531E-3,1.2113738996188951E-2,0,2.5634010250084709E-3,9.0258064516128434E-6,null,7.7209814064558438E-5,1.9949297650112333E-2,null,5.3577630510065208E-3,9.3626990869198814E-3,0,2.709120725543579E-3,3.7946571402702613E-6,null,7.2653981320979795E-5,1.7506031501931231E-2]
[2004,5,4,19,5.4221948631766083E-3,1.1576561777931541E-2,1.3497363699999966E-4,1.9998885141322221E-3,9.0258064516128434E-6,null,7.7209814064558438E-5,1.9216468157497075E-2,null,5.5921322655522829E-3,8.9475152487609854E-3,6.4720293740189999E-5,2.1135746492861964E-3,3.7946571402702613E-6,null,7.2653981320979795E-5,1.6794391095800904E-2]
[2004,5,4,22,5.5038016201103971E-3,1.0590577264563675E-2,2.6994727399999932E-4,2.0458201065407331E-3,9.0258064516128434E-6,null,7.7209814064558438E-5,1.8498635181663652E-2,null,5.676296665772523E-3,8.1854486146746199E-3,1.2944058748038E-4,2.1621172798528304E-3,3.7946571402702613E-6,null,7.2653981320979795E-5,1.6229751786241604E-2]
[2004,5,5,2,2.9391139684916607E-3,8.662405027049451E-3,2.6994727399999932E-4,2.0171279255145973E-3,9.0258064516128434E-6,null,7.7209814064558438E-5,1.397708311150456E-2,null,3.0312289524962971E-3,6.6951658495202583E-3,1.2944058748038E-4,2.1317940563226005E-3,3.7946571402702613E-6,null,7.2653981320979795E-5,1.2064078084280786E-2]
[2004,5,5,5,2.8116652772394207E-3,9.594800654215991E-3,2.6994727399999932E-4,1.6754259707733852E-3,9.0258064516128434E-6,null,7.7209814064558438E-5,1.4440328092677647E-2,null,2.8997858825700867E-3,7.4158136767407956E-3,1.2944058748038E-4,1.7706676314998935E-3,3.7946571402702613E-6,null,7.2653981320979795E-5,1.2292156416752407E-2]
[2004,5,5,8,4.980279487424198E-3,1.2150093866950588E-2,0,2.4513269829109629E-3,9.0258064516128434E-6,null,7.7209814064558438E-5,1.9658910151350305E-2,null,5.1363667879646838E-3,9.3907977371708203E-3,0,2.5906756959599617E-3,3.7946571402702613E-6,null,7.2653981320979795E-5,1.7194288859556713E-2]
[2004,5,5,10,4.9198397976623768E-3,1.2382872869520332E-2,0,3.2760762531069106E-3,9.0258064516128434E-6,null,7.7209814064558438E-5,2.0655998734354176E-2,null,5.0740328535034945E-3,9.5707124402612132E-3,0,3.4623088581014179E-3,3.7946571402702613E-6,null,7.2653981320979795E-5,{"$f":"SUM(N3012:T3012)","v":1.8183502790327374E-2}]
[2004,5,5,13,4.822296703289655E-3,1.2660146998078771E-2,0,2.8453276734316164E-3,9.0258064516128434E-6,null,7.7209814064558438E-5,2.0404981188864604E-2,null,4.9734326539370884E-3,9.7850173902933497E-3,0,3.0070738428571906E-3,3.7946571402702613E-6,null,7.2653981320979795E-5,1.7841972525548876E-2]
[2004,5,5,16,4.9277718261774095E-3,1.1773481608827926E-2,0,2.5610133425724053E-3,9.0258064516128434E-6,null,7.7209814064558438E-5,1.9339476591642299E-2,null,5.0822134802993761E-3,9.0997144270254376E-3,0,2.7065973123474169E-3,3.7946571402702613E-6,null,7.2653981320979795E-5,1.6964973858133479E-2]
[2004,5,5,20,5.9206845305721451E-3,1.1381176311572216E-2,2.6994727399999932E-4,2.1193253412621826E-3,9.0258064516128434E-6,null,7.7209814064558438E-5,1.9779622373855391E-2,null,6.1062451337596559E-3,8.7965019796080526E-3,1.2944058748038E-4,2.239801010520437E-3,3.7946571402702613E-6,null,7.2653981320979795E-5,1.7348437349829774E-2]
[2004,5,5,23,4.6502861970793242E-3,9.8731066644081687E-3,2.6994727399999932E-4,1.830707367295217E-3,9.0258064516128434E-6,null,7.7209814064558438E-5,1.6712536419231559E-2,null,4.7960311539789625E-3,7.6309161672542848E-3,1.2944058748038E-4,1.9347761909896265E-3,3.7946571402702613E-6,null,7.2653981320979795E-5,1.4567612738164504E-2]
[2004,5,6,3,2.7448201652840818E-3,8.6023229982309275E-3,2.6994727399999932E-4,1.8927268430693348E-3,9.0258064516128434E-6,null,7.7209814064558438E-5,1.3598306197033195E-2,null,2.8308457731139481E-3,6.6487284979695558E-3,1.2944058748038E-4,2.0003212405420878E-3,3.7946571402702613E-6,null,7.2653981320979795E-5,1.1685784737567222E-2]
[2004,5,6,6,3.3486375532125663E-3,1.0438899522531041E-2,2.6994727399999932E-4,1.8176513552379731E-3,9.0258064516128434E-6,null,7.7209814064558438E-5,1.5963624621430427E-2,null,3.4535874455809113E-3,8.0682170103547821E-3,1.2944058748038E-4,1.9209779937851492E-3,3.7946571402702613E-6,null,7.2653981320979795E-5,1.3648671675662473E-2]
[2004,5,6,7,4.4759879495301375E-3,1.1681575118178484E-2,0,1.9006242449214061E-3,9.0258064516128434E-6,null,7.7209814064558438E-5,1.8135397126694586E-2,null,4.6162702124147937E-3,9.0286799746275223E-3,0,2.0086675799664165E-3,3.7946571402702613E-6,null,7.2653981320979795E-5,1.5730066405469981E-2]
[2004,5,6,11,4.9595815010754574E-3,1.2571169258679352E-2,0,3.0716121063329117E-3,9.0258064516128434E-6,null,7.7209814064558438E-5,2.0679572680152278E-2,null,5.1150201045249552E-3,9.7162465673712745E-3,0,3.2462216941141933E-3,3.7946571402702613E-6,null,7.2653981320979795E-5,1.8153937004471671E-2]
[2004,5,6,14,4.4664036889653933E-3,1.2475022090375583E-2,0,2.9083528944697564E-3,9.0258064516128434E-6,null,7.7209814064558438E-5,1.9926988487875292E-2,null,4.6063855708447258E-3,9.6419344986391643E-3,0,3.0736818105066635E-3,3.7946571402702613E-6,null,7.2653981320979795E-5,1.7398450518451802E-2]
[2004,5,6,18,5.4730971945389914E-3,1.1699564886351247E-2,0,2.4598090666935364E-3,9.0258064516128434E-6,null,7.7209814064558438E-5,1.9709680961648331E-2,null,5.6446299305728748E-3,9.0425842519194482E-3,0,2.5996399542820054E-3,3.7946571402702613E-6,null,7.2653981320979795E-5,1.7363302775235578E-2]
[2004,5,6,21,6.3709775575880763E-3,1.0769739595395546E-2,2.6994727399999932E-4,2.3297673849618657E-3,9.0258064516128434E-6,null,7.7209814064558438E-5,1.9828920728394338E-2,null,6.570650827186498E-3,8.3239230354804281E-3,1.2944058748038E-4,2.462205892374877E-3,3.7946571402702613E-6,null,7.2653981320979795E-5,1.756266898098343E-2]
[2004,5,6,24,3.4574729426518694E-3,9.3827929403776985E-3,2.6994727399999932E-4,1.8248439224577554E-3,9.0258064516128434E-6,null,7.7209814064558438E-5,1.5023545995936173E-2,null,3.5658338528523964E-3,7.2519530859357405E-3,1.2944058748038E-4,1.9285794313810918E-3,3.7946571402702613E-6,null,7.2653981320979795E-5,1.295225559611086E-2]
[2004,5,7,4,2.5992754828251721E-3,8.7568239652380583E-3,2.6994727399999932E-4,1.3992839258405512E-3,9.0258064516128434E-6,null,7.7209814064558438E-5,1.3113819564352631E-2,null,2.6807395642085012E-3,6.7681421705921042E-3,1.2944058748038E-4,1.4788279506138117E-3,3.7946571402702613E-6,null,7.2653981320979795E-5,1.1133598911356048E-2]
[2004,5,7,8,4.9191331967813751E-3,1.1887238018038201E-2,0,2.2844927311301616E-3,9.0258064516128434E-6,null,7.7209814064558438E-5,1.9168073760014295E-2,null,5.0733041069930445E-3,9.1876366638327014E-3,0,2.4143575448706562E-3,3.7946571402702613E-6,null,7.2653981320979795E-5,1.6751746954157654E-2]
[2004,5,7,11,4.7206627671829652E-3,1.2487668171355604E-2,0,2.6312199583029159E-3,9.0258064516128434E-6,null,7.7209814064558438E-5,1.9916760710906041E-2,null,4.8686134012692981E-3,9.6517086444154621E-3,0,2.780794909949287E-3,3.7946571402702613E-6,null,7.2653981320979795E-5,1.7377565594095295E-2]
[2004,5,7,12,4.6684987298591949E-3,1.2489598351134567E-2,0,2.3107769049298165E-3,9.0258064516128434E-6,null,7.7209814064558438E-5,1.9546083799988134E-2,null,4.8148144870692969E-3,9.6532004788077806E-3,0,2.442135875026469E-3,3.7946571402702613E-6,null,7.2653981320979795E-5,1.6986599479364796E-2]
[2004,5,7,15,4.2434884362385706E-3,1.1599328274241483E-2,0,2.2838813136301815E-3,9.0258064516128434E-6,null,7.7209814064558438E-5,1.8203907838174792E-2,null,4.3764839150183801E-3,8.96511145537238E-3,0,2.413711370586962E-3,3.7946571402702613E-6,null,7.2653981320979795E-5,1.5831755379438973E-2]
[2004,5,7,19,5.0000730303082401E-3,1.0634974939204254E-2,1.3497363699999966E-4,1.2964393138654704E-3,9.0258064516128434E-6,null,7.7209814064558438E-5,1.7149310285634666E-2,null,5.1567806817115047E-3,8.2197635415481064E-3,6.4720293740189999E-5,1.3701370095187649E-3,3.7946571402702613E-6,null,7.2653981320979795E-5,1.4887850164979816E-2]
[2004,5,7,21,5.5905804739843912E-3,1.0293454101257296E-2,2.6994727399999932E-4,1.2795540764346969E-3,9.0258064516128434E-6,null,7.7209814064558438E-5,1.7522024842125235E-2,null,5.7657952619982042E-3,7.9558023617161758E-3,1.2944058748038E-4,1.3522919098901253E-3,3.7946571402702613E-6,null,7.2653981320979795E-5,1.5279778759546137E-2]
[2004,5,8,2,2.8964486081080975E-3,7.4129312953082971E-3,2.6994727399999932E-4,1.5992608927089516E-3,9.0258064516128434E-6,null,7.7209814064558438E-5,1.2267076986574196E-2,null,2.987226413959244E-3,5.7294486113509636E-3,1.2944058748038E-4,1.6901728554059657E-3,3.7946571402702613E-6,null,7.2653981320979795E-5,{"$f":"SUM(N3076:T3076)","v":1.0612737106657803E-2}]
[2004,5,8,6,3.2040338401525311E-3,8.3317645439819274E-3,2.6994727399999932E-4,1.5388263187629378E-3,9.0258064516128434E-6,null,7.7209814064558438E-5,1.3433060893346246E-2,null,3.3044516970644998E-3,6.4396140871875078E-3,1.2944058748038E-4,1.626302803385525E-3,3.7946571402702613E-6,null,7.2653981320979795E-5,1.1576257813579162E-2]
[2004,5,8,9,5.1857524482748375E-3,8.8399180326486065E-3,0,2.7283439367333713E-3,9.0258064516128434E-6,null,7.7209814064558438E-5,1.683122423172137E-2,null,5.348279491780396E-3,6.83236550818572E-3,0,2.8834400210131419E-3,3.7946571402702613E-6,null,7.2653981320979795E-5,1.5140533659440509E-2]
[2004,5,8,10,5.6348387615545708E-3,8.6982165291269575E-3,0,2.583383208579162E-3,9.0258064516128434E-6,null,7.7209814064558438E-5,1.6993648313325248E-2,null,5.8114406517683348E-3,6.7228445305540655E-3,0,2.7302388210443782E-3,3.7946571402702613E-6,null,7.2653981320979795E-5,1.5340972641828028E-2]
[2004,5,8,13,5.5280448045758861E-3,8.6304067514627152E-3,0,2.0548572535479584E-3,9.0258064516128434E-6,null,7.7209814064558438E-5,1.6290518623651117E-2,null,5.7012996576402426E-3,6.6704344081615508E-3,0,2.1716681546547854E-3,3.7946571402702613E-6,null,7.2653981320979795E-5,1.4619850858917829E-2]
[2004,5,8,18,5.8291882686883336E-3,7.5897558540610512E-3,0,1.5770703056713503E-3,9.0258064516128434E-6,null,7.7209814064558438E-5,1.5073224242485294E-2,null,6.0118812808976569E-3,5.866116170004842E-3,0,1.6667208170128135E-3,3.7946571402702613E-6,null,7.2653981320979795E-5,1.3621166906376563E-2]
[2004,5,8,21,6.1165505426828146E-3,7.5699457917423069E-3,2.6994727399999932E-4,1.5275946113874237E-3,9.0258064516128434E-6,null,7.7209814064558438E-5,1.5572527136261395E-2,null,6.3082497967583287E-3,5.8508049888375832E-3,1.2944058748038E-4,1.6144326157178949E-3,3.7946571402702613E-6,null,7.2653981320979795E-5,1.3979376627255439E-2]
[2004,5,8,24,3.7863380132198959E-3,7.1260067921479694E-3,2.6994727399999932E-4,1.3752845165808495E-3,9.0258064516128434E-6,null,7.7209814064558438E-5,1.2646065512397565E-2,null,3.905005907443436E-3,5.5076848945828137E-3,1.2944058748038E-4,1.4534642652630012E-3,3.7946571402702613E-6,null,7.2653981320979795E-5,1.107204429323088E-2]
[2004,5,9,3,2.518337847202904E-3,6.7805321847652696E-3,2.6994727399999932E-4,1.3569508864407637E-3,9.0258064516128434E-6,null,7.7209814064558438E-5,1.1014257108857787E-2,null,2.5972652562793255E-3,5.240667849547122E-3,1.2944058748038E-4,1.4340884372507638E-3,3.7946571402702613E-6,null,7.2653981320979795E-5,9.4779107690188408E-3]
[2004,5,9,7,3.2507411713858028E-3,7.5635929433118827E-3,0,1.674662642226755E-3,9.0258064516128434E-6,null,7.7209814064558438E-5,1.2566206570988999E-2,null,3.3526228861527493E-3,5.8458948774163626E-3,0,1.7698609105982865E-3,3.7946571402702613E-6,null,7.2653981320979795E-5,1.1044827312628649E-2]
[2004,5,9,10,4.8688944846663031E-3,8.01830968526673E-3,0,2.0987050679904221E-3,9.0258064516128434E-6,null,7.7209814064558438E-5,1.5063119051988013E-2,null,5.0214908597587139E-3,6.1973450800373066E-3,0,2.2180085523206068E-3,3.7946571402702613E-6,null,7.2653981320979795E-5,1.3513293130577878E-2]
[2004,5,9,11,5.0340885651655705E-3,7.7167048535968221E-3,0,2.463466054533407E-3,9.0258064516128434E-6,null,7.7209814064558438E-5,1.5291469287360358E-2,null,5.1918622999132993E-3,5.9642349492201518E-3,0,2.6035048281169613E-3,3.7946571402702613E-6,null,7.2653981320979795E-5,1.3836050715711663E-2]
[2004,5,9,15,4.5886271133431565E-3,7.7283915944321002E-3,0,1.9870855293475137E-3,9.0258064516128434E-6,null,7.7209814064558438E-5,1.438131405118733E-2,null,4.7324396084284567E-3,5.9732676217733533E-3,0,2.1000438630023929E-3,3.7946571402702613E-6,null,7.2653981320979795E-5,1.2882199731665454E-2]
[2004,5,9,18,5.3714303265531144E-3,7.4170206960372017E-3,0,1.7339223670299001E-3,9.0258064516128434E-6,null,7.7209814064558438E-5,1.4599583203684775E-2,null,5.5397767139054839E-3,5.732609305871674E-3,0,1.8324893277238039E-3,3.7946571402702613E-6,null,7.2653981320979795E-5,1.3181323985962213E-2]
[2004,5,9,22,4.6385473872791938E-3,7.7188547695650244E-3,2.6994727399999932E-4,1.3847520528171922E-3,9.0258064516128434E-6,null,7.7209814064558438E-5,1.4100590400110261E-2,null,4.7839244372896933E-3,5.9658966175356711E-3,1.2944058748038E-4,1.4634699953019153E-3,3.7946571402702613E-6,null,7.2653981320979795E-5,1.2419180276068911E-2]
[2004,5,10,1,2.46796728941344E-3,8.2265086014742788E-3,2.6994727399999932E-4,1.1242357530191643E-3,9.0258064516128434E-6,null,7.7209814064558438E-5,1.2177147834355733E-2,null,2.5453160311857616E-3,6.3582618542296007E-3,1.2944058748038E-4,1.1881443243517643E-3,3.7946571402702613E-6,null,7.2653981320979795E-5,1.0297611435708757E-2]
[2004,5,10,4,2.0875745910345898E-3,8.484260943206999E-3,2.6994727399999932E-4,9.3950833617528816E-4,9.0258064516128434E-6,null,7.7209814064558438E-5,1.1869780060865726E-2,null,2.1530014176643587E-3,6.5574784309902212E-3,1.2944058748038E-4,9.9291584910910554E-4,3.7946571402702613E-6,null,7.2653981320979795E-5,9.9092849237053162E-3]
[2004,5,10,8,3.9633103577271815E-3,1.1399221639718063E-2,0,1.5651945414709321E-3,9.0258064516128434E-6,null,7.7209814064558438E-5,1.7004936352980733E-2,null,4.0875247550323686E-3,8.8104491991583041E-3,0,1.654169960313786E-3,3.7946571402702613E-6,null,7.2653981320979795E-5,1.4628592552965709E-2]
[2004,5,10,12,3.926092959913763E-3,1.2340985117691982E-2,0,1.6952581162729928E-3,9.0258064516128434E-6,null,7.7209814064558438E-5,1.8039546007943295E-2,null,4.0491409240554083E-3,9.5383374307022491E-3,0,1.7916271598299584E-3,3.7946571402702613E-6,null,7.2653981320979795E-5,1.5455554153048867E-2]
[2004,5,10,13,4.0573418087391285E-3,1.221841317447806E-2,0,1.4136235228801282E-3,9.0258064516128434E-6,null,7.7209814064558438E-5,1.7766588320161873E-2,null,4.1845032525687975E-3,9.4436016747831211E-3,0,1.4939826997759072E-3,3.7946571402702613E-6,null,7.2653981320979795E-5,1.5198536265589077E-2]
[2004,5,10,16,4.3399153591429703E-3,1.1496217251697888E-2,0,1.3278216835841243E-3,9.0258064516128434E-6,null,7.7209814064558438E-5,1.724116410848954E-2,null,4.4759329611055408E-3,8.8854170293224208E-3,0,1.4033033488437619E-3,3.7946571402702613E-6,null,7.2653981320979795E-5,1.4841101977732975E-2]
[2004,5,10,19,4.6354601676337663E-3,1.1616670071480841E-2,1.3497363699999966E-4,1.4853087371443751E-3,9.0258064516128434E-6,null,7.7209814064558438E-5,1.7955261978515685E-2,null,4.7807404608695009E-3,8.9785149164531893E-3,6.4720293740189999E-5,1.5697429486732336E-3,3.7946571402702613E-6,null,7.2653981320979795E-5,1.5470167258197364E-2]
[2004,5,10,23,4.2612267619204676E-3,9.7921915988858684E-3,2.6994727399999932E-4,1.7278143281590698E-3,9.0258064516128434E-6,null,7.7209814064558438E-5,1.6139668879414253E-2,null,4.3947781788516976E-3,7.5683769784603006E-3,1.2944058748038E-4,1.8260340698316691E-3,3.7946571402702613E-6,null,7.2653981320979795E-5,1.3995078453085298E-2]
[2004,5,11,2,2.7496518382094095E-3,8.7231086161399726E-3,2.6994727399999932E-4,1.8069243147752381E-3,9.0258064516128434E-6,null,7.7209814064558438E-5,1.3638120959573471E-2,null,2.8358288758507781E-3,6.7420836045032073E-3,1.2944058748038E-4,1.9096411614449014E-3,3.7946571402702613E-6,null,7.2653981320979795E-5,1.1693442867740517E-2]
[2004,5,11,5,2.7310880137006426E-3,9.3612641112498785E-3,2.6994727399999932E-4,1.6393423703550871E-3,9.0258064516128434E-6,null,7.7209814064558438E-5,1.4090130685754458E-2,null,2.8166832411720003E-3,7.2353134712898493E-3,1.2944058748038E-4,1.7325328142037502E-3,3.7946571402702613E-6,null,7.2653981320979795E-5,1.1990418752607231E-2]
[2004,5,11,10,4.6306992875741991E-3,1.2473488138717541E-2,0,2.9736662148109661E-3,9.0258064516128434E-6,null,7.7209814064558438E-5,2.0155063455167262E-2,null,4.7758303697227706E-3,9.6407489086415069E-3,0,3.1427079472929878E-3,3.7946571402702613E-6,null,7.2653981320979795E-5,1.7635735864118516E-2]
[2004,5,11,13,4.5634910270650024E-3,1.2703856289815069E-2,0,2.5655761897332E-3,9.0258064516128434E-6,null,7.7209814064558438E-5,1.9910133320677828E-2,null,4.7065157302476164E-3,9.8188002665760641E-3,0,2.7114195401963565E-3,3.7946571402702613E-6,null,7.2653981320979795E-5,1.7313184175481285E-2]
[2004,5,11,14,4.3670073131213951E-3,1.2347501623336367E-2,0,2.8216100319879978E-3,9.0258064516128434E-6,null,7.7209814064558438E-5,1.961332878251032E-2,null,4.5038740059780685E-3,9.5433740326519682E-3,0,2.9820079427623327E-3,3.7946571402702613E-6,null,7.2653981320979795E-5,1.7105704619853619E-2]
[2004,5,11,17,4.987725874363658E-3,1.2430218815878184E-2,0,2.298893524135513E-3,9.0258064516128434E-6,null,7.7209814064558438E-5,1.9794048028441914E-2,null,5.144046552657159E-3,9.6073060839639117E-3,0,2.4295769687588602E-3,3.7946571402702613E-6,null,7.2653981320979795E-5,1.725737824384118E-2]
[2004,5,11,20,5.5697388651955171E-3,1.1639402272900692E-2,2.6994727399999932E-4,1.7323633926589958E-3,9.0258064516128434E-6,null,7.7209814064558438E-5,1.9299940721204053E-2,null,5.7443004548370317E-3,8.9960846165717308E-3,1.2944058748038E-4,1.830841731527343E-3,3.7946571402702613E-6,null,7.2653981320979795E-5,1.6777116028877735E-2]
[2004,5,11,24,3.1108350074217994E-3,9.9401592549567715E-3,2.6994727399999932E-4,1.3776388330681839E-3,9.0258064516128434E-6,null,7.7209814064558438E-5,1.4787069285895604E-2,null,3.2083319129592122E-3,7.6827410603366366E-3,1.2944058748038E-4,1.4559524157818243E-3,3.7946571402702613E-6,null,7.2653981320979795E-5,1.2552914615019303E-2]
[2004,5,12,2,2.5867329546626324E-3,9.0363356886287924E-3,2.6994727399999932E-4,1.5871556055444566E-3,9.0258064516128434E-6,null,7.7209814064558438E-5,1.356866043928473E-2,null,2.667803939761348E-3,6.9841765558630057E-3,1.2944058748038E-4,1.677379428226197E-3,3.7946571402702613E-6,null,7.2653981320979795E-5,1.1535249149792181E-2]
[2004,5,12,8,4.7262497174667129E-3,1.2012478779228281E-2,0,2.2685210760043559E-3,9.0258064516128434E-6,null,7.7209814064558438E-5,1.9084459386763907E-2,null,4.8743754525670049E-3,9.2844351470102258E-3,0,2.3974779612626206E-3,3.7946571402702613E-6,null,7.2653981320979795E-5,1.6632737199301102E-2]
[2004,5,12,11,4.6011557771172776E-3,1.2920214128404037E-2,0,2.6518213462193834E-3,9.0258064516128434E-6,null,7.7209814064558438E-5,2.0250401065805258E-2,null,4.7453609339623889E-3,9.9860230652876903E-3,0,2.8025674092324536E-3,3.7946571402702613E-6,null,7.2653981320979795E-5,1.761040004694378E-2]
[2004,5,12,14,3.9945049656220973E-3,1.3133058661827984E-2,0,2.3086639107864587E-3,9.0258064516128434E-6,null,7.7209814064558438E-5,1.9513437352301096E-2,null,4.1196970353952721E-3,1.0150530433274671E-2,0,2.4399027651186254E-3,3.7946571402702613E-6,null,7.2653981320979795E-5,1.6786578872249817E-2]
[2004,5,12,15,3.9865733381948109E-3,1.241293158890551E-2,0,2.1144620396391861E-3,9.0258064516128434E-6,null,7.7209814064558438E-5,1.8591176780804065E-2,null,4.111516822257656E-3,9.5939448001981509E-3,0,2.2346612485039238E-3,3.7946571402702613E-6,null,7.2653981320979795E-5,1.6016571509420981E-2]
[2004,5,12,18,5.0358701685168598E-3,1.2239572236110746E-2,0,1.9479880962593877E-3,9.0258064516128434E-6,null,7.7209814064558438E-5,1.9300640314951552E-2,null,5.1936997406244077E-3,9.4599554964306526E-3,0,2.0587238879921444E-3,3.7946571402702613E-6,null,7.2653981320979795E-5,1.6788827763508454E-2]
[2004,5,12,23,4.5480587192768982E-3,9.5193538142911132E-3,2.6994727399999932E-4,1.7983324981898962E-3,9.0258064516128434E-6,null,7.7209814064558438E-5,1.6224181222206754E-2,null,4.6905997573821129E-3,7.3575008750948398E-3,1.2944058748038E-4,1.9005609324232477E-3,3.7946571402702613E-6,null,7.2653981320979795E-5,1.415455079084183E-2]
[2004,5,13,2,2.860193752038046E-3,9.1437796077300411E-3,2.6994727399999932E-4,1.8397240461509648E-3,9.0258064516128434E-6,null,7.7209814064558438E-5,1.4202133596367902E-2,null,2.9498352918162244E-3,7.0672198741630644E-3,1.2944058748038E-4,1.944305434102727E-3,3.7946571402702613E-6,null,7.2653981320979795E-5,1.2167249826023647E-2]
[2004,5,13,5,2.8710500691533458E-3,9.7692356676932664E-3,2.6994727399999932E-4,1.674115832228923E-3,9.0258064516128434E-6,null,7.7209814064558438E-5,1.4672837759524384E-2,null,2.9610318575534374E-3,7.5506343577810883E-3,1.2944058748038E-4,1.7692830165100776E-3,3.7946571402702613E-6,null,7.2653981320979795E-5,1.2486838457786234E-2]
[2004,5,13,9,5.0982970909111873E-3,1.2789290758677902E-2,0,2.8812080538947256E-3,9.0258064516128434E-6,null,7.7209814064558438E-5,2.0846005717548369E-2,null,{"$f":"E3203*Y$5","v":5.2580831897201356E-3},{"$f":"F3203*Z$5","v":9.884832498562009E-3},{"$f":"G3203*AA$5","v":0},{"$f":"H3203*AB$5","v":3.0449938879085407E-3},{"$f":"I3203*AC$5","v":3.7946571402702613E-6},null,{"$f":"K3203*AE$5","v":7.2653981320979795E-5},1.8264358214651933E-2]
[2004,5,13,12,4.8206085171049471E-3,1.3049661386837956E-2,0,2.585459058067396E-3,9.0258064516128434E-6,null,7.7209814064558438E-5,2.0532938776074854E-2,null,4.9716915581867532E-3,1.0086072746787749E-2,0,2.7324326747632534E-3,3.7946571402702613E-6,null,7.2653981320979795E-5,1.7866645618199003E-2]
[2004,5,13,15,4.4093993432880833E-3,1.2444457437322632E-2,0,2.5280668413368143E-3,9.0258064516128434E-6,null,7.7209814064558438E-5,1.9459133436012084E-2,null,4.5475946478361002E-3,9.6183111029790047E-3,0,2.6717779265155836E-3,3.7946571402702613E-6,null,7.2653981320979795E-5,1.6914132315791936E-2]
[2004,5,13,16,4.8391598960809221E-3,1.2400047307876423E-2,0,2.3344519019523908E-3,9.0258064516128434E-6,null,7.7209814064558438E-5,1.965086891997429E-2,null,4.9908243572763938E-3,9.5839865497963066E-3,0,2.4671567065254448E-3,3.7946571402702613E-6,null,7.2653981320979795E-5,1.7118416252059395E-2]
[2004,5,13,20,5.8451608100400761E-3,1.2005799621631862E-2,2.6994727399999932E-4,1.8887047756493058E-3,9.0258064516128434E-6,null,7.7209814064558438E-5,2.0098101397770091E-2,null,6.0283544188260898E-3,9.2792728314981393E-3,1.2944058748038E-4,1.9960705337268721E-3,3.7946571402702613E-6,null,7.2653981320979795E-5,1.7509587009992729E-2]
[2004,5,13,24,3.4566456549829793E-3,9.8642037258166587E-3,2.6994727399999932E-4,1.7193118448874968E-3,9.0258064516128434E-6,null,7.7209814064558438E-5,1.5398597416135983E-2,null,3.5649806371006883E-3,7.6240350932070509E-3,1.2944058748038E-4,1.817048252386453E-3,3.7946571402702613E-6,null,7.2653981320979795E-5,1.3211953208635824E-2]
[2004,5,14,3,3.0530912456278982E-3,8.7392702872134704E-3,2.6994727399999932E-4,2.1454893740281904E-3,9.0258064516128434E-6,null,7.7209814064558438E-5,1.4296287097318408E-2,null,3.1487783997398693E-3,6.7545749470235093E-3,1.2944058748038E-4,2.2674523700770082E-3,3.7946571402702613E-6,null,7.2653981320979795E-5,1.2376694942782018E-2]
[2004,5,14,6,3.276748148317713E-3,1.0211076613229128E-2,2.6994727399999932E-4,1.518134523328203E-3,9.0258064516128434E-6,null,7.7209814064558438E-5,1.5364395475323894E-2,null,3.3794449496344749E-3,7.8921328677484803E-3,1.2944058748038E-4,1.6044347572569397E-3,3.7946571402702613E-6,null,7.2653981320979795E-5,1.3081901800581525E-2]
[2004,5,14,10,4.8241849450995971E-3,1.2234454581927415E-2,0,2.7235382223075731E-3,9.0258064516128434E-6,null,7.7209814064558438E-5,1.9859387563399142E-2,null,4.9753800752705135E-3,9.45600006564545E-3,0,2.87836111980925E-3,3.7946571402702613E-6,null,7.2653981320979795E-5,1.7386189899186461E-2]
[2004,5,14,13,4.095851309014447E-3,1.2678822545151878E-2,0,2.2024550563802961E-3,9.0258064516128434E-6,null,7.7209814064558438E-5,1.9054338724611177E-2,null,4.2242196818846073E-3,9.7994517055435063E-3,0,2.3276563370721107E-3,3.7946571402702613E-6,null,7.2653981320979795E-5,1.6427776362961471E-2]
[2004,5,14,17,4.7753077952335157E-3,1.1252409890505763E-2,0,1.847063562810004E-3,9.0258064516128434E-6,null,7.7209814064558438E-5,1.7951991062613838E-2,null,4.9249710631063476E-3,8.696978516759454E-3,0,1.9520621746604825E-3,3.7946571402702613E-6,null,7.2653981320979795E-5,1.5650460392987536E-2]
[2004,5,14,18,5.2883192189740295E-3,1.1186701062999651E-2,0,1.7580233973648715E-3,9.0258064516128434E-6,null,7.7209814064558438E-5,1.8310253493403109E-2,null,5.4540608150772923E-3,8.6461922170473996E-3,0,1.8579604109255474E-3,3.7946571402702613E-6,null,7.2653981320979795E-5,1.6034662081511487E-2]
[2004,5,14,21,5.8312857415427346E-3,1.0634533873587426E-2,2.6994727399999932E-4,1.8563693930913621E-3,9.0258064516128434E-6,null,7.7209814064558438E-5,1.8680625198670371E-2,null,6.014044490800877E-3,8.2194226422890714E-3,1.2944058748038E-4,1.9618970063694755E-3,3.7946571402702613E-6,null,7.2653981320979795E-5,1.6401253365401054E-2]
[2004,5,15,1,2.7777865076014665E-3,7.736966009562439E-3,2.6994727399999932E-4,1.5150130096716916E-3,9.0258064516128434E-6,null,7.7209814064558438E-5,1.2388201717284447E-2,null,2.8648453159563249E-3,5.9798947803027681E-3,1.2944058748038E-4,1.6011357972973313E-3,3.7946571402702613E-6,null,7.2653981320979795E-5,1.0651765119498054E-2]
[2004,5,15,4,2.2960489330540925E-3,7.6206094702915388E-3,2.6994727399999932E-4,1.165519840238272E-3,9.0258064516128434E-6,null,7.7209814064558438E-5,1.1440614434032752E-2,null,2.3680095691537809E-3,5.8899629050715493E-3,1.2944058748038E-4,1.2317752565505467E-3,3.7946571402702613E-6,null,7.2653981320979795E-5,9.6956369567175078E-3]
[2004,5,15,7,3.5374785484920176E-3,8.5452942344242423E-3,0,1.6823425294423186E-3,9.0258064516128434E-6,null,7.7209814064558438E-5,1.3842325126423137E-2,null,3.6483469201864685E-3,6.6046510124806411E-3,0,1.7779773704976703E-3,3.7946571402702613E-6,null,7.2653981320979795E-5,1.2107423941626031E-2]
[2004,5,15,10,5.0633041276396517E-3,8.6055211719102583E-3,0,2.5468566139625459E-3,9.0258064516128434E-6,null,7.7209814064558438E-5,1.6292891727577013E-2,null,5.2219935094493311E-3,6.6512003638234179E-3,0,2.6916358269970164E-3,3.7946571402702613E-6,null,7.2653981320979795E-5,1.4641278338731018E-2]
[2004,5,15,15,4.4524671989012513E-3,8.2837412199423116E-3,0,2.0440095428183309E-3,9.0258064516128434E-6,null,7.7209814064558438E-5,1.4857427775726453E-2,null,4.5920122962349345E-3,6.4024968988216349E-3,0,2.1602037923971326E-3,3.7946571402702613E-6,null,7.2653981320979795E-5,1.3231161625914952E-2]
[2004,5,15,16,4.6415551092927705E-3,8.0407731218337317E-3,0,1.8654883116401215E-3,9.0258064516128434E-6,null,7.7209814064558438E-5,1.462502635683118E-2,null,4.7870264245369904E-3,6.2147070520181388E-3,0,1.9715343011173412E-3,3.7946571402702613E-6,null,7.2653981320979795E-5,1.3049716416133721E-2]
[2004,5,15,19,5.0484141394595205E-3,7.709002364731616E-3,1.3497363699999966E-4,1.3515662651417991E-3,9.0258064516128434E-6,null,7.7209814064558438E-5,1.4326805771589641E-2,null,5.2066368530699582E-3,5.9582817017968777E-3,6.4720293740189999E-5,1.4283977204967669E-3,3.7946571402702613E-6,null,7.2653981320979795E-5,1.2734485207565044E-2]
[2004,5,15,22,4.9571839172878164E-3,7.3946834001678945E-3,2.6994727399999932E-4,1.3861372298331902E-3,9.0258064516128434E-6,null,7.7209814064558438E-5,1.4096440737737751E-2,null,5.1125473778899748E-3,5.7153448279342167E-3,1.2944058748038E-4,1.4649339144179555E-3,3.7946571402702613E-6,null,7.2653981320979795E-5,1.2498715346183778E-2]
[2004,5,16,2,2.3759987454997624E-3,7.1790957437960715E-3,2.6994727399999932E-4,1.2422837091025896E-3,9.0258064516128434E-6,null,7.7209814064558438E-5,1.1155814388847274E-2,null,2.450465094468553E-3,5.5487173024362105E-3,1.2944058748038E-4,1.3129028624476945E-3,3.7946571402702613E-6,null,7.2653981320979795E-5,{"$f":"SUM(N3268:T3268)","v":9.5179744852940881E-3}]
[2004,5,16,7,3.0319994763153561E-3,7.980374314555512E-3,0,1.5771490727526378E-3,9.0258064516128434E-6,null,7.7209814064558438E-5,1.2666732677688064E-2,null,3.1270255917559176E-3,6.1680248626517714E-3,0,1.6668040617062207E-3,3.7946571402702613E-6,null,7.2653981320979795E-5,1.1038303154575161E-2]
[2004,5,16,9,4.2033739471836057E-3,8.3791726568087539E-3,0,1.923824051352449E-3,9.0258064516128434E-6,null,7.7209814064558438E-5,1.4583580469409368E-2,null,4.3351121948532016E-3,6.4762557793038699E-3,0,2.0331862080771815E-3,3.7946571402702613E-6,null,7.2653981320979795E-5,1.2921002820695504E-2]
[2004,5,16,13,4.4002545679580384E-3,8.6266717628076216E-3,0,1.9447208062446707E-3,9.0258064516128434E-6,null,7.7209814064558438E-5,1.5048856951074888E-2,null,4.5381632654393394E-3,6.6675476384464609E-3,0,2.0552708648370172E-3,3.7946571402702613E-6,null,7.2653981320979795E-5,1.3337430407184069E-2]
[2004,5,16,16,4.3229796736412862E-3,8.6040113375973806E-3,0,1.614135745100644E-3,9.0258064516128434E-6,null,7.7209814064558438E-5,1.4618336570403869E-2,null,4.4584664930565248E-3,6.6500334141023597E-3,0,1.7058932871724319E-3,3.7946571402702613E-6,null,7.2653981320979795E-5,1.2890841832792566E-2]
[2004,5,16,17,4.916137689858391E-3,8.5119265655367246E-3,0,1.7281850304115554E-3,9.0258064516128434E-6,null,7.7209814064558438E-5,1.5233459099871231E-2,null,5.0702147176703797E-3,6.5788611681457006E-3,0,1.826425845112016E-3,3.7946571402702613E-6,null,7.2653981320979795E-5,1.3551950369389347E-2]
[2004,5,16,20,5.1723825225764679E-3,7.7182317449952676E-3,2.6994727399999932E-4,1.7047176793819256E-3,9.0258064516128434E-6,null,7.7209814064558438E-5,1.495376813740251E-2,null,5.3344905382712469E-3,5.9654150823488699E-3,1.2944058748038E-4,1.8016244634991776E-3,3.7946571402702613E-6,null,7.2653981320979795E-5,1.3307419310060926E-2]
[2004,5,16,24,2.6651174711572515E-3,8.168870683691782E-3,2.6994727399999932E-4,8.4115251355193423E-4,9.0258064516128434E-6,null,7.7209814064558438E-5,1.2033576858849817E-2,null,2.7486451110711658E-3,6.3137135541247421E-3,1.2944058748038E-4,8.8896886814621243E-4,3.7946571402702613E-6,null,7.2653981320979795E-5,1.0157216759283752E-2]
[2004,5,17,4,2.148372319887161E-3,8.5805525084274199E-3,2.6994727399999932E-4,1.397732699320938E-3,9.0258064516128434E-6,null,7.7209814064558438E-5,1.2485093718084369E-2,null,2.2157046125454035E-3,6.6319021039825937E-3,1.2944058748038E-4,1.4771885427048276E-3,3.7946571402702613E-6,null,7.2653981320979795E-5,1.0530684485174456E-2]
[2004,5,17,7,4.0031219386625246E-3,1.1378388748511697E-2,0,2.5702299703193516E-3,9.0258064516128434E-6,null,7.7209814064558438E-5,1.8028950471558131E-2,null,4.1285840736125842E-3,8.7943474743698534E-3,0,2.7163378706936436E-3,3.7946571402702613E-6,null,7.2653981320979795E-5,1.571571805713733E-2]
[2004,5,17,10,4.5848423555656E-3,1.2387407484774498E-2,0,2.991905793406933E-3,9.0258064516128434E-6,null,7.7209814064558438E-5,2.0041365447811588E-2,null,4.7285362322829578E-3,9.5742172407289362E-3,0,3.1619843772847998E-3,3.7946571402702613E-6,null,7.2653981320979795E-5,1.7541186488757944E-2]
[2004,5,17,14,4.713620274648337E-3,1.262624960709445E-2,0,2.7945837297229121E-3,9.0258064516128434E-6,null,7.7209814064558438E-5,2.0211663425530255E-2,null,4.8613501894654845E-3,9.7588181241776012E-3,0,2.9534452969309389E-3,3.7946571402702613E-6,null,7.2653981320979795E-5,1.7650062249035273E-2]
[2004,5,17,17,5.3299107453447514E-3,1.2515160989084669E-2,0,2.4464480789577799E-3,9.0258064516128434E-6,null,7.7209814064558438E-5,2.0368729627451756E-2,null,5.4969558644918431E-3,9.6729578210346511E-3,0,2.5855194446795129E-3,3.7946571402702613E-6,null,7.2653981320979795E-5,1.7831881768667256E-2]
[2004,5,17,18,5.5365619624849344E-3,1.1998288295358216E-2,0,2.3712616268228076E-3,9.0258064516128434E-6,null,7.7209814064558438E-5,1.9983321698730516E-2,null,5.7100837524129058E-3,9.2734673334874985E-3,0,2.5060589257159334E-3,3.7946571402702613E-6,null,7.2653981320979795E-5,1.7566058650077588E-2]
[2004,5,17,21,6.1775378400185247E-3,1.1402937139077333E-2,2.6994727399999932E-4,2.2036092315078828E-3,9.0258064516128434E-6,null,7.7209814064558438E-5,2.0142520401052584E-2,null,6.3711485014020883E-3,8.8133209056123919E-3,1.2944058748038E-4,2.3288761227117931E-3,3.7946571402702613E-6,null,7.2653981320979795E-5,1.7719234755667904E-2]
[2004,5,18,1,2.8562323029625004E-3,9.2407217555069213E-3,2.6994727399999932E-4,1.7799318227248043E-3,9.0258064516128434E-6,null,7.7209814064558438E-5,1.4235322071643075E-2,null,2.9457496866779533E-3,7.1421463818879044E-3,1.2944058748038E-4,1.8811142478116127E-3,3.7946571402702613E-6,null,7.2653981320979795E-5,1.2174899542319101E-2]
[2004,5,18,5,2.5058444800673653E-3,9.5426812750725246E-3,2.6994727399999932E-4,1.5425166777616717E-3,9.0258064516128434E-6,null,7.7209814064558438E-5,1.3949478623350411E-2,null,2.5843803336184851E-3,7.3755306506931911E-3,1.2944058748038E-4,1.6302029454041283E-3,3.7946571402702613E-6,null,7.2653981320979795E-5,1.1796003155657436E-2]
[2004,5,18,8,4.4889779064473364E-3,1.2101562770853187E-2,0,2.3229218933349532E-3,9.0258064516128434E-6,null,7.7209814064558438E-5,1.8990672384700036E-2,null,4.6296672885136501E-3,9.3532880921915681E-3,0,2.4549712603129884E-3,3.7946571402702613E-6,null,7.2653981320979795E-5,1.6514375279479458E-2]
[2004,5,18,12,4.3213824978670153E-3,1.2750094089566595E-2,0,2.3719950549788236E-3,9.0258064516128434E-6,null,7.7209814064558438E-5,1.952068145647699E-2,null,4.4568192600804996E-3,9.8545374246616895E-3,0,2.5068340465022542E-3,3.7946571402702613E-6,null,7.2653981320979795E-5,1.6894639369705693E-2]
[2004,5,18,15,4.0788165669791666E-3,1.1881221613283449E-2,0,2.4625653095099076E-3,9.0258064516128434E-6,null,7.7209814064558438E-5,1.8499813303837081E-2,null,4.2066510527639924E-3,9.1829865894566924E-3,0,2.6025528791289621E-3,3.7946571402702613E-6,null,7.2653981320979795E-5,1.6068639159810896E-2]
[2004,5,18,18,5.091608025847961E-3,1.1664797344792147E-2,0,2.3721755020043923E-3,9.0258064516128434E-6,null,7.7209814064558438E-5,1.9205790686709058E-2,null,5.2511844821837312E-3,9.0157124471272002E-3,0,2.5070247512620878E-3,3.7946571402702613E-6,null,7.2653981320979795E-5,{"$f":"SUM(N3332:T3332)","v":1.6850370319034268E-2}]
[2004,5,18,20,5.4543701685663944E-3,1.140544500878332E-2,2.6994727399999932E-4,1.8890305317495228E-3,9.0258064516128434E-6,null,7.7209814064558438E-5,1.9107281899548086E-2,null,5.6253159795213543E-3,8.8152592360827564E-3,1.2944058748038E-4,1.9964148078353556E-3,3.7946571402702613E-6,null,7.2653981320979795E-5,1.6642879249381095E-2]
[2004,5,18,23,4.4766767517494853E-3,9.3644835652539268E-3,2.6994727399999932E-4,1.944854504898114E-3,9.0258064516128434E-6,null,7.7209814064558438E-5,1.6144451012350371E-2,null,4.616980602434444E-3,7.2378017846894994E-3,1.2944058748038E-4,2.0554121637557138E-3,3.7946571402702613E-6,null,7.2653981320979795E-5,1.4116083776821288E-2]
[2004,5,19,2,2.5494965983476961E-3,9.0248652017300996E-3,2.6994727399999932E-4,1.6553105246737327E-3,9.0258064516128434E-6,null,7.7209814064558438E-5,1.3588108515200379E-2,null,2.629400556103099E-3,6.9753110258027407E-3,1.2944058748038E-4,1.7494086979969144E-3,3.7946571402702613E-6,null,7.2653981320979795E-5,1.1560009505844385E-2]
[2004,5,19,6,3.1373923247383253E-3,1.0343069557346575E-2,2.6994727399999932E-4,1.8158346379473303E-3,9.0258064516128434E-6,null,7.7209814064558438E-5,1.5654732710481078E-2,null,3.2357215650834531E-3,7.994150107657404E-3,1.2944058748038E-4,1.9190580029540157E-3,3.7946571402702613E-6,null,7.2653981320979795E-5,1.3354818901636503E-2]
[2004,5,19,9,4.5697614573395771E-3,1.2570832649479722E-2,0,2.7269304556876732E-3,9.0258064516128434E-6,null,7.7209814064558438E-5,1.994473437657153E-2,null,4.7129826825321013E-3,9.7159864023927314E-3,0,2.8819461888898398E-3,3.7946571402702613E-6,null,7.2653981320979795E-5,1.7387363912275921E-2]
[2004,5,19,11,4.6744610987966865E-3,1.2554402102936527E-2,0,2.9733547303158712E-3,9.0258064516128434E-6,null,7.7209814064558438E-5,2.0279427746113642E-2,null,4.8209637230439955E-3,9.7032872462390479E-3,0,3.1423787560766643E-3,3.7946571402702613E-6,null,7.2653981320979795E-5,1.7743078363820955E-2]
[2004,5,19,17,4.9786619822306333E-3,1.2162835365739741E-2,0,2.5027547062153161E-3,9.0258064516128434E-6,null,7.7209814064558438E-5,1.9721461868250245E-2,null,5.1346985884235608E-3,9.4006456312947326E-3,0,2.6450268917783699E-3,3.7946571402702613E-6,null,7.2653981320979795E-5,1.7256819749957915E-2]
[2004,5,19,20,5.4827059704437783E-3,1.1527138656881682E-2,2.6994727399999932E-4,1.8608866994675034E-3,9.0258064516128434E-6,null,7.7209814064558438E-5,1.922916751724181E-2,null,5.6545398558200356E-3,8.9093161584163916E-3,1.2944058748038E-4,1.9666711046115539E-3,3.7946571402702613E-6,null,7.2653981320979795E-5,1.6736416344789611E-2]
[2004,5,19,21,5.8165425631368697E-3,1.1385121253169476E-2,2.6994727399999932E-4,1.8851354637380103E-3,9.0258064516128434E-6,null,7.7209814064558438E-5,1.9445235470493205E-2,null,5.9988392453715518E-3,8.7995510217825819E-3,1.2944058748038E-4,1.9922983198670495E-3,3.7946571402702613E-6,null,7.2653981320979795E-5,1.6996577812962814E-2]
[2004,5,19,24,3.212473697177665E-3,9.478236902635398E-3,2.6994727399999932E-4,1.6836978351228269E-3,9.0258064516128434E-6,null,7.7209814064558438E-5,1.4732844625384739E-2,null,3.3131560682606409E-3,7.3257216472827624E-3,1.2944058748038E-4,1.7794097202052232E-3,3.7946571402702613E-6,null,7.2653981320979795E-5,1.2624176661690257E-2]
[2004,5,20,4,2.3074200382689797E-3,8.8741934054477334E-3,2.6994727399999932E-4,1.4055445777284251E-3,9.0258064516128434E-6,null,7.7209814064558438E-5,1.2945594211893988E-2,null,2.3797370570017382E-3,6.858856916140868E-3,1.2944058748038E-4,1.4854444969986274E-3,3.7946571402702613E-6,null,7.2653981320979795E-5,1.0929927696082864E-2]
[2004,5,20,8,4.5854424034078604E-3,1.1721167875219674E-2,0,2.5228328161618738E-3,9.0258064516128434E-6,null,7.7209814064558438E-5,1.8906652908853964E-2,null,4.729155086268152E-3,9.0592811845689632E-3,0,2.666246366708471E-3,3.7946571402702613E-6,null,7.2653981320979795E-5,1.6531131276006833E-2]
[2004,5,20,11,4.495728915387515E-3,1.2660101982812996E-2,0,2.82869142217115E-3,9.0258064516128434E-6,null,7.7209814064558438E-5,2.0061732134436218E-2,null,4.6366298813145454E-3,9.7849825980307857E-3,0,2.9894918833255442E-3,3.7946571402702613E-6,null,7.2653981320979795E-5,1.7487553001132125E-2]
[2004,5,20,15,4.023205271065429E-3,1.1899596419966595E-2,0,2.4179532694378857E-3,9.0258064516128434E-6,null,7.7209814064558438E-5,1.8417964774534466E-2,null,4.1492968391925915E-3,9.1971884627023298E-3,0,2.5554048124828174E-3,3.7946571402702613E-6,null,7.2653981320979795E-5,1.5978338752838987E-2]
[2004,5,20,18,4.9212441270560037E-3,1.1937769335587762E-2,0,2.1845957618537417E-3,9.0258064516128434E-6,null,7.7209814064558438E-5,1.9120819038562064E-2,null,5.0754811960864758E-3,9.226692278356919E-3,0,2.3087818088678024E-3,3.7946571402702613E-6,null,7.2653981320979795E-5,1.6687403921772447E-2]
[2004,5,20,21,5.874610650493016E-3,1.0912565856369074E-2,2.6994727399999932E-4,2.0908829068696975E-3,9.0258064516128434E-6,null,7.7209814064558438E-5,1.9236495604180632E-2,null,6.0587272488641028E-3,8.4343133372382691E-3,1.2944058748038E-4,2.2097417307800223E-3,3.7946571402702613E-6,null,7.2653981320979795E-5,1.6908671542824022E-2]
[2004,5,20,22,5.198807230240814E-3,1.0506912088500235E-2,2.6994727399999932E-4,2.0269007670372222E-3,9.0258064516128434E-6,null,7.7209814064558438E-5,1.8091056276227119E-2,null,5.3617434246145844E-3,8.120783867664419E-3,1.2944058748038E-4,2.1421224471042609E-3,3.7946571402702613E-6,null,7.2653981320979795E-5,1.5830538965324895E-2]
[2004,5,21,1,2.8533932039711053E-3,8.8999948069186288E-3,2.6994727399999932E-4,2.0724251632451667E-3,9.0258064516128434E-6,null,7.7209814064558438E-5,1.4184249364583752E-2,null,2.942821607279203E-3,6.8787987985001299E-3,1.2944058748038E-4,2.1902347338988689E-3,3.7946571402702613E-6,null,7.2653981320979795E-5,1.2217744365619834E-2]
[2004,5,21,5,2.523766682836871E-3,9.0490667214073364E-3,2.6994727399999932E-4,1.9845251653771933E-3,9.0258064516128434E-6,null,7.7209814064558438E-5,1.3915794760070252E-2,null,2.602864237444547E-3,6.9940163608157718E-3,1.2944058748038E-4,2.0973379519766658E-3,3.7946571402702613E-6,null,7.2653981320979795E-5,1.1900107776178614E-2]
[2004,5,21,9,4.2794959357058075E-3,1.2246208361486505E-2,0,2.9999836339386411E-3,9.0258064516128434E-6,null,7.7209814064558438E-5,1.9602897745195511E-2,null,{"$f":"E3395*Y$5","v":4.4136199281373601E-3},{"$f":"F3395*Z$5","v":9.465084552374145E-3},{"$f":"G3395*AA$5","v":0},{"$f":"H3395*AB$5","v":3.1705214126485949E-3},{"$f":"I3395*AC$5","v":3.7946571402702613E-6},null,{"$f":"K3395*AE$5","v":7.2653981320979795E-5},1.7125674531621348E-2]
[2004,5,21,12,4.3216416693741553E-3,1.2277880031663444E-2,0,2.8116365885486622E-3,9.0258064516128434E-6,null,7.7209814064558438E-5,1.948836810365082E-2,null,4.4570865543006374E-3,9.489563560675391E-3,0,2.9714675465999916E-3,3.7946571402702613E-6,null,7.2653981320979795E-5,1.6994566300037268E-2]
[2004,5,21,16,4.3614025945082147E-3,1.1412262207063496E-2,0,2.7200353754881874E-3,9.0258064516128434E-6,null,7.7209814064558438E-5,1.8570909991124457E-2,null,4.4980936294724289E-3,8.8205282431278349E-3,0,2.8746591493316611E-3,3.7946571402702613E-6,null,7.2653981320979795E-5,1.6269729660393174E-2]
[2004,5,21,19,4.7563056202009788E-3,9.9147905157082935E-3,1.3497363699999966E-4,2.2097523776122047E-3,9.0258064516128434E-6,null,7.7209814064558438E-5,1.709867151577818E-2,null,4.9053733395282495E-3,7.6631335822596571E-3,6.4720293740189999E-5,2.3353684835515122E-3,3.7946571402702613E-6,null,7.2653981320979795E-5,1.5045044337540859E-2]
[2004,5,21,22,4.9739778874271761E-3,8.4934111419738174E-3,2.6994727399999932E-4,2.6080047102765864E-3,9.0258064516128434E-6,null,7.7209814064558438E-5,1.6433829930126428E-2,null,5.1298676890652196E-3,6.5645506122272591E-3,1.2944058748038E-4,2.7562599624466597E-3,3.7946571402702613E-6,null,7.2653981320979795E-5,1.4656567489680769E-2]
[2004,5,22,2,2.3443458357904953E-3,6.3519347513491167E-3,2.6994727399999932E-4,1.4041000813740699E-3,9.0258064516128434E-6,null,7.7209814064558438E-5,1.0458816858962532E-2,null,2.4178201486209027E-3,4.9094052394013958E-3,1.2944058748038E-4,1.4839178864631017E-3,3.7946571402702613E-6,null,7.2653981320979795E-5,9.0170325004270309E-3]
[2004,5,22,3,2.2908403184104561E-3,6.1722038102563085E-3,2.6994727399999932E-4,1.5281201867614945E-3,9.0258064516128434E-6,null,7.7209814064558438E-5,1.0349600505877108E-2,null,2.3626377109409167E-3,4.7704913401841274E-3,1.2944058748038E-4,1.6149880680739015E-3,3.7946571402702613E-6,null,7.2653981320979795E-5,8.9540063451405763E-3]
[2004,5,22,7,3.3504044916925517E-3,6.9921721219669561E-3,0,1.8896730195231001E-3,9.0258064516128434E-6,null,7.7209814064558438E-5,1.2309459447247166E-2,null,3.4554097618079206E-3,5.4042441860867657E-3,0,1.9970938186207633E-3,3.7946571402702613E-6,null,7.2653981320979795E-5,1.0933196404976701E-2]
[2004,5,22,10,4.7480863722496464E-3,7.4681088151406696E-3,0,2.1952500503893495E-3,9.0258064516128434E-6,null,7.7209814064558438E-5,1.4488655051844223E-2,null,4.8968964915308876E-3,5.7720952718672246E-3,0,2.3200417536076781E-3,3.7946571402702613E-6,null,7.2653981320979795E-5,1.306548215546704E-2]
[2004,5,22,13,4.7181989680020707E-3,6.978835453276969E-3,0,2.1149292494068196E-3,9.0258064516128434E-6,null,7.7209814064558438E-5,1.3889173484750418E-2,null,4.8660723839796232E-3,5.3939362856271654E-3,0,2.2351550173884344E-3,3.7946571402702613E-6,null,7.2653981320979795E-5,1.2571612325456472E-2]
[2004,5,22,17,5.1102306548345446E-3,6.096527113508797E-3,0,2.0980434509721242E-3,9.0258064516128434E-6,null,7.7209814064558438E-5,1.3382011033380025E-2,null,5.2703907643357291E-3,4.7120008823855935E-3,0,2.2173093248649117E-3,3.7946571402702613E-6,null,7.2653981320979795E-5,1.2276149610047485E-2]
[2004,5,22,19,5.3527193657846878E-3,5.3788754726545917E-3,1.3497363699999966E-4,1.7908722349899496E-3,9.0258064516128434E-6,null,7.7209814064558438E-5,1.2740290075685933E-2,null,5.5204793315588637E-3,4.157328508755445E-3,6.4720293740189999E-5,1.8926765813381814E-3,3.7946571402702613E-6,null,7.2653981320979795E-5,1.1711653353853929E-2]
[2004,5,22,22,5.283597366187923E-3,5.0152715387231659E-3,2.6994727399999932E-4,1.8781292774074411E-3,9.0258064516128434E-6,null,7.7209814064558438E-5,1.2535434372767379E-2,null,5.44919097436063E-3,3.8762993218717538E-3,1.2944058748038E-4,1.9848938582123997E-3,3.7946571402702613E-6,null,7.2653981320979795E-5,1.1516273380386416E-2]
[2004,5,23,1,3.6115698697303778E-3,4.9013564431435314E-3,2.6994727399999932E-4,2.4616537820810447E-3,9.0258064516128434E-6,null,7.7209814064558438E-5,1.1333016285403804E-2,null,3.7247603428961973E-3,3.7882544364977685E-3,1.2944058748038E-4,2.6015895347964359E-3,3.7946571402702613E-6,null,7.2653981320979795E-5,1.0320493540132033E-2]
[2004,5,23,4,2.9748799581716355E-3,4.9130150081787248E-3,2.6994727399999932E-4,2.553763288805984E-3,9.0258064516128434E-6,null,7.7209814064558438E-5,1.0800094445605193E-2,null,3.06811588665226E-3,3.79726533199784E-3,1.2944058748038E-4,2.6989351203110176E-3,3.7946571402702613E-6,null,7.2653981320979795E-5,9.7702055649027484E-3]
[2004,5,23,8,4.5114360092902541E-3,5.9352910903309871E-3,0,3.0983098855982883E-3,9.0258064516128434E-6,null,7.7209814064558438E-5,1.3622246799284088E-2,null,4.6528292523862272E-3,4.5873816902880582E-3,0,3.2744371416497894E-3,3.7946571402702613E-6,null,7.2653981320979795E-5,1.2591096722785324E-2]
[2004,5,23,11,5.4365884575821241E-3,6.3327533273967234E-3,0,3.3919636413150449E-3,9.0258064516128434E-6,null,7.7209814064558438E-5,1.5238515240358451E-2,null,5.6069769706437568E-3,4.8945799323197921E-3,0,3.5847840081699614E-3,3.7946571402702613E-6,null,7.2653981320979795E-5,1.4162789549594762E-2]
[2004,5,23,14,5.0539558649749039E-3,6.3759967653706957E-3,0,3.1799553785695142E-3,9.0258064516128434E-6,null,7.7209814064558438E-5,1.4687117822979674E-2,null,5.212352262206555E-3,4.9280027506058361E-3,0,3.3607238736116131E-3,3.7946571402702613E-6,null,7.2653981320979795E-5,1.3577527524885254E-2]
[2004,5,23,16,5.1987325445279472E-3,6.1997407933071721E-3,0,2.9764173388072781E-3,9.0258064516128434E-6,null,7.7209814064558438E-5,1.4452100490706955E-2,null,5.3616663981713745E-3,4.7917746521448654E-3,0,3.1456154623342304E-3,3.7946571402702613E-6,null,7.2653981320979795E-5,1.3375505151111721E-2]
[2004,5,23,22,5.3567345876170836E-3,5.5067703742168175E-3,2.6994727399999932E-4,2.8298198101787846E-3,9.0258064516128434E-6,null,7.7209814064558438E-5,1.4051760962461534E-2,null,5.5246203947498561E-3,4.2561783748830771E-3,1.2944058748038E-4,2.9906844159445587E-3,3.7946571402702613E-6,null,7.2653981320979795E-5,1.2977372411519124E-2]
[2004,5,23,23,4.4745121957647021E-3,5.4494705066844102E-3,2.6994727399999932E-4,2.785511733471639E-3,9.0258064516128434E-6,null,7.7209814064558438E-5,1.3067930626369602E-2,null,4.6147482069435874E-3,4.2118913535434989E-3,1.2944058748038E-4,2.9438575918365726E-3,3.7946571402702613E-6,null,7.2653981320979795E-5,1.1976386378265289E-2]
[2004,5,24,2,3.5137263978304825E-3,5.3603836134180332E-3,2.6994727399999932E-4,3.0278553369700151E-3,9.0258064516128434E-6,null,7.7209814064558438E-5,1.226040153866738E-2,null,3.6238503516487575E-3,4.1430361656858072E-3,1.2944058748038E-4,3.1999775170980507E-3,3.7946571402702613E-6,null,7.2653981320979795E-5,{"$f":"SUM(N3460:T3460)","v":1.1172753260374245E-2}]
[2004,5,24,5,3.5958808315094681E-3,5.596235225829754E-3,2.6994727399999932E-4,3.2790504237348163E-3,9.0258064516128434E-6,null,7.7209814064558438E-5,1.2829602671522888E-2,null,3.708579593390778E-3,4.3253256864415803E-3,1.2944058748038E-4,3.4654520991357915E-3,3.7946571402702613E-6,null,7.2653981320979795E-5,1.1705246604909779E-2]
[2004,5,24,9,5.7224798615439568E-3,7.7456570861638447E-3,0,4.4133473228261813E-3,9.0258064516128434E-6,null,7.7209814064558438E-5,1.7958694084598541E-2,null,5.9018285178274333E-3,5.9866121063889529E-3,0,4.6642295078473586E-3,3.7946571402702613E-6,null,7.2653981320979795E-5,1.6629118770524996E-2]
[2004,5,24,13,5.8441609480273278E-3,7.9224927616584253E-3,0,4.2075368166251507E-3,9.0258064516128434E-6,null,7.7209814064558438E-5,1.8051400340375463E-2,null,6.0273232200654982E-3,6.12328825716361E-3,0,4.4467194489668975E-3,3.7946571402702613E-6,null,7.2653981320979795E-5,1.6673779564657255E-2]
[2004,5,24,16,5.9813947974398296E-3,7.5649935647206746E-3,0,3.8939558836949143E-3,9.0258064516128434E-6,null,7.7209814064558438E-5,1.7517554059919976E-2,null,6.168858125503403E-3,5.8469774165720552E-3,0,4.1153126202075202E-3,3.7946571402702613E-6,null,7.2653981320979795E-5,1.6207596800744226E-2]
[2004,5,24,20,6.9181655017080236E-3,7.5909252738651824E-3,2.6994727399999932E-4,4.1608227962667381E-3,9.0258064516128434E-6,null,7.7209814064558438E-5,1.9028349762288791E-2,null,7.1349882283402617E-3,5.8670200136270141E-3,1.2944058748038E-4,4.3973499123661931E-3,3.7946571402702613E-6,null,7.2653981320979795E-5,1.7605247380275097E-2]
[2004,5,24,23,5.4112841177078761E-3,7.0138518152871787E-3,2.6994727399999932E-4,3.6148273225260273E-3,9.0258064516128434E-6,null,7.7209814064558438E-5,1.6398399445969929E-2,null,5.580879565618666E-3,5.4210004035451249E-3,1.2944058748038E-4,3.8203166508775591E-3,3.7946571402702613E-6,null,7.2653981320979795E-5,1.502808584598298E-2]
[2004,5,24,24,4.2492518116084097E-3,6.5993613391872388E-3,2.6994727399999932E-4,3.3262278166616239E-3,9.0258064516128434E-6,null,7.7209814064558438E-5,1.4533277157906123E-2,null,4.3824279207535935E-3,5.1006410493161123E-3,1.2944058748038E-4,3.515311349291434E-3,3.7946571402702613E-6,null,7.2653981320979795E-5,1.3204269545302771E-2]
[2004,5,25,3,3.0799367733130431E-3,6.4905047705836908E-3,2.6994727399999932E-4,2.9120657614961662E-3,9.0258064516128434E-6,null,7.7209814064558438E-5,1.284094349584175E-2,null,3.1764652950547908E-3,5.0165058953566032E-3,1.2944058748038E-4,3.0776057400496038E-3,3.7946571402702613E-6,null,7.2653981320979795E-5,1.1476466156402628E-2]
[2004,5,25,6,3.5101334327885059E-3,8.3133198829959884E-3,2.6994727399999932E-4,2.9299628680461987E-3,9.0258064516128434E-6,null,7.7209814064558438E-5,1.5111852374279542E-2,null,3.6201447792288707E-3,6.4253582236076566E-3,1.2944058748038E-4,3.096520229748614E-3,3.7946571402702613E-6,null,7.2653981320979795E-5,1.3347912458526772E-2]
[2004,5,25,11,4.885706550107019E-3,1.0904149531306832E-2,0,3.8483649704567466E-3,9.0258064516128434E-6,null,7.7209814064558438E-5,1.9715430865935153E-2,null,5.0388298333614674E-3,8.4278083663948122E-3,0,4.0671300351398671E-3,3.7946571402702613E-6,null,7.2653981320979795E-5,1.7610216873357398E-2]
[2004,5,25,14,4.8583043323745297E-3,1.0555315420937477E-2,0,4.17285657182966E-3,9.0258064516128434E-6,null,7.7209814064558438E-5,1.9663686139206223E-2,null,5.0105688007360616E-3,8.1581947642139167E-3,0,4.4100677627789834E-3,3.7946571402702613E-6,null,7.2653981320979795E-5,1.7655279966190211E-2]
[2004,5,25,18,5.8062214562276428E-3,9.6427866434754001E-3,0,4.0064392010842565E-3,9.0258064516128434E-6,null,7.7209814064558438E-5,1.9532657114851856E-2,null,5.9881946639022887E-3,7.4529020090851987E-3,0,4.2341901908429444E-3,3.7946571402702613E-6,null,7.2653981320979795E-5,1.7751735502291682E-2]
[2004,5,25,21,6.4583447846341142E-3,9.1723712802447514E-3,2.6994727399999932E-4,3.4237397672028844E-3,9.0258064516128434E-6,null,7.7209814064558438E-5,1.94128920225306E-2,null,6.6607562368304722E-3,7.0893183547586268E-3,1.2944058748038E-4,3.6183664872204034E-3,3.7946571402702613E-6,null,7.2653981320979795E-5,1.757433030475113E-2]
[2004,5,25,24,3.7123888291206884E-3,7.5024246725523321E-3,2.6994727399999932E-4,2.7878925817799369E-3,9.0258064516128434E-6,null,7.7209814064558438E-5,1.4361142273901808E-2,null,3.8287390766032444E-3,5.7986179703467047E-3,1.2944058748038E-4,2.9463737824105244E-3,3.7946571402702613E-6,null,7.2653981320979795E-5,1.2779620055302103E-2]
[2004,5,26,3,3.1790966885344237E-3,6.5345424785376773E-3,2.6994727399999932E-4,2.9958815823972621E-3,9.0258064516128434E-6,null,7.7209814064558438E-5,1.3067956939918211E-2,null,3.2787329883693108E-3,5.0505426042687356E-3,1.2944058748038E-4,3.1661861749157625E-3,3.7946571402702613E-6,null,7.2653981320979795E-5,1.170135099349544E-2]
[2004,5,26,5,3.2019032266322888E-3,7.6886017573950353E-3,2.6994727399999932E-4,2.8768700529296647E-3,9.0258064516128434E-6,null,7.7209814064558438E-5,1.4125811227405837E-2,null,3.3022543078314263E-3,5.9425140888622668E-3,1.2944058748038E-4,3.0404092879153205E-3,3.7946571402702613E-6,null,7.2653981320979795E-5,1.2491066910550644E-2]
[2004,5,26,8,5.0290964228849521E-3,1.0281173619280885E-2,0,3.5952872766891373E-3,9.0258064516128434E-6,null,7.7209814064558438E-5,1.8982767132919527E-2,null,5.1867136985394788E-3,7.9463107871145054E-3,0,3.7996658269766771E-3,3.7946571402702613E-6,null,7.2653981320979795E-5,1.700913895109191E-2]
[2004,5,26,12,5.1663161411674863E-3,1.0858999782953994E-2,0,3.8531612196877406E-3,9.0258064516128434E-6,null,7.7209814064558438E-5,1.9955686957873777E-2,null,5.3282340299626472E-3,8.3929121623565073E-3,0,4.0721989330882542E-3,3.7946571402702613E-6,null,7.2653981320979795E-5,1.7869793763868658E-2]
[2004,5,26,15,4.856564821136878E-3,1.0509621179324061E-2,0,3.8362155632336954E-3,9.0258064516128434E-6,null,7.7209814064558438E-5,1.9279611377759191E-2,null,5.0087747713505769E-3,8.122877721774252E-3,0,4.0542899798422663E-3,3.7946571402702613E-6,null,7.2653981320979795E-5,1.7262391111428344E-2]
[2004,5,26,19,5.7202286774290095E-3,9.7416002904740506E-3,1.3497363699999966E-4,3.1612741061173011E-3,9.0258064516128434E-6,null,7.7209814064558438E-5,1.8840926076277065E-2,null,5.899506779187904E-3,7.5292749970470949E-3,6.4720293740189999E-5,3.340980641130207E-3,3.7946571402702613E-6,null,7.2653981320979795E-5,1.6910931349566644E-2]
[2004,5,26,22,5.8363712403474745E-3,8.9515947746160538E-3,2.6994727399999932E-4,3.2112503400449246E-3,9.0258064516128434E-6,null,7.7209814064558438E-5,1.8357652545457303E-2,null,6.0192893745924115E-3,6.9186803718605736E-3,1.2944058748038E-4,3.3937978358637125E-3,3.7946571402702613E-6,null,7.2653981320979795E-5,1.6537656808258326E-2]
[2004,5,26,24,3.7651693232583659E-3,7.7313646754922655E-3,2.6994727399999932E-4,2.7600604856151678E-3,9.0258064516128434E-6,null,7.7209814064558438E-5,1.461503067481465E-2,null,3.8831737680348581E-3,5.9755655137236517E-3,1.2944058748038E-4,2.9169595363289741E-3,3.7946571402702613E-6,null,7.2653981320979795E-5,1.2981588044029116E-2]
[2004,5,27,3,3.017660898230625E-3,6.8268332952176377E-3,2.6994727399999932E-4,2.785993576419826E-3,9.0258064516128434E-6,null,7.7209814064558438E-5,1.2988923960316938E-2,null,3.1122376272557277E-3,5.276453940422296E-3,1.2944058748038E-4,2.9443668257428772E-3,3.7946571402702613E-6,null,7.2653981320979795E-5,1.1538947619362531E-2]
[2004,5,27,6,3.6239555698574693E-3,8.2673126116535461E-3,2.6994727399999932E-4,3.036298787766652E-3,9.0258064516128434E-6,null,7.7209814064558438E-5,1.5286003159726518E-2,null,3.7375342241490715E-3,6.3897992407432351E-3,1.2944058748038E-4,3.2089009462943079E-3,3.7946571402702613E-6,null,7.2653981320979795E-5,1.3542123637128246E-2]
[2004,5,27,10,4.9429554188324346E-3,1.033881615369006E-2,0,4.1303147817423076E-3,9.0258064516128434E-6,null,7.7209814064558438E-5,1.9489296168329357E-2,null,5.0978729430327802E-3,7.9908626554063954E-3,0,4.3651076320374458E-3,3.7946571402702613E-6,null,7.2653981320979795E-5,1.753029186893787E-2]
[2004,5,27,13,4.9629728206020659E-3,1.1279762304261091E-2,0,3.7239919886043835E-3,9.0258064516128434E-6,null,7.7209814064558438E-5,2.0043936927532098E-2,null,5.1185177116427555E-3,8.7181191752607346E-3,0,3.9356869173652002E-3,3.7946571402702613E-6,null,7.2653981320979795E-5,1.7848772442729942E-2]
[2004,5,27,16,5.2904212293257459E-3,1.0243934315020558E-2,0,3.7658722299070148E-3,9.0258064516128434E-6,null,7.7209814064558438E-5,1.9377437588317874E-2,null,5.4562287046878606E-3,7.9175285589267123E-3,0,3.9799478927634406E-3,3.7946571402702613E-6,null,7.2653981320979795E-5,1.7430153794839261E-2]
[2004,5,27,21,6.5411343026147767E-3,9.3654771977451801E-3,2.6994727399999932E-4,3.3715616493109075E-3,9.0258064516128434E-6,null,7.7209814064558438E-5,1.9636609340119713E-2,null,6.7461404670973186E-3,7.2385697624395163E-3,1.2944058748038E-4,3.5632222397062852E-3,3.7946571402702613E-6,null,7.2653981320979795E-5,1.775382169518475E-2]
[2004,5,27,24,3.7636158786997888E-3,7.610886764919866E-3,2.6994727399999932E-4,2.7937024250367978E-3,9.0258064516128434E-6,null,7.7209814064558438E-5,1.4526641259105301E-2,null,3.8815716368577288E-3,5.882448233941984E-3,1.2944058748038E-4,2.9525138933903386E-3,3.7946571402702613E-6,null,7.2653981320979795E-5,1.2922422990131683E-2]
[2004,5,28,3,3.5178036291006634E-3,6.9063990419412444E-3,2.6994727399999932E-4,3.2398669497313297E-3,9.0258064516128434E-6,null,7.7209814064558438E-5,1.4022505811222087E-2,null,3.6280553677198214E-3,5.3379502418064995E-3,1.2944058748038E-4,3.424041192107972E-3,3.7946571402702613E-6,null,7.2653981320979795E-5,1.2595936027575924E-2]
[2004,5,28,4,3.2973116063177033E-3,7.0474416552018604E-3,2.6994727399999932E-4,3.0985335538161953E-3,9.0258064516128434E-6,null,7.7209814064558438E-5,1.3801723005784609E-2,null,3.4006528884627202E-3,5.446961963687531E-3,1.2944058748038E-4,3.2746735245640759E-3,3.7946571402702613E-6,null,7.2653981320979795E-5,1.2328177602655957E-2]
[2004,5,28,7,5.2472596252281642E-3,9.6836365814360024E-3,0,3.874197559257006E-3,9.0258064516128434E-6,null,7.7209814064558438E-5,1.8882303579985729E-2,null,5.4117143696265652E-3,7.4844748931439352E-3,0,4.094431109388676E-3,3.7946571402702613E-6,null,7.2653981320979795E-5,1.7067069010620425E-2]
[2004,5,28,11,5.6666176756016099E-3,1.0802009782126882E-2,0,4.4156839787590418E-3,9.0258064516128434E-6,null,7.7209814064558438E-5,2.096152125055209E-2,null,5.8442155510648429E-3,8.3488646367431991E-3,0,4.666698993875654E-3,3.7946571402702613E-6,null,7.2653981320979795E-5,1.8936227820144945E-2]
[2004,5,28,14,5.2258794828129451E-3,1.036388938609656E-2,0,4.2858003914289953E-3,9.0258064516128434E-6,null,7.7209814064558438E-5,1.995277907440306E-2,null,5.3896641506176145E-3,8.0102417364838665E-3,0,4.5294320134418708E-3,3.7946571402702613E-6,null,7.2653981320979795E-5,1.8005786539004601E-2]
[2004,5,28,18,6.1815319201074474E-3,9.2841449019572392E-3,0,3.4898929411633791E-3,9.0258064516128434E-6,null,7.7209814064558438E-5,1.9032779577292623E-2,null,6.3752677602446932E-3,7.1757080967101809E-3,0,3.6882802201433562E-3,3.7946571402702613E-6,null,7.2653981320979795E-5,1.7315704715559481E-2]
[2004,5,28,22,5.8681068937097127E-3,8.0067286592459923E-3,2.6994727399999932E-4,3.1138389052316755E-3,9.0258064516128434E-6,null,7.7209814064558438E-5,1.734711064863623E-2,null,6.0520196573678603E-3,6.1883941143788855E-3,1.2944058748038E-4,3.2908489276035863E-3,3.7946571402702613E-6,null,7.2653981320979795E-5,1.5737151925291959E-2]
[2004,5,29,1,2.973047037964209E-3,5.8312584523953189E-3,2.6994727399999932E-4,1.9267220710371469E-3,9.0258064516128434E-6,null,7.7209814064558438E-5,1.1089463751845524E-2,null,3.0662255207597059E-3,4.5069749484458761E-3,1.2944058748038E-4,2.0362489692738318E-3,3.7946571402702613E-6,null,7.2653981320979795E-5,9.8153386644210441E-3]
[2004,5,29,4,2.3781628416190176E-3,5.9395028962449872E-3,2.6994727399999932E-4,1.5651165372925653E-3,9.0258064516128434E-6,null,7.7209814064558438E-5,1.0241218465605419E-2,null,2.4526970156812022E-3,4.5906369916774723E-3,1.2944058748038E-4,1.6540875218914594E-3,3.7946571402702613E-6,null,7.2653981320979795E-5,8.9033107551917644E-3]
[2004,5,29,5,2.5298463774607043E-3,6.0506027403455509E-3,2.6994727399999932E-4,1.7405772735862737E-3,9.0258064516128434E-6,null,7.7209814064558438E-5,1.067946258184138E-2,null,2.6091344762184305E-3,4.6765059714569228E-3,1.2944058748038E-4,1.8395225406711881E-3,3.7946571402702613E-6,null,7.2653981320979795E-5,9.3310522142881717E-3]
[2004,5,29,8,4.0945575827359658E-3,7.4502029210921049E-3,0,2.1977966917617045E-3,9.0258064516128434E-6,null,7.7209814064558438E-5,1.3819767009654333E-2,null,4.2228854088370233E-3,5.7582558208181533E-3,0,2.3227331619573924E-3,3.7946571402702613E-6,null,7.2653981320979795E-5,1.2380323030073819E-2]
[2004,5,29,11,5.2418269143427176E-3,7.6744706620643062E-3,0,1.7291731146722776E-3,9.0258064516128434E-6,null,7.7209814064558438E-5,1.4722680505143859E-2,null,5.406111391755326E-3,5.931592176693627E-3,0,1.8274700982441601E-3,3.7946571402702613E-6,null,7.2653981320979795E-5,1.3241622305154363E-2]
[2004,5,29,16,4.8105494930327768E-3,6.3841754955362281E-3,0,1.8198533886209559E-3,9.0258064516128434E-6,null,7.7209814064558438E-5,1.3091788191254521E-2,null,4.9613172735117469E-3,4.9343240845455124E-3,0,1.923305204478278E-3,3.7946571402702613E-6,null,7.2653981320979795E-5,1.1895395200996788E-2]
[2004,5,29,19,5.3662874948822758E-3,5.7793700966899493E-3,1.3497363699999966E-4,1.4613508168228287E-3,9.0258064516128434E-6,null,7.7209814064558438E-5,1.2824831410651757E-2,null,5.5344727003743379E-3,4.4668704802269983E-3,6.4720293740189999E-5,1.5444231107505626E-3,3.7946571402702613E-6,null,7.2653981320979795E-5,1.1686935223553338E-2]
[2004,5,29,23,4.1981459336937798E-3,5.7698423414280324E-3,2.6994727399999932E-4,1.5314123955490256E-3,9.0258064516128434E-6,null,7.7209814064558438E-5,1.1857836861119688E-2,null,4.3297203298135025E-3,4.4595064858798184E-3,1.2944058748038E-4,1.618467426540292E-3,3.7946571402702613E-6,null,7.2653981320979795E-5,1.0613583468175243E-2]
[2004,5,30,2,3.0611761798245976E-3,6.4222745819760736E-3,2.6994727399999932E-4,1.9967950635770598E-3,9.0258064516128434E-6,null,7.7209814064558438E-5,1.1838682015826581E-2,null,3.1571167244454743E-3,4.9637708376854845E-3,1.2944058748038E-4,2.1103053477096291E-3,3.7946571402702613E-6,null,7.2653981320979795E-5,1.0437082135782217E-2]
[2004,5,30,3,2.9611091676268945E-3,6.3428460949559356E-3,2.6994727399999932E-4,2.0409844050451155E-3,9.0258064516128434E-6,null,7.7209814064558438E-5,1.1703375858076796E-2,null,3.0539135047625223E-3,4.902380624215239E-3,1.2944058748038E-4,2.1570066869270607E-3,3.7946571402702613E-6,null,7.2653981320979795E-5,1.0319190041846454E-2]
[2004,5,30,8,4.1209308046302592E-3,7.3634782199620491E-3,0,1.8265230939832763E-3,9.0258064516128434E-6,null,7.7209814064558438E-5,1.3388141932640143E-2,null,4.2500851957910542E-3,5.6912263693548832E-3,0,1.9303540574880295E-3,3.7946571402702613E-6,null,7.2653981320979795E-5,1.1948114261095219E-2]
[2004,5,30,10,5.1751471257697182E-3,7.9348089696884647E-3,0,1.8602244157409655E-3,9.0258064516128434E-6,null,7.7209814064558438E-5,1.5047390325263706E-2,null,5.3373417870936418E-3,6.132807444403276E-3,0,1.9659711725477642E-3,3.7946571402702613E-6,null,7.2653981320979795E-5,1.3512569042505933E-2]
[2004,5,30,14,4.8601457389761335E-3,8.0551525116035454E-3,0,1.9561738371346132E-3,9.0258064516128434E-6,null,7.7209814064558438E-5,1.4948681901778851E-2,null,5.0124679189954887E-3,6.2258208707582198E-3,0,2.0673749574278873E-3,3.7946571402702613E-6,null,7.2653981320979795E-5,1.3382112385642847E-2]
[2004,5,30,17,5.7877487138780891E-3,7.5982618553273283E-3,0,1.8034115928266536E-3,9.0258064516128434E-6,null,7.7209814064558438E-5,1.526663197609663E-2,null,5.9691429659952805E-3,5.8726904515139754E-3,0,1.9059287544741855E-3,3.7946571402702613E-6,null,7.2653981320979795E-5,1.3824210810444692E-2]
[2004,5,30,20,6.4627959612814888E-3,6.8658657547020661E-3,2.6994727399999932E-4,2.3386519003046149E-3,9.0258064516128434E-6,null,7.7209814064558438E-5,1.6025749806737016E-2,null,6.6653469181279113E-3,5.3066220968346197E-3,1.2944058748038E-4,2.4715954589766818E-3,3.7946571402702613E-6,null,7.2653981320979795E-5,1.4649453699880842E-2]
[2004,5,30,24,3.7244008386993275E-3,6.978016303530744E-3,2.6994727399999932E-4,1.9284240485334296E-3,9.0258064516128434E-6,null,7.7209814064558438E-5,1.2989277381212352E-2,null,3.8411275554450907E-3,5.3933031654498651E-3,1.2944058748038E-4,2.0380476977851355E-3,3.7946571402702613E-6,null,7.2653981320979795E-5,1.1478367644621722E-2]
[2004,5,31,1,3.2314104979422873E-3,6.5544291806299325E-3,2.6994727399999932E-4,1.4396522349793921E-3,9.0258064516128434E-6,null,7.7209814064558438E-5,1.158392810400046E-2,null,3.332686368671154E-3,5.0659130202550459E-3,1.2944058748038E-4,1.5214910461951294E-3,3.7946571402702613E-6,null,7.2653981320979795E-5,1.012597966106296E-2]
[2004,5,31,5,2.3979899173052466E-3,7.2591091428183428E-3,2.6994727399999932E-4,1.4113387841007826E-3,9.0258064516128434E-6,null,7.7209814064558438E-5,1.1426874034673223E-2,null,2.4731454931841948E-3,5.6105595939205206E-3,1.2944058748038E-4,1.4915680821959059E-3,3.7946571402702613E-6,null,7.2653981320979795E-5,9.7811623952422534E-3]
[2004,5,31,8,3.5918085568457329E-3,9.1345787813940128E-3,0,1.1202446690898608E-3,9.0258064516128434E-6,null,7.7209814064558438E-5,1.3923841821394166E-2,null,3.7043796892715216E-3,7.0601085629186716E-3,0,1.1839263623221112E-3,3.7946571402702613E-6,null,7.2653981320979795E-5,1.2024863252973556E-2]
[2004,5,31,11,4.6795254086514282E-3,9.5562163778166974E-3,0,1.2629427245539151E-3,9.0258064516128434E-6,null,7.7209814064558438E-5,1.5575894325086598E-2,null,4.8261867538011132E-3,7.3859919206730133E-3,0,1.334736265174186E-3,3.7946571402702613E-6,null,7.2653981320979795E-5,1.3623363578109563E-2]
[2004,5,31,15,4.3378849919802759E-3,9.2002544011168114E-3,0,1.0334614462903624E-3,9.0258064516128434E-6,null,7.7209814064558438E-5,1.4648810653452008E-2,null,4.4738389600583765E-3,7.1108691963618215E-3,0,1.092209839927879E-3,3.7946571402702613E-6,null,7.2653981320979795E-5,1.2753366634809329E-2]
[2004,5,31,18,5.0065867556169669E-3,9.3118684437079532E-3,0,4.7547432708934035E-4,9.0258064516128434E-6,null,7.7209814064558438E-5,1.4871139340478819E-2,null,5.163498554157449E-3,7.1971355997393661E-3,0,5.0250325306683611E-4,3.7946571402702613E-6,null,7.2653981320979795E-5,1.2939586045424901E-2]
[2004,5,31,22,4.4209898509850708E-3,9.079355207939217E-3,2.6994727399999932E-4,5.0408369534879233E-4,9.0258064516128434E-6,null,7.7209814064558438E-5,1.436286494472193E-2,null,4.559548414475258E-3,7.0174263075948335E-3,1.2944058748038E-4,5.3273895623627435E-4,3.7946571402702613E-6,null,7.2653981320979795E-5,1.2315602904247996E-2]
[2004,6,1,2,2.3823390280449564E-3,8.483278045103881E-3,2.6994727399999921E-4,1.870940514699255E-3,9.0258064516128434E-6,null,7.0424052859393608E-5,1.3088386885721979E-2,null,2.4570040882687361E-3,6.5567187498401245E-3,1.2944058748037994E-4,1.9772964414002188E-3,3.7946571402702613E-6,null,6.6268619902592674E-5,{"$f":"SUM(N3652:T3652)","v":1.1190523144032322E-2}]
[2004,6,1,5,2.0860215751982206E-3,8.9667240349910037E-3,2.6994727399999921E-4,1.981072091906799E-3,9.0258064516128434E-6,null,7.0424052859393608E-5,1.3385646999969908E-2,null,2.1513997286460511E-3,6.9303737649857589E-3,1.2944058748037994E-4,2.0936885842756294E-3,3.7946571402702613E-6,null,6.6268619902592674E-5,1.1374965942430683E-2]
[2004,6,1,6,2.2381201278290032E-3,9.8543368765021191E-3,2.6994727399999921E-4,2.2816695826254857E-3,9.0258064516128434E-6,null,7.0424052859393608E-5,1.4725955884830494E-2,null,2.3082652130436555E-3,7.6164090133404565E-3,1.2944058748037994E-4,2.4113739109988238E-3,3.7946571402702613E-6,null,6.6268619902592674E-5,1.2535552001906178E-2]
[2004,6,1,9,3.3051915848680141E-3,1.2430065902078487E-2,0,2.9047033143894414E-3,9.0258064516128434E-6,null,7.0424052859393608E-5,1.8710384854195336E-2,null,3.4087798339921616E-3,9.6071878970116209E-3,0,3.0698247655345139E-3,3.7946571402702613E-6,null,6.6268619902592674E-5,1.6155855773581158E-2]
[2004,6,1,12,4.2633647529535254E-3,1.2048798210431937E-2,0,2.4571644399504658E-3,9.0258064516128434E-6,null,7.0424052859393608E-5,1.8839751456195323E-2,null,4.3969831768167506E-3,9.3125064060554236E-3,0,2.5968449904620328E-3,3.7946571402702613E-6,null,6.6268619902592674E-5,1.6376397850377068E-2]
[2004,6,1,16,5.0131440029277646E-3,1.1363551802459763E-2,0,2.1695834121244905E-3,9.0258064516128434E-6,null,7.0424052859393608E-5,1.8616703270371415E-2,null,5.1702613126316868E-3,8.7828800107488513E-3,0,2.2929160635576287E-3,3.7946571402702613E-6,null,6.6268619902592674E-5,1.631612066398103E-2]
[2004,6,1,19,3.7849951265680267E-3,1.1685031871318009E-2,1.3497363699999961E-4,2.2907428180304282E-3,9.0258064516128434E-6,null,7.0424052859393608E-5,1.7971896491283102E-2,null,3.9036209332836361E-3,9.0313516963373367E-3,6.4720293740189972E-5,2.4209629256880822E-3,3.7946571402702613E-6,null,6.6268619902592674E-5,1.5490719126092107E-2]
[2004,6,1,24,2.7863200019343061E-3,9.4022199947091604E-3,2.6994727399999921E-4,1.6713631288002378E-3,9.0258064516128434E-6,null,7.0424052859393608E-5,1.4211732423317589E-2,null,2.8736462591538226E-3,7.2669682405389511E-3,1.2944058748037994E-4,1.7663738322516757E-3,3.7946571402702613E-6,null,6.6268619902592674E-5,1.2106492196467693E-2]
[2004,6,2,3,2.1262680976566451E-3,8.4987191049614511E-3,2.6994727399999921E-4,1.7585017762789912E-3,9.0258064516128434E-6,null,7.0424052859393608E-5,1.2735318276770973E-2,null,2.1929076202831612E-3,6.5686531325336124E-3,1.2944058748037994E-4,1.8584659838804854E-3,3.7946571402702613E-6,null,6.6268619902592674E-5,1.0819530601220503E-2]
[2004,6,2,6,2.0249252973193084E-3,1.0339927648248589E-2,2.6994727399999921E-4,1.8264442008623189E-3,9.0258064516128434E-6,null,7.0424052859393608E-5,1.45431264443041E-2,null,2.0883886278919828E-3,7.9917217286530236E-3,1.2944058748037994E-4,1.9302706795900717E-3,3.7946571402702613E-6,null,6.6268619902592674E-5,1.2209884900658321E-2]
[2004,6,2,7,2.7880788556597855E-3,1.1797714261396905E-2,0,2.5192073147959522E-3,9.0258064516128434E-6,null,7.0424052859393608E-5,1.7175424484712036E-2,null,2.8754602372414485E-3,9.1184438246253528E-3,0,2.6624147692350039E-3,3.7946571402702613E-6,null,6.6268619902592674E-5,1.4726382108144668E-2]
[2004,6,2,10,4.5346437013609291E-3,1.2608299824860541E-2,0,4.1431319158987453E-3,9.0258064516128434E-6,null,7.0424052859393608E-5,2.1356499494979607E-2,null,4.6767642984169022E-3,9.7449447519855226E-3,0,4.3786533720315086E-3,3.7946571402702613E-6,null,6.6268619902592674E-5,1.8870425699476796E-2]
[2004,6,2,16,5.3887823460202992E-3,1.1931797907975369E-2,0,2.268702034411763E-3,9.0258064516128434E-6,null,7.0424052859393608E-5,1.9659706341266823E-2,null,5.5576725642730029E-3,9.2220769667779139E-3,0,2.3976692064744251E-3,3.7946571402702613E-6,null,6.6268619902592674E-5,1.7247482014568206E-2]
[2004,6,2,18,5.0014227232101898E-3,1.1920378976269096E-2,0,3.3264898946256914E-3,9.0258064516128434E-6,null,7.0424052859393608E-5,2.0318715646964372E-2,null,5.1581726754365616E-3,9.2132512836842328E-3,0,3.5155883254013899E-3,3.7946571402702613E-6,null,6.6268619902592674E-5,1.7957075561565047E-2]
[2004,6,2,21,4.6650026590116878E-3,1.0384150054391382E-2,2.6994727399999921E-4,1.5748688140943025E-3,9.0258064516128434E-6,null,7.0424052859393608E-5,1.6975850825371255E-2,null,4.811208845611854E-3,8.0259011906461189E-3,1.2944058748037994E-4,1.6643941789252477E-3,3.7946571402702613E-6,null,6.6268619902592674E-5,1.4701008079706463E-2]
[2004,6,3,1,3.0684244502781842E-3,9.2553234565945774E-3,2.6994727399999921E-4,1.9276656417446844E-3,9.0258064516128434E-6,null,7.0424052859393608E-5,1.4603242846491331E-2,null,3.1645921634689263E-3,7.1534320248660046E-3,1.2944058748037994E-4,2.0372461784248256E-3,3.7946571402702613E-6,null,6.6268619902592674E-5,1.2554774231283001E-2]
[2004,6,3,4,2.1366575738472719E-3,8.9926909883001095E-3,2.6994727399999921E-4,1.6133792754553346E-3,9.0258064516128434E-6,null,7.0424052859393608E-5,1.3094557135476598E-2,null,2.2036227138004304E-3,6.9504436022270709E-3,1.2944058748037994E-4,1.7050938150748715E-3,3.7946571402702613E-6,null,6.6268619902592674E-5,1.1058663995625616E-2]
[2004,6,3,7,3.2070806319512758E-3,1.1447656165485227E-2,0,2.7619366515578793E-3,9.0258064516128434E-6,null,7.0424052859393608E-5,1.7487097501853774E-2,null,3.3075939785859347E-3,8.8478842050073066E-3,0,2.9189423552443022E-3,3.7946571402702613E-6,null,6.6268619902592674E-5,1.5144483815880407E-2]
[2004,6,3,9,3.9888739240223382E-3,1.2518097060553188E-2,0,3.1129321629959762E-3,9.0258064516128434E-6,null,7.0424052859393608E-5,1.9690327200430898E-2,null,4.1138895109124217E-3,9.6752271083014544E-3,0,3.2898906404844452E-3,3.7946571402702613E-6,null,6.6268619902592674E-5,1.7149070536741182E-2]
[2004,6,3,12,5.2108950465532388E-3,1.2510600411511278E-2,0,2.7760455456148831E-3,9.0258064516128434E-6,null,7.0424052859393608E-5,2.0567965056538795E-2,null,5.3742100860545566E-3,9.6694329543113664E-3,0,2.9338532868275497E-3,3.7946571402702613E-6,null,6.6268619902592674E-5,1.8047559604236336E-2]
[2004,6,3,16,6.118079422626598E-3,1.192093596547659E-2,0,2.192800039666854E-3,9.0258064516128434E-6,null,7.0424052859393608E-5,2.0302239480629435E-2,null,6.3098265934392909E-3,9.2136817801928735E-3,0,2.3174524689965844E-3,3.7946571402702613E-6,null,6.6268619902592674E-5,1.7911024119671614E-2]
[2004,6,3,19,4.9490210011070247E-3,1.1878987156890446E-2,1.3497363699999961E-4,2.4328703199324648E-3,9.0258064516128434E-6,null,7.0424052859393608E-5,1.9472005153296574E-2,null,5.1041286271612599E-3,9.18125957991512E-3,6.4720293740189972E-5,2.5711698411555006E-3,3.7946571402702613E-6,null,6.6268619902592674E-5,1.6991341619014933E-2]
[2004,6,3,22,5.1884896479809399E-3,1.0921748404395627E-2,2.6994727399999921E-4,1.9944344582119907E-3,9.0258064516128434E-6,null,7.0424052859393608E-5,1.8456501808462443E-2,null,5.3511024782609646E-3,8.4414105211920304E-3,1.2944058748037994E-4,2.1078105508140414E-3,3.7946571402702613E-6,null,6.6268619902592674E-5,1.6099827414790279E-2]
[2004,6,4,2,2.5428365615588547E-3,8.692003615211559E-3,2.6994727399999921E-4,1.6464804054037046E-3,9.0258064516128434E-6,null,7.0424052859393608E-5,1.3233149880048003E-2,null,2.6225317866183325E-3,6.718042574406495E-3,1.2944058748037994E-4,1.7400766196798373E-3,3.7946571402702613E-6,null,6.6268619902592674E-5,1.1280154845227907E-2]
[2004,6,4,5,2.055670742047325E-3,9.3915010259768335E-3,2.6994727399999921E-4,1.7527421867501126E-3,9.0258064516128434E-6,null,7.0424052859393608E-5,1.3551743252648157E-2,null,2.1200976678326035E-3,7.2586835582625336E-3,1.2944058748037994E-4,1.8523789833639521E-3,3.7946571402702613E-6,null,6.6268619902592674E-5,1.1430664073982333E-2]
[2004,6,4,6,2.1344297269547531E-3,1.0397904632131517E-2,2.6994727399999921E-4,1.873229536120831E-3,9.0258064516128434E-6,null,7.0424052859393608E-5,1.4757393193080986E-2,null,2.2013250437969093E-3,8.0365320926730696E-3,1.2944058748037994E-4,1.9797155850745426E-3,3.7946571402702613E-6,null,6.6268619902592674E-5,1.2417076586067765E-2]
[2004,6,4,10,4.2042564575981147E-3,1.1668127010258886E-2,0,3.2649617098678674E-3,9.0258064516128434E-6,null,7.0424052859393608E-5,1.9207769230584263E-2,null,4.3360223640906033E-3,9.0182859428773569E-3,0,3.4505624949104524E-3,3.7946571402702613E-6,null,6.6268619902592674E-5,1.6874934078921277E-2]
[2004,6,4,13,4.9259932046302798E-3,1.2590362985482767E-2,0,2.110003066823728E-3,9.0258064516128434E-6,null,7.0424052859393608E-5,1.9696783309796167E-2,null,5.0803791148453679E-3,9.7310813833164974E-3,0,2.2299487998659064E-3,3.7946571402702613E-6,null,6.6268619902592674E-5,1.7111472575070633E-2]
[2004,6,4,17,5.6773338266316482E-3,1.140895097770207E-2,0,1.1087867282306757E-3,9.0258064516128434E-6,null,7.0424052859393608E-5,1.8265495585423789E-2,null,5.8552675577613527E-3,8.8179689966285859E-3,0,1.1718170806487263E-3,3.7946571402702613E-6,null,6.6268619902592674E-5,1.5915116912081528E-2]
[2004,6,4,20,4.0207097312609328E-3,1.1067731155862157E-2,2.6994727399999921E-4,1.3653365868074798E-3,9.0258064516128434E-6,null,7.0424052859393608E-5,1.6805606771804454E-2,null,4.1467230864941284E-3,8.5542404719026865E-3,1.2944058748037994E-4,1.4429508331225114E-3,3.7946571402702613E-6,null,6.6268619902592674E-5,1.4343418256042569E-2]
[2004,6,4,23,4.3566256436592945E-3,7.8708094457893424E-3,2.6994727399999921E-4,1.6632943863015262E-3,9.0258064516128434E-6,null,7.0424052859393608E-5,1.4242558773624049E-2,null,4.493166963860571E-3,6.0833422640686058E-3,1.2944058748037994E-4,1.7578464121098109E-3,3.7946571402702613E-6,null,6.6268619902592674E-5,1.253385950456223E-2]
[2004,6,5,3,2.2009540265385263E-3,7.146279479736015E-3,2.6994727399999921E-4,1.8831992881622494E-3,9.0258064516128434E-6,null,7.0424052859393608E-5,1.1582262092310676E-2,null,2.2699342862776825E-3,5.523353638447092E-3,1.2944058748037994E-4,1.9902520799968881E-3,3.7946571402702613E-6,null,6.6268619902592674E-5,9.9830438692449057E-3]
[2004,6,5,7,2.721402384787595E-3,8.1047357499314781E-3,0,2.7421791440387306E-3,9.0258064516128434E-6,null,7.0424052859393608E-5,1.3638741331617197E-2,null,2.8066940542608742E-3,6.2641437156177237E-3,0,2.8980617077829741E-3,3.7946571402702613E-6,null,6.6268619902592674E-5,1.2038962754704435E-2]
[2004,6,5,10,4.0575054622062744E-3,8.8861278465034721E-3,0,3.1390337191882192E-3,9.0258064516128434E-6,null,7.0424052859393608E-5,1.615309108075736E-2,null,4.1846720351111236E-3,6.8680810359944174E-3,0,3.3174759719091728E-3,3.7946571402702613E-6,null,6.6268619902592674E-5,1.4440292320057576E-2]
[2004,6,5,11,4.3326404902371447E-3,9.049917390534833E-3,0,2.9995513440798905E-3,9.0258064516128434E-6,null,7.0424052859393608E-5,1.6452533277711262E-2,null,4.4684300900058298E-3,6.994673842297401E-3,0,3.170064548738361E-3,3.7946571402702613E-6,null,6.6268619902592674E-5,1.4703231758084453E-2]
[2004,6,5,14,4.374798766594825E-3,8.6892210608578574E-3,0,2.74720474749345E-3,9.0258064516128434E-6,null,7.0424052859393608E-5,1.5881648627805528E-2,null,4.5119096519597758E-3,6.7158919403937506E-3,0,2.9033729978794969E-3,3.7946571402702613E-6,null,6.6268619902592674E-5,1.4201237867275887E-2]
[2004,6,5,18,4.8936140018449531E-3,8.1226376268917315E-3,0,2.0362971271660562E-3,9.0258064516128434E-6,null,7.0424052859393608E-5,1.5122972808762136E-2,null,5.0469851131176979E-3,6.2779800618624829E-3,0,2.1520529549418359E-3,3.7946571402702613E-6,null,6.6268619902592674E-5,1.3547081406964879E-2]
[2004,6,5,20,4.7519386600402202E-3,7.6522399127563643E-3,2.6994727399999921E-4,1.8998791590676006E-3,9.0258064516128434E-6,null,7.0424052859393608E-5,1.4655887029738069E-2,null,4.9008695141524398E-3,5.9144100485074005E-3,1.2944058748037994E-4,2.0078801387860622E-3,3.7946571402702613E-6,null,6.6268619902592674E-5,1.3022663565969145E-2]
[2004,6,6,1,2.6758539757990741E-3,6.7360813470998936E-3,2.6994727399999921E-4,1.7983544544420609E-3,9.0258064516128434E-6,null,7.0424052859393608E-5,1.1562119075214913E-2,null,2.7597181092834824E-3,5.2063118330147058E-3,1.2944058748037994E-4,1.9005841368057122E-3,3.7946571402702613E-6,null,6.6268619902592674E-5,1.0066117943627145E-2]
[2004,6,6,5,1.7803944941358815E-3,7.0852988722161971E-3,2.6994727399999921E-4,1.7813823798306513E-3,9.0258064516128434E-6,null,7.0424052859393608E-5,1.0998905044056616E-2,null,1.8361939670748072E-3,5.4762217761438643E-3,1.2944058748037994E-4,1.8826472636295421E-3,3.7946571402702613E-6,null,6.6268619902592674E-5,9.3945668713714577E-3]
[2004,6,6,8,2.720261422516866E-3,8.0531366626773217E-3,0,2.2255051290418671E-3,9.0258064516128434E-6,null,7.0424052859393608E-5,1.3069327267095449E-2,null,2.8055173330088857E-3,6.2242628227511714E-3,0,2.3520167196121548E-3,3.7946571402702613E-6,null,6.6268619902592674E-5,1.1451860152415075E-2]
[2004,6,6,9,3.407003431556714E-3,8.2490820145190488E-3,0,2.3767015392715104E-3,9.0258064516128434E-6,null,7.0424052859393608E-5,1.4103211038206668E-2,null,{"$f":"E3779*Y$5","v":3.5137825731504121E-3},{"$f":"F3779*Z$5","v":6.375708826941281E-3},{"$f":"G3779*AA$5","v":0},{"$f":"H3779*AB$5","v":2.511808076713435E-3},{"$f":"I3779*AC$5","v":3.7946571402702613E-6},null,{"$f":"K3779*AE$5","v":6.6268619902592674E-5},1.2471362753847991E-2]
[2004,6,6,12,4.5185021594599537E-3,8.1549031809097974E-3,0,2.599577735115557E-3,9.0258064516128434E-6,null,7.0424052859393608E-5,1.5343407128344703E-2,null,4.6601168632807695E-3,6.3029180825049085E-3,0,2.7473539454638857E-3,3.7946571402702613E-6,null,6.6268619902592674E-5,1.3780452168292427E-2]
[2004,6,6,15,4.6280382174653124E-3,8.2713481148002574E-3,0,2.5600079384817437E-3,9.0258064516128434E-6,null,7.0424052859393608E-5,1.5529818323606705E-2,null,4.7730858988226446E-3,6.3929182778661962E-3,0,2.705534754818187E-3,3.7946571402702613E-6,null,6.6268619902592674E-5,1.394160220854989E-2]
[2004,6,6,21,5.3902003098532441E-3,7.8298849429649913E-3,2.6994727399999921E-4,2.1429874701831544E-3,9.0258064516128434E-6,null,7.0424052859393608E-5,1.5714902020875273E-2,null,5.5591349686132541E-3,6.0517117488868974E-3,1.2944058748037994E-4,2.2648082424146648E-3,3.7946571402702613E-6,null,6.6268619902592674E-5,1.4075158824438059E-2]
[2004,6,6,23,3.7707703842684986E-3,7.9065052381554878E-3,2.6994727399999921E-4,1.5656222257117555E-3,9.0258064516128434E-6,null,7.0424052859393608E-5,1.3594727146009629E-2,null,3.8889503723042482E-3,6.1109315131599503E-3,1.2944058748037994E-4,1.6546219567940476E-3,3.7946571402702613E-6,null,6.6268619902592674E-5,1.1854007706781489E-2]
[2004,6,7,2,2.7045913844952717E-3,8.1961998400631279E-3,2.6994727399999921E-4,1.5130275535794662E-3,9.0258064516128434E-6,null,7.0424052859393608E-5,1.276564807601175E-2,null,2.7893561791894061E-3,6.3348362370127254E-3,1.2944058748037994E-4,1.5990374754988187E-3,3.7946571402702613E-6,null,6.6268619902592674E-5,1.0922733756224193E-2]
[2004,6,7,6,2.3288644565534998E-3,9.9940909845372405E-3,2.6994727399999921E-4,1.7409241174874957E-3,9.0258064516128434E-6,null,7.0424052859393608E-5,1.441570885645212E-2,null,2.40185356635467E-3,7.7244248505733198E-3,1.2944058748037994E-4,1.8398891013427965E-3,3.7946571402702613E-6,null,6.6268619902592674E-5,1.2165671382794029E-2]
[2004,6,7,9,4.1662607579945974E-3,1.2593882053746119E-2,0,2.4799491978577336E-3,9.0258064516128434E-6,null,7.0424052859393608E-5,1.9310516062457841E-2,null,4.296835838510705E-3,9.7338012683351911E-3,0,2.6209249761025427E-3,3.7946571402702613E-6,null,6.6268619902592674E-5,1.6721625359991301E-2]
[2004,6,7,10,4.6982937726551066E-3,1.2537653290014487E-2,0,2.6707815354350645E-3,9.0258064516128434E-6,null,7.0424052859393608E-5,1.9977152650964052E-2,null,4.8455433384619441E-3,9.6903421022581926E-3,0,2.8226054138455864E-3,3.7946571402702613E-6,null,6.6268619902592674E-5,1.7428554131608584E-2]
[2004,6,7,14,5.3237162159804844E-3,1.3103366876642531E-2,0,2.3544676286661481E-3,9.0258064516128434E-6,null,7.0424052859393608E-5,2.0851974774148557E-2,null,5.4905671919335992E-3,1.0127581676484358E-2,0,2.488310251970749E-3,3.7946571402702613E-6,null,6.6268619902592674E-5,1.8176522397431571E-2]
[2004,6,7,17,6.7347238612062614E-3,1.259182970444361E-2,0,1.885543174189523E-3,9.0258064516128434E-6,null,7.0424052859393608E-5,2.1282520792698788E-2,null,6.9457973300819948E-3,9.7322150092167877E-3,0,1.9927292071232525E-3,3.7946571402702613E-6,null,6.6268619902592674E-5,1.8740804823464897E-2]
[2004,6,7,21,5.7272302782355742E-3,1.1914355759907418E-2,2.6994727399999921E-4,2.1069336671925461E-3,9.0258064516128434E-6,null,7.0424052859393608E-5,2.0100349003209426E-2,null,5.90672781767304E-3,9.2085959446227307E-3,1.2944058748037994E-4,2.2267049164178287E-3,3.7946571402702613E-6,null,6.6268619902592674E-5,1.7541532543236843E-2]
[2004,6,7,24,3.6419437547516912E-3,9.9521728571734438E-3,2.6994727399999921E-4,1.336431137183957E-3,9.0258064516128434E-6,null,7.0424052859393608E-5,1.5282377046982978E-2,null,3.7560861780504048E-3,7.6920263637875403E-3,1.2944058748037994E-4,1.4124022174778008E-3,3.7946571402702613E-6,null,6.6268619902592674E-5,1.3060018623838991E-2]
[2004,6,8,4,2.3221120570238556E-3,9.6693024777613386E-3,2.6994727399999921E-4,1.4202714369599256E-3,9.0258064516128434E-6,null,7.0424052859393608E-5,1.3763515269619005E-2,null,2.394889539381744E-3,7.4733960759902213E-3,1.2944058748037994E-4,1.5010085227507388E-3,3.7946571402702613E-6,null,6.6268619902592674E-5,1.1568798002645948E-2]
[2004,6,8,7,3.4383364134041587E-3,1.2261986103822526E-2,0,2.6097087026826903E-3,9.0258064516128434E-6,null,7.0424052859393608E-5,1.838045527276877E-2,null,3.5460975642539242E-3,9.4772791566833173E-3,0,2.7580608204078247E-3,3.7946571402702613E-6,null,6.6268619902592674E-5,1.5851500818387931E-2]
[2004,6,8,11,5.2610930095362144E-3,1.3373852763632756E-2,0,3.0381411913397807E-3,9.0258064516128434E-6,null,7.0424052859393608E-5,2.1743511017368145E-2,null,5.4259813070352868E-3,1.0336640000090705E-2,0,3.2108480835764124E-3,3.7946571402702613E-6,null,6.6268619902592674E-5,1.9043532667745267E-2]
[2004,6,8,12,5.6511829651796344E-3,1.3451518139617306E-2,0,2.4455892294366131E-3,9.0258064516128434E-6,null,7.0424052859393608E-5,2.1618714387092949E-2,null,5.8282971002643459E-3,1.0396667506465458E-2,0,2.584611772795474E-3,3.7946571402702613E-6,null,6.6268619902592674E-5,1.887963965656814E-2]
[2004,6,8,15,5.9869221775820224E-3,1.2904060152804469E-2,0,2.2513846777795056E-3,9.0258064516128434E-6,null,7.0424052859393608E-5,2.1212791061025388E-2,null,6.174558739667429E-3,9.9735376705929746E-3,0,2.3793674232940416E-3,3.7946571402702613E-6,null,6.6268619902592674E-5,1.8597527110597308E-2]
[2004,6,8,18,6.1499582110821705E-3,1.2624978562482642E-2,0,2.6270745964119481E-3,9.0258064516128434E-6,null,7.0424052859393608E-5,2.1472435422836156E-2,null,6.342704497315413E-3,9.7578357348236493E-3,0,2.7764138998364967E-3,3.7946571402702613E-6,null,6.6268619902592674E-5,1.894701740901842E-2]
[2004,6,8,22,5.6285237708195643E-3,1.1628310758511215E-2,2.6994727399999921E-4,1.7907200629985825E-3,9.0258064516128434E-6,null,7.0424052859393608E-5,1.9399383890203247E-2,null,5.8049277424507958E-3,8.9875119940577737E-3,1.2944058748037994E-4,1.8925157589418267E-3,3.7946571402702613E-6,null,6.6268619902592674E-5,1.6884459359973639E-2]
[2004,6,9,1,3.4405856564659917E-3,9.6602887584848335E-3,2.6994727399999921E-4,1.5902153253820465E-3,9.0258064516128434E-6,null,7.0424052859393608E-5,1.5042919038206757E-2,null,{"$f":"E3843*Y$5","v":3.548417301005653E-3},{"$f":"F3843*Z$5","v":7.4664293796410236E-3},{"$f":"G3843*AA$5","v":1.2944058748037994E-4},{"$f":"H3843*AB$5","v":1.6806130816208486E-3},{"$f":"I3843*AC$5","v":3.7946571402702613E-6},null,{"$f":"K3843*AE$5","v":6.6268619902592674E-5},1.2894963626790767E-2]
[2004,6,9,4,2.229240244540276E-3,9.7286994965944413E-3,2.6994727399999921E-4,1.2617806286800053E-3,9.0258064516128434E-6,null,7.0424052859393608E-5,1.3571549667688608E-2,null,2.2991070246888871E-3,7.5193039838764167E-3,1.2944058748037994E-4,1.3335081085235631E-3,3.7946571402702613E-6,null,6.6268619902592674E-5,1.1351422981612111E-2]
[2004,6,9,9,4.3331108825526918E-3,1.324875223474368E-2,0,2.6911665216810235E-3,9.0258064516128434E-6,null,7.0424052859393608E-5,2.034345369183679E-2,null,4.4689152249210466E-3,1.0239949902345374E-2,0,2.8441492098377355E-3,3.7946571402702613E-6,null,6.6268619902592674E-5,1.7623077614147019E-2]
[2004,6,9,12,6.0869529420267566E-3,1.3457636074920322E-2,0,2.6312337608403267E-3,9.0258064516128434E-6,null,7.0424052859393608E-5,2.2246246830646795E-2,null,6.2777245755539571E-3,1.0401396053720225E-2,0,2.7808094971090015E-3,3.7946571402702613E-6,null,6.6268619902592674E-5,1.9529993403426045E-2]
[2004,6,9,13,6.4240381178042472E-3,1.3635146421923702E-2,0,3.0289595006095346E-3,9.0258064516128434E-6,null,7.0424052859393608E-5,2.3158568093196875E-2,null,6.6253743622678787E-3,1.0538593657559159E-2,0,3.2011444482847947E-3,3.7946571402702613E-6,null,6.6268619902592674E-5,2.0435175745154695E-2]
[2004,6,9,16,7.332147958808332E-3,1.2662651213626759E-2,0,2.5121049772387546E-3,9.0258064516128434E-6,null,7.0424052859393608E-5,2.2577328202533241E-2,null,7.5619453396468398E-3,9.7869528964679483E-3,0,2.6549086905183713E-3,3.7946571402702613E-6,null,6.6268619902592674E-5,2.0073870203676025E-2]
[2004,6,9,19,6.163792091010146E-3,1.2509520641233561E-2,1.3497363699999961E-4,2.7065792173928461E-3,9.0258064516128434E-6,null,7.0424052859393608E-5,2.1591018625003188E-2,null,6.3569719458773204E-3,9.6685984007357575E-3,6.4720293740189972E-5,2.8604380592928288E-3,3.7946571402702613E-6,null,6.6268619902592674E-5,1.9020791976688958E-2]
[2004,6,9,23,4.8638905678515913E-3,1.0438565746081273E-2,2.6994727399999921E-4,2.4932122005864614E-3,9.0258064516128434E-6,null,7.0424052859393608E-5,1.814749781239321E-2,null,5.0163301148242736E-3,8.0679590348063206E-3,1.2944058748037994E-4,2.6349419306191378E-3,3.7946571402702613E-6,null,6.6268619902592674E-5,1.5918734944772975E-2]
[2004,6,10,1,3.365806852266142E-3,9.6155711402136166E-3,2.6994727399999921E-4,1.8257750045770171E-3,9.0258064516128434E-6,null,7.0424052859393608E-5,1.5158982294930661E-2,null,3.4712948488810889E-3,7.431867168593809E-3,1.2944058748037994E-4,1.9295634420145691E-3,3.7946571402702613E-6,null,6.6268619902592674E-5,1.303222932401271E-2]
[2004,6,10,7,3.5041425821361275E-3,1.1708180071508817E-2,0,2.869837957174254E-3,9.0258064516128434E-6,null,7.0424052859393608E-5,1.8152584663678591E-2,null,3.6139661688917935E-3,9.0492429215699843E-3,0,3.0329774439825409E-3,3.7946571402702613E-6,null,6.6268619902592674E-5,1.5766249811487183E-2]
[2004,6,10,10,4.8254134286163496E-3,1.2585098697270758E-2,0,3.2923493553696048E-3,9.0258064516128434E-6,null,7.0424052859393608E-5,2.0773285534116108E-2,null,4.9766470607782434E-3,9.7270126192089516E-3,0,3.4795070249815335E-3,3.7946571402702613E-6,null,6.6268619902592674E-5,1.8253229982011593E-2]
[2004,6,10,13,5.8988644851556684E-3,1.2732036232771009E-2,0,2.9121188630558755E-3,9.0258064516128434E-6,null,7.0424052859393608E-5,2.1613443633841947E-2,null,6.0837412247175876E-3,9.8405805217281726E-3,0,3.0776618602331271E-3,3.7946571402702613E-6,null,6.6268619902592674E-5,1.9072046883721751E-2]
[2004,6,10,14,5.9607035715997375E-3,1.2536391298519743E-2,0,3.2012255872307569E-3,9.0258064516128434E-6,null,7.0424052859393608E-5,2.1768744510209631E-2,null,6.147518414453915E-3,9.6893667100511078E-3,0,3.3832032135816901E-3,3.7946571402702613E-6,null,6.6268619902592674E-5,1.9290151615129578E-2]
[2004,6,10,17,6.9644179182058209E-3,1.2446406370204362E-2,0,2.5141283156928152E-3,9.0258064516128434E-6,null,7.0424052859393608E-5,2.1995376656962395E-2,null,7.1826902451773266E-3,9.6198174316293062E-3,0,2.6570470481484137E-3,3.7946571402702613E-6,null,6.6268619902592674E-5,1.9529618001997911E-2]
[2004,6,10,22,5.7197759134107835E-3,1.0903293120873337E-2,2.6994727399999921E-4,2.1839826015963592E-3,9.0258064516128434E-6,null,7.0424052859393608E-5,1.9158880933754369E-2,null,5.8990398250597523E-3,8.4271464474624126E-3,1.2944058748037994E-4,2.3081337927575063E-3,3.7946571402702613E-6,null,6.6268619902592674E-5,1.6833823929802916E-2]
[2004,6,11,1,3.2816745238314574E-3,9.1661044813232014E-3,2.6994727399999921E-4,1.8215592332492499E-3,9.0258064516128434E-6,null,7.0424052859393608E-5,1.4621167536277794E-2,null,3.384525723040412E-3,7.0844747509333202E-3,1.2944058748037994E-4,1.9251080199534935E-3,3.7946571402702613E-6,null,6.6268619902592674E-5,1.259361235845047E-2]
[2004,6,11,4,2.2382807543663607E-3,9.1670066890547561E-3,2.6994727399999921E-4,1.5302451374718084E-3,9.0258064516128434E-6,null,7.0424052859393608E-5,1.3287361878766809E-2,null,2.3084308737889676E-3,7.0851720665604028E-3,1.2944058748037994E-4,1.6172338142345323E-3,3.7946571402702613E-6,null,6.6268619902592674E-5,1.1210340619107147E-2]
[2004,6,11,8,3.5392448055882723E-3,1.2320628512068645E-2,0,2.6885181723033478E-3,9.0258064516128434E-6,null,7.0424052859393608E-5,1.8618815542819658E-2,null,3.6501685336744502E-3,9.522603826656267E-3,0,2.8413503117653911E-3,3.7946571402702613E-6,null,6.6268619902592674E-5,1.6084185949138973E-2]
[2004,6,11,11,5.0094006853648437E-3,1.2207893608041582E-2,0,3.2901126488858587E-3,9.0258064516128434E-6,null,7.0424052859393608E-5,2.0577830995151678E-2,null,5.1664006754815949E-3,9.4354711103801243E-3,0,3.4771431701523599E-3,3.7946571402702613E-6,null,6.6268619902592674E-5,1.8149078233056941E-2]
[2004,6,11,14,5.506335639680256E-3,1.2042161486266065E-2,0,2.4778498517136699E-3,9.0258064516128434E-6,null,7.0424052859393608E-5,2.0096771030519382E-2,null,5.6789101042334653E-3,9.3073768873075374E-3,0,2.6187062900313867E-3,3.7946571402702613E-6,null,6.6268619902592674E-5,1.7675056558615253E-2]
[2004,6,11,15,5.4428586868575501E-3,1.1318367579461815E-2,0,2.6164463179060606E-3,9.0258064516128434E-6,null,7.0424052859393608E-5,1.944809663708482E-2,null,5.6134437156295644E-3,8.747957161285182E-3,0,2.765181443698638E-3,3.7946571402702613E-6,null,6.6268619902592674E-5,1.7196645597656247E-2]
[2004,6,11,19,5.1284223905030679E-3,1.0877134110466634E-2,1.3497363699999961E-4,1.7744100327250344E-3,9.0258064516128434E-6,null,7.0424052859393608E-5,1.7991093209061376E-2,null,5.2891526485109412E-3,8.406928169445476E-3,6.4720293740189972E-5,1.8752785648324243E-3,3.7946571402702613E-6,null,6.6268619902592674E-5,1.5706142953571894E-2]
[2004,6,11,23,4.7247851374497768E-3,8.2782260116677792E-3,2.6994727399999921E-4,1.6690248032423616E-3,9.0258064516128434E-6,null,7.0424052859393608E-5,1.5023865250233802E-2,null,4.8728649710415598E-3,6.3982341988004128E-3,1.2944058748037994E-4,1.7639025816864663E-3,3.7946571402702613E-6,null,6.6268619902592674E-5,1.3234505616051682E-2]
[2004,6,12,2,2.3815648694969489E-3,7.1456414579676945E-3,2.6994727399999921E-4,1.7770753190218976E-3,9.0258064516128434E-6,null,7.0424052859393608E-5,1.1656110944360424E-2,null,2.4562056667615404E-3,5.522860511937633E-3,1.2944058748037994E-4,1.8780953626240673E-3,3.7946571402702613E-6,null,6.6268619902592674E-5,1.0056665405846484E-2]
[2004,6,12,5,1.8667714210568772E-3,7.7163660642867093E-3,2.6994727399999921E-4,1.873749542119168E-3,9.0258064516128434E-6,null,7.0424052859393608E-5,1.180871632533664E-2,null,1.9252780395257127E-3,5.9639730992359771E-3,1.2944058748037994E-4,1.9802651514567661E-3,3.7946571402702613E-6,null,6.6268619902592674E-5,1.0069020154741698E-2]
[2004,6,12,9,3.5822664880901158E-3,8.9495053384912419E-3,0,2.9414390445422984E-3,9.0258064516128434E-6,null,7.0424052859393608E-5,1.554363492398305E-2,null,3.6945385618471298E-3,6.9170654483671663E-3,0,3.1086487836862395E-3,3.7946571402702613E-6,null,6.6268619902592674E-5,1.3790316070943399E-2]
[2004,6,12,12,4.2312509789392766E-3,8.9633980366558685E-3,0,2.6952515622239623E-3,9.0258064516128434E-6,null,7.0424052859393608E-5,1.59603246306785E-2,null,4.3638629226825185E-3,6.9278031035586579E-3,0,2.8484664695608898E-3,3.7946571402702613E-6,null,6.6268619902592674E-5,1.4210195772844929E-2]
[2004,6,12,16,4.5590654664916953E-3,8.4587636414499758E-3,0,2.1059870963272428E-3,9.0258064516128434E-6,null,7.0424052859393608E-5,1.5194240257128308E-2,null,4.7019514678594788E-3,6.5377715870542155E-3,0,2.2257045365613915E-3,3.7946571402702613E-6,null,6.6268619902592674E-5,1.3535490868517949E-2]
[2004,6,12,17,4.7108875586304444E-3,8.4418414377457549E-3,0,2.4251643260243269E-3,9.0258064516128434E-6,null,7.0424052859393608E-5,1.5648317375259919E-2,null,4.8585318271967227E-3,6.5246924294778451E-3,0,2.5630257904963264E-3,3.7946571402702613E-6,null,6.6268619902592674E-5,1.4016313324213757E-2]
[2004,6,12,20,4.7559046447288736E-3,7.6521958134795308E-3,2.6994727399999921E-4,1.8289890655860126E-3,9.0258064516128434E-6,null,7.0424052859393608E-5,1.45889188216683E-2,null,4.9049597970547976E-3,5.9143759642119511E-3,1.2944058748037994E-4,1.9329602102953348E-3,3.7946571402702613E-6,null,6.6268619902592674E-5,1.2951799836085326E-2]
[2004,6,12,24,3.1469356299118605E-3,7.0290532858279364E-3,2.6994727399999921E-4,1.7346348457536892E-3,9.0258064516128434E-6,null,7.0424052859393608E-5,1.2262453059367372E-2,null,3.2455639676764272E-3,5.432749607849144E-3,1.2944058748037994E-4,1.8332423081815219E-3,3.7946571402702613E-6,null,6.6268619902592674E-5,1.0711059748230337E-2]
[2004,6,13,3,2.251582025425909E-3,6.6620700410909735E-3,2.6994727399999921E-4,1.9799162931935991E-3,9.0258064516128434E-6,null,7.0424052859393608E-5,1.1245397657584366E-2,null,2.3221490209492822E-3,5.1491085543730348E-3,1.2944058748037994E-4,2.0924670827556025E-3,3.7946571402702613E-6,null,6.6268619902592674E-5,9.7632285226011625E-3]
[2004,6,13,6,1.7645010023812418E-3,7.1781942231070282E-3,2.6994727399999921E-4,1.6719345093746455E-3,9.0258064516128434E-6,null,7.0424052859393608E-5,1.0966459032736801E-2,null,1.8198023562426321E-3,5.5480205178237299E-3,1.2944058748037994E-4,1.7669776936612635E-3,3.7946571402702613E-6,null,6.6268619902592674E-5,9.3343044322508686E-3]
[2004,6,13,9,3.55090621489542E-3,8.2635655455156609E-3,0,2.3189207886788613E-3,9.0258064516128434E-6,null,7.0424052859393608E-5,1.4203816601949335E-2,null,3.6621954240562736E-3,6.3869031363514494E-3,0,2.4507427079159434E-3,3.7946571402702613E-6,null,6.6268619902592674E-5,1.256990454536653E-2]
[2004,6,13,14,4.5680447609155357E-3,8.6478914806561707E-3,0,2.2710598704671478E-3,9.0258064516128434E-6,null,7.0424052859393608E-5,1.5557420164898247E-2,null,4.7112121830009549E-3,6.6839483412342469E-3,0,2.4001610766354962E-3,3.7946571402702613E-6,null,6.6268619902592674E-5,1.3865384877913561E-2]
[2004,6,13,15,4.7814131594735316E-3,8.4024620151056089E-3,0,2.3863019869419387E-3,9.0258064516128434E-6,null,7.0424052859393608E-5,1.5640601214380476E-2,null,4.9312677760097162E-3,6.4942561055226795E-3,0,2.5219542737012308E-3,3.7946571402702613E-6,null,6.6268619902592674E-5,1.401754143227649E-2]
[2004,6,13,18,5.5708179291078944E-3,8.0409719796356773E-3,0,2.2399960017942034E-3,9.0258064516128434E-6,null,7.0424052859393608E-5,1.5922209963397167E-2,null,5.745413337769731E-3,6.2148607490526619E-3,0,2.3673313439419317E-3,3.7946571402702613E-6,null,6.6268619902592674E-5,1.4397668707807187E-2]
[2004,6,13,21,5.6521374576967839E-3,7.6931844782739947E-3,2.6994727399999921E-4,2.1298526661952845E-3,9.0258064516128434E-6,null,7.0424052859393608E-5,1.5827003900039948E-2,null,5.8292815076006867E-3,5.9460560701285409E-3,1.2944058748037994E-4,2.2509267742548507E-3,3.7946571402702613E-6,null,6.6268619902592674E-5,1.4225768216507322E-2]
[2004,6,14,1,2.8922110195606482E-3,8.3183195541964364E-3,2.6994727399999921E-4,1.3877155591585301E-3,9.0258064516128434E-6,null,7.0424052859393608E-5,1.29500754307895E-2,null,2.9828560148418572E-3,6.4292224654406739E-3,1.2944058748037994E-4,1.4666019658251665E-3,3.7946571402702613E-6,null,6.6268619902592674E-5,1.1078184310630941E-2]
[2004,6,14,6,2.3069235700389039E-3,9.9016319710290863E-3,2.6994727399999921E-4,1.7654066721204563E-3,9.0258064516128434E-6,null,7.0424052859393608E-5,1.4325791511062332E-2,null,2.3792250289248642E-3,7.6529633537041324E-3,1.2944058748037994E-4,1.8657633970629471E-3,3.7946571402702613E-6,null,6.6268619902592674E-5,1.2097455644215188E-2]
[2004,6,14,8,3.4791051150161465E-3,1.2220349018270465E-2,0,2.4723316599024486E-3,9.0258064516128434E-6,null,7.0424052859393608E-5,1.8242209846048452E-2,null,3.5881440006993131E-3,9.4450978868868551E-3,0,2.6128744097842238E-3,3.7946571402702613E-6,null,6.6268619902592674E-5,1.5716179574413257E-2]
[2004,6,14,12,5.5383998865982161E-3,1.2768968902988627E-2,0,2.1278436304200663E-3,9.0258064516128434E-6,null,7.0424052859393608E-5,2.0505636472866302E-2,null,5.711979279039092E-3,9.8691257527119981E-3,0,2.2488035323571126E-3,3.7946571402702613E-6,null,6.6268619902592674E-5,1.7899971841151066E-2]
[2004,6,14,15,5.7073284233980122E-3,1.2486901070682736E-2,0,1.883509021817697E-3,9.0258064516128434E-6,null,7.0424052859393608E-5,2.0148162568757837E-2,null,5.8862022173599106E-3,9.6511157529249238E-3,0,1.9905794208449198E-3,3.7946571402702613E-6,null,6.6268619902592674E-5,1.7597960668172617E-2]
[2004,6,14,16,6.2931736750033605E-3,1.1836950006971507E-2,0,2.0504217057705017E-3,9.0258064516128434E-6,null,7.0424052859393608E-5,2.0250969440604762E-2,null,6.4904084874760556E-3,9.1487691006925959E-3,0,2.166980462680016E-3,3.7946571402702613E-6,null,6.6268619902592674E-5,1.7876221327891528E-2]
[2004,6,14,19,5.3730235916624241E-3,1.1666846417944588E-2,1.3497363699999961E-4,2.4492588578219599E-3,9.0258064516128434E-6,null,7.0424052859393608E-5,1.970025554279561E-2,null,5.5414199136521146E-3,9.0172961741118614E-3,6.4720293740189972E-5,2.5884900057433417E-3,3.7946571402702613E-6,null,6.6268619902592674E-5,1.728198966429037E-2]
[2004,6,14,23,4.496366421363634E-3,1.014671402648668E-2,2.6994727399999921E-4,2.0938315153121029E-3,9.0258064516128434E-6,null,7.0424052859393608E-5,1.7088741261036305E-2,null,4.6372873674116882E-3,7.842387076435418E-3,1.2944058748037994E-4,2.2128579565148573E-3,3.7946571402702613E-6,null,6.6268619902592674E-5,1.4892036264885207E-2]
[2004,6,15,3,2.2919212361445242E-3,8.3704906094094131E-3,2.6994727399999921E-4,1.9759699852419871E-3,9.0258064516128434E-6,null,7.0424052859393608E-5,1.2990211128669809E-2,null,2.3637525057960667E-3,6.4695454318806694E-3,1.2944058748037994E-4,2.0882964420494516E-3,3.7946571402702613E-6,null,6.6268619902592674E-5,1.1121098244249429E-2]
[2004,6,15,6,2.0529280249261209E-3,1.0241334634604138E-2,2.6994727399999921E-4,1.8133630321760961E-3,9.0258064516128434E-6,null,7.0424052859393608E-5,1.4459454989580241E-2,null,2.1172689910152268E-3,7.9155192680324012E-3,1.2944058748037994E-4,1.9164458956969386E-3,3.7946571402702613E-6,null,6.6268619902592674E-5,1.2148738019267809E-2]
[2004,6,15,10,3.7255271563700282E-3,1.2544912311947523E-2,0,2.8707711175603315E-3,9.0258064516128434E-6,null,7.0424052859393608E-5,1.9211634638737277E-2,null,3.8422891731195795E-3,9.6959525944477418E-3,0,3.0339636510244806E-3,3.7946571402702613E-6,null,6.6268619902592674E-5,1.6642268695634666E-2]
[2004,6,15,13,4.5047728189354002E-3,1.286272054662525E-2,0,2.5507157894428334E-3,9.0258064516128434E-6,null,7.0424052859393608E-5,1.9988633207862875E-2,null,4.6459572304993072E-3,9.9415863223635322E-3,0,2.6957143820787841E-3,3.7946571402702613E-6,null,6.6268619902592674E-5,1.7353321211984487E-2]
[2004,6,15,16,5.2899852806002423E-3,1.2087650993534836E-2,0,2.0424766919870346E-3,9.0258064516128434E-6,null,7.0424052859393608E-5,1.9490537018981506E-2,null,5.45577909286174E-3,9.3425356907375721E-3,0,2.1585838047651863E-3,3.7946571402702613E-6,null,6.6268619902592674E-5,1.7026961865407361E-2]
[2004,6,15,17,5.3744969943660646E-3,1.2509503476187707E-2,0,2.3874301510756518E-3,9.0258064516128434E-6,null,7.0424052859393608E-5,2.0341854674488818E-2,null,5.5429394943767273E-3,9.668585133885679E-3,0,2.523146569719934E-3,3.7946571402702613E-6,null,6.6268619902592674E-5,1.7804734475025202E-2]
[2004,6,15,20,4.3155797353932627E-3,1.1723630883824762E-2,2.6994727399999921E-4,2.0936973828795014E-3,9.0258064516128434E-6,null,7.0424052859393608E-5,1.848473729997141E-2,null,4.4508346328072925E-3,9.0611848419306744E-3,1.2944058748037994E-4,2.2127161991582892E-3,3.7946571402702613E-6,null,6.6268619902592674E-5,1.59242395384195E-2]
[2004,6,15,24,3.0643467530412014E-3,9.7017690199027729E-3,2.6994727399999921E-4,1.8458710661227356E-3,9.0258064516128434E-6,null,7.0424052859393608E-5,1.4963816136940596E-2,null,3.160386666827161E-3,7.4984894401908765E-3,1.2944058748037994E-4,1.9508018890246794E-3,3.7946571402702613E-6,null,6.6268619902592674E-5,1.280918186056596E-2]
[2004,6,16,4,2.2136228514805711E-3,9.01179805848548E-3,2.6994727399999921E-4,1.6336478495391584E-3,9.0258064516128434E-6,null,7.0424052859393608E-5,1.3210898057379095E-2,null,2.283000165780865E-3,6.9652114413421918E-3,1.2944058748037994E-4,1.7265145813116023E-3,3.7946571402702613E-6,null,6.6268619902592674E-5,1.1174230052957902E-2]
[2004,6,16,7,3.2085316766261285E-3,1.1717423482376373E-2,0,2.6460853521569488E-3,9.0258064516128434E-6,null,7.0424052859393608E-5,1.7642464564018846E-2,null,3.3090905005571589E-3,9.0563871463644023E-3,0,2.7965053454958263E-3,3.7946571402702613E-6,null,6.6268619902592674E-5,1.523204626946025E-2]
[2004,6,16,11,4.7465014656375157E-3,1.3024097730150638E-2,0,3.029466687151356E-3,9.0258064516128434E-6,null,7.0424052859393608E-5,2.0870489935798899E-2,null,4.8952619122457032E-3,1.0066314617179708E-2,0,3.2016804664726476E-3,3.7946571402702613E-6,null,6.6268619902592674E-5,1.8233320272940921E-2]
[2004,6,16,14,5.1793118592041859E-3,1.3049762892191313E-2,0,2.857506454340819E-3,9.0258064516128434E-6,null,7.0424052859393608E-5,2.115700525859571E-2,null,5.341637047740668E-3,1.0086151200193381E-2,0,3.0199449416244487E-3,3.7946571402702613E-6,null,6.6268619902592674E-5,1.8517796466601361E-2]
[2004,6,16,17,6.1432409596585648E-3,1.2943684827668358E-2,0,2.2199178125039613E-3,9.0258064516128434E-6,null,7.0424052859393608E-5,2.1377267652690279E-2,null,6.3357767200278659E-3,1.0004163549793801E-2,0,2.3461117851577562E-3,3.7946571402702613E-6,null,6.6268619902592674E-5,1.8756115332022285E-2]
[2004,6,16,19,5.0648963978251393E-3,1.1961846565991689E-2,1.3497363699999961E-4,2.4071376244084331E-3,9.0258064516128434E-6,null,7.0424052859393608E-5,1.9645007263591897E-2,null,5.223635683090159E-3,9.2453015502909873E-3,6.4720293740189972E-5,2.5439743387397104E-3,3.7946571402702613E-6,null,6.6268619902592674E-5,1.7147695142903908E-2]
[2004,6,16,22,5.2706520642201585E-3,1.1064116444337588E-2,2.6994727399999921E-4,1.9338842002152488E-3,9.0258064516128434E-6,null,7.0424052859393608E-5,1.8620482006646882E-2,null,5.4358399527452174E-3,8.5514466642846402E-3,1.2944058748037994E-4,2.0438182385399822E-3,3.7946571402702613E-6,null,6.6268619902592674E-5,1.6230608720093083E-2]
[2004,6,17,1,3.3184592866988437E-3,9.1478523170398229E-3,2.6994727399999921E-4,2.0618907919929164E-3,9.0258064516128434E-6,null,7.0424052859393608E-5,1.4880031693605467E-2,null,{"$f":"E4035*Y$5","v":3.4224633598281253E-3},{"$f":"F4035*Z$5","v":7.0703676678994147E-3},{"$f":"G4035*AA$5","v":1.2944058748037994E-4},{"$f":"H4035*AB$5","v":2.1791015232885832E-3},{"$f":"I4035*AC$5","v":3.7946571402702613E-6},null,{"$f":"K4035*AE$5","v":6.6268619902592674E-5},1.2871436415539367E-2]
[2004,6,17,5,2.5468030998792024E-3,9.4617779364649379E-3,2.6994727399999921E-4,2.0915412345458126E-3,9.0258064516128434E-6,null,7.0424052859393608E-5,1.4451951568763836E-2,null,2.6266226405037962E-3,7.3130005256221179E-3,1.2944058748037994E-4,2.2104374819068118E-3,3.7946571402702613E-6,null,6.6268619902592674E-5,1.2349564512555969E-2]
[2004,6,17,8,3.8703712077709862E-3,1.2328383589844182E-2,0,2.9342080923960953E-3,9.0258064516128434E-6,null,7.0424052859393608E-5,1.9203386942870659E-2,null,3.9916727924382842E-3,9.5285977200058655E-3,0,3.1010067791252763E-3,3.7946571402702613E-6,null,6.6268619902592674E-5,1.6691340568612288E-2]
[2004,6,17,10,4.4536985381863686E-3,1.2732963998347517E-2,0,3.1339365684677303E-3,9.0258064516128434E-6,null,7.0424052859393608E-5,2.039102315786101E-2,null,4.5932822270138719E-3,9.8412975909929774E-3,0,3.3120890673541004E-3,3.7946571402702613E-6,null,6.6268619902592674E-5,1.7816732162403814E-2]
[2004,6,17,16,6.1959525375950616E-3,1.2524454118007209E-2,0,1.8962153619917098E-3,9.0258064516128434E-6,null,7.0424052859393608E-5,2.0687046070453373E-2,null,6.3901403353506404E-3,9.6801404728736138E-3,0,2.004008068635646E-3,3.7946571402702613E-6,null,6.6268619902592674E-5,1.8144352153902765E-2]
[2004,6,17,19,5.0618631564780065E-3,1.2390971791231959E-2,1.3497363699999961E-4,2.1771146042988561E-3,9.0258064516128434E-6,null,7.0424052859393608E-5,1.9841076227375461E-2,null,5.2205073767060224E-3,9.5769720903113222E-3,6.4720293740189972E-5,2.300875375662358E-3,3.7946571402702613E-6,null,6.6268619902592674E-5,1.7233138413462752E-2]
[2004,6,17,20,5.2996220556891524E-3,1.1738719417540337E-2,2.6994727399999921E-4,2.2293313227072652E-3,9.0258064516128434E-6,null,7.0424052859393608E-5,1.961950209381064E-2,null,5.4657178948174841E-3,9.0728467574537185E-3,1.2944058748037994E-4,2.3560604179869884E-3,3.7946571402702613E-6,null,6.6268619902592674E-5,1.7094128934781433E-2]
[2004,6,17,23,4.6120590093380624E-3,9.5915431071984907E-3,2.6994727399999921E-4,2.550091255554976E-3,9.0258064516128434E-6,null,7.0424052859393608E-5,1.7105522669965414E-2,null,4.7566058851748099E-3,7.4132959212818124E-3,1.2944058748037994E-4,2.6950543457899268E-3,3.7946571402702613E-6,null,6.6268619902592674E-5,1.5064460016769792E-2]
[2004,6,18,3,3.2152439313720021E-3,8.3799778679151393E-3,2.6994727399999921E-4,2.3361832613477853E-3,9.0258064516128434E-6,null,7.0424052859393608E-5,1.4283234358508812E-2,null,3.3160131245657354E-3,6.4768781263176952E-3,1.2944058748037994E-4,2.4689864871862421E-3,3.7946571402702613E-6,null,6.6268619902592674E-5,1.2461381602592915E-2]
[2004,6,18,6,2.9639194776169965E-3,1.0420321941117094E-2,2.6994727399999921E-4,2.4964285080097204E-3,9.0258064516128434E-6,null,7.0424052859393608E-5,1.6232499224617697E-2,null,3.0568118928818023E-3,8.0538584126834713E-3,1.2944058748037994E-4,2.6383410730143634E-3,3.7946571402702613E-6,null,6.6268619902592674E-5,1.394851524310288E-2]
[2004,6,18,11,5.3510437854835053E-3,1.2665542616089783E-2,0,3.3706152658957616E-3,9.0258064516128434E-6,null,7.0424052859393608E-5,2.1457625720328444E-2,null,5.5187512367739638E-3,9.7891876590964801E-3,0,3.5622220579558414E-3,3.7946571402702613E-6,null,6.6268619902592674E-5,1.8940224230869149E-2]
[2004,6,18,14,6.035668325242537E-3,1.2102696764652279E-2,0,2.7472093764019292E-3,9.0258064516128434E-6,null,7.0424052859393608E-5,2.0955998519156138E-2,null,6.224832643876404E-3,9.3541645550830558E-3,0,2.9033778899240016E-3,3.7946571402702613E-6,null,6.6268619902592674E-5,1.8552438365926325E-2]
[2004,6,18,17,7.0795880914538943E-3,1.1051501968018242E-2,0,1.8897469505548456E-3,9.0258064516128434E-6,null,7.0424052859393608E-5,2.0091261062886372E-2,null,7.3014699751762745E-3,8.5416969457250552E-3,0,1.9971719523534134E-3,3.7946571402702613E-6,null,6.6268619902592674E-5,1.7910402150297607E-2]
[2004,6,18,20,5.2013773334335977E-3,1.0968798721239346E-2,2.6994727399999921E-4,1.963441396138551E-3,9.0258064516128434E-6,null,7.0424052859393608E-5,1.8485446748685377E-2,null,5.3643940775978931E-3,8.4777756730820102E-3,1.2944058748037994E-4,2.0750556498086723E-3,3.7946571402702613E-6,null,6.6268619902592674E-5,1.6116729265011818E-2]
[2004,6,18,21,5.8500894433671366E-3,1.0896384978750824E-2,2.6994727399999921E-4,1.9433886408976942E-3,9.0258064516128434E-6,null,7.0424052859393608E-5,1.9041692360889539E-2,null,6.0334375208076331E-3,8.4218071499950406E-3,1.2944058748037994E-4,2.0538629709038652E-3,3.7946571402702613E-6,null,6.6268619902592674E-5,1.6708611506229782E-2]
[2004,6,18,24,3.5861334677201534E-3,8.131212912111321E-3,2.6994727399999921E-4,9.8271604416341144E-4,9.0258064516128434E-6,null,7.0424052859393608E-5,1.3051891721868771E-2,null,3.6985267367661508E-3,6.2846078928831765E-3,1.2944058748037994E-4,1.0385797526777922E-3,3.7946571402702613E-6,null,6.6268619902592674E-5,1.1221218246850363E-2]
[2004,6,19,4,2.540760291069939E-3,7.9020816685406153E-3,2.6994727399999921E-4,1.5359043217762927E-3,9.0258064516128434E-6,null,7.0424052859393608E-5,1.2330575579260731E-2,null,2.6203904435854711E-3,6.1075125397771551E-3,1.2944058748037994E-4,1.6232147018675545E-3,3.7946571402702613E-6,null,6.6268619902592674E-5,1.0550621549753425E-2]
[2004,6,19,8,4.1764019233331041E-3,9.0048991017657072E-3,0,3.0394250061901514E-3,9.0258064516128434E-6,null,7.0424052859393608E-5,1.6291150084148356E-2,null,4.3072948388474322E-3,6.9598792432651792E-3,0,3.2122048784692008E-3,3.7946571402702613E-6,null,6.6268619902592674E-5,1.4549442237624676E-2]
[2004,6,19,11,5.9280295611696468E-3,9.4178238572910425E-3,0,3.632700685180618E-3,9.0258064516128434E-6,null,7.0424052859393608E-5,1.9048978156500702E-2,null,6.1138203654937089E-3,7.2790284533265784E-3,0,3.8392060469300353E-3,3.7946571402702613E-6,null,6.6268619902592674E-5,1.7302118142793185E-2]
[2004,6,19,15,6.3715088182693938E-3,8.5386795541839665E-3,0,3.1249294221865928E-3,9.0258064516128434E-6,null,7.0424052859393608E-5,1.8105541847499348E-2,null,6.5711987381473509E-3,6.599538531465045E-3,0,3.3025698987065996E-3,3.7946571402702613E-6,null,6.6268619902592674E-5,1.654337044536186E-2]
[2004,6,19,18,6.7192374946400749E-3,8.4290269428944978E-3,0,2.4593214712854946E-3,9.0258064516128434E-6,null,7.0424052859393608E-5,1.767800996167946E-2,null,6.9298256041783251E-3,6.5147881167564835E-3,0,2.5991246409101535E-3,3.7946571402702613E-6,null,6.6268619902592674E-5,{"$f":"SUM(N4100:T4100)","v":1.6113801638887825E-2}]
[2004,6,19,19,6.7688447850913483E-3,8.0570564999440653E-3,1.3497363699999961E-4,2.0622850635007685E-3,9.0258064516128434E-6,null,7.0424052859393608E-5,1.7099313023902826E-2,null,6.9809876403167069E-3,6.227292461808919E-3,6.4720293740189972E-5,2.1795182076477576E-3,3.7946571402702613E-6,null,6.6268619902592674E-5,1.5522581880556437E-2]
[2004,6,20,1,3.3418994680483108E-3,7.0761492697780145E-3,2.6994727399999921E-4,1.919377289863404E-3,9.0258064516128434E-6,null,7.0424052859393608E-5,1.2689255325563613E-2,null,3.4466381816009375E-3,5.4691500558087473E-3,1.2944058748037994E-4,2.0284866649335253E-3,3.7946571402702613E-6,null,6.6268619902592674E-5,1.1143778766866452E-2]
[2004,6,20,2,3.0372560759750681E-3,7.0492967133750431E-3,2.6994727399999921E-4,1.9844046480619027E-3,9.0258064516128434E-6,null,7.0424052859393608E-5,1.2422786735285898E-2,null,3.1324469388867258E-3,5.4483957366514117E-3,1.2944058748037994E-4,2.0972105837055856E-3,3.7946571402702613E-6,null,6.6268619902592674E-5,1.0877557123766967E-2]
[2004,6,20,6,2.2928563181500721E-3,7.3535382456565617E-3,2.6994727399999921E-4,1.9520572657009527E-3,9.0258064516128434E-6,null,7.0424052859393608E-5,1.195028112738147E-2,null,2.3647168942745539E-3,5.6835437712418422E-3,1.2944058748037994E-4,2.063024374401545E-3,3.7946571402702613E-6,null,6.6268619902592674E-5,1.0310788904441185E-2]
[2004,6,20,9,4.3588660568369131E-3,8.282012508591962E-3,0,2.7667647151660398E-3,9.0258064516128434E-6,null,7.0424052859393608E-5,1.5478067333454309E-2,null,4.4954775939900441E-3,6.4011607792150826E-3,0,2.9240448760974595E-3,3.7946571402702613E-6,null,6.6268619902592674E-5,1.3890746526345449E-2]
[2004,6,20,12,5.379936170261326E-3,8.8447695785950371E-3,0,2.5440350603899544E-3,9.0258064516128434E-6,null,7.0424052859393608E-5,1.683916486210571E-2,null,5.5485491398781219E-3,6.8361152641295362E-3,0,2.6886538787231546E-3,3.7946571402702613E-6,null,6.6268619902592674E-5,1.5143381559773674E-2]
[2004,6,20,16,6.2177783391173793E-3,8.4564195563545767E-3,0,2.3897674995819822E-3,9.0258064516128434E-6,null,7.0424052859393608E-5,1.7134389447913335E-2,null,6.4126501809010795E-3,6.5359598455770988E-3,0,2.5256167876918944E-3,3.7946571402702613E-6,null,6.6268619902592674E-5,1.5544290091212935E-2]
[2004,6,20,18,6.6039466231414875E-3,8.1383026314345418E-3,0,2.5379486074373798E-3,9.0258064516128434E-6,null,7.0424052859393608E-5,1.7350621914872803E-2,null,6.810921393116242E-3,6.2900875312223324E-3,0,2.6822214338274868E-3,3.7946571402702613E-6,null,6.6268619902592674E-5,1.5853293635208925E-2]
[2004,6,20,21,6.495730459528273E-3,8.1354226034352928E-3,2.6994727399999921E-4,2.2638912680131192E-3,9.0258064516128434E-6,null,7.0424052859393608E-5,1.7246873628850572E-2,null,6.6993136188723615E-3,6.2878615599076659E-3,1.2944058748037994E-4,2.3925849661120451E-3,3.7946571402702613E-6,null,6.6268619902592674E-5,1.5579264009415315E-2]
[2004,6,20,24,3.6442129660636795E-3,8.244591801809904E-3,2.6994727399999921E-4,1.4522447267738495E-3,9.0258064516128434E-6,null,7.0424052859393608E-5,1.3692878792521318E-2,null,3.7584265088786649E-3,6.3722383451647454E-3,1.2944058748037994E-4,1.5347993737544075E-3,3.7946571402702613E-6,null,6.6268619902592674E-5,1.1864968092321061E-2]
[2004,6,21,3,2.9179979744676852E-3,8.0014907766316166E-3,2.6994727399999921E-4,2.0057691150892156E-3,9.0258064516128434E-6,null,7.0424052859393608E-5,1.3277087164062402E-2,null,3.0094511605724739E-3,6.1843457591364264E-3,1.2944058748037994E-4,2.119789540275089E-3,3.7946571402702613E-6,null,6.6268619902592674E-5,1.1513090324507232E-2]
[2004,6,21,7,3.4561869709805603E-3,1.1282617609687216E-2,0,2.0309496592048198E-3,9.0258064516128434E-6,null,7.0424052859393608E-5,1.6840178292731989E-2,null,3.5645075774496898E-3,8.7203260385185985E-3,0,2.1464015035529854E-3,3.7946571402702613E-6,null,6.6268619902592674E-5,1.4501298396564137E-2]
[2004,6,21,10,5.5696895203922398E-3,1.1875669178328486E-2,0,3.0913934502834915E-3,9.0258064516128434E-6,null,7.0424052859393608E-5,2.0607176201863611E-2,null,5.7442495635146975E-3,9.1786951169642288E-3,0,3.2671275330183676E-3,3.7946571402702613E-6,null,6.6268619902592674E-5,1.8260135490540157E-2]
[2004,6,21,13,7.1320115857058794E-3,1.3009092594683493E-2,0,2.8210649648940708E-3,9.0258064516128434E-6,null,7.0424052859393608E-5,2.3032593198142836E-2,null,7.3555364779628917E-3,1.005471716009552E-2,0,2.9814318906555559E-3,3.7946571402702613E-6,null,6.6268619902592674E-5,2.0461748805756831E-2]
[2004,6,21,15,7.1687242746071187E-3,1.2338996203390643E-2,0,2.7829776790355689E-3,9.0258064516128434E-6,null,7.0424052859393608E-5,2.2361122209892725E-2,null,7.3933997819090585E-3,9.5368002004450197E-3,0,2.9411794859430982E-3,3.7946571402702613E-6,null,6.6268619902592674E-5,1.994144274534004E-2]
[2004,6,21,21,6.7426414735076035E-3,1.1912678437329696E-2,2.6994727399999921E-4,2.4799635450378919E-3,9.0258064516128434E-6,null,7.0424052859393608E-5,2.1487112753749076E-2,null,6.9539630888445867E-3,9.2072995433570403E-3,1.2944058748037994E-4,2.6209401388658953E-3,3.7946571402702613E-6,null,6.6268619902592674E-5,1.8981706635590765E-2]
[2004,6,21,22,6.2453322190207964E-3,1.1457110503125452E-2,2.6994727399999921E-4,2.21534006868758E-3,9.0258064516128434E-6,null,7.0424052859393608E-5,2.0269612088707718E-2,null,6.4410676289525098E-3,8.8551914549339743E-3,1.2944058748037994E-4,2.3412738138344257E-3,3.7946571402702613E-6,null,6.6268619902592674E-5,1.7837036762244154E-2]
[2004,6,22,1,4.4878924617671569E-3,9.4746802626714532E-3,2.6994727399999921E-4,2.3220332210133949E-3,9.0258064516128434E-6,null,7.0424052859393608E-5,1.6636435243325889E-2,null,4.6285478248330424E-3,7.3229727231270249E-3,1.2944058748037994E-4,2.4540320703145984E-3,3.7946571402702613E-6,null,6.6268619902592674E-5,1.4605056482797907E-2]
[2004,6,22,4,3.1963855216518935E-3,9.410556715316187E-3,2.6994727399999921E-4,2.0504307247350205E-3,9.0258064516128434E-6,null,7.0424052859393608E-5,1.5009202259576986E-2,null,3.2965636720591464E-3,7.2734116851632634E-3,1.2944058748037994E-4,2.1669899943387236E-3,3.7946571402702613E-6,null,6.6268619902592674E-5,1.2936469216084377E-2]
[2004,6,22,8,4.8509070989535986E-3,1.2859467217930373E-2,0,3.2689033224134602E-3,9.0258064516128434E-6,null,7.0424052859393608E-5,2.1049701692156825E-2,null,5.0029397300861041E-3,9.9390718272426987E-3,0,3.4547281732944237E-3,3.7946571402702613E-6,null,6.6268619902592674E-5,1.846680300766609E-2]
[2004,6,22,12,7.5240494922815754E-3,1.3614762431289375E-2,0,3.3935828023141054E-3,9.0258064516128434E-6,null,7.0424052859393608E-5,2.4602818778744449E-2,null,7.7598612729956433E-3,1.0522838887660299E-2,0,3.5864952123778682E-3,3.7946571402702613E-6,null,6.6268619902592674E-5,2.1939258650076673E-2]
[2004,6,22,16,8.7153957563678667E-3,1.3148449292574476E-2,0,3.0347040059645657E-3,9.0258064516128434E-6,null,7.0424052859393608E-5,2.4968973107766301E-2,null,8.9885456067303904E-3,1.0162425839348933E-2,0,3.2072155071489689E-3,3.7946571402702613E-6,null,6.6268619902592674E-5,2.2428250230271153E-2]
[2004,6,22,19,7.5292862994451922E-3,1.296775775349253E-2,1.3497363699999961E-4,3.1700123749223057E-3,9.0258064516128434E-6,null,7.0424052859393608E-5,2.3878183103226664E-2,null,7.7652622073123012E-3,1.0022769494721653E-2,6.4720293740189972E-5,3.350215647629017E-3,3.7946571402702613E-6,null,6.6268619902592674E-5,2.1273030920446023E-2]
[2004,6,22,22,7.3203328027918717E-3,1.145609907595529E-2,2.6994727399999921E-4,2.8511443746746133E-3,9.0258064516128434E-6,null,7.0424052859393608E-5,2.1979405551295659E-2,null,7.5497598839689385E-3,8.8544097236909983E-3,1.2944058748037994E-4,3.0132212016738416E-3,3.7946571402702613E-6,null,6.6268619902592674E-5,1.9616894673857018E-2]
[2004,6,22,23,6.2288728827544146E-3,1.0244599985087737E-2,2.6994727399999921E-4,3.2445835635611995E-3,9.0258064516128434E-6,null,7.0424052859393608E-5,2.0069885729277238E-2,null,6.4240924394347197E-3,7.9180430547840294E-3,1.2944058748037994E-4,3.4290259276824001E-3,3.7946571402702613E-6,null,6.6268619902592674E-5,1.7970665286424391E-2]
[2004,6,23,2,3.9042593665861818E-3,8.7953909306292943E-3,2.6994727399999921E-4,2.4684234657268819E-3,9.0258064516128434E-6,null,7.0424052859393608E-5,1.5519903060816242E-2,null,4.0266230424961715E-3,6.7979505469957392E-3,1.2944058748037994E-4,2.6087440494788395E-3,3.7946571402702613E-6,null,6.6268619902592674E-5,1.3632821503493993E-2]
[2004,6,23,5,3.2513774623716455E-3,9.2668209643573893E-3,2.6994727399999921E-4,2.4181539743966941E-3,9.0258064516128434E-6,null,7.0424052859393608E-5,1.5288181698999615E-2,null,3.3532791191805173E-3,7.1623184393303247E-3,1.2944058748037994E-4,2.5556169267631516E-3,3.7946571402702613E-6,null,6.6268619902592674E-5,1.3270718349797237E-2]
[2004,6,23,10,5.7631933430081538E-3,1.310461278454577E-2,0,3.4672440778241451E-3,9.0258064516128434E-6,null,7.0424052859393608E-5,2.2405474258237461E-2,null,5.9438180034663756E-3,1.0128544637696558E-2,0,3.6643438541656137E-3,3.7946571402702613E-6,null,6.6268619902592674E-5,1.9806769772371412E-2]
[2004,6,23,13,7.4140805398711408E-3,1.3675984963489846E-2,0,3.5316321430947277E-3,9.0258064516128434E-6,null,7.0424052859393608E-5,2.4692121699315107E-2,null,7.6464457756737526E-3,1.0570157733353822E-2,0,3.7323921386128792E-3,3.7946571402702613E-6,null,6.6268619902592674E-5,2.2019058924683317E-2]
[2004,6,23,17,8.1199351825384392E-3,1.3341474618705076E-2,0,2.6672618035816229E-3,9.0258064516128434E-6,null,7.0424052859393608E-5,2.4199095657684532E-2,null,8.3744226598791247E-3,1.0311614958025168E-2,0,2.8188855984833052E-3,3.7946571402702613E-6,null,6.6268619902592674E-5,2.1574986493430461E-2]
[2004,6,23,20,6.9272609517168583E-3,1.2192362280795654E-2,2.6994727399999921E-4,2.6194740409092002E-3,9.0258064516128434E-6,null,7.0424052859393608E-5,2.2090926571295598E-2,null,7.1443687395073441E-3,9.4234669600950765E-3,1.2944058748037994E-4,2.7683812813592253E-3,3.7946571402702613E-6,null,6.6268619902592674E-5,1.9535720845484886E-2]
[2004,6,23,23,5.6900294323796183E-3,1.0544470144698035E-2,2.6994727399999921E-4,2.7628921690662938E-3,9.0258064516128434E-6,null,7.0424052859393608E-5,1.9349221044017834E-2,null,5.8683610574096412E-3,8.1498124589672576E-3,1.2944058748037994E-4,2.9199521903268393E-3,3.7946571402702613E-6,null,6.6268619902592674E-5,1.713762957122698E-2]
[2004,6,23,24,4.7276820329836197E-3,1.0293963757399854E-2,2.6994727399999921E-4,2.0194261564051427E-3,9.0258064516128434E-6,null,7.0424052859393608E-5,1.7392901244662501E-2,null,4.8758526583883854E-3,7.9561962745371539E-3,1.2944058748037994E-4,2.1342229329895436E-3,3.7946571402702613E-6,null,6.6268619902592674E-5,1.5165775730438326E-2]
[2004,6,24,6,2.9453365573024518E-3,1.0349356400136362E-2,2.6994727399999921E-4,2.0330218943279132E-3,9.0258064516128434E-6,null,7.0424052859393608E-5,1.5679544149640613E-2,null,3.0376465639142133E-3,7.9990092033722839E-3,1.2944058748037994E-4,2.1485915374436651E-3,3.7946571402702613E-6,null,6.6268619902592674E-5,1.3384751169253407E-2]
[2004,6,24,7,3.4001973711387224E-3,1.1903751811853111E-2,0,2.2554696966046906E-3,9.0258064516128434E-6,null,7.0424052859393608E-5,1.7629842932455918E-2,null,3.5067632034993463E-3,9.2004001617354628E-3,0,2.3836846600648696E-3,3.7946571402702613E-6,null,6.6268619902592674E-5,1.5160911302342541E-2]
[2004,6,24,11,5.8992321982917059E-3,1.305426254247719E-2,0,3.1995929004433976E-3,9.0258064516128434E-6,null,7.0424052859393608E-5,2.2223511694071687E-2,null,6.0841204623776849E-3,1.0089628976265351E-2,0,3.3814777146953263E-3,3.7946571402702613E-6,null,6.6268619902592674E-5,1.9625290430381227E-2]
[2004,6,24,14,6.7983858306770078E-3,1.3047235402962447E-2,0,3.3844807838964179E-3,9.0258064516128434E-6,null,7.0424052859393608E-5,2.3300526070395268E-2,null,7.0114545339541173E-3,1.0084197705809629E-2,0,3.5768757784699194E-3,3.7946571402702613E-6,null,6.6268619902592674E-5,2.074259129527653E-2]
[2004,6,24,18,6.9651938102842752E-3,1.225059692875604E-2,0,3.1062148760124318E-3,9.0258064516128434E-6,null,7.0424052859393608E-5,2.2392429667912141E-2,null,7.1834904545456726E-3,9.4684764724724969E-3,0,3.2827915010173831E-3,3.7946571402702613E-6,null,6.6268619902592674E-5,2.0004821705078415E-2]
[2004,6,24,21,6.8743688715445063E-3,1.1804530338525535E-2,2.6994727399999921E-4,2.6107522176000422E-3,9.0258064516128434E-6,null,7.0424052859393608E-5,2.164148072554397E-2,null,7.089818964815052E-3,9.1237119651333062E-3,1.2944058748037994E-4,2.7591636552208062E-3,3.7946571402702613E-6,null,6.6268619902592674E-5,1.9172198449692406E-2]
[2004,6,24,23,5.2072297832540743E-3,1.020574208418973E-2,2.6994727399999921E-4,2.7011529205239306E-3,9.0258064516128434E-6,null,7.0424052859393608E-5,1.8465954085841618E-2,null,5.3704299494725608E-3,7.8880098145621743E-3,1.2944058748037994E-4,2.8547032978695815E-3,3.7946571402702613E-6,null,6.6268619902592674E-5,1.631264692642756E-2]
[2004,6,25,2,3.0165374122191673E-3,8.972997430638778E-3,2.6994727399999921E-4,1.8845635602743327E-3,9.0258064516128434E-6,null,7.0424052859393608E-5,1.4225927701006164E-2,null,3.1110789299877198E-3,6.9352224674154358E-3,1.2944058748037994E-4,1.9916939058439048E-3,3.7946571402702613E-6,null,6.6268619902592674E-5,{"$f":"SUM(N4228:T4228)","v":1.2237499167770303E-2}]
[2004,6,25,5,2.509523257631042E-3,9.7010463588409687E-3,2.6994727399999921E-4,2.0060234265515111E-3,9.0258064516128434E-6,null,7.0424052859393608E-5,1.4568422340897409E-2,null,2.5881744080165367E-3,7.4979308960398403E-3,1.2944058748037994E-4,2.1200583083868774E-3,3.7946571402702613E-6,null,6.6268619902592674E-5,1.2405667476966498E-2]
[2004,6,25,9,4.3822090299872347E-3,1.2753310362211261E-2,0,3.099056456078548E-3,9.0258064516128434E-6,null,7.0424052859393608E-5,2.030499990113644E-2,null,4.5195521609544924E-3,9.8570232791912425E-3,0,3.275226151852024E-3,3.7946571402702613E-6,null,6.6268619902592674E-5,1.7721864869040621E-2]
[2004,6,25,12,5.3828216278800989E-3,1.2628047350879159E-2,0,2.740865198389389E-3,9.0258064516128434E-6,null,7.0424052859393608E-5,2.0822158230008044E-2,null,5.5515250308333531E-3,9.7602075988969181E-3,0,2.8966730692686952E-3,3.7946571402702613E-6,null,6.6268619902592674E-5,1.827846897604183E-2]
[2004,6,25,15,5.6076800664241963E-3,1.1527638900219725E-2,0,2.6141261752906605E-3,9.0258064516128434E-6,null,7.0424052859393608E-5,1.9819869194793976E-2,null,5.783430774004574E-3,8.9097027960883621E-3,0,2.7627294097077502E-3,3.7946571402702613E-6,null,6.6268619902592674E-5,1.7525926256843547E-2]
[2004,6,25,20,4.9294595784625597E-3,1.0937069339386313E-2,2.6994727399999921E-4,1.8480386722491645E-3,9.0258064516128434E-6,null,7.0424052859393608E-5,1.8066396887971924E-2,null,5.0839541285512754E-3,8.4532520594729193E-3,1.2944058748037994E-4,1.9530927154012916E-3,3.7946571402702613E-6,null,6.6268619902592674E-5,1.5689802767948732E-2]
[2004,6,25,23,5.0062050969095009E-3,8.0635021220018584E-3,2.6994727399999921E-4,1.8895268730551367E-3,9.0258064516128434E-6,null,7.0424052859393608E-5,1.5311063389840384E-2,null,5.1631049338567584E-3,6.2322742778918071E-3,1.2944058748037994E-4,1.9969393642761402E-3,3.7946571402702613E-6,null,6.6268619902592674E-5,1.3591822440547949E-2]
[2004,6,26,2,3.1032227338222591E-3,7.7914398436778201E-3,2.6994727399999921E-4,1.765361536287805E-3,9.0258064516128434E-6,null,7.0424052859393608E-5,1.3011853411661771E-2,null,3.2004810625408148E-3,6.0219975626966734E-3,1.2944058748037994E-4,1.8657156954280849E-3,3.7946571402702613E-6,null,6.6268619902592674E-5,1.1287698185188816E-2]
[2004,6,26,3,2.8526961369965413E-3,7.425595854228125E-3,2.6994727399999921E-4,1.9049042669185329E-3,9.0258064516128434E-6,null,7.0424052859393608E-5,1.2535025556017085E-2,null,2.9421026934780443E-3,5.739237038712014E-3,1.2944058748037994E-4,2.0131909051055879E-3,3.7946571402702613E-6,null,6.6268619902592674E-5,1.0894034501818889E-2]
[2004,6,26,6,2.6127253394763665E-3,8.3728704098671725E-3,2.6994727399999921E-4,1.8322228695214363E-3,9.0258064516128434E-6,null,7.0424052859393608E-5,1.316964791673886E-2,null,2.6946109537922635E-3,6.4713847777325096E-3,1.2944058748037994E-4,1.9363778438135908E-3,3.7946571402702613E-6,null,6.6268619902592674E-5,1.1301877439861607E-2]
[2004,6,26,10,5.2690090349152893E-3,9.2874355305976545E-3,0,3.4129362344739855E-3,9.0258064516128434E-6,null,7.0424052859393608E-5,1.8039804852846321E-2,null,5.4341454291397659E-3,7.1782514209287971E-3,0,3.60694881431655E-3,3.7946571402702613E-6,null,6.6268619902592674E-5,1.6289408941427976E-2]
[2004,6,26,13,6.1921385033411871E-3,8.9057289865427311E-3,0,3.4230267953787776E-3,9.0258064516128434E-6,null,7.0424052859393608E-5,1.8591318338122088E-2,null,6.3862067651726554E-3,6.883230741300591E-3,0,3.6176129856314702E-3,3.7946571402702613E-6,null,6.6268619902592674E-5,1.6957113769147582E-2]
[2004,6,26,17,6.5189087374262185E-3,8.6255439757477563E-3,0,2.9861694536671632E-3,9.0258064516128434E-6,null,7.0424052859393608E-5,1.8201046219700531E-2,null,6.7232183288585875E-3,6.6666759727387085E-3,0,3.1559219482203819E-3,3.7946571402702613E-6,null,6.6268619902592674E-5,1.6615879526860541E-2]
[2004,6,26,21,5.925229270190473E-3,8.1135052938276896E-3,2.6994727399999921E-4,2.2053521210991149E-3,9.0258064516128434E-6,null,7.0424052859393608E-5,1.659591598299116E-2,null,6.1109323103919052E-3,6.270921689012692E-3,1.2944058748037994E-4,2.3307180890166654E-3,3.7946571402702613E-6,null,6.6268619902592674E-5,1.4912075952944505E-2]
[2004,6,26,24,4.0970597969841637E-3,7.5901947698169183E-3,2.6994727399999921E-4,1.7724624381124559E-3,9.0258064516128434E-6,null,7.0424052859393608E-5,1.3811546302787425E-2,null,4.2254660451634118E-3,5.8664554076380765E-3,1.2944058748037994E-4,1.8732202567961792E-3,3.7946571402702613E-6,null,6.6268619902592674E-5,1.2164645574120911E-2]
[2004,6,27,1,3.4373170563015178E-3,7.6397690142868818E-3,2.6994727399999921E-4,1.9666264082179429E-3,9.0258064516128434E-6,null,7.0424052859393608E-5,1.3395541776680227E-2,null,3.5450462594064148E-3,5.9047713011520196E-3,1.2944058748037994E-4,2.0784217178375164E-3,3.7946571402702613E-6,null,6.6268619902592674E-5,1.1727743142919193E-2]
[2004,6,27,4,2.37959529912821E-3,7.8125452515701473E-3,2.6994727399999921E-4,1.8232151438348175E-3,9.0258064516128434E-6,null,7.0424052859393608E-5,1.2367184992407059E-2,null,2.4541743679450593E-3,6.0383099154116141E-3,1.2944058748037994E-4,1.9268580628235877E-3,3.7946571402702613E-6,null,6.6268619902592674E-5,1.0618846210703504E-2]
[2004,6,27,7,3.1191746324942876E-3,8.2899720653538851E-3,0,2.279893948110959E-3,9.0258064516128434E-6,null,7.0424052859393608E-5,1.3759464698818525E-2,null,3.2169329108258119E-3,6.4073127142081172E-3,0,2.4094973383450079E-3,3.7946571402702613E-6,null,6.6268619902592674E-5,1.21038062404218E-2]
[2004,6,27,10,5.1215413842147133E-3,8.849004577180665E-3,0,3.0752553719048561E-3,9.0258064516128434E-6,null,7.0424052859393608E-5,1.7116225386159627E-2,null,5.2820559841055539E-3,6.8393884911161209E-3,0,3.2500720656219373E-3,3.7946571402702613E-6,null,6.6268619902592674E-5,1.5441579817886474E-2]
[2004,6,27,15,6.1000399251924546E-3,8.7529982397766271E-3,0,3.0689439913850042E-3,9.0258064516128434E-6,null,7.0424052859393608E-5,1.7992406209213479E-2,null,6.2912217188080023E-3,6.7651852704726763E-3,0,3.2434019068733402E-3,3.7946571402702613E-6,null,6.6268619902592674E-5,1.6369872173196881E-2]
[2004,6,27,18,7.0392218462265099E-3,8.2028169281208319E-3,0,3.0038976466105357E-3,9.0258064516128434E-6,null,7.0424052859393608E-5,1.8316360473817267E-2,null,7.2598386085302204E-3,6.3399505790284662E-3,0,3.1746579222099247E-3,3.7946571402702613E-6,null,6.6268619902592674E-5,{"$f":"SUM(N4292:T4292)","v":1.6844510386811475E-2}]
[2004,6,27,22,6.4653381987558548E-3,8.0156857199657067E-3,2.6994727399999921E-4,1.9221412759422433E-3,9.0258064516128434E-6,null,7.0424052859393608E-5,1.675499449253769E-2,null,6.6679688320513018E-3,6.1953170193752988E-3,1.2944058748037994E-4,2.0314077732182783E-3,3.7946571402702613E-6,null,6.6268619902592674E-5,1.5094197489168123E-2]
[2004,6,28,1,3.3061851503422032E-3,8.541743145293294E-3,2.6994727399999921E-4,1.4554430428229386E-3,9.0258064516128434E-6,null,7.0424052859393608E-5,1.3655200636332321E-2,null,3.4098045388739214E-3,6.6019063785592432E-3,1.2944058748037994E-4,1.5381795020335547E-3,3.7946571402702613E-6,null,6.6268619902592674E-5,1.1749394283989962E-2]
[2004,6,28,2,3.1073733013287056E-3,8.2453230235833112E-3,2.6994727399999921E-4,1.6722450738273903E-3,9.0258064516128434E-6,null,7.0424052859393608E-5,1.3376770696613291E-2,null,3.2047617132844428E-3,6.3728035058828666E-3,1.2944058748037994E-4,1.7673059125342921E-3,3.7946571402702613E-6,null,6.6268619902592674E-5,1.1544374996224844E-2]
[2004,6,28,7,3.8737405351363481E-3,1.0570630625028461E-2,0,2.8148684963482697E-3,9.0258064516128434E-6,null,7.0424052859393608E-5,1.7329663709372469E-2,null,3.9951477181369172E-3,8.1700318730870535E-3,0,2.9748831761942465E-3,3.7946571402702613E-6,null,6.6268619902592674E-5,1.521012604446108E-2]
[2004,6,28,9,5.0098801852730274E-3,1.2003750420995971E-2,0,3.1509028612345803E-3,9.0258064516128434E-6,null,7.0424052859393608E-5,2.0234957520362969E-2,null,5.1668952034311698E-3,9.2776890059816253E-3,0,3.3300198300096084E-3,3.7946571402702613E-6,null,6.6268619902592674E-5,1.7844667316465269E-2]
[2004,6,28,13,6.8722052593262169E-3,1.2388422469718597E-2,0,2.6882863399078603E-3,9.0258064516128434E-6,null,7.0424052859393608E-5,2.2019338121812067E-2,null,7.0875875426693437E-3,9.5750017217725129E-3,0,2.8411053005707554E-3,3.7946571402702613E-6,null,6.6268619902592674E-5,1.9573757842055475E-2]
[2004,6,28,16,7.2919593373641884E-3,1.1508508083365471E-2,0,2.4827322484938124E-3,9.0258064516128434E-6,null,7.0424052859393608E-5,2.1353623722082868E-2,null,7.5204971637038978E-3,8.894916603192039E-3,0,2.6238662326928622E-3,3.7946571402702613E-6,null,6.6268619902592674E-5,1.9109343276631663E-2]
[2004,6,28,19,6.2441580066190253E-3,1.1649842374572622E-2,1.3497363699999961E-4,2.6677977649620247E-3,9.0258064516128434E-6,null,7.0424052859393608E-5,2.0772924821520312E-2,null,6.439856615474711E-3,9.0041537627223844E-3,6.4720293740189972E-5,2.8194520272510131E-3,3.7946571402702613E-6,null,6.6268619902592674E-5,1.8398245976231162E-2]
[2004,6,28,23,5.4029761194905887E-3,9.5925920957305282E-3,2.6994727399999921E-4,2.6718181988640791E-3,9.0258064516128434E-6,null,7.0424052859393608E-5,1.801921571195908E-2,null,5.5723111858268295E-3,7.4141066836710453E-3,1.2944058748037994E-4,2.8237010076889051E-3,3.7946571402702613E-6,null,6.6268619902592674E-5,1.6009622741710024E-2]
[2004,6,28,24,4.4336548199314782E-3,9.3194506557404515E-3,2.6994727399999921E-4,1.9090463679090877E-3,9.0258064516128434E-6,null,7.0424052859393608E-5,1.60139811414549E-2,null,4.5726103171317648E-3,7.202995885295777E-3,1.2944058748037994E-4,2.0175684689480496E-3,3.7946571402702613E-6,null,6.6268619902592674E-5,1.3992678535898834E-2]
[2004,6,29,4,2.51532585401973E-3,9.0483304330433306E-3,2.6994727399999921E-4,1.6749662737315285E-3,9.0258064516128434E-6,null,7.0424052859393608E-5,1.3590451858668475E-2,null,2.5941588639993951E-3,6.9934472841338691E-3,1.2944058748037994E-4,1.7701818024113446E-3,3.7946571402702613E-6,null,6.6268619902592674E-5,1.1557291815067853E-2]
[2004,6,29,7,3.5508885741640977E-3,1.1041224082260458E-2,0,2.687398764318746E-3,9.0258064516128434E-6,null,7.0424052859393608E-5,1.7349935473602696E-2,null,3.6621772304455116E-3,8.5337531761234368E-3,0,2.8401672696499211E-3,3.7946571402702613E-6,null,6.6268619902592674E-5,1.5106160953261734E-2]
[2004,6,29,10,5.1246825430181263E-3,1.2596597406618521E-2,0,3.2515006081352245E-3,9.0258064516128434E-6,null,7.0424052859393608E-5,2.1043204610631264E-2,null,5.2852955901947938E-3,9.7358999623773108E-3,0,3.4363361802071443E-3,3.7946571402702613E-6,null,6.6268619902592674E-5,1.8527595009822109E-2]
[2004,6,29,14,6.826029012346497E-3,1.2247998343009662E-2,0,3.7861354510583499E-3,9.0258064516128434E-6,null,7.0424052859393608E-5,2.2930586859273901E-2,null,7.0399640825847456E-3,9.4664680276477769E-3,0,4.0013630017736168E-3,3.7946571402702613E-6,null,6.6268619902592674E-5,2.0577858389049002E-2]
[2004,6,29,17,7.5453529135256362E-3,1.2204810051216538E-2,0,2.9071849692820675E-3,9.0258064516128434E-6,null,7.0424052859393608E-5,2.2727771986883635E-2,null,7.7818323663096465E-3,9.4330878318003731E-3,0,3.0724474931677127E-3,3.7946571402702613E-6,null,6.6268619902592674E-5,2.0357430968320597E-2]
[2004,6,29,21,6.9667705605940457E-3,1.087687097419221E-2,2.6994727399999921E-4,3.102410422931808E-3,9.0258064516128434E-6,null,7.0424052859393608E-5,2.1297881255591952E-2,null,7.1851166219012328E-3,8.4067247916314852E-3,1.2944058748037994E-4,3.2787707790977445E-3,3.7946571402702613E-6,null,6.6268619902592674E-5,1.9070116057153703E-2]
[2004,6,30,1,3.697872622611923E-3,9.3207344349630246E-3,2.6994727399999921E-4,1.8296121781564442E-3,9.0258064516128434E-6,null,7.0424052859393608E-5,1.5200048533605277E-2,null,3.8137679166137029E-3,7.2039881172201049E-3,1.2944058748037994E-4,1.9336187444702196E-3,3.7946571402702613E-6,null,6.6268619902592674E-5,1.315087864282727E-2]
[2004,6,30,4,2.4576916014395402E-3,9.4092300716265547E-3,2.6994727399999921E-4,1.4945593772366938E-3,9.0258064516128434E-6,null,7.0424052859393608E-5,1.3713310348176674E-2,null,2.5347182921299713E-3,7.2723863233269638E-3,1.2944058748037994E-4,1.5795194528386565E-3,3.7946571402702613E-6,null,6.6268619902592674E-5,1.1586127932818836E-2]
[2004,6,30,5,2.6724845040407442E-3,9.6190138447038078E-3,2.6994727399999921E-4,1.845123813555567E-3,9.0258064516128434E-6,null,7.0424052859393608E-5,1.4488451460174004E-2,null,2.7562430346664509E-3,7.4345280321138985E-3,1.2944058748037994E-4,1.9500121579614624E-3,3.7946571402702613E-6,null,6.6268619902592674E-5,1.2340287089265056E-2]
[2004,6,30,8,4.2052068677861766E-3,1.1996529241063494E-2,0,2.9601151482862753E-3,9.0258064516128434E-6,null,7.0424052859393608E-5,1.9232275309995338E-2,null,4.3370025611532848E-3,9.272107761843746E-3,0,3.1283865536377992E-3,3.7946571402702613E-6,null,6.6268619902592674E-5,1.6807560153677695E-2]
[2004,6,30,11,6.0557106845827999E-3,1.2375421351751837E-2,0,3.566827757094593E-3,9.0258064516128434E-6,null,7.0424052859393608E-5,2.2068383846288623E-2,null,6.2455031522540422E-3,9.5649531681958992E-3,0,3.7695884908047692E-3,3.7946571402702613E-6,null,6.6268619902592674E-5,1.9650108088297574E-2]
[2004,6,30,15,7.1127052141211743E-3,1.2019857365638025E-2,0,3.4298172446079792E-3,9.0258064516128434E-6,null,7.0424052859393608E-5,2.2632803877226573E-2,null,7.3356250239864258E-3,9.2901380504872618E-3,0,3.6247894463424979E-3,3.7946571402702613E-6,null,6.6268619902592674E-5,2.0320615797859046E-2]
[2004,6,30,18,7.0228203345466091E-3,1.1773352966158973E-2,0,3.3695262017852624E-3,9.0258064516128434E-6,null,7.0424052859393608E-5,2.2236123555350238E-2,null,7.2429230558834698E-3,9.099614999210498E-3,0,3.5610710846495134E-3,3.7946571402702613E-6,null,6.6268619902592674E-5,1.9973672416786343E-2]
[2004,6,30,23,5.359596976007591E-3,9.5731072057566226E-3,2.6994727399999921E-4,3.0525229778536329E-3,9.0258064516128434E-6,null,7.0424052859393608E-5,1.8337056457491733E-2,null,5.527572493462465E-3,7.399046827946499E-3,1.2944058748037994E-4,3.2260474205256092E-3,3.7946571402702613E-6,null,6.6268619902592674E-5,1.6352170606457817E-2]
[2004,7,1,2,3.1603255251634967E-3,8.4446465176771963E-3,2.6994727399999813E-4,2.1673319122766611E-3,9.0258064516128434E-6,null,5.0473105769632977E-5,1.4108698528435373E-2,null,3.2593735166060595E-3,6.5268604734914316E-3,1.2944058748037943E-4,2.2905365744173008E-3,3.7946571402702613E-6,null,4.7494895930361329E-5,1.2257500705065805E-2]
[2004,7,1,5,2.881181593833835E-3,8.8272718875170714E-3,2.0246045549999862E-4,2.4751448638285797E-3,9.0258064516128434E-6,null,5.0473105769632977E-5,1.4448512551610409E-2,null,2.9714809150835852E-3,6.8225913128267708E-3,9.7080440610284585E-5,2.6158475337656486E-3,3.7946571402702613E-6,null,4.7494895930361329E-5,1.2558289755356921E-2]
[2004,7,1,6,3.1120379015814226E-3,9.4922713727904166E-3,0,2.6886764979963383E-3,9.0258064516128434E-6,null,5.0473105769632977E-5,1.534345887813781E-2,null,3.2095725071119149E-3,7.3365688779311313E-3,0,2.841517637678146E-3,3.7946571402702613E-6,null,4.7494895930361329E-5,1.3438948575791825E-2]
[2004,7,1,9,5.0552794728185649E-3,1.0812949148509693E-2,0,4.1400615397559903E-3,9.0258064516128434E-6,null,5.0473105769632977E-5,2.005876326685388E-2,null,5.2137173533396211E-3,8.3573196641856789E-3,0,4.3754084565608498E-3,3.7946571402702613E-6,null,4.7494895930361329E-5,1.7997735027156781E-2]
[2004,7,1,15,6.2635947667263048E-3,1.1352864642951434E-2,0,2.8924698752205817E-3,9.0258064516128434E-6,null,5.0473105769632977E-5,2.0559402390667954E-2,null,6.4599025444898924E-3,8.774619913795972E-3,0,3.0568959013912511E-3,3.7946571402702613E-6,null,4.7494895930361329E-5,1.8342707912747745E-2]
[2004,7,1,17,7.359242945720542E-3,1.1157780346533825E-2,0,3.017992648443343E-3,9.0258064516128434E-6,null,5.0473105769632977E-5,2.1585489046467343E-2,null,7.5898895125085502E-3,8.6238394186477618E-3,0,3.1895541718483154E-3,3.7946571402702613E-6,null,4.7494895930361329E-5,1.9454572656075256E-2]
[2004,7,1,20,6.0419943852472518E-3,1.0409188953450806E-2,0,3.1131776617882678E-3,9.0258064516128434E-6,null,5.0473105769632977E-5,1.9614834106255957E-2,null,6.2313569693864352E-3,8.0452537355073638E-3,0,3.2901500949591078E-3,3.7946571402702613E-6,null,4.7494895930361329E-5,1.7618050352923537E-2]
[2004,7,1,24,4.5026240494514588E-3,8.1724993097687642E-3,2.6994727399999813E-4,2.8671366856516112E-3,9.0258064516128434E-6,null,5.0473105769632977E-5,1.5878654618189849E-2,null,4.6437411162751603E-3,6.3165181162891104E-3,1.2944058748037943E-4,3.0301226153404684E-3,3.7946571402702613E-6,null,4.7494895930361329E-5,1.417111198845575E-2]
[2004,7,2,3,2.8104085007741174E-3,7.055621823061139E-3,2.6994727399999813E-4,2.5006151208941032E-3,9.0258064516128434E-6,null,5.0473105769632977E-5,1.2703040018047378E-2,null,2.898489717382454E-3,5.4532844088195434E-3,1.2944058748037943E-4,2.6427656790842901E-3,3.7946571402702613E-6,null,4.7494895930361329E-5,1.1175269945837301E-2]
[2004,7,2,6,2.7817721415935846E-3,8.5320269789497735E-3,0,3.0723795666340961E-3,9.0258064516128434E-6,null,5.0473105769632977E-5,1.4436651792947086E-2,null,2.8689558639923927E-3,6.5943967614392552E-3,0,3.2470327816450503E-3,3.7946571402702613E-6,null,4.7494895930361329E-5,1.2761674960147332E-2]
[2004,7,2,7,3.478315015517138E-3,9.1079647146296988E-3,0,3.3819488205507984E-3,9.0258064516128434E-6,null,5.0473105769632977E-5,1.6018701656467266E-2,null,3.5873291386346153E-3,7.0395385722104463E-3,0,3.574199882537518E-3,3.7946571402702613E-6,null,4.7494895930361329E-5,1.4252357146453213E-2]
[2004,7,2,12,5.3952431652260942E-3,9.7080571805239768E-3,0,3.7943064066526411E-3,9.0258064516128434E-6,null,5.0473105769632977E-5,1.8948079858172345E-2,null,5.5643358724820069E-3,7.5033495544565938E-3,0,4.0099984454408507E-3,3.7946571402702613E-6,null,4.7494895930361329E-5,1.7128973425450084E-2]
[2004,7,2,15,5.2180702836982845E-3,9.4680305804845967E-3,0,3.2994268526981966E-3,9.0258064516128434E-6,null,5.0473105769632977E-5,1.8036000822650711E-2,null,5.3816102028272483E-3,7.3178331891351851E-3,0,3.486986851396054E-3,3.7946571402702613E-6,null,4.7494895930361329E-5,1.6237719796429118E-2]
[2004,7,2,18,6.0662225472775215E-3,8.6547385985722841E-3,0,2.8510821952092247E-3,9.0258064516128434E-6,null,5.0473105769632977E-5,1.7622516446828659E-2,null,6.2563444679997046E-3,6.6892404731417774E-3,0,3.013155487539867E-3,3.7946571402702613E-6,null,4.7494895930361329E-5,1.601002998175198E-2]
[2004,7,2,21,5.4273041417392956E-3,8.4162171430458305E-3,2.6994727399999813E-4,2.7551393250442044E-3,9.0258064516128434E-6,null,5.0473105769632977E-5,1.6935055183147349E-2,null,5.5974016743848831E-3,6.5048874327988324E-3,1.2944058748037943E-4,2.9117586263010626E-3,3.7946571402702613E-6,null,4.7494895930361329E-5,1.519477787403579E-2]
[2004,7,3,1,2.7701659059318215E-3,7.0806256792641017E-3,2.6994727399999813E-4,1.6094556048438895E-3,9.0258064516128434E-6,null,5.0473105769632977E-5,1.1796641763357834E-2,null,{"$f":"E4419*Y$5","v":2.8569858764571745E-3},{"$f":"F4419*Z$5","v":5.4726098690853296E-3},{"$f":"G4419*AA$5","v":1.2944058748037943E-4},{"$f":"H4419*AB$5","v":1.700947098556477E-3},{"$f":"I4419*AC$5","v":3.7946571402702613E-6},null,{"$f":"K4419*AE$5","v":4.7494895930361329E-5},1.0211272984649994E-2]
[2004,7,3,4,2.1142424587253443E-3,6.8338628885533867E-3,2.6994727399999813E-4,1.7614431944281E-3,9.0258064516128434E-6,null,5.0473105769632977E-5,1.104594311502485E-2,null,2.1805050849301234E-3,5.2818871074342931E-3,1.2944058748037943E-4,1.8615746105809115E-3,3.7946571402702613E-6,null,4.7494895930361329E-5,9.5046969434963383E-3]
[2004,7,3,5,2.1462752185403837E-3,6.9563790043863458E-3,2.0246045549999862E-4,2.1885960859612079E-3,9.0258064516128434E-6,null,5.0473105769632977E-5,1.1556164515318859E-2,null,2.2135417857932541E-3,5.376579714415762E-3,9.7080440610284585E-5,2.3130095363449702E-3,3.7946571402702613E-6,null,4.7494895930361329E-5,1.0051501030234904E-2]
[2004,7,3,9,3.787308501374416E-3,8.3248897350935384E-3,0,3.0485347638773189E-3,9.0258064516128434E-6,null,5.0473105769632977E-5,1.5211206106114906E-2,null,3.9060068117375778E-3,6.4343005529498695E-3,0,3.2218324915949713E-3,3.7946571402702613E-6,null,4.7494895930361329E-5,1.361342940935305E-2]
[2004,7,3,12,4.2936190981545854E-3,8.7765948219303454E-3,0,2.4982965001267617E-3,9.0258064516128434E-6,null,5.0473105769632977E-5,1.5618983525981326E-2,null,4.42818572564453E-3,6.7834230497623368E-3,0,2.6403152534527955E-3,3.7946571402702613E-6,null,4.7494895930361329E-5,1.3903213581930295E-2]
[2004,7,3,16,4.670743192968542E-3,8.2444969684964328E-3,0,1.9035701602163428E-3,9.0258064516128434E-6,null,5.0473105769632977E-5,1.486928342745095E-2,null,4.8171292940597018E-3,6.3721650485733528E-3,0,2.0117809594584848E-3,3.7946571402702613E-6,null,4.7494895930361329E-5,1.3252364855162171E-2]
[2004,7,3,19,5.3650562686369269E-3,7.3870265196260883E-3,0,1.6273511304708669E-3,9.0258064516128434E-6,null,5.0473105769632977E-5,1.4429907024503516E-2,null,5.5332028861779558E-3,5.7094268311472639E-3,0,1.7198599174629062E-3,3.7946571402702613E-6,null,4.7494895930361329E-5,1.3013779187858759E-2]
[2004,7,3,22,4.8500418963949958E-3,6.9135920366821067E-3,2.6994727399999813E-4,1.6496933155570187E-3,9.0258064516128434E-6,null,5.0473105769632977E-5,1.3749721821952141E-2,null,5.0020474111513759E-3,5.3435097016325426E-3,1.2944058748037943E-4,1.7434721716831077E-3,3.7946571402702613E-6,null,4.7494895930361329E-5,1.226975942501804E-2]
[2004,7,4,2,2.6946023858084628E-3,6.6054822826320846E-3,2.6994727399999813E-4,1.7326859841961756E-3,9.0258064516128434E-6,null,5.0473105769632977E-5,1.1369165225954743E-2,null,2.7790541145704417E-3,5.10537192156127E-3,1.2944058748037943E-4,1.8311826611792908E-3,3.7946571402702613E-6,null,4.7494895930361329E-5,9.8963388378620152E-3]
[2004,7,4,6,2.1801748518042508E-3,6.6543585600631772E-3,0,2.0517279055653455E-3,9.0258064516128434E-6,null,5.0473105769632977E-5,1.0936734423202409E-2,null,2.2485038699213409E-3,5.1431483569145571E-3,0,2.1683609150171218E-3,3.7946571402702613E-6,null,4.7494895930361329E-5,9.611302694923652E-3]
[2004,7,4,7,2.7858115349270879E-3,6.9443188145493296E-3,0,2.1479272770781824E-3,9.0258064516128434E-6,null,5.0473105769632977E-5,1.1928530732324234E-2,null,2.8731218562452615E-3,5.36725840343072E-3,0,2.2700288587399861E-3,3.7946571402702613E-6,null,4.7494895930361329E-5,1.0561698671486599E-2]
[2004,7,4,10,4.2482763030546947E-3,8.2654159437852044E-3,0,2.2744511131239818E-3,9.0258064516128434E-6,null,5.0473105769632977E-5,1.4838616465733515E-2,null,4.3814218387155613E-3,6.3883333076795706E-3,0,2.4037450986739307E-3,3.7946571402702613E-6,null,4.7494895930361329E-5,1.3224789798139694E-2]
[2004,7,4,13,4.9858062523735341E-3,8.3498272822506523E-3,0,2.6022203432356653E-3,9.0258064516128434E-6,null,5.0473105769632977E-5,1.5988326983629481E-2,null,5.1420667676550487E-3,6.4535747630076711E-3,0,2.750146775909778E-3,3.7946571402702613E-6,null,4.7494895930361329E-5,1.4397077859643129E-2]
[2004,7,4,17,6.1555661320075511E-3,8.0069075488431781E-3,0,1.9123056959987838E-3,9.0258064516128434E-6,null,5.0473105769632977E-5,1.6125252482619146E-2,null,6.3484881764971522E-3,6.1885323780040769E-3,0,2.0210130775726843E-3,3.7946571402702613E-6,null,4.7494895930361329E-5,1.4609323185144546E-2]
[2004,7,4,19,5.4114876913422382E-3,7.5965417546235113E-3,0,1.9586851251874697E-3,9.0258064516128434E-6,null,5.0473105769632977E-5,1.5017187676922851E-2,null,5.5810895194690641E-3,5.8713609870691737E-3,0,2.0700290027549466E-3,3.7946571402702613E-6,null,4.7494895930361329E-5,1.3573769062363817E-2]
[2004,7,4,24,3.2941024219781175E-3,7.6436990831127028E-3,2.6994727399999813E-4,1.2573393885907233E-3,9.0258064516128434E-6,null,5.0473105769632977E-5,1.2531535466999562E-2,null,3.3973431248440463E-3,5.9078088481735146E-3,1.2944058748037943E-4,1.3288144006504655E-3,3.7946571402702613E-6,null,4.7494895930361329E-5,1.0814696514219038E-2]
[2004,7,5,4,1.5706023129063978E-3,7.4725057239655255E-3,2.6994727399999813E-4,1.2247092755937367E-3,9.0258064516128434E-6,null,5.0473105769632977E-5,1.060421188578368E-2,null,1.6198266738811661E-3,5.7754936391469468E-3,1.2944058748037943E-4,1.2943293885378277E-3,3.7946571402702613E-6,null,4.7494895930361329E-5,8.870379842116952E-3]
[2004,7,5,7,1.5518246005656524E-3,9.5769124546979251E-3,0,6.1880797757134167E-4,9.0258064516128434E-6,null,5.0473105769632977E-5,1.1798018138604552E-2,null,1.6004604478963584E-3,7.4019879017800565E-3,0,6.539848821214729E-4,3.7946571402702613E-6,null,4.7494895930361329E-5,9.7077227848685194E-3]
[2004,7,5,8,1.8879330554245535E-3,1.0304392659235585E-2,0,7.4045758055331606E-4,9.0258064516128434E-6,null,5.0473105769632977E-5,1.2983256400983087E-2,null,1.9471029022105578E-3,7.9642567643434543E-3,0,7.8254980718680709E-4,3.7946571402702613E-6,null,4.7494895930361329E-5,1.0745199026811451E-2]
[2004,7,5,11,3.229505667537126E-3,1.0835119728871545E-2,0,1.0270909701309231E-3,9.0258064516128434E-6,null,5.0473105769632977E-5,1.5142189472309227E-2,null,3.3307218388381431E-3,8.3744552878420673E-3,0,1.0854772261749991E-3,3.7946571402702613E-6,null,4.7494895930361329E-5,1.2841943905925841E-2]
[2004,7,5,14,3.7706977411437401E-3,1.0488295943396616E-2,0,1.0360295407485043E-3,9.0258064516128434E-6,null,5.0473105769632977E-5,1.5345496331058495E-2,null,3.888875452466049E-3,8.1063954641485067E-3,0,1.0949239208905652E-3,3.7946571402702613E-6,null,4.7494895930361329E-5,1.3141484390575752E-2]
[2004,7,5,20,4.4141430926717467E-3,9.8045730448502524E-3,0,7.3493595634915984E-4,9.0258064516128434E-6,null,5.0473105769632977E-5,1.5004125199640792E-2,null,4.5524870714131714E-3,7.5779465880467349E-3,0,7.7671429942808906E-4,3.7946571402702613E-6,null,4.7494895930361329E-5,1.2958437511958628E-2]
[2004,7,5,22,4.618997605933867E-3,9.201517110545572E-3,2.6994727399999813E-4,2.096190355480742E-4,9.0258064516128434E-6,null,5.0473105769632977E-5,1.436652832534553E-2,null,4.7637619448296486E-3,7.1118451434595284E-3,1.2944058748037943E-4,2.2153508878692416E-4,3.7946571402702613E-6,null,4.7494895930361329E-5,1.2277872317627114E-2]
[2004,7,6,1,3.7258841899500609E-3,8.8638349486238228E-3,2.6994727399999813E-4,2.1684507463336335E-3,9.0258064516128434E-6,null,5.0473105769632977E-5,1.5094564458225535E-2,null,3.8426573965149326E-3,6.8508508732273102E-3,1.2944058748037943E-4,2.2917190099795157E-3,3.7946571402702613E-6,null,4.7494895930361329E-5,1.3165957420272772E-2]
[2004,7,6,5,2.9650734907515231E-3,8.9934478735737792E-3,2.0246045549999862E-4,2.4368757975440506E-3,9.0258064516128434E-6,null,5.0473105769632977E-5,1.4660311368300276E-2,null,3.0580020740256569E-3,6.9510285982438188E-3,9.7080440610284585E-5,2.5754030150941013E-3,3.7946571402702613E-6,null,4.7494895930361329E-5,1.2732803681044493E-2]
[2004,7,6,8,4.1339065238590678E-3,1.2252053805033554E-2,0,3.0438169113360123E-3,9.0258064516128434E-6,null,5.0473105769632977E-5,1.9480250345998266E-2,null,4.2634675879770958E-3,9.4696024909707924E-3,0,3.2168464468930228E-3,3.7946571402702613E-6,null,4.7494895930361329E-5,1.7001206078911542E-2]
[2004,7,6,9,4.5055503956106715E-3,1.2719753410525008E-2,0,3.0770236705320859E-3,9.0258064516128434E-6,null,5.0473105769632977E-5,2.0352800582437398E-2,null,4.6467591772615408E-3,9.831087138334027E-3,0,3.251940885370873E-3,3.7946571402702613E-6,null,4.7494895930361329E-5,1.7781076754037072E-2]
[2004,7,6,13,5.8536672449205707E-3,1.3122465248484923E-2,0,2.4949935542034549E-3,9.0258064516128434E-6,null,5.0473105769632977E-5,2.1521599153378583E-2,null,6.0371274544989842E-3,1.0142342792657216E-2,0,2.6368245474848711E-3,3.7946571402702613E-6,null,4.7494895930361329E-5,1.8867584347711703E-2]
[2004,7,6,16,6.8619164059245934E-3,1.2206710232703871E-2,0,1.8662018208703936E-3,9.0258064516128434E-6,null,5.0473105769632977E-5,2.098530156526849E-2,null,7.0769762255672043E-3,9.4345564805373185E-3,0,1.9722883706619573E-3,3.7946571402702613E-6,null,4.7494895930361329E-5,1.8535110629837113E-2]
[2004,7,6,20,5.8107025272284476E-3,1.160043907820495E-2,0,2.4407511018038979E-3,9.0258064516128434E-6,null,5.0473105769632977E-5,1.9902365813006924E-2,null,5.9928161764742569E-3,8.9659699948586424E-3,0,2.5794986158158436E-3,3.7946571402702613E-6,null,4.7494895930361329E-5,1.7589574340219374E-2]
[2004,7,6,23,4.7327090507164431E-3,9.9554226907253834E-3,2.6994727399999813E-4,2.3276149723710274E-3,9.0258064516128434E-6,null,5.0473105769632977E-5,1.7352141287130869E-2,null,4.8810372282484873E-3,7.6945381575152213E-3,1.2944058748037943E-4,2.4599311232291706E-3,3.7946571402702613E-6,null,4.7494895930361329E-5,1.521623664954389E-2]
[2004,7,7,3,2.4887940965311901E-3,8.2081576909688123E-3,2.6994727399999813E-4,2.0695733567815057E-3,9.0258064516128434E-6,null,5.0473105769632977E-5,1.3102919717599526E-2,null,2.566795572775562E-3,6.3440784503203916E-3,1.2944058748037943E-4,2.1872208129709416E-3,3.7946571402702613E-6,null,4.7494895930361329E-5,1.1278824976617906E-2]
[2004,7,7,6,2.4014254335088369E-3,1.0107341735591056E-2,0,2.0256699107389351E-3,9.0258064516128434E-6,null,5.0473105769632977E-5,1.458491018560846E-2,null,2.4766886821502346E-3,7.8119562645998343E-3,0,2.1408216212579247E-3,3.7946571402702613E-6,null,4.7494895930361329E-5,1.2480756121078625E-2]
[2004,7,7,10,4.0745574113826045E-3,1.2265362557669685E-2,0,2.987929314613036E-3,9.0258064516128434E-6,null,5.0473105769632977E-5,1.937832238943496E-2,null,4.202258410663043E-3,9.4798888151349115E-3,0,3.1577818506375323E-3,3.7946571402702613E-6,null,4.7494895930361329E-5,1.6891218629506117E-2]
[2004,7,7,11,4.4836812955582435E-3,1.2541135623863948E-2,0,2.9566396891103717E-3,9.0258064516128434E-6,null,5.0473105769632977E-5,2.0031929714302198E-2,null,4.6242046761586194E-3,9.6930335952780562E-3,0,3.124713527688147E-3,3.7946571402702613E-6,null,4.7494895930361329E-5,1.7493241352195453E-2]
[2004,7,7,14,4.794587566149402E-3,1.2654829983600872E-2,0,2.8070430086323105E-3,9.0258064516128434E-6,null,5.0473105769632977E-5,2.0306933664152212E-2,null,4.9448550827205047E-3,9.7809078740974803E-3,0,2.9666128389540087E-3,3.7946571402702613E-6,null,4.7494895930361329E-5,1.7743665348842624E-2]
[2004,7,7,17,5.8070081765473703E-3,1.2292043071548193E-2,0,2.3688229787303542E-3,9.0258064516128434E-6,null,5.0473105769632977E-5,2.0518347332595551E-2,null,5.9890060408806026E-3,9.5005101627640351E-3,0,2.5034816496576347E-3,3.7946571402702613E-6,null,4.7494895930361329E-5,1.8044287406372903E-2]
[2004,7,7,21,5.412394638038321E-3,1.1565655712349049E-2,2.6994727399999813E-4,1.8987894034507848E-3,9.0258064516128434E-6,null,5.0473105769632977E-5,1.9213234327156173E-2,null,5.5820248908473123E-3,8.939085959480177E-3,1.2944058748037943E-4,2.0067284346638858E-3,3.7946571402702613E-6,null,4.7494895930361329E-5,1.6708569425542386E-2]
[2004,7,7,24,3.1841808318217812E-3,9.9361187245812117E-3,2.6994727399999813E-4,1.6369538875716256E-3,9.0258064516128434E-6,null,5.0473105769632977E-5,1.5093648017292636E-2,null,3.2839764741600941E-3,7.6796181376725592E-3,1.2944058748037943E-4,1.730008555163455E-3,3.7946571402702613E-6,null,4.7494895930361329E-5,1.2874333307547121E-2]
[2004,7,8,4,2.2748121140703736E-3,8.6524535950922802E-3,2.6994727399999813E-4,1.7327561292805669E-3,9.0258064516128434E-6,null,5.0473105769632977E-5,1.299641641176124E-2,null,2.3461071654863903E-3,6.6874743957974847E-3,1.2944058748037943E-4,1.8312567937477284E-3,3.7946571402702613E-6,null,4.7494895930361329E-5,1.1045568495582617E-2]
[2004,7,8,7,3.0988387253342822E-3,1.1717439749597314E-2,0,2.4892838792750687E-3,9.0258064516128434E-6,null,5.0473105769632977E-5,1.7356035459976295E-2,null,3.1959596545249273E-3,9.0563997192863316E-3,0,2.6307902990260071E-3,3.7946571402702613E-6,null,4.7494895930361329E-5,1.4934439225907899E-2]
[2004,7,8,11,4.9945210559117163E-3,1.2134865228461725E-2,0,3.3517919164101511E-3,9.0258064516128434E-6,null,5.0473105769632977E-5,2.0531651306553225E-2,null,5.1510547024828397E-3,9.3790275347816511E-3,0,3.5423286718964169E-3,3.7946571402702613E-6,null,4.7494895930361329E-5,1.8123700462231537E-2]
[2004,7,8,12,5.4006597028269376E-3,1.2165573167766532E-2,0,2.797107884245678E-3,9.0258064516128434E-6,null,5.0473105769632977E-5,2.0413813860608778E-2,null,5.5699221701805569E-3,9.4027616762701518E-3,0,2.9561129401382974E-3,3.7946571402702613E-6,null,4.7494895930361329E-5,1.7980086339659637E-2]
[2004,7,8,15,5.7658597500905139E-3,1.1335519938492855E-2,0,2.8786598797783873E-3,9.0258064516128434E-6,null,5.0473105769632977E-5,2.0030512674131386E-2,null,5.9465679786064474E-3,8.7612142057277749E-3,0,3.0423008596841164E-3,3.7946571402702613E-6,null,4.7494895930361329E-5,1.7801372597088968E-2]
[2004,7,8,19,5.3598466048747776E-3,1.112705369376616E-2,0,2.7886928437238674E-3,9.0258064516128434E-6,null,5.0473105769632977E-5,1.9326066248134439E-2,null,5.5278299459660795E-3,8.6000908135389319E-3,0,2.9472195362340642E-3,3.7946571402702613E-6,null,4.7494895930361329E-5,1.7126429848809705E-2]
[2004,7,8,22,5.6115089650769804E-3,1.0040982776164437E-2,2.6994727399999813E-4,2.3292887279468761E-3,9.0258064516128434E-6,null,5.0473105769632977E-5,1.831817504250631E-2,null,5.7873796744476727E-3,7.7606674784514761E-3,1.2944058748037943E-4,2.4617000255100809E-3,3.7946571402702613E-6,null,4.7494895930361329E-5,1.6190477318960238E-2]
[2004,7,8,24,3.8157883600431226E-3,9.0908636650702517E-3,2.6994727399999813E-4,2.2271304153370568E-3,9.0258064516128434E-6,null,5.0473105769632977E-5,1.547017701376845E-2,null,3.9353792597219238E-3,7.0263211848170101E-3,1.2944058748037943E-4,2.3537343973162221E-3,3.7946571402702613E-6,null,4.7494895930361329E-5,1.349616498240617E-2]
[2004,7,9,6,2.7368435827230908E-3,1.0111615866337999E-2,0,2.4288094080492082E-3,9.0258064516128434E-6,null,5.0473105769632977E-5,1.5327741962879929E-2,null,2.822619195900523E-3,7.815259736802296E-3,0,2.5668780817155201E-3,3.7946571402702613E-6,null,4.7494895930361329E-5,1.3256046567488971E-2]
[2004,7,9,9,4.2810287506928326E-3,1.2226484933282688E-2,0,3.0599889545541463E-3,9.0258064516128434E-6,null,5.0473105769632977E-5,1.9617975744299299E-2,null,4.4152007831900399E-3,9.4498403306443463E-3,0,3.2339378099022456E-3,3.7946571402702613E-6,null,4.7494895930361329E-5,1.7150268476807264E-2]
[2004,7,9,12,5.2564025940033112E-3,1.217913649606631E-2,0,2.6316221957711074E-3,9.0258064516128434E-6,null,5.0473105769632977E-5,2.0117634391610361E-2,null,5.4211438888490601E-3,9.4132447617591049E-3,0,2.7812200131036653E-3,3.7946571402702613E-6,null,4.7494895930361329E-5,1.766689821678246E-2]
[2004,7,9,13,5.7425439331975723E-3,1.2081754986209274E-2,0,2.5832587861079354E-3,9.0258064516128434E-6,null,5.0473105769632977E-5,2.045803081128441E-2,null,5.9225214190056106E-3,9.3379786714373469E-3,0,2.7301073256239448E-3,3.7946571402702613E-6,null,4.7494895930361329E-5,1.8041896969137532E-2]
[2004,7,9,16,6.2391884954480243E-3,1.156428700756216E-2,0,1.5177027076487082E-3,9.0258064516128434E-6,null,5.0473105769632977E-5,1.9371651316428526E-2,null,6.4347313544937555E-3,8.9380280886557778E-3,0,1.6039783944812674E-3,3.7946571402702613E-6,null,4.7494895930361329E-5,1.7028027390701431E-2]
[2004,7,9,21,5.3423804669923691E-3,1.0769564855722877E-2,2.6994727399999813E-4,1.5320182229032163E-3,9.0258064516128434E-6,null,5.0473105769632977E-5,1.7980358118936481E-2,null,5.5098164005898112E-3,8.3237879793285445E-3,1.2944058748037943E-4,1.6191076928994479E-3,3.7946571402702613E-6,null,4.7494895930361329E-5,1.5633442213368817E-2]
[2004,7,9,24,3.5045886989144761E-3,7.3385831461495118E-3,2.6994727399999813E-4,1.1448463865891994E-3,9.0258064516128434E-6,null,5.0473105769632977E-5,1.2324412804971206E-2,null,3.614426267448441E-3,5.6719849869108019E-3,1.2944058748037943E-4,1.2099265948691065E-3,3.7946571402702613E-6,null,4.7494895930361329E-5,1.0677067989779363E-2]
[2004,7,10,3,2.759956744707962E-3,7.2473835046370227E-3,2.6994727399999813E-4,1.7640506343447227E-3,9.0258064516128434E-6,null,5.0473105769632977E-5,1.2107785457007724E-2,null,2.8464567491711212E-3,5.6014968576399773E-3,1.2944058748037943E-4,1.8643302736433107E-3,3.7946571402702613E-6,null,4.7494895930361329E-5,1.0493014021005422E-2]
[2004,7,10,7,3.2341533528953427E-3,8.3760434142016761E-3,0,2.3641473560636244E-3,9.0258064516128434E-6,null,5.0473105769632977E-5,1.4024817228930276E-2,null,3.3355151876401801E-3,6.4738371902200824E-3,0,2.4985402354396947E-3,3.7946571402702613E-6,null,4.7494895930361329E-5,1.2359182166370589E-2]
[2004,7,10,10,4.9428176595019691E-3,9.5489008624453139E-3,0,2.8827498450072044E-3,9.0258064516128434E-6,null,5.0473105769632977E-5,1.742494147272412E-2,null,5.0977308661771491E-3,7.3803377647505891E-3,0,3.0466233240430064E-3,3.7946571402702613E-6,null,4.7494895930361329E-5,1.5575981508041377E-2]
[2004,7,10,13,5.8238411049623875E-3,9.2790654028715117E-3,0,2.8042768829989561E-3,9.0258064516128434E-6,null,5.0473105769632977E-5,1.7957656496602487E-2,null,6.0063665313256475E-3,7.1717821559691003E-3,0,2.9636894694891184E-3,3.7946571402702613E-6,null,4.7494895930361329E-5,1.6193127709854496E-2]
[2004,7,10,14,5.6430553371846987E-3,9.3916464775887221E-3,0,2.6619843485489957E-3,9.0258064516128434E-6,null,5.0473105769632977E-5,1.7747159269092049E-2,null,5.8199147436910782E-3,7.2587959776958932E-3,0,2.8133081399945507E-3,3.7946571402702613E-6,null,4.7494895930361329E-5,1.5943308414452153E-2]
[2004,7,10,18,6.3720926351512617E-3,8.56994793948683E-3,0,1.8797356960179325E-3,9.0258064516128434E-6,null,5.0473105769632977E-5,1.6872249376425657E-2,null,6.5718008524764462E-3,6.6237058412128187E-3,0,1.986591595674905E-3,3.7946571402702613E-6,null,4.7494895930361329E-5,1.5233387842434802E-2]
[2004,7,10,22,5.7162387598245568E-3,7.7197123200760769E-3,2.6994727399999813E-4,1.4307310515777032E-3,9.0258064516128434E-6,null,5.0473105769632977E-5,1.5203076704796354E-2,null,5.895391813286497E-3,5.9665594176330937E-3,1.2944058748037943E-4,1.5120627270932398E-3,3.7946571402702613E-6,null,4.7494895930361329E-5,1.3554744098563843E-2]
[2004,7,11,1,3.631884384010766E-3,7.5424542080678864E-3,2.6994727399999813E-4,2.1169941958999283E-3,9.0258064516128434E-6,null,5.0473105769632977E-5,1.3627727361296599E-2,null,{"$f":"E4611*Y$5","v":3.7457115358416732E-3},{"$f":"F4611*Z$5","v":5.8295567660182328E-3},{"$f":"G4611*AA$5","v":1.2944058748037943E-4},{"$f":"H4611*AB$5","v":2.2373373483179468E-3},{"$f":"I4611*AC$5","v":3.7946571402702613E-6},null,{"$f":"K4611*AE$5","v":4.7494895930361329E-5},1.1993335790728865E-2]
[2004,7,11,4,2.7211286180218695E-3,7.2593481328471531E-3,2.6994727399999813E-4,2.2646759230728584E-3,9.0258064516128434E-6,null,5.0473105769632977E-5,1.25815472472599E-2,null,2.806411707351093E-3,5.6107443091207767E-3,1.2944058748037943E-4,2.3934142258587661E-3,3.7946571402702613E-6,null,4.7494895930361329E-5,1.0991300382881647E-2]
[2004,7,11,8,4.1888969683321195E-3,7.8582437408590226E-3,0,3.3065908253535458E-3,9.0258064516128434E-6,null,5.0473105769632977E-5,1.540420464031432E-2,null,4.3201814919577907E-3,6.0736302408762105E-3,0,3.4945580689341952E-3,3.7946571402702613E-6,null,4.7494895930361329E-5,1.3939659354838829E-2]
[2004,7,11,11,5.8806137846772371E-3,8.2530128900433607E-3,0,3.7816077478644615E-3,9.0258064516128434E-6,null,5.0473105769632977E-5,1.7965707528354691E-2,null,6.0649185277120848E-3,6.3787469974593888E-3,0,3.9965779156938327E-3,3.7946571402702613E-6,null,4.7494895930361329E-5,1.6491532993935937E-2]
[2004,7,11,15,6.3400323924904713E-3,8.7647437352873208E-3,0,3.1490204303767618E-3,9.0258064516128434E-6,null,5.0473105769632977E-5,1.8304269663924184E-2,null,6.5387358074257039E-3,6.7742633544670555E-3,0,3.3280303900423283E-3,3.7946571402702613E-6,null,4.7494895930361329E-5,1.6692319105005717E-2]
[2004,7,11,16,6.8448478193648072E-3,8.7001932203019348E-3,0,2.8061000239521863E-3,9.0258064516128434E-6,null,5.0473105769632977E-5,1.8401614169388559E-2,null,7.0593726911983871E-3,6.7243723135668003E-3,0,2.9656162491438808E-3,3.7946571402702613E-6,null,4.7494895930361329E-5,1.6800650806979699E-2]
[2004,7,11,19,6.6774898576238686E-3,8.0085951029432514E-3,0,2.8858954355519416E-3,9.0258064516128434E-6,null,5.0473105769632977E-5,1.762245350188869E-2,null,6.8867695514432305E-3,6.1898366872051303E-3,0,3.0499477295713195E-3,3.7946571402702613E-6,null,4.7494895930361329E-5,1.617784352129031E-2]
[2004,7,11,23,5.2951079024265392E-3,8.1863050133321597E-3,2.6994727399999813E-4,2.205660844354342E-3,9.0258064516128434E-6,null,5.0473105769632977E-5,1.6023468333431056E-2,null,5.4610622631501415E-3,6.3271885334235684E-3,1.2944058748037943E-4,2.3310443620270268E-3,3.7946571402702613E-6,null,4.7494895930361329E-5,1.4300025299151749E-2]
[2004,7,12,2,3.6288384815030056E-3,8.2263811523442341E-3,2.6994727399999813E-4,1.8891548412240413E-3,9.0258064516128434E-6,null,5.0473105769632977E-5,1.4080769048389298E-2,null,3.7425701714825553E-3,6.3581633488999185E-3,1.2944058748037943E-4,1.9965461838356434E-3,3.7946571402702613E-6,null,4.7494895930361329E-5,1.2278009844769129E-2]
[2004,7,12,5,2.8779019579159076E-3,9.1354028757959609E-3,2.0246045549999862E-4,2.0813828489373853E-3,9.0258064516128434E-6,null,5.0473105769632977E-5,1.4359601889080175E-2,null,2.9680984918585441E-3,7.060745504816386E-3,9.7080440610284585E-5,2.1997016303091231E-3,3.7946571402702613E-6,null,4.7494895930361329E-5,1.2376915620664968E-2]
[2004,7,12,8,4.571810526279192E-3,1.2046887471180674E-2,0,2.7654536653548938E-3,9.0258064516128434E-6,null,5.0473105769632977E-5,1.9434624768584388E-2,null,4.7150959714899326E-3,9.3110295972312629E-3,0,2.9226592980388785E-3,3.7946571402702613E-6,null,4.7494895930361329E-5,1.7000074419830705E-2]
[2004,7,12,13,7.7967837360680197E-3,1.3223319765905584E-2,0,2.9137106029675933E-3,9.0258064516128434E-6,null,5.0473105769632977E-5,2.3984287210710827E-2,null,8.0411433004928361E-3,1.0220293167720046E-2,0,3.079344084568079E-3,3.7946571402702613E-6,null,4.7494895930361329E-5,2.1392070105851594E-2]
[2004,7,12,14,7.2498590340476622E-3,1.3222160136984514E-2,0,3.2765418992160788E-3,9.0258064516128434E-6,null,5.0473105769632977E-5,2.3799034176017884E-2,null,7.4770773917283923E-3,1.0219396891463485E-2,0,3.4628009744393645E-3,3.7946571402702613E-6,null,4.7494895930361329E-5,2.1210564810701871E-2]
[2004,7,12,17,8.8313746707416908E-3,1.2717763127408202E-2,0,2.6107821655663643E-3,9.0258064516128434E-6,null,5.0473105769632977E-5,2.4210393069485889E-2,null,9.1081594246693529E-3,9.8295488501204294E-3,0,2.7591953056162999E-3,3.7946571402702613E-6,null,4.7494895930361329E-5,2.1748193133476711E-2]
[2004,7,12,20,7.1261973893936726E-3,1.2312555968933592E-2,0,2.3589350887461458E-3,9.0258064516128434E-6,null,5.0473105769632977E-5,2.184816155284304E-2,null,7.3495400585024701E-3,9.516364564586691E-3,0,2.4930316703423517E-3,3.7946571402702613E-6,null,4.7494895930361329E-5,1.9410225846502142E-2]
[2004,7,12,24,4.4348429361814583E-3,1.0376950185909966E-2,2.6994727399999813E-4,1.0929348921715533E-3,9.0258064516128434E-6,null,5.0473105769632977E-5,1.6241122587580994E-2,null,4.5738356702192872E-3,8.0203364181115518E-3,1.2944058748037943E-4,1.1550641273703583E-3,3.7946571402702613E-6,null,4.7494895930361329E-5,1.392996635625221E-2]
[2004,7,13,5,2.8067070051855038E-3,9.6590175011813592E-3,2.0246045549999862E-4,1.8685144793257448E-3,9.0258064516128434E-6,null,5.0473105769632977E-5,1.4599153192123531E-2,null,2.8946722129521985E-3,7.4654468258978542E-3,9.7080440610284585E-5,1.9747324950464651E-3,3.7946571402702613E-6,null,4.7494895930361329E-5,1.2483221527577434E-2]
[2004,7,13,7,3.6128283549608105E-3,1.159003024171649E-2,0,2.3872136397489621E-3,9.0258064516128434E-6,null,5.0473105769632977E-5,1.7640545342195894E-2,null,3.7260582704034908E-3,8.957925013543042E-3,0,2.5229177505391941E-3,3.7946571402702613E-6,null,4.7494895930361329E-5,1.5258190587556359E-2]
[2004,7,13,11,5.985878322442361E-3,1.3347533905688788E-2,0,2.8531165601368065E-3,9.0258064516128434E-6,null,5.0473105769632977E-5,2.223700189403759E-2,null,6.1734821689881439E-3,1.031629817604131E-2,0,3.0153054984569504E-3,3.7946571402702613E-6,null,4.7494895930361329E-5,1.9556375396557035E-2]
[2004,7,13,14,6.7883782335579753E-3,1.3482371158560918E-2,0,2.9934503650778294E-3,9.0258064516128434E-6,null,5.0473105769632977E-5,2.3314672862966356E-2,null,7.0011332880081161E-3,1.0420513779889623E-2,0,3.163616752041964E-3,3.7946571402702613E-6,null,4.7494895930361329E-5,2.0636553373010333E-2]
[2004,7,13,15,7.0977786944971376E-3,1.2977385287825452E-2,0,2.6800971114384203E-3,9.0258064516128434E-6,null,5.0473105769632977E-5,2.280573419953064E-2,null,7.320230691228515E-3,1.003021060823223E-2,0,2.832450545284193E-3,3.7946571402702613E-6,null,4.7494895930361329E-5,2.0234181397815569E-2]
[2004,7,13,18,7.0938578054733376E-3,1.2510095595071227E-2,0,2.7515954832941641E-3,9.0258064516128434E-6,null,5.0473105769632977E-5,2.2406021989608359E-2,null,7.3161869173375121E-3,9.6690427820925479E-3,0,2.908013330485302E-3,3.7946571402702613E-6,null,4.7494895930361329E-5,{"$f":"SUM(N4676:T4676)","v":1.9944532582985994E-2}]
[2004,7,13,21,6.9336227604781912E-3,1.2227884627533851E-2,2.6994727399999813E-4,2.1567166770654301E-3,9.0258064516128434E-6,null,5.0473105769632977E-5,2.165461863839549E-2,null,7.1509299341783669E-3,9.4509221532006558E-3,1.2944058748037943E-4,2.2793179030363097E-3,3.7946571402702613E-6,null,4.7494895930361329E-5,1.9061900130966338E-2]
[2004,7,14,2,3.5853397656690537E-3,9.2819191655712716E-3,2.6994727399999813E-4,1.9680725692221178E-3,9.0258064516128434E-6,null,5.0473105769632977E-5,1.5171726073780459E-2,null,3.6977081592415154E-3,7.1739878268550035E-3,1.2944058748037943E-4,2.0799500876519388E-3,3.7946571402702613E-6,null,4.7494895930361329E-5,1.313237621429947E-2]
[2004,7,14,5,2.9914797162184604E-3,9.6596653903606687E-3,2.0246045549999862E-4,2.0291436580616076E-3,9.0258064516128434E-6,null,5.0473105769632977E-5,1.494520297107166E-2,null,3.085235898919696E-3,7.4659475789212977E-3,9.7080440610284585E-5,2.1444928380419323E-3,3.7946571402702613E-6,null,4.7494895930361329E-5,1.2844046309563843E-2]
[2004,7,14,9,5.0243448987336804E-3,1.3167913208319181E-2,0,2.9612493315220819E-3,9.0258064516128434E-6,null,5.0473105769632977E-5,2.1203980544344574E-2,null,5.1818132565252441E-3,1.017746948410867E-2,0,3.1295852109218961E-3,3.7946571402702613E-6,null,4.7494895930361329E-5,1.8540157504626439E-2]
[2004,7,14,12,6.9614687495498885E-3,1.339543389836617E-2,0,2.7798836190285488E-3,9.0258064516128434E-6,null,5.0473105769632977E-5,2.3187259372714236E-2,null,7.1796486464127014E-3,1.0353320041696918E-2,0,2.9379095402696288E-3,3.7946571402702613E-6,null,4.7494895930361329E-5,2.0522167781449881E-2]
[2004,7,14,15,7.696984551790239E-3,1.2272723517651712E-2,0,3.3261252593919095E-3,9.0258064516128434E-6,null,5.0473105769632977E-5,2.3346306434603493E-2,null,7.9382163027440639E-3,9.4855780951602006E-3,0,3.5152029620269258E-3,3.7946571402702613E-6,null,4.7494895930361329E-5,2.099028691300182E-2]
[2004,7,14,16,8.1709803665920028E-3,1.285490351724148E-2,0,2.4559892914429167E-3,9.0258064516128434E-6,null,5.0473105769632977E-5,2.3532346281046029E-2,null,8.4270676547474489E-3,9.9355445466659652E-3,0,2.5956030391846734E-3,3.7946571402702613E-6,null,4.7494895930361329E-5,2.1009504793668719E-2]
[2004,7,14,19,7.0693781072726537E-3,1.2551114150547738E-2,0,2.8333520051674176E-3,9.0258064516128434E-6,null,5.0473105769632977E-5,2.2504317368757444E-2,null,7.2909399991404732E-3,9.7007459904931512E-3,0,2.9944174029243602E-3,3.7946571402702613E-6,null,4.7494895930361329E-5,2.0037392945628615E-2]
[2004,7,14,23,5.6705244304089955E-3,1.0238046322435832E-2,2.6994727399999813E-4,2.6701698671302071E-3,9.0258064516128434E-6,null,5.0473105769632977E-5,1.8915135193293051E-2,null,5.8482447477579301E-3,7.9129777342132075E-3,1.2944058748037943E-4,2.8219589744997013E-3,3.7946571402702613E-6,null,4.7494895930361329E-5,1.6763911597021848E-2]
[2004,7,15,3,3.3100938547698223E-3,8.7624042402797992E-3,2.6994727399999813E-4,2.0953029402724721E-3,9.0258064516128434E-6,null,5.0473105769632977E-5,1.4504195608640112E-2,null,3.4138357462904305E-3,6.7724551606651532E-3,1.2944058748037943E-4,2.2144130264462993E-3,3.7946571402702613E-6,null,4.7494895930361329E-5,1.2581434073952897E-2]
[2004,7,15,6,3.4605843052352863E-3,9.764425866766447E-3,0,2.6494542562029593E-3,9.0258064516128434E-6,null,5.0473105769632977E-5,1.5924937533974323E-2,null,3.5690427288761484E-3,7.5469168665292154E-3,0,2.800065759057487E-3,3.7946571402702613E-6,null,4.7494895930361329E-5,1.3967314907533482E-2]
[2004,7,15,10,5.613974483674334E-3,1.2785632583679336E-2,0,3.2672657466232338E-3,9.0258064516128434E-6,null,5.0473105769632977E-5,2.1717345919746531E-2,null,5.7899224650421631E-3,9.8820050980600125E-3,0,3.4529975074837804E-3,3.7946571402702613E-6,null,4.7494895930361329E-5,1.9176214623656585E-2]
[2004,7,15,13,7.2386878507170295E-3,1.3394140518660813E-2,0,3.2504615149377856E-3,9.0258064516128434E-6,null,5.0473105769632977E-5,2.3933762990085261E-2,null,7.4655560915309607E-3,1.03523203895672E-2,0,3.4352380184722109E-3,3.7946571402702613E-6,null,4.7494895930361329E-5,2.1304404052641002E-2]
[2004,7,15,16,8.3241787754556058E-3,1.2171010757807244E-2,0,2.7874040129877492E-3,9.0258064516128434E-6,null,5.0473105769632977E-5,2.3333066652020232E-2,null,8.585067466051817E-3,9.4069643852211383E-3,0,2.9458574403213012E-3,3.7946571402702613E-6,null,4.7494895930361329E-5,2.0989178844664884E-2]
[2004,7,15,18,7.504929849235566E-3,1.1996314972177537E-2,0,3.1911629453126285E-3,9.0258064516128434E-6,null,5.0473105769632977E-5,2.2742880872495361E-2,null,7.7401423998305439E-3,9.2719421535948365E-3,0,3.3725685483427486E-3,3.7946571402702613E-6,null,4.7494895930361329E-5,2.0435942654838758E-2]
[2004,7,15,21,7.4481001591630768E-3,1.1420249054610754E-2,2.6994727399999813E-4,2.7754387009654991E-3,9.0258064516128434E-6,null,5.0473105769632977E-5,2.1980182488057345E-2,null,7.6815316063207142E-3,8.8267012711468144E-3,1.2944058748037943E-4,2.9332119453437974E-3,3.7946571402702613E-6,null,4.7494895930361329E-5,1.9622174963362334E-2]
[2004,7,16,1,3.8389741230214656E-3,9.2239110304544077E-3,2.6994727399999813E-4,2.0550473148386312E-3,9.0258064516128434E-6,null,5.0473105769632977E-5,1.5454327041632522E-2,null,3.9592916893789942E-3,7.1291533860714067E-3,1.2944058748037943E-4,2.1718690202145092E-3,3.7946571402702613E-6,null,4.7494895930361329E-5,1.3441044236215923E-2]
[2004,7,16,4,2.8940528983824221E-3,8.7754592731977554E-3,2.6994727399999813E-4,2.0386096015687603E-3,9.0258064516128434E-6,null,5.0473105769632977E-5,1.4044516346466957E-2,null,2.9847556201213405E-3,6.7825453850640042E-3,1.2944058748037943E-4,2.1544968848109967E-3,3.7946571402702613E-6,null,4.7494895930361329E-5,1.2102528030547352E-2]
[2004,7,16,7,3.7473966633163689E-3,1.1850096140289729E-2,0,2.6091519181446737E-3,9.0258064516128434E-6,null,5.0473105769632977E-5,1.8257117827520403E-2,null,3.8648440938689054E-3,9.1589297365172375E-3,0,2.7574723847643623E-3,3.7946571402702613E-6,null,4.7494895930361329E-5,1.5832535768221134E-2]
[2004,7,16,9,4.969319711674372E-3,1.2591998386329619E-2,0,3.4476752370118172E-3,9.0258064516128434E-6,null,5.0473105769632977E-5,2.1059466440785438E-2,null,{"$f":"E4739*Y$5","v":5.1250635210883782E-3},{"$f":"F4739*Z$5","v":9.7323453833102549E-3},{"$f":"G4739*AA$5","v":0},{"$f":"H4739*AB$5","v":3.6436625984033141E-3},{"$f":"I4739*AC$5","v":3.7946571402702613E-6},null,{"$f":"K4739*AE$5","v":4.7494895930361329E-5},1.8552361055872577E-2]
[2004,7,16,15,6.143955228017149E-3,1.1794609348527661E-2,0,2.5672718370582182E-3,9.0258064516128434E-6,null,5.0473105769632977E-5,2.0556309519372658E-2,null,6.3365133743228681E-3,9.1160440399762881E-3,0,2.713211578689984E-3,3.7946571402702613E-6,null,4.7494895930361329E-5,1.8217058546059772E-2]
[2004,7,16,18,6.8103808618723664E-3,1.151341859923972E-2,0,1.7107727052775906E-3,9.0258064516128434E-6,null,5.0473105769632977E-5,2.0085045272159308E-2,null,7.0238255022919416E-3,8.8987119369454415E-3,0,1.808023694828031E-3,3.7946571402702613E-6,null,4.7494895930361329E-5,1.7781850687136044E-2]
[2004,7,16,19,5.8674335486908176E-3,1.1344304210611399E-2,0,1.7540701471641261E-3,9.0258064516128434E-6,null,5.0473105769632977E-5,1.9016281012235972E-2,null,6.0513252089939027E-3,8.7680035625538905E-3,0,1.8537824333295281E-3,3.7946571402702613E-6,null,4.7494895930361329E-5,1.6724400757947951E-2]
[2004,7,16,22,5.9837047101000415E-3,9.8154993146889122E-3,2.6994727399999813E-4,1.5598989231151929E-3,9.0258064516128434E-6,null,5.0473105769632977E-5,1.7695497521222164E-2,null,6.1712404333037927E-3,7.5863914931808179E-3,1.2944058748037943E-4,1.6485733059853614E-3,3.7946571402702613E-6,null,4.7494895930361329E-5,1.5586935373020984E-2]
[2004,7,17,2,2.5325824638250186E-3,7.2541464037511466E-3,2.6994727399999813E-4,1.3126549816287602E-3,9.0258064516128434E-6,null,5.0473105769632977E-5,1.1435778422522944E-2,null,2.6119563144638854E-3,5.6067238969034665E-3,1.2944058748037943E-4,1.387274476964348E-3,3.7946571402702613E-6,null,4.7494895930361329E-5,9.7866848288827111E-3]
[2004,7,17,5,1.9961316174206593E-3,7.8350034065117358E-3,2.0246045549999862E-4,1.4894498082407921E-3,9.0258064516128434E-6,null,5.0473105769632977E-5,1.158549903860411E-2,null,2.058692523183771E-3,6.0556678052284298E-3,9.7080440610284585E-5,1.574119424075952E-3,3.7946571402702613E-6,null,4.7494895930361329E-5,9.8368497461690692E-3]
[2004,7,17,10,4.209227864393341E-3,9.1784042457346768E-3,0,2.3372341641806969E-3,9.0258064516128434E-6,null,5.0473105769632977E-5,1.5775339380078347E-2,null,4.3411495801066805E-3,7.0939812289134785E-3,0,2.4700971298899773E-3,3.7946571402702613E-6,null,4.7494895930361329E-5,1.3956517491980769E-2]
[2004,7,17,13,4.8791165210810292E-3,8.9283575635405697E-3,0,2.077116844506862E-3,9.0258064516128434E-6,null,5.0473105769632977E-5,1.5935064034898094E-2,null,5.0320332657579243E-3,6.9007203501870468E-3,0,2.1951931195824592E-3,3.7946571402702613E-6,null,4.7494895930361329E-5,1.4179236288598062E-2]
[2004,7,17,16,5.5497140605272853E-3,7.0369949153166814E-3,0,2.2698460298021012E-3,9.0258064516128434E-6,null,5.0473105769632977E-5,1.4907028111415701E-2,null,5.7236480513136742E-3,5.4388876868672184E-3,0,2.3988782336971091E-3,3.7946571402702613E-6,null,4.7494895930361329E-5,1.3612703524948633E-2]
[2004,7,17,19,5.8512395710337284E-3,7.2044948462870661E-3,0,1.3603278475192531E-3,9.0258064516128434E-6,null,5.0473105769632977E-5,1.4466535370609679E-2,null,6.0346236947088211E-3,5.5683482482388096E-3,0,1.4376573658568758E-3,3.7946571402702613E-6,null,4.7494895930361329E-5,1.3091918861875138E-2]
[2004,7,17,20,5.4908064340178078E-3,7.1934182246238907E-3,0,1.5784512263855978E-3,9.0258064516128434E-6,null,5.0473105769632977E-5,1.431314899079693E-2,null,5.6628941966103113E-3,5.5597871363009845E-3,0,1.6681802378723679E-3,3.7946571402702613E-6,null,4.7494895930361329E-5,1.2942151123854296E-2]
[2004,7,17,23,4.2549011897246572E-3,6.667917960372317E-3,2.6994727399999813E-4,1.5947425529643227E-3,9.0258064516128434E-6,null,5.0473105769632977E-5,1.2853956276379317E-2,null,4.3882543564390244E-3,5.1536284064627198E-3,1.2944058748037943E-4,1.6853976650522905E-3,3.7946571402702613E-6,null,4.7494895930361329E-5,1.1408010568505047E-2]
[2004,7,18,3,2.4736476465305711E-3,6.4190815146758767E-3,2.6994727399999813E-4,2.002275584009461E-3,9.0258064516128434E-6,null,5.0473105769632977E-5,1.1231399318533928E-2,null,2.5511744167871892E-3,4.9613029185479303E-3,1.2944058748037943E-4,2.1160974151018678E-3,3.7946571402702613E-6,null,4.7494895930361329E-5,9.8093048909879983E-3]
[2004,7,18,7,2.5754947988619269E-3,7.5364345412941968E-3,0,1.7836603218311677E-3,9.0258064516128434E-6,null,5.0473105769632977E-5,1.1946062767756923E-2,null,2.6562135681048025E-3,5.8249041704304203E-3,0,1.8850546980594182E-3,3.7946571402702613E-6,null,4.7494895930361329E-5,1.0417461989665273E-2]
[2004,7,18,10,4.2428295578239589E-3,8.3700157139000118E-3,0,2.1971081983301081E-3,9.0258064516128434E-6,null,5.0473105769632977E-5,1.4860426575823711E-2,null,4.3758043866476007E-3,6.4691783855249851E-3,0,2.3220055302654559E-3,3.7946571402702613E-6,null,4.7494895930361329E-5,1.3218277855508673E-2]
[2004,7,18,14,5.0845994136034444E-3,8.0974188525806609E-3,0,2.3055636577459337E-3,9.0258064516128434E-6,null,5.0473105769632977E-5,1.5538055029699672E-2,null,5.2439562125146579E-3,6.2584884915645109E-3,0,2.4366262743610047E-3,3.7946571402702613E-6,null,4.7494895930361329E-5,1.3990360531510806E-2]
[2004,7,18,17,6.1833502516254295E-3,8.0612175356641873E-3,0,1.8539128523266445E-3,9.0258064516128434E-6,null,5.0473105769632977E-5,1.6148953745385893E-2,null,6.3771430802226289E-3,6.2305085229564872E-3,0,1.9593008205078359E-3,3.7946571402702613E-6,null,4.7494895930361329E-5,1.4618241976757583E-2]
[2004,7,18,18,5.9996203751423397E-3,7.8568149650408148E-3,0,1.9954831141900842E-3,9.0258064516128434E-6,null,5.0473105769632977E-5,1.5902391560142871E-2,null,6.1876549123582427E-3,6.0725259412002181E-3,0,2.1089188189377184E-3,3.7946571402702613E-6,null,4.7494895930361329E-5,1.4420389225566812E-2]
[2004,7,18,24,3.1365633980014358E-3,8.1207890657902793E-3,2.6994727399999813E-4,9.5620714763280598E-4,9.0258064516128434E-6,null,5.0473105769632977E-5,1.2549954184742539E-2,null,3.2348666588935967E-3,6.2765513104800956E-3,1.2944058748037943E-4,1.0105639251495513E-3,3.7946571402702613E-6,null,4.7494895930361329E-5,1.0702712035074256E-2]
[2004,7,19,1,3.0969821418122406E-3,8.4612467664901131E-3,2.6994727399999813E-4,1.2847992667290174E-3,9.0258064516128434E-6,null,5.0473105769632977E-5,1.3179422748349389E-2,null,{"$f":"E4803*Y$5","v":3.1940448836840986E-3},{"$f":"F4803*Z$5","v":6.5396907923923287E-3},{"$f":"G4803*AA$5","v":1.2944058748037943E-4},{"$f":"H4803*AB$5","v":1.3578352695116332E-3},{"$f":"I4803*AC$5","v":3.7946571402702613E-6},null,{"$f":"K4803*AE$5","v":4.7494895930361329E-5},1.1272301086139074E-2]
[2004,7,19,5,2.2296893792849892E-3,9.3454533981160038E-3,2.0246045549999862E-4,1.7309543378805599E-3,9.0258064516128434E-6,null,5.0473105769632977E-5,1.3571011321712475E-2,null,2.2995702357982016E-3,7.2230933838776431E-3,9.7080440610284585E-5,1.8293525772879377E-3,3.7946571402702613E-6,null,4.7494895930361329E-5,1.1500386190644698E-2]
[2004,7,19,8,3.941039513430898E-3,1.1842887830503072E-2,0,2.730882404728326E-3,9.0258064516128434E-6,null,5.0473105769632977E-5,1.8565282854431927E-2,null,4.0645559185901138E-3,9.1533584397046688E-3,0,2.8861227913597122E-3,3.7946571402702613E-6,null,4.7494895930361329E-5,1.6155326702725126E-2]
[2004,7,19,11,5.6329644909547246E-3,1.2393831901433882E-2,0,2.6764794455719971E-3,9.0258064516128434E-6,null,5.0473105769632977E-5,2.0753748943730235E-2,null,5.8095076395177133E-3,9.5791826671765209E-3,0,2.8286272287288811E-3,3.7946571402702613E-6,null,4.7494895930361329E-5,1.8268607088493746E-2]
[2004,7,19,15,6.5051451063824779E-3,1.1672244822881671E-2,0,2.2771282849656008E-3,9.0258064516128434E-6,null,5.0473105769632977E-5,2.0504991319999381E-2,null,6.70902333085629E-3,9.0214685969279007E-3,0,2.4065744576588161E-3,3.7946571402702613E-6,null,4.7494895930361329E-5,1.8188355938513635E-2]
[2004,7,19,18,6.5889034786581584E-3,1.1668280254013891E-2,0,2.6353747067695788E-3,9.0258064516128434E-6,null,5.0473105769632977E-5,2.0943031545211262E-2,null,6.7954067803508676E-3,9.0184043848518386E-3,0,2.7851858402292732E-3,3.7946571402702613E-6,null,4.7494895930361329E-5,1.8650286558502611E-2]
[2004,7,19,21,6.3852850454126017E-3,1.11803184131581E-2,2.6994727399999813E-4,2.4267339012263717E-3,9.0258064516128434E-6,null,5.0473105769632977E-5,2.0328731933115091E-2,null,6.5854067270243819E-3,8.6412590721395878E-3,1.2944058748037943E-4,2.5646845901412803E-3,3.7946571402702613E-6,null,4.7494895930361329E-5,1.7972080529856261E-2]
[2004,7,19,23,5.0842341101570822E-3,9.5849311632704402E-3,2.6994727399999813E-4,2.3858260524121282E-3,9.0258064516128434E-6,null,5.0473105769632977E-5,1.7391385899157667E-2,null,5.2435794600664944E-3,7.4081855551597258E-3,1.2944058748037943E-4,2.52145128408465E-3,3.7946571402702613E-6,null,4.7494895930361329E-5,1.5353946439861882E-2]
[2004,7,20,2,3.0776128531863943E-3,8.7847516584778525E-3,2.6994727399999813E-4,1.9809056565504111E-3,9.0258064516128434E-6,null,5.0473105769632977E-5,1.4179664741532675E-2,null,3.1740685407789428E-3,6.7897274621423233E-3,1.2944058748037943E-4,2.0935126876956349E-3,3.7946571402702613E-6,null,4.7494895930361329E-5,1.2238038831167914E-2]
[2004,7,20,6,3.0241280210440086E-3,9.8549471668956008E-3,0,2.4910876246098698E-3,9.0258064516128434E-6,null,5.0473105769632977E-5,1.5420635918319112E-2,null,3.1189074366341431E-3,7.6168807062926992E-3,0,2.6326965804944311E-3,3.7946571402702613E-6,null,4.7494895930361329E-5,1.3419774276491905E-2]
[2004,7,20,9,4.596082005342372E-3,1.2147653294500401E-2,0,3.3654485888159062E-3,9.0258064516128434E-6,null,5.0473105769632977E-5,2.0159656994428312E-2,null,4.7401281447383816E-3,9.3889114206951122E-3,0,3.5567616747295451E-3,3.7946571402702613E-6,null,4.7494895930361329E-5,1.773709079323367E-2]
[2004,7,20,13,5.9311886080729691E-3,1.252416791742747E-2,0,2.8115331348645667E-3,9.0258064516128434E-6,null,5.0473105769632977E-5,2.1317362766134634E-2,null,6.1170784203150941E-3,9.6799192686766733E-3,0,2.9713582119633183E-3,3.7946571402702613E-6,null,4.7494895930361329E-5,1.8819645454025716E-2]
[2004,7,20,14,5.8951596899978354E-3,1.2548824476387168E-2,0,2.9760779544794457E-3,9.0258064516128434E-6,null,5.0473105769632977E-5,2.1470535226634078E-2,null,6.0799203173060746E-3,9.6989763031836221E-3,0,3.1452567852846836E-3,3.7946571402702613E-6,null,4.7494895930361329E-5,1.8975442958845009E-2]
[2004,7,20,20,5.8205141059612022E-3,1.1175338404505289E-2,0,2.6671700092900205E-3,9.0258064516128434E-6,null,5.0473105769632977E-5,1.9713495625526142E-2,null,6.0029352606075217E-3,8.6374100274737593E-3,0,2.8187885860317063E-3,3.7946571402702613E-6,null,4.7494895930361329E-5,1.7510423427183616E-2]
[2004,7,20,21,6.3944687058045671E-3,1.1061857880652375E-2,2.6994727399999813E-4,2.5214469657572594E-3,9.0258064516128434E-6,null,5.0473105769632977E-5,2.0314168125532217E-2,null,6.5948782131826089E-3,8.5497010222363896E-3,1.2944058748037943E-4,2.6647817359242059E-3,3.7946571402702613E-6,null,4.7494895930361329E-5,1.7990091111894216E-2]
[2004,7,20,24,3.8659614740013449E-3,9.9306593291868632E-3,2.6994727399999813E-4,1.8255087360916156E-3,9.0258064516128434E-6,null,5.0473105769632977E-5,1.5958524112597839E-2,null,3.9871248528828146E-3,7.6753985753813554E-3,1.2944058748037943E-4,1.9292820371679131E-3,3.7946571402702613E-6,null,4.7494895930361329E-5,1.3772535605983096E-2]
[2004,7,21,3,2.9727136078077179E-3,8.5073380569907469E-3,2.6994727399999813E-4,2.1402922989353507E-3,9.0258064516128434E-6,null,5.0473105769632977E-5,1.3956738537051835E-2,null,3.0658816405445028E-3,6.5753147135962616E-3,1.2944058748037943E-4,2.261959860825097E-3,3.7946571402702613E-6,null,4.7494895930361329E-5,1.2083886355516873E-2]
[2004,7,21,7,3.8221172263915274E-3,1.0940794623055958E-2,0,3.2236560169861309E-3,9.0258064516128434E-6,null,5.0473105769632977E-5,1.8037040972203249E-2,null,3.9419064795294667E-3,8.4561313282125929E-3,0,3.4069087288484371E-3,3.7946571402702613E-6,null,4.7494895930361329E-5,1.5856236089661128E-2]
[2004,7,21,11,5.4152860658447073E-3,1.2618965817612106E-2,0,3.2525364797619414E-3,9.0258064516128434E-6,null,5.0473105769632977E-5,2.1337261468988386E-2,null,5.5850069391022395E-3,9.7531884891691924E-3,0,3.437430937237185E-3,3.7946571402702613E-6,null,4.7494895930361329E-5,1.8826915918579247E-2]
[2004,7,21,15,6.2224760976976115E-3,1.1994324944990368E-2,0,2.5491830684982353E-3,9.0258064516128434E-6,null,5.0473105769632977E-5,2.0816457216955846E-2,null,6.4174951722736143E-3,9.2704040631890472E-3,0,2.6940945317171059E-3,3.7946571402702613E-6,null,4.7494895930361329E-5,1.8433283320250397E-2]
[2004,7,21,18,6.3095501085316703E-3,1.1879203730976123E-2,0,2.8320265587342005E-3,9.0258064516128434E-6,null,5.0473105769632977E-5,2.1071253504011622E-2,null,6.5072981759950483E-3,9.1814269698510306E-3,0,2.9930166098499273E-3,3.7946571402702613E-6,null,4.7494895930361329E-5,{"$f":"SUM(N4868:T4868)","v":1.8733031308766638E-2}]
[2004,7,21,21,6.5654662375014524E-3,1.0950172902626409E-2,2.6994727399999813E-4,2.6131838831006402E-3,9.0258064516128434E-6,null,5.0473105769632977E-5,2.0465217596546518E-2,null,6.7712349909196112E-3,8.4633797929185572E-3,1.2944058748037943E-4,2.7617335517531824E-3,3.7946571402702613E-6,null,4.7494895930361329E-5,1.8177078476142361E-2]
[2004,7,21,22,5.9992076627861856E-3,1.0433431564421718E-2,2.6994727399999813E-4,2.2678984493658952E-3,9.0258064516128434E-6,null,5.0473105769632977E-5,1.9036932249891815E-2,null,6.1872292651542083E-3,8.0639908299480895E-3,1.2944058748037943E-4,2.3968199406431104E-3,3.7946571402702613E-6,null,4.7494895930361329E-5,1.6828770176296418E-2]
[2004,7,22,1,3.5275140834006274E-3,9.4369328983412507E-3,2.6994727399999813E-4,1.832205632131937E-3,9.0258064516128434E-6,null,5.0473105769632977E-5,1.5133047187191833E-2,null,3.6380701580721155E-3,7.2937978157215401E-3,1.2944058748037943E-4,1.936359626543374E-3,3.7946571402702613E-6,null,4.7494895930361329E-5,1.304895774088804E-2]
[2004,7,22,4,2.3923344483456968E-3,9.3423905591581598E-3,2.6994727399999813E-4,1.4985069522113128E-3,9.0258064516128434E-6,null,5.0473105769632977E-5,1.3569626533033188E-2,null,2.4673127757619002E-3,7.2207261181207192E-3,1.2944058748037943E-4,1.5836914325933038E-3,3.7946571402702613E-6,null,4.7494895930361329E-5,1.1452460467026936E-2]
[2004,7,22,9,4.6681819447397625E-3,1.2403308157911186E-2,0,3.2827286216306991E-3,9.0258064516128434E-6,null,5.0473105769632977E-5,2.040469183005128E-2,null,4.8144877735644661E-3,9.5865068581546635E-3,0,3.4693393887386169E-3,3.7946571402702613E-6,null,4.7494895930361329E-5,1.7921623573528375E-2]
[2004,7,22,12,5.8504597872554732E-3,1.2837276791312864E-2,0,2.5759601841363689E-3,9.0258064516128434E-6,null,5.0473105769632977E-5,2.1314169868474338E-2,null,6.0338194716706281E-3,9.9219208644313415E-3,0,2.7223938255996559E-3,3.7946571402702613E-6,null,4.7494895930361329E-5,1.8729423714772254E-2]
[2004,7,22,16,6.9835629860595001E-3,1.2016344122088754E-2,0,1.9884243945188494E-3,9.0258064516128434E-6,null,5.0473105769632977E-5,2.1038804608436736E-2,null,7.2024353399908359E-3,9.2874226673853779E-3,0,2.1014588376197033E-3,3.7946571402702613E-6,null,4.7494895930361329E-5,1.8642606398066548E-2]
[2004,7,22,19,5.9518102248972042E-3,1.1547055660406648E-2,0,2.6291089375868656E-3,9.0258064516128434E-6,null,5.0473105769632977E-5,2.0178447928660345E-2,null,6.1383463407275124E-3,8.924709994355573E-3,0,2.778563885650666E-3,3.7946571402702613E-6,null,4.7494895930361329E-5,1.789290977380438E-2]
[2004,7,22,22,6.2385338913708323E-3,1.0020333752796422E-2,2.6994727399999813E-4,2.5308408881292142E-3,9.0258064516128434E-6,null,5.0473105769632977E-5,1.9126103105614481E-2,null,6.4340562344227144E-3,7.7447078649667935E-3,1.2944058748037943E-4,2.6747096674275984E-3,3.7946571402702613E-6,null,4.7494895930361329E-5,1.7034203907368116E-2]
[2004,7,22,23,4.8835999508133835E-3,9.6670150069455372E-3,2.6994727399999813E-4,2.5093712983540592E-3,9.0258064516128434E-6,null,5.0473105769632977E-5,1.7396380829430996E-2,null,5.0366572109866187E-3,7.4716280916440839E-3,1.2944058748037943E-4,2.6520196122776832E-3,3.7946571402702613E-6,null,4.7494895930361329E-5,1.5341035055459399E-2]
[2004,7,23,5,2.8045720264984709E-3,9.05054653130246E-3,2.0246045549999862E-4,2.3738080901749567E-3,9.0258064516128434E-6,null,5.0473105769632977E-5,1.4493840854406808E-2,null,2.8924703217433258E-3,6.9951601046885966E-3,9.7080440610284585E-5,2.5087501459256632E-3,3.7946571402702613E-6,null,4.7494895930361329E-5,1.2544750566038501E-2]
[2004,7,23,7,3.6602138177457928E-3,1.1001003623059665E-2,0,2.801239227182705E-3,9.0258064516128434E-6,null,5.0473105769632977E-5,1.7512929773757794E-2,null,3.7749288444135854E-3,8.5026668156897803E-3,0,2.9604791343723776E-3,3.7946571402702613E-6,null,4.7494895930361329E-5,1.5289364347546377E-2]
[2004,7,23,10,4.9279360818413817E-3,1.199198900713435E-2,0,3.5726668679148337E-3,9.0258064516128434E-6,null,5.0473105769632977E-5,2.0543065062660196E-2,null,5.0823828839120233E-3,9.2685986187066704E-3,0,3.7757595330987883E-3,3.7946571402702613E-6,null,4.7494895930361329E-5,1.8178030588788113E-2]
[2004,7,23,13,6.0128235233879073E-3,1.2359959351392521E-2,0,2.6428195231276903E-3,9.0258064516128434E-6,null,5.0473105769632977E-5,2.1066075503677752E-2,null,6.2012718614303484E-3,9.5530026006055251E-3,0,2.793053866377682E-3,3.7946571402702613E-6,null,4.7494895930361329E-5,1.8598617881484186E-2]
[2004,7,23,17,7.0462095378908494E-3,1.0676652769654299E-2,0,1.7619501554052997E-3,9.0258064516128434E-6,null,5.0473105769632977E-5,1.9535285568720077E-2,null,7.2670453019456965E-3,8.2519763030433138E-3,0,1.8621103903816427E-3,3.7946571402702613E-6,null,4.7494895930361329E-5,1.7432421548441285E-2]
[2004,7,23,20,5.4284014159413268E-3,1.0175445927471148E-2,0,2.3195878388636766E-3,9.0258064516128434E-6,null,5.0473105769632977E-5,1.7973908288045782E-2,null,5.5985333383372438E-3,7.864593939502007E-3,0,2.4514476773932238E-3,3.7946571402702613E-6,null,4.7494895930361329E-5,1.5965864508303104E-2]
[2004,7,23,22,5.6856668965343709E-3,9.3277437401787667E-3,2.6994727399999813E-4,1.6243959610167591E-3,9.0258064516128434E-6,null,5.0473105769632977E-5,1.697420117104791E-2,null,5.8638617950121366E-3,7.2094056035605335E-3,1.2944058748037943E-4,1.7167367577475472E-3,3.7946571402702613E-6,null,4.7494895930361329E-5,1.497073429687123E-2]
[2004,7,24,1,4.0992976489182221E-3,7.7006826551395992E-3,2.6994727399999813E-4,2.2086845493114993E-3,9.0258064516128434E-6,null,5.0473105769632977E-5,1.4345059426687339E-2,null,4.2277740337772042E-3,5.9518514049723284E-3,1.2944058748037943E-4,2.3342399532308403E-3,3.7946571402702613E-6,null,4.7494895930361329E-5,1.2694595532531385E-2]
[2004,7,24,4,3.1289322253109141E-3,7.4027003781618602E-3,2.6994727399999813E-4,2.1685409396717272E-3,9.0258064516128434E-6,null,5.0473105769632977E-5,1.303656811646252E-2,null,3.2269963170664371E-3,5.7215411437511222E-3,1.2944058748037943E-4,2.2918143304694241E-3,3.7946571402702613E-6,null,4.7494895930361329E-5,1.1421081931837995E-2]
[2004,7,24,8,4.8284177456719719E-3,8.6506830532171626E-3,0,3.6943323361099652E-3,9.0258064516128434E-6,null,5.0473105769632977E-5,1.7223906240768732E-2,null,4.9797455363525525E-3,6.6861059454121222E-3,0,3.9043412252549366E-3,3.7946571402702613E-6,null,4.7494895930361329E-5,1.5621482260090244E-2]
[2004,7,24,11,6.6388874165309066E-3,9.2363443229555205E-3,0,4.2139298935031638E-3,9.0258064516128434E-6,null,5.0473105769632977E-5,2.013963473875922E-2,null,6.8469572684448712E-3,7.1387630678042061E-3,0,4.4534759482041412E-3,3.7946571402702613E-6,null,4.7494895930361329E-5,1.849048583752385E-2]
[2004,7,24,14,6.7031643844025273E-3,9.2013275012681525E-3,0,3.7043856771733592E-3,9.0258064516128434E-6,null,5.0473105769632977E-5,1.965935066861367E-2,null,6.9132487454273452E-3,7.1116985946021415E-3,0,3.9149660609205574E-3,3.7946571402702613E-6,null,4.7494895930361329E-5,1.7991202954020676E-2]
[2004,7,24,19,7.4918666906938144E-3,8.0891904263438903E-3,0,2.4468105760343723E-3,9.0258064516128434E-6,null,5.0473105769632977E-5,1.807834079884171E-2,null,7.7266698278897128E-3,6.2521287475715099E-3,0,2.5859025483505982E-3,3.7946571402702613E-6,null,4.7494895930361329E-5,1.661599067688245E-2]
[2004,7,24,22,6.6350223277869703E-3,7.5806022200338979E-3,2.6994727399999813E-4,2.2891329620738127E-3,9.0258064516128434E-6,null,5.0473105769632977E-5,1.6841152083212695E-2,null,6.8429710436743495E-3,5.859041333657865E-3,1.2944058748037943E-4,2.4192615554792627E-3,3.7946571402702613E-6,null,4.7494895930361329E-5,1.5302004073362489E-2]
[2004,7,25,1,4.1261233585917177E-3,7.4556697739959904E-3,2.6994727399999813E-4,2.722570845102008E-3,9.0258064516128434E-6,null,5.0473105769632977E-5,1.4640758551007733E-2,null,4.2554404899627363E-3,5.762481147012455E-3,1.2944058748037943E-4,2.8773387508504149E-3,3.7946571402702613E-6,null,4.7494895930361329E-5,1.3075990528376618E-2]
[2004,7,25,2,3.8151308025624539E-3,7.3520377391917136E-3,2.6994727399999813E-4,2.8297460182053909E-3,9.0258064516128434E-6,null,5.0473105769632977E-5,1.4333309133277577E-2,null,3.9347010936845736E-3,5.6823840310069916E-3,1.2944058748037943E-4,2.9906064291752043E-3,3.7946571402702613E-6,null,4.7494895930361329E-5,1.2788421694417781E-2]
[2004,7,25,5,3.2335690483054915E-3,7.3426373165666938E-3,2.0246045549999862E-4,3.0864580990914593E-3,9.0258064516128434E-6,null,5.0473105769632977E-5,1.3927578670394567E-2,null,3.3349125703178101E-3,5.6751184519520347E-3,9.7080440610284585E-5,3.261911625685988E-3,3.7946571402702613E-6,null,4.7494895930361329E-5,1.2420312641636748E-2]
[2004,7,25,9,5.1940529081861819E-3,9.0455492257830953E-3,0,3.5683920284060918E-3,9.0258064516128434E-6,null,5.0473105769632977E-5,1.7858467268145002E-2,null,5.3568400970076969E-3,6.9912976912885772E-3,0,3.7712416850529617E-3,3.7946571402702613E-6,null,4.7494895930361329E-5,1.6170669026419865E-2]
[2004,7,25,12,6.4004421354707753E-3,9.5225346218302323E-3,0,3.4554394373699634E-3,9.0258064516128434E-6,null,5.0473105769632977E-5,1.9428889300440601E-2,null,6.6010388565411254E-3,7.3599593186729579E-3,0,3.6518681643301115E-3,3.7946571402702613E-6,null,4.7494895930361329E-5,1.7664155892614827E-2]
[2004,7,25,16,7.3673197461970137E-3,9.0234996804248197E-3,0,3.3282248687274744E-3,9.0258064516128434E-6,null,5.0473105769632977E-5,1.976951740111894E-2,null,7.5982194485744118E-3,6.9742556154887047E-3,0,3.5174219262510287E-3,3.7946571402702613E-6,null,4.7494895930361329E-5,1.8141186543384775E-2]
[2004,7,25,20,7.5073791769908653E-3,8.0493964895742356E-3,0,3.5179712344685257E-3,9.0258064516128434E-6,null,5.0473105769632977E-5,1.9125220006803258E-2,null,7.7426684921446257E-3,6.221372045980415E-3,0,3.7179546587461153E-3,3.7946571402702613E-6,null,4.7494895930361329E-5,1.7733284749941788E-2]
[2004,7,25,23,5.9842557811453289E-3,7.8493020947783768E-3,2.6994727399999813E-4,3.0446368497816382E-3,9.0258064516128434E-6,null,5.0473105769632977E-5,1.7214589299023361E-2,null,6.1718087755066693E-3,6.066719249841885E-3,1.2944058748037943E-4,3.2177129957533237E-3,3.7946571402702613E-6,null,4.7494895930361329E-5,1.5636971161652889E-2]
[2004,7,25,24,4.7334962013344415E-3,8.1261558533114748E-3,2.6994727399999813E-4,2.602683808506227E-3,9.0258064516128434E-6,null,5.0473105769632977E-5,1.5798730436470163E-2,null,4.8818490490110814E-3,6.2806992962209313E-3,1.2944058748037943E-4,2.7506365874366513E-3,3.7946571402702613E-6,null,4.7494895930361329E-5,1.4093915073219677E-2]
[2004,7,26,3,3.0784428419386592E-3,7.6475935138728586E-3,2.6994727399999813E-4,2.1378046259418991E-3,9.0258064516128434E-6,null,5.0473105769632977E-5,1.3200235555071434E-2,null,3.174924542268876E-3,5.9108188505628389E-3,1.2944058748037943E-4,2.2593307729846905E-3,3.7946571402702613E-6,null,4.7494895930361329E-5,1.1525804306367418E-2]
[2004,7,26,6,3.1826504843403278E-3,8.9390306306862156E-3,0,2.3310523421040462E-3,9.0258064516128434E-6,null,5.0473105769632977E-5,1.4503206562900222E-2,null,3.2823981639472574E-3,6.9089695551641898E-3,0,2.4635638944944653E-3,3.7946571402702613E-6,null,4.7494895930361329E-5,1.2706221166676544E-2]
[2004,7,26,9,4.7395642861774593E-3,1.1995402785210371E-2,0,2.3464209882253107E-3,9.0258064516128434E-6,null,5.0473105769632977E-5,1.9131861165382773E-2,null,4.8881073141411671E-3,9.2712371250246086E-3,0,2.4798061903055645E-3,3.7946571402702613E-6,null,4.7494895930361329E-5,1.6690440182541972E-2]
[2004,7,26,14,6.7817323022786357E-3,1.277786537070506E-2,0,3.1123313314538824E-3,9.0258064516128434E-6,null,5.0473105769632977E-5,2.2722402110207207E-2,null,6.9942790661146476E-3,9.8760018254251108E-3,0,3.2892556539305009E-3,3.7946571402702613E-6,null,4.7494895930361329E-5,2.0210826098540892E-2]
[2004,7,26,17,8.4180496153780301E-3,1.2014278278739993E-2,0,2.6323498025514437E-3,9.0258064516128434E-6,null,5.0473105769632977E-5,2.3115150802439099E-2,null,8.6818803187749208E-3,9.2858259787295255E-3,0,2.7819889815910086E-3,3.7946571402702613E-6,null,4.7494895930361329E-5,2.0800984832166084E-2]
[2004,7,26,21,7.3100798123373056E-3,1.07514876723728E-2,2.6994727399999813E-4,2.9647777776509606E-3,9.0258064516128434E-6,null,5.0473105769632977E-5,2.1362739835679084E-2,null,7.5391855537970814E-3,8.309816138916671E-3,1.2944058748037943E-4,3.133314235933376E-3,3.7946571402702613E-6,null,4.7494895930361329E-5,1.9163046069198136E-2]
[2004,7,26,24,4.4468468934504195E-3,9.2198685320774177E-3,2.6994727399999813E-4,1.5032901140266386E-3,9.0258064516128434E-6,null,5.0473105769632977E-5,1.5506400112872494E-2,null,4.5862158443834341E-3,7.1260289423406122E-3,1.2944058748037943E-4,1.5887464991556982E-3,3.7946571402702613E-6,null,4.7494895930361329E-5,1.3481721426430757E-2]
[2004,7,27,1,3.5666386185351901E-3,8.8064733994864669E-3,2.6994727399999813E-4,2.1477425114501208E-3,9.0258064516128434E-6,null,5.0473105769632977E-5,1.4857249102789797E-2,null,{"$f":"E4995*Y$5","v":3.6784208980992902E-3},{"$f":"F4995*Z$5","v":6.8065161782250826E-3},{"$f":"G4995*AA$5","v":1.2944058748037943E-4},{"$f":"H4995*AB$5","v":2.2698335898813614E-3},{"$f":"I4995*AC$5","v":3.7946571402702613E-6},null,{"$f":"K4995*AE$5","v":4.7494895930361329E-5},1.2935500806756747E-2]
[2004,7,27,6,2.8985635081820284E-3,9.9926996414450922E-3,0,2.3818773607645546E-3,9.0258064516128434E-6,null,5.0473105769632977E-5,1.5323613616161308E-2,null,2.9894075972697453E-3,7.7233494826210681E-3,0,2.5172781241783937E-3,3.7946571402702613E-6,null,4.7494895930361329E-5,1.3281324757139839E-2]
[2004,7,27,8,4.1170891094497088E-3,1.1750315699522774E-2,0,3.2561069704537537E-3,9.0258064516128434E-6,null,5.0473105769632977E-5,1.9173984885195866E-2,null,4.2461230977632854E-3,9.081809514432616E-3,0,3.4412043968867602E-3,3.7946571402702613E-6,null,4.7494895930361329E-5,1.6820426562153292E-2]
[2004,7,27,12,5.8188035788110824E-3,1.2185504377701677E-2,0,2.8709407802420595E-3,9.0258064516128434E-6,null,5.0473105769632977E-5,2.0925721842524454E-2,null,6.001171123701958E-3,9.4181664923322847E-3,0,3.0341429583911144E-3,3.7946571402702613E-6,null,4.7494895930361329E-5,1.8504770127495986E-2]
[2004,7,27,15,6.3337318883161381E-3,1.1120822914776101E-2,0,3.0277811794955649E-3,9.0258064516128434E-6,null,5.0473105769632977E-5,2.0532809088357435E-2,null,6.5322378386931867E-3,8.5952750494895837E-3,0,3.1998991440502804E-3,3.7946571402702613E-6,null,4.7494895930361329E-5,1.8378701585303681E-2]
[2004,7,27,19,5.8529818953293499E-3,1.098265459531827E-2,0,2.9245889084583312E-3,9.0258064516128434E-6,null,5.0473105769632977E-5,1.9810698504875584E-2,null,6.0364206253165293E-3,8.4884848669674016E-3,0,3.0908407807838634E-3,3.7946571402702613E-6,null,4.7494895930361329E-5,1.7667035826138423E-2]
[2004,7,27,22,5.9509612299864763E-3,1.0005663533668618E-2,2.6994727399999813E-4,2.4845127643997925E-3,9.0258064516128434E-6,null,5.0473105769632977E-5,1.8777532101372903E-2,null,6.1374707374057258E-3,7.7333692644508002E-3,1.2944058748037943E-4,2.625747964226864E-3,3.7946571402702613E-6,null,4.7494895930361329E-5,1.6677318106634399E-2]
[2004,7,27,23,4.609953832953098E-3,9.7026598016273571E-3,2.6994727399999813E-4,2.4303256585003637E-3,9.0258064516128434E-6,null,5.0473105769632977E-5,1.7079333866398837E-2,null,4.7544347303041159E-3,7.4991779246663991E-3,1.2944058748037943E-4,2.5684805252981923E-3,3.7946571402702613E-6,null,4.7494895930361329E-5,1.500282332081972E-2]
[2004,7,28,3,2.9741850430987831E-3,8.2252763761252561E-3,2.6994727399999813E-4,2.2683446749521344E-3,9.0258064516128434E-6,null,5.0473105769632977E-5,1.3804200667494191E-2,null,3.0673991921957204E-3,6.3573094682525038E-3,1.2944058748037943E-4,2.3972915324744918E-3,3.7946571402702613E-6,null,4.7494895930361329E-5,1.2002730333473729E-2]
[2004,7,28,6,3.0247091128099944E-3,9.752341097769953E-3,0,2.5379857663152833E-3,9.0258064516128434E-6,null,5.0473105769632977E-5,1.5365509082664864E-2,null,3.1195067404393025E-3,7.5375765583316628E-3,0,2.682260705047746E-3,3.7946571402702613E-6,null,4.7494895930361329E-5,1.3390633556889344E-2]
[2004,7,28,9,4.5241343519056105E-3,1.2200065982615072E-2,0,3.3129154929826365E-3,9.0258064516128434E-6,null,5.0473105769632977E-5,2.0087588933272948E-2,null,4.6659255746782612E-3,9.4294211450096799E-3,0,3.5012422701141835E-3,3.7946571402702613E-6,null,4.7494895930361329E-5,1.7647878542872756E-2]
[2004,7,28,13,5.897154589586835E-3,1.2459253207620135E-2,0,2.8342747047868759E-3,9.0258064516128434E-6,null,5.0473105769632977E-5,2.124115560776348E-2,null,6.0819777391877454E-3,9.6297467418926617E-3,0,2.9953925545444689E-3,3.7946571402702613E-6,null,4.7494895930361329E-5,1.8758406588695507E-2]
[2004,7,28,16,6.8247511700850741E-3,1.1709603807465642E-2,0,2.1270194733426762E-3,9.0258064516128434E-6,null,5.0473105769632977E-5,2.0711847556663023E-2,null,7.0386461913763496E-3,9.0503433259411844E-3,0,2.2479325250517094E-3,3.7946571402702613E-6,null,4.7494895930361329E-5,1.8388211595439873E-2]
[2004,7,28,20,5.8523942198872442E-3,1.0945754909730473E-2,0,2.7944004534769741E-3,9.0258064516128434E-6,null,5.0473105769632977E-5,1.9643022688864323E-2,null,6.0358145314957793E-3,8.4599651297773259E-3,0,2.9532516021202062E-3,3.7946571402702613E-6,null,4.7494895930361329E-5,1.7500320816463941E-2]
[2004,7,28,24,3.9423143958607233E-3,9.6264375479057796E-3,2.6994727399999813E-4,1.9963286021254549E-3,9.0258064516128434E-6,null,5.0473105769632977E-5,1.5901475119209973E-2,null,4.0658707572026149E-3,7.4402658063232102E-3,1.2944058748037943E-4,2.1098123696800968E-3,3.7946571402702613E-6,null,4.7494895930361329E-5,1.3796679073756934E-2]
[2004,7,29,3,3.0048392708267951E-3,8.6434553119823978E-3,2.6994727399999813E-4,2.0909113959909293E-3,9.0258064516128434E-6,null,5.0473105769632977E-5,1.4075600552118138E-2,null,3.0990141562977254E-3,6.6805196300490028E-3,1.2944058748037943E-4,2.2097718394005731E-3,3.7946571402702613E-6,null,4.7494895930361329E-5,1.2170035766298312E-2]
[2004,7,29,4,2.5450762155366609E-3,9.0526555569029419E-3,2.6994727399999813E-4,1.6872618057061418E-3,9.0258064516128434E-6,null,5.0473105769632977E-5,1.3621388151463763E-2,null,2.6248416337538568E-3,6.9967901688719287E-3,1.2944058748037943E-4,1.7831762891026724E-3,3.7946571402702613E-6,null,4.7494895930361329E-5,1.1585538232279471E-2]
[2004,7,29,7,3.7574025888107449E-3,1.1371173826497201E-2,0,3.0116025007489002E-3,9.0258064516128434E-6,null,5.0473105769632977E-5,1.819065202182648E-2,null,3.8751636157997407E-3,8.7887710669717276E-3,0,3.1828007683077039E-3,3.7946571402702613E-6,null,4.7494895930361329E-5,1.5898025004149802E-2]
[2004,7,29,10,5.1226218306552182E-3,1.2244964262906357E-2,0,3.3987926699338834E-3,9.0258064516128434E-6,null,5.0473105769632977E-5,2.0816851869265091E-2,null,5.2831702928962951E-3,9.4641229895863002E-3,0,3.5920012413637277E-3,3.7946571402702613E-6,null,4.7494895930361329E-5,1.8390584076916953E-2]
[2004,7,29,14,6.273555507198385E-3,1.2286464016629266E-2,0,3.2039051951253499E-3,9.0258064516128434E-6,null,5.0473105769632977E-5,2.1814397824722633E-2,null,6.4701754652513712E-3,9.4961981157229234E-3,0,3.3860351470999927E-3,3.7946571402702613E-6,null,4.7494895930361329E-5,1.940369828114492E-2]
[2004,7,29,17,7.5631011952420812E-3,1.1653114098071935E-2,0,2.7748163270855599E-3,9.0258064516128434E-6,null,5.0473105769632977E-5,2.2041504726169208E-2,null,{"$f":"E5059*Y$5","v":7.8001368982103126E-3},{"$f":"F5059*Z$5","v":9.0066824751727122E-3},{"$f":"G5059*AA$5","v":0},{"$f":"H5059*AB$5","v":2.932554191851179E-3},{"$f":"I5059*AC$5","v":3.7946571402702613E-6},null,{"$f":"K5059*AE$5","v":4.7494895930361329E-5},1.9790663118304835E-2]
[2004,7,29,22,6.3962452897551444E-3,9.778158110109441E-3,2.6994727399999813E-4,2.68826112233199E-3,9.0258064516128434E-6,null,5.0473105769632977E-5,1.9199059095514594E-2,null,6.5967104771796027E-3,7.5575305063186526E-3,1.2944058748037943E-4,2.841078649470607E-3,3.7946571402702613E-6,null,4.7494895930361329E-5,1.7176049773519872E-2]
[2004,7,30,1,3.7579592341326989E-3,8.2140649647040181E-3,2.6994727399999813E-4,2.3465946264953907E-3,9.0258064516128434E-6,null,5.0473105769632977E-5,1.4655013398650127E-2,null,3.8757377069830929E-3,6.348644177419531E-3,1.2944058748037943E-4,2.4799896992577855E-3,3.7946571402702613E-6,null,4.7494895930361329E-5,1.2885101724211421E-2]
[2004,7,30,4,2.7903912385904982E-3,7.9616059202387689E-3,2.6994727399999813E-4,2.2297287891821921E-3,9.0258064516128434E-6,null,5.0473105769632977E-5,1.3318120521329477E-2,null,2.8778450927332659E-3,6.1535187858419932E-3,1.2944058748037943E-4,2.3564804789350914E-3,3.7946571402702613E-6,null,4.7494895930361329E-5,1.1568574498061363E-2]
[2004,7,30,5,3.0263471204276722E-3,8.2548139195252369E-3,2.0246045549999862E-4,2.7821713375512447E-3,9.0258064516128434E-6,null,5.0473105769632977E-5,1.4328246583935075E-2,null,3.1211960849724992E-3,6.3801390116913926E-3,9.7080440610284585E-5,2.9403273069801747E-3,3.7946571402702613E-6,null,4.7494895930361329E-5,1.2590032397324983E-2]
[2004,7,30,8,4.0567142774218419E-3,1.1273899902097047E-2,0,3.2808278931211626E-3,9.0258064516128434E-6,null,5.0473105769632977E-5,1.8661915178409684E-2,null,4.1838560537469927E-3,8.7135881293627076E-3,0,3.4673306109669843E-3,3.7946571402702613E-6,null,4.7494895930361329E-5,1.6416064347147315E-2]
[2004,7,30,14,6.1386842374118403E-3,1.0886035003008174E-2,0,3.0681011451073508E-3,9.0258064516128434E-6,null,5.0473105769632977E-5,2.0143293491296996E-2,null,6.3310771852187944E-3,8.4138076621023388E-3,0,3.2425111479569778E-3,3.7946571402702613E-6,null,4.7494895930361329E-5,1.803868554834874E-2]
[2004,7,30,16,6.990075191009637E-3,1.0278482881037295E-2,0,2.4004721059774346E-3,9.0258064516128434E-6,null,5.0473105769632977E-5,1.9719503283793998E-2,null,7.2091516444285223E-3,7.9442311176991156E-3,0,2.5369299106725684E-3,3.7946571402702613E-6,null,4.7494895930361329E-5,1.7741602225870838E-2]
[2004,7,30,19,5.9302064720576E-3,9.4619972192831175E-3,0,2.5900633530065924E-3,9.0258064516128434E-6,null,5.0473105769632977E-5,1.8032740150116942E-2,null,6.116065503103652E-3,7.3131700091351934E-3,0,2.7372987065408024E-3,3.7946571402702613E-6,null,4.7494895930361329E-5,1.6217823771850281E-2]
[2004,7,30,23,5.1319982335611509E-3,7.6504017169925871E-3,2.6994727399999813E-4,1.9398500304308687E-3,9.0258064516128434E-6,null,5.0473105769632977E-5,1.5058644554302624E-2,null,5.2928405623255959E-3,5.9129893084861312E-3,1.2944058748037943E-4,2.0501232037500811E-3,3.7946571402702613E-6,null,4.7494895930361329E-5,1.343668321511282E-2]
[2004,7,31,2,3.8946303301109816E-3,6.8307151719088112E-3,2.6994727399999813E-4,2.6721721277938749E-3,9.0258064516128434E-6,null,5.0473105769632977E-5,1.3733912203131686E-2,null,4.0166922216905909E-3,5.2794542397818431E-3,1.2944058748037943E-4,2.8240750561462965E-3,3.7946571402702613E-6,null,4.7494895930361329E-5,1.2300951658169744E-2]
[2004,7,31,5,3.4599920147031543E-3,6.679272686120185E-3,2.0246045549999862E-4,3.0900143473998978E-3,9.0258064516128434E-6,null,5.0473105769632977E-5,1.3494193254654159E-2,null,3.5684318753235011E-3,5.1624044648230028E-3,9.7080440610284585E-5,3.2656700333262979E-3,3.7946571402702613E-6,null,4.7494895930361329E-5,1.2144876367153718E-2]
[2004,7,31,6,3.7625777109753034E-3,6.7562668178154485E-3,0,3.3311457890957139E-3,9.0258064516128434E-6,null,5.0473105769632977E-5,1.3900463423656098E-2,null,3.880500931843312E-3,5.2219131670286738E-3,0,3.5205088899488896E-3,3.7946571402702613E-6,null,4.7494895930361329E-5,1.2674212541891508E-2]
[2004,7,31,11,6.8780089363388551E-3,8.2927479549220872E-3,0,4.6455237813637813E-3,9.0258064516128434E-6,null,5.0473105769632977E-5,1.9866753778394353E-2,null,7.093573113144065E-3,6.4094581970135312E-3,0,4.909604324222586E-3,3.7946571402702613E-6,null,4.7494895930361329E-5,1.8463925187450814E-2]
[2004,7,31,14,6.9824752133688843E-3,8.1540631646646947E-3,0,4.2059650797125966E-3,9.0258064516128434E-6,null,5.0473105769632977E-5,1.9392976563515806E-2,null,7.2013134753374482E-3,6.302268834627478E-3,0,4.4450583647263281E-3,3.7946571402702613E-6,null,4.7494895930361329E-5,1.7999930227761883E-2]
[2004,7,31,17,7.5661423951785042E-3,7.6644681866159629E-3,0,3.9299812204234875E-3,9.0258064516128434E-6,null,5.0473105769632977E-5,1.9211064907987588E-2,null,7.8032734126144638E-3,5.9238612714977495E-3,0,4.153385861742462E-3,3.7946571402702613E-6,null,4.7494895930361329E-5,1.7931810098925305E-2]
[2004,7,31,20,7.3799887153128347E-3,6.6894817564997124E-3,0,3.1899443605522965E-3,9.0258064516128434E-6,null,5.0473105769632977E-5,1.7309887938134472E-2,null,7.6112854767699314E-3,5.1702950470743437E-3,0,3.3712806916251143E-3,3.7946571402702613E-6,null,4.7494895930361329E-5,1.620415076854002E-2]
[2004,7,31,24,5.2158450214199589E-3,5.9706852999543043E-3,2.6994727399999813E-4,3.0550563617819122E-3,9.0258064516128434E-6,null,5.0473105769632977E-5,1.4577981256474195E-2,null,5.379315198442502E-3,4.6147378463210339E-3,1.2944058748037943E-4,3.2287248177954482E-3,3.7946571402702613E-6,null,4.7494895930361329E-5,1.3403508003109996E-2]
[2004,8,1,3,3.0909986966261281E-3,5.5406675487284012E-3,2.6994727399999807E-4,2.638912664370358E-3,9.0258064516128434E-6,null,7.0714453658047029E-5,1.1627325081343138E-2,null,3.1878739109085425E-3,4.2823774736872218E-3,1.294405874803794E-4,2.7889249174040329E-3,3.7946571402702613E-6,null,6.6541885347621738E-5,1.0458953431968069E-2]
[2004,8,1,4,2.8135341814307063E-3,5.4515769960951747E-3,2.6994727399999807E-4,2.493925957788684E-3,9.0258064516128434E-6,null,7.0714453658047029E-5,1.1115783306932818E-2,null,2.9017133602231471E-3,4.2135194575078474E-3,1.294405874803794E-4,2.6356962622319765E-3,3.7946571402702613E-6,null,6.6541885347621738E-5,9.9507062099312427E-3]
[2004,8,1,8,4.0549649692203076E-3,6.255707935526573E-3,0,3.2282109192372154E-3,9.0258064516128434E-6,null,7.0714453658047029E-5,1.3609598277642142E-2,null,4.18205192035027E-3,4.8350316111663494E-3,0,3.4117225601494514E-3,3.7946571402702613E-6,null,6.6541885347621738E-5,1.2499142634153963E-2]
[2004,8,1,11,5.4706237606451545E-3,7.0131787217677186E-3,0,3.3181662806472481E-3,9.0258064516128434E-6,null,7.0714453658047029E-5,1.587268321671817E-2,null,5.6420789766080193E-3,5.4204801701075341E-3,0,3.5067915452954169E-3,3.7946571402702613E-6,null,6.6541885347621738E-5,1.4639687234498861E-2]
[2004,8,1,15,6.036636853244513E-3,7.1591544037593281E-3,0,2.9052973430392925E-3,9.0258064516128434E-6,null,7.0714453658047029E-5,1.6171803053701181E-2,null,6.2258315265847188E-3,5.5333046568267321E-3,0,3.0704525624773949E-3,3.7946571402702613E-6,null,6.6541885347621738E-5,1.4899925288376737E-2]
[2004,8,1,18,6.9609793146766762E-3,6.6928057245770481E-3,0,2.7384777022525534E-3,9.0258064516128434E-6,null,7.0714453658047029E-5,1.6462977195164326E-2,null,7.179143872125638E-3,5.1728641393168299E-3,0,2.8941498529621731E-3,3.7946571402702613E-6,null,6.6541885347621738E-5,1.5316494406892533E-2]
[2004,8,1,21,7.0294169307912454E-3,6.3025716824436882E-3,2.6994727399999807E-4,2.6758021954643297E-3,9.0258064516128434E-6,null,7.0714453658047029E-5,1.6364536980317517E-2,null,7.2497263965293351E-3,4.8712525633107335E-3,1.294405874803794E-4,2.8279114795015233E-3,3.7946571402702613E-6,null,6.6541885347621738E-5,1.5148667569309864E-2]
[2004,8,2,1,4.1297182682745771E-3,5.9183726619207264E-3,2.6994727399999807E-4,2.8502293742114124E-3,9.0258064516128434E-6,null,7.0714453658047029E-5,1.3255066476024967E-2,null,4.2591480679706369E-3,4.5743054506333404E-3,1.294405874803794E-4,3.0122541868780463E-3,3.7946571402702613E-6,null,6.6541885347621738E-5,1.2045484835450296E-2]
[2004,8,2,5,3.4752090186803948E-3,6.2365115748721413E-3,2.0246045549999857E-4,3.6519431072011199E-3,9.0258064516128434E-6,null,7.0714453658047029E-5,1.3648901942881859E-2,null,3.5841257965257929E-3,4.8201947595198037E-3,9.7080440610284558E-5,3.8595423282207185E-3,3.7946571402702613E-6,null,6.6541885347621738E-5,1.2431279867364491E-2]
[2004,8,2,6,3.9895620184819324E-3,6.571126988656634E-3,0,4.0317788318606929E-3,9.0258064516128434E-6,null,7.0714453658047029E-5,1.4663182292657307E-2,null,4.1145991709903686E-3,5.0788187425934864E-3,0,4.2609702842595952E-3,3.7946571402702613E-6,null,6.6541885347621738E-5,1.3524724740331343E-2]
[2004,8,2,9,6.1066456868384298E-3,8.4438154668432901E-3,0,5.0208433967925395E-3,9.0258064516128434E-6,null,7.0714453658047029E-5,1.9642019004132309E-2,null,6.298034512108714E-3,6.5262181549730746E-3,0,5.306259447217917E-3,3.7946571402702613E-6,null,6.6541885347621738E-5,1.8200848656787599E-2]
[2004,8,2,12,7.5406438493151769E-3,8.9528371303986606E-3,0,4.4243764871017884E-3,9.0258064516128434E-6,null,7.0714453658047029E-5,2.0988571920473674E-2,null,7.7769757149763084E-3,6.9196405876416059E-3,0,4.6758856386021532E-3,3.7946571402702613E-6,null,6.6541885347621738E-5,1.944283848370796E-2]
[2004,8,2,16,8.0339297696181023E-3,8.8010841547615497E-3,0,3.8221772635975296E-3,9.0258064516128434E-6,null,7.0714453658047029E-5,2.0727905641635229E-2,null,8.2857217450761113E-3,6.8023508353296279E-3,0,4.0394536557069888E-3,3.7946571402702613E-6,null,6.6541885347621738E-5,1.9197862778600618E-2]
[2004,8,2,18,7.8134681247382775E-3,8.6063587242739322E-3,0,4.572692756740113E-3,9.0258064516128434E-6,null,7.0714453658047029E-5,2.1063234059410369E-2,null,8.05835059579821E-3,6.651847707368882E-3,0,4.83263312995933E-3,3.7946571402702613E-6,null,6.6541885347621738E-5,1.9613167975614316E-2]
[2004,8,2,23,6.0466401600889749E-3,7.2250198986070378E-3,2.6994727399999807E-4,3.8627982484869643E-3,9.0258064516128434E-6,null,7.0714453658047029E-5,1.7491204478801231E-2,null,6.2361483477943432E-3,5.58421204460058E-3,1.294405874803794E-4,4.082383790704339E-3,3.7946571402702613E-6,null,6.6541885347621738E-5,1.6102521313067535E-2]
[2004,8,3,3,3.443205474371725E-3,6.7121629844964763E-3,2.6994727399999807E-4,3.1758591156280836E-3,9.0258064516128434E-6,null,7.0714453658047029E-5,1.3687973746114537E-2,null,3.5511192268143353E-3,5.1878253498753475E-3,1.294405874803794E-4,3.3563947535388502E-3,3.7946571402702613E-6,null,6.6541885347621738E-5,1.2295116460196804E-2]
[2004,8,3,6,3.5759227248480219E-3,8.1580663020967472E-3,0,3.4314339502325261E-3,9.0258064516128434E-6,null,7.0714453658047029E-5,1.5236137430835342E-2,null,3.6879959782612727E-3,6.3053628563157181E-3,0,3.6264980555970909E-3,3.7946571402702613E-6,null,6.6541885347621738E-5,1.3690193432661975E-2]
[2004,8,3,7,4.4592578527381911E-3,8.9509156712758928E-3,0,4.2088148195292196E-3,9.0258064516128434E-6,null,7.0714453658047029E-5,1.7689702797201352E-2,null,4.5990157764461753E-3,6.9181554934374173E-3,0,4.4480701015261115E-3,3.7946571402702613E-6,null,6.6541885347621738E-5,1.6035577913897595E-2]
[2004,8,3,10,5.4521505369966722E-3,1.0119477188796026E-2,0,4.6012358878800676E-3,9.0258064516128434E-6,null,7.0714453658047029E-5,2.0243578067330813E-2,null,5.6230267823176583E-3,7.8213357465811845E-3,0,4.862798830678321E-3,3.7946571402702613E-6,null,6.6541885347621738E-5,1.8377497902065054E-2]
[2004,8,3,13,6.2017551069328131E-3,1.0763944217013559E-2,0,4.025897818328586E-3,9.0258064516128434E-6,null,7.0714453658047029E-5,2.1062311595933005E-2,null,6.3961247634347559E-3,8.3194437922094241E-3,0,4.2547549572422476E-3,3.7946571402702613E-6,null,6.6541885347621738E-5,1.9040660055374321E-2]
[2004,8,3,19,5.8303485222247643E-3,1.0208848093101006E-2,0,3.5876966101472405E-3,9.0258064516128434E-6,null,7.0714453658047029E-5,1.9697607679131059E-2,null,6.0130778980243037E-3,7.8904104463412405E-3,0,3.791643659610463E-3,3.7946571402702613E-6,null,6.6541885347621738E-5,1.7765468546463901E-2]
[2004,8,3,21,6.8898158209986281E-3,9.4280779206454991E-3,2.6994727399999807E-4,3.3964797720867144E-3,9.0258064516128434E-6,null,7.0714453658047029E-5,2.0071119685349099E-2,null,7.1057500382320895E-3,7.2869538106119045E-3,1.294405874803794E-4,3.5895568639788783E-3,3.7946571402702613E-6,null,6.6541885347621738E-5,1.8182037842791144E-2]
[2004,8,4,1,4.0196342605994875E-3,7.3430520801018879E-3,2.6994727399999807E-4,3.0816850028571878E-3,9.0258064516128434E-6,null,7.0714453658047029E-5,1.4801117515176815E-2,null,{"$f":"E5187*Y$5","v":4.1456139094286993E-3},{"$f":"F5187*Z$5","v":5.6754390223534169E-3},{"$f":"G5187*AA$5","v":1.294405874803794E-4},{"$f":"H5187*AB$5","v":3.2568671968950477E-3},{"$f":"I5187*AC$5","v":3.7946571402702613E-6},null,{"$f":"K5187*AE$5","v":6.6541885347621738E-5},1.3277697258645436E-2]
[2004,8,4,4,3.1308069221296316E-3,6.9375450609099843E-3,2.6994727399999807E-4,2.8468911928334183E-3,9.0258064516128434E-6,null,7.0714453658047029E-5,1.3271989347491285E-2,null,3.2289297688940862E-3,5.3620229747134533E-3,1.294405874803794E-4,3.0087262424524498E-3,3.7946571402702613E-6,null,6.6541885347621738E-5,1.1799456116028261E-2]
[2004,8,4,7,4.2202693846925942E-3,9.6198270096357636E-3,0,3.8132383983125718E-3,9.0258064516128434E-6,null,7.0714453658047029E-5,1.772404924629898E-2,null,4.3525371534942642E-3,7.4351565266330836E-3,0,4.0300066495733144E-3,3.7946571402702613E-6,null,6.6541885347621738E-5,1.5888036872188555E-2]
[2004,8,4,8,4.778784844259555E-3,1.0031554575808338E-2,0,4.2204904506243975E-3,9.0258064516128434E-6,null,7.0714453658047029E-5,1.9101544324350343E-2,null,4.9285570865780365E-3,7.7533804300106016E-3,0,4.4604094483060956E-3,3.7946571402702613E-6,null,6.6541885347621738E-5,1.7212683507382625E-2]
[2004,8,4,12,6.3129028446827868E-3,1.0447261750039452E-2,0,4.0157854449817867E-3,9.0258064516128434E-6,null,7.0714453658047029E-5,2.0846664493362071E-2,null,6.5107559904929871E-3,8.0746801692425738E-3,0,4.2440677335300863E-3,3.7946571402702613E-6,null,6.6541885347621738E-5,1.8899840435753539E-2]
[2004,8,4,15,6.3543016240078286E-3,1.0179398361234637E-2,0,3.8508213216693734E-3,9.0258064516128434E-6,null,7.0714453658047029E-5,2.0455235760569884E-2,null,6.5534522519627228E-3,7.867648772365763E-3,0,4.0697260206740936E-3,3.7946571402702613E-6,null,6.6541885347621738E-5,1.8561163587490472E-2]
[2004,8,4,19,5.8917005307310144E-3,1.0137649534226825E-2,0,3.635788171486977E-3,9.0258064516128434E-6,null,7.0714453658047029E-5,1.9735852690102865E-2,null,6.0763527442778452E-3,7.8353811376883943E-3,0,3.8424690452127019E-3,3.7946571402702613E-6,null,6.6541885347621738E-5,1.7824539469666834E-2]
[2004,8,4,22,6.3690737496947987E-3,8.8000689702376327E-3,2.6994727399999807E-4,3.1807011754816403E-3,9.0258064516128434E-6,null,7.0714453658047029E-5,1.8706590067032326E-2,null,6.5686873519119901E-3,6.8015662000309703E-3,1.294405874803794E-4,3.3615120662712772E-3,3.7946571402702613E-6,null,6.6541885347621738E-5,1.693154274818251E-2]
[2004,8,5,2,4.011936912537332E-3,7.0854126040626681E-3,2.6994727399999807E-4,3.1606596033607946E-3,9.0258064516128434E-6,null,7.0714453658047029E-5,1.4614755291579047E-2,null,4.1376753182227853E-3,5.4763096793961508E-3,1.294405874803794E-4,3.3403312062047648E-3,3.7946571402702613E-6,null,6.6541885347621738E-5,1.3154093333791974E-2]
[2004,8,5,5,3.7069392409894071E-3,7.5025296156442075E-3,2.0246045549999857E-4,3.4720517016475719E-3,9.0258064516128434E-6,null,7.0714453658047029E-5,1.4966758800409388E-2,null,3.8231186925351854E-3,5.7986990807776624E-3,9.7080440610284558E-5,3.6694247733092033E-3,3.7946571402702613E-6,null,6.6541885347621738E-5,1.3458659529720227E-2]
[2004,8,5,9,5.6335092769273648E-3,1.0411714140814555E-2,0,4.662301120797162E-3,9.0258064516128434E-6,null,7.0714453658047029E-5,2.0778238992197131E-2,null,5.8100694996670249E-3,8.0472054507814261E-3,0,4.9273353922587703E-3,3.7946571402702613E-6,null,6.6541885347621738E-5,1.8854946885195116E-2]
[2004,8,5,10,6.0124551431064658E-3,1.0321134098769499E-2,0,4.713088633594536E-3,9.0258064516128434E-6,null,7.0714453658047029E-5,2.1117392329128546E-2,null,6.2008919357157948E-3,7.9771962094385817E-3,0,4.9810099840124043E-3,3.7946571402702613E-6,null,6.6541885347621738E-5,1.9229434671654673E-2]
[2004,8,5,13,7.0505160960827448E-3,1.0748788952692259E-2,0,4.1014476242549006E-3,9.0258064516128434E-6,null,7.0714453658047029E-5,2.1971467126687957E-2,null,7.2714868322901575E-3,8.307730300655106E-3,0,4.3345994852926712E-3,3.7946571402702613E-6,null,6.6541885347621738E-5,1.9984153160725826E-2]
[2004,8,5,16,8.0692250355945579E-3,9.8679812665997315E-3,0,3.4160402586211626E-3,9.0258064516128434E-6,null,7.0714453658047029E-5,2.1423961014473497E-2,null,8.3221232025428304E-3,7.6269547514274906E-3,0,3.610229290554043E-3,3.7946571402702613E-6,null,6.6541885347621738E-5,1.9629643787012256E-2]
[2004,8,5,20,6.9665909594067094E-3,9.2834247036223654E-3,0,3.997657375016209E-3,9.0258064516128434E-6,null,7.0714453658047029E-5,2.0318387491703328E-2,null,7.1849313918200611E-3,7.1751514559987998E-3,0,4.2249091510146225E-3,3.7946571402702613E-6,null,6.6541885347621738E-5,1.8655328541321375E-2]
[2004,8,5,23,5.7095917724900467E-3,8.0032084081597225E-3,2.6994727399999807E-4,3.6453096136895937E-3,9.0258064516128434E-6,null,7.0714453658047029E-5,1.7714855965957614E-2,null,5.888536502239956E-3,6.1856733151573143E-3,1.294405874803794E-4,3.8525317455691899E-3,3.7946571402702613E-6,null,6.6541885347621738E-5,1.6126518692934733E-2]
[2004,8,6,3,3.8593575575154443E-3,6.6799546962072924E-3,2.6994727399999807E-4,3.2210468740467455E-3,9.0258064516128434E-6,null,7.0714453658047029E-5,1.4117105299387735E-2,null,3.9803139625714723E-3,5.1629315898685264E-3,1.294405874803794E-4,3.4041512659528407E-3,3.7946571402702613E-6,null,6.6541885347621738E-5,1.2747173948361111E-2]
[2004,8,6,6,3.748289629451943E-3,8.5673776752245752E-3,0,3.6573148030163423E-3,9.0258064516128434E-6,null,7.0714453658047029E-5,1.604369656135091E-2,null,3.8657650465208845E-3,6.621719286040305E-3,0,3.8652193847258693E-3,3.7946571402702613E-6,null,6.6541885347621738E-5,1.442304025977495E-2]
[2004,8,6,10,5.6352754272033607E-3,1.0704062392018841E-2,0,4.4719301746047619E-3,9.0258064516128434E-6,null,7.0714453658047029E-5,2.0881982447485015E-2,null,5.8118910029868864E-3,8.2731611780324527E-3,0,4.7261425742643765E-3,3.7946571402702613E-6,null,6.6541885347621738E-5,1.8881531297771606E-2]
[2004,8,6,11,5.8976504953921673E-3,1.1184928802428704E-2,0,4.0547551752727418E-3,9.0258064516128434E-6,null,7.0714453658047029E-5,2.1208048926751662E-2,null,6.0824891872128806E-3,8.6448224382834182E-3,0,4.2852527463197732E-3,3.7946571402702613E-6,null,6.6541885347621738E-5,1.9082900914303966E-2]
[2004,8,6,14,6.6710760566050199E-3,1.0491215715173096E-2,0,3.479251142603603E-3,9.0258064516128434E-6,null,7.0714453658047029E-5,2.0712257368039767E-2,null,6.8801547350215786E-3,8.1086521533964961E-3,0,3.6770334753874301E-3,3.7946571402702613E-6,null,6.6541885347621738E-5,1.8736176906293398E-2]
[2004,8,6,18,7.2256571704820876E-3,9.6294530699185168E-3,0,2.6583777016702817E-3,9.0258064516128434E-6,null,7.0714453658047029E-5,1.9584202395728934E-2,null,7.4521170158019069E-3,7.442596500851475E-3,0,2.8094964688149277E-3,3.7946571402702613E-6,null,6.6541885347621738E-5,{"$f":"SUM(N5252:T5252)","v":1.7774546527956202E-2}]
[2004,8,6,21,6.5156326426735614E-3,9.2901779547175673E-3,2.6994727399999807E-4,2.6576593487868273E-3,9.0258064516128434E-6,null,7.0714453658047029E-5,1.8820216117796208E-2,null,6.7198395577827341E-3,7.180371038316256E-3,1.294405874803794E-4,2.8087372802736757E-3,3.7946571402702613E-6,null,6.6541885347621738E-5,1.6908725006340938E-2]
[2004,8,6,23,5.499545898659303E-3,7.5117554083121924E-3,2.6994727399999807E-4,2.1159403078727062E-3,9.0258064516128434E-6,null,7.0714453658047029E-5,1.5483987786462454E-2,null,5.6719075654468433E-3,5.805829688479861E-3,1.294405874803794E-4,2.2362235507228396E-3,3.7946571402702613E-6,null,6.6541885347621738E-5,1.3913737934617816E-2]
[2004,8,7,5,2.9611539882119027E-3,6.9458352278761312E-3,2.0246045549999857E-4,2.4017827486357479E-3,9.0258064516128434E-6,null,7.0714453658047029E-5,1.2594010206851984E-2,null,3.0539597300727351E-3,5.3684304380663267E-3,9.7080440610284558E-5,2.5383150584332103E-3,3.7946571402702613E-6,null,6.6541885347621738E-5,1.1128122209670448E-2]
[2004,8,7,8,4.3409909315138898E-3,8.3562533403194073E-3,0,3.0891535585643509E-3,9.0258064516128434E-6,null,7.0714453658047029E-5,1.5857112284055695E-2,null,4.4770422430681278E-3,6.458541458099233E-3,0,3.2647603118851555E-3,3.7946571402702613E-6,null,6.6541885347621738E-5,1.4270680555540408E-2]
[2004,8,7,11,6.2027408388902264E-3,8.5537097337025098E-3,0,3.7143002193260792E-3,9.0258064516128434E-6,null,7.0714453658047029E-5,1.8541465245576861E-2,null,6.3971413892889234E-3,6.6111553450763326E-3,0,3.9254442074798225E-3,3.7946571402702613E-6,null,6.6541885347621738E-5,1.7004077484332969E-2]
[2004,8,7,12,6.2879526501207527E-3,8.1410689591257974E-3,0,3.6972726052997692E-3,9.0258064516128434E-6,null,7.0714453658047029E-5,1.8197008668204367E-2,null,6.4850238300740203E-3,6.292225623660776E-3,0,3.9074486376820452E-3,3.7946571402702613E-6,null,6.6541885347621738E-5,1.6755034633904736E-2]
[2004,8,7,15,6.7153238946820876E-3,7.5929678947274431E-3,0,3.2441592329609343E-3,9.0258064516128434E-6,null,7.0714453658047029E-5,1.7623165476028515E-2,null,6.9257893478002755E-3,5.8685987536418044E-3,0,3.4285774754845406E-3,3.7946571402702613E-6,null,6.6541885347621738E-5,1.6293302119414512E-2]
[2004,8,7,20,6.7231007084085541E-3,7.10123418691418E-3,0,2.2601154350241565E-3,9.0258064516128434E-6,null,7.0714453658047029E-5,1.6155164784004937E-2,null,6.9338098952096477E-3,5.4885381680043399E-3,0,2.3885944912285626E-3,3.7946571402702613E-6,null,6.6541885347621738E-5,1.4881279096930442E-2]
[2004,8,7,23,5.2100718494342843E-3,7.1497599108480796E-3,2.6994727399999807E-4,2.0977307949233285E-3,9.0258064516128434E-6,null,7.0714453658047029E-5,1.4814308726823947E-2,null,5.3733610890550057E-3,5.5260436608427594E-3,1.294405874803794E-4,2.2169788954964687E-3,3.7946571402702613E-6,null,6.6541885347621738E-5,1.3316160775362506E-2]
[2004,8,8,2,2.7695005620439555E-3,7.3532972892778551E-3,2.6994727399999807E-4,1.361334167272475E-3,9.0258064516128434E-6,null,7.0714453658047029E-5,1.1840878190212538E-2,null,2.8562996799782739E-3,5.6833575362513393E-3,1.294405874803794E-4,1.4387208911006361E-3,3.7946571402702613E-6,null,6.6541885347621738E-5,1.0178155237298522E-2]
[2004,8,8,6,2.119643860695913E-3,7.6386200833002856E-3,0,1.5615271389276906E-3,9.0258064516128434E-6,null,7.0714453658047029E-5,1.1390505536581934E-2,null,2.186075772631513E-3,5.9038832933203727E-3,0,1.6502940797387699E-3,3.7946571402702613E-6,null,6.6541885347621738E-5,9.8105896881785469E-3]
[2004,8,8,9,4.0054224189997392E-3,8.7382849543463439E-3,0,1.9386208214879168E-3,9.0258064516128434E-6,null,7.0714453658047029E-5,1.4753042648492044E-2,null,4.130956653470858E-3,6.7538133840462766E-3,0,2.0488241189050311E-3,3.7946571402702613E-6,null,6.6541885347621738E-5,1.3003930698910057E-2]
[2004,8,8,10,4.6186652795579576E-3,8.6418363968779003E-3,0,2.1230624474116262E-3,9.0258064516128434E-6,null,7.0714453658047029E-5,1.5454278577505531E-2,null,4.7634192029886941E-3,6.6792683718721966E-3,0,2.2437505570893279E-3,3.7946571402702613E-6,null,6.6541885347621738E-5,1.3756774674438112E-2]
[2004,8,8,13,5.4106580460943259E-3,8.7424020396466035E-3,0,2.42791662257733E-3,9.0258064516128434E-6,null,7.0714453658047029E-5,1.6651691161976307E-2,null,5.5802338722492784E-3,6.756995475949829E-3,0,2.5659345447496948E-3,3.7946571402702613E-6,null,6.6541885347621738E-5,1.4973500435436694E-2]
[2004,8,8,17,6.6904132310733454E-3,8.3656708676635803E-3,0,1.667499160137172E-3,9.0258064516128434E-6,null,7.0714453658047029E-5,1.6794297712532148E-2,null,6.9000979572770736E-3,6.4658202573778098E-3,0,1.7622902115127287E-3,3.7946571402702613E-6,null,6.6541885347621738E-5,1.5198544968655504E-2]
[2004,8,8,21,6.5703419119331986E-3,7.7176851931889581E-3,2.6994727399999807E-4,1.7942209935561343E-3,9.0258064516128434E-6,null,7.0714453658047029E-5,1.6438994270296544E-2,null,6.7762634742172629E-3,5.9649926528991771E-3,1.294405874803794E-4,1.8962157042253086E-3,3.7946571402702613E-6,null,6.6541885347621738E-5,1.483724896131002E-2]
[2004,8,8,24,3.6147182474222822E-3,7.9932086320883555E-3,2.6994727399999807E-4,1.086802664315088E-3,9.0258064516128434E-6,null,7.0714453658047029E-5,1.3051475715443978E-2,null,3.7280073941216357E-3,6.1779444963077218E-3,1.294405874803794E-4,1.148583305439794E-3,3.7946571402702613E-6,null,6.6541885347621738E-5,1.1254312325837425E-2]
[2004,8,9,3,2.4229122816496374E-3,7.7042866414123792E-3,2.6994727399999807E-4,1.8894741391914016E-3,9.0258064516128434E-6,null,7.0714453658047029E-5,1.2373419233871672E-2,null,2.4988489511566492E-3,5.9546369230519276E-3,1.294405874803794E-4,1.9968836326907232E-3,3.7946571402702613E-6,null,6.6541885347621738E-5,1.0650146636867572E-2]
[2004,8,9,7,3.166100289390396E-3,1.0617155271983682E-2,0,2.3916241675557446E-3,9.0258064516128434E-6,null,7.0714453658047029E-5,1.6245594182587871E-2,null,3.2653292681373283E-3,8.2059907351447522E-3,0,2.5275790002521224E-3,3.7946571402702613E-6,null,6.6541885347621738E-5,1.4069235546022095E-2]
[2004,8,9,10,4.8674885408415171E-3,1.1688170757968899E-2,0,2.997621920019893E-3,9.0258064516128434E-6,null,7.0714453658047029E-5,1.9623995672488358E-2,null,5.0200408521465694E-3,9.0337777392947988E-3,0,3.1680254441822236E-3,3.7946571402702613E-6,null,6.6541885347621738E-5,{"$f":"SUM(N5316:T5316)","v":1.7292180578111483E-2}]
[2004,8,9,14,5.5435688911233223E-3,1.2076420909084302E-2,0,2.7926496792120233E-3,9.0258064516128434E-6,null,7.0714453658047029E-5,2.0483353933077698E-2,null,5.7173102857098288E-3,9.3338559675353368E-3,0,2.9514013029275895E-3,3.7946571402702613E-6,null,6.6541885347621738E-5,1.8072904098660646E-2]
[2004,8,9,15,6.0948299211282348E-3,1.1374669894727719E-2,0,2.3759969939656342E-3,9.0258064516128434E-6,null,7.0714453658047029E-5,1.9916211263479637E-2,null,6.2858484276286227E-3,8.7914731752836185E-3,0,2.5110634806585794E-3,3.7946571402702613E-6,null,6.6541885347621738E-5,1.7658721626058714E-2]
[2004,8,9,18,6.1663482131464617E-3,1.1268706398408679E-2,0,2.8359056045448518E-3,9.0258064516128434E-6,null,7.0714453658047029E-5,2.0341674669758038E-2,null,6.3596081796228575E-3,8.7095740745563172E-3,0,2.9971161648155546E-3,3.7946571402702613E-6,null,6.6541885347621738E-5,1.8136634961482621E-2]
[2004,8,9,22,5.564735006892009E-3,1.0277771702217482E-2,2.6994727399999807E-4,2.2891925022112585E-3,9.0258064516128434E-6,null,7.0714453658047029E-5,1.8488445382939003E-2,null,5.7391397702475991E-3,7.9436814481636409E-3,1.294405874803794E-4,2.419324480249434E-3,3.7946571402702613E-6,null,6.6541885347621738E-5,1.6301922828628947E-2]
[2004,8,10,1,3.582333690183404E-3,9.3426412993704785E-3,2.6994727399999807E-4,1.9672995647059847E-3,9.0258064516128434E-6,null,7.0714453658047029E-5,1.5249020725878118E-2,null,3.6946078701260965E-3,7.2209199150283189E-3,1.294405874803794E-4,2.0791331407383797E-3,3.7946571402702613E-6,null,6.6541885347621738E-5,1.3194438055861067E-2]
[2004,8,10,4,2.5730401261029015E-3,8.9188501327282441E-3,2.6994727399999807E-4,1.8249819702240199E-3,9.0258064516128434E-6,null,7.0714453658047029E-5,1.367361840067342E-2,null,2.6536819632688455E-3,6.8933720645905422E-3,1.294405874803794E-4,1.9287253266433053E-3,3.7946571402702613E-6,null,6.6541885347621738E-5,1.1675556484470965E-2]
[2004,8,10,7,3.5795931464723445E-3,1.1731063399780837E-2,0,2.8790321498061238E-3,9.0258064516128434E-6,null,7.0714453658047029E-5,1.8260403149717351E-2,null,3.691781434835869E-3,9.0669294275105144E-3,0,3.0426942918618366E-3,3.7946571402702613E-6,null,6.6541885347621738E-5,1.5871741696696112E-2]
[2004,8,10,12,5.6768972288006227E-3,1.3383206168054315E-2,0,2.3466954087795798E-3,9.0258064516128434E-6,null,7.0714453658047029E-5,2.1477513259292563E-2,null,5.8548172764860467E-3,1.0343869238814181E-2,0,2.4800962106355214E-3,3.7946571402702613E-6,null,6.6541885347621738E-5,1.8749119268423639E-2]
[2004,8,10,13,5.8665091270274691E-3,1.3269714601714524E-2,0,2.5348823288844293E-3,9.0258064516128434E-6,null,7.0714453658047029E-5,2.1741820511284472E-2,null,6.0503718149641722E-3,1.0256151698847622E-2,0,2.678980848879191E-3,3.7946571402702613E-6,null,6.6541885347621738E-5,1.9055840905178877E-2]
[2004,8,10,16,6.8410359435799994E-3,1.2468888887010681E-2,0,1.8193964143596579E-3,9.0258064516128434E-6,null,7.0714453658047029E-5,2.1200035698608385E-2,null,7.0554413471382044E-3,9.6371941507116983E-3,0,1.9228222529501151E-3,3.7946571402702613E-6,null,6.6541885347621738E-5,1.8685794293287913E-2]
[2004,8,10,19,5.6690291352712811E-3,1.2241600923909836E-2,0,2.3517430622685856E-3,9.0258064516128434E-6,null,7.0714453658047029E-5,2.0333087575107753E-2,null,5.846702588466879E-3,9.461523467592171E-3,0,2.4854308042277914E-3,3.7946571402702613E-6,null,6.6541885347621738E-5,1.7863993402774735E-2]
[2004,8,10,23,4.6694480981042067E-3,1.0235209804408242E-2,2.6994727399999807E-4,2.2682943215971852E-3,9.0258064516128434E-6,null,7.0714453658047029E-5,1.7529698395727888E-2,null,4.815793609533315E-3,7.9107853917204964E-3,1.294405874803794E-4,2.3972383167208257E-3,3.7946571402702613E-6,null,6.6541885347621738E-5,1.532359444794291E-2]
[2004,8,11,4,2.564852088972675E-3,9.3644137489569471E-3,2.6994727399999807E-4,1.6171071682208544E-3,9.0258064516128434E-6,null,7.0714453658047029E-5,1.3903119177768729E-2,null,2.6452373042731977E-3,7.2377478237299481E-3,1.294405874803794E-4,1.7090336245136385E-3,3.7946571402702613E-6,null,6.6541885347621738E-5,1.1791795882485058E-2]
[2004,8,11,7,3.486190723881487E-3,1.2508127459022085E-2,0,2.5018568730169055E-3,9.0258064516128434E-6,null,7.0714453658047029E-5,1.8566889509578525E-2,null,3.595451680145887E-3,9.6675216113296623E-3,0,2.644078020141757E-3,3.7946571402702613E-6,null,6.6541885347621738E-5,1.5977387854105199E-2]
[2004,8,11,10,5.2504050268589062E-3,1.2480406279875875E-2,0,3.4458795713615924E-3,9.0258064516128434E-6,null,7.0714453658047029E-5,2.1247405331754423E-2,null,5.4149583515178921E-3,9.6460959343555898E-3,0,3.641764855919126E-3,3.7946571402702613E-6,null,6.6541885347621738E-5,1.87731556842805E-2]
[2004,8,11,13,6.250215042163625E-3,1.3036187486275866E-2,0,2.7496210443245061E-3,9.0258064516128434E-6,null,7.0714453658047029E-5,2.2106738026422046E-2,null,6.446103485009516E-3,1.007565877992503E-2,0,2.9059266520913103E-3,3.7946571402702613E-6,null,6.6541885347621738E-5,1.9498025459513749E-2]
[2004,8,11,14,6.3144480563069897E-3,1.2811841523760737E-2,0,3.0685802096782847E-3,9.0258064516128434E-6,null,7.0714453658047029E-5,2.2265584243404059E-2,null,6.5123496307067496E-3,9.9022619666822003E-3,0,3.2430174455457396E-3,3.7946571402702613E-6,null,6.6541885347621738E-5,1.9727965585422582E-2]
[2004,8,11,17,7.5785442329459598E-3,1.2314687801186223E-2,0,2.5334436462548012E-3,9.0258064516128434E-6,null,7.0714453658047029E-5,2.2497390134045031E-2,null,7.816063937278659E-3,9.5180122560130486E-3,0,2.6774603825567623E-3,3.7946571402702613E-6,null,6.6541885347621738E-5,2.0081873118336362E-2]
[2004,8,11,20,6.018667222290823E-3,1.1940989638243605E-2,0,2.4131110364410372E-3,9.0258064516128434E-6,null,7.0714453658047029E-5,2.0443482350633514E-2,null,6.2072987081243135E-3,9.2291812476788561E-3,0,2.5502873167645539E-3,3.7946571402702613E-6,null,6.6541885347621738E-5,1.8057103815055615E-2]
[2004,8,12,1,3.2686502109285994E-3,9.5404464848413261E-3,2.6994727399999807E-4,1.8117873990542602E-3,9.0258064516128434E-6,null,7.0714453658047029E-5,1.4977630266442438E-2,null,{"$f":"E5379*Y$5","v":3.3710932142024595E-3},{"$f":"F5379*Z$5","v":7.3738033831283467E-3},{"$f":"G5379*AA$5","v":1.294405874803794E-4},{"$f":"H5379*AB$5","v":1.9147806937622532E-3},{"$f":"I5379*AC$5","v":3.7946571402702613E-6},null,{"$f":"K5379*AE$5","v":6.6541885347621738E-5},1.2859454421061333E-2]
[2004,8,12,4,2.2766025005854775E-3,9.2791043620984292E-3,2.6994727399999807E-4,1.5178134874229425E-3,9.0258064516128434E-6,null,7.0714453658047029E-5,1.34302665217251E-2,null,2.3479536646350868E-3,7.1718122675241205E-3,1.294405874803794E-4,1.604095471668731E-3,3.7946571402702613E-6,null,6.6541885347621738E-5,1.1323638533796211E-2]
[2004,8,12,8,3.9240439185801715E-3,1.2446933872868214E-2,0,2.8876502302695264E-3,9.0258064516128434E-6,null,7.0714453658047029E-5,1.932934247537596E-2,null,4.0470276635688031E-3,9.6202251380121794E-3,0,3.0518022777641708E-3,3.7946571402702613E-6,null,6.6541885347621738E-5,1.6789391621833048E-2]
[2004,8,12,11,5.1281011578874795E-3,1.2813820080571461E-2,0,3.2044101879922663E-3,9.0258064516128434E-6,null,7.0714453658047029E-5,2.1217045880109253E-2,null,5.2888213481206547E-3,9.903791191643297E-3,0,3.386568846910778E-3,3.7946571402702613E-6,null,6.6541885347621738E-5,1.8649517929162623E-2]
[2004,8,12,14,5.4890154743175669E-3,1.3091294748117295E-2,0,2.8572947149110755E-3,9.0258064516128434E-6,null,7.0714453658047029E-5,2.1508319391003984E-2,null,5.6610471063122409E-3,1.0118251138096833E-2,0,3.019721165605037E-3,3.7946571402702613E-6,null,6.6541885347621738E-5,1.8869355952502002E-2]
[2004,8,12,15,5.7132152157142327E-3,1.2559676623979008E-2,0,2.3555690407825224E-3,9.0258064516128434E-6,null,7.0714453658047029E-5,2.0699175334133811E-2,null,5.8922735080609709E-3,9.7073639192930012E-3,0,2.489474275220613E-3,3.7946571402702613E-6,null,6.6541885347621738E-5,1.8159448245062475E-2]
[2004,8,12,18,5.9671272240720066E-3,1.2079838962700193E-2,0,2.8348544250651085E-3,9.0258064516128434E-6,null,7.0714453658047029E-5,2.0952535065495353E-2,null,6.1541433910841034E-3,9.3364977784145872E-3,0,2.9960052297386564E-3,3.7946571402702613E-6,null,6.6541885347621738E-5,1.8556982941725239E-2]
[2004,8,12,22,5.7568512988398421E-3,1.0729146933302737E-2,2.6994727399999807E-4,2.0869329314384989E-3,9.0258064516128434E-6,null,7.0714453658047029E-5,1.8929677335199332E-2,null,5.9372771928319166E-3,8.2925489997321307E-3,1.294405874803794E-4,2.2055672141118735E-3,3.7946571402702613E-6,null,6.6541885347621738E-5,1.6635170536644192E-2]
[2004,8,13,2,3.3183471809734326E-3,8.9177714687293727E-3,2.6994727399999807E-4,1.9781741912463864E-3,9.0258064516128434E-6,null,7.0714453658047029E-5,1.4571039012567443E-2,null,3.4223477405890454E-3,6.8925383660569592E-3,1.294405874803794E-4,2.0906259488693477E-3,3.7946571402702613E-6,null,6.6541885347621738E-5,1.2605289185483625E-2]
[2004,8,13,5,2.9961014194063666E-3,9.174364075384198E-3,2.0246045549999857E-4,2.4661402412054761E-3,9.0258064516128434E-6,null,7.0714453658047029E-5,1.4921843978124242E-2,null,3.0900024512423387E-3,7.0908585845124942E-3,9.7080440610284558E-5,2.6063310322366425E-3,3.7946571402702613E-6,null,6.6541885347621738E-5,1.295460905108965E-2]
[2004,8,13,9,4.794811213232001E-3,1.2648399852961987E-2,0,3.2836617297435301E-3,9.0258064516128434E-6,null,7.0714453658047029E-5,2.0797587249595566E-2,null,4.9450857391425363E-3,9.7759380313197537E-3,0,3.4703255405357726E-3,3.7946571402702613E-6,null,6.6541885347621738E-5,1.8261685853485955E-2]
[2004,8,13,12,5.8256126881995988E-3,1.2652210244962565E-2,0,2.778753571499577E-3,9.0258064516128434E-6,null,7.0714453658047029E-5,2.1327290958319787E-2,null,6.0081936378815559E-3,9.7788830802196716E-3,0,2.9367152537917349E-3,3.7946571402702613E-6,null,6.6541885347621738E-5,1.8794128514380854E-2]
[2004,8,13,15,6.0296948891563219E-3,1.163265716590473E-2,0,2.5676202000130275E-3,9.0258064516128434E-6,null,7.0714453658047029E-5,2.0300686708732127E-2,null,6.218671993896671E-3,8.9908713288220001E-3,0,2.7135797447676588E-3,3.7946571402702613E-6,null,6.6541885347621738E-5,1.799345960997422E-2]
[2004,8,13,17,7.1098031418179294E-3,1.1620404495350692E-2,0,1.311239581647062E-3,9.0258064516128434E-6,null,7.0714453658047029E-5,2.0112161672473733E-2,null,7.3326319976246921E-3,8.9814012496462203E-3,0,1.3857786168207562E-3,3.7946571402702613E-6,null,6.6541885347621738E-5,1.7770148406579558E-2]
[2004,8,13,20,5.1157316565007488E-3,1.1871792049284919E-2,0,1.4464394934912751E-3,9.0258064516128434E-6,null,7.0714453658047029E-5,1.8504677652934988E-2,null,5.2760641732940376E-3,9.1756984870576836E-3,0,1.5286641348085676E-3,3.7946571402702613E-6,null,6.6541885347621738E-5,1.6050763337648179E-2]
[2004,8,13,24,3.8767683044076654E-3,7.7297039247143581E-3,2.6994727399999807E-4,1.1022508782337062E-3,9.0258064516128434E-6,null,7.0714453658047029E-5,1.3065469278973981E-2,null,3.9982703809445137E-3,5.9742819207886533E-3,1.294405874803794E-4,1.1649096921780614E-3,3.7946571402702613E-6,null,6.6541885347621738E-5,1.1337239123879501E-2]
[2004,8,14,3,3.2214800803339523E-3,7.432145801126791E-3,2.6994727399999807E-4,2.0811484177506263E-3,9.0258064516128434E-6,null,7.0714453658047029E-5,1.3091520470829622E-2,null,3.3224447211244912E-3,5.7442994873801593E-3,1.294405874803794E-4,2.1994538725917129E-3,3.7946571402702613E-6,null,6.6541885347621738E-5,1.1465975211064636E-2]
[2004,8,14,6,3.0363828323160913E-3,8.5278922480123386E-3,0,2.1193266534447765E-3,9.0258064516128434E-6,null,7.0714453658047029E-5,1.3754316187431252E-2,null,3.1315463268349131E-3,6.5912010312369814E-3,0,2.2398023972956729E-3,3.7946571402702613E-6,null,6.6541885347621738E-5,1.203288629785546E-2]
[2004,8,14,10,5.6768306289270432E-3,9.6691897332302941E-3,0,3.4239507617198029E-3,9.0258064516128434E-6,null,7.0714453658047029E-5,1.8840685577535189E-2,null,5.8547485893010003E-3,7.4733089358332309E-3,0,3.6185894759814996E-3,3.7946571402702613E-6,null,6.6541885347621738E-5,1.7016983543603623E-2]
[2004,8,14,12,6.2876827046061913E-3,9.5405859823227343E-3,0,3.393700375715509E-3,9.0258064516128434E-6,null,7.0714453658047029E-5,1.9292683516302485E-2,null,6.4847454241775135E-3,7.3739112006190669E-3,0,3.5866194693846367E-3,3.7946571402702613E-6,null,6.6541885347621738E-5,1.751561263666911E-2]
[2004,8,14,17,7.1924628325085267E-3,8.6175783295991352E-3,0,3.128328989916513E-3,9.0258064516128434E-6,null,7.0714453658047029E-5,1.9009084605682222E-2,null,{"$f":"E5443*Y$5","v":7.4178823316749616E-3},{"$f":"F5443*Z$5","v":6.6605193312636122E-3},{"$f":"G5443*AA$5","v":0},{"$f":"H5443*AB$5","v":3.3061627190671926E-3},{"$f":"I5443*AC$5","v":3.7946571402702613E-6},null,{"$f":"K5443*AE$5","v":6.6541885347621738E-5},1.7454900924493658E-2]
[2004,8,14,18,7.4384113256591201E-3,8.0771698188956617E-3,0,2.6567933124063583E-3,9.0258064516128434E-6,null,7.0714453658047029E-5,1.8243088910619189E-2,null,7.6715391143833628E-3,6.242838029782794E-3,0,2.8078220129844323E-3,3.7946571402702613E-6,null,6.6541885347621738E-5,{"$f":"SUM(N5444:T5444)","v":1.679253569963848E-2}]
[2004,8,14,21,6.5933157465867002E-3,8.0229514121857078E-3,2.6994727399999807E-4,2.359680825834036E-3,9.0258064516128434E-6,null,7.0714453658047029E-5,1.7332694156224699E-2,null,6.7999573334884952E-3,6.2009326670242572E-3,1.294405874803794E-4,2.4938197997769972E-3,3.7946571402702613E-6,null,6.6541885347621738E-5,1.569448693025802E-2]
[2004,8,15,1,3.0214170147283923E-3,6.9650429602542557E-3,2.6994727399999807E-4,1.5941259953704376E-3,9.0258064516128434E-6,null,7.0714453658047029E-5,1.1937332141971338E-2,null,3.1161114644730112E-3,5.3832760789089308E-3,1.294405874803794E-4,1.6847460584796983E-3,3.7946571402702613E-6,null,6.6541885347621738E-5,1.0383910731829912E-2]
[2004,8,15,4,1.9398804542893019E-3,7.3132953004801781E-3,2.6994727399999807E-4,1.4109995907791194E-3,9.0258064516128434E-6,null,7.0714453658047029E-5,1.1020921517166852E-2,null,2.0006783882698851E-3,5.6524400314158117E-3,1.294405874803794E-4,1.4912096070105103E-3,3.7946571402702613E-6,null,6.6541885347621738E-5,9.3441051566644784E-3]
[2004,8,15,9,3.8912342853251146E-3,8.341653234111809E-3,0,2.2572870469661681E-3,9.0258064516128434E-6,null,7.0714453658047029E-5,1.4560889020061137E-2,null,4.0131897412188393E-3,6.4472570478026417E-3,0,2.3856053199545319E-3,3.7946571402702613E-6,null,6.6541885347621738E-5,1.2916388651463906E-2]
[2004,8,15,12,4.9269466131800456E-3,8.764660114515422E-3,0,2.0790101757393012E-3,9.0258064516128434E-6,null,7.0714453658047029E-5,1.5841331357092817E-2,null,5.0813624042416244E-3,6.7741987240399881E-3,0,2.1971940795696321E-3,3.7946571402702613E-6,null,6.6541885347621738E-5,1.4123091750339135E-2]
[2004,8,15,15,5.2759746259255684E-3,8.3939800623805544E-3,0,2.2931237601639073E-3,9.0258064516128434E-6,null,7.0714453658047029E-5,1.6033792902128079E-2,null,5.4413293292429809E-3,6.4877004111116351E-3,0,2.4234792154208236E-3,3.7946571402702613E-6,null,6.6541885347621738E-5,1.442284549826333E-2]
[2004,8,15,16,5.6505324375169409E-3,8.6029663632069663E-3,0,1.7948495539006637E-3,9.0258064516128434E-6,null,7.0714453658047029E-5,1.6119062808282621E-2,null,5.8276261843670059E-3,6.6492257542399447E-3,0,1.8968799958597451E-3,3.7946571402702613E-6,null,6.6541885347621738E-5,1.4444068476954588E-2]
[2004,8,15,19,5.6262697778568854E-3,7.635300567961344E-3,0,2.104264695673012E-3,9.0258064516128434E-6,null,7.0714453658047029E-5,1.5436549495149289E-2,null,5.8026031069312346E-3,5.901317642595794E-3,0,2.223884223912476E-3,3.7946571402702613E-6,null,6.6541885347621738E-5,1.3998141515927397E-2]
[2004,8,15,22,5.8856344513405099E-3,7.4337445310768647E-3,2.6994727399999807E-4,1.2549574477628319E-3,9.0258064516128434E-6,null,7.0714453658047029E-5,1.4931082601798458E-2,null,6.0700965474533046E-3,5.7455351444674133E-3,1.294405874803794E-4,1.326297055451293E-3,3.7946571402702613E-6,null,6.6541885347621738E-5,1.3341705877340284E-2]
[2004,8,16,2,2.6657504078613156E-3,8.132119264713706E-3,2.6994727399999807E-4,1.4483250697285681E-3,9.0258064516128434E-6,null,7.0714453658047029E-5,1.2602940913921843E-2,null,2.7492978846903669E-3,6.2853084120775768E-3,1.294405874803794E-4,1.5306568989583073E-3,3.7946571402702613E-6,null,6.6541885347621738E-5,1.0765040325694523E-2]
[2004,8,16,6,2.4325872057822072E-3,9.7643190318971868E-3,0,1.9643508472054895E-3,9.0258064516128434E-6,null,7.0714453658047029E-5,1.423197153854293E-2,null,2.5088270977879964E-3,7.5468342939450459E-3,0,2.0760167997459131E-3,3.7946571402702613E-6,null,6.6541885347621738E-5,1.2202014733966848E-2]
[2004,8,16,9,4.2689314232183138E-3,1.2095920965339076E-2,0,2.628823123031138E-3,9.0258064516128434E-6,null,7.0714453658047029E-5,1.9064389965246575E-2,null,4.4027243124979522E-3,9.3489275452661169E-3,0,2.7782618236131505E-3,3.7946571402702613E-6,null,6.6541885347621738E-5,1.6600250223865111E-2]
[2004,8,16,13,5.9633976899144663E-3,1.2680429428247965E-2,0,2.0310047165927247E-3,9.0258064516128434E-6,null,7.0714453658047029E-5,2.0745546288413207E-2,null,6.150296969326099E-3,9.8006936641907294E-3,0,2.1464596907461758E-3,3.7946571402702613E-6,null,6.6541885347621738E-5,1.8167786866750895E-2]
[2004,8,16,16,6.3871395086504846E-3,1.1704955982746644E-2,0,1.9555344998835504E-3,9.0258064516128434E-6,null,7.0714453658047029E-5,2.0118344444938728E-2,null,6.5873193111290725E-3,9.0467510259695221E-3,0,2.0666992762603414E-3,3.7946571402702613E-6,null,6.6541885347621738E-5,1.777110615584683E-2]
[2004,8,16,17,6.9070797324438833E-3,1.2016127954245115E-2,0,2.0173372041686821E-3,9.0258064516128434E-6,null,7.0714453658047029E-5,2.1011259344515729E-2,null,7.1235550191777741E-3,9.2872555914336099E-3,0,2.1320152316805191E-3,3.7946571402702613E-6,null,6.6541885347621738E-5,1.8613162384779797E-2]
[2004,8,16,23,4.5543024568880618E-3,1.0004562384424093E-2,2.6994727399999807E-4,2.0612154820693136E-3,9.0258064516128434E-6,null,7.0714453658047029E-5,1.6976826494999722E-2,null,4.6970391804264872E-3,7.7325181870890108E-3,1.294405874803794E-4,2.1783878245374517E-3,3.7946571402702613E-6,null,6.6541885347621738E-5,1.4807722322021221E-2]
[2004,8,16,24,3.6749369016862137E-3,9.7046231724489153E-3,2.6994727399999807E-4,1.3512857834651981E-3,9.0258064516128434E-6,null,7.0714453658047029E-5,1.5087592029218578E-2,null,3.7901133655953686E-3,7.5006954123887342E-3,1.294405874803794E-4,1.4281012944924853E-3,3.7946571402702613E-6,null,6.6541885347621738E-5,1.2918687202444861E-2]
[2004,8,17,4,2.330865115699569E-3,9.1870980959930966E-3,2.6994727399999807E-4,1.5792983929653341E-3,9.0258064516128434E-6,null,7.0714453658047029E-5,1.345400777627625E-2,null,2.4039169283041062E-3,7.1007006987569288E-3,1.294405874803794E-4,1.6690755626837261E-3,3.7946571402702613E-6,null,6.6541885347621738E-5,1.1373470319713034E-2]
[2004,8,17,7,3.3270031091909998E-3,1.2005806352865394E-2,0,2.563601290528635E-3,9.0258064516128434E-6,null,7.0714453658047029E-5,1.7967125206243079E-2,null,3.4312749548805295E-3,9.2792780340631015E-3,0,2.7093323754048353E-3,3.7946571402702613E-6,null,6.6541885347621738E-5,1.549022190683636E-2]
[2004,8,17,10,4.5087187581537725E-3,1.2980665300788587E-2,0,3.0009537940040316E-3,9.0258064516128434E-6,null,7.0714453658047029E-5,2.056105230660444E-2,null,4.6500268396848466E-3,1.003274572760245E-2,0,3.171546722662363E-3,3.7946571402702613E-6,null,6.6541885347621738E-5,{"$f":"SUM(N5508:T5508)","v":1.7924655832437554E-2}]
[2004,8,17,14,5.5056132239790024E-3,1.3124200984916248E-2,0,2.8458123993893641E-3,9.0258064516128434E-6,null,7.0714453658047029E-5,2.1546341061942663E-2,null,5.6781650472493353E-3,1.014368434194318E-2,0,3.0075861236612987E-3,3.7946571402702613E-6,null,6.6541885347621738E-5,1.8899772055341709E-2]
[2004,8,17,17,6.8562393915120737E-3,1.2259586235338375E-2,0,2.5841187904748508E-3,9.0258064516128434E-6,null,7.0714453658047029E-5,2.1770658870983346E-2,null,7.0711212874343355E-3,9.4754243002700862E-3,0,2.7310162180023663E-3,3.7946571402702613E-6,null,6.6541885347621738E-5,1.934789834819468E-2]
[2004,8,17,20,5.6267800462719347E-3,1.170803452303967E-2,0,2.3775680433420167E-3,9.0258064516128434E-6,null,7.0714453658047029E-5,1.9783097066311671E-2,null,5.8031293677056799E-3,9.0491304272757277E-3,0,2.5127238382791337E-3,3.7946571402702613E-6,null,6.6541885347621738E-5,1.7435320175748434E-2]
[2004,8,17,22,5.7446433959503652E-3,1.0833836258617145E-2,2.6994727399999807E-4,2.0279147278721857E-3,9.0258064516128434E-6,null,7.0714453658047029E-5,1.8963140554057949E-2,null,5.9246866811727729E-3,8.3734632947189899E-3,1.294405874803794E-4,2.1431940477965013E-3,3.7946571402702613E-6,null,6.6541885347621738E-5,1.6641121153656537E-2]
[2004,8,18,1,3.293877703670226E-3,9.2761183548811625E-3,2.6994727399999807E-4,1.9471863868946438E-3,9.0258064516128434E-6,null,7.0714453658047029E-5,1.4873928617064283E-2,null,3.3971113636233723E-3,7.1695043849574393E-3,1.294405874803794E-4,2.0578766044673656E-3,3.7946571402702613E-6,null,6.6541885347621738E-5,1.2824269483016449E-2]
[2004,8,18,5,2.4397496779497607E-3,9.7950435084894656E-3,2.0246045549999857E-4,1.925992477882243E-3,9.0258064516128434E-6,null,7.0714453658047029E-5,1.4446023906449671E-2,null,2.5162140495151113E-3,7.5705812170896768E-3,9.7080440610284558E-5,2.0354779014940027E-3,3.7946571402702613E-6,null,6.6541885347621738E-5,1.2289690151196967E-2]
[2004,8,18,8,3.8884997293104949E-3,1.2287537569531975E-2,0,2.9487589111877872E-3,9.0258064516128434E-6,null,7.0714453658047029E-5,1.9195510663688305E-2,null,4.0103694812858798E-3,9.497027863894409E-3,0,3.1163847572011302E-3,3.7946571402702613E-6,null,6.6541885347621738E-5,1.6694118644869312E-2]
[2004,8,18,12,5.2442603629414657E-3,1.3351299240059613E-2,0,2.2829388861404236E-3,9.0258064516128434E-6,null,7.0714453658047029E-5,2.0949212942799552E-2,null,5.4086211072430597E-3,1.0319208399935581E-2,0,2.4127153696413758E-3,3.7946571402702613E-6,null,6.6541885347621738E-5,1.821088141930791E-2]
[2004,8,18,13,5.4528214601127587E-3,1.3100967288440415E-2,0,2.5825176207450356E-3,9.0258064516128434E-6,null,7.0714453658047029E-5,2.1207020822956255E-2,null,5.6237187328837751E-3,1.0125727036700886E-2,0,2.7293240277996489E-3,3.7946571402702613E-6,null,6.6541885347621738E-5,1.8549106339872203E-2]
[2004,8,18,19,5.1844668303982558E-3,1.2310503004272964E-2,0,2.2672555522728244E-3,9.0258064516128434E-6,null,7.0714453658047029E-5,1.9832939840602096E-2,null,5.3469535812607234E-3,9.5147778298584947E-3,0,2.3961404972699363E-3,3.7946571402702613E-6,null,6.6541885347621738E-5,1.7328208450877045E-2]
[2004,8,18,20,5.4208201631685011E-3,1.1845288040193927E-2,0,2.2746331720527196E-3,9.0258064516128434E-6,null,7.0714453658047029E-5,1.9611455829073195E-2,null,5.5907144809715413E-3,9.1552135598362856E-3,0,2.4039375069675618E-3,3.7946571402702613E-6,null,6.6541885347621738E-5,1.722020209026328E-2]
[2004,8,18,23,4.4406598523086815E-3,1.0095289974448519E-2,2.6994727399999807E-4,2.2058112598572362E-3,9.0258064516128434E-6,null,7.0714453658047029E-5,1.7098507258232691E-2,null,4.5798348947366438E-3,7.8026414681459481E-3,1.294405874803794E-4,2.3312033280851498E-3,3.7946571402702613E-6,null,6.6541885347621738E-5,1.4913456820936014E-2]
[2004,8,19,2,2.3430775378365542E-3,9.2673637631023251E-3,2.6994727399999807E-4,1.5550763301577046E-3,9.0258064516128434E-6,null,7.0714453658047029E-5,1.3522263802714835E-2,null,2.4165121008488219E-3,7.1627379680419129E-3,1.294405874803794E-4,1.6434765667687774E-3,3.7946571402702613E-6,null,6.6541885347621738E-5,1.1422503765627784E-2]
[2004,8,19,6,2.3643498468152715E-3,1.0506354067398469E-2,0,2.2726978000138275E-3,9.0258064516128434E-6,null,7.0714453658047029E-5,1.5214116167885613E-2,null,2.4384511068057178E-3,8.1203525736055302E-3,0,2.4018921163123158E-3,3.7946571402702613E-6,null,6.6541885347621738E-5,1.3031032339211455E-2]
[2004,8,19,10,4.0008621229692979E-3,1.223905857217953E-2,0,3.2156575399735474E-3,9.0258064516128434E-6,null,7.0714453658047029E-5,1.9526292688780422E-2,null,4.1262534328718545E-3,9.4595584859930582E-3,0,3.3984555685211324E-3,3.7946571402702613E-6,null,6.6541885347621738E-5,1.7054604029873938E-2]
[2004,8,19,14,4.6233940808389834E-3,1.2059692079185915E-2,0,2.8990234494027287E-3,9.0258064516128434E-6,null,7.0714453658047029E-5,1.9652824063085675E-2,null,4.7682962099735585E-3,9.3209262684173233E-3,0,3.0638220216003135E-3,3.7946571402702613E-6,null,6.6541885347621738E-5,1.7223381042479086E-2]
[2004,8,19,17,5.6818515395731196E-3,1.1643364306358074E-2,0,2.5786740114721474E-3,9.0258064516128434E-6,null,7.0714453658047029E-5,1.9974604311061388E-2,null,5.8599268606717072E-3,8.9991468690311435E-3,0,2.7252619238055855E-3,3.7946571402702613E-6,null,6.6541885347621738E-5,1.7654672195996327E-2]
[2004,8,19,20,4.8119993219593793E-3,1.0802771880996587E-2,0,2.6974018945548684E-3,9.0258064516128434E-6,null,7.0714453658047029E-5,1.8382887551168885E-2,null,4.9628125416318666E-3,8.3494536623441116E-3,0,2.850739040191716E-3,3.7946571402702613E-6,null,6.6541885347621738E-5,1.6233341786655586E-2]
[2004,8,19,21,5.4416424384568663E-3,1.0908889276938647E-2,2.6994727399999807E-4,2.4285209134327934E-3,9.0258064516128434E-6,null,7.0714453658047029E-5,1.9135798800446562E-2,null,5.6121893486995632E-3,8.4314717119657531E-3,1.294405874803794E-4,2.5665731872659536E-3,3.7946571402702613E-6,null,6.6541885347621738E-5,1.6810011377899541E-2]
[2004,8,19,24,3.1765004490482487E-3,9.2460323252508726E-3,2.6994727399999807E-4,1.903568203508588E-3,9.0258064516128434E-6,null,7.0714453658047029E-5,1.4682847149425962E-2,null,3.276055379953144E-3,7.1462509169541097E-3,1.294405874803794E-4,2.0117788915192587E-3,3.7946571402702613E-6,null,6.6541885347621738E-5,1.2633862318394784E-2]
[2004,8,20,4,2.191570164083243E-3,8.9604871134229217E-3,2.6994727399999807E-4,1.9459513666003024E-3,9.0258064516128434E-6,null,7.0714453658047029E-5,1.345475481572472E-2,null,2.2602563235087545E-3,6.9255532533428182E-3,1.294405874803794E-4,2.0565713779174717E-3,3.7946571402702613E-6,null,6.6541885347621738E-5,1.1442158084737317E-2]
[2004,8,20,7,3.188246292660912E-3,1.1134627884557036E-2,0,3.0968699340204937E-3,9.0258064516128434E-6,null,7.0714453658047029E-5,1.7490458564896491E-2,null,3.2881693509021746E-3,8.605944899484172E-3,0,3.2729153342442663E-3,3.7946571402702613E-6,null,6.6541885347621738E-5,1.5237366127118505E-2]
[2004,8,20,11,4.6865675043026534E-3,1.2181795212510645E-2,0,3.8979915802722451E-3,9.0258064516128434E-6,null,7.0714453658047029E-5,2.0837068750743596E-2,null,4.8334495562827725E-3,9.4152996815517129E-3,0,4.1195777309463348E-3,3.7946571402702613E-6,null,6.6541885347621738E-5,1.8438663511268712E-2]
[2004,8,20,15,4.9942220128662658E-3,1.1271756495326123E-2,0,3.3564088441716384E-3,9.0258064516128434E-6,null,7.0714453658047029E-5,1.9693101806022073E-2,null,5.1507462871076184E-3,8.7119314920005072E-3,0,3.5472080546246586E-3,3.7946571402702613E-6,null,6.6541885347621738E-5,1.7480222376220676E-2]
[2004,8,20,18,5.6535149908029884E-3,1.0935809887992637E-2,0,2.5815871086727225E-3,9.0258064516128434E-6,null,7.0714453658047029E-5,1.9241626441126397E-2,null,5.8307022140718593E-3,8.4522786305078982E-3,0,2.7283406196181438E-3,3.7946571402702613E-6,null,6.6541885347621738E-5,1.7081658006685794E-2]
[2004,8,20,21,5.1113176568984E-3,1.0428143946245598E-2,2.6994727399999807E-4,2.5947964514360807E-3,9.0258064516128434E-6,null,7.0714453658047029E-5,1.8491004226198333E-2,null,5.2715118342100877E-3,8.0599040341301255E-3,1.294405874803794E-4,2.7423008638022953E-3,3.7946571402702613E-6,null,6.6541885347621738E-5,1.6273493862110782E-2]
[2004,8,20,22,4.9424815238132734E-3,9.5340610564276333E-3,2.6994727399999807E-4,2.1191329001684412E-3,9.0258064516128434E-6,null,7.0714453658047029E-5,1.6952421652027601E-2,null,5.0973841956354609E-3,7.3688680906643699E-3,1.294405874803794E-4,2.2395976298747967E-3,3.7946571402702613E-6,null,6.6541885347621738E-5,1.49056270461429E-2]
[2004,8,21,4,2.0663635359057068E-3,7.4565034155665549E-3,2.6994727399999807E-4,1.4474894100045294E-3,9.0258064516128434E-6,null,7.0714453658047029E-5,1.1327102533095046E-2,null,2.1311255853186462E-3,5.763125467909083E-3,1.294405874803794E-4,1.5297737351240854E-3,3.7946571402702613E-6,null,6.6541885347621738E-5,9.6238019183200862E-3]
[2004,8,21,6,2.5156403353468648E-3,7.7439352104323959E-3,0,2.3454226223416884E-3,9.0258064516128434E-6,null,7.0714453658047029E-5,1.2675712621778997E-2,null,2.594483201508607E-3,5.9852812700267287E-3,0,2.4787510710789547E-3,3.7946571402702613E-6,null,6.6541885347621738E-5,1.1128852085102182E-2]
[2004,8,21,9,3.830291098980742E-3,8.9158433318031367E-3,0,2.7815365934028323E-3,9.0258064516128434E-6,null,7.0714453658047029E-5,1.5598385477844758E-2,null,3.9503365300521953E-3,6.8910481105838636E-3,0,2.9396564800158783E-3,3.7946571402702613E-6,null,6.6541885347621738E-5,1.3851377663139829E-2]
[2004,8,21,12,4.4431304185921722E-3,9.1923959565161067E-3,0,2.3103029550075867E-3,9.0258064516128434E-6,null,7.0714453658047029E-5,1.6016543783773915E-2,null,4.5823828912171689E-3,7.104795410876533E-3,0,2.4416349828349409E-3,3.7946571402702613E-6,null,6.6541885347621738E-5,1.4199149827416536E-2]
[2004,8,21,16,4.8182287994791234E-3,8.7224497428070313E-3,0,1.6363677641314681E-3,9.0258064516128434E-6,null,7.0714453658047029E-5,1.5247760760075668E-2,null,4.9692372576582624E-3,6.7415743618362929E-3,0,1.7293891128116862E-3,3.7946571402702613E-6,null,6.6541885347621738E-5,1.3510537274794133E-2]
[2004,8,21,19,5.6578718653969417E-3,7.5578230774960946E-3,0,1.5107899401323661E-3,9.0258064516128434E-6,null,7.0714453658047029E-5,1.4797199336683449E-2,null,5.8351956377883825E-3,5.8414353527871691E-3,0,1.5966726621488381E-3,3.7946571402702613E-6,null,6.6541885347621738E-5,1.3343640195212282E-2]
[2004,8,21,21,4.9828706127803849E-3,7.7763181245424709E-3,2.6994727399999807E-4,1.8054159202402951E-3,9.0258064516128434E-6,null,7.0714453658047029E-5,1.4921350829181402E-2,null,5.1390391219685444E-3,6.0103099981894852E-3,1.294405874803794E-4,1.9080470203577113E-3,3.7946571402702613E-6,null,6.6541885347621738E-5,1.3257173270484012E-2]
[2004,8,21,24,3.3011405035751579E-3,7.2804017260214536E-3,2.6994727399999807E-4,1.3673581468514799E-3,9.0258064516128434E-6,null,7.0714453658047029E-5,1.2305646548066342E-2,null,3.4046017874667578E-3,5.6270166142820006E-3,1.294405874803794E-4,1.4450873112465746E-3,3.7946571402702613E-6,null,6.6541885347621738E-5,1.0676482842963604E-2]
[2004,8,22,3,2.2839946200195484E-3,6.5421919171834075E-3,2.6994727399999807E-4,2.1443476601821468E-3,9.0258064516128434E-6,null,7.0714453658047029E-5,1.1327280369003356E-2,null,2.355577461020351E-3,5.0564548492202212E-3,1.294405874803794E-4,2.2662457540958249E-3,3.7946571402702613E-6,null,6.6541885347621738E-5,9.878055194304668E-3]
[2004,8,22,7,2.5536988875290755E-3,7.1448028665750916E-3,0,2.2788285954407814E-3,9.0258064516128434E-6,null,7.0714453658047029E-5,1.2048044803202995E-2,null,2.6337345495344245E-3,5.5222123653275489E-3,0,2.4083714243851423E-3,3.7946571402702613E-6,null,6.6541885347621738E-5,1.0634654881735008E-2]
[2004,8,22,10,4.0527559306491713E-3,8.1537972390400351E-3,0,2.7100207729943353E-3,9.0258064516128434E-6,null,7.0714453658047029E-5,1.4987288396341588E-2,null,4.1797736481410958E-3,6.3020633009269441E-3,0,2.8640752543774625E-3,3.7946571402702613E-6,null,6.6541885347621738E-5,1.3416248745933395E-2]
[2004,8,22,13,4.5804688373230519E-3,8.6484050412282357E-3,0,2.8489286689808565E-3,9.0258064516128434E-6,null,7.0714453658047029E-5,1.6148517001190191E-2,null,4.7240256432880415E-3,6.6843452717856369E-3,0,3.0108795414505287E-3,3.7946571402702613E-6,null,6.6541885347621738E-5,1.4489586999012097E-2]
[2004,8,22,18,5.5735530125461041E-3,7.9386562573273475E-3,0,2.4552242288466116E-3,9.0258064516128434E-6,null,7.0714453658047029E-5,1.603814795237811E-2,null,5.7482341416563018E-3,6.1357810099122428E-3,0,2.5947944856591939E-3,3.7946571402702613E-6,null,6.6541885347621738E-5,{"$f":"SUM(N5636:T5636)","v":1.454914617971563E-2}]
[2004,8,22,21,5.6713118906542266E-3,7.6518577300130732E-3,2.6994727399999807E-4,2.2623326190135493E-3,9.0258064516128434E-6,null,7.0714453658047029E-5,1.5942248411299102E-2,null,5.849056887851806E-3,5.9141146597737676E-3,1.294405874803794E-4,2.3909377137830545E-3,3.7946571402702613E-6,null,6.6541885347621738E-5,1.4353886391376899E-2]
[2004,8,22,22,5.3134907442527381E-3,7.5919878166109556E-3,2.6994727399999807E-4,1.4087622411458735E-3,9.0258064516128434E-6,null,7.0714453658047029E-5,1.4670986973627819E-2,null,5.4800212429549737E-3,5.8678412520570969E-3,1.294405874803794E-4,1.4888450724712084E-3,3.7946571402702613E-6,null,6.6541885347621738E-5,1.3036484697451551E-2]
[2004,8,23,1,3.0889397016747745E-3,7.9505131383240824E-3,2.6994727399999807E-4,1.539562769455941E-3,9.0258064516128434E-6,null,7.0714453658047029E-5,1.293576178107305E-2,null,3.1857503848471188E-3,6.1449451836588266E-3,1.294405874803794E-4,1.627081118528685E-3,3.7946571402702613E-6,null,6.6541885347621738E-5,1.1157553817002903E-2]
[2004,8,23,4,2.0792777780816751E-3,8.3855505359891093E-3,2.6994727399999807E-4,1.4562764385422475E-3,9.0258064516128434E-6,null,7.0714453658047029E-5,1.2277850924231287E-2,null,2.1444445736950764E-3,6.4811852369714975E-3,1.294405874803794E-4,1.5390602731628991E-3,3.7946571402702613E-6,null,6.6541885347621738E-5,1.0364467213797746E-2]
[2004,8,23,8,3.4360588805505575E-3,1.2388944167702771E-2,0,2.3263290472135831E-3,9.0258064516128434E-6,null,7.0714453658047029E-5,1.8222046549124959E-2,null,3.543748651078012E-3,9.57540494172315E-3,0,2.4585720980662938E-3,3.7946571402702613E-6,null,6.6541885347621738E-5,1.564806223335535E-2]
[2004,8,23,11,5.1604629796495917E-3,1.2753430419986663E-2,0,2.3854451503636295E-3,9.0258064516128434E-6,null,7.0714453658047029E-5,2.0370053003657934E-2,null,5.3221974240852017E-3,9.8571160717488889E-3,0,2.521048729188275E-3,3.7946571402702613E-6,null,6.6541885347621738E-5,1.7770698767510258E-2]
[2004,8,23,15,5.8126574544880866E-3,1.2503663239844665E-2,0,1.7388588010771341E-3,9.0258064516128434E-6,null,7.0714453658047029E-5,2.0125893949067934E-2,null,5.994832373250894E-3,9.6640712199328026E-3,0,1.8377063794676278E-3,3.7946571402702613E-6,null,6.6541885347621738E-5,1.7566946515139219E-2]
[2004,8,23,19,5.2339461895406E-3,1.230279673764305E-2,0,2.0710240945883578E-3,9.0258064516128434E-6,null,7.0714453658047029E-5,1.9678481475430054E-2,null,5.3979836765857461E-3,9.508821662603929E-3,0,2.1887540197620481E-3,3.7946571402702613E-6,null,6.6541885347621738E-5,1.7165895901439614E-2]
[2004,8,23,22,5.4513914737707881E-3,1.0947944645072968E-2,2.6994727399999807E-4,1.9270131768865631E-3,9.0258064516128434E-6,null,7.0714453658047029E-5,1.8683095467348573E-2,null,5.6222439292361714E-3,8.4616575744550782E-3,1.294405874803794E-4,2.0365566233951676E-3,3.7946571402702613E-6,null,6.6541885347621738E-5,1.6320235257054689E-2]
[2004,8,23,23,4.6440949285731416E-3,9.9554931985198786E-3,2.6994727399999807E-4,2.1135187066173133E-3,9.0258064516128434E-6,null,7.0714453658047029E-5,1.7069853005328588E-2,null,4.7896458444775924E-3,7.6945926529326429E-3,1.294405874803794E-4,2.2336642905501298E-3,3.7946571402702613E-6,null,6.6541885347621738E-5,1.4917679917928639E-2]
[2004,8,24,2,3.0809868780732755E-3,8.9221247038518015E-3,2.6994727399999807E-4,1.9975154349904079E-3,9.0258064516128434E-6,null,7.0714453658047029E-5,1.4357373188533737E-2,null,3.1775483112244578E-3,6.8959029779673475E-3,1.294405874803794E-4,2.1110666695266025E-3,3.7946571402702613E-6,null,6.6541885347621738E-5,1.238429508868668E-2]
[2004,8,24,5,2.6994709149880452E-3,9.6105232811897531E-3,2.0246045549999857E-4,2.1079442818533107E-3,9.0258064516128434E-6,null,7.0714453658047029E-5,1.4703176720159309E-2,null,2.7840752286760633E-3,7.4279656824309901E-3,9.7080440610284558E-5,2.2277729807184611E-3,3.7946571402702613E-6,null,6.6541885347621738E-5,1.260723087492369E-2]
[2004,8,24,8,4.1302420183622441E-3,1.2314205984380523E-2,0,3.0220470417455197E-3,9.0258064516128434E-6,null,7.0714453658047029E-5,1.9537209498146337E-2,null,4.2596882329477793E-3,9.5176398601930466E-3,0,3.1938390421504155E-3,3.7946571402702613E-6,null,6.6541885347621738E-5,1.7041503677779134E-2]
[2004,8,24,13,5.5744538495031502E-3,1.3537106937027255E-2,0,2.4022495709890689E-3,9.0258064516128434E-6,null,7.0714453658047029E-5,2.1584524811177522E-2,null,5.7491632118097389E-3,1.0462819018860831E-2,0,2.5388084178803632E-3,3.7946571402702613E-6,null,6.6541885347621738E-5,1.8821127191038824E-2]
[2004,8,24,16,6.7773735183982425E-3,1.2154019185059229E-2,0,2.0445535925506554E-3,9.0258064516128434E-6,null,7.0714453658047029E-5,2.1046660749666175E-2,null,6.9897836732725994E-3,9.3938316123668431E-3,0,2.1607787693091285E-3,3.7946571402702613E-6,null,6.6541885347621738E-5,1.8614730597436464E-2]
[2004,8,24,20,5.8687920350514716E-3,1.1492910472788756E-2,0,2.52814104627007E-3,9.0258064516128434E-6,null,7.0714453658047029E-5,1.9960558007768348E-2,null,6.0527262717740915E-3,8.8828612225741576E-3,0,2.6718563497200136E-3,3.7946571402702613E-6,null,6.6541885347621738E-5,1.7677780386556156E-2]
[2004,8,24,23,4.7365468377494196E-3,1.0009008108351095E-2,2.6994727399999807E-4,2.3005764781749718E-3,9.0258064516128434E-6,null,7.0714453658047029E-5,1.7402877595893741E-2,null,4.8849952956431467E-3,7.7359542835217588E-3,1.294405874803794E-4,2.431355592401417E-3,3.7946571402702613E-6,null,6.6541885347621738E-5,1.5252082301534596E-2]
[2004,8,24,24,4.0472315293203385E-3,9.6663880060446593E-3,2.6994727399999807E-4,2.0881615584995798E-3,9.0258064516128434E-6,null,7.0714453658047029E-5,1.6158527265482829E-2,null,4.1740761061496365E-3,7.4711434831541699E-3,1.294405874803794E-4,2.2068656839972583E-3,3.7946571402702613E-6,null,6.6541885347621738E-5,1.4051862403269336E-2]
[2004,8,25,5,3.1133482397836714E-3,9.5859983185673341E-3,2.0246045549999857E-4,2.3700452105963926E-3,9.0258064516128434E-6,null,7.0714453658047029E-5,1.5354630011075598E-2,null,3.2109239127187743E-3,7.409010358626845E-3,9.7080440610284558E-5,2.5047733608052083E-3,3.7946571402702613E-6,null,6.6541885347621738E-5,1.3292124615249003E-2]
[2004,8,25,7,3.8581600786770265E-3,1.2130706139698617E-2,0,2.8719245461725565E-3,9.0258064516128434E-6,null,7.0714453658047029E-5,1.8931505218206246E-2,null,3.9790789534619496E-3,9.3758129784355868E-3,0,3.0351826477122124E-3,3.7946571402702613E-6,null,6.6541885347621738E-5,1.6460411122097639E-2]
[2004,8,25,11,5.9239010685908739E-3,1.3360281482312492E-2,0,3.0404892824163442E-3,9.0258064516128434E-6,null,7.0714453658047029E-5,2.2395386286977757E-2,null,6.109562481529664E-3,1.032615076771864E-2,0,3.2133296547932925E-3,3.7946571402702613E-6,null,6.6541885347621738E-5,1.9719379446529489E-2]
[2004,8,25,14,6.7040901557940524E-3,1.2908228117116763E-2,0,3.0198029033214795E-3,9.0258064516128434E-6,null,7.0714453658047029E-5,2.2702835629890346E-2,null,6.9142035314871805E-3,9.9767590868438377E-3,0,3.1914673329031138E-3,3.7946571402702613E-6,null,6.6541885347621738E-5,2.0152766493722024E-2]
[2004,8,25,18,6.7894677443918697E-3,1.2651116099949729E-2,0,2.6048856129336911E-3,9.0258064516128434E-6,null,7.0714453658047029E-5,2.211618391093334E-2,null,7.0022569452800575E-3,9.7780374164228995E-3,0,2.7529635561590023E-3,3.7946571402702613E-6,null,6.6541885347621738E-5,1.960359446034985E-2]
[2004,8,25,21,6.9496609109690301E-3,1.1791553767244915E-2,2.6994727399999807E-4,2.3821360146816092E-3,9.0258064516128434E-6,null,7.0714453658047029E-5,2.1480096864513812E-2,null,7.167470737506682E-3,9.1136823836705863E-3,1.294405874803794E-4,2.5175514815971504E-3,3.7946571402702613E-6,null,6.6541885347621738E-5,1.8998481732742691E-2]
[2004,8,25,24,4.4229525207225536E-3,1.0195479068433518E-2,2.6994727399999807E-4,1.899284069998767E-3,9.0258064516128434E-6,null,7.0714453658047029E-5,1.6874461830773093E-2,null,4.5615725963872988E-3,7.880077537972761E-3,1.294405874803794E-4,2.0072512211433704E-3,3.7946571402702613E-6,null,6.6541885347621738E-5,1.4648678485471703E-2]
[2004,8,26,2,2.9279784987021528E-3,9.4831771101242038E-3,2.6994727399999807E-4,1.6710805636790584E-3,9.0258064516128434E-6,null,7.0714453658047029E-5,1.4438982344123667E-2,null,3.019744485140672E-3,7.3295399296610759E-3,1.294405874803794E-4,1.7660752043668327E-3,3.7946571402702613E-6,null,6.6541885347621738E-5,1.2315136749136854E-2]
[2004,8,26,5,2.5370166892371353E-3,1.0123847414422679E-2,2.0246045549999857E-4,1.8406500156380903E-3,9.0258064516128434E-6,null,7.0714453658047029E-5,1.4786752361426106E-2,null,2.6165295132561735E-3,7.8247134904385653E-3,9.7080440610284558E-5,1.9452840414701732E-3,3.7946571402702613E-6,null,6.6541885347621738E-5,1.2553944028263087E-2]
[2004,8,26,8,3.9142398357957745E-3,1.2869663773275506E-2,0,2.7936438500611974E-3,9.0258064516128434E-6,null,7.0714453658047029E-5,1.9648261912790527E-2,null,4.0369163103149558E-3,9.946952736634063E-3,0,2.9524519886478307E-3,3.7946571402702613E-6,null,6.6541885347621738E-5,1.7006657578084741E-2]
[2004,8,26,12,5.6538346343710903E-3,1.3375893896661538E-2,0,2.3428859038004415E-3,9.0258064516128434E-6,null,7.0714453658047029E-5,2.1443328888491119E-2,null,5.8310318756122064E-3,1.0338217590160202E-2,0,2.4760701496359511E-3,3.7946571402702613E-6,null,6.6541885347621738E-5,1.8715656157896252E-2]
[2004,8,26,15,6.1169583912500727E-3,1.244481469100964E-2,0,2.4082087967657708E-3,9.0258064516128434E-6,null,7.0714453658047029E-5,2.1040696332683531E-2,null,6.3086704277371076E-3,9.6185872240651706E-3,0,2.5451064032140482E-3,3.7946571402702613E-6,null,6.6541885347621738E-5,1.8542700597504218E-2]
[2004,8,26,19,5.5851560283859203E-3,1.2379966004138215E-2,0,2.2648883302445856E-3,9.0258064516128434E-6,null,7.0714453658047029E-5,2.0300724816426769E-2,null,5.7602008084568996E-3,9.5684657263550021E-3,0,2.3936387075787803E-3,3.7946571402702613E-6,null,6.6541885347621738E-5,1.7792641784878573E-2]
[2004,8,26,23,4.6792427003767663E-3,1.0152103198246882E-2,2.6994727399999807E-4,2.3137053829168064E-3,9.0258064516128434E-6,null,7.0714453658047029E-5,1.7501797453158708E-2,null,4.8258951851459153E-3,7.8465523629365035E-3,1.294405874803794E-4,2.445230825965262E-3,3.7946571402702613E-6,null,6.6541885347621738E-5,1.5317455504015955E-2]
[2004,8,27,2,2.7737425834576841E-3,8.9214740199076888E-3,2.6994727399999807E-4,1.6144203090513913E-3,9.0258064516128434E-6,null,7.0714453658047029E-5,1.3666383084035019E-2,null,2.8606746508927235E-3,6.8954000648724445E-3,1.294405874803794E-4,1.706194027512781E-3,3.7946571402702613E-6,null,6.6541885347621738E-5,1.1662045873246221E-2]
[2004,8,27,3,2.7363717125832654E-3,8.4596199380790778E-3,2.6994727399999807E-4,1.857645647985455E-3,9.0258064516128434E-6,null,7.0714453658047029E-5,1.3410383470266051E-2,null,2.8221325368444298E-3,6.5384334180272905E-3,1.294405874803794E-4,1.9632458115509247E-3,3.7946571402702613E-6,null,6.6541885347621738E-5,1.1523588896390918E-2]
[2004,8,27,6,2.6353180770219268E-3,1.0204154190785408E-2,0,2.330341294643263E-3,9.0258064516128434E-6,null,7.0714453658047029E-5,1.5240528016108644E-2,null,2.7179117719634614E-3,7.8867825330323806E-3,0,2.4628124266616682E-3,3.7946571402702613E-6,null,6.6541885347621738E-5,1.3137843274145402E-2]
[2004,8,27,10,4.4234000064157257E-3,1.2220814411187724E-2,0,3.12167525732834E-3,9.0258064516128434E-6,null,7.0714453658047029E-5,1.9836604128589841E-2,null,4.5620341067620284E-3,9.4454575886967467E-3,0,3.2991307468236827E-3,3.7946571402702613E-6,null,6.6541885347621738E-5,1.737695898477035E-2]
[2004,8,27,13,5.3977043976853271E-3,1.2789110985411772E-2,0,2.0840970777906242E-3,9.0258064516128434E-6,null,7.0714453658047029E-5,2.0341626914545774E-2,null,5.5668742426062115E-3,9.8846935519498053E-3,0,2.2025701528572694E-3,3.7946571402702613E-6,null,6.6541885347621738E-5,1.7724474489901179E-2]
[2004,8,27,16,5.9264802293646068E-3,1.2198502483774357E-2,0,1.065731447432302E-3,9.0258064516128434E-6,null,7.0714453658047029E-5,1.9261428614229314E-2,null,6.1122224759682237E-3,9.4282127180183965E-3,0,1.1263142691818444E-3,3.7946571402702613E-6,null,6.6541885347621738E-5,1.6737086005656356E-2]
[2004,8,27,21,5.194233016720712E-3,1.098532664389924E-2,2.6994727399999807E-4,1.3417452908569577E-3,9.0258064516128434E-6,null,7.0714453658047029E-5,1.7878051123095165E-2,null,5.3570258503368674E-3,8.4905500911576486E-3,1.294405874803794E-4,1.418018460786513E-3,3.7946571402702613E-6,null,6.6541885347621738E-5,1.5465371532249301E-2]
[2004,8,27,24,3.1582402614961065E-3,8.097214658054401E-3,2.6994727399999807E-4,6.4208657521164702E-4,9.0258064516128434E-6,null,7.0714453658047029E-5,1.2254287666380407E-2,null,3.257222898538865E-3,6.2583306697800755E-3,1.294405874803794E-4,6.7858678042520505E-4,3.7946571402702613E-6,null,6.6541885347621738E-5,1.0393917478712418E-2]
[2004,8,28,3,2.1666467799388036E-3,7.8903478133241535E-3,2.6994727399999807E-4,1.1493776747564795E-3,9.0258064516128434E-6,null,7.0714453658047029E-5,1.156311843963769E-2,null,2.2345518137746245E-3,6.0984434525567866E-3,1.294405874803794E-4,1.2147154697145271E-3,3.7946571402702613E-6,null,6.6541885347621738E-5,9.7474878660142109E-3]
[2004,8,28,4,1.9257571626542897E-3,8.1155817966026937E-3,2.6994727399999807E-4,9.2232909983101926E-4,9.0258064516128434E-6,null,7.0714453658047029E-5,1.1320414230706255E-2,null,1.9861124575276455E-3,6.2725266163304785E-3,1.294405874803794E-4,9.7476003783524652E-4,3.7946571402702613E-6,null,6.6541885347621738E-5,9.4331762416616435E-3]
[2004,8,28,7,2.6832504184815332E-3,8.9760136568439782E-3,0,1.886219615469104E-3,9.0258064516128434E-6,null,7.0714453658047029E-5,1.3616198144452661E-2,null,2.7673463644123761E-3,6.9375537062134869E-3,0,1.9934441015436915E-3,3.7946571402702613E-6,null,6.6541885347621738E-5,1.1768680714657448E-2]
[2004,8,28,13,5.0053547973321552E-3,9.0810832910338604E-3,0,2.132518575942802E-3,9.0258064516128434E-6,null,7.0714453658047029E-5,1.6289671117966868E-2,null,5.1622279849787029E-3,7.0187619416230583E-3,0,2.2537442309379712E-3,3.7946571402702613E-6,null,6.6541885347621738E-5,1.4505070700027625E-2]
[2004,8,28,15,5.0300252476761995E-3,8.650164462944733E-3,0,1.6736282221187194E-3,9.0258064516128434E-6,null,7.0714453658047029E-5,1.5424532386397698E-2,null,5.1876716336958593E-3,6.6857051274093826E-3,0,1.7687676876003012E-3,3.7946571402702613E-6,null,6.6541885347621738E-5,1.3712480991193435E-2]
[2004,8,28,18,5.4920633104462348E-3,8.3440426460299425E-3,0,1.19115604626907E-3,9.0258064516128434E-6,null,7.0714453658047029E-5,1.5097976456403294E-2,null,5.6641904648940195E-3,6.449103822344442E-3,0,1.2588687844085652E-3,3.7946571402702613E-6,null,6.6541885347621738E-5,1.344249961413492E-2]
[2004,8,28,22,5.0923849238370747E-3,7.6994660791726427E-3,2.6994727399999807E-4,9.427794815768868E-4,9.0258064516128434E-6,null,7.0714453658047029E-5,1.4091376656204857E-2,null,5.2519857289890556E-3,5.9509111143899928E-3,1.294405874803794E-4,9.9637294681534827E-4,3.7946571402702613E-6,null,6.6541885347621738E-5,1.2399046920162669E-2]
[2004,8,29,1,2.9839397766182351E-3,7.2310177380615947E-3,2.6994727399999807E-4,1.4081965192949564E-3,9.0258064516128434E-6,null,7.0714453658047029E-5,1.1979900205593039E-2,null,3.0774596495257312E-3,5.5888477698710637E-3,1.294405874803794E-4,1.4882471914622441E-3,3.7946571402702613E-6,null,6.6541885347621738E-5,1.0354331740827311E-2]
[2004,8,29,4,2.0080906618746334E-3,7.2818330091453526E-3,2.6994727399999807E-4,1.4135505160095161E-3,9.0258064516128434E-6,null,7.0714453658047029E-5,1.1060220358647756E-2,null,2.0710263769171395E-3,5.6281228518525366E-3,1.294405874803794E-4,1.4939055427394727E-3,3.7946571402702613E-6,null,6.6541885347621738E-5,9.3928319014774213E-3]
[2004,8,29,5,2.1788992584559439E-3,7.1118319164287106E-3,2.0246045549999857E-4,1.8203669184325506E-3,9.0258064516128434E-6,null,7.0714453658047029E-5,1.1396336335445406E-2,null,2.2471882981094098E-3,5.4967291445872377E-3,9.7080440610284558E-5,1.9238479265269171E-3,3.7946571402702613E-6,null,6.6541885347621738E-5,9.8351823523217408E-3]
[2004,8,29,10,4.4416389036964132E-3,8.5433631886621692E-3,0,2.2516665161787922E-3,9.0258064516128434E-6,null,7.0714453658047029E-5,1.530738306219542E-2,null,4.580844630644911E-3,6.6031585087706754E-3,0,2.3796652831455877E-3,3.7946571402702613E-6,null,6.6541885347621738E-5,1.3634004965049067E-2]
[2004,8,29,13,5.1643624236911824E-3,8.7423251162029123E-3,0,2.5160107078546633E-3,9.0258064516128434E-6,null,7.0714453658047029E-5,1.6493412701406807E-2,null,5.3262190808852526E-3,6.7569360218823239E-3,0,2.6590364472200033E-3,3.7946571402702613E-6,null,6.6541885347621738E-5,1.4812528092475474E-2]
[2004,8,29,16,5.8338858115498703E-3,8.4414525179350823E-3,0,1.8304891312179114E-3,9.0258064516128434E-6,null,7.0714453658047029E-5,1.6176541914360909E-2,null,6.0167260497906404E-3,6.5243918336702735E-3,0,1.9345455490126894E-3,3.7946571402702613E-6,null,6.6541885347621738E-5,1.4545999974961494E-2]
[2004,8,29,19,5.6261596494585351E-3,7.9339789584480687E-3,0,1.8607417925488648E-3,9.0258064516128434E-6,null,7.0714453658047029E-5,1.5491594854113513E-2,null,5.8024895269907653E-3,6.1321659293859035E-3,0,1.9665179602799689E-3,3.7946571402702613E-6,null,6.6541885347621738E-5,1.3971509959144529E-2]
[2004,8,29,23,4.528635199061555E-3,7.7692312448366316E-3,2.6994727399999807E-4,1.4313419749885342E-3,9.0258064516128434E-6,null,7.0714453658047029E-5,1.4085954590504974E-2,null,4.6705674832112814E-3,6.0048325545883109E-3,1.294405874803794E-4,1.5127083792006765E-3,3.7946571402702613E-6,null,6.6541885347621738E-5,1.2387885546968539E-2]
[2004,8,30,2,2.8697814783113468E-3,8.1726185996698116E-3,2.6994727399999807E-4,1.514559859044369E-3,9.0258064516128434E-6,null,7.0714453658047029E-5,1.291370610864378E-2,null,2.9597235077138727E-3,6.3166103153572892E-3,1.294405874803794E-4,1.6006568867623443E-3,3.7946571402702613E-6,null,6.6541885347621738E-5,1.1076767839801778E-2]
[2004,8,30,3,2.4832433026105048E-3,8.192367860836703E-3,2.6994727399999807E-4,1.7098265223906082E-3,9.0258064516128434E-6,null,7.0714453658047029E-5,1.2742183857456067E-2,null,2.5610708110201147E-3,6.3318745033633843E-3,1.294405874803794E-4,1.807023725005022E-3,3.7946571402702613E-6,null,6.6541885347621738E-5,1.0899746169356794E-2]
[2004,8,30,7,3.1430416595160503E-3,1.1500773183406067E-2,0,2.0152318291435899E-3,9.0258064516128434E-6,null,7.0714453658047029E-5,1.6729761125723754E-2,null,3.2415479560720861E-3,8.8889383052602345E-3,0,2.1297901740091386E-3,3.7946571402702613E-6,null,6.6541885347621738E-5,1.433061297782935E-2]
[2004,8,30,10,5.0663584090966489E-3,1.2217732467020875E-2,0,2.8540447291353576E-3,9.0258064516128434E-6,null,7.0714453658047029E-5,2.0208850058910929E-2,null,5.2251435153629414E-3,9.4430755565392127E-3,0,3.0162864303697689E-3,3.7946571402702613E-6,null,6.6541885347621738E-5,1.7754842044759814E-2]
[2004,8,30,14,5.7760375582840816E-3,1.266143431692273E-2,0,2.5856329341032141E-3,9.0258064516128434E-6,null,7.0714453658047029E-5,2.1093819262968074E-2,null,5.957064770224613E-3,9.7860123579881879E-3,0,2.7326164349972997E-3,3.7946571402702613E-6,null,6.6541885347621738E-5,1.8546030105697994E-2]
[2004,8,30,17,7.1985353675451946E-3,1.2352497409248131E-2,0,1.9076108238317475E-3,9.0258064516128434E-6,null,7.0714453658047029E-5,2.1529358054283122E-2,null,{"$f":"E5827*Y$5","v":7.4241451864725397E-3},{"$f":"F5827*Z$5","v":9.5472352715485001E-3},{"$f":"G5827*AA$5","v":0},{"$f":"H5827*AB$5","v":2.0160513195927937E-3},{"$f":"I5827*AC$5","v":3.7946571402702613E-6},null,{"$f":"K5827*AE$5","v":6.6541885347621738E-5},1.9057768320101726E-2]
[2004,8,30,20,5.7442082997381325E-3,1.2059662102775783E-2,0,1.9425851521125315E-3,9.0258064516128434E-6,null,7.0714453658047029E-5,1.9817170008284493E-2,null,5.9242379485786034E-3,9.3209030996741424E-3,0,2.0530138068053142E-3,3.7946571402702613E-6,null,6.6541885347621738E-5,1.7368491397545951E-2]
[2004,8,30,24,3.7937111897114605E-3,1.0113550478804804E-2,2.6994727399999807E-4,1.1956156229298582E-3,9.0258064516128434E-6,null,7.0714453658047029E-5,1.5459623463064376E-2,null,3.9126101671940593E-3,7.8167549972154669E-3,1.294405874803794E-4,1.2635818712182468E-3,3.7946571402702613E-6,null,6.6541885347621738E-5,1.3192724165596045E-2]
[2004,8,31,4,2.2687611069648309E-3,9.1388040802580107E-3,2.6994727399999807E-4,1.5808815837132352E-3,9.0258064516128434E-6,null,7.0714453658047029E-5,1.3345192942554329E-2,null,2.339866513328388E-3,7.0633742929982419E-3,1.294405874803794E-4,1.6707487518670744E-3,3.7946571402702613E-6,null,6.6541885347621738E-5,1.1273766688161976E-2]
[2004,8,31,5,2.5857923680756858E-3,9.44286186531299E-3,2.0246045549999857E-4,2.1407038935146719E-3,9.0258064516128434E-6,null,7.0714453658047029E-5,1.4454596369031548E-2,null,2.6668338741819768E-3,7.2983803095056764E-3,9.7080440610284558E-5,2.2623948530071558E-3,3.7946571402702613E-6,null,6.6541885347621738E-5,1.2395026019792985E-2]
[2004,8,31,8,4.0303588128703747E-3,1.1951422984989966E-2,0,3.1544047538594922E-3,9.0258064516128434E-6,null,7.0714453658047029E-5,1.9206901005377884E-2,null,4.1566745806699565E-3,9.2372451729529938E-3,0,3.333720792050359E-3,3.7946571402702613E-6,null,6.6541885347621738E-5,1.6797977088161199E-2]
[2004,8,31,11,5.126623947002285E-3,1.2571201023728809E-2,0,3.3141065660360252E-3,9.0258064516128434E-6,null,7.0714453658047029E-5,2.108264599042517E-2,null,5.2872978398619931E-3,9.716271118552347E-3,0,3.5025010511878789E-3,3.7946571402702613E-6,null,6.6541885347621738E-5,1.857640655209011E-2]
[2004,8,31,15,5.8034865489794739E-3,1.20598049428777E-2,0,2.6340523883919536E-3,9.0258064516128434E-6,null,7.0714453658047029E-5,2.0568058333907176E-2,null,5.9853740417277436E-3,9.3210135006735525E-3,0,2.7837883530286195E-3,3.7946571402702613E-6,null,6.6541885347621738E-5,1.8160512437917806E-2]
[2004,8,31,18,5.9335792650586109E-3,1.18681338454151E-2,0,2.9473857973712041E-3,9.0258064516128434E-6,null,7.0714453658047029E-5,2.0819813361502966E-2,null,6.1195440030546722E-3,9.1728710642411202E-3,0,3.1149335870319901E-3,3.7946571402702613E-6,null,6.6541885347621738E-5,1.8477685196815676E-2]
[2004,8,31,21,6.2921944007789674E-3,1.1163703097311852E-2,2.6994727399999807E-4,2.408365959630451E-3,9.0258064516128434E-6,null,7.0714453658047029E-5,2.0221009629339527E-2,null,6.4893985217471884E-3,8.6284171079407963E-3,1.294405874803794E-4,2.5452725001960802E-3,3.7946571402702613E-6,null,6.6541885347621738E-5,1.786286525985234E-2]
[2004,9,1,2,2.9843305090806386E-3,9.1637844006981304E-3,2.7153455160000073E-4,1.7446769467342972E-3,9.0258064516128434E-6,null,6.702784120887588E-5,1.424570091598861E-2,null,3.0778626279625715E-3,7.0826815624919345E-3,1.3020169220277341E-4,1.8438552648079541E-3,3.7946571402702613E-6,null,6.3072804696866469E-5,1.2201468609302372E-2]
[2004,9,1,5,2.8381732157397237E-3,9.6490158651180366E-3,2.0365091370000055E-4,2.0439240372633325E-3,9.0258064516128434E-6,null,6.702784120887588E-5,1.481255187302997E-2,null,2.927124608293045E-3,7.4577165694619816E-3,9.7651269152080063E-5,2.1601134261731453E-3,3.7946571402702613E-6,null,6.3072804696866469E-5,1.270947333491739E-2]
[2004,9,1,6,3.5720610766789892E-3,1.0610608825865033E-2,0,2.4139748022750356E-3,9.0258064516128434E-6,null,6.702784120887588E-5,1.6663672546027936E-2,null,3.6840133018969622E-3,8.2009309922266554E-3,0,2.5512001844353056E-3,3.7946571402702613E-6,null,6.3072804696866469E-5,1.4503011940396061E-2]
[2004,9,1,9,4.9212199589682027E-3,1.2765252524459553E-2,0,2.4273479535996882E-3,9.0258064516128434E-6,null,6.702784120887588E-5,2.0180848278236317E-2,null,5.0754562705448833E-3,9.8662533667482795E-3,0,2.5653335490809434E-3,3.7946571402702613E-6,null,6.3072804696866469E-5,1.7573910648211243E-2]
[2004,9,1,12,4.947097228267406E-3,1.3162987724744311E-2,0,2.1018722392559387E-3,9.0258064516128434E-6,null,6.702784120887588E-5,2.0278985033476533E-2,null,5.1021445612175797E-3,1.0173662581831546E-2,0,2.2213557653524532E-3,3.7946571402702613E-6,null,6.3072804696866469E-5,1.7564030370238716E-2]
[2004,9,1,18,6.977557971864762E-3,1.1938172068605687E-2,0,2.7530129278340175E-3,9.0258064516128434E-6,null,6.702784120887588E-5,2.173577080951334E-2,null,7.1962421222107912E-3,9.2270035503812207E-3,0,2.9095113514124851E-3,3.7946571402702613E-6,null,6.3072804696866469E-5,1.9399624485841635E-2]
[2004,9,1,20,7.1381182664470508E-3,1.1965547475210917E-2,0,2.1868777408480195E-3,9.0258064516128434E-6,null,6.702784120887588E-5,2.1357571323714866E-2,null,7.3618345486279732E-3,9.24816198003762E-3,0,2.3111935097793416E-3,3.7946571402702613E-6,null,6.3072804696866469E-5,1.8988057500282068E-2]
[2004,9,1,24,3.5192205543875294E-3,1.0140738529373201E-2,2.7153455160000073E-4,1.5807302212966343E-3,9.0258064516128434E-6,null,6.702784120887588E-5,1.5593598364532909E-2,null,3.6295167009648458E-3,7.83776861954231E-3,1.3020169220277341E-4,1.6705887850667644E-3,3.7946571402702613E-6,null,6.3072804696866469E-5,1.3334943259613832E-2]
[2004,9,2,3,2.8929154424881809E-3,8.6906464134136503E-3,2.7153455160000073E-4,2.0016502746940585E-3,9.0258064516128434E-6,null,6.702784120887588E-5,1.3938121190071432E-2,null,2.98358251513944E-3,6.7169935942329876E-3,1.3020169220277341E-4,2.1154365593053282E-3,3.7946571402702613E-6,null,6.3072804696866469E-5,1.2013081822717667E-2]
[2004,9,2,6,3.7234671770084086E-3,1.0218333321495245E-2,0,2.6455285560225564E-3,9.0258064516128434E-6,null,6.702784120887588E-5,1.6654356895735085E-2,null,3.840164631795416E-3,7.8977415717067373E-3,0,2.795916897596778E-3,3.7946571402702613E-6,null,6.3072804696866469E-5,1.4600690562936071E-2]
[2004,9,2,7,4.3771936964105487E-3,1.1546596264333176E-2,0,2.6193195930552375E-3,9.0258064516128434E-6,null,6.702784120887588E-5,1.8610137395007838E-2,null,4.5143796414445127E-3,8.924354927501401E-3,0,2.7682180537260521E-3,3.7946571402702613E-6,null,6.3072804696866469E-5,1.6273820084509102E-2]
[2004,9,2,11,4.906551373037988E-3,1.2726982889317669E-2,0,2.7623463115184752E-3,9.0258064516128434E-6,null,6.702784120887588E-5,2.0462908415083005E-2,null,5.0603279553993949E-3,9.836674796654241E-3,0,2.9193753028318426E-3,3.7946571402702613E-6,null,6.3072804696866469E-5,1.7883245516722615E-2]
[2004,9,2,14,5.4176281897367019E-3,1.2691903072932324E-2,0,2.5761118572340666E-3,9.0258064516128434E-6,null,6.702784120887588E-5,2.0752670961111969E-2,null,5.5874224676689625E-3,9.8095616349009856E-3,0,2.7225541207421136E-3,3.7946571402702613E-6,null,6.3072804696866469E-5,1.8186405685149197E-2]
[2004,9,2,18,7.0499759883681781E-3,1.1737208911619099E-2,0,2.8694054695038501E-3,9.0258064516128434E-6,null,6.702784120887588E-5,2.1723618210699999E-2,null,7.2709297970205448E-3,9.0716792886471002E-3,0,3.0325203710158052E-3,3.7946571402702613E-6,null,6.3072804696866469E-5,1.9441996918520586E-2]
[2004,9,2,21,7.3321591900424067E-3,1.0911002251994744E-2,2.7153455160000073E-4,2.0280676017856644E-3,9.0258064516128434E-6,null,6.702784120887588E-5,2.0624138103298363E-2,null,7.5619569228798358E-3,8.4331048286801404E-3,1.3020169220277341E-4,2.1433556120165976E-3,3.7946571402702613E-6,null,6.3072804696866469E-5,1.8335486517616482E-2]
[2004,9,3,1,3.3304015126617821E-3,9.1436121554728887E-3,2.7153455160000073E-4,1.8331585179979131E-3,9.0258064516128434E-6,null,6.702784120887588E-5,1.4660081245608128E-2,null,3.4347798679609113E-3,7.0670904504487484E-3,1.3020169220277341E-4,1.9373666803845046E-3,3.7946571402702613E-6,null,6.3072804696866469E-5,1.2636306152834077E-2]
[2004,9,3,4,2.6339348042359518E-3,8.7514099963010312E-3,2.7153455160000073E-4,1.5044123033275676E-3,9.0258064516128434E-6,null,6.702784120887588E-5,1.3242666163340093E-2,null,2.7164851459247985E-3,6.7639577183730773E-3,1.3020169220277341E-4,1.5899324806948605E-3,3.7946571402702613E-6,null,6.3072804696866469E-5,1.1267444499032648E-2]
[2004,9,3,8,4.7802959466830691E-3,1.1760924999559013E-2,0,2.979757777846267E-3,9.0258064516128434E-6,null,6.702784120887588E-5,1.9588006565297224E-2,null,4.9301155485721778E-3,9.090009433862397E-3,0,3.1491457927603525E-3,3.7946571402702613E-6,null,6.3072804696866469E-5,1.7236138237032062E-2]
[2004,9,3,9,5.0452966870956819E-3,1.2144267967074997E-2,0,2.5215823067579195E-3,9.0258064516128434E-6,null,6.702784120887588E-5,1.9778174802137477E-2,null,5.2034216964055345E-3,9.386294903862058E-3,0,2.6649247705513779E-3,3.7946571402702613E-6,null,6.3072804696866469E-5,1.7321508832656107E-2]
[2004,9,3,12,4.614054581473276E-3,1.3123579605174473E-2,0,2.2469824851100049E-3,9.0258064516128434E-6,null,6.702784120887588E-5,2.0051644512966628E-2,null,4.7586640006810144E-3,1.0143204078042598E-2,0,2.3747149825395792E-3,3.7946571402702613E-6,null,6.3072804696866469E-5,1.734345052310033E-2]
[2004,9,3,16,5.9112563346567434E-3,1.1515571398414881E-2,0,1.6128455505074375E-3,9.0258064516128434E-6,null,6.702784120887588E-5,1.9106701124787941E-2,null,6.0965214480724209E-3,8.9003758336892915E-3,0,1.7045297498724386E-3,3.7946571402702613E-6,null,6.3072804696866469E-5,1.6768294493471288E-2]
[2004,9,3,19,6.5464930847873009E-3,1.0994869553232815E-2,0,9.4506020951786568E-4,9.0258064516128434E-6,null,6.702784120887588E-5,1.8553450688746857E-2,null,6.7516671992504827E-3,8.4979257980745734E-3,0,9.9878332555591691E-4,3.7946571402702613E-6,null,6.3072804696866469E-5,1.631524378471811E-2]
[2004,9,3,22,5.0561806509700187E-3,9.8508708732507975E-3,2.7153455160000073E-4,1.5660030390900724E-3,9.0258064516128434E-6,null,6.702784120887588E-5,1.6825963622786433E-2,null,5.2146467753808644E-3,7.6137301422267061E-3,1.3020169220277341E-4,1.6550244179796747E-3,3.7946571402702613E-6,null,6.3072804696866469E-5,1.4680470489627158E-2]
[2004,9,4,2,3.2055373818059563E-3,7.7002366984594492E-3,2.7153455160000073E-4,1.4432166137073204E-3,9.0258064516128434E-6,null,6.702784120887588E-5,1.2701899753448268E-2,null,3.3060023613259082E-3,5.9515067254144018E-3,1.3020169220277341E-4,1.5252580464386772E-3,3.7946571402702613E-6,null,6.3072804696866469E-5,1.0979836287218899E-2]
[2004,9,4,5,2.7793731248163599E-3,7.5135417429297909E-3,2.0365091370000055E-4,1.7976259287076446E-3,9.0258064516128434E-6,null,6.702784120887588E-5,1.2371979551362672E-2,null,2.8664816594563976E-3,5.8072103450631327E-3,9.7651269152080063E-5,1.8998141971252082E-3,3.7946571402702613E-6,null,6.3072804696866469E-5,1.0738024932633957E-2]
[2004,9,4,9,4.7947995107880228E-3,9.4933226671655886E-3,0,2.2392687402490595E-3,9.0258064516128434E-6,null,6.702784120887588E-5,1.6594418759411547E-2,null,4.9450736699314128E-3,7.3373814225046611E-3,0,2.3665627403151018E-3,3.7946571402702613E-6,null,6.3072804696866469E-5,1.4715885294588314E-2]
[2004,9,4,10,5.4839868913645158E-3,9.6375942226868717E-3,0,2.3066263031287955E-3,9.0258064516128434E-6,null,6.702784120887588E-5,1.7495235258389058E-2,null,5.6558609221762307E-3,7.4488887912512207E-3,0,2.4377493271344601E-3,3.7946571402702613E-6,null,6.3072804696866469E-5,1.5609366502399049E-2]
[2004,9,4,13,5.9843816686450703E-3,9.7940599893038809E-3,0,2.4551776073960855E-3,9.0258064516128434E-6,null,6.702784120887588E-5,1.8300647106553908E-2,null,6.1719386084556687E-3,7.5698210559054426E-3,0,2.5947452139546724E-3,3.7946571402702613E-6,null,6.3072804696866469E-5,1.6403372340152919E-2]
[2004,9,4,17,6.2116661346699248E-3,9.5031331192115195E-3,0,2.7054453390311342E-3,9.0258064516128434E-6,null,6.702784120887588E-5,1.8487272434121453E-2,null,6.4063464134108353E-3,7.3449639129678952E-3,0,2.8592397242137718E-3,3.7946571402702613E-6,null,6.3072804696866469E-5,1.667741751242964E-2]
[2004,9,4,20,6.6679720890975803E-3,8.5995567887316264E-3,0,2.3191761231387653E-3,9.0258064516128434E-6,null,6.702784120887588E-5,1.7653732842176847E-2,null,6.8769534858434166E-3,6.6465904968815775E-3,0,2.451012557178904E-3,3.7946571402702613E-6,null,6.3072804696866469E-5,1.6041424001741033E-2]
[2004,9,4,22,6.0456472802803999E-3,7.7800720766655019E-3,2.7153455160000073E-4,1.7662126596981625E-3,9.0258064516128434E-6,null,6.702784120887588E-5,1.5944841076119605E-2,null,6.2351243500676926E-3,6.013211424753629E-3,1.3020169220277341E-4,1.8666152020009933E-3,3.7946571402702613E-6,null,6.3072804696866469E-5,1.4312020130862226E-2]
[2004,9,5,4,2.4396779622536356E-3,7.2252135039577023E-3,2.7153455160000073E-4,1.0988950697654542E-3,9.0258064516128434E-6,null,6.702784120887588E-5,1.1116695595452334E-2,null,2.5161400861721537E-3,5.5843616820197501E-3,1.3020169220277341E-4,1.1613631186284678E-3,3.7946571402702613E-6,null,6.3072804696866469E-5,9.4589340408602843E-3]
[2004,9,5,7,3.2210473084102655E-3,7.2626113062078876E-3,0,1.7455992920908223E-3,9.0258064516128434E-6,null,6.702784120887588E-5,1.2296285747917851E-2,null,3.3219983856645637E-3,5.613266413175901E-3,0,1.8448300420266153E-3,3.7946571402702613E-6,null,6.3072804696866469E-5,1.0846962302704218E-2]
[2004,9,5,10,4.9305791151718027E-3,8.3052357916069477E-3,0,2.1385534152649618E-3,9.0258064516128434E-6,null,6.702784120887588E-5,1.544139616325259E-2,null,5.0851087527417019E-3,6.4191100359018982E-3,0,2.2601221281625906E-3,3.7946571402702613E-6,null,6.3072804696866469E-5,1.3831208378643328E-2]
[2004,9,5,11,5.3744755337026074E-3,8.3437258687521342E-3,0,2.1309129725857081E-3,9.0258064516128434E-6,null,6.702784120887588E-5,1.5916142216249325E-2,null,5.542917361113061E-3,6.4488589854422582E-3,0,2.2520473550729507E-3,3.7946571402702613E-6,null,6.3072804696866469E-5,1.4310691163465407E-2]
[2004,9,5,14,5.1451501573440408E-3,8.8254521188437952E-3,0,2.1567763742626374E-3,9.0258064516128434E-6,null,6.702784120887588E-5,1.6194406491659347E-2,null,5.306404681505424E-3,6.8211848150888672E-3,0,2.2793809937944991E-3,3.7946571402702613E-6,null,6.3072804696866469E-5,1.4473837952225928E-2]
[2004,9,5,19,6.9485820457626064E-3,7.4289041134839463E-3,0,1.6629145264624716E-3,9.0258064516128434E-6,null,6.702784120887588E-5,1.6107428526917898E-2,null,7.1663580595075944E-3,5.7417939896190389E-3,0,1.7574449586685644E-3,3.7946571402702613E-6,null,6.3072804696866469E-5,1.4732464469632335E-2]
[2004,9,5,22,5.8306021420797775E-3,7.4012797521476343E-3,2.7153455160000073E-4,1.4227491422827193E-3,9.0258064516128434E-6,null,6.702784120887588E-5,1.5007540095985672E-2,null,6.013339466597583E-3,5.7204431430520463E-3,1.3020169220277341E-4,1.5036270762959253E-3,3.7946571402702613E-6,null,6.3072804696866469E-5,1.3434478839985466E-2]
[2004,9,6,1,3.2163269117831358E-3,7.2535353495475447E-3,2.7153455160000073E-4,1.4655563815039886E-3,9.0258064516128434E-6,null,6.702784120887588E-5,1.2288327702310212E-2,null,3.3171300467444622E-3,5.6062516136029987E-3,1.3020169220277341E-4,1.5488677459555855E-3,3.7946571402702613E-6,null,6.3072804696866469E-5,1.066931856034296E-2]
[2004,9,6,5,2.6042191377702337E-3,6.8948263403838094E-3,2.0365091370000055E-4,1.7431166555583093E-3,9.0258064516128434E-6,null,6.702784120887588E-5,1.1523600888621229E-2,null,2.6858381586016655E-3,5.3290057101190421E-3,9.7651269152080063E-5,1.8422062769509965E-3,3.7946571402702613E-6,null,6.3072804696866469E-5,1.0021568876660921E-2]
[2004,9,6,8,3.839212014258203E-3,7.5326961296227554E-3,0,2.2581367930147958E-3,9.0258064516128434E-6,null,6.702784120887588E-5,1.3697072778104629E-2,null,3.9595370363822322E-3,5.8220147550687596E-3,0,2.3865033708678797E-3,3.7946571402702613E-6,null,6.3072804696866469E-5,1.2234922624156009E-2]
[2004,9,6,9,4.4835343180363689E-3,7.7268471057222151E-3,0,2.5468701461858504E-3,9.0258064516128434E-6,null,6.702784120887588E-5,1.4824279411153312E-2,null,4.6240530922035741E-3,5.9720738876968358E-3,0,2.691650128476285E-3,3.7946571402702613E-6,null,6.3072804696866469E-5,1.3354644570213833E-2]
[2004,9,6,12,5.2294253871174303E-3,8.186196033834631E-3,0,2.4081336312141593E-3,9.0258064516128434E-6,null,6.702784120887588E-5,1.5890782893375095E-2,null,5.3933211873660241E-3,6.3271043032579414E-3,0,2.5450269647837244E-3,3.7946571402702613E-6,null,6.3072804696866469E-5,1.4332319917244827E-2]
[2004,9,6,16,5.0548325836943901E-3,8.0689057226943396E-3,0,2.3609122643106699E-3,9.0258064516128434E-6,null,6.702784120887588E-5,1.5551678411908274E-2,null,5.2132564582310012E-3,6.2364507165029986E-3,0,2.4951212408963284E-3,3.7946571402702613E-6,null,6.3072804696866469E-5,1.4011695877467466E-2]
[2004,9,6,20,5.8837474260415492E-3,8.3063682658284371E-3,0,2.5124479157253624E-3,9.0258064516128434E-6,null,6.702784120887588E-5,1.6769591448804223E-2,null,6.0681503807576195E-3,6.4199853243130846E-3,0,2.6552711237672433E-3,3.7946571402702613E-6,null,6.3072804696866469E-5,1.5210274290675086E-2]
[2004,9,6,23,4.1079908915593009E-3,8.1977185038715188E-3,2.7153455160000073E-4,1.7602721128799552E-3,9.0258064516128434E-6,null,6.702784120887588E-5,1.4418890567786318E-2,null,4.236739731966253E-3,6.3360100110437349E-3,1.3020169220277341E-4,1.8603369574542923E-3,3.7946571402702613E-6,null,6.3072804696866469E-5,1.2630155854504192E-2]
[2004,9,7,2,2.8828251663592748E-3,8.8616292024112607E-3,2.7153455160000073E-4,2.0467059820373588E-3,9.0258064516128434E-6,null,6.702784120887588E-5,1.4144069410283438E-2,null,2.9731759989347216E-3,6.8491460537610143E-3,1.3020169220277341E-4,2.1630535140373165E-3,3.7946571402702613E-6,null,6.3072804696866469E-5,1.2182444720772964E-2]
[2004,9,7,6,3.3375265725197781E-3,1.0405418369475339E-2,0,2.7348187195710178E-3,9.0258064516128434E-6,null,6.702784120887588E-5,1.6544791502775012E-2,null,3.4421282348365621E-3,8.042339454197904E-3,0,2.8902828708863115E-3,3.7946571402702613E-6,null,6.3072804696866469E-5,1.4441618021757916E-2]
[2004,9,7,9,4.3688469576853677E-3,1.2649822472892223E-2,0,2.9511779611801161E-3,9.0258064516128434E-6,null,6.702784120887588E-5,2.0036875232966579E-2,null,4.5057713069757152E-3,9.7770375731149051E-3,0,3.1189413210810724E-3,3.7946571402702613E-6,null,6.3072804696866469E-5,1.7468617663008827E-2]
[2004,9,7,13,4.2757608868897725E-3,1.3770265896237447E-2,0,2.2833057396371209E-3,9.0258064516128434E-6,null,6.702784120887588E-5,2.0396360363973215E-2,null,4.4097678188855498E-3,1.0643027390131768E-2,0,2.4131030773786532E-3,3.7946571402702613E-6,null,6.3072804696866469E-5,1.7532765748233106E-2]
[2004,9,7,14,4.5570304263794987E-3,1.3587651711960027E-2,0,2.4044340774598029E-3,9.0258064516128434E-6,null,6.702784120887588E-5,2.0616144057008207E-2,null,4.6998526474075633E-3,1.0501885034585663E-2,0,2.5411171053222473E-3,3.7946571402702613E-6,null,6.3072804696866469E-5,1.7809722249152608E-2]
[2004,9,7,17,4.9803244596746113E-3,1.309294878068396E-2,0,2.6871747187676887E-3,9.0258064516128434E-6,null,6.702784120887588E-5,2.0827475800335137E-2,null,{"$f":"E6019*Y$5","v":5.1364131696936587E-3},{"$f":"F6019*Z$5","v":1.0119529538531787E-2},{"$f":"G6019*AA$5","v":0},{"$f":"H6019*AB$5","v":2.8399304879525148E-3},{"$f":"I6019*AC$5","v":3.7946571402702613E-6},null,{"$f":"K6019*AE$5","v":6.3072804696866469E-5},1.8162740658015097E-2]
[2004,9,7,21,6.208048445151524E-3,1.143104000989476E-2,2.7153455160000073E-4,2.4964593849163136E-3,9.0258064516128434E-6,null,6.702784120887588E-5,2.0488456899438144E-2,null,6.4026153416229161E-3,8.8350415917708876E-3,1.3020169220277341E-4,2.6383737051568863E-3,3.7946571402702613E-6,null,6.3072804696866469E-5,1.80730997925906E-2]
[2004,9,7,24,3.1147485342773781E-3,1.0205987262479515E-2,2.7153455160000073E-4,1.808706346614859E-3,9.0258064516128434E-6,null,6.702784120887588E-5,1.5482351202847295E-2,null,3.2123680939437453E-3,7.8881993126643391E-3,1.3020169220277341E-4,1.9115244950876659E-3,3.7946571402702613E-6,null,6.3072804696866469E-5,1.3209161055735663E-2]
[2004,9,8,4,2.2388758518275295E-3,9.4372357805179909E-3,2.7153455160000073E-4,1.5301661564150282E-3,9.0258064516128434E-6,null,6.702784120887588E-5,1.3559186848236092E-2,null,2.3090446222428181E-3,7.2940319131113308E-3,1.3020169220277341E-4,1.6171503434019309E-3,3.7946571402702613E-6,null,6.3072804696866469E-5,1.1417296032795992E-2]
[2004,9,8,6,3.1782786952121809E-3,1.06816183267191E-2,0,2.580161766920855E-3,9.0258064516128434E-6,null,6.702784120887588E-5,1.6507086630061008E-2,null,3.2778893582590422E-3,8.2558141780884418E-3,0,2.7268342525521658E-3,3.7946571402702613E-6,null,6.3072804696866469E-5,1.4327405250736787E-2]
[2004,9,8,11,4.1075795887766525E-3,1.3163040117970813E-2,0,2.9443154367138485E-3,9.0258064516128434E-6,null,6.702784120887588E-5,2.0281962984670186E-2,null,4.2363155385132696E-3,1.0173703076513996E-2,0,3.1116886879270175E-3,3.7946571402702613E-6,null,6.3072804696866469E-5,1.758857476479142E-2]
[2004,9,8,12,4.2712554364540498E-3,1.3205180499439468E-2,0,2.5449614331627241E-3,9.0258064516128434E-6,null,6.702784120887588E-5,2.0088425210265118E-2,null,4.4051211628010258E-3,1.0206273343317925E-2,0,2.689632912301516E-3,3.7946571402702613E-6,null,6.3072804696866469E-5,1.7367894880257601E-2]
[2004,9,8,15,4.3734107044889744E-3,1.2368088748134796E-2,0,3.0610575044383572E-3,9.0258064516128434E-6,null,6.702784120887588E-5,1.9869584798271001E-2,null,4.510478086498816E-3,9.5592858047822086E-3,0,3.2350671028257296E-3,3.7946571402702613E-6,null,6.3072804696866469E-5,1.7371698455943888E-2]
[2004,9,8,18,5.8493023908413148E-3,1.233815205621314E-2,0,3.2770402280025254E-3,9.0258064516128434E-6,null,6.702784120887588E-5,2.1531522516265861E-2,null,6.0326258012115301E-3,9.5361477597732738E-3,0,3.463327631341787E-3,3.7946571402702613E-6,null,6.3072804696866469E-5,1.9098968654163728E-2]
[2004,9,8,22,5.0330250334977844E-3,1.1027480437286087E-2,2.7153455160000073E-4,2.6473948823956608E-3,9.0258064516128434E-6,null,6.702784120887588E-5,1.9060809412655075E-2,null,5.1907654360223961E-3,8.5231307240223163E-3,1.3020169220277341E-4,2.7978893175999997E-3,3.7946571402702613E-6,null,6.3072804696866469E-5,1.6708854631684623E-2]
[2004,9,9,1,3.1251876180051655E-3,9.420038206589704E-3,2.7153455160000073E-4,2.2020341785267891E-3,9.0258064516128434E-6,null,6.702784120887588E-5,1.5100169062597202E-2,null,3.2231343497515939E-3,7.2807399221111726E-3,1.3020169220277341E-4,2.3272115338966678E-3,3.7946571402702613E-6,null,6.3072804696866469E-5,1.3028154959799346E-2]
[2004,9,9,3,2.6732393878279265E-3,8.8805115112605571E-3,2.7153455160000073E-4,1.9720640528079121E-3,9.0258064516128434E-6,null,6.702784120887588E-5,1.3878724011371938E-2,null,2.7570215773211446E-3,6.8637401750210039E-3,1.3020169220277341E-4,2.0841684720570501E-3,3.7946571402702613E-6,null,6.3072804696866469E-5,1.1901999378439112E-2]
[2004,9,9,9,4.3854663830772663E-3,1.2778267248661379E-2,0,2.8528511723954651E-3,9.0258064516128434E-6,null,6.702784120887588E-5,2.0083612645342988E-2,null,4.5229116029839129E-3,9.8763124365729878E-3,0,3.0150250244213397E-3,3.7946571402702613E-6,null,6.3072804696866469E-5,1.7481116525815379E-2]
[2004,9,9,12,4.3056133353258355E-3,1.3412097588800784E-2,0,2.3965372578522324E-3,9.0258064516128434E-6,null,6.702784120887588E-5,2.0181276023187728E-2,null,4.4405558750726789E-3,1.0366199394575988E-2,0,2.532771381240828E-3,3.7946571402702613E-6,null,6.3072804696866469E-5,1.7406394112726629E-2]
[2004,9,9,13,4.5199136850996441E-3,1.3307444660098158E-2,0,2.5495511321750024E-3,9.0258064516128434E-6,null,6.702784120887588E-5,2.0443937318581684E-2,null,4.6615726276478843E-3,1.028531323050098E-2,0,2.6944835184286356E-3,3.7946571402702613E-6,null,6.3072804696866469E-5,1.7708236838414635E-2]
[2004,9,9,16,4.709266648064309E-3,1.2374721382148034E-2,0,2.6735023882555279E-3,9.0258064516128434E-6,null,6.702784120887588E-5,1.9824518259676745E-2,null,4.8568601155550006E-3,9.5644121622544265E-3,0,2.8254809369085638E-3,3.7946571402702613E-6,null,6.3072804696866469E-5,1.7313620676555126E-2]
[2004,9,9,19,6.1070236177883331E-3,1.2204129587142641E-2,0,3.4963479203042598E-3,9.0258064516128434E-6,null,6.702784120887588E-5,2.1874528966444109E-2,null,6.2984242878199228E-3,9.4325619016672121E-3,0,3.695102140554133E-3,3.7946571402702613E-6,null,6.3072804696866469E-5,1.9492955791878406E-2]
[2004,9,9,24,3.1247820476892453E-3,1.0294128881160885E-2,2.7153455160000073E-4,1.7466446360118208E-3,9.0258064516128434E-6,null,6.702784120887588E-5,1.5518464624337494E-2,null,3.2227160684269941E-3,7.9563238985586975E-3,1.3020169220277341E-4,1.8459348098152171E-3,3.7946571402702613E-6,null,6.3072804696866469E-5,1.322204393084082E-2]
[2004,9,10,3,2.8513249897507455E-3,8.5404427371449064E-3,2.7153455160000073E-4,1.8188421439936909E-3,9.0258064516128434E-6,null,6.702784120887588E-5,1.3563518930364888E-2,null,2.9406885730069946E-3,6.6009012941515835E-3,1.3020169220277341E-4,1.9222364743999207E-3,3.7946571402702613E-6,null,6.3072804696866469E-5,1.1660895495598411E-2]
[2004,9,10,7,3.689481983470049E-3,1.1696669991190381E-2,0,2.3489664715490599E-3,9.0258064516128434E-6,null,6.702784120887588E-5,1.7802146287418365E-2,null,3.8051143058420696E-3,9.0403467897875768E-3,0,2.4824963747759679E-3,3.7946571402702613E-6,null,6.3072804696866469E-5,1.5394824932242751E-2]
[2004,9,10,10,4.4499337587631587E-3,1.2366016615024391E-2,0,3.2666776824125422E-3,9.0258064516128434E-6,null,6.702784120887588E-5,2.0149655897408969E-2,null,4.5893994553657712E-3,9.5576842547746618E-3,0,3.4523760140359773E-3,3.7946571402702613E-6,null,6.3072804696866469E-5,{"$f":"SUM(N6084:T6084)","v":1.7666327186013547E-2}]
[2004,9,10,13,4.6795664644629026E-3,1.2977694918265522E-2,0,2.5821188557486122E-3,9.0258064516128434E-6,null,6.702784120887588E-5,2.0306408079685909E-2,null,4.8262290963457521E-3,1.0030449921349298E-2,0,2.7289025945139893E-3,3.7946571402702613E-6,null,6.3072804696866469E-5,1.7652449074046176E-2]
[2004,9,10,14,5.0000919709308044E-3,1.2332172717346226E-2,0,2.4805632003463323E-3,9.0258064516128434E-6,null,6.702784120887588E-5,1.9879855729832238E-2,null,5.1568002159534942E-3,9.5315263335920396E-3,0,2.6215738823217294E-3,3.7946571402702613E-6,null,6.3072804696866469E-5,1.73767678937044E-2]
[2004,9,10,17,5.8295846764330195E-3,1.2088001818006476E-2,0,1.3632064129827323E-3,9.0258064516128434E-6,null,6.702784120887588E-5,1.9347820748631103E-2,null,6.012290112486213E-3,9.3428068426883708E-3,0,1.4406995669330495E-3,3.7946571402702613E-6,null,6.3072804696866469E-5,1.6862663983944769E-2]
[2004,9,10,22,4.2197794620736848E-3,1.0323015483030665E-2,2.7153455160000073E-4,1.9112946797166935E-3,9.0258064516128434E-6,null,6.702784120887588E-5,1.6806998684296588E-2,null,4.3520318761750311E-3,7.9786503298146048E-3,1.3020169220277341E-4,2.0199445888200657E-3,3.7946571402702613E-6,null,6.3072804696866469E-5,1.4547695948849615E-2]
[2004,9,11,1,2.8726395858315913E-3,7.5670332231811063E-3,2.7153455160000073E-4,1.5236916794164066E-3,9.0258064516128434E-6,null,6.702784120887588E-5,1.2316273547904646E-2,null,2.9626711913891533E-3,5.8485538669488645E-3,1.3020169220277341E-4,1.6103078167535837E-3,3.7946571402702613E-6,null,6.3072804696866469E-5,1.0618602029131513E-2]
[2004,9,11,4,2.4636361419342681E-3,6.9482641857889155E-3,2.7153455160000073E-4,1.6122575128648682E-3,9.0258064516128434E-6,null,6.702784120887588E-5,1.1377066900063595E-2,null,2.5408491408993889E-3,5.3703077776754557E-3,1.3020169220277341E-4,1.7039082845030555E-3,3.7946571402702613E-6,null,6.3072804696866469E-5,9.8121343571178112E-3]
[2004,9,11,8,3.9783540583449798E-3,8.5867237146657373E-3,0,2.7852070398196815E-3,9.0258064516128434E-6,null,6.702784120887588E-5,1.5417312654039275E-2,null,4.1030399413620631E-3,6.6366718243002325E-3,0,2.9435355774972607E-3,3.7946571402702613E-6,null,6.3072804696866469E-5,1.3750114804996695E-2]
[2004,9,11,11,5.6018282756501387E-3,8.6943432965917288E-3,0,2.9258203038688914E-3,9.0258064516128434E-6,null,6.702784120887588E-5,1.7289019717319637E-2,null,5.7773955818315476E-3,6.7198509122556671E-3,0,3.0921421763889759E-3,3.7946571402702613E-6,null,6.3072804696866469E-5,1.5656256132313327E-2]
[2004,9,11,14,4.626436749810045E-3,8.8258422697891602E-3,0,2.4641424209406316E-3,9.0258064516128434E-6,null,6.702784120887588E-5,1.5983449281748711E-2,null,4.7714342394534698E-3,6.8214863624394481E-3,0,2.6042196434088319E-3,3.7946571402702613E-6,null,6.3072804696866469E-5,1.4264007707138886E-2]
[2004,9,11,16,4.0920253477975269E-3,8.5078592671816462E-3,0,2.6018072228903423E-3,9.0258064516128434E-6,null,6.702784120887588E-5,1.5268719679078393E-2,null,4.2202738109397633E-3,6.575717556531871E-3,0,2.7497101712276625E-3,3.7946571402702613E-6,null,6.3072804696866469E-5,1.3612569000536435E-2]
[2004,9,11,19,4.684305676107242E-3,8.4813740694621755E-3,0,2.9046278755444975E-3,9.0258064516128434E-6,null,6.702784120887588E-5,1.6137335462322787E-2,null,4.8311168399658815E-3,6.5552471686043286E-3,0,3.06974503827516E-3,3.7946571402702613E-6,null,6.3072804696866469E-5,1.4522976508682508E-2]
[2004,9,11,23,4.421965480067019E-3,6.9394633909952586E-3,2.7153455160000073E-4,1.8295039425735222E-3,9.0258064516128434E-6,null,6.702784120887588E-5,1.3543841873111343E-2,null,4.5605546208190078E-3,5.3635056504870897E-3,1.3020169220277341E-4,1.9335043561017691E-3,3.7946571402702613E-6,null,6.3072804696866469E-5,1.2054633781447778E-2]
[2004,9,12,2,2.8559323974150616E-3,6.7538211891745876E-3,2.7153455160000073E-4,1.6569091146295843E-3,9.0258064516128434E-6,null,6.702784120887588E-5,1.1619571760694775E-2,null,2.9454403817690059E-3,5.2200229426272778E-3,1.3020169220277341E-4,1.7510981617752277E-3,3.7946571402702613E-6,null,6.3072804696866469E-5,1.0113630640211424E-2]
[2004,9,12,5,2.5882520907515145E-3,6.718917731748127E-3,2.0365091370000055E-4,1.9165826990403692E-3,9.0258064516128434E-6,null,6.702784120887588E-5,1.1505191276448888E-2,null,2.6693706872045458E-3,5.1930460885709143E-3,9.7651269152080063E-5,2.0255332121400542E-3,3.7946571402702613E-6,null,6.3072804696866469E-5,1.0052468718904731E-2]
[2004,9,12,9,4.0603364182649343E-3,8.108731581407215E-3,0,2.3194844235689981E-3,9.0258064516128434E-6,null,6.702784120887588E-5,1.4555580264450023E-2,null,4.1875917163688931E-3,6.2672320905382281E-3,0,2.4513383833282619E-3,3.7946571402702613E-6,null,6.3072804696866469E-5,1.2973029652072521E-2]
[2004,9,12,11,4.7755575425493099E-3,8.4618939914069703E-3,0,2.6636525635616104E-3,9.0258064516128434E-6,null,6.702784120887588E-5,1.5968131938726766E-2,null,4.9252286377708754E-3,6.5401910320078598E-3,0,2.8150711867520601E-3,3.7946571402702613E-6,null,6.3072804696866469E-5,1.4347358318367934E-2]
[2004,9,12,16,4.7589996126152258E-3,9.2720401149699889E-3,0,2.3828658286046971E-3,9.0258064516128434E-6,null,6.702784120887588E-5,1.6480933397398784E-2,null,4.9081517645540949E-3,7.1663523166237393E-3,0,2.5183227826950042E-3,3.7946571402702613E-6,null,6.3072804696866469E-5,1.4659694325709977E-2]
[2004,9,12,17,5.9111773155345196E-3,8.6721091853616504E-3,0,2.448762300537768E-3,9.0258064516128434E-6,null,6.702784120887588E-5,1.7099076642642812E-2,null,6.0964399524061578E-3,6.7026661856425356E-3,0,2.5879652210464101E-3,3.7946571402702613E-6,null,6.3072804696866469E-5,1.5453938820932241E-2]
[2004,9,12,20,5.6755399050983481E-3,8.3685531511531828E-3,0,2.8023036992244968E-3,9.0258064516128434E-6,null,6.702784120887588E-5,1.6913424596684906E-2,null,5.8534174128031984E-3,6.4680479719591488E-3,0,2.9616041176434484E-3,3.7946571402702613E-6,null,6.3072804696866469E-5,1.5349936964242934E-2]
[2004,9,12,24,3.1626809164689521E-3,7.9839612498351295E-3,2.7153455160000073E-4,1.4376603571955387E-3,9.0258064516128434E-6,null,6.702784120887588E-5,1.2937211582975163E-2,null,3.2618027284012112E-3,6.1707972020325257E-3,1.3020169220277341E-4,1.5193859376559889E-3,3.7946571402702613E-6,null,6.3072804696866469E-5,1.1149055022129638E-2]
[2004,9,13,3,2.6237732809800121E-3,7.7468071029576421E-3,2.7153455160000073E-4,1.8407088047155346E-3,9.0258064516128434E-6,null,6.702784120887588E-5,1.2564198248128731E-2,null,2.7060051496316721E-3,5.9875009534401079E-3,1.3020169220277341E-4,1.9453461724854089E-3,3.7946571402702613E-6,null,6.3072804696866469E-5,1.0835921429597101E-2]
[2004,9,13,8,4.0769091237763191E-3,1.1837444460436653E-2,0,2.8256547550784524E-3,9.0258064516128434E-6,null,6.702784120887588E-5,1.8807036180500301E-2,null,4.204683828245414E-3,9.1491512633764781E-3,0,2.9862825931375697E-3,3.7946571402702613E-6,null,6.3072804696866469E-5,1.6406985146596598E-2]
[2004,9,13,11,4.5857885355098686E-3,1.2849961853661749E-2,0,2.9759955907463684E-3,9.0258064516128434E-6,null,6.702784120887588E-5,2.047877382112686E-2,null,4.729512066521468E-3,9.9317251388761508E-3,0,3.1451697394833688E-3,3.7946571402702613E-6,null,6.3072804696866469E-5,1.7873274406718126E-2]
[2004,9,13,14,5.8656184327825645E-3,1.2949469199825758E-2,0,1.8588317387169579E-3,9.0258064516128434E-6,null,6.702784120887588E-5,2.0740947212534153E-2,null,6.0494532054063532E-3,1.0008634286362712E-2,0,1.9644993270764867E-3,3.7946571402702613E-6,null,6.3072804696866469E-5,1.8089454280682687E-2]
[2004,9,13,15,4.5415998604447826E-3,1.3019207771219937E-2,0,2.4076868923396935E-3,9.0258064516128434E-6,null,6.702784120887588E-5,2.003552236521329E-2,null,4.6839384709870015E-3,1.0062535171871372E-2,0,2.5445548304856127E-3,3.7946571402702613E-6,null,6.3072804696866469E-5,1.7357895935181122E-2]
[2004,9,13,18,5.4819684983959671E-3,1.2309923378028227E-2,0,2.7799033482773421E-3,9.0258064516128434E-6,null,6.702784120887588E-5,2.063882306591041E-2,null,5.653779270607299E-3,9.5143298372020527E-3,0,2.9379303910519621E-3,3.7946571402702613E-6,null,6.3072804696866469E-5,1.817290696069845E-2]
[2004,9,13,21,5.3864586678707971E-3,1.1721387114398581E-2,2.7153455160000073E-4,2.0765919736572655E-3,9.0258064516128434E-6,null,6.702784120887588E-5,1.9537346815402187E-2,null,5.5552760595581245E-3,9.0594506343532801E-3,1.3020169220277341E-4,2.1946384118004918E-3,3.7946571402702613E-6,null,6.3072804696866469E-5,1.7006434259751808E-2]
[2004,9,14,1,3.1536238198501586E-3,9.4156331324974883E-3,2.7153455160000073E-4,1.8000541486735359E-3,9.0258064516128434E-6,null,6.702784120887588E-5,1.4722220160496726E-2,null,3.2524617726605487E-3,7.2773352439029016E-3,1.3020169220277341E-4,1.9023804522571976E-3,3.7946571402702613E-6,null,6.3072804696866469E-5,1.262924662286056E-2]
[2004,9,14,5,2.5548556472251883E-3,9.54919496950472E-3,2.0365091370000055E-4,1.8109033990262426E-3,9.0258064516128434E-6,null,6.702784120887588E-5,1.4196392770665025E-2,null,2.6349275633200508E-3,7.3805650798592784E-3,9.7651269152080063E-5,1.9138464416597069E-3,3.7946571402702613E-6,null,6.3072804696866469E-5,1.2093857815828255E-2]
[2004,9,14,8,3.9245792116047251E-3,1.2611983445278148E-2,0,2.3168888857273188E-3,9.0258064516128434E-6,null,6.702784120887588E-5,1.8920479383819071E-2,null,4.0475797332508541E-3,9.7477918192313447E-3,0,2.448595298928971E-3,3.7946571402702613E-6,null,6.3072804696866469E-5,1.6310834313248306E-2]
[2004,9,14,12,4.7810200345345839E-3,1.3478186434503339E-2,0,2.1028108839006659E-3,9.0258064516128434E-6,null,6.702784120887588E-5,2.0429045194147462E-2,null,4.9308623301135513E-3,1.0417279410045164E-2,0,2.2223477684125063E-3,3.7946571402702613E-6,null,6.3072804696866469E-5,1.7637356970408358E-2]
[2004,9,14,15,4.7168459220773293E-3,1.3394498647966291E-2,0,2.4789084256380029E-3,9.0258064516128434E-6,null,6.702784120887588E-5,2.0657280836890501E-2,null,4.8646769321444433E-3,1.0352597187418173E-2,0,2.6198250398992195E-3,3.7946571402702613E-6,null,6.3072804696866469E-5,1.7903966621298971E-2]
[2004,9,14,16,5.2896814002224759E-3,1.2985303451972336E-2,0,2.5808147041067194E-3,9.0258064516128434E-6,null,6.702784120887588E-5,2.0922827397510405E-2,null,5.4554656885470194E-3,1.003633055090653E-2,0,2.7275243067596214E-3,3.7946571402702613E-6,null,6.3072804696866469E-5,1.8286188008050305E-2]
[2004,9,14,19,5.7759176045571138E-3,1.2485157503703975E-2,0,1.8551461637557247E-3,9.0258064516128434E-6,null,6.702784120887588E-5,2.0183249113225693E-2,null,5.95694105701919E-3,9.6497681514151699E-3,0,1.9606042410499104E-3,3.7946571402702613E-6,null,6.3072804696866469E-5,1.7634180911321407E-2]
[2004,9,14,22,5.2353689525403008E-3,1.100411551419397E-2,2.7153455160000073E-4,1.780752639011551E-3,9.0258064516128434E-6,null,6.702784120887588E-5,1.8373146165221364E-2,null,5.3994510305037866E-3,8.5050719938342765E-3,1.3020169220277341E-4,1.8819817244149981E-3,3.7946571402702613E-6,null,6.3072804696866469E-5,1.5983573902792973E-2]
[2004,9,15,3,2.7418232693628298E-3,8.6014425287833235E-3,2.7153455160000073E-4,1.7850100381478992E-3,9.0258064516128434E-6,null,6.702784120887588E-5,1.3481184895769596E-2,null,2.8277549512603205E-3,6.6480479838445829E-3,1.3020169220277341E-4,1.8864811406689001E-3,3.7946571402702613E-6,null,6.3072804696866469E-5,1.1559353229813716E-2]
[2004,9,15,6,3.1613730155050867E-3,1.0402279658185215E-2,0,2.1150909977316673E-3,9.0258064516128434E-6,null,6.702784120887588E-5,1.5745771512630846E-2,null,3.2604538364183998E-3,8.0399135467766371E-3,0,2.2353259604967861E-3,3.7946571402702613E-6,null,6.3072804696866469E-5,1.3602560805528961E-2]
[2004,9,15,10,4.6296397568533331E-3,1.2864726500054068E-2,0,2.4657353711400928E-3,9.0258064516128434E-6,null,6.702784120887588E-5,2.0027129469256368E-2,null,4.7747376321727545E-3,9.9431367221486273E-3,0,2.6059031468318302E-3,3.7946571402702613E-6,null,6.3072804696866469E-5,1.7390644962990347E-2]
[2004,9,15,13,4.9897215034792053E-3,1.3821393051215169E-2,0,2.2193276283191898E-3,9.0258064516128434E-6,null,6.702784120887588E-5,2.1097470024222437E-2,null,5.1461047269295212E-3,1.0682543526923004E-2,0,2.3454880512233257E-3,3.7946571402702613E-6,null,6.3072804696866469E-5,1.824100376691299E-2]
[2004,9,15,16,5.3021926720479753E-3,1.313221962435851E-2,0,2.4435627329352921E-3,9.0258064516128434E-6,null,6.702784120887588E-5,2.0945002870550657E-2,null,5.4683690770500068E-3,1.0149881941892133E-2,0,2.5824700775950705E-3,3.7946571402702613E-6,null,6.3072804696866469E-5,1.8267588558374345E-2]
[2004,9,15,19,5.9591733710863976E-3,1.2256329993605829E-2,0,1.9221103655202194E-3,9.0258064516128434E-6,null,6.702784120887588E-5,2.0204641571421322E-2,null,6.1459402558153306E-3,9.4729075536647903E-3,0,2.0313751056550986E-3,3.7946571402702613E-6,null,6.3072804696866469E-5,1.7717090376972354E-2]
[2004,9,15,21,6.4778264191940899E-3,1.1356310397213673E-2,2.7153455160000073E-4,1.5768934984803046E-3,9.0258064516128434E-6,null,6.702784120887588E-5,1.9763939374363611E-2,null,6.6808484467118252E-3,8.7772831344824134E-3,1.3020169220277341E-4,1.6665339589983967E-3,3.7946571402702613E-6,null,6.3072804696866469E-5,1.7321734694232545E-2]
[2004,9,15,24,3.5097768583962448E-3,9.7482853734363415E-3,2.7153455160000073E-4,1.6224770348758069E-3,9.0258064516128434E-6,null,6.702784120887588E-5,1.5233448326183936E-2,null,3.6197770294127264E-3,7.5344418922696776E-3,1.3020169220277341E-4,1.7147087478776425E-3,3.7946571402702613E-6,null,6.3072804696866469E-5,1.3065996823599959E-2]
[2004,9,16,4,2.5094640165203336E-3,8.9523619898708232E-3,2.7153455160000073E-4,1.7054641484943547E-3,9.0258064516128434E-6,null,6.702784120887588E-5,1.3520199214361055E-2,null,2.5881133102258823E-3,6.9192733519113708E-3,1.3020169220277341E-4,1.8024133665712021E-3,3.7946571402702613E-6,null,6.3072804696866469E-5,1.1506869182748366E-2]
[2004,9,16,7,3.7459454597792126E-3,1.2035325554882044E-2,0,2.5442365190424233E-3,9.0258064516128434E-6,null,6.702784120887588E-5,1.8392535374912554E-2,null,3.8633474080564628E-3,9.302093401461627E-3,0,2.6888667895417972E-3,3.7946571402702613E-6,null,6.3072804696866469E-5,1.5921175060897023E-2]
[2004,9,16,11,4.3376385809242432E-3,1.3359633032859789E-2,0,2.4593433713962355E-3,9.0258064516128434E-6,null,6.702784120887588E-5,2.0223642826389145E-2,null,4.4735848262155691E-3,1.0325649581660342E-2,0,2.5991477859597656E-3,3.7946571402702613E-6,null,6.3072804696866469E-5,1.7465249655672813E-2]
[2004,9,16,12,4.668406797825291E-3,1.3019182919246662E-2,0,2.2760464516685484E-3,9.0258064516128434E-6,null,6.702784120887588E-5,2.0030664009949378E-2,null,4.8147196737868521E-3,1.0062515963801298E-2,0,2.4054311262104648E-3,3.7946571402702613E-6,null,6.3072804696866469E-5,1.7349534225635753E-2]
[2004,9,16,18,6.0997027225707569E-3,1.2785717473408046E-2,0,2.5171643580007936E-3,9.0258064516128434E-6,null,6.702784120887588E-5,2.1469612395188471E-2,null,6.2908739478944866E-3,9.882070709262775E-3,0,2.660255678035009E-3,3.7946571402702613E-6,null,6.3072804696866469E-5,1.8900067797029407E-2]
[2004,9,16,19,6.1090794519325425E-3,1.2865838057377873E-2,0,2.6693347315342544E-3,9.0258064516128434E-6,null,6.702784120887588E-5,2.1711280082053551E-2,null,6.3005445540111164E-3,9.943995843906487E-3,0,2.8210763645882746E-3,3.7946571402702613E-6,null,6.3072804696866469E-5,1.9132484224343015E-2]
[2004,9,16,22,5.4319263053239182E-3,1.0912678677920999E-2,2.7153455160000073E-4,2.3084879624597865E-3,9.0258064516128434E-6,null,6.702784120887588E-5,1.9006002005180246E-2,null,5.6021687015335685E-3,8.4344005369246366E-3,1.3020169220277341E-4,2.4397168147917894E-3,3.7946571402702613E-6,null,6.3072804696866469E-5,1.6673355207289905E-2]
[2004,9,17,1,3.3188250764780922E-3,9.1430737529649038E-3,2.7153455160000073E-4,2.2209804268151141E-3,9.0258064516128434E-6,null,6.702784120887588E-5,1.5035788315733651E-2,null,3.4228406138513694E-3,7.0666743195851485E-3,1.3020169220277341E-4,2.3472348050931928E-3,3.7946571402702613E-6,null,6.3072804696866469E-5,1.3033818892569623E-2]
[2004,9,17,5,2.822849048599536E-3,9.3886929616212415E-3,2.0365091370000055E-4,2.2291045507053888E-3,9.0258064516128434E-6,null,6.702784120887588E-5,1.4722085315835043E-2,null,2.9113201653193457E-3,7.2565132075899305E-3,9.7651269152080063E-5,2.3558207548502953E-3,3.7946571402702613E-6,null,6.3072804696866469E-5,1.2688172858748788E-2]
[2004,9,17,9,4.5830263695949567E-3,1.2780650071418088E-2,0,2.854342603018957E-3,9.0258064516128434E-6,null,6.702784120887588E-5,2.0285046885240875E-2,null,4.7266633313643291E-3,9.8781541183572442E-3,0,3.0166012372625584E-3,3.7946571402702613E-6,null,6.3072804696866469E-5,1.7688286148821269E-2]
[2004,9,17,13,5.0754978970312357E-3,1.2739520612918723E-2,0,2.9682723559225784E-3,9.0258064516128434E-6,null,6.702784120887588E-5,2.0850318707081414E-2,null,5.2345694446515991E-3,9.8463651930998444E-3,0,3.137007467827376E-3,3.7946571402702613E-6,null,6.3072804696866469E-5,1.8284809567415954E-2]
[2004,9,17,16,5.488539556819794E-3,1.1799328187336805E-2,0,2.2414689804902631E-3,9.0258064516128434E-6,null,6.702784120887588E-5,1.9596364565855742E-2,null,5.6605562730496608E-3,9.1196912266808712E-3,0,2.3688880559330902E-3,3.7946571402702613E-6,null,6.3072804696866469E-5,1.7216003017500758E-2]
[2004,9,17,19,5.8985415115501419E-3,1.1269448261819014E-2,0,1.7939188780320664E-3,9.0258064516128434E-6,null,6.702784120887588E-5,1.9028936492610102E-2,null,6.0834081287728711E-3,8.7101474601870253E-3,0,1.8958964145707536E-3,3.7946571402702613E-6,null,6.3072804696866469E-5,1.6756319465367785E-2]
[2004,9,17,20,5.2639975090513491E-3,1.1828057296613761E-2,0,2.0493595646439615E-3,9.0258064516128434E-6,null,6.702784120887588E-5,1.9208442211517948E-2,null,5.4289768366803338E-3,9.1418959320389778E-3,0,2.1658579428279565E-3,3.7946571402702613E-6,null,6.3072804696866469E-5,1.6803598173384407E-2]
[2004,9,17,23,4.2352119848619212E-3,8.8034122290816252E-3,2.7153455160000073E-4,2.2341235409919177E-3,9.0258064516128434E-6,null,6.702784120887588E-5,1.5625656814411006E-2,null,4.3679480707790016E-3,6.8041502020914271E-3,1.3020169220277341E-4,2.3611250558449055E-3,3.7946571402702613E-6,null,6.3072804696866469E-5,1.3730292482755247E-2]
[2004,9,18,3,2.8102100271047846E-3,7.0046020688638681E-3,2.7153455160000073E-4,1.6798284010000246E-3,9.0258064516128434E-6,null,6.702784120887588E-5,1.1847549556444219E-2,null,2.898285023335459E-3,5.4138512820047797E-3,1.3020169220277341E-4,1.775320323315724E-3,3.7946571402702613E-6,null,6.3072804696866469E-5,1.0284525782695874E-2]
[2004,9,18,6,2.855774728384618E-3,8.5300613078797272E-3,0,1.8432075614965503E-3,9.0258064516128434E-6,null,6.702784120887588E-5,1.3296071438969772E-2,null,2.9452777712220463E-3,6.5928774958567216E-3,0,1.9479869741849869E-3,3.7946571402702613E-6,null,6.3072804696866469E-5,1.1553009703100893E-2]
[2004,9,18,10,4.9546691042962887E-3,9.4288424580827208E-3,0,2.817969556462168E-3,9.0258064516128434E-6,null,6.702784120887588E-5,1.7268508960050055E-2,null,5.1099537479621275E-3,7.2875447209796813E-3,0,2.9781605199043245E-3,3.7946571402702613E-6,null,6.3072804696866469E-5,{"$f":"SUM(N6276:T6276)","v":1.5442526450683272E-2}]
[2004,9,18,14,4.9862502407546257E-3,8.9035716370596801E-3,0,2.243779995880889E-3,9.0258064516128434E-6,null,6.702784120887588E-5,1.6200629714904068E-2,null,5.1425246711081863E-3,6.881563327627448E-3,0,2.3713304438508272E-3,3.7946571402702613E-6,null,6.3072804696866469E-5,1.44622859044236E-2]
[2004,9,18,17,5.0169014014141769E-3,8.7046432811290105E-3,0,2.1476816001000775E-3,9.0258064516128434E-6,null,6.702784120887588E-5,1.5936254123852141E-2,null,5.1741364720165146E-3,6.7278117619861124E-3,0,2.2697692159503171E-3,3.7946571402702613E-6,null,6.3072804696866469E-5,1.4238584911790081E-2]
[2004,9,18,20,5.7312340598597682E-3,8.0938716903414722E-3,0,2.1886512724952185E-3,9.0258064516128434E-6,null,6.702784120887588E-5,1.6080784863905337E-2,null,5.9108570821074357E-3,6.2557468927345828E-3,0,2.3130678600257366E-3,3.7946571402702613E-6,null,6.3072804696866469E-5,1.4546539296704892E-2]
[2004,9,18,21,5.746330298977251E-3,7.4948486355255056E-3,2.7153455160000073E-4,1.6842666046036265E-3,9.0258064516128434E-6,null,6.702784120887588E-5,1.5278354598581926E-2,null,5.9264264535497432E-3,5.7927624574471903E-3,1.3020169220277341E-4,1.7800108220903587E-3,3.7946571402702613E-6,null,6.3072804696866469E-5,1.3696268887127204E-2]
[2004,9,19,3,3.1507917057278238E-3,6.510660920356761E-3,2.7153455160000073E-4,1.8185982785011449E-3,9.0258064516128434E-6,null,6.702784120887588E-5,1.1832959964061272E-2,null,3.2495408970441464E-3,5.0320845672378045E-3,1.3020169220277341E-4,1.9219787460719472E-3,3.7946571402702613E-6,null,6.3072804696866469E-5,1.0400673364393809E-2]
[2004,9,19,5,2.8419814334806328E-3,6.7510220165411475E-3,2.0365091370000055E-4,1.7932064145867448E-3,9.0258064516128434E-6,null,6.702784120887588E-5,1.1667648619517402E-2,null,2.9310521796623097E-3,5.2178594643595456E-3,9.7651269152080063E-5,1.8951434502600265E-3,3.7946571402702613E-6,null,6.3072804696866469E-5,1.0208573825271098E-2]
[2004,9,19,8,4.1300012298632477E-3,7.6321153457789394E-3,0,2.0391447651155895E-3,9.0258064516128434E-6,null,6.702784120887588E-5,1.3868289181966652E-2,null,4.2594398978789754E-3,5.8988557869434468E-3,0,2.1550624703912964E-3,3.7946571402702613E-6,null,6.3072804696866469E-5,1.2380225617050857E-2]
[2004,9,19,11,5.3365556690604362E-3,8.0776787792206615E-3,0,2.7081243175273483E-3,9.0258064516128434E-6,null,6.702784120887588E-5,1.6189386607017318E-2,null,5.5038090472435313E-3,6.2432314048069424E-3,0,2.8620709925547662E-3,3.7946571402702613E-6,null,6.3072804696866469E-5,1.4675978906442377E-2]
[2004,9,19,15,5.3905368153047539E-3,7.9646621063490294E-3,0,2.1995137141434576E-3,9.0258064516128434E-6,null,6.702784120887588E-5,1.5621740477006117E-2,null,5.5594820205065194E-3,6.1558809096183926E-3,0,2.3245477905992819E-3,3.7946571402702613E-6,null,6.3072804696866469E-5,1.4106778182561331E-2]
[2004,9,19,18,7.3380165572591591E-3,7.5781978380593069E-3,0,2.6579320517715441E-3,9.0258064516128434E-6,null,6.702784120887588E-5,1.7641174288298887E-2,null,7.5679978662672523E-3,5.8571829887715185E-3,0,2.8090254853967156E-3,3.7946571402702613E-6,null,6.3072804696866469E-5,1.6301073802272623E-2]
[2004,9,19,20,6.4038587712335494E-3,7.7094844399643271E-3,0,2.7988440020779051E-3,9.0258064516128434E-6,null,6.702784120887588E-5,1.6979215054484659E-2,null,6.6045625733330837E-3,5.9586542973549088E-3,0,2.9579477497351518E-3,3.7946571402702613E-6,null,6.3072804696866469E-5,1.5588032082260282E-2]
[2004,9,19,23,4.5980467858343218E-3,7.5273237338904821E-3,2.7153455160000073E-4,2.120850458246571E-3,9.0258064516128434E-6,null,6.702784120887588E-5,1.4599130037446917E-2,null,4.7421545035581979E-3,5.8178624347461115E-3,1.3020169220277341E-4,2.2414128246653858E-3,3.7946571402702613E-6,null,6.3072804696866469E-5,1.2998498917009608E-2]
[2004,9,20,2,2.91958816890779E-3,8.2507332401294212E-3,2.7153455160000073E-4,1.8131369449254048E-3,9.0258064516128434E-6,null,6.702784120887588E-5,1.3336367413438159E-2,null,3.0110911934118326E-3,6.3769850578819839E-3,1.3020169220277341E-4,1.916206956236958E-3,3.7946571402702613E-6,null,6.3072804696866469E-5,1.1501352361570686E-2]
[2004,9,20,6,2.967342569305038E-3,9.9325088282582463E-3,0,1.7981378383433401E-3,9.0258064516128434E-6,null,6.702784120887588E-5,1.4765017077115502E-2,null,3.0603422679346508E-3,7.6768280517199444E-3,0,1.9003552068970458E-3,3.7946571402702613E-6,null,6.3072804696866469E-5,1.2704392988388779E-2]
[2004,9,20,9,4.4010632116469831E-3,1.2312067057744024E-2,0,2.7592499017737712E-3,9.0258064516128434E-6,null,6.702784120887588E-5,1.9539408012373652E-2,null,4.5389972528887745E-3,9.515986685523125E-3,0,2.9161028738469456E-3,3.7946571402702613E-6,null,6.3072804696866469E-5,1.7037954274095983E-2]
[2004,9,20,12,4.4769215688056068E-3,1.2711087699879929E-2,0,2.6243814011225873E-3,9.0258064516128434E-6,null,6.702784120887588E-5,1.9879418511017002E-2,null,4.6172330923196737E-3,9.8243894175750017E-3,0,2.7735676065311719E-3,3.7946571402702613E-6,null,6.3072804696866469E-5,1.7282057578262983E-2]
[2004,9,20,16,4.7906309901675484E-3,1.2075503231188927E-2,0,2.3288010057208606E-3,9.0258064516128434E-6,null,6.702784120887588E-5,1.926196306828621E-2,null,4.9407745034039082E-3,9.3331466950311304E-3,0,2.461184578111131E-3,3.7946571402702613E-6,null,6.3072804696866469E-5,1.6801973238383304E-2]
[2004,9,20,17,5.3091058061784198E-3,1.2474687839635413E-2,0,2.3388365371785442E-3,9.0258064516128434E-6,null,6.702784120887588E-5,2.0189658024201258E-2,null,5.4754988762185123E-3,9.6416761565120343E-3,0,2.471790591761986E-3,3.7946571402702613E-6,null,6.3072804696866469E-5,1.7655833086329668E-2]
[2004,9,20,21,6.010594936473281E-3,1.1507376901668597E-2,2.7153455160000073E-4,2.6052835056183288E-3,9.0258064516128434E-6,null,6.702784120887588E-5,2.0476164403235755E-2,null,6.1989734282116337E-3,8.8940423137720843E-3,1.3020169220277341E-4,2.7533840675452339E-3,3.7946571402702613E-6,null,6.3072804696866469E-5,1.8043468963568864E-2]
[2004,9,20,24,3.6600034395768304E-3,9.7172176788210777E-3,2.7153455160000073E-4,2.3327967685292396E-3,9.0258064516128434E-6,null,6.702784120887588E-5,1.6062926946402691E-2,null,3.7747118727671745E-3,7.5104296961922695E-3,1.3020169220277341E-4,2.4654074849965253E-3,3.7946571402702613E-6,null,6.3072804696866469E-5,1.3947618207995881E-2]
[2004,9,21,3,2.98162794730817E-3,8.3297539785236654E-3,2.7153455160000073E-4,2.2901655144533105E-3,9.0258064516128434E-6,null,6.702784120887588E-5,1.3954456499760688E-2,null,3.0750753650056264E-3,6.4380601227685798E-3,1.3020169220277341E-4,2.4203528045753722E-3,3.7946571402702613E-6,null,6.3072804696866469E-5,1.213055744638949E-2]
[2004,9,21,7,3.9971333694599582E-3,1.1877846807254944E-2,0,2.6899397905718317E-3,9.0258064516128434E-6,null,6.702784120887588E-5,1.8631947808495614E-2,null,4.1224078162284033E-3,9.1803782046028046E-3,0,2.8428527436819692E-3,3.7946571402702613E-6,null,6.3072804696866469E-5,1.6212506226350315E-2]
[2004,9,21,10,4.5729814453542997E-3,1.252074704043912E-2,0,3.2427380143240795E-3,9.0258064516128434E-6,null,6.702784120887588E-5,2.0403494341326371E-2,null,4.7163035884246786E-3,9.677275275615127E-3,0,3.4270754659171455E-3,3.7946571402702613E-6,null,6.3072804696866469E-5,1.7887521791794089E-2]
[2004,9,21,14,4.9771917461384355E-3,1.3013413111683608E-2,0,2.719360512662587E-3,9.0258064516128434E-6,null,6.702784120887588E-5,2.077699321169351E-2,null,5.1331822735553893E-3,1.0058056484195596E-2,0,2.8739459230943706E-3,3.7946571402702613E-6,null,6.3072804696866469E-5,1.8132052142682493E-2]
[2004,9,21,18,6.2123760066797812E-3,1.2204945596821708E-2,0,3.2647281960248796E-3,9.0258064516128434E-6,null,6.702784120887588E-5,2.1749077640735241E-2,null,6.4070785335708265E-3,9.4331925948891414E-3,0,3.4503157066843545E-3,3.7946571402702613E-6,null,6.3072804696866469E-5,1.935745429698146E-2]
[2004,9,21,21,6.4195204657144364E-3,1.1523460415002979E-2,2.7153455160000073E-4,2.3524186739681094E-3,9.0258064516128434E-6,null,6.702784120887588E-5,2.0648308614161073E-2,null,6.6207151221163415E-3,8.9064732482389448E-3,1.3020169220277341E-4,2.4861448219096693E-3,3.7946571402702613E-6,null,6.3072804696866469E-5,1.8210402346304864E-2]
[2004,9,21,22,5.3456071332416213E-3,1.0954841956336029E-2,2.7153455160000073E-4,2.600042125318286E-3,9.0258064516128434E-6,null,6.702784120887588E-5,1.9253400274371481E-2,null,5.5131441940199496E-3,8.4669885007599265E-3,1.3020169220277341E-4,2.7478447345018388E-3,3.7946571402702613E-6,null,6.3072804696866469E-5,1.6925046583321626E-2]
[2004,9,22,1,3.283504132519109E-3,9.5267337819813312E-3,2.7153455160000073E-4,2.1018177391778983E-3,9.0258064516128434E-6,null,6.702784120887588E-5,1.526496471315388E-2,null,3.3864126736266099E-3,7.3632048461624387E-3,1.3020169220277341E-4,2.2212981671500954E-3,3.7946571402702613E-6,null,6.3072804696866469E-5,1.3167984840979056E-2]
[2004,9,22,4,2.6427333123425194E-3,9.0808334771315356E-3,2.7153455160000073E-4,1.6940452689771129E-3,9.0258064516128434E-6,null,6.702784120887588E-5,1.3770521117926711E-2,null,2.725559408711923E-3,7.0185688606597043E-3,1.3020169220277341E-4,1.7903453667300368E-3,3.7946571402702613E-6,null,6.3072804696866469E-5,1.1731542790141576E-2]
[2004,9,22,7,4.2072431178594855E-3,1.1769823731993517E-2,0,2.6889714555153898E-3,9.0258064516128434E-6,null,6.702784120887588E-5,1.8733066146577264E-2,null,4.3391026294877909E-3,9.0968872569742783E-3,0,2.8418293624220396E-3,3.7946571402702613E-6,null,6.3072804696866469E-5,1.6344686710721246E-2]
[2004,9,22,12,4.5699263491096936E-3,1.3450229659380936E-2,0,2.3143396121571326E-3,9.0258064516128434E-6,null,6.702784120887588E-5,2.0401523461856634E-2,null,4.7131527421871416E-3,1.0395671641131364E-2,0,2.4459011087508858E-3,3.7946571402702613E-6,null,6.3072804696866469E-5,1.7621592953906529E-2]
[2004,9,22,16,4.9012752122327956E-3,1.2572097323866015E-2,0,2.5004731419858185E-3,9.0258064516128434E-6,null,6.702784120887588E-5,2.0040873519293505E-2,null,5.0548864340558275E-3,9.7169638682045277E-3,0,2.6426156292094281E-3,3.7946571402702613E-6,null,6.3072804696866469E-5,1.748133339330692E-2]
[2004,9,22,19,6.3394794976656304E-3,1.2605655002069211E-2,0,3.1010948882180156E-3,9.0258064516128434E-6,null,6.702784120887588E-5,2.2113257229161735E-2,null,6.5381655842840659E-3,9.7429005705861015E-3,0,3.2773804611866812E-3,3.7946571402702613E-6,null,6.3072804696866469E-5,1.9625314077893988E-2]
[2004,9,22,22,5.5469444125388337E-3,1.0836823924262705E-2,2.7153455160000073E-4,2.6212142274909516E-3,9.0258064516128434E-6,null,6.702784120887588E-5,1.9357891623768032E-2,null,5.7207915995867867E-3,8.3757724590835612E-3,1.3020169220277341E-4,2.7702203909987016E-3,3.7946571402702613E-6,null,6.3072804696866469E-5,1.7063853603708962E-2]
[2004,9,22,23,4.5699953305208003E-3,9.8977177636846696E-3,2.7153455160000073E-4,2.4274677876807696E-3,9.0258064516128434E-6,null,6.702784120887588E-5,1.7248089941361781E-2,null,4.7132238855496561E-3,7.6499380660088045E-3,1.3020169220277341E-4,2.5654601952785211E-3,3.7946571402702613E-6,null,6.3072804696866469E-5,1.5125691300876895E-2]
[2004,9,23,4,2.7224548113072167E-3,8.5260851710292854E-3,2.7153455160000073E-4,2.0517450623234539E-3,9.0258064516128434E-6,null,6.702784120887588E-5,1.3653194104135499E-2,null,2.8077794649563597E-3,6.5898043428962022E-3,1.3020169220277341E-4,2.1683790470723567E-3,3.7946571402702613E-6,null,6.3072804696866469E-5,1.176303200896483E-2]
[2004,9,23,6,3.5492760264308103E-3,1.0121517925721068E-2,0,2.8837091116291941E-3,9.0258064516128434E-6,null,6.702784120887588E-5,1.6621530904989947E-2,null,3.6605141437367882E-3,7.8229130305024191E-3,0,3.047637121362115E-3,3.7946571402702613E-6,null,6.3072804696866469E-5,1.4597931757438461E-2]
[2004,9,23,10,4.3802331519757504E-3,1.2778253830894969E-2,0,3.1139275134577362E-3,9.0258064516128434E-6,null,6.702784120887588E-5,2.0339442337537331E-2,null,4.5175143568069774E-3,9.8763020659921649E-3,0,3.2909425728738085E-3,3.7946571402702613E-6,null,6.3072804696866469E-5,1.7751626457510088E-2]
[2004,9,23,13,4.5818553205094672E-3,1.3294192675323569E-2,0,2.5478891099444817E-3,9.0258064516128434E-6,null,6.702784120887588E-5,2.0490964946986392E-2,null,4.7254555803445371E-3,1.0275070782171198E-2,0,2.6927270164895747E-3,3.7946571402702613E-6,null,6.3072804696866469E-5,1.7760120840842449E-2]
[2004,9,23,17,5.1018565565930617E-3,1.3109020002983141E-2,0,2.6461759152153429E-3,9.0258064516128434E-6,null,6.702784120887588E-5,2.0924080316000418E-2,null,{"$f":"E6403*Y$5","v":5.2617542128740461E-3},{"$f":"F6403*Z$5","v":1.0131950973267467E-2},{"$f":"G6403*AA$5","v":0},{"$f":"H6403*AB$5","v":2.796601056723243E-3},{"$f":"I6403*AC$5","v":3.7946571402702613E-6},null,{"$f":"K6403*AE$5","v":6.3072804696866469E-5},1.8257173704701892E-2]
[2004,9,23,20,6.4617757047245004E-3,1.1517084632149059E-2,0,3.2576709111274385E-3,9.0258064516128434E-6,null,6.702784120887588E-5,2.1303559089209875E-2,null,6.6642946856361905E-3,8.9015454108203277E-3,0,3.4428572417016232E-3,3.7946571402702613E-6,null,6.3072804696866469E-5,1.9075564799995278E-2]
[2004,9,23,23,4.5172961390518556E-3,9.4955450173042685E-3,2.7153455160000073E-4,2.7353827289529793E-3,9.0258064516128434E-6,null,6.702784120887588E-5,1.7101132944784644E-2,null,4.6588730448996109E-3,7.3390990751320438E-3,1.3020169220277341E-4,2.8908789420789053E-3,3.7946571402702613E-6,null,6.3072804696866469E-5,1.5085920216150472E-2]
[2004,9,24,1,3.3059112602017086E-3,8.9108845161173129E-3,2.7153455160000073E-4,2.0947793880232621E-3,9.0258064516128434E-6,null,6.702784120887588E-5,1.4664484223817827E-2,null,3.4095220647226737E-3,6.8872154459451032E-3,1.3020169220277341E-4,2.2138597122221874E-3,3.7946571402702613E-6,null,6.3072804696866469E-5,1.2707666376929877E-2]
[2004,9,24,4,2.8009869531723424E-3,8.251910502159128E-3,2.7153455160000073E-4,1.8408375660527911E-3,9.0258064516128434E-6,null,6.702784120887588E-5,1.3246644080859803E-2,null,2.8887728883741255E-3,6.3778949627539697E-3,1.3020169220277341E-4,1.9454822534200763E-3,3.7946571402702613E-6,null,6.3072804696866469E-5,1.1409219258588083E-2]
[2004,9,24,7,3.9891708765200295E-3,1.1271320212526133E-2,0,2.5000675236754727E-3,9.0258064516128434E-6,null,6.702784120887588E-5,1.7827586453930511E-2,null,4.1141957702198759E-3,8.7115942893767426E-3,0,2.6421869530247433E-3,3.7946571402702613E-6,null,6.3072804696866469E-5,1.5534844474458501E-2]
[2004,9,24,11,4.70415148381157E-3,1.2812925859868219E-2,0,2.8973549503239653E-3,9.0258064516128434E-6,null,6.702784120887588E-5,2.0481460135212633E-2,null,4.8515846365685105E-3,9.9031000491839483E-3,0,3.0620586746285638E-3,3.7946571402702613E-6,null,6.3072804696866469E-5,1.7883610822218159E-2]
[2004,9,24,14,4.9552790402203539E-3,1.2671961718757639E-2,0,2.2139967208737251E-3,9.0258064516128434E-6,null,6.702784120887588E-5,1.9908265321060596E-2,null,5.1105827999322166E-3,9.7941489783643036E-3,0,2.3398541017532401E-3,3.7946571402702613E-6,null,6.3072804696866469E-5,1.7311453341886898E-2]
[2004,9,24,18,5.6949156081484934E-3,1.1447370139951302E-2,0,2.0007622321270638E-3,9.0258064516128434E-6,null,6.702784120887588E-5,1.9210075821435739E-2,null,5.8734003711675906E-3,8.8476631361031344E-3,0,2.1144980348606788E-3,3.7946571402702613E-6,null,6.3072804696866469E-5,1.6902429003968541E-2]
[2004,9,24,22,4.572770841318111E-3,9.7313988297524755E-3,2.7153455160000073E-4,2.17393840909888E-3,9.0258064516128434E-6,null,6.702784120887588E-5,1.6831017139645008E-2,null,4.7160863838321201E-3,7.5213902962942402E-3,1.3020169220277341E-4,2.2975186257193406E-3,3.7946571402702613E-6,null,6.3072804696866469E-5,1.4732064459885614E-2]
[2004,9,25,1,3.2340053398863472E-3,7.5354507325962761E-3,2.7153455160000073E-4,1.6962183599280312E-3,9.0258064516128434E-6,null,6.702784120887588E-5,1.2818583491886198E-2,null,3.3353625357447373E-3,5.8241437854823358E-3,1.3020169220277341E-4,1.7926419897227675E-3,3.7946571402702613E-6,null,6.3072804696866469E-5,1.1149217464989753E-2]
[2004,9,25,2,3.1439682445123626E-3,7.3413492379430356E-3,2.7153455160000073E-4,1.8010921829838603E-3,9.0258064516128434E-6,null,6.702784120887588E-5,1.26393187249148E-2,null,3.2425035812359555E-3,5.6741228970240802E-3,1.3020169220277341E-4,1.9034774949112691E-3,3.7946571402702613E-6,null,6.3072804696866469E-5,1.1017173127211217E-2]
[2004,9,25,5,2.5728601580611199E-3,7.8513433880944943E-3,2.0365091370000055E-4,1.6691863569439048E-3,9.0258064516128434E-6,null,6.702784120887588E-5,1.2374828658008397E-2,null,2.6534963548356166E-3,6.0682969637973335E-3,9.7651269152080063E-5,1.764073319107911E-3,3.7946571402702613E-6,null,6.3072804696866469E-5,1.065038536873008E-2]
[2004,9,25,9,4.6977702347572878E-3,9.5128990707793772E-3,0,3.0177493239931861E-3,9.0258064516128434E-6,null,6.702784120887588E-5,1.7295446470738732E-2,null,4.8450033923249074E-3,7.3525120090475651E-3,0,3.1892970153189547E-3,3.7946571402702613E-6,null,6.3072804696866469E-5,1.5453679878528566E-2]
[2004,9,25,12,6.4471748666494614E-3,8.9425663567818843E-3,0,2.0293300731753458E-3,9.0258064516128434E-6,null,6.702784120887588E-5,1.7486099137815569E-2,null,6.6492362416363197E-3,6.9117023150080279E-3,0,2.1446898501532858E-3,3.7946571402702613E-6,null,6.3072804696866469E-5,1.5772495868634769E-2]
[2004,9,25,15,4.7816733020055648E-3,8.5977155823964129E-3,0,2.730088426670023E-3,9.0258064516128434E-6,null,6.702784120887588E-5,1.6176505152280876E-2,null,4.931536071687709E-3,6.6451674299920762E-3,0,2.8852836786370478E-3,3.7946571402702613E-6,null,6.3072804696866469E-5,1.4528854642153971E-2]
[2004,9,25,20,5.7013430476239232E-3,8.2390309232051526E-3,0,2.5048588108498655E-3,9.0258064516128434E-6,null,6.702784120887588E-5,1.6512260622887819E-2,null,5.8800292534896799E-3,6.3679403465821804E-3,0,2.6472506068422864E-3,3.7946571402702613E-6,null,6.3072804696866469E-5,1.4962087668751286E-2]
[2004,9,25,23,4.7829027595929739E-3,7.1263249545716403E-3,2.7153455160000073E-4,1.8340809399840781E-3,9.0258064516128434E-6,null,6.702784120887588E-5,1.4096217713624236E-2,null,4.9328040617945147E-3,5.5079308020631167E-3,1.3020169220277341E-4,1.9383415385889125E-3,3.7946571402702613E-6,null,6.3072804696866469E-5,1.2576145556486456E-2]
[2004,9,26,2,2.950073617393985E-3,6.9304111738221E-3,2.7153455160000073E-4,1.6771139519637726E-3,9.0258064516128434E-6,null,6.702784120887588E-5,1.1910507802655401E-2,null,3.0425320885495641E-3,5.3565091991446597E-3,1.3020169220277341E-4,1.7724515680679889E-3,3.7946571402702613E-6,null,6.3072804696866469E-5,1.0368562009802124E-2]
[2004,9,26,3,2.8446060111416279E-3,6.8156651303441645E-3,2.7153455160000073E-4,1.6819203600500904E-3,9.0258064516128434E-6,null,6.702784120887588E-5,1.1695100561011426E-2,null,2.9337590144020887E-3,5.2678220748111635E-3,1.3020169220277341E-4,1.7775312023643904E-3,3.7946571402702613E-6,null,6.3072804696866469E-5,1.0176181445617554E-2]
[2004,9,26,6,2.8599191103763017E-3,7.1471496981564981E-3,0,2.0532119999254221E-3,9.0258064516128434E-6,null,6.702784120887588E-5,1.2127308649667098E-2,null,2.9495520425902449E-3,5.5240262295614823E-3,0,2.1699293745559615E-3,3.7946571402702613E-6,null,6.3072804696866469E-5,1.0710375108544827E-2]
[2004,9,26,10,4.5379010782790165E-3,8.4013519718590668E-3,0,2.6527065549552587E-3,9.0258064516128434E-6,null,6.702784120887588E-5,1.5658987446302217E-2,null,4.6801237650211753E-3,6.493398153993914E-3,0,2.80350293875335E-3,3.7946571402702613E-6,null,6.3072804696866469E-5,{"$f":"SUM(N6468:T6468)","v":1.4043892319605577E-2}]
[2004,9,26,12,4.970881005509414E-3,8.5833409280615981E-3,0,2.2807233307423078E-3,9.0258064516128434E-6,null,6.702784120887588E-5,1.5901973105522195E-2,null,5.1266737475467155E-3,6.6340572712658818E-3,0,2.4103738682574455E-3,3.7946571402702613E-6,null,6.3072804696866469E-5,1.4237972348907181E-2]
[2004,9,26,17,5.7792076183395373E-3,8.5516279465455078E-3,0,2.0424487475120389E-3,9.0258064516128434E-6,null,6.702784120887588E-5,1.644031215360596E-2,null,5.9603341833621313E-3,6.6095463334639674E-3,0,2.1585542717519604E-3,3.7946571402702613E-6,null,6.3072804696866469E-5,1.4795302250415197E-2]
[2004,9,26,21,5.6774048291987336E-3,7.9232148770885646E-3,2.7153455160000073E-4,2.2036487569416668E-3,9.0258064516128434E-6,null,6.702784120887588E-5,1.6157177522704506E-2,null,5.8553407856250421E-3,6.1238463795963739E-3,1.3020169220277341E-4,2.3289178950177277E-3,3.7946571402702613E-6,null,6.3072804696866469E-5,1.4505174214279055E-2]
[2004,9,26,24,3.3570864414118155E-3,7.9757183165294118E-3,2.7153455160000073E-4,1.5779737444527311E-3,9.0258064516128434E-6,null,6.702784120887588E-5,1.32636875618695E-2,null,3.4623011309978511E-3,6.1644262455376516E-3,1.3020169220277341E-4,1.6676756128886912E-3,3.7946571402702613E-6,null,6.3072804696866469E-5,1.1491472143464106E-2]
[2004,9,27,1,2.7089221934047105E-3,8.1258785587579475E-3,2.7153455160000073E-4,1.5051007168624846E-3,9.0258064516128434E-6,null,6.702784120887588E-5,1.2692810528500685E-2,null,2.7938227202949071E-3,6.2804849754844573E-3,1.3020169220277341E-4,1.5906600279482922E-3,3.7946571402702613E-6,null,6.3072804696866469E-5,1.0862036877767569E-2]
[2004,9,27,4,2.2015001492003542E-3,8.2953469203558769E-3,2.7153455160000073E-4,1.3148561752166011E-3,9.0258064516128434E-6,null,6.702784120887588E-5,1.2164612304248375E-2,null,2.2704975250094545E-3,6.4114669352983442E-3,1.3020169220277341E-4,1.389600800123142E-3,3.7946571402702613E-6,null,6.3072804696866469E-5,1.0268634414470854E-2]
[2004,9,27,9,4.0826341334517903E-3,1.2044149828974495E-2,0,2.712827212531287E-3,9.0258064516128434E-6,null,6.702784120887588E-5,1.8906639016166453E-2,null,4.2105882658642502E-3,9.3089136757810685E-3,0,2.8670412294396421E-3,3.7946571402702613E-6,null,6.3072804696866469E-5,1.6453410632922098E-2]
[2004,9,27,12,4.2998826151368595E-3,1.2712219922420368E-2,0,2.7103731118279439E-3,9.0258064516128434E-6,null,6.702784120887588E-5,1.9789503490594051E-2,null,4.4346455479667198E-3,9.8252645114621055E-3,0,2.8644476223476825E-3,3.7946571402702613E-6,null,6.3072804696866469E-5,1.7191225143613643E-2]
[2004,9,27,15,4.5771308302639622E-3,1.2486434393033716E-2,0,2.5841766408429565E-3,9.0258064516128434E-6,null,6.702784120887588E-5,1.9714769705349508E-2,null,4.7205830195076702E-3,9.6507550581468923E-3,0,2.7310773569461703E-3,3.7946571402702613E-6,null,6.3072804696866469E-5,1.7169282896437869E-2]
[2004,9,27,18,5.2466569176523505E-3,1.2327967171182315E-2,0,2.666760661328657E-3,9.0258064516128434E-6,null,6.702784120887588E-5,2.0308412591372199E-2,null,5.4110927725489148E-3,9.5282758703584131E-3,0,2.8183559681793807E-3,3.7946571402702613E-6,null,6.3072804696866469E-5,1.7824592072923844E-2]
[2004,9,27,22,5.1659965957534266E-3,1.0828397246230331E-2,2.7153455160000073E-4,1.6051156032817985E-3,9.0258064516128434E-6,null,6.702784120887588E-5,1.7952418504741101E-2,null,5.3279044696525951E-3,8.3692594864378488E-3,1.3020169220277341E-4,1.6963603842398149E-3,3.7946571402702613E-6,null,6.3072804696866469E-5,1.5590593494370171E-2]
[2004,9,28,1,3.2790858046459854E-3,9.2027440992963061E-3,2.7153455160000073E-4,2.3195533357887599E-3,9.0258064516128434E-6,null,6.702784120887588E-5,1.5154292299206595E-2,null,3.3818558706192373E-3,7.1127934820740361E-3,1.3020169220277341E-4,2.4514112129483557E-3,3.7946571402702613E-6,null,6.3072804696866469E-5,1.3143129719681542E-2]
[2004,9,28,2,2.9793861204424591E-3,8.864450506346884E-3,2.7153455160000073E-4,2.0311309444376396E-3,9.0258064516128434E-6,null,6.702784120887588E-5,1.4227876630702527E-2,null,3.0727632768815598E-3,6.8513266372943306E-3,1.3020169220277341E-4,2.1465930941689973E-3,3.7946571402702613E-6,null,6.3072804696866469E-5,1.22677521623848E-2]
[2004,9,28,6,3.2490848401553274E-3,1.0931581376189861E-2,0,2.3951293563682302E-3,9.0258064516128434E-6,null,6.702784120887588E-5,1.6642823413922293E-2,null,3.3509146437250776E-3,8.4490104171505414E-3,0,2.5312834458563042E-3,3.7946571402702613E-6,null,6.3072804696866469E-5,1.4398075968569062E-2]
[2004,9,28,9,4.5818934213546578E-3,1.2553084465108666E-2,0,2.9535928087147355E-3,9.0258064516128434E-6,null,6.702784120887588E-5,2.0155598536386932E-2,null,4.7254948753110799E-3,9.7022688450260387E-3,0,3.1214934436094013E-3,3.7946571402702613E-6,null,6.3072804696866469E-5,1.7616124625783658E-2]
[2004,9,28,13,4.5607630896428502E-3,1.3424636927192066E-2,0,2.4647867971180374E-3,9.0258064516128434E-6,null,6.702784120887588E-5,2.0517214655161833E-2,null,4.7037022963409107E-3,1.0375891039091655E-2,0,2.6049006499467191E-3,3.7946571402702613E-6,null,6.3072804696866469E-5,1.775136144721642E-2]
[2004,9,28,16,4.7113791141420907E-3,1.2590470760926994E-2,0,2.5266976799930437E-3,9.0258064516128434E-6,null,6.702784120887588E-5,1.9895575396271001E-2,null,4.8590387885853025E-3,9.731164682870299E-3,0,2.6703309335024596E-3,3.7946571402702613E-6,null,6.3072804696866469E-5,1.7327401866795197E-2]
[2004,9,28,19,6.0361988964923539E-3,1.2700435570984679E-2,0,3.1492733021074889E-3,9.0258064516128434E-6,null,6.702784120887588E-5,2.1952935610793395E-2,null,6.225379843798234E-3,9.8161563957546785E-3,0,3.3282976365792273E-3,3.7946571402702613E-6,null,6.3072804696866469E-5,1.9436701337969278E-2]
[2004,9,28,23,4.2901158732432465E-3,1.0137505512688532E-2,2.7153455160000073E-4,2.3425093883783113E-3,9.0258064516128434E-6,null,6.702784120887588E-5,1.712303983378563E-2,null,4.4245727059072223E-3,7.8352698235577625E-3,1.3020169220277341E-4,2.4756722307291441E-3,3.7946571402702613E-6,null,6.3072804696866469E-5,1.4932583914234042E-2]
[2004,9,29,3,3.1277229864239762E-3,8.253927626218717E-3,2.7153455160000073E-4,2.3216162823834082E-3,9.0258064516128434E-6,null,6.702784120887588E-5,1.4056175954501643E-2,null,3.2257491793358608E-3,6.3794539963105672E-3,1.3020169220277341E-4,2.453591430292707E-3,3.7946571402702613E-6,null,6.3072804696866469E-5,1.2255863759979047E-2]
[2004,9,29,4,2.775142673461092E-3,8.8306356603320268E-3,2.7153455160000073E-4,1.8373389450350808E-3,9.0258064516128434E-6,null,6.702784120887588E-5,1.3796026338303742E-2,null,2.8621186212184502E-3,6.825191170118817E-3,1.3020169220277341E-4,1.9417847489650835E-3,3.7946571402702613E-6,null,6.3072804696866469E-5,1.1826163694342263E-2]
[2004,9,29,7,4.4110707141249766E-3,1.140655654535563E-2,0,2.8831078089416443E-3,9.0258064516128434E-6,null,6.702784120887588E-5,1.8767762909631128E-2,null,4.5493184012275851E-3,8.8161183418018017E-3,0,3.0470016368798693E-3,3.7946571402702613E-6,null,6.3072804696866469E-5,1.6479305841746391E-2]
[2004,9,29,10,4.8263406559506516E-3,1.2403714968037558E-2,0,3.2551386957518514E-3,9.0258064516128434E-6,null,6.702784120887588E-5,2.0552222160948937E-2,null,4.9776033484116638E-3,9.5868212813727902E-3,0,3.4401810794122988E-3,3.7946571402702613E-6,null,6.3072804696866469E-5,1.807147317103389E-2]
[2004,9,29,14,5.3074228066603132E-3,1.2634630721925222E-2,0,2.9193646605513591E-3,9.0258064516128434E-6,null,6.702784120887588E-5,2.0928446030345771E-2,null,5.4737631296904723E-3,9.765295881061592E-3,0,3.085319554045605E-3,3.7946571402702613E-6,null,6.3072804696866469E-5,1.8391246026634805E-2]
[2004,9,29,17,5.701586070763244E-3,1.2342262891381276E-2,0,3.0321006099263172E-3,9.0258064516128434E-6,null,6.702784120887588E-5,2.1142977413279709E-2,null,5.880279893234832E-3,9.5393250209547548E-3,0,3.2044641178442094E-3,3.7946571402702613E-6,null,6.3072804696866469E-5,1.8690936493870932E-2]
[2004,9,29,20,6.8840662587421704E-3,1.1360122354405172E-2,0,3.2152078599933776E-3,9.0258064516128434E-6,null,6.702784120887588E-5,2.1526424314349597E-2,null,7.099820278528045E-3,8.7802293931171314E-3,0,3.3979803259265268E-3,3.7946571402702613E-6,null,6.3072804696866469E-5,1.9344897459408841E-2]
[2004,9,30,1,3.4850999406813902E-3,8.9847484338013706E-3,2.7153455160000073E-4,2.4280705375031618E-3,9.0258064516128434E-6,null,6.702784120887588E-5,1.5250827971461463E-2,null,3.5943267106304222E-3,6.94430480826952E-3,1.3020169220277341E-4,2.5660972091597787E-3,3.7946571402702613E-6,null,6.3072804696866469E-5,1.3301797882099632E-2]
[2004,9,30,4,2.6799462571134099E-3,8.9498440446866955E-3,2.7153455160000073E-4,1.7750691464625485E-3,9.0258064516128434E-6,null,6.702784120887588E-5,1.3757768507738195E-2,null,2.7639386470832265E-3,6.9173272341120882E-3,1.3020169220277341E-4,1.8759751467052445E-3,3.7946571402702613E-6,null,6.3072804696866469E-5,1.1754310181940472E-2]
[2004,9,30,5,3.003177743485201E-3,9.2515968147366418E-3,2.0365091370000055E-4,2.3520457846511519E-3,9.0258064516128434E-6,null,6.702784120887588E-5,1.4888259097781872E-2,null,3.0973005549072394E-3,7.150551706383697E-3,9.7651269152080063E-5,2.4857507352384661E-3,3.7946571402702613E-6,null,6.3072804696866469E-5,1.289812172751862E-2]
[2004,9,30,8,4.4537201048872538E-3,1.2353853094062707E-2,0,2.9040496657377862E-3,9.0258064516128434E-6,null,6.702784120887588E-5,1.9778650705896621E-2,null,4.5933044696382938E-3,9.5482830792468151E-3,0,3.0691339594171147E-3,3.7946571402702613E-6,null,6.3072804696866469E-5,1.7277588970139358E-2]
[2004,9,30,11,4.6756962351304542E-3,1.2725905582477682E-2,0,3.1103721150902916E-3,9.0258064516128434E-6,null,6.702784120887588E-5,2.0579001773907306E-2,null,4.822237569875161E-3,9.8358421470676628E-3,0,3.2871850634904388E-3,3.7946571402702613E-6,null,6.3072804696866469E-5,1.8012132242270398E-2]
[2004,9,30,17,5.6247572658387375E-3,1.2340103977528043E-2,0,3.0524572697920383E-3,9.0258064516128434E-6,null,6.702784120887588E-5,2.1084346354367699E-2,null,5.8010431911642516E-3,9.5376563981811619E-3,0,3.2259779772080147E-3,3.7946571402702613E-6,null,6.3072804696866469E-5,1.8631545028390564E-2]
[2004,9,30,19,6.5215123260792436E-3,1.2071073860356491E-2,0,3.4331662343618217E-3,9.0258064516128434E-6,null,6.702784120887588E-5,2.2092780262006437E-2,null,6.7259035167723758E-3,9.3297232378919664E-3,0,3.6283288135594313E-3,3.7946571402702613E-6,null,6.3072804696866469E-5,1.9750823030060909E-2]
[2004,9,30,23,4.6301899083167819E-3,9.6907628067125842E-3,2.7153455160000073E-4,2.5582555482541402E-3,9.0258064516128434E-6,null,6.702784120887588E-5,1.7232117322759047E-2,null,4.7753050259731113E-3,7.4899827469049607E-3,1.3020169220277341E-4,2.7036827478015227E-3,3.7946571402702613E-6,null,6.3072804696866469E-5,1.5166039674719507E-2]
[2004,10,1,2,3.2434708299905655E-3,8.7264914853931036E-3,2.7153455160000052E-4,1.9526791085343971E-3,9.0258064516128434E-6,null,5.900041810997901E-5,1.4264735103305465E-2,null,3.345124684460664E-3,6.7446982214168973E-3,1.3020169220277333E-4,2.0636815666596735E-3,3.7946571402702613E-6,null,5.5519046732947571E-5,1.2343019868613228E-2]
[2004,10,1,5,3.1577501312493E-3,9.2556604333641108E-3,2.7153455160000052E-4,1.9357324927439079E-3,9.0258064516128434E-6,null,5.900041810997901E-5,1.4691236736744717E-2,null,3.2567174070844535E-3,7.1536924739390292E-3,1.3020169220277333E-4,2.0457715995425749E-3,3.7946571402702613E-6,null,5.5519046732947571E-5,1.264569687664205E-2]
[2004,10,1,6,3.5104832628477405E-3,1.0126786289502202E-2,2.7153455160000052E-4,2.0920702796313243E-3,9.0258064516128434E-6,null,5.900041810997901E-5,1.6071433511368666E-2,null,3.6205055733373585E-3,7.8269849446140505E-3,1.3020169220277333E-4,2.2109966012142956E-3,3.7946571402702613E-6,null,5.5519046732947571E-5,1.3848002515241696E-2]
[2004,10,1,10,4.142332897030197E-3,1.1611370515516415E-2,0,3.0824768613661596E-3,9.0258064516128434E-6,null,5.900041810997901E-5,1.8895180692022753E-2,null,4.2721580527207859E-3,8.9744188939282835E-3,0,3.2577040695799787E-3,3.7946571402702613E-6,null,5.5519046732947571E-5,1.6563594720102267E-2]
[2004,10,1,13,4.3920312826779637E-3,1.2231049048983717E-2,0,2.8072788136299103E-3,9.0258064516128434E-6,null,5.900041810997901E-5,1.9489359563401573E-2,null,4.5296822535790234E-3,9.4533679319836247E-3,0,2.966862048578235E-3,3.7946571402702613E-6,null,5.5519046732947571E-5,1.7009225938014103E-2]
[2004,10,1,17,5.5562532198079944E-3,1.1014172049563824E-2,0,2.1002317493628107E-3,9.0258064516128434E-6,null,5.900041810997901E-5,1.8729657436844609E-2,null,{"$f":"E6595*Y$5","v":5.7303921548595609E-3},{"$f":"F6595*Z$5","v":8.5128446818998303E-3},{"$f":"G6595*AA$5","v":0},{"$f":"H6595*AB$5","v":2.2196220197831257E-3},{"$f":"I6595*AC$5","v":3.7946571402702613E-6},null,{"$f":"K6595*AE$5","v":5.5519046732947571E-5},1.6522172560415733E-2]
[2004,10,1,20,5.577499322771011E-3,1.1061397875464991E-2,2.7153455160000052E-4,1.8073101963130952E-3,9.0258064516128434E-6,null,5.900041810997901E-5,1.8788301073936496E-2,null,5.7523041334761179E-3,8.549345484598566E-3,1.3020169220277333E-4,1.9100489788958638E-3,3.7946571402702613E-6,null,5.5519046732947571E-5,1.6401213993046542E-2]
[2004,10,1,24,3.9979458299970383E-3,7.779945393570695E-3,2.7153455160000052E-4,1.4511814213623909E-3,9.0258064516128434E-6,null,5.900041810997901E-5,1.3571166324317522E-2,null,4.1232457401500881E-3,6.0131135114919639E-3,1.3020169220277333E-4,1.5336756234322138E-3,3.7946571402702613E-6,null,5.5519046732947571E-5,1.1859550271150258E-2]
[2004,10,2,3,3.2257853511722051E-3,7.1352438611721886E-3,2.7153455160000052E-4,1.6884886476853927E-3,9.0258064516128434E-6,null,5.900041810997901E-5,1.2391611539417187E-2,null,3.3268849237682654E-3,5.514824217771639E-3,1.3020169220277333E-4,1.7844728724310435E-3,3.7946571402702613E-6,null,5.5519046732947571E-5,1.081569741004694E-2]
[2004,10,2,6,3.2619179243951559E-3,8.4093627505489807E-3,2.7153455160000052E-4,1.8049692577670174E-3,9.0258064516128434E-6,null,5.900041810997901E-5,1.3818343612098554E-2,null,3.3641499305886065E-3,6.4995896783737253E-3,1.3020169220277333E-4,1.9075749668039078E-3,3.7946571402702613E-6,null,5.5519046732947571E-5,1.1960829971842233E-2]
[2004,10,2,7,3.5108984819825304E-3,8.6475189676397286E-3,6.7883637900000129E-5,2.0820905977179107E-3,9.0258064516128434E-6,null,5.900041810997901E-5,1.4370281780769502E-2,null,3.62093380588516E-3,6.6836604262246859E-3,3.2550423050693332E-5,2.2004496119441049E-3,3.7946571402702613E-6,null,5.5519046732947571E-5,1.2596907970977862E-2]
[2004,10,2,11,4.9864070013609374E-3,8.9983984590626641E-3,0,2.8270733923736941E-3,9.0258064516128434E-6,null,5.900041810997901E-5,1.6870879270907278E-2,null,5.1426863447600266E-3,6.9548549017700119E-3,0,2.9877818746237958E-3,3.7946571402702613E-6,null,5.5519046732947571E-5,1.5144636825027053E-2]
[2004,10,2,15,4.8616710104625264E-3,8.6887935548357071E-3,0,2.4172177287950783E-3,9.0258064516128434E-6,null,5.900041810997901E-5,1.6026682712203293E-2,null,5.0140409941261356E-3,6.7155615213344913E-3,0,2.5546274591227817E-3,3.7946571402702613E-6,null,5.5519046732947571E-5,1.4343543678456628E-2]
[2004,10,2,18,5.8307532004140371E-3,8.7243741049615152E-3,6.7883637900000129E-5,2.1729072312834672E-3,9.0258064516128434E-6,null,5.900041810997901E-5,1.6857808270088353E-2,null,6.01349525926205E-3,6.7430616997913506E-3,3.2550423050693332E-5,2.2964288293261109E-3,3.7946571402702613E-6,null,5.5519046732947571E-5,1.5144849915303423E-2]
[2004,10,2,21,5.4627784848541869E-3,8.2791767874078465E-3,2.7153455160000052E-4,1.8763931340131704E-3,9.0258064516128434E-6,null,5.900041810997901E-5,1.5960442085662604E-2,null,5.6339878214596182E-3,6.3989690526020495E-3,1.3020169220277333E-4,1.9830590216003956E-3,3.7946571402702613E-6,null,5.5519046732947571E-5,1.4205531291738056E-2]
[2004,10,3,1,3.632493335756192E-3,7.00815553467273E-3,2.7153455160000052E-4,1.7467170981145181E-3,9.0258064516128434E-6,null,5.900041810997901E-5,1.2729459647930839E-2,null,3.7463395727879083E-3,5.4165977528586179E-3,1.3020169220277333E-4,1.8460113911157308E-3,3.7946571402702613E-6,null,5.5519046732947571E-5,1.1198464112838251E-2]
[2004,10,3,4,3.1078933634478482E-3,7.360739376371544E-3,2.7153455160000052E-4,1.5918297641845957E-3,9.0258064516128434E-6,null,5.900041810997901E-5,1.2402556183391386E-2,null,3.2052980747081716E-3,5.6891095193557124E-3,1.3020169220277333E-4,1.6823192951931449E-3,3.7946571402702613E-6,null,5.5519046732947571E-5,1.0766242285333023E-2]
[2004,10,3,8,3.8506305872324036E-3,7.961469075577661E-3,0,2.1009361452645771E-3,9.0258064516128434E-6,null,5.900041810997901E-5,1.3972036226184622E-2,null,3.9713134796799891E-3,6.1534130187139409E-3,0,2.2203664579408104E-3,3.7946571402702613E-6,null,5.5519046732947571E-5,1.2404406660207959E-2]
[2004,10,3,9,4.3191723874529755E-3,8.1784310408700399E-3,0,2.298244721466355E-3,9.0258064516128434E-6,null,5.900041810997901E-5,1.4854848567899349E-2,null,4.4545398824357161E-3,6.3211027464667325E-3,0,2.4288912840998247E-3,3.7946571402702613E-6,null,5.5519046732947571E-5,1.3263847616875492E-2]
[2004,10,3,12,4.969638571196709E-3,8.6314043175269757E-3,0,2.4966933392992236E-3,9.0258064516128434E-6,null,5.900041810997901E-5,1.6156736646132888E-2,null,5.1253923740101253E-3,6.6712054261669684E-3,0,2.6386209589659431E-3,3.7946571402702613E-6,null,5.5519046732947571E-5,1.4494532463016255E-2]
[2004,10,3,16,5.4883535937231267E-3,8.5867005321081519E-3,0,2.1782364513035848E-3,9.0258064516128434E-6,null,5.900041810997901E-5,1.6312290995244845E-2,null,5.6603644816700972E-3,6.6366539065201968E-3,0,2.3020609954470693E-3,3.7946571402702613E-6,null,5.5519046732947571E-5,1.4658393087510581E-2]
[2004,10,3,19,6.3776646038403466E-3,7.5872283734928492E-3,2.7153455160000052E-4,2.3914973554534295E-3,9.0258064516128434E-6,null,5.900041810997901E-5,1.6698484012174025E-2,null,6.5775474526402452E-3,5.8641626823149095E-3,1.3020169220277333E-4,2.5274449793590667E-3,3.7946571402702613E-6,null,5.5519046732947571E-5,1.5158670510390212E-2]
[2004,10,3,21,5.7835821797714328E-3,7.4811005669808087E-3,2.7153455160000052E-4,2.3048033201861777E-3,9.0258064516128434E-6,null,5.900041810997901E-5,1.5911579746325819E-2,null,5.9648458482410675E-3,5.7821365863721377E-3,1.3020169220277333E-4,2.4358227144726189E-3,3.7946571402702613E-6,null,5.5519046732947571E-5,1.4372320545161818E-2]
[2004,10,4,3,3.0134135985293311E-3,8.1495096065895868E-3,2.7153455160000052E-4,1.9326456596892858E-3,9.0258064516128434E-6,null,5.900041810997901E-5,1.3437662544195601E-2,null,3.1078572126265196E-3,6.2987493932687476E-3,1.3020169220277333E-4,2.0425092916465477E-3,3.7946571402702613E-6,null,5.5519046732947571E-5,1.1638631293617807E-2]
[2004,10,4,6,3.3038687399044079E-3,9.9548460620288749E-3,2.7153455160000052E-4,2.080823836485543E-3,9.0258064516128434E-6,null,5.900041810997901E-5,1.5681632317806227E-2,null,3.4074155296486301E-3,7.6940924816613831E-3,1.3020169220277333E-4,2.1991108401033192E-3,3.7946571402702613E-6,null,5.5519046732947571E-5,1.3490134247489323E-2]
[2004,10,4,7,3.7334697694002034E-3,1.1409666916875592E-2,6.7883637900000129E-5,2.356287588920303E-3,9.0258064516128434E-6,null,5.900041810997901E-5,1.7629198008625436E-2,null,3.8504807161606602E-3,8.8185223454375974E-3,3.2550423050693332E-5,2.4902336701156649E-3,3.7946571402702613E-6,null,5.5519046732947571E-5,1.5251100858637835E-2]
[2004,10,4,10,4.1201361852364728E-3,1.2122544433950654E-2,0,3.2545662199664786E-3,9.0258064516128434E-6,null,5.900041810997901E-5,1.9556247257263584E-2,null,4.2492656721732289E-3,9.3695048026544991E-3,0,3.4395760605331243E-3,3.7946571402702613E-6,null,5.5519046732947571E-5,{"$f":"SUM(N6660:T6660)","v":1.711766023923407E-2}]
[2004,10,4,13,4.3727412044639747E-3,1.2670733681416843E-2,0,3.1572362671124319E-3,9.0258064516128434E-6,null,5.900041810997901E-5,2.025971157110323E-2,null,4.5097876036249863E-3,9.7931998292953831E-3,0,3.3367132661749118E-3,3.7946571402702613E-6,null,5.5519046732947571E-5,1.7699014402968501E-2]
[2004,10,4,18,5.748485115121247E-3,1.1647332435723775E-2,6.7883637900000129E-5,3.1789097037874438E-3,9.0258064516128434E-6,null,5.900041810997901E-5,2.0704500988061803E-2,null,5.928648803942756E-3,9.0022138330131743E-3,3.2550423050693332E-5,3.3596187561537329E-3,3.7946571402702613E-6,null,5.5519046732947571E-5,1.8382345520033573E-2]
[2004,10,4,21,5.3919327452543195E-3,1.1504722379930089E-2,2.7153455160000052E-4,2.8329868114447968E-3,9.0258064516128434E-6,null,5.900041810997901E-5,2.0071735616016606E-2,null,5.5609217003978551E-3,8.8919906360642228E-3,1.3020169220277333E-4,2.9940314493130688E-3,3.7946571402702613E-6,null,5.5519046732947571E-5,1.7636459181851142E-2]
[2004,10,4,24,3.6148398661449729E-3,9.9589133069025414E-3,2.7153455160000052E-4,2.0913454563158498E-3,9.0258064516128434E-6,null,5.900041810997901E-5,1.6007192308750764E-2,null,3.7281328245055327E-3,7.6972360519394732E-3,1.3020169220277333E-4,2.2102305744213157E-3,3.7946571402702613E-6,null,5.5519046732947571E-5,1.3825114846942314E-2]
[2004,10,5,4,3.0158112971396559E-3,9.0911465433928407E-3,2.7153455160000052E-4,1.621832364292575E-3,9.0258064516128434E-6,null,5.900041810997901E-5,1.407088388421247E-2,null,3.1103300576828504E-3,7.0265398212440823E-3,1.3020169220277333E-4,1.7140274301980663E-3,3.7946571402702613E-6,null,5.5519046732947571E-5,1.204041270520099E-2]
[2004,10,5,7,3.7432345968429772E-3,1.1785615151516982E-2,6.7883637900000129E-5,2.4823823687258875E-3,9.0258064516128434E-6,null,5.900041810997901E-5,1.8141005850515184E-2,null,3.8605515837683755E-3,9.1090924323705812E-3,3.2550423050693332E-5,2.6234964635769545E-3,3.7946571402702613E-6,null,5.5519046732947571E-5,1.5685004606639824E-2]
[2004,10,5,8,3.8885761818084562E-3,1.2242803335450653E-2,0,2.7192465041640333E-3,9.0258064516128434E-6,null,5.900041810997901E-5,1.8909626439533124E-2,null,4.0104483298871235E-3,9.4624528105009837E-3,0,2.8738254336417618E-3,3.7946571402702613E-6,null,5.5519046732947571E-5,1.6406040277903086E-2]
[2004,10,5,11,4.0931265475475887E-3,1.3125040431577778E-2,0,2.8982820927701187E-3,9.0258064516128434E-6,null,5.900041810997901E-5,2.0175449490005468E-2,null,4.2214095234710414E-3,1.0144333149589927E-2,0,3.0630385216333443E-3,3.7946571402702613E-6,null,5.5519046732947571E-5,1.7488094898567532E-2]
[2004,10,5,15,4.3480776421685767E-3,1.2282259739409244E-2,0,3.0703066602472818E-3,9.0258064516128434E-6,null,5.900041810997901E-5,1.9759644459935083E-2,null,4.4843510588353083E-3,9.4929486332550033E-3,0,3.2448420383318338E-3,3.7946571402702613E-6,null,5.5519046732947571E-5,1.7281455434295361E-2]
[2004,10,5,19,5.6346731953837966E-3,1.2353463738090591E-2,2.7153455160000052E-4,2.7572337846354781E-3,9.0258064516128434E-6,null,5.900041810997901E-5,2.1087464397497264E-2,null,5.8112698965761969E-3,9.5479821463304148E-3,1.3020169220277333E-4,2.9139721480372937E-3,3.7946571402702613E-6,null,5.5519046732947571E-5,1.84627395870199E-2]
[2004,10,5,22,5.0371477400548313E-3,1.1252436017906171E-2,2.7153455160000052E-4,2.4136411661626069E-3,9.0258064516128434E-6,null,5.900041810997901E-5,1.9045318603511011E-2,null,5.1950173526245889E-3,8.6969987106061287E-3,1.3020169220277333E-4,2.5508475823655735E-3,3.7946571402702613E-6,null,5.5519046732947571E-5,1.6632379041672283E-2]
[2004,10,6,1,3.4733584256180527E-3,9.631785561864413E-3,2.7153455160000052E-4,2.1043081008394878E-3,9.0258064516128434E-6,null,5.900041810997901E-5,1.5551545767709353E-2,null,3.5822172038920954E-3,7.4443992819927026E-3,1.3020169220277333E-4,2.223930096499304E-3,3.7946571402702613E-6,null,5.5519046732947571E-5,1.3440061978460094E-2]
[2004,10,6,5,3.087174509821552E-3,9.643679789707843E-3,2.7153455160000052E-4,1.9531749957212505E-3,9.0258064516128434E-6,null,5.900041810997901E-5,1.5026122974638045E-2,null,3.1839298699880285E-3,7.4535923210869359E-3,1.3020169220277333E-4,2.0642056431667555E-3,3.7946571402702613E-6,null,5.5519046732947571E-5,1.2891243230317713E-2]
[2004,10,6,8,3.8885761818084562E-3,1.1957087741478793E-2,0,2.7192465041640333E-3,9.0258064516128434E-6,null,5.900041810997901E-5,1.8623910845561264E-2,null,4.0104483298871235E-3,9.2416234586682675E-3,0,2.8738254336417618E-3,3.7946571402702613E-6,null,5.5519046732947571E-5,1.6185210926070372E-2]
[2004,10,6,12,4.313457723580983E-3,1.3197004490215981E-2,0,2.6220929842290211E-3,9.0258064516128434E-6,null,5.900041810997901E-5,2.0191555616135965E-2,null,4.4486461148689352E-3,1.0199954112392157E-2,0,2.77114910175E-3,3.7946571402702613E-6,null,5.5519046732947571E-5,1.7479063032884313E-2]
[2004,10,6,13,4.3834826493725429E-3,1.3320570164551168E-2,0,2.6983537360474132E-3,9.0258064516128434E-6,null,5.900041810997901E-5,2.0461406968081103E-2,null,4.5208656969373071E-3,1.029545792229236E-2,0,2.8517449902907164E-3,3.7946571402702613E-6,null,5.5519046732947571E-5,1.7727382313393603E-2]
[2004,10,6,16,4.7258706324379909E-3,1.2668033536308129E-2,0,2.7954613473539763E-3,9.0258064516128434E-6,null,5.900041810997901E-5,2.0248365934210078E-2,null,4.8739844866069098E-3,9.7911128893215342E-3,0,2.9543728038212858E-3,3.7946571402702613E-6,null,5.5519046732947571E-5,1.7678783883622946E-2]
[2004,10,6,20,5.8736916881607726E-3,1.2188745818574143E-2,2.7153455160000052E-4,2.5968133435205587E-3,9.0258064516128434E-6,null,5.900041810997901E-5,2.1001344529642873E-2,null,6.0577794852667696E-3,9.4206717993647777E-3,1.3020169220277333E-4,2.7444324086109057E-3,3.7946571402702613E-6,null,5.5519046732947571E-5,1.8412399089318448E-2]
[2004,10,6,23,4.5043985446051905E-3,1.0095993337805486E-2,2.7153455160000052E-4,2.1548057382618111E-3,9.0258064516128434E-6,null,5.900041810997901E-5,1.7097291300059887E-2,null,4.6455712260101752E-3,7.8031850971165013E-3,1.3020169220277333E-4,2.277298334553804E-3,3.7946571402702613E-6,null,5.5519046732947571E-5,1.4915570053756473E-2]
[2004,10,7,3,3.0593306033533324E-3,8.7377911262344482E-3,2.7153455160000052E-4,2.0033525515012907E-3,9.0258064516128434E-6,null,5.900041810997901E-5,1.4142567960476471E-2,null,3.1552133056281986E-3,6.7534317046974157E-3,1.3020169220277333E-4,2.1172356041422825E-3,3.7946571402702613E-6,null,5.5519046732947571E-5,1.2215396010543889E-2]
[2004,10,7,5,3.087174509821552E-3,9.6437372450856873E-3,2.7153455160000052E-4,1.9531749957212505E-3,9.0258064516128434E-6,null,5.900041810997901E-5,1.5026180430015889E-2,null,3.1839298699880285E-3,7.4536367283020702E-3,1.3020169220277333E-4,2.0642056431667555E-3,3.7946571402702613E-6,null,5.5519046732947571E-5,1.2891287637532847E-2]
[2004,10,7,10,4.070173360073856E-3,1.2697109536016198E-2,0,2.9434831588263217E-3,9.0258064516128434E-6,null,5.900041810997901E-5,1.9769766473026359E-2,null,4.197736958484335E-3,9.8135857060136951E-3,0,3.110809098173985E-3,3.7946571402702613E-6,null,5.5519046732947571E-5,1.7181445466545233E-2]
[2004,10,7,11,4.0931265475475887E-3,1.2997041412330892E-2,0,2.8982820927701187E-3,9.0258064516128434E-6,null,5.900041810997901E-5,2.0047450470758583E-2,null,4.2214095234710414E-3,1.0045402810987909E-2,0,3.0630385216333443E-3,3.7946571402702613E-6,null,5.5519046732947571E-5,1.7389164559965514E-2]
[2004,10,7,14,4.2786795972883694E-3,1.2912858046688007E-2,0,3.0631911870720812E-3,9.0258064516128434E-6,null,5.900041810997901E-5,2.0313729249158436E-2,null,4.4127780047983874E-3,9.9803375556702517E-3,0,3.2373220772867525E-3,3.7946571402702613E-6,null,5.5519046732947571E-5,1.7689751341628607E-2]
[2004,10,7,17,5.1501315380630755E-3,1.2324676791323937E-2,0,2.8718951254739999E-3,9.0258064516128434E-6,null,5.900041810997901E-5,2.0405703872970991E-2,null,5.3115421840387788E-3,9.5257327384232326E-3,0,3.0351515545576717E-3,3.7946571402702613E-6,null,5.5519046732947571E-5,1.7931740180892899E-2]
[2004,10,7,21,5.6966345643651587E-3,1.1083228943529741E-2,2.7153455160000052E-4,2.472105873269292E-3,9.0258064516128434E-6,null,5.900041810997901E-5,1.959406306055159E-2,null,5.8751732013156855E-3,8.5662186994747182E-3,1.3020169220277333E-4,2.6126357880307534E-3,3.7946571402702613E-6,null,5.5519046732947571E-5,1.7243543084897148E-2]
[2004,10,7,24,3.667755064730742E-3,9.5465912966038301E-3,2.7153455160000052E-4,1.8526006470762999E-3,9.0258064516128434E-6,null,5.900041810997901E-5,1.540904068779827E-2,null,3.7827064421671131E-3,7.3785527031769455E-3,1.3020169220277333E-4,1.9579140213276868E-3,3.7946571402702613E-6,null,5.5519046732947571E-5,1.330868856274774E-2]
[2004,10,8,2,3.4137797033442271E-3,8.698471310057557E-3,2.7153455160000052E-4,1.9526791085343971E-3,9.0258064516128434E-6,null,5.900041810997901E-5,1.4407023801323578E-2,null,3.5207712205633721E-3,6.7230414505295606E-3,1.3020169220277333E-4,2.0636815666596735E-3,3.7946571402702613E-6,null,5.5519046732947571E-5,1.2497009633828599E-2]
[2004,10,8,8,4.2341615211142396E-3,1.2130259351837092E-2,0,2.9491319199685079E-3,9.0258064516128434E-6,null,5.900041810997901E-5,1.9372553211029819E-2,null,4.3668646843708333E-3,9.3754676564582456E-3,0,3.1167789701271615E-3,3.7946571402702613E-6,null,5.5519046732947571E-5,1.6918425014829461E-2]
[2004,10,8,11,4.6821579072991257E-3,1.244096268670126E-2,0,2.9623098828323361E-3,9.0258064516128434E-6,null,5.900041810997901E-5,2.0144430894942701E-2,null,4.8289017577798129E-3,9.615610013046158E-3,0,3.1307060505825976E-3,3.7946571402702613E-6,null,5.5519046732947571E-5,1.7634531525281789E-2]
[2004,10,8,12,4.578129556274001E-3,1.2937125019355386E-2,0,2.7420440218225263E-3,9.0258064516128434E-6,null,5.900041810997901E-5,2.0316299015561895E-2,null,4.7216130466620088E-3,9.9990934792465024E-3,0,2.897918904377331E-3,3.7946571402702613E-6,null,5.5519046732947571E-5,1.7677939134159059E-2]
[2004,10,8,15,4.8642834150027956E-3,1.1610442020246518E-2,0,2.4762886149755012E-3,9.0258064516128434E-6,null,5.900041810997901E-5,1.9010014468334797E-2,null,5.0167352742265291E-3,8.9737012606840479E-3,0,2.6170563028605968E-3,3.7946571402702613E-6,null,5.5519046732947571E-5,1.6666806541644392E-2]
[2004,10,8,19,6.2695114691849185E-3,1.1709778945509695E-2,2.7153455160000052E-4,1.7435817547052262E-3,9.0258064516128434E-6,null,5.900041810997901E-5,2.0064965848787239E-2,null,6.4660046827492877E-3,9.050478689993988E-3,1.3020169220277333E-4,1.8426978152339467E-3,3.7946571402702613E-6,null,5.5519046732947571E-5,1.7548696584053215E-2]
[2004,10,8,23,4.9125809389844359E-3,8.6854777864462489E-3,2.7153455160000052E-4,2.0073931762168784E-3,9.0258064516128434E-6,null,5.900041810997901E-5,1.5947545581034964E-2,null,5.0665464944093805E-3,6.7129987666241422E-3,1.3020169220277333E-4,2.1215059231654665E-3,3.7946571402702613E-6,null,5.5519046732947571E-5,1.4090566580274983E-2]
[2004,10,9,2,3.6875391703091519E-3,7.8856236477220648E-3,2.7153455160000052E-4,1.576301929241393E-3,9.0258064516128434E-6,null,5.900041810997901E-5,1.3491558426660008E-2,null,3.8031106028330215E-3,6.0947921487782388E-3,1.3020169220277333E-4,1.6659087612747108E-3,3.7946571402702613E-6,null,5.5519046732947571E-5,1.1753326908961963E-2]
[2004,10,9,6,3.6146922498694048E-3,8.4403740782525057E-3,2.7153455160000052E-4,1.8049692577670174E-3,9.0258064516128434E-6,null,5.900041810997901E-5,1.4202129265276328E-2,null,3.7279805817775681E-3,6.5235583085105735E-3,1.3020169220277333E-4,1.9075749668039078E-3,3.7946571402702613E-6,null,5.5519046732947571E-5,1.234862925316804E-2]
[2004,10,9,9,4.7209091811134763E-3,9.3886254721742696E-3,0,2.7466718030952349E-3,9.0258064516128434E-6,null,5.900041810997901E-5,1.6915206874492963E-2,null,4.8688675380766733E-3,7.2564610450508715E-3,0,2.9028097575980578E-3,3.7946571402702613E-6,null,5.5519046732947571E-5,1.5087452044598821E-2]
[2004,10,9,12,5.6965662290828995E-3,9.4876624927910536E-3,0,2.343134054007553E-3,9.0258064516128434E-6,null,5.900041810997901E-5,1.7586363193991487E-2,null,5.8751027243323902E-3,7.3330066783018231E-3,0,2.4763324062483873E-3,3.7946571402702613E-6,null,5.5519046732947571E-5,1.5743755512755819E-2]
[2004,10,9,13,5.1511945202056602E-3,9.3957693529084993E-3,0,2.5400262849549766E-3,9.0258064516128434E-6,null,5.900041810997901E-5,1.7145990576179118E-2,null,5.312638481181773E-3,7.261982544700854E-3,0,2.6844172194923142E-3,3.7946571402702613E-6,null,5.5519046732947571E-5,1.531835194924816E-2]
[2004,10,9,16,5.2873493298539716E-3,9.0281339317118264E-3,0,2.2092371979076028E-3,9.0258064516128434E-6,null,5.900041810997901E-5,1.6583720877583384E-2,null,5.4530605285919949E-3,6.9778374245657426E-3,0,2.3348240178196582E-3,3.7946571402702613E-6,null,5.5519046732947571E-5,1.4825035674850613E-2]
[2004,10,9,21,6.0472556877299742E-3,8.1048072948097204E-3,2.7153455160000052E-4,1.8763931340131704E-3,9.0258064516128434E-6,null,5.900041810997901E-5,1.6370549795940267E-2,null,6.2367831667317717E-3,6.2641990125963361E-3,1.3020169220277333E-4,1.9830590216003956E-3,3.7946571402702613E-6,null,5.5519046732947571E-5,1.4673556597004497E-2]
[2004,10,9,24,4.4737876706856996E-3,7.6469239484395993E-3,2.7153455160000052E-4,1.6175423347734828E-3,9.0258064516128434E-6,null,5.900041810997901E-5,1.408034763328618E-2,null,4.6140009744715478E-3,5.9103013439802243E-3,1.3020169220277333E-4,1.7094935286469707E-3,3.7946571402702613E-6,null,5.5519046732947571E-5,1.2423311243174735E-2]
[2004,10,10,3,3.3943576603528863E-3,7.0742095664810718E-3,2.7153455160000052E-4,1.7961576903116872E-3,9.0258064516128434E-6,null,5.900041810997901E-5,1.2606818596533044E-2,null,3.5007404699143275E-3,5.4676508606970736E-3,1.3020169220277333E-4,1.8982624949023716E-3,3.7946571402702613E-6,null,5.5519046732947571E-5,1.1056169221589767E-2]
[2004,10,10,7,3.8118272972027449E-3,8.0436307417962368E-3,6.7883637900000129E-5,1.8776873428179744E-3,9.0258064516128434E-6,null,5.900041810997901E-5,1.3862919115246291E-2,null,3.9312940529238451E-3,6.2169157041793025E-3,3.2550423050693332E-5,1.9844268013048077E-3,3.7946571402702613E-6,null,5.5519046732947571E-5,1.2224500685331867E-2]
[2004,10,10,10,4.81596807252682E-3,8.602149090032268E-3,0,2.616893355429333E-3,9.0258064516128434E-6,null,5.900041810997901E-5,1.6094010936098403E-2,null,4.9669056770986191E-3,6.6485940844632626E-3,0,2.7656538936226172E-3,3.7946571402702613E-6,null,5.5519046732947571E-5,1.4440467359057716E-2]
[2004,10,10,13,5.3377890440638801E-3,8.6720389483581246E-3,0,2.4929859220801922E-3,9.0258064516128434E-6,null,5.900041810997901E-5,1.6561814332612178E-2,null,5.5050810775423911E-3,6.702611899519235E-3,0,2.6347027890314197E-3,3.7946571402702613E-6,null,5.5519046732947571E-5,1.4901709469966263E-2]
[2004,10,10,17,6.2845962531512525E-3,8.2232607160325419E-3,0,2.2997995941226087E-3,9.0258064516128434E-6,null,5.900041810997901E-5,1.6866656981416383E-2,null,6.4815622400237237E-3,6.3557515661947219E-3,0,2.4305345454145948E-3,3.7946571402702613E-6,null,5.5519046732947571E-5,1.5327162055506259E-2]
[2004,10,10,18,6.9433053167191608E-3,8.1830122403727668E-3,6.7883637900000129E-5,2.418292291458477E-3,9.0258064516128434E-6,null,5.900041810997901E-5,1.7674383581979737E-2,null,7.1609159521165769E-3,6.3246435518625457E-3,3.2550423050693332E-5,2.5557631066293199E-3,3.7946571402702613E-6,null,5.5519046732947571E-5,1.6133186737532355E-2]
[2004,10,10,22,5.7980004862152089E-3,7.9477767725836951E-3,2.7153455160000052E-4,1.9902799708292384E-3,9.0258064516128434E-6,null,5.900041810997901E-5,1.6078150909015543E-2,null,5.9797160398725839E-3,6.1428302487880103E-3,1.3020169220277333E-4,2.1034198964596036E-3,3.7946571402702613E-6,null,5.5519046732947571E-5,1.4415481581196189E-2]
[2004,10,11,1,3.2707872495893282E-3,7.7493531421904717E-3,2.7153455160000052E-4,1.7574750895047303E-3,9.0258064516128434E-6,null,5.900041810997901E-5,1.3119709160671927E-2,null,3.3732972299468128E-3,5.9894687851069434E-3,1.3020169220277333E-4,1.8573809338271944E-3,3.7946571402702613E-6,null,5.5519046732947571E-5,1.1409662344956942E-2]
[2004,10,11,4,2.9375890285500859E-3,7.5399754766932951E-3,2.7153455160000052E-4,1.6318303049666948E-3,9.0258064516128434E-6,null,5.900041810997901E-5,1.2451488489597474E-2,null,3.0296562193014385E-3,5.8276409565406716E-3,1.3020169220277333E-4,1.7245937161707904E-3,3.7946571402702613E-6,null,5.5519046732947571E-5,1.0771406288088892E-2]
[2004,10,11,8,3.9495866845727845E-3,8.9416740650968569E-3,0,2.8611788704548092E-3,9.0258064516128434E-6,null,5.900041810997901E-5,1.5811440038234433E-2,null,4.073370967242522E-3,6.9110126634852982E-3,0,3.0238261207728412E-3,3.7946571402702613E-6,null,5.5519046732947571E-5,1.4067523455373881E-2]
[2004,10,11,10,4.1201361852364728E-3,9.5235379565480251E-3,0,3.2545662199664786E-3,9.0258064516128434E-6,null,5.900041810997901E-5,1.6957240779860955E-2,null,4.2492656721732289E-3,7.3607347952660317E-3,0,3.4395760605331243E-3,3.7946571402702613E-6,null,5.5519046732947571E-5,1.5108890231845602E-2]
[2004,10,11,13,4.3727412044639747E-3,9.6733594219401108E-3,0,3.1572362671124319E-3,9.0258064516128434E-6,null,5.900041810997901E-5,1.7262337311626498E-2,null,4.5097876036249863E-3,7.4765316848695463E-3,0,3.3367132661749118E-3,3.7946571402702613E-6,null,5.5519046732947571E-5,1.5382346258542663E-2]
[2004,10,11,16,4.7937012798562476E-3,9.1390690100768383E-3,0,3.0378687388848652E-3,9.0258064516128434E-6,null,5.900041810997901E-5,1.7029639446927931E-2,null,4.9439410192643708E-3,7.0635790570412523E-3,0,3.2105601432248498E-3,3.7946571402702613E-6,null,5.5519046732947571E-5,1.5277393923403691E-2]
[2004,10,11,19,5.4881855050147232E-3,8.9427244864440959E-3,2.7153455160000052E-4,3.0556835761981621E-3,9.0258064516128434E-6,null,5.900041810997901E-5,1.7828687247044381E-2,null,5.6601911248812947E-3,6.9118245332962435E-3,1.3020169220277333E-4,3.2293876869906482E-3,3.7946571402702613E-6,null,5.5519046732947571E-5,1.599091874124418E-2]
[2004,10,11,23,4.5016954637388008E-3,8.5881462192605208E-3,2.7153455160000052E-4,2.4794457481206252E-3,9.0258064516128434E-6,null,5.900041810997901E-5,1.5911381110507349E-2,null,4.6427834276903494E-3,6.6377712769527045E-3,1.3020169220277333E-4,2.6203929071426865E-3,3.7946571402702613E-6,null,5.5519046732947571E-5,1.4090463007861733E-2]
[2004,10,12,2,3.5451306434291191E-3,8.1008214603541032E-3,2.7153455160000052E-4,1.917762710896569E-3,9.0258064516128434E-6,null,5.900041810997901E-5,1.390580849406719E-2,null,3.6562388399858548E-3,6.2611183643646083E-3,1.3020169220277333E-4,2.0267803032291308E-3,3.7946571402702613E-6,null,5.5519046732947571E-5,1.2133652903655586E-2]
[2004,10,12,7,4.4294461897626276E-3,1.1130135215294058E-2,6.7883637900000129E-5,2.4823823687258875E-3,9.0258064516128434E-6,null,5.900041810997901E-5,1.8171737507211908E-2,null,4.5682697839796206E-3,8.6024725190391622E-3,3.2550423050693332E-5,2.6234964635769545E-3,3.7946571402702613E-6,null,5.5519046732947571E-5,1.588610289351965E-2]
[2004,10,12,10,4.6639612586182894E-3,1.257499218124428E-2,0,2.9434831588263217E-3,9.0258064516128434E-6,null,5.900041810997901E-5,2.0241437016798869E-2,null,4.8101348066132135E-3,9.7192013011342584E-3,0,3.110809098173985E-3,3.7946571402702613E-6,null,5.5519046732947571E-5,{"$f":"SUM(N6852:T6852)","v":1.7699458909794675E-2}]
[2004,10,12,13,4.87055702530469E-3,1.2854510607224204E-2,0,2.6983537360474132E-3,9.0258064516128434E-6,null,5.900041810997901E-5,2.0482421786686286E-2,null,5.0232055062038013E-3,9.9352408668309331E-3,0,2.8517449902907164E-3,3.7946571402702613E-6,null,5.5519046732947571E-5,1.7869505067198671E-2]
[2004,10,12,14,4.7507597490430951E-3,1.2434745267431156E-2,0,3.0631911870720812E-3,9.0258064516128434E-6,null,5.900041810997901E-5,2.0307696621656313E-2,null,4.8996536548202695E-3,9.6108045747135742E-3,0,3.2373220772867525E-3,3.7946571402702613E-6,null,5.5519046732947571E-5,1.7807094010693813E-2]
[2004,10,12,17,5.7233424604270517E-3,1.2461479517054631E-2,0,2.8718951254739999E-3,9.0258064516128434E-6,null,5.900041810997901E-5,2.1115717521065662E-2,null,5.9027181514846707E-3,9.6314674546565844E-3,0,3.0351515545576717E-3,3.7946571402702613E-6,null,5.5519046732947571E-5,1.8628650864572143E-2]
[2004,10,12,20,6.6379344913947242E-3,1.1134724974255602E-2,2.7153455160000052E-4,2.5968133435205587E-3,9.0258064516128434E-6,null,5.900041810997901E-5,2.0711566488558285E-2,null,6.8459744776128983E-3,8.6060199400337812E-3,1.3020169220277333E-4,2.7444324086109057E-3,3.7946571402702613E-6,null,5.5519046732947571E-5,1.8385942222333578E-2]
[2004,10,12,24,4.0652996261985102E-3,1.0117749617398466E-2,2.7153455160000052E-4,1.8526006470762999E-3,9.0258064516128434E-6,null,5.900041810997901E-5,1.6377743570060676E-2,null,4.1927104765622026E-3,7.8200005080432226E-3,1.3020169220277333E-4,1.9579140213276868E-3,3.7946571402702613E-6,null,5.5519046732947571E-5,1.4160140402009105E-2]
[2004,10,13,4,3.4471216952497337E-3,9.2939892941051629E-3,2.7153455160000052E-4,1.621832364292575E-3,9.0258064516128434E-6,null,5.900041810997901E-5,1.4705037033034871E-2,null,3.5551581862548511E-3,7.1833168194508348E-3,1.3020169220277333E-4,1.7140274301980663E-3,3.7946571402702613E-6,null,5.5519046732947571E-5,1.2642017831979746E-2]
[2004,10,13,7,4.6257988363208585E-3,1.0698574604099242E-2,6.7883637900000129E-5,2.4823823687258875E-3,9.0258064516128434E-6,null,5.900041810997901E-5,1.7936529542575325E-2,null,4.7707763330713622E-3,8.2689196711814121E-3,3.2550423050693332E-5,2.6234964635769545E-3,3.7946571402702613E-6,null,5.5519046732947571E-5,1.5755056594753642E-2]
[2004,10,13,11,4.8072837541554723E-3,1.1984637930729194E-2,0,2.8982820927701187E-3,9.0258064516128434E-6,null,5.900041810997901E-5,1.9749204195764768E-2,null,4.957949182875487E-3,9.2629169776899632E-3,0,3.0630385216333443E-3,3.7946571402702613E-6,null,5.5519046732947571E-5,1.7343218386072012E-2]
[2004,10,13,14,4.885840805879023E-3,1.2352183424145267E-2,0,3.0631911870720812E-3,9.0258064516128434E-6,null,5.900041810997901E-5,2.0360215835206349E-2,null,5.0389682968533566E-3,9.5469925927160748E-3,0,3.2373220772867525E-3,3.7946571402702613E-6,null,5.5519046732947571E-5,1.78825966707294E-2]
[2004,10,13,15,4.926106036282853E-3,1.1218672596777949E-2,0,3.0703066602472818E-3,9.0258064516128434E-6,null,5.900041810997901E-5,1.9274085711418063E-2,null,5.0804954827629459E-3,8.6709029896839644E-3,0,3.2448420383318338E-3,3.7946571402702613E-6,null,5.5519046732947571E-5,1.705555421465196E-2]
[2004,10,13,18,6.2759343154225348E-3,1.1353064828849069E-2,6.7883637900000129E-5,3.0846765281550121E-3,9.0258064516128434E-6,null,5.900041810997901E-5,2.0843449405855953E-2,null,6.4726288278765644E-3,8.7747746373145804E-3,3.2550423050693332E-5,3.2600287791470081E-3,3.7946571402702613E-6,null,5.5519046732947571E-5,1.8599296371262064E-2]
[2004,10,13,21,6.6038356904115697E-3,1.1091815101222251E-2,2.7153455160000052E-4,2.472105873269292E-3,9.0258064516128434E-6,null,5.900041810997901E-5,2.0509850344290512E-2,null,6.8108069836355922E-3,8.5728549338209524E-3,1.3020169220277333E-4,2.6126357880307534E-3,3.7946571402702613E-6,null,5.5519046732947571E-5,1.8185813101563291E-2]
[2004,10,14,2,3.5798165452765175E-3,9.0272136572949989E-3,2.7153455160000052E-4,1.917762710896569E-3,9.0258064516128434E-6,null,5.900041810997901E-5,1.4866886592855484E-2,null,3.6920118351981626E-3,6.9771261452122035E-3,1.3020169220277333E-4,2.0267803032291308E-3,3.7946571402702613E-6,null,5.5519046732947571E-5,1.288543367971549E-2]
[2004,10,14,5,3.4779949051821054E-3,9.706255087556865E-3,2.7153455160000052E-4,1.9531749957212505E-3,9.0258064516128434E-6,null,5.900041810997901E-5,1.547951866784762E-2,null,3.5869989956983611E-3,7.50195671825771E-3,1.3020169220277333E-4,2.0642056431667555E-3,3.7946571402702613E-6,null,5.5519046732947571E-5,1.3342676753198817E-2]
[2004,10,14,9,4.7783381820221396E-3,1.2454675308777731E-2,0,2.6963575128438233E-3,9.0258064516128434E-6,null,5.900041810997901E-5,1.9988371421753675E-2,null,4.9280964254670503E-3,9.6262084875745474E-3,0,2.8496352893110821E-3,3.7946571402702613E-6,null,5.5519046732947571E-5,1.7463253906225898E-2]
[2004,10,14,12,4.8905040221499827E-3,1.255238286901485E-2,0,2.6220929842290211E-3,9.0258064516128434E-6,null,5.900041810997901E-5,2.0123980293503832E-2,null,5.0437776633235993E-3,9.7017265819717476E-3,0,2.77114910175E-3,3.7946571402702613E-6,null,5.5519046732947571E-5,1.7575967050918566E-2]
[2004,10,14,15,4.8459329103942928E-3,1.1401116067114234E-2,0,3.0703066602472818E-3,9.0258064516128434E-6,null,5.900041810997901E-5,1.9376356055865789E-2,null,4.9978096451224778E-3,8.8119134005628357E-3,0,3.2448420383318338E-3,3.7946571402702613E-6,null,5.5519046732947571E-5,1.7113878787890367E-2]
[2004,10,14,18,6.1588964606640404E-3,1.1310262290341254E-2,6.7883637900000129E-5,3.0846765281550121E-3,9.0258064516128434E-6,null,5.900041810997901E-5,2.0683609012589643E-2,null,6.3519228812255503E-3,8.7416925898698532E-3,3.2550423050693332E-5,3.2600287791470081E-3,3.7946571402702613E-6,null,5.5519046732947571E-5,1.8445508377166322E-2]
[2004,10,14,20,6.7202824754035396E-3,1.1578995019216786E-2,2.7153455160000052E-4,2.5968133435205587E-3,9.0258064516128434E-6,null,5.900041810997901E-5,2.1238184517528284E-2,null,6.9309033357596696E-3,8.9493958989852306E-3,1.3020169220277333E-4,2.7444324086109057E-3,3.7946571402702613E-6,null,5.5519046732947571E-5,1.8814247039431801E-2]
[2004,10,14,23,5.1014021693860049E-3,9.7184958025025858E-3,2.7153455160000052E-4,2.1548057382618111E-3,9.0258064516128434E-6,null,5.900041810997901E-5,1.7316797389537803E-2,null,5.2612855846845847E-3,7.5114175569534758E-3,1.3020169220277333E-4,2.277298334553804E-3,3.7946571402702613E-6,null,5.5519046732947571E-5,1.5239516872267855E-2]
[2004,10,15,3,3.432644114981303E-3,8.5428198360581985E-3,2.7153455160000052E-4,2.0738535661614758E-3,9.0258064516128434E-6,null,5.900041810997901E-5,1.4391411196588377E-2,null,3.5402268630934436E-3,6.6027385519818859E-3,1.3020169220277333E-4,2.1917443361449658E-3,3.7946571402702613E-6,null,5.5519046732947571E-5,1.2524225147296286E-2]
[2004,10,15,6,3.9021414507069935E-3,1.0440518594711873E-2,2.7153455160000052E-4,2.0920702796313243E-3,9.0258064516128434E-6,null,5.900041810997901E-5,1.6776824004437592E-2,null,4.0244387488618414E-3,8.0694683899357605E-3,1.3020169220277333E-4,2.2109966012142956E-3,3.7946571402702613E-6,null,5.5519046732947571E-5,1.4494419136087891E-2]
[2004,10,15,10,4.7001397655286681E-3,1.2403102512898372E-2,0,3.0824768613661596E-3,9.0258064516128434E-6,null,5.900041810997901E-5,2.024471955790318E-2,null,4.8474471867320105E-3,9.5863479152903421E-3,0,3.2577040695799787E-3,3.7946571402702613E-6,null,5.5519046732947571E-5,1.7750812875475547E-2]
[2004,10,15,11,4.8522111135603516E-3,1.2358645535730628E-2,0,2.9623098828323361E-3,9.0258064516128434E-6,null,5.900041810997901E-5,2.0232166950233294E-2,null,5.0042846139092025E-3,9.5519871535415038E-3,0,3.1307060505825976E-3,3.7946571402702613E-6,null,5.5519046732947571E-5,1.7746291521906522E-2]
[2004,10,15,17,6.1634324323461874E-3,1.2126316380219503E-2,0,2.1002317493628107E-3,9.0258064516128434E-6,null,5.900041810997901E-5,2.0448980980038483E-2,null,6.3566010151250955E-3,9.3724201368794134E-3,0,2.2196220197831257E-3,3.7946571402702613E-6,null,5.5519046732947571E-5,1.8007956875660851E-2]
[2004,10,15,18,6.4554133810556594E-3,1.1807892022878318E-2,6.7883637900000129E-5,2.0908088631093097E-3,9.0258064516128434E-6,null,5.900041810997901E-5,2.0483888000472624E-2,null,6.6577329599199061E-3,9.1263102082546257E-3,3.2550423050693332E-5,2.2096634779105312E-3,3.7946571402702613E-6,null,5.5519046732947571E-5,1.8085570773008975E-2]
[2004,10,15,21,6.1029171866101338E-3,1.1526042140349125E-2,2.7153455160000052E-4,1.9163689305250016E-3,9.0258064516128434E-6,null,5.900041810997901E-5,1.9887421936871659E-2,null,6.2941891566844063E-3,8.9084686616739423E-3,1.3020169220277333E-4,2.0253072916891373E-3,3.7946571402702613E-6,null,5.5519046732947571E-5,1.7417480506123479E-2]
[2004,10,16,1,4.0847832220820973E-3,8.1434029942506689E-3,2.7153455160000052E-4,1.5265601031646263E-3,9.0258064516128434E-6,null,5.900041810997901E-5,1.4096839998884791E-2,null,4.2128047092371531E-3,6.2940295975237887E-3,1.3020169220277333E-4,1.6133392995961553E-3,3.7946571402702613E-6,null,5.5519046732947571E-5,1.2309689002433091E-2]
[2004,10,16,4,3.5125139537936865E-3,8.5242872672767374E-3,2.7153455160000052E-4,1.3116357105810456E-3,9.0258064516128434E-6,null,5.900041810997901E-5,1.3690530611038866E-2,null,3.622599908315489E-3,6.5884147445378714E-3,1.3020169220277333E-4,1.3861972641937472E-3,3.7946571402702613E-6,null,5.5519046732947571E-5,1.1786727313123099E-2]
[2004,10,16,7,4.1246463900785936E-3,9.4026780695626536E-3,6.7883637900000129E-5,2.0820905977179107E-3,9.0258064516128434E-6,null,5.900041810997901E-5,1.5739188790788491E-2,null,4.2539172316723457E-3,7.2673222862232687E-3,3.2550423050693332E-5,2.2004496119441049E-3,3.7946571402702613E-6,null,5.5519046732947571E-5,1.381355325676363E-2]
[2004,10,16,12,6.0858866088238789E-3,9.5356465515406951E-3,0,2.343134054007553E-3,9.0258064516128434E-6,null,5.900041810997901E-5,1.8023667632482105E-2,null,6.2766248223248477E-3,7.3700935185567864E-3,0,2.4763324062483873E-3,3.7946571402702613E-6,null,5.5519046732947571E-5,1.6182364451003239E-2]
[2004,10,16,15,5.545588390520933E-3,8.4771081738903541E-3,0,2.4172177287950783E-3,9.0258064516128434E-6,null,5.900041810997901E-5,1.649891471131635E-2,null,5.7193930783844965E-3,6.5519500613620682E-3,0,2.5546274591227817E-3,3.7946571402702613E-6,null,5.5519046732947571E-5,1.4885284302742566E-2]
[2004,10,16,18,6.7816133507320126E-3,8.7587894847320977E-3,6.7883637900000129E-5,2.1729072312834672E-3,9.0258064516128434E-6,null,5.900041810997901E-5,1.7843083800176913E-2,null,6.9941563864989766E-3,6.7696613190216647E-3,3.2550423050693332E-5,2.2964288293261109E-3,3.7946571402702613E-6,null,5.5519046732947571E-5,1.6152110661770663E-2]
[2004,10,16,19,6.638871049393277E-3,8.508237158606163E-3,2.7153455160000052E-4,2.1385882281463472E-3,9.0258064516128434E-6,null,5.900041810997901E-5,1.7627790115533188E-2,null,6.8469403883435944E-3,6.5760096285086894E-3,1.3020169220277333E-4,2.2601589200252595E-3,3.7946571402702613E-6,null,5.5519046732947571E-5,1.5872624332953535E-2]
[2004,10,16,22,5.9157241544686191E-3,7.9658433137533066E-3,2.7153455160000052E-4,1.9462848780470762E-3,9.0258064516128434E-6,null,5.900041810997901E-5,1.6169946025656402E-2,null,6.1011292941489876E-3,6.1567938638671981E-3,1.3020169220277333E-4,2.056923848234775E-3,3.7946571402702613E-6,null,5.5519046732947571E-5,1.4504362402326951E-2]
[2004,10,17,2,3.7617012839491716E-3,7.7459844063885314E-3,2.7153455160000052E-4,1.75139949062505E-3,9.0258064516128434E-6,null,5.900041810997901E-5,1.3601178860350151E-2,null,3.8795970366542034E-3,5.9868650919262644E-3,1.3020169220277333E-4,1.8509599600176139E-3,3.7946571402702613E-6,null,5.5519046732947571E-5,1.1906937484674075E-2]
[2004,10,17,5,3.536008831216885E-3,7.8964158121606638E-3,2.7153455160000052E-4,1.6687432754946138E-3,9.0258064516128434E-6,null,5.900041810997901E-5,1.3443261598259561E-2,null,3.6468311403956453E-3,6.1031334039569202E-3,1.3020169220277333E-4,1.7636050501458299E-3,3.7946571402702613E-6,null,5.5519046732947571E-5,1.1703084990574389E-2]
[2004,10,17,9,5.1844284071133982E-3,8.5432587386640203E-3,0,2.298244721466355E-3,9.0258064516128434E-6,null,5.900041810997901E-5,1.6084932285353751E-2,null,5.3469139537489089E-3,6.6030777794514614E-3,0,2.4288912840998247E-3,3.7946571402702613E-6,null,5.5519046732947571E-5,1.4438196721173413E-2]
[2004,10,17,13,5.557521505774027E-3,8.80992145577047E-3,0,2.4929859220801922E-3,9.0258064516128434E-6,null,5.900041810997901E-5,1.6919429301734672E-2,null,5.7317001902680203E-3,6.8091811781422875E-3,0,2.6347027890314197E-3,3.7946571402702613E-6,null,5.5519046732947571E-5,1.5234897861314945E-2]
[2004,10,17,16,6.0532898661583246E-3,8.7951410943998849E-3,0,2.1782364513035848E-3,9.0258064516128434E-6,null,5.900041810997901E-5,1.7085667829971774E-2,null,6.2430064627837893E-3,6.7977574487758001E-3,0,2.3020609954470693E-3,3.7946571402702613E-6,null,5.5519046732947571E-5,1.5402138610879877E-2]
[2004,10,17,19,7.1131502383330429E-3,8.315279081695031E-3,2.7153455160000052E-4,2.3914973554534295E-3,9.0258064516128434E-6,null,5.900041810997901E-5,1.8162020354868906E-2,null,7.3360839957343875E-3,6.4268724866998689E-3,1.3020169220277333E-4,2.5274449793590667E-3,3.7946571402702613E-6,null,5.5519046732947571E-5,1.6479916857869314E-2]
[2004,10,17,20,6.6381538976238545E-3,8.2582904752923885E-3,2.7153455160000052E-4,2.5127782949771354E-3,9.0258064516128434E-6,null,5.900041810997901E-5,1.7751316347280777E-2,null,6.8462007602685653E-3,6.3828260388361065E-3,1.3020169220277333E-4,2.6556202838360489E-3,3.7946571402702613E-6,null,5.5519046732947571E-5,1.6074162479016715E-2]
[2004,10,18,2,3.5051140849465148E-3,8.569492545721473E-3,2.7153455160000052E-4,1.8531685512325417E-3,9.0258064516128434E-6,null,5.900041810997901E-5,1.4269868861287926E-2,null,3.614968119642206E-3,6.6233538677393572E-3,1.3020169220277333E-4,1.9585142086978201E-3,3.7946571402702613E-6,null,5.5519046732947571E-5,1.2386351592155377E-2]
[2004,10,18,4,3.3574915117131373E-3,8.9832376649178237E-3,2.7153455160000052E-4,1.6318303049666948E-3,9.0258064516128434E-6,null,5.900041810997901E-5,1.4314653160985055E-2,null,3.4627188966368586E-3,6.9431371362195463E-3,1.3020169220277333E-4,1.7245937161707904E-3,3.7946571402702613E-6,null,5.5519046732947571E-5,1.2319965145103187E-2]
[2004,10,18,7,4.536527500963488E-3,1.0998648220881041E-2,6.7883637900000129E-5,2.356287588920303E-3,9.0258064516128434E-6,null,5.900041810997901E-5,1.8021237044194168E-2,null,4.6787071383194018E-3,8.5008463272481793E-3,3.2550423050693332E-5,2.4902336701156649E-3,3.7946571402702613E-6,null,5.5519046732947571E-5,1.5761651262607156E-2]
[2004,10,18,10,4.8548098601512548E-3,1.1668554459277747E-2,0,3.2545662199664786E-3,9.0258064516128434E-6,null,5.900041810997901E-5,1.9836930957505463E-2,null,5.006964808005449E-3,9.0186163178788206E-3,0,3.4395760605331243E-3,3.7946571402702613E-6,null,5.5519046732947571E-5,1.7524470890290612E-2]
[2004,10,18,14,5.1995195260670724E-3,1.1634908422942142E-2,0,3.1004901318826919E-3,9.0258064516128434E-6,null,5.900041810997901E-5,1.9993918499001888E-2,null,5.3624780445559826E-3,8.9926113235680675E-3,0,3.276741326729784E-3,3.7946571402702613E-6,null,5.5519046732947571E-5,1.7691144398727054E-2]
[2004,10,18,17,5.9983464931620181E-3,1.1360619946905503E-2,0,3.2143887107519823E-3,9.0258064516128434E-6,null,5.900041810997901E-5,2.0632355568929485E-2,null,6.1863411055504058E-3,8.7806139819587726E-3,0,3.3971146111337466E-3,3.7946571402702613E-6,null,5.5519046732947571E-5,1.8423383402516143E-2]
[2004,10,18,19,6.5095548753447072E-3,1.169503864046777E-2,2.7153455160000052E-4,3.0556835761981621E-3,9.0258064516128434E-6,null,5.900041810997901E-5,2.1602370771398042E-2,null,6.7135713067073216E-3,9.0390859201315722E-3,1.3020169220277333E-4,3.2293876869906482E-3,3.7946571402702613E-6,null,5.5519046732947571E-5,1.9171560309905536E-2]
[2004,10,18,22,5.9667212372982205E-3,1.0853822033441728E-2,2.7153455160000052E-4,2.439445819719166E-3,9.0258064516128434E-6,null,5.900041810997901E-5,1.9602082769846516E-2,null,6.1537246802494013E-3,8.3889102839401035E-3,1.3020169220277333E-4,2.5781191333572157E-3,3.7946571402702613E-6,null,5.5519046732947571E-5,1.7310269493622712E-2]
[2004,10,19,1,4.0748009113353682E-3,9.3127505694735099E-3,2.7153455160000052E-4,2.1043081008394878E-3,9.0258064516128434E-6,null,5.900041810997901E-5,1.5833953261035764E-2,null,4.2025095421654828E-3,7.1978173940311467E-3,1.3020169220277333E-4,2.223930096499304E-3,3.7946571402702613E-6,null,5.5519046732947571E-5,1.3813772428771926E-2]
[2004,10,19,5,3.6634156915244659E-3,9.5951957039089215E-3,2.7153455160000052E-4,1.9531749957212505E-3,9.0258064516128434E-6,null,5.900041810997901E-5,1.5553880070542037E-2,null,3.778231068350527E-3,7.4161190103294132E-3,1.3020169220277333E-4,2.0642056431667555E-3,3.7946571402702613E-6,null,5.5519046732947571E-5,1.3448071117922688E-2]
[2004,10,19,8,5.0907919029614052E-3,1.1982160743929347E-2,0,2.7192465041640333E-3,9.0258064516128434E-6,null,5.900041810997901E-5,1.9851199569164767E-2,null,5.2503427811306106E-3,9.2610023620129742E-3,0,2.8738254336417618E-3,3.7946571402702613E-6,null,5.5519046732947571E-5,1.7444484280658566E-2]
[2004,10,19,11,5.0000586843805487E-3,1.2318387188119631E-2,0,2.8982820927701187E-3,9.0258064516128434E-6,null,5.900041810997901E-5,2.0275728383380279E-2,null,5.1567658861670536E-3,9.5208715091862003E-3,0,3.0630385216333443E-3,3.7946571402702613E-6,null,5.5519046732947571E-5,1.7799989620859817E-2]
[2004,10,19,15,5.0821352175174934E-3,1.1529951440882234E-2,0,3.0703066602472818E-3,9.0258064516128434E-6,null,5.900041810997901E-5,1.9741393736756992E-2,null,5.2414147858804959E-3,8.9114901568987728E-3,0,3.2448420383318338E-3,3.7946571402702613E-6,null,5.5519046732947571E-5,1.7457060684984319E-2]
[2004,10,19,16,5.5480386110125296E-3,1.1440676602978496E-2,0,2.7954613473539763E-3,9.0258064516128434E-6,null,5.900041810997901E-5,1.9843176979454986E-2,null,5.721920091414188E-3,8.8424897067826518E-3,0,2.9543728038212858E-3,3.7946571402702613E-6,null,5.5519046732947571E-5,1.7578096305891345E-2]
[2004,10,19,20,7.1219387955496465E-3,1.1046862954371892E-2,2.7153455160000052E-4,2.5968133435205587E-3,9.0258064516128434E-6,null,5.900041810997901E-5,2.1107708772829498E-2,null,7.3451479957599838E-3,8.5381114558243272E-3,1.3020169220277333E-4,2.7444324086109057E-3,3.7946571402702613E-6,null,5.5519046732947571E-5,1.8817207256271212E-2]
[2004,10,19,23,5.3846444810451031E-3,9.9092166986123279E-3,2.7153455160000052E-4,2.1548057382618111E-3,9.0258064516128434E-6,null,5.900041810997901E-5,1.7790760597306644E-2,null,5.5534050141715779E-3,7.6588255835276821E-3,1.3020169220277333E-4,2.277298334553804E-3,3.7946571402702613E-6,null,5.5519046732947571E-5,1.5679044328329055E-2]
[2004,10,20,2,3.8793088267848807E-3,9.0106163353539381E-3,2.7153455160000052E-4,1.917762710896569E-3,9.0258064516128434E-6,null,5.900041810997901E-5,1.5149781552422787E-2,null,4.0008905260177693E-3,6.9642980884882001E-3,1.3020169220277333E-4,2.0267803032291308E-3,3.7946571402702613E-6,null,5.5519046732947571E-5,1.3181484313811092E-2]
[2004,10,20,6,4.167152201995138E-3,1.0319244922896813E-2,2.7153455160000052E-4,2.2994656655859723E-3,9.0258064516128434E-6,null,5.900041810997901E-5,1.7127956469865323E-2,null,4.2977552213223063E-3,7.9757360669323093E-3,1.3020169220277333E-4,2.4301816342974397E-3,3.7946571402702613E-6,null,5.5519046732947571E-5,1.4893188318628047E-2]
[2004,10,20,9,5.3694601642642475E-3,1.222249819063664E-2,0,2.6963575128438233E-3,9.0258064516128434E-6,null,5.900041810997901E-5,2.0347316285854695E-2,null,{"$f":"E7043*Y$5","v":5.5377448046174636E-3},{"$f":"F7043*Z$5","v":9.446758980472968E-3},{"$f":"G7043*AA$5","v":0},{"$f":"H7043*AB$5","v":2.8496352893110821E-3},{"$f":"I7043*AC$5","v":3.7946571402702613E-6},null,{"$f":"K7043*AE$5","v":5.5519046732947571E-5},1.7893452778274734E-2]
[2004,10,20,13,5.3761976389630197E-3,1.2527955771390504E-2,0,2.6983537360474132E-3,9.0258064516128434E-6,null,5.900041810997901E-5,2.066150756451092E-2,null,5.5446934389993116E-3,9.682846897945574E-3,0,2.8517449902907164E-3,3.7946571402702613E-6,null,5.5519046732947571E-5,1.8138599031108822E-2]
[2004,10,20,17,6.3184029877308067E-3,1.2006855384424423E-2,0,2.8718951254739999E-3,9.0258064516128434E-6,null,5.900041810997901E-5,2.125615391573921E-2,null,6.5164285139230962E-3,9.280088829707862E-3,0,3.0351515545576717E-3,3.7946571402702613E-6,null,5.5519046732947571E-5,1.8890982602061849E-2]
[2004,10,20,20,7.431308554126363E-3,1.1313193552285069E-2,2.7153455160000052E-4,2.5968133435205587E-3,9.0258064516128434E-6,null,5.900041810997901E-5,2.1683409129319396E-2,null,7.6642137343729683E-3,8.7439581598588965E-3,1.3020169220277333E-4,2.7444324086109057E-3,3.7946571402702613E-6,null,5.5519046732947571E-5,1.9342119698918765E-2]
[2004,10,20,21,7.1342562487029075E-3,1.1182350736780988E-2,2.7153455160000052E-4,2.472105873269292E-3,9.0258064516128434E-6,null,5.900041810997901E-5,2.113080653814059E-2,null,7.3578514911056721E-3,8.6428298534263828E-3,1.3020169220277333E-4,2.6126357880307534E-3,3.7946571402702613E-6,null,5.5519046732947571E-5,1.8802832528638801E-2]
[2004,10,20,24,4.4779977553613534E-3,1.0015614593395802E-2,2.7153455160000052E-4,1.8526006470762999E-3,9.0258064516128434E-6,null,5.900041810997901E-5,1.6688306675220855E-2,null,4.6183430077162994E-3,7.741060430477318E-3,1.3020169220277333E-4,1.9579140213276868E-3,3.7946571402702613E-6,null,5.5519046732947571E-5,1.4506832855597299E-2]
[2004,10,21,3,3.5774763564829508E-3,8.7620388433968834E-3,2.7153455160000052E-4,2.0033525515012907E-3,9.0258064516128434E-6,null,5.900041810997901E-5,1.4684961430768523E-2,null,3.689598302377927E-3,6.7721727457094472E-3,1.3020169220277333E-4,2.1172356041422825E-3,3.7946571402702613E-6,null,5.5519046732947571E-5,1.2768522048305649E-2]
[2004,10,21,6,4.0286943511139732E-3,1.0576214632869729E-2,2.7153455160000052E-4,2.2994656655859723E-3,9.0258064516128434E-6,null,5.900041810997901E-5,1.7246468328957078E-2,null,4.1549579528969557E-3,8.1743477482378434E-3,1.3020169220277333E-4,2.4301816342974397E-3,3.7946571402702613E-6,null,5.5519046732947571E-5,1.494900273150823E-2]
[2004,10,21,11,5.044252146560721E-3,1.2148341010266338E-2,0,2.8982820927701187E-3,9.0258064516128434E-6,null,5.900041810997901E-5,2.0149875667707158E-2,null,5.2023444188499272E-3,9.3894429556551952E-3,0,3.0630385216333443E-3,3.7946571402702613E-6,null,5.5519046732947571E-5,1.7714139600011686E-2]
[2004,10,21,15,5.1179048333758149E-3,1.1599717412246635E-2,0,3.0703066602472818E-3,9.0258064516128434E-6,null,5.900041810997901E-5,1.984692932397971E-2,null,5.2783054598631238E-3,8.9654122198222896E-3,0,3.2448420383318338E-3,3.7946571402702613E-6,null,5.5519046732947571E-5,1.7547873421890466E-2]
[2004,10,21,18,6.5559248574849575E-3,1.1608545083351966E-2,6.7883637900000129E-5,3.0846765281550121E-3,9.0258064516128434E-6,null,5.900041810997901E-5,2.137892020242127E-2,null,6.7613945738201637E-3,8.9722351196902424E-3,3.2550423050693332E-5,3.2600287791470081E-3,3.7946571402702613E-6,null,5.5519046732947571E-5,1.908552259958133E-2]
[2004,10,21,21,6.9048590796844207E-3,1.1208996198823649E-2,2.7153455160000052E-4,2.472105873269292E-3,9.0258064516128434E-6,null,5.900041810997901E-5,2.0928054831164764E-2,null,7.1212647687791553E-3,8.6634241095198874E-3,1.3020169220277333E-4,2.6126357880307534E-3,3.7946571402702613E-6,null,5.5519046732947571E-5,1.8586840062405789E-2]
[2004,10,21,22,6.0799972502300252E-3,1.069540208503394E-2,2.7153455160000052E-4,2.4136411661626069E-3,9.0258064516128434E-6,null,5.900041810997901E-5,1.9531134180813974E-2,null,6.2705508849162607E-3,8.2664676337580144E-3,1.3020169220277333E-4,2.5508475823655735E-3,3.7946571402702613E-6,null,5.5519046732947571E-5,1.7277381497115843E-2]
[2004,10,22,1,3.8221340996514521E-3,9.0239243271762366E-3,2.7153455160000052E-4,2.0888487577973786E-3,9.0258064516128434E-6,null,5.900041810997901E-5,1.5277000864012466E-2,null,3.9419238816154542E-3,6.9745838246199239E-3,1.3020169220277333E-4,2.2075919479887613E-3,3.7946571402702613E-6,null,5.5519046732947571E-5,1.3313615050300133E-2]
[2004,10,22,7,4.575002546733614E-3,1.1367689022704051E-2,6.7883637900000129E-5,2.2416122300117137E-3,9.0258064516128434E-6,null,5.900041810997901E-5,1.8314077532878715E-2,null,4.7183880332888738E-3,8.7860776649343816E-3,3.2550423050693332E-5,2.3690394486506946E-3,3.7946571402702613E-6,null,5.5519046732947571E-5,1.5965369273797863E-2]
[2004,10,22,9,4.8972880833061758E-3,1.1849057582473677E-2,0,2.716279130941004E-3,9.0258064516128434E-6,null,5.900041810997901E-5,1.9521625214830838E-2,null,5.0507743442324074E-3,9.1581270360199651E-3,0,2.8706893764191489E-3,3.7946571402702613E-6,null,5.5519046732947571E-5,1.7138904460544741E-2]
[2004,10,22,12,4.8596045496968887E-3,1.1918068569552456E-2,0,2.7420440218225263E-3,9.0258064516128434E-6,null,5.900041810997901E-5,1.9578717559181849E-2,null,5.0119097682638008E-3,9.2114655721988615E-3,0,2.897918904377331E-3,3.7946571402702613E-6,null,5.5519046732947571E-5,1.7180607948713209E-2]
[2004,10,22,16,5.7199775020742149E-3,1.0984187427413297E-2,0,2.1332279805855109E-3,9.0258064516128434E-6,null,5.900041810997901E-5,1.8896393328183006E-2,null,5.8992477317281015E-3,8.4896695916557106E-3,0,2.2544939625646692E-3,3.7946571402702613E-6,null,5.5519046732947571E-5,1.6702724989821699E-2]
[2004,10,22,19,6.6563497284512739E-3,1.0926412991455345E-2,2.7153455160000052E-4,1.7435817547052262E-3,9.0258064516128434E-6,null,5.900041810997901E-5,1.9668438153999244E-2,null,6.8649668679493453E-3,8.4450157767632979E-3,1.3020169220277333E-4,1.8426978152339467E-3,3.7946571402702613E-6,null,5.5519046732947571E-5,1.7342195856022584E-2]
[2004,10,22,22,5.7893931485106772E-3,9.9596686131944445E-3,2.7153455160000052E-4,1.8264481215551818E-3,9.0258064516128434E-6,null,5.900041810997901E-5,1.7917603562647703E-2,null,5.9708389389729281E-3,7.6978198275624889E-3,1.3020169220277333E-4,1.9302748231595677E-3,3.7946571402702613E-6,null,5.5519046732947571E-5,1.5788448985770975E-2]
[2004,10,22,24,4.47442000902967E-3,7.9791095455436934E-3,2.7153455160000052E-4,1.4511814213623909E-3,9.0258064516128434E-6,null,5.900041810997901E-5,1.4246804655323152E-2,null,4.6146531309774084E-3,6.167047323703983E-3,1.3020169220277333E-4,1.5336756234322138E-3,3.7946571402702613E-6,null,5.5519046732947571E-5,1.2504891474189598E-2]
[2004,10,23,3,3.6435530843045676E-3,7.3120902481918198E-3,2.7153455160000052E-4,1.6884886476853927E-3,9.0258064516128434E-6,null,5.900041810997901E-5,1.2986225659569179E-2,null,3.757745945717492E-3,5.6515086474753576E-3,1.3020169220277333E-4,1.7844728724310435E-3,3.7946571402702613E-6,null,5.5519046732947571E-5,1.1383242861699883E-2]
[2004,10,23,7,4.1779223015425779E-3,8.8859260413268921E-3,6.7883637900000129E-5,2.0820905977179107E-3,9.0258064516128434E-6,null,5.900041810997901E-5,1.5275712674016714E-2,null,4.3088628673406135E-3,6.8679250609364195E-3,3.2550423050693332E-5,2.2004496119441049E-3,3.7946571402702613E-6,null,5.5519046732947571E-5,1.3469101667145048E-2]
[2004,10,23,10,5.5341308467597595E-3,9.1492425215033198E-3,0,2.7445231444396044E-3,9.0258064516128434E-6,null,5.900041810997901E-5,1.7486896930812665E-2,null,5.707576442913506E-3,7.0714421558065021E-3,0,2.9005389557846474E-3,3.7946571402702613E-6,null,5.5519046732947571E-5,1.5738871258377873E-2]
[2004,10,23,13,5.6227852828602135E-3,8.8407615791301318E-3,0,2.5400262849549766E-3,9.0258064516128434E-6,null,5.900041810997901E-5,1.7062573565055302E-2,null,5.7990094041242071E-3,6.8330174845800309E-3,0,2.6844172194923142E-3,3.7946571402702613E-6,null,5.5519046732947571E-5,1.5375757812069771E-2]
[2004,10,23,17,6.0158800083432015E-3,7.7763816420394396E-3,0,2.2594496804115758E-3,9.0258064516128434E-6,null,5.900041810997901E-5,1.6110711748904199E-2,null,6.2044241399022556E-3,6.0103590908115951E-3,0,2.3878908909719218E-3,3.7946571402702613E-6,null,5.5519046732947571E-5,1.4661987825558991E-2]
[2004,10,23,21,6.4568135853541814E-3,7.8066562668048685E-3,2.7153455160000052E-4,1.8763931340131704E-3,9.0258064516128434E-6,null,5.900041810997901E-5,1.648195666555962E-2,null,6.6591770481228777E-3,6.0337583238425606E-3,1.3020169220277333E-4,1.9830590216003956E-3,3.7946571402702613E-6,null,5.5519046732947571E-5,1.4865509789641825E-2]
[2004,10,23,24,4.7220306552014984E-3,7.2980778364762373E-3,2.7153455160000052E-4,1.6175423347734828E-3,9.0258064516128434E-6,null,5.900041810997901E-5,1.3979744505838618E-2,null,4.8700241603654073E-3,5.6406784657770147E-3,1.3020169220277333E-4,1.7094935286469707E-3,3.7946571402702613E-6,null,5.5519046732947571E-5,1.2409711550865387E-2]
[2004,10,24,1,4.2768292457008245E-3,7.3236336268246291E-3,2.7153455160000052E-4,1.7467170981145181E-3,9.0258064516128434E-6,null,5.900041810997901E-5,1.3689273650027369E-2,null,4.4108696612075666E-3,5.6604305154980532E-3,1.3020169220277333E-4,1.8460113911157308E-3,3.7946571402702613E-6,null,5.5519046732947571E-5,1.2106826963897345E-2]
[2004,10,24,4,3.7298873361824234E-3,7.1020383447171886E-3,2.7153455160000052E-4,1.5918297641845957E-3,9.0258064516128434E-6,null,5.900041810997901E-5,1.2765849124471606E-2,null,3.8467860056436358E-3,5.4891597009208357E-3,1.3020169220277333E-4,1.6823192951931449E-3,3.7946571402702613E-6,null,5.5519046732947571E-5,1.120778039783361E-2]
[2004,10,24,8,5.0655008443327475E-3,7.02052936519924E-3,0,2.1009361452645771E-3,9.0258064516128434E-6,null,5.900041810997901E-5,1.4245966772906543E-2,null,5.224259073599591E-3,5.4261614764792689E-3,0,2.2203664579408104E-3,3.7946571402702613E-6,null,5.5519046732947571E-5,1.2930100711892888E-2]
[2004,10,24,11,5.8649188985371026E-3,7.1998072650502542E-3,0,2.7340642220193105E-3,9.0258064516128434E-6,null,5.900041810997901E-5,1.5857790803716645E-2,null,6.0487317470073803E-3,5.564725220486638E-3,0,2.889485482988452E-3,3.7946571402702613E-6,null,5.5519046732947571E-5,1.4562256154355689E-2]
[2004,10,24,14,5.7432516302447978E-3,8.1116393794676799E-3,0,2.4404476254537163E-3,9.0258064516128434E-6,null,5.900041810997901E-5,1.6354339053276174E-2,null,5.9232512960373093E-3,6.2694795253107807E-3,0,2.5791778879773321E-3,3.7946571402702613E-6,null,5.5519046732947571E-5,1.483122241319864E-2]
[2004,10,24,19,7.5173862951915292E-3,7.7176721886020976E-3,2.7153455160000052E-4,2.3914973554534295E-3,9.0258064516128434E-6,null,5.900041810997901E-5,1.7968649518634458E-2,null,7.7529892441624429E-3,5.9649826016644949E-3,1.3020169220277333E-4,2.5274449793590667E-3,3.7946571402702613E-6,null,5.5519046732947571E-5,1.6434932221261998E-2]
[2004,10,24,22,6.575107125150738E-3,7.9173358301552685E-3,2.7153455160000052E-4,1.9902799708292384E-3,9.0258064516128434E-6,null,5.900041810997901E-5,1.6824816605522645E-2,null,6.7811780343277834E-3,6.1193024689696349E-3,1.3020169220277333E-4,2.1034198964596036E-3,3.7946571402702613E-6,null,5.5519046732947571E-5,1.5193415795833012E-2]
[2004,10,25,1,3.8246975901395199E-3,8.3455462953028504E-3,2.7153455160000052E-4,1.7574750895047303E-3,9.0258064516128434E-6,null,5.900041810997901E-5,1.42698126543345E-2,null,3.9445677146447899E-3,6.4502659916531035E-3,1.3020169220277333E-4,1.8573809338271944E-3,3.7946571402702613E-6,null,5.5519046732947571E-5,1.2441730036201082E-2]
[2004,10,25,2,3.6738568401100827E-3,8.395832769881241E-3,2.7153455160000052E-4,1.8531685512325417E-3,9.0258064516128434E-6,null,5.900041810997901E-5,1.4264951840611264E-2,null,3.7889994537310639E-3,6.4891323672426416E-3,1.3020169220277333E-4,1.9585142086978201E-3,3.7946571402702613E-6,null,5.5519046732947571E-5,1.2426161425747519E-2]
[2004,10,25,5,3.6776209914836733E-3,8.9277196779741635E-3,2.7153455160000052E-4,1.9868276322878068E-3,9.0258064516128434E-6,null,5.900041810997901E-5,1.4934261981133044E-2,null,3.7928815776457968E-3,6.9002273289479376E-3,1.3020169220277333E-4,2.0997713054654752E-3,3.7946571402702613E-6,null,5.5519046732947571E-5,1.2982395608135203E-2]
[2004,10,25,9,5.32441169849052E-3,1.1716187222677338E-2,0,2.9406451069194455E-3,9.0258064516128434E-6,null,5.900041810997901E-5,2.0040244446197283E-2,null,5.4912844716114113E-3,9.0554316422414398E-3,0,3.1078097136976283E-3,3.7946571402702613E-6,null,5.5519046732947571E-5,1.7713839531423699E-2]
[2004,10,25,11,5.039056617699619E-3,1.1951711856894033E-2,0,3.4340553419561471E-3,9.0258064516128434E-6,null,5.900041810997901E-5,2.0483824234659782E-2,null,5.1969860565420564E-3,9.2374684418143511E-3,0,3.6292684635742065E-3,3.7946571402702613E-6,null,5.5519046732947571E-5,1.8123036665803834E-2]
[2004,10,25,16,5.7134129249882416E-3,1.1515159409703468E-2,0,3.0378687388848652E-3,9.0258064516128434E-6,null,5.900041810997901E-5,2.0325441491686556E-2,null,5.8924774137556722E-3,8.9000574079469673E-3,0,3.2105601432248498E-3,3.7946571402702613E-6,null,5.5519046732947571E-5,1.8062408668800708E-2]
[2004,10,25,20,6.8590204844516875E-3,1.150572798526517E-2,2.7153455160000052E-4,2.9384392827358653E-3,9.0258064516128434E-6,null,5.900041810997901E-5,2.1645281431840122E-2,null,7.0739895428094295E-3,8.8927678676155655E-3,1.3020169220277333E-4,3.1054784967111553E-3,3.7946571402702613E-6,null,5.5519046732947571E-5,1.9261751303212143E-2]
[2004,10,25,23,5.5084239020337464E-3,9.69520436330365E-3,2.7153455160000052E-4,2.4794457481206252E-3,9.0258064516128434E-6,null,5.900041810997901E-5,1.8025167692845422E-2,null,5.6810638149687983E-3,7.4934156224071282E-3,1.3020169220277333E-4,2.6203929071426865E-3,3.7946571402702613E-6,null,5.5519046732947571E-5,1.5984387740594606E-2]
[2004,10,25,24,4.3616830796775405E-3,9.7399643803516775E-3,2.7153455160000052E-4,2.0913454563158498E-3,9.0258064516128434E-6,null,5.900041810997901E-5,1.6535086595732468E-2,null,4.4983829053477841E-3,7.528010603434698E-3,1.3020169220277333E-4,2.2102305744213157E-3,3.7946571402702613E-6,null,5.5519046732947571E-5,1.442613947927979E-2]
[2004,10,26,3,3.6501174537460985E-3,8.5208568067537335E-3,2.7153455160000052E-4,2.0033525515012907E-3,9.0258064516128434E-6,null,5.900041810997901E-5,1.4516420491388521E-2,null,3.7645160495376789E-3,6.5857633443701319E-3,1.3020169220277333E-4,2.1172356041422825E-3,3.7946571402702613E-6,null,5.5519046732947571E-5,1.2657030394126086E-2]
[2004,10,26,8,5.3261307337110824E-3,1.1366033337241193E-2,0,2.7192465041640333E-3,9.0258064516128434E-6,null,5.900041810997901E-5,1.947041099322629E-2,null,5.4930573832394705E-3,8.7847979869772937E-3,0,2.8738254336417618E-3,3.7946571402702613E-6,null,5.5519046732947571E-5,1.7210994507731746E-2]
[2004,10,26,11,5.1775945926271919E-3,1.1951284657863491E-2,0,2.8982820927701187E-3,9.0258064516128434E-6,null,5.900041810997901E-5,2.0086161761370784E-2,null,5.3398659601873637E-3,9.2371382600286555E-3,0,3.0630385216333443E-3,3.7946571402702613E-6,null,5.5519046732947571E-5,1.7699356445722583E-2]
[2004,10,26,14,5.2006711107597326E-3,1.1725288655340491E-2,0,3.0631911870720812E-3,9.0258064516128434E-6,null,5.900041810997901E-5,2.0048151371282283E-2,null,5.3636657211479982E-3,9.0624661321963389E-3,0,3.2373220772867525E-3,3.7946571402702613E-6,null,5.5519046732947571E-5,1.7722767634504307E-2]
[2004,10,26,17,6.2696355795631795E-3,1.1473814912467647E-2,0,2.8718951254739999E-3,9.0258064516128434E-6,null,5.900041810997901E-5,2.0674346035614806E-2,null,6.4661326828799135E-3,8.8681022794238288E-3,0,3.0351515545576717E-3,3.7946571402702613E-6,null,5.5519046732947571E-5,1.8428700220734631E-2]
[2004,10,26,21,7.0742451828781812E-3,1.1269920258638249E-2,2.7153455160000052E-4,2.472105873269292E-3,9.0258064516128434E-6,null,5.900041810997901E-5,2.1158364994173121E-2,null,7.2959596141154697E-3,8.7105122661474202E-3,1.3020169220277333E-4,2.6126357880307534E-3,3.7946571402702613E-6,null,5.5519046732947571E-5,1.8808623064369638E-2]
[2004,10,26,24,4.444175574859946E-3,9.7318981997396373E-3,2.7153455160000052E-4,1.8526006470762999E-3,9.0258064516128434E-6,null,5.900041810997901E-5,1.6370768101063284E-2,null,4.5834608038033166E-3,7.5217762589540188E-3,1.3020169220277333E-4,1.9579140213276868E-3,3.7946571402702613E-6,null,5.5519046732947571E-5,1.4252666480161016E-2]
[2004,10,27,1,3.9656561364796762E-3,8.7577925168440818E-3,2.7153455160000052E-4,2.1043081008394878E-3,9.0258064516128434E-6,null,5.900041810997901E-5,1.5169850433550644E-2,null,4.0899440530068401E-3,6.7688907633461828E-3,1.3020169220277333E-4,2.223930096499304E-3,3.7946571402702613E-6,null,5.5519046732947571E-5,1.3272280308928318E-2]
[2004,10,27,5,3.5588442400059516E-3,9.6091870706177564E-3,2.7153455160000052E-4,1.9531749957212505E-3,9.0258064516128434E-6,null,5.900041810997901E-5,1.5463299985732358E-2,null,3.6703822353873886E-3,7.426932926359037E-3,1.3020169220277333E-4,2.0642056431667555E-3,3.7946571402702613E-6,null,5.5519046732947571E-5,1.3351036200989173E-2]
[2004,10,27,8,4.8726237271124783E-3,1.1848494531935391E-2,0,2.7192465041640333E-3,9.0258064516128434E-6,null,5.900041810997901E-5,1.9499365181321882E-2,null,5.0253369806628062E-3,9.1576918547136513E-3,0,2.8738254336417618E-3,3.7946571402702613E-6,null,5.5519046732947571E-5,1.7116167972891439E-2]
[2004,10,27,12,5.0098779533912265E-3,1.2232628330327467E-2,0,2.6220929842290211E-3,9.0258064516128434E-6,null,5.900041810997901E-5,1.9923599686057697E-2,null,5.1668929015998002E-3,9.4545885572587581E-3,0,2.77114910175E-3,3.7946571402702613E-6,null,5.5519046732947571E-5,1.7451944264481777E-2]
[2004,10,27,15,4.9489245586025821E-3,1.1014275412155354E-2,0,3.0703066602472818E-3,9.0258064516128434E-6,null,5.900041810997901E-5,1.90925070491152E-2,null,5.1040291620452916E-3,8.5129245707633461E-3,0,3.2448420383318338E-3,3.7946571402702613E-6,null,5.5519046732947571E-5,1.6921109475013688E-2]
[2004,10,27,19,6.7232813473561779E-3,1.1342970793747511E-2,2.7153455160000052E-4,2.7572337846354781E-3,9.0258064516128434E-6,null,5.900041810997901E-5,2.1165579605126567E-2,null,6.9339961955756273E-3,8.7669729657366777E-3,1.3020169220277333E-4,2.9139721480372937E-3,3.7946571402702613E-6,null,5.5519046732947571E-5,1.8804456705425594E-2]
[2004,10,27,22,5.8510874982889462E-3,1.0368341736883018E-2,2.7153455160000052E-4,2.4136411661626069E-3,9.0258064516128434E-6,null,5.900041810997901E-5,1.8975164080721973E-2,null,6.0344668558411172E-3,8.0136829548109346E-3,1.3020169220277333E-4,2.5508475823655735E-3,3.7946571402702613E-6,null,5.5519046732947571E-5,1.6788512789093619E-2]
[2004,10,28,2,3.6049950946439296E-3,8.8829207098925361E-3,2.7153455160000052E-4,1.917762710896569E-3,9.0258064516128434E-6,null,5.900041810997901E-5,1.4747772194820433E-2,null,3.7179795073070208E-3,6.8656022426979565E-3,1.3020169220277333E-4,2.0267803032291308E-3,3.7946571402702613E-6,null,5.5519046732947571E-5,1.2799877449310101E-2]
[2004,10,28,3,3.4180810849138575E-3,8.657761625887923E-3,2.7153455160000052E-4,2.0033525515012907E-3,9.0258064516128434E-6,null,5.900041810997901E-5,1.442128894169047E-2,null,3.5252074120446738E-3,6.6915769685125933E-3,1.3020169220277333E-4,2.1172356041422825E-3,3.7946571402702613E-6,null,5.5519046732947571E-5,1.2523535380775542E-2]
[2004,10,28,6,3.8043575467728362E-3,1.0159488522442056E-2,2.7153455160000052E-4,2.2994656655859723E-3,9.0258064516128434E-6,null,5.900041810997901E-5,1.6605405414188264E-2,null,3.9235901925040737E-3,7.8522604740424579E-3,1.3020169220277333E-4,2.4301816342974397E-3,3.7946571402702613E-6,null,5.5519046732947571E-5,1.4395547696919963E-2]
[2004,10,28,9,4.8280343052827445E-3,1.2403277319957631E-2,0,2.6963575128438233E-3,9.0258064516128434E-6,null,5.900041810997901E-5,1.998666955619418E-2,null,{"$f":"E7235*Y$5","v":4.9793500785302825E-3},{"$f":"F7235*Z$5","v":9.5864830235252666E-3},{"$f":"G7235*AA$5","v":0},{"$f":"H7235*AB$5","v":2.8496352893110821E-3},{"$f":"I7235*AC$5","v":3.7946571402702613E-6},null,{"$f":"K7235*AE$5","v":5.5519046732947571E-5},1.7474782095239848E-2]
[2004,10,28,13,4.9611371291135506E-3,1.3031417521262944E-2,0,2.6983537360474132E-3,9.0258064516128434E-6,null,5.900041810997901E-5,2.0749908804533892E-2,null,5.1166244876141905E-3,1.0071972077818838E-2,0,2.8517449902907164E-3,3.7946571402702613E-6,null,5.5519046732947571E-5,1.8099655259596965E-2]
[2004,10,28,16,5.3228566448042689E-3,1.126384620012973E-2,0,2.7954613473539763E-3,9.0258064516128434E-6,null,5.900041810997901E-5,1.9441164610397955E-2,null,5.4896806808748212E-3,8.7058176312316861E-3,0,2.9543728038212858E-3,3.7946571402702613E-6,null,5.5519046732947571E-5,1.7209184819801011E-2]
[2004,10,28,19,6.6003716213741724E-3,1.1499600955893001E-2,2.7153455160000052E-4,2.7572337846354781E-3,9.0258064516128434E-6,null,5.900041810997901E-5,2.1199300041290052E-2,null,6.8072343469593108E-3,8.8880322915620945E-3,1.3020169220277333E-4,2.9139721480372937E-3,3.7946571402702613E-6,null,5.5519046732947571E-5,1.8798754182634693E-2]
[2004,10,28,24,4.1392300792913589E-3,9.9061708518648917E-3,2.7153455160000052E-4,1.8526006470762999E-3,9.0258064516128434E-6,null,5.900041810997901E-5,1.6240095257619953E-2,null,4.2689579893462068E-3,7.6564714510364597E-3,1.3020169220277333E-4,1.9579140213276868E-3,3.7946571402702613E-6,null,5.5519046732947571E-5,1.4072858857786346E-2]
[2004,10,29,3,3.3976473476752716E-3,8.1155649189140373E-3,2.7153455160000052E-4,2.0738535661614758E-3,9.0258064516128434E-6,null,5.900041810997901E-5,1.3929159512138184E-2,null,3.5041332595656225E-3,6.272513571578547E-3,1.3020169220277333E-4,2.1917443361449658E-3,3.7946571402702613E-6,null,5.5519046732947571E-5,1.2157906563365125E-2]
[2004,10,29,4,3.3536483336453083E-3,8.3807171661096479E-3,2.7153455160000052E-4,1.6637883160411102E-3,9.0258064516128434E-6,null,5.900041810997901E-5,1.3740247495183466E-2,null,3.458755269246533E-3,6.4774495292951621E-3,1.3020169220277333E-4,1.7583684198961131E-3,3.7946571402702613E-6,null,5.5519046732947571E-5,1.18840886145138E-2]
[2004,10,29,7,4.408521987376921E-3,1.0217336407991679E-2,6.7883637900000129E-5,2.2416122300117137E-3,9.0258064516128434E-6,null,5.900041810997901E-5,1.699724435880965E-2,null,4.5466897946497085E-3,7.896971058064953E-3,3.2550423050693332E-5,2.3690394486506946E-3,3.7946571402702613E-6,null,5.5519046732947571E-5,1.4904564428289267E-2]
[2004,10,29,10,4.6306610660768639E-3,1.0792039360258391E-2,0,3.0824768613661596E-3,9.0258064516128434E-6,null,5.900041810997901E-5,1.8564177705811393E-2,null,4.7757909503227166E-3,8.341158505733302E-3,0,3.2577040695799787E-3,3.7946571402702613E-6,null,5.5519046732947571E-5,1.6433967229509214E-2]
[2004,10,29,16,5.5742049489847251E-3,1.1844785551232332E-2,0,2.1332279805855109E-3,9.0258064516128434E-6,null,5.900041810997901E-5,1.9611218898912552E-2,null,5.7489065104821182E-3,9.1548251865236855E-3,0,2.2544939625646692E-3,3.7946571402702613E-6,null,5.5519046732947571E-5,1.7217539363443692E-2]
[2004,10,29,18,6.3784264425131333E-3,1.1460883899703294E-2,6.7883637900000129E-5,2.0908088631093097E-3,9.0258064516128434E-6,null,5.900041810997901E-5,2.0059892938755073E-2,null,6.5783331681541169E-3,8.8581079101015363E-3,3.2550423050693332E-5,2.2096634779105312E-3,3.7946571402702613E-6,null,5.5519046732947571E-5,1.7737968683090095E-2]
[2004,10,29,22,5.6278100556366641E-3,9.8589363004779884E-3,2.7153455160000052E-4,1.8264481215551818E-3,9.0258064516128434E-6,null,5.900041810997901E-5,1.7655288157057237E-2,null,5.8041916586685964E-3,7.6199639044168431E-3,1.3020169220277333E-4,1.9302748231595677E-3,3.7946571402702613E-6,null,5.5519046732947571E-5,1.5543945782321E-2]
[2004,10,30,1,3.9942751214670832E-3,8.1520139178691275E-3,2.7153455160000052E-4,1.5265601031646263E-3,9.0258064516128434E-6,null,5.900041810997901E-5,1.4014942821888235E-2,null,4.1194599876779288E-3,6.3006849734341857E-3,1.3020169220277333E-4,1.6133392995961553E-3,3.7946571402702613E-6,null,5.5519046732947571E-5,1.2222999656784261E-2]
[2004,10,30,4,3.4304322008369783E-3,7.8932645996659702E-3,2.7153455160000052E-4,1.3116357105810456E-3,9.0258064516128434E-6,null,5.900041810997901E-5,1.2977426190471392E-2,null,3.5379456251875331E-3,6.1006978343647374E-3,1.3020169220277333E-4,1.3861972641937472E-3,3.7946571402702613E-6,null,5.5519046732947571E-5,1.121435611982201E-2]
[2004,10,30,5,3.4844851816927562E-3,7.9400783866312146E-3,2.7153455160000052E-4,1.5649345443390751E-3,9.0258064516128434E-6,null,5.900041810997901E-5,1.3331591792050445E-2,null,3.5936926844357484E-3,6.1368801725026692E-3,1.3020169220277333E-4,1.6538951833235205E-3,3.7946571402702613E-6,null,5.5519046732947571E-5,1.1573983436337929E-2]
[2004,10,30,9,4.893908637662106E-3,9.3609606191992368E-3,0,2.7466718030952349E-3,9.0258064516128434E-6,null,5.900041810997901E-5,1.7060541478066561E-2,null,5.0472889831373602E-3,7.2350789025290123E-3,0,2.9028097575980578E-3,3.7946571402702613E-6,null,5.5519046732947571E-5,1.5244491347137649E-2]
[2004,10,30,13,5.3902388238922325E-3,9.1787500743079377E-3,0,2.5400262849549766E-3,9.0258064516128434E-6,null,5.900041810997901E-5,1.716801560126513E-2,null,5.559174689723531E-3,7.0942485195384548E-3,0,2.6844172194923142E-3,3.7946571402702613E-6,null,5.5519046732947571E-5,1.539715413262752E-2]
[2004,10,30,16,5.3823675603511794E-3,8.3580197485044281E-3,0,2.2092371979076028E-3,9.0258064516128434E-6,null,5.900041810997901E-5,1.6008624924873191E-2,null,5.551056732341084E-3,6.4599067135588575E-3,0,2.3348240178196582E-3,3.7946571402702613E-6,null,5.5519046732947571E-5,1.4405101167592818E-2]
[2004,10,30,19,6.4227974046613383E-3,8.0255240555865588E-3,2.7153455160000052E-4,2.1385882281463472E-3,9.0258064516128434E-6,null,5.900041810997901E-5,1.6929003367781643E-2,null,6.6240947638443928E-3,6.2029210610310701E-3,1.3020169220277333E-4,2.2601589200252595E-3,3.7946571402702613E-6,null,5.5519046732947571E-5,1.5276690140976715E-2]
[2004,10,30,23,4.9995740419185404E-3,6.9599438268308734E-3,2.7153455160000052E-4,1.9919092661407085E-3,9.0258064516128434E-6,null,5.900041810997901E-5,1.4293520814277521E-2,null,5.1562660544905011E-3,5.3793349628041345E-3,1.3020169220277333E-4,2.1051418110774383E-3,3.7946571402702613E-6,null,5.5519046732947571E-5,1.2830258224448068E-2]
[2004,10,31,2,3.8656137782391896E-3,6.7842336802769031E-3,2.7153455160000052E-4,1.75139949062505E-3,9.0258064516128434E-6,null,5.900041810997901E-5,1.2743340628528541E-2,null,3.9867662599625655E-3,5.2435287324386808E-3,1.3020169220277333E-4,1.8509599600176139E-3,3.7946571402702613E-6,null,5.5519046732947571E-5,{"$f":"SUM(N7300:T7300)","v":1.127077034849485E-2}]
[2004,10,31,5,3.6488285738854155E-3,6.7095121787872775E-3,2.7153455160000052E-4,1.6687432754946138E-3,9.0258064516128434E-6,null,5.900041810997901E-5,1.2369177707554704E-2,null,3.7631867747998245E-3,5.1857765442835371E-3,1.3020169220277333E-4,1.7636050501458299E-3,3.7946571402702613E-6,null,5.5519046732947571E-5,1.0902083765305184E-2]
[2004,10,31,6,3.8135761468536854E-3,6.8861773075449568E-3,2.7153455160000052E-4,1.7494425997872194E-3,9.0258064516128434E-6,null,5.900041810997901E-5,1.2791289733573259E-2,null,3.9330977133985069E-3,5.3223208796229797E-3,1.3020169220277333E-4,1.8488918273006989E-3,3.7946571402702613E-6,null,5.5519046732947571E-5,1.1293825816398179E-2]
[2004,10,31,10,5.3920915991346689E-3,7.9293992411552001E-3,0,2.616893355429333E-3,9.0258064516128434E-6,null,5.900041810997901E-5,1.5997384613829182E-2,null,5.5610855329291872E-3,6.1286262695888927E-3,0,2.7656538936226172E-3,3.7946571402702613E-6,null,5.5519046732947571E-5,1.4514679400013915E-2]
[2004,10,31,14,5.6122731081579107E-3,8.1882462261418619E-3,0,2.4404476254537163E-3,9.0258064516128434E-6,null,5.900041810997901E-5,1.6299967377863472E-2,null,5.7881677665923108E-3,6.3286888952364352E-3,0,2.5791778879773321E-3,3.7946571402702613E-6,null,5.5519046732947571E-5,1.4755348253679298E-2]
[2004,10,31,17,7.2460285224189083E-3,7.9263716751266557E-3,0,2.2997995941226087E-3,9.0258064516128434E-6,null,5.900041810997901E-5,1.7531200209778153E-2,null,7.4731268277569273E-3,6.126286266250538E-3,0,2.4305345454145948E-3,3.7946571402702613E-6,null,5.5519046732947571E-5,1.6089261343295278E-2]
[2004,10,31,20,6.8469760713565503E-3,7.4425523790766796E-3,2.7153455160000052E-4,2.5127782949771354E-3,9.0258064516128434E-6,null,5.900041810997901E-5,1.7144400424797764E-2,null,7.0615676448901252E-3,5.7523427230731219E-3,1.3020169220277333E-4,2.6556202838360489E-3,3.7946571402702613E-6,null,5.5519046732947571E-5,1.565904604787529E-2]
[2004,10,31,24,4.6422394287198247E-3,7.8297353214358059E-3,2.7153455160000052E-4,1.614715159704952E-3,9.0258064516128434E-6,null,5.900041810997901E-5,1.4428783589247983E-2,null,4.7877321912688292E-3,6.0515961065278267E-3,1.3020169220277333E-4,1.7065056393162829E-3,3.7946571402702613E-6,null,5.5519046732947571E-5,1.273534933318893E-2]
[2004,11,1,3,3.2876609471634093E-3,8.2676585046501678E-3,2.7258504839999619E-4,2.0576108010234651E-3,9.0258064516128434E-6,null,7.2610913889933467E-5,1.3969387548460303E-2,null,3.3906997673000924E-3,6.390066581160975E-3,1.3070540880239973E-4,2.1745782309408935E-3,3.7946571402702613E-6,null,6.8326443281516646E-5,1.2158171088626147E-2]
[2004,11,1,7,4.6964730050885204E-3,1.0604695200483096E-2,6.8146262099999047E-5,2.2351500480383346E-3,9.0258064516128434E-6,null,7.2610913889933467E-5,1.7679890762933217E-2,null,4.8436655060870278E-3,8.1963603559448879E-3,3.2676352200599933E-5,2.3622099159535011E-3,3.7946571402702613E-6,null,6.8326443281516646E-5,1.5507033230607802E-2]
[2004,11,1,8,5.2070163917682698E-3,1.1855556906543795E-2,0,2.56816124978287E-3,9.0258064516128434E-6,null,7.2610913889933467E-5,1.9703345461984868E-2,null,5.3702098700687262E-3,9.1631503583448088E-3,0,2.7141515511805965E-3,3.7946571402702613E-6,null,6.8326443281516646E-5,1.7319632880015919E-2]
[2004,11,1,11,5.1769828627625698E-3,1.3312832032136384E-2,0,2.723933783314579E-3,9.0258064516128434E-6,null,7.2610913889933467E-5,2.1286359592103465E-2,null,5.3392350580526975E-3,1.0289477125998403E-2,0,2.878779166970752E-3,3.7946571402702613E-6,null,6.8326443281516646E-5,1.8579612451443638E-2]
[2004,11,1,15,5.1733938497008757E-3,1.3077813822865381E-2,0,2.2837788038793556E-3,9.0258064516128434E-6,null,7.2610913889933467E-5,2.0607597390335547E-2,null,5.3355335614723937E-3,1.0107831741857021E-2,0,2.4136030335426121E-3,3.7946571402702613E-6,null,6.8326443281516646E-5,1.7929089437293814E-2]
[2004,11,1,18,7.1996878271393949E-3,1.2821321967510582E-2,6.8146262099999047E-5,2.5934188879012492E-3,9.0258064516128434E-6,null,7.2610913889933467E-5,2.2758001191874488E-2,null,7.4253337653864479E-3,9.909589393999909E-3,3.2676352200599933E-5,2.7408449909651716E-3,3.7946571402702613E-6,null,6.8326443281516646E-5,2.0180565602973915E-2]
[2004,11,1,20,6.8727515709377691E-3,1.2643853899241789E-2,2.7258504839999619E-4,2.4032525684806851E-3,9.0258064516128434E-6,null,7.2610913889933467E-5,2.2276315334283498E-2,null,7.0881509762727272E-3,9.7724244673607925E-3,1.3070540880239973E-4,2.5398684320044494E-3,3.7946571402702613E-6,null,6.8326443281516646E-5,1.9603270384862159E-2]
[2004,11,2,2,3.4624301003666788E-3,9.4507510548695588E-3,2.7258504839999619E-4,1.8154095882697595E-3,9.0258064516128434E-6,null,7.2610913889933467E-5,1.5085048039129261E-2,null,3.5709463732065943E-3,7.3044778577425222E-3,1.3070540880239973E-4,1.918608790802012E-3,3.7946571402702613E-6,null,6.8326443281516646E-5,1.2996859530975315E-2]
[2004,11,2,5,3.6736649256714719E-3,9.3650475778567881E-3,2.7258504839999619E-4,2.290128759899846E-3,9.0258064516128434E-6,null,7.2610913889933467E-5,1.5685298559051368E-2,null,3.7888015244881166E-3,7.238237709574746E-3,1.3070540880239973E-4,2.4203139606638743E-3,3.7946571402702613E-6,null,6.8326443281516646E-5,1.3650179703950924E-2]
[2004,11,2,6,4.3132586260514246E-3,1.024914893277566E-2,2.7258504839999619E-4,2.7266214029360819E-3,9.0258064516128434E-6,null,7.2610913889933467E-5,1.764548625738643E-2,null,4.448440777409266E-3,7.9215589327782283E-3,1.3070540880239973E-4,2.881619567652486E-3,3.7946571402702613E-6,null,6.8326443281516646E-5,1.5454445787064168E-2]
[2004,11,2,9,5.649122062074719E-3,1.2751742644592393E-2,0,2.8964153071835887E-3,9.0258064516128434E-6,null,7.2610913889933467E-5,2.136989092774063E-2,null,5.8261716062457817E-3,9.8558115915097309E-3,0,3.0610656163121419E-3,3.7946571402702613E-6,null,6.8326443281516646E-5,1.8815169914489442E-2]
[2004,11,2,12,5.5921855194470804E-3,1.3067285415783229E-2,0,2.7417276659155825E-3,9.0258064516128434E-6,null,7.2610913889933467E-5,2.1473809515035826E-2,null,5.7674506113071233E-3,1.0099694344526124E-2,0,2.8975845648277292E-3,3.7946571402702613E-6,null,6.8326443281516646E-5,1.883685062108276E-2]
[2004,11,2,16,5.8430713405515072E-3,1.268969684034107E-2,0,2.4888236701338215E-3,9.0258064516128434E-6,null,7.2610913889933467E-5,2.1094202764916331E-2,null,6.0261994631227696E-3,9.8078564395129905E-3,0,2.6303039287271447E-3,3.7946571402702613E-6,null,6.8326443281516646E-5,1.8536480931784692E-2]
[2004,11,2,21,7.279437148953548E-3,1.1697979691032867E-2,2.7258504839999619E-4,2.5176423778082097E-3,9.0258064516128434E-6,null,7.2610913889933467E-5,2.1851516513417883E-2,null,7.5075825164782825E-3,9.0413590557381004E-3,1.3070540880239973E-4,2.6607608714693787E-3,3.7946571402702613E-6,null,6.8326443281516646E-5,1.9412528952909947E-2]
[2004,11,2,23,5.2112574949115496E-3,1.0830045813964949E-2,2.7258504839999619E-4,1.7568727232017674E-3,9.0258064516128434E-6,null,7.2610913889933467E-5,1.8154633327701529E-2,null,5.3745838939331467E-3,8.3705336631085276E-3,1.3070540880239973E-4,1.8567443252670022E-3,3.7946571402702613E-6,null,6.8326443281516646E-5,1.5804688391532862E-2]
[2004,11,3,3,3.3212806209426005E-3,8.851751541550313E-3,2.7258504839999619E-4,2.0374523517424021E-3,9.0258064516128434E-6,null,7.2610913889933467E-5,1.4566941809858576E-2,null,3.4253731177129937E-3,6.8415116176589325E-3,1.3070540880239973E-4,2.1532738496874899E-3,3.7946571402702613E-6,null,6.8326443281516646E-5,1.2622985094283603E-2]
[2004,11,3,6,4.1374425176852643E-3,1.0311130718806663E-2,2.7258504839999619E-4,2.6006905721928839E-3,9.0258064516128434E-6,null,7.2610913889933467E-5,1.7405721104308075E-2,null,4.2671144036421976E-3,7.9694646051441838E-3,1.3070540880239973E-4,2.7485300431407326E-3,3.7946571402702613E-6,null,6.8326443281516646E-5,1.5187935561151302E-2]
[2004,11,3,7,5.1874557033820051E-3,1.1288524338468796E-2,6.8146262099999047E-5,2.8301843590488995E-3,9.0258064516128434E-6,null,7.2610913889933467E-5,1.9449736910222965E-2,null,5.350036128729382E-3,8.7248913444235212E-3,3.2676352200599933E-5,2.9910696880459061E-3,3.7946571402702613E-6,null,6.8326443281516646E-5,1.7170794613821195E-2]
[2004,11,3,10,5.3548968667672028E-3,1.3098991661260752E-2,0,2.7725378172883818E-3,9.0258064516128434E-6,null,7.2610913889933467E-5,2.1299037259206271E-2,null,5.5227250777575643E-3,1.0124200076049269E-2,0,2.930146157347538E-3,3.7946571402702613E-6,null,6.8326443281516646E-5,1.8649192411576161E-2]
[2004,11,3,14,5.4442755653382321E-3,1.3286895162092313E-2,0,2.885150040166872E-3,9.0258064516128434E-6,null,7.2610913889933467E-5,2.1688931681487351E-2,null,5.6149050006014485E-3,1.026943054008834E-2,0,3.0491599612640133E-3,3.7946571402702613E-6,null,6.8326443281516646E-5,1.9005616602375586E-2]
[2004,11,3,18,7.3075938343647798E-3,1.1865691895517597E-2,6.8146262099999047E-5,3.3868241955218913E-3,9.0258064516128434E-6,null,7.2610913889933467E-5,2.2703682434727531E-2,null,7.5366216626086575E-3,9.1709836831374951E-3,3.2676352200599933E-5,3.5793524042265269E-3,3.7946571402702613E-6,null,6.8326443281516646E-5,2.039175520259507E-2]
[2004,11,3,21,7.200782478629251E-3,1.1351155709574099E-2,2.7258504839999619E-4,2.646203073868752E-3,9.0258064516128434E-6,null,7.2610913889933467E-5,2.155459855769536E-2,null,7.4264627244280219E-3,8.7732990805687895E-3,1.3070540880239973E-4,2.7966297592438827E-3,3.7946571402702613E-6,null,6.8326443281516646E-5,1.9199218073464881E-2]
[2004,11,4,1,3.7076010266071813E-3,9.588257081823261E-3,2.7258504839999619E-4,1.9314495004357098E-3,9.0258064516128434E-6,null,7.2610913889933467E-5,1.5583764904489416E-2,null,3.8238012192239931E-3,7.4107561549231404E-3,1.3070540880239973E-4,2.0412451352413274E-3,3.7946571402702613E-6,null,6.8326443281516646E-5,1.3478629018612647E-2]
[2004,11,4,4,3.1421415947055493E-3,8.6711244833812661E-3,2.7258504839999619E-4,1.8883875956379702E-3,9.0258064516128434E-6,null,7.2610913889933467E-5,1.4058110969348048E-2,null,3.2406196822650944E-3,6.7019051102771565E-3,1.3070540880239973E-4,1.9957353232256457E-3,3.7946571402702613E-6,null,6.8326443281516646E-5,1.2141086624992085E-2]
[2004,11,4,7,5.0854058612551439E-3,1.0927649058652091E-2,6.8146262099999047E-5,2.9676683562286175E-3,9.0258064516128434E-6,null,7.2610913889933467E-5,1.9124295785459121E-2,null,5.244787935100686E-3,8.4459711321013976E-3,3.2676352200599933E-5,3.1363691330240553E-3,3.7946571402702613E-6,null,6.8326443281516646E-5,1.6931925652848526E-2]
[2004,11,4,11,5.2801164098715834E-3,1.2715664277095994E-2,0,2.9598648315763264E-3,9.0258064516128434E-6,null,7.2610913889933467E-5,2.1028256432433837E-2,null,5.4456009211399726E-3,9.8279266504091856E-3,0,3.1281220073649937E-3,3.7946571402702613E-6,null,6.8326443281516646E-5,1.8473770679335939E-2]
[2004,11,4,12,5.3319088245161583E-3,1.2679826131970513E-2,0,2.7432522311544496E-3,9.0258064516128434E-6,null,7.2610913889933467E-5,2.0827598101531054E-2,null,5.4990165656074435E-3,9.8002273769851166E-3,0,2.8991957958625007E-3,3.7946571402702613E-6,null,6.8326443281516646E-5,1.8270560838876848E-2]
[2004,11,4,15,5.1985080945875168E-3,1.2702749272722557E-2,0,2.6268375457506278E-3,9.0258064516128434E-6,null,7.2610913889933467E-5,2.0600705826950633E-2,null,5.3614349137290863E-3,9.8179446539593054E-3,0,2.776163373737255E-3,3.7946571402702613E-6,null,6.8326443281516646E-5,1.8027664041847434E-2]
[2004,11,4,19,7.2678669530050095E-3,1.2029249310921006E-2,2.7258504839999619E-4,2.9215061708164161E-3,9.0258064516128434E-6,null,7.2610913889933467E-5,2.2575079730365693E-2,null,7.4956496981795542E-3,9.2973970774114043E-3,1.3070540880239973E-4,3.0875828011093414E-3,3.7946571402702613E-6,null,6.8326443281516646E-5,2.0083456085924486E-2]
[2004,11,4,22,5.9872056046582156E-3,1.106048724809678E-2,2.7258504839999619E-4,2.3580195940472357E-3,9.0258064516128434E-6,null,7.2610913889933467E-5,1.9762169742425496E-2,null,6.1748510496521681E-3,8.5486416614411129E-3,1.3070540880239973E-4,2.4920641332154075E-3,3.7946571402702613E-6,null,6.8326443281516646E-5,1.7418383353532876E-2]
[2004,11,5,2,3.2504342477009474E-3,9.0395680962548491E-3,2.7258504839999619E-4,1.9073629837247032E-3,9.0258064516128434E-6,null,7.2610913889933467E-5,1.4553822623303762E-2,null,3.3523063431504315E-3,6.9866748811066443E-3,1.3070540880239973E-4,2.0157893907084465E-3,3.7946571402702613E-6,null,6.8326443281516646E-5,1.2557597124189709E-2]
[2004,11,5,4,3.1099453135817459E-3,8.4119008241407053E-3,2.7258504839999619E-4,1.9639660614360565E-3,9.0258064516128434E-6,null,7.2610913889933467E-5,1.384226949478177E-2,null,3.2074143351600048E-3,6.5015513534029835E-3,1.3070540880239973E-4,2.0756101403536856E-3,3.7946571402702613E-6,null,6.8326443281516646E-5,1.198740233814086E-2]
[2004,11,5,9,5.1373882360189133E-3,1.265914062352355E-2,0,2.804553600908971E-3,9.0258064516128434E-6,null,7.2610913889933467E-5,2.0673693374341367E-2,null,{"$f":"E7427*Y$5","v":5.2983994932412209E-3},{"$f":"F7427*Z$5","v":9.7842395642123818E-3},{"$f":"G7427*AA$5","v":0},{"$f":"H7427*AB$5","v":2.9639819177708494E-3},{"$f":"I7427*AC$5","v":3.7946571402702613E-6},null,{"$f":"K7427*AE$5","v":6.8326443281516646E-5},1.8118742075646239E-2]
[2004,11,5,10,5.1756068221172798E-3,1.2802573923729169E-2,0,3.0349675004680463E-3,9.0258064516128434E-6,null,7.2610913889933467E-5,2.1085759160204429E-2,null,5.3378158908177651E-3,9.8950990461024527E-3,0,3.2074939803232718E-3,3.7946571402702613E-6,null,6.8326443281516646E-5,{"$f":"SUM(N7428:T7428)","v":1.8512530017665278E-2}]
[2004,11,5,13,5.2643628189541231E-3,1.2995272647672159E-2,0,2.9175458776822174E-3,9.0258064516128434E-6,null,7.2610913889933467E-5,2.1249792258198431E-2,null,5.4293535957872594E-3,1.0044035734211653E-2,0,3.0833973802156093E-3,3.7946571402702613E-6,null,6.8326443281516646E-5,1.8628907810636308E-2]
[2004,11,5,16,5.8016094812594621E-3,1.167042577176775E-2,0,2.4271700148685762E-3,9.0258064516128434E-6,null,7.2610913889933467E-5,1.9971816181785722E-2,null,5.9834381446922111E-3,9.0200626537910444E-3,0,2.5651454952026662E-3,3.7946571402702613E-6,null,6.8326443281516646E-5,1.7640767394107706E-2]
[2004,11,5,20,6.2298348933353363E-3,1.1144098040527116E-2,2.7258504839999619E-4,1.8460700403875657E-3,9.0258064516128434E-6,null,7.2610913889933467E-5,1.9576460269873277E-2,null,6.4250846004590152E-3,8.613264375385208E-3,1.3070540880239973E-4,1.9510121742275963E-3,3.7946571402702613E-6,null,6.8326443281516646E-5,1.7192187659296008E-2]
[2004,11,5,23,4.7062911480917572E-3,9.3658141779038289E-3,2.7258504839999619E-4,1.4964685025470202E-3,9.0258064516128434E-6,null,7.2610913889933467E-5,1.5925031124165871E-2,null,4.8537913602220524E-3,7.2388302141319864E-3,1.3070540880239973E-4,1.5815371047376012E-3,3.7946571402702613E-6,null,6.8326443281516646E-5,1.3876985188315826E-2]
[2004,11,6,1,3.6793301031472717E-3,7.4364784426324305E-3,2.7258504839999619E-4,1.7516044850825713E-3,9.0258064516128434E-6,null,7.2610913889933467E-5,1.3223870326485539E-2,null,3.7946442547019733E-3,5.7476481825007629E-3,1.3070540880239973E-4,1.8511766076385184E-3,3.7946571402702613E-6,null,6.8326443281516646E-5,1.1596295554065442E-2]
[2004,11,6,7,4.0478605435290346E-3,8.673916940702556E-3,6.8146262099999047E-5,2.3101737813922452E-3,9.0258064516128434E-6,null,7.2610913889933467E-5,1.5175523774947101E-2,null,4.1747248343382577E-3,6.7040633982855518E-3,3.2676352200599933E-5,2.4414984661857309E-3,3.7946571402702613E-6,null,6.8326443281516646E-5,1.3425084151431926E-2]
[2004,11,6,10,5.7755527008103713E-3,9.622545312413534E-3,0,2.8217757589238069E-3,9.0258064516128434E-6,null,7.2610913889933467E-5,1.8292484686037645E-2,null,5.9565647167976613E-3,7.437257500654681E-3,0,2.9821830906507051E-3,3.7946571402702613E-6,null,6.8326443281516646E-5,1.6448126408524836E-2]
[2004,11,6,11,6.0717374043764098E-3,9.6109653171184885E-3,0,2.807748914524164E-3,9.0258064516128434E-6,null,7.2610913889933467E-5,1.8563062549908995E-2,null,6.2620321666348169E-3,7.4283073316433156E-3,0,2.9673588729390334E-3,3.7946571402702613E-6,null,6.8326443281516646E-5,1.6729819471638954E-2]
[2004,11,6,14,5.4960294119505105E-3,9.0480801010435902E-3,0,2.5445634227707638E-3,9.0258064516128434E-6,null,7.2610913889933467E-5,1.7161283849654797E-2,null,5.6682808682731265E-3,6.9932538027334418E-3,0,2.6892122765167434E-3,3.7946571402702613E-6,null,6.8326443281516646E-5,1.5422868047945099E-2]
[2004,11,6,18,6.6678521765918064E-3,8.6678934868491438E-3,6.8146262099999047E-5,2.0135573843466804E-3,9.0258064516128434E-6,null,7.2610913889933467E-5,1.7492875557110894E-2,null,6.8768298151511038E-3,6.6994078756668803E-3,3.2676352200599933E-5,2.128020543327544E-3,3.7946571402702613E-6,null,6.8326443281516646E-5,1.5809055686767912E-2]
[2004,11,6,22,5.6830556045321503E-3,7.8476033213741581E-3,2.7258504839999619E-4,1.8689768415004221E-3,9.0258064516128434E-6,null,7.2610913889933467E-5,1.5756093063029993E-2,null,5.8611686623179261E-3,6.0654062692497186E-3,1.3070540880239973E-4,1.9752211407706049E-3,3.7946571402702613E-6,null,6.8326443281516646E-5,1.4104622581562436E-2]
[2004,11,7,1,3.88260062580936E-3,7.5067851997554832E-3,2.7258504839999619E-4,1.8885842949892978E-3,9.0258064516128434E-6,null,7.2610913889933467E-5,1.3634427416177403E-2,null,4.0042854935541661E-3,5.8019882183003944E-3,1.3070540880239973E-4,1.9959432041947891E-3,3.7946571402702613E-6,null,6.8326443281516646E-5,1.2005043425273537E-2]
[2004,11,7,5,3.4281824077852067E-3,6.9318040173200462E-3,2.7258504839999619E-4,2.0694856602066899E-3,9.0258064516128434E-6,null,7.2610913889933467E-5,1.2785929380935207E-2,null,3.5356253212085911E-3,5.3575857267593417E-3,1.3070540880239973E-4,2.1871281311759065E-3,3.7946571402702613E-6,null,6.8326443281516646E-5,1.1283165688368027E-2]
[2004,11,7,8,4.8563591273881931E-3,7.970138993820465E-3,0,2.2983807676194125E-3,9.0258064516128434E-6,null,7.2610913889933467E-5,1.5197489802718005E-2,null,5.0085626309391996E-3,6.1601139915218499E-3,0,2.4290350639646538E-3,3.7946571402702613E-6,null,6.8326443281516646E-5,1.3669832786847491E-2]
[2004,11,7,11,6.1088101718815933E-3,8.6921370514349977E-3,0,2.8674935897307833E-3,9.0258064516128434E-6,null,7.2610913889933467E-5,1.7741051726937306E-2,null,6.3002668344345645E-3,6.7181457071558252E-3,0,3.0304998080732805E-3,3.7946571402702613E-6,null,6.8326443281516646E-5,1.6121033450085458E-2]
[2004,11,7,12,6.2006503697491317E-3,8.5228820310494918E-3,0,2.8353619152349397E-3,9.0258064516128434E-6,null,7.2610913889933467E-5,1.7631505229923496E-2,null,6.3949854026028952E-3,6.5873286385927229E-3,0,2.9965415688146288E-3,3.7946571402702613E-6,null,6.8326443281516646E-5,1.6050976710432034E-2]
[2004,11,7,15,6.1022915026497249E-3,8.7985816822233158E-3,0,2.1455151276585792E-3,9.0258064516128434E-6,null,7.2610913889933467E-5,1.7118999226421551E-2,null,6.2935438631176246E-3,6.80041667632586E-3,0,2.2674795877043572E-3,3.7946571402702613E-6,null,6.8326443281516646E-5,1.5433561227569628E-2]
[2004,11,7,20,7.3524504399819215E-3,8.0401255153907999E-3,2.7258504839999619E-4,2.8575475189526896E-3,9.0258064516128434E-6,null,7.2610913889933467E-5,1.8606580769948672E-2,null,7.5828841223550443E-3,6.2142065175214128E-3,1.3070540880239973E-4,3.0199883406049517E-3,3.7946571402702613E-6,null,6.8326443281516646E-5,1.7019905489705594E-2]
[2004,11,7,23,5.411639178270056E-3,7.933479664571778E-3,2.7258504839999619E-4,2.2968010006938853E-3,9.0258064516128434E-6,null,7.2610913889933467E-5,1.5998377139158981E-2,null,5.5812457541596716E-3,6.1317800255521557E-3,1.3070540880239973E-4,2.4273654932350955E-3,3.7946571402702613E-6,null,6.8326443281516646E-5,1.4343217782171111E-2]
[2004,11,8,2,3.3077363729311499E-3,8.2729593331514646E-3,2.7258504839999619E-4,2.0075130959039547E-3,9.0258064516128434E-6,null,7.2610913889933467E-5,1.3944666097609833E-2,null,3.4114043784425089E-3,6.3941635872286004E-3,1.3070540880239973E-4,2.1216326598354177E-3,3.7946571402702613E-6,null,6.8326443281516646E-5,{"$f":"SUM(N7492:T7492)","v":1.2130027134730714E-2}]
[2004,11,8,6,3.6607018517930147E-3,9.3176507982893238E-3,2.7258504839999619E-4,2.1036702226152311E-3,9.0258064516128434E-6,null,7.2610913889933467E-5,1.5438480168320834E-2,null,3.7754321739712693E-3,7.2016047769253924E-3,1.3070540880239973E-4,2.2232559572987467E-3,3.7946571402702613E-6,null,6.8326443281516646E-5,1.3403119417419597E-2]
[2004,11,8,9,5.4838504987024623E-3,1.1957868282717748E-2,0,2.9163109382597048E-3,9.0258064516128434E-6,null,7.2610913889933467E-5,2.0430640633569846E-2,null,5.6557202548218662E-3,9.2422267383614788E-3,0,3.0820922391348029E-3,3.7946571402702613E-6,null,6.8326443281516646E-5,1.8052160332739934E-2]
[2004,11,8,10,5.4071215009749637E-3,1.2210192069109671E-2,0,2.988406031067876E-3,9.0258064516128434E-6,null,7.2610913889933467E-5,2.0678330515042444E-2,null,5.5765864880128919E-3,9.4372475890833786E-3,0,3.1582856666286375E-3,3.7946571402702613E-6,null,6.8326443281516646E-5,1.8244240844146695E-2]
[2004,11,8,16,5.7336442071047947E-3,1.1783378846158323E-2,0,2.5509078212275038E-3,9.0258064516128434E-6,null,7.2610913889933467E-5,2.0140541788380553E-2,null,5.9133427659520312E-3,9.1073639937649456E-3,0,2.695917330147673E-3,3.7946571402702613E-6,null,6.8326443281516646E-5,1.7788745190286438E-2]
[2004,11,8,17,6.6361227868613872E-3,1.141130829159942E-2,0,2.990507433093845E-3,9.0258064516128434E-6,null,7.2610913889933467E-5,2.1110549425444585E-2,null,6.8441059923164136E-3,8.8197909626360465E-3,0,3.1605065254508473E-3,3.7946571402702613E-6,null,6.8326443281516646E-5,1.8896524580825094E-2]
[2004,11,8,21,6.7268173155634863E-3,1.1801497547028564E-2,2.7258504839999619E-4,2.5253527239458124E-3,9.0258064516128434E-6,null,7.2610913889933467E-5,2.1410124882161121E-2,null,6.9376429848189173E-3,9.1213679230346244E-3,1.3070540880239973E-4,2.6689095217658832E-3,3.7946571402702613E-6,null,6.8326443281516646E-5,1.8930746938843612E-2]
[2004,11,8,24,4.1523185251796943E-3,1.0016897186673229E-2,2.7258504839999619E-4,2.2699175706843507E-3,9.0258064516128434E-6,null,7.2610913889933467E-5,1.6795590578160536E-2,null,4.2824566411661848E-3,7.7420517457855997E-3,1.3070540880239973E-4,2.3989538414092601E-3,3.7946571402702613E-6,null,6.8326443281516646E-5,1.4626288737585232E-2]
[2004,11,9,3,3.399271553066774E-3,9.0729467818826456E-3,2.7258504839999619E-4,2.0126169700402231E-3,9.0258064516128434E-6,null,7.2610913889933467E-5,1.4841292600612907E-2,null,3.5058083692960725E-3,7.012473240271249E-3,1.3070540880239973E-4,2.1270266700071524E-3,3.7946571402702613E-6,null,6.8326443281516646E-5,1.2848134788798661E-2]
[2004,11,9,7,5.4711391567002759E-3,1.1258189580162621E-2,6.8146262099999047E-5,2.9431481068442696E-3,9.0258064516128434E-6,null,7.2610913889933467E-5,1.9816049353030434E-2,null,5.6426105257282762E-3,8.7014456342274782E-3,3.2676352200599933E-5,3.1104549997477706E-3,3.7946571402702613E-6,null,6.8326443281516646E-5,1.7559308612325911E-2]
[2004,11,9,9,5.5880570435675502E-3,1.3100067259270575E-2,0,2.7157922294095017E-3,9.0258064516128434E-6,null,7.2610913889933467E-5,2.1476527446137556E-2,null,5.7631927445656924E-3,1.0125031404882393E-2,0,2.8701747963681061E-3,3.7946571402702613E-6,null,6.8326443281516646E-5,1.8830520046237979E-2]
[2004,11,9,12,5.5749362238486522E-3,1.3287735304596189E-2,0,2.6456802526996503E-3,9.0258064516128434E-6,null,7.2610913889933467E-5,2.1580962695034428E-2,null,5.7496607042845805E-3,1.0270079885551075E-2,0,2.796077217659032E-3,3.7946571402702613E-6,null,6.8326443281516646E-5,1.8887938907916475E-2]
[2004,11,9,15,5.416678164903788E-3,1.3300447744444544E-2,0,2.5561266507267621E-3,9.0258064516128434E-6,null,7.2610913889933467E-5,2.1345863473965027E-2,null,5.586442668038873E-3,1.0279905320043114E-2,0,2.7014328304621319E-3,3.7946571402702613E-6,null,6.8326443281516646E-5,1.8639901918965907E-2]
[2004,11,9,18,7.1534651611859226E-3,1.301394744083836E-2,6.8146262099999047E-5,2.8202938051229837E-3,9.0258064516128434E-6,null,7.2610913889933467E-5,2.3131278916470533E-2,null,7.3776624315076752E-3,1.0058469466767772E-2,3.2676352200599933E-5,2.9806168933538559E-3,3.7946571402702613E-6,null,6.8326443281516646E-5,2.052154624425169E-2]
[2004,11,9,22,6.1688237968366179E-3,1.1870150449207346E-2,2.7258504839999619E-4,2.0815646795134938E-3,9.0258064516128434E-6,null,7.2610913889933467E-5,2.047699622118072E-2,null,6.3621613507609531E-3,9.1744296956835069E-3,1.3070540880239973E-4,2.1998937972691371E-3,3.7946571402702613E-6,null,6.8326443281516646E-5,1.7939311352937783E-2]
[2004,11,10,1,4.1601722342012298E-3,1.0228672660902889E-2,2.7258504839999619E-4,2.1179788087577864E-3,9.0258064516128434E-6,null,7.2610913889933467E-5,1.686328099948517E-2,null,4.2905564938516445E-3,7.9057328387847035E-3,1.3070540880239973E-4,2.2383779327110388E-3,3.7946571402702613E-6,null,6.8326443281516646E-5,1.4637493774571573E-2]
[2004,11,10,6,4.221106390824461E-3,9.801379963819341E-3,2.7258504839999619E-4,2.3049557948313431E-3,9.0258064516128434E-6,null,7.2610913889933467E-5,1.6683899445098408E-2,null,4.3534003922960024E-3,7.5754786582967228E-3,1.3070540880239973E-4,2.4359838567275011E-3,3.7946571402702613E-6,null,6.8326443281516646E-5,1.4567689416544412E-2]
[2004,11,10,9,5.9241838410850805E-3,1.2663909378802232E-2,0,2.9214171741079563E-3,9.0258064516128434E-6,null,7.2610913889933467E-5,2.1582121307885199E-2,null,6.1098541164171152E-3,9.7879253313159584E-3,0,3.0874887452729581E-3,3.7946571402702613E-6,null,6.8326443281516646E-5,1.9057389293427818E-2]
[2004,11,10,12,5.711481925913856E-3,1.3369528681018882E-2,0,2.5937832504268898E-3,9.0258064516128434E-6,null,7.2610913889933467E-5,2.1747404771249562E-2,null,5.8904858950992777E-3,1.0333297920130635E-2,0,2.7412300661290626E-3,3.7946571402702613E-6,null,6.8326443281516646E-5,1.9037134981780762E-2]
[2004,11,10,13,5.578935657084322E-3,1.3296826054772073E-2,0,2.3863098545431334E-3,9.0258064516128434E-6,null,7.2610913889933467E-5,2.1334682480289462E-2,null,5.7537854840472927E-3,1.0277106119020191E-2,0,2.5219625885459424E-3,3.7946571402702613E-6,null,6.8326443281516646E-5,1.8624975292035214E-2]
[2004,11,10,16,6.0566706268163463E-3,1.245326776655868E-2,0,2.5017785136339211E-3,9.0258064516128434E-6,null,7.2610913889933467E-5,2.108432782089888E-2,null,6.2464931801067365E-3,9.625120599330194E-3,0,2.6439952063227671E-3,3.7946571402702613E-6,null,6.8326443281516646E-5,1.8587730086181486E-2]
[2004,11,10,19,8.2916036687857332E-3,1.233312077411983E-2,2.7258504839999619E-4,3.3704086941225447E-3,9.0258064516128434E-6,null,7.2610913889933467E-5,2.4351590432651369E-2,null,8.5514714206017511E-3,9.5322590859066927E-3,1.3070540880239973E-4,3.5620037433547803E-3,3.7946571402702613E-6,null,6.8326443281516646E-5,2.1848560759087414E-2]
[2004,11,10,23,6.0886631208387706E-3,1.098364885605967E-2,2.7258504839999619E-4,2.7994857098671551E-3,9.0258064516128434E-6,null,7.2610913889933467E-5,2.0228254982388855E-2,null,6.2794883532041254E-3,8.4892533302914509E-3,1.3070540880239973E-4,2.958625936197059E-3,3.7946571402702613E-6,null,6.8326443281516646E-5,1.7930194128916822E-2]
[2004,11,11,3,3.8976189223860107E-3,8.9836539044190061E-3,2.7258504839999619E-4,2.5942448054033897E-3,9.0258064516128434E-6,null,7.2610913889933467E-5,1.5831974927831671E-2,null,4.0197744796528177E-3,6.9434588473938491E-3,1.3070540880239973E-4,2.7417178587688467E-3,3.7946571402702613E-6,null,6.8326443281516646E-5,1.3907777695039701E-2]
[2004,11,11,7,5.4231340881899575E-3,1.0760663604003505E-2,6.8146262099999047E-5,2.3936848085235182E-3,9.0258064516128434E-6,null,7.2610913889933467E-5,1.872105501004025E-2,null,5.5931009268848798E-3,8.3169082090634242E-3,3.2676352200599933E-5,2.5297567809033886E-3,3.7946571402702613E-6,null,6.8326443281516646E-5,1.6544563369474078E-2]
[2004,11,11,10,5.8755167563364526E-3,1.3213143383715965E-2,0,2.8970301693886703E-3,9.0258064516128434E-6,null,7.2610913889933467E-5,2.2058301223331023E-2,null,6.0596617530364813E-3,1.0212427850144286E-2,0,3.0617154311194583E-3,3.7946571402702613E-6,null,6.8326443281516646E-5,1.9405926134722012E-2]
[2004,11,11,13,5.6321157181012139E-3,1.3381780123013725E-2,0,2.3856613390943584E-3,9.0258064516128434E-6,null,7.2610913889933467E-5,2.1472168094099232E-2,null,5.808632265212655E-3,1.0342767049754004E-2,0,2.5212772074346876E-3,3.7946571402702613E-6,null,6.8326443281516646E-5,1.8744797622823134E-2]
[2004,11,11,14,5.5764528210754923E-3,1.3426658373976386E-2,0,2.5373520696197467E-3,9.0258064516128434E-6,null,7.2610913889933467E-5,2.1613074178561557E-2,null,5.7512248332950771E-3,1.0377453413678706E-2,0,2.6815909850800789E-3,3.7946571402702613E-6,null,6.8326443281516646E-5,1.8882390332475647E-2]
[2004,11,11,17,7.0917850963533487E-3,1.2299890937670326E-2,0,3.0641934178883101E-3,9.0258064516128434E-6,null,7.2610913889933467E-5,2.2528480365801917E-2,null,7.3140492472906996E-3,9.506575772151778E-3,0,3.2383812811528408E-3,3.7946571402702613E-6,null,6.8326443281516646E-5,2.0131127401017104E-2]
[2004,11,11,20,8.3080305379652913E-3,1.1966101954068567E-2,2.7258504839999619E-4,3.0354193326930972E-3,9.0258064516128434E-6,null,7.2610913889933467E-5,2.3666009120350214E-2,null,8.5684131254793947E-3,9.2485905362988917E-3,1.3070540880239973E-4,3.2079714975097799E-3,3.7946571402702613E-6,null,6.8326443281516646E-5,2.1227801668512254E-2]
[2004,11,12,1,4.045543177865968E-3,9.6806957490626934E-3,2.7258504839999619E-4,2.5995050099641465E-3,9.0258064516128434E-6,null,7.2610913889933467E-5,1.6682201232516073E-2,null,4.1723348399499106E-3,7.482201926177664E-3,1.3070540880239973E-4,2.7472770861613292E-3,3.7946571402702613E-6,null,6.8326443281516646E-5,1.4604640361513091E-2]
[2004,11,12,4,3.7033464750193127E-3,8.2467982019675569E-3,2.7258504839999619E-4,2.7237155303920322E-3,9.0258064516128434E-6,null,7.2610913889933467E-5,1.5030317503002162E-2,null,3.8194133254263072E-3,6.3739436700646739E-3,1.3070540880239973E-4,2.8785485071909853E-3,3.7946571402702613E-6,null,6.8326443281516646E-5,1.3274732011906154E-2]
[2004,11,12,8,5.4913835242898683E-3,1.2001634468192432E-2,0,3.4347548507453448E-3,9.0258064516128434E-6,null,7.2610913889933467E-5,2.1000383757117578E-2,null,5.6634893735104342E-3,9.2760535877686439E-3,0,3.6300077368053661E-3,3.7946571402702613E-6,null,6.8326443281516646E-5,1.8641671798506228E-2]
[2004,11,12,11,5.6567198612989126E-3,1.2585258769638726E-2,0,3.2678745694540864E-3,9.0258064516128434E-6,null,7.2610913889933467E-5,2.158246411428166E-2,null,5.834007528646384E-3,9.7271363390128776E-3,0,3.4536409396011729E-3,3.7946571402702613E-6,null,6.8326443281516646E-5,1.9086905907682222E-2]
[2004,11,12,14,5.4558702310296258E-3,1.2742845239334541E-2,0,3.0304240602339297E-3,9.0258064516128434E-6,null,7.2610913889933467E-5,2.1301750444488027E-2,null,5.6268630555510171E-3,9.8489347941716123E-3,0,3.202692262611751E-3,3.7946571402702613E-6,null,6.8326443281516646E-5,1.8750611212756167E-2]
[2004,11,12,17,6.8050592779746221E-3,1.1185546670806666E-2,0,2.8090156757584811E-3,9.0258064516128434E-6,null,7.2610913889933467E-5,2.0872232538429705E-2,null,7.0183371342473853E-3,8.6452999882537466E-3,0,2.9686976447818791E-3,3.7946571402702613E-6,null,6.8326443281516646E-5,1.8704455867704799E-2]
[2004,11,12,19,7.6335308002383334E-3,1.1285938116753647E-2,2.7258504839999619E-4,3.3810361555270613E-3,9.0258064516128434E-6,null,7.2610913889933467E-5,2.2656962368142301E-2,null,7.8727738425636747E-3,8.7228924557485529E-3,1.3070540880239973E-4,3.5732353359421301E-3,3.7946571402702613E-6,null,6.8326443281516646E-5,2.0371728143478544E-2]
[2004,11,12,22,6.4018628411771309E-3,1.0461519240686607E-2,2.7258504839999619E-4,2.919630646548395E-3,9.0258064516128434E-6,null,7.2610913889933467E-5,2.0139470024035395E-2,null,6.6025040886880408E-3,8.0856997722492004E-3,1.3070540880239973E-4,3.0856006603454948E-3,3.7946571402702613E-6,null,6.8326443281516646E-5,1.7976631030506923E-2]
[2004,11,13,2,4.045542281109934E-3,7.5114652032582108E-3,2.7258504839999619E-4,2.2446687748374152E-3,9.0258064516128434E-6,null,7.2610913889933467E-5,1.4158133554828822E-2,null,4.1723339150885807E-3,5.8056053892280128E-3,1.3070540880239973E-4,2.3722697465459815E-3,3.7946571402702613E-6,null,6.8326443281516646E-5,1.2553035560086762E-2]
[2004,11,13,5,3.7374958245872882E-3,7.60471506162037E-3,2.7258504839999619E-4,2.1631920578224716E-3,9.0258064516128434E-6,null,7.2610913889933467E-5,1.3861860239653393E-2,null,3.8546329522352969E-3,5.877678129446162E-3,1.3070540880239973E-4,2.2861613848183414E-3,3.7946571402702613E-6,null,6.8326443281516646E-5,1.2221298975723986E-2]
[2004,11,13,9,6.3585129581082292E-3,9.545310280566887E-3,0,3.3973340443506279E-3,9.0258064516128434E-6,null,7.2610913889933467E-5,1.9373768196915681E-2,null,{"$f":"E7619*Y$5","v":6.5577955737905324E-3},{"$f":"F7619*Z$5","v":7.3775626069165594E-3},{"$f":"G7619*AA$5","v":0},{"$f":"H7619*AB$5","v":3.5904596984058161E-3},{"$f":"I7619*AC$5","v":3.7946571402702613E-6},null,{"$f":"K7619*AE$5","v":6.8326443281516646E-5},1.7597938979534693E-2]
[2004,11,13,10,6.7368226104020396E-3,9.7018398945273657E-3,0,3.351343818169014E-3,9.0258064516128434E-6,null,7.2610913889933467E-5,1.9862617236988352E-2,null,6.9479618563285002E-3,7.4985442191309853E-3,0,3.5418551009567551E-3,3.7946571402702613E-6,null,6.8326443281516646E-5,{"$f":"SUM(N7620:T7620)","v":1.8060482276838027E-2}]
[2004,11,13,16,6.3068404572840442E-3,8.6473991813977164E-3,0,2.7742022599669294E-3,9.0258064516128434E-6,null,7.2610913889933467E-5,1.7801052812538624E-2,null,6.5045036013711907E-3,6.6835678435349759E-3,0,2.9319052173279862E-3,3.7946571402702613E-6,null,6.8326443281516646E-5,1.6192097762655941E-2]
[2004,11,13,17,6.7613930030319905E-3,8.8279202952261694E-3,0,2.6683046129552797E-3,9.0258064516128434E-6,null,7.2610913889933467E-5,1.8330228825103372E-2,null,6.9733023114154904E-3,6.8230924666214682E-3,0,2.8199876876450879E-3,3.7946571402702613E-6,null,6.8326443281516646E-5,1.6688503566103834E-2]
[2004,11,13,20,7.3549149784997193E-3,8.3709670887256848E-3,2.7258504839999619E-4,2.4141312648667413E-3,9.0258064516128434E-6,null,7.2610913889933467E-5,1.8496470627715408E-2,null,7.5854259021532347E-3,6.469913702359404E-3,1.3070540880239973E-4,2.5513655413364794E-3,3.7946571402702613E-6,null,6.8326443281516646E-5,1.6809531655073304E-2]
[2004,11,13,24,4.8860893044457713E-3,7.2981505043533974E-3,2.7258504839999619E-4,2.0593760656766789E-3,9.0258064516128434E-6,null,7.2610913889933467E-5,1.460007317009911E-2,null,5.0392245836317047E-3,5.6407346307205839E-3,1.3070540880239973E-4,2.1764438442458097E-3,3.7946571402702613E-6,null,6.8326443281516646E-5,1.3059229567822284E-2]
[2004,11,14,3,4.0515867239981906E-3,7.8005775133693006E-3,2.7258504839999619E-4,2.6387541014767117E-3,9.0258064516128434E-6,null,7.2610913889933467E-5,1.4847375634467468E-2,null,4.1785677972996866E-3,6.0290600602215015E-3,1.3070540880239973E-4,2.7887573408066574E-3,3.7946571402702613E-6,null,6.8326443281516646E-5,1.3199211707552033E-2]
[2004,11,14,6,4.4423058119556214E-3,7.5931050222836022E-3,2.7258504839999619E-4,3.0042127245756218E-3,9.0258064516128434E-6,null,7.2610913889933467E-5,1.5396080854438108E-2,null,4.5815324405242292E-3,5.868704739419214E-3,1.3070540880239973E-4,3.1749909111714837E-3,3.7946571402702613E-6,null,6.8326443281516646E-5,1.3828054600339115E-2]
[2004,11,14,11,7.1387646148864167E-3,9.2246015025960332E-3,0,3.8776136474095021E-3,9.0258064516128434E-6,null,7.2610913889933467E-5,2.0313590678781884E-2,null,7.3625011543206453E-3,7.1296870514320331E-3,0,4.0980413892956914E-3,3.7946571402702613E-6,null,6.8326443281516646E-5,1.8662350695470158E-2]
[2004,11,14,14,7.0409656621397221E-3,8.9341547989380751E-3,0,3.9436382179057873E-3,9.0258064516128434E-6,null,7.2610913889933467E-5,1.9991369592873516E-2,null,7.2616370775044148E-3,6.9052010287438464E-3,0,4.1678192081315126E-3,3.7946571402702613E-6,null,6.8326443281516646E-5,1.840677841480156E-2]
[2004,11,14,17,8.6724591411061168E-3,8.6595889872107482E-3,0,3.4669434095237488E-3,9.0258064516128434E-6,null,7.2610913889933467E-5,2.0871602451730548E-2,null,8.9442633118963447E-3,6.6929893346032009E-3,0,3.6640260940039491E-3,3.7946571402702613E-6,null,6.8326443281516646E-5,1.937339984092528E-2]
[2004,11,14,18,9.4379044654862125E-3,8.6863040598257075E-3,6.8146262099999047E-5,3.8674375914168465E-3,9.0258064516128434E-6,null,7.2610913889933467E-5,2.2135218626052035E-2,null,9.7336985136910539E-3,6.7136373926518153E-3,3.2676352200599933E-5,4.087286862818936E-3,3.7946571402702613E-6,null,6.8326443281516646E-5,2.0639420221784194E-2]
[2004,11,14,21,8.3043386594499023E-3,8.1305330548019084E-3,2.7258504839999619E-4,3.7208225055730504E-3,9.0258064516128434E-6,null,7.2610913889933467E-5,2.0512151515448121E-2,null,8.564605539531752E-3,6.2840824317177942E-3,1.3070540880239973E-4,3.9323372611523508E-3,3.7946571402702613E-6,null,6.8326443281516646E-5,1.8983851741626083E-2]
[2004,11,15,1,3.872494754107148E-3,8.2310252591107184E-3,2.7258504839999619E-4,2.3150081187769071E-3,9.0258064516128434E-6,null,7.2610913889933467E-5,1.4774985427618036E-2,null,3.9938628929941482E-3,6.3617527752690851E-3,1.3070540880239973E-4,2.4466076174559713E-3,3.7946571402702613E-6,null,6.8326443281516646E-5,1.3005049794943392E-2]
[2004,11,15,4,3.6581438071110156E-3,8.0246846488308647E-3,2.7258504839999619E-4,2.4373902459126481E-3,9.0258064516128434E-6,null,7.2610913889933467E-5,1.4476675997477791E-2,null,3.772793957425405E-3,6.2022722842275113E-3,1.3070540880239973E-4,2.5759467079162516E-3,3.7946571402702613E-6,null,6.8326443281516646E-5,1.2753839458793353E-2]
[2004,11,15,8,5.9971799573208251E-3,1.1372678298552456E-2,0,3.2424148480876681E-3,9.0258064516128434E-6,null,7.2610913889933467E-5,2.0684884017850881E-2,null,6.1851380092248272E-3,8.7899338722082013E-3,0,3.4267339288964779E-3,3.7946571402702613E-6,null,6.8326443281516646E-5,1.8473926910751292E-2]
[2004,11,15,12,6.0592564725343561E-3,1.2623288990537034E-2,0,3.4121326021780232E-3,9.0258064516128434E-6,null,7.2610913889933467E-5,2.216728897913935E-2,null,6.2491600690028964E-3,9.7565298660314114E-3,0,3.6060994985491505E-3,3.7946571402702613E-6,null,6.8326443281516646E-5,1.9683910534005245E-2]
[2004,11,15,15,5.8501028216612792E-3,1.2749646542970148E-2,0,2.9618229909169789E-3,9.0258064516128434E-6,null,7.2610913889933467E-5,2.1634183269438341E-2,null,6.0334513183918628E-3,9.8541915162587389E-3,0,3.1301914806943416E-3,3.7946571402702613E-6,null,6.8326443281516646E-5,1.9089955415766732E-2]
[2004,11,15,16,6.3136071104048811E-3,1.2182274859853168E-2,0,2.9102794930334543E-3,9.0258064516128434E-6,null,7.2610913889933467E-5,2.1478772377181436E-2,null,6.5114823286581448E-3,9.415670400595379E-3,0,3.0757179289476709E-3,3.7946571402702613E-6,null,6.8326443281516646E-5,1.9074991758622983E-2]
[2004,11,15,19,8.0040580940051818E-3,1.2504142364743051E-2,2.7258504839999619E-4,3.3518272513833733E-3,9.0258064516128434E-6,null,7.2610913889933467E-5,2.4216485005754868E-2,null,8.2549138591117809E-3,9.6644415351798182E-3,1.3070540880239973E-4,3.5423660155298785E-3,3.7946571402702613E-6,null,6.8326443281516646E-5,2.1664547919045662E-2]
[2004,11,16,1,4.3955529188383332E-3,9.7728336245391737E-3,2.7258504839999619E-4,2.4344708842731671E-3,9.0258064516128434E-6,null,7.2610913889933467E-5,1.6959314723273937E-2,null,{"$f":"E7683*Y$5","v":4.5333142615936522E-3},{"$f":"F7683*Z$5","v":7.5534152157215265E-3},{"$f":"G7683*AA$5","v":1.3070540880239973E-4},{"$f":"H7683*AB$5","v":2.5728613915550129E-3},{"$f":"I7683*AC$5","v":3.7946571402702613E-6},null,{"$f":"K7683*AE$5","v":6.8326443281516646E-5},1.4862417378094378E-2]
[2004,11,16,3,3.9086892493898689E-3,8.9371030827414041E-3,2.7258504839999619E-4,2.6179371578323157E-3,9.0258064516128434E-6,null,7.2610913889933467E-5,1.5820186785586852E-2,null,4.0311917625780241E-3,6.9074797549143613E-3,1.3070540880239973E-4,2.7667570322637055E-3,3.7946571402702613E-6,null,6.8326443281516646E-5,1.3908255058980279E-2]
[2004,11,16,6,4.3882127585652166E-3,9.5299306409587173E-3,2.7258504839999619E-4,2.5043113314745825E-3,9.0258064516128434E-6,null,7.2610913889933467E-5,1.6778912026621778E-2,null,4.525744052825173E-3,7.3656756958842299E-3,1.3070540880239973E-4,2.6466720053250378E-3,3.7946571402702613E-6,null,6.8326443281516646E-5,1.4740918263258629E-2]
[2004,11,16,9,6.0366383302833384E-3,1.2593996529301956E-2,0,3.0017838875734996E-3,9.0258064516128434E-6,null,7.2610913889933467E-5,2.1705029661048727E-2,null,6.2258330499155249E-3,9.7338897463998438E-3,0,3.1724240039270758E-3,3.7946571402702613E-6,null,6.8326443281516646E-5,1.9204267900664231E-2]
[2004,11,16,13,5.7992358729346185E-3,1.2923770701649167E-2,0,2.6605636782516344E-3,9.0258064516128434E-6,null,7.2610913889933467E-5,2.145618116672535E-2,null,5.980990144936746E-3,9.9887719378765113E-3,0,2.8118067099376859E-3,3.7946571402702613E-6,null,6.8326443281516646E-5,1.885368989317273E-2]
[2004,11,16,16,6.2498646241518621E-3,1.2151390475092392E-2,0,2.7305339007150211E-3,9.0258064516128434E-6,null,7.2610913889933467E-5,2.1204399913849207E-2,null,6.4457420845214376E-3,9.3917998845564604E-3,0,2.8857544762048971E-3,3.7946571402702613E-6,null,6.8326443281516646E-5,1.8795417545704581E-2]
[2004,11,16,17,6.9887323238931581E-3,1.2537965225728261E-2,0,2.9124004908742292E-3,9.0258064516128434E-6,null,7.2610913889933467E-5,2.2511708954385579E-2,null,7.2077666904163725E-3,9.6905831971194432E-3,0,3.0779594975330065E-3,3.7946571402702613E-6,null,6.8326443281516646E-5,2.0048430485490609E-2]
[2004,11,16,22,7.0468512147096925E-3,1.1778045865292236E-2,2.7258504839999619E-4,3.0663471444553982E-3,9.0258064516128434E-6,null,7.2610913889933467E-5,2.2247701520080588E-2,null,7.2677070896042485E-3,9.1032421371605426E-3,1.3070540880239973E-4,3.2406574389694013E-3,3.7946571402702613E-6,null,6.8326443281516646E-5,1.9814433174958377E-2]
[2004,11,16,24,4.9650683572983224E-3,1.0057313648982311E-2,2.7258504839999619E-4,2.8960942344949244E-3,9.0258064516128434E-6,null,7.2610913889933467E-5,1.8274933536398818E-2,null,5.1206789247065588E-3,7.7732895968633565E-3,1.3070540880239973E-4,3.0607262918495317E-3,3.7946571402702613E-6,null,6.8326443281516646E-5,1.6157521322643632E-2]
[2004,11,17,4,3.8216124544536352E-3,8.6403770208472071E-3,2.7258504839999619E-4,2.543399636516442E-3,9.0258064516128434E-6,null,7.2610913889933467E-5,1.5361846407440545E-2,null,3.9413858874976669E-3,6.6781404213166872E-3,1.3070540880239973E-4,2.6879823333939442E-3,3.7946571402702613E-6,null,6.8326443281516646E-5,1.3510335151432485E-2]
[2004,11,17,7,5.3674532154540733E-3,1.0414306641422833E-2,6.8146262099999047E-5,2.5504067797147579E-3,9.0258064516128434E-6,null,7.2610913889933467E-5,1.8475739145914927E-2,null,5.5356749558791041E-3,8.0492091924078222E-3,3.2676352200599933E-5,2.6953878063106706E-3,3.7946571402702613E-6,null,6.8326443281516646E-5,1.6385069407219982E-2]
[2004,11,17,10,5.8489082210170483E-3,1.2780881691106818E-2,0,3.0668541749991848E-3,9.0258064516128434E-6,null,7.2610913889933467E-5,2.1769255001012986E-2,null,6.0322192776822194E-3,9.8783331370276058E-3,0,3.2411932922913182E-3,3.7946571402702613E-6,null,6.8326443281516646E-5,1.922386680742293E-2]
[2004,11,17,14,5.6386213208879403E-3,1.2814127725112281E-2,0,2.8045020328530588E-3,9.0258064516128434E-6,null,7.2610913889933467E-5,2.1329861992743213E-2,null,5.8153417605680486E-3,9.904028969860439E-3,0,2.9639274182650423E-3,3.7946571402702613E-6,null,6.8326443281516646E-5,1.8755419249115318E-2]
[2004,11,17,15,5.7001818980418079E-3,1.2654056909393259E-2,0,2.8561764068255027E-3,9.0258064516128434E-6,null,7.2610913889933467E-5,2.1283026128150504E-2,null,5.8788317122343151E-3,9.7803103656667629E-3,0,3.0185392859137161E-3,3.7946571402702613E-6,null,6.8326443281516646E-5,1.8749802464236583E-2]
[2004,11,17,19,8.1019928110496065E-3,1.2510515068838358E-2,2.7258504839999619E-4,3.2183991624670175E-3,9.0258064516128434E-6,null,7.2610913889933467E-5,2.4187364337978242E-2,null,8.3559179552244404E-3,9.6693669930283908E-3,1.3070540880239973E-4,3.4013530419348568E-3,3.7946571402702613E-6,null,6.8326443281516646E-5,2.1629464499411877E-2]
[2004,11,17,22,6.8487776259292948E-3,1.1810023732972569E-2,2.7258504839999619E-4,2.9572761101528157E-3,9.0258064516128434E-6,null,7.2610913889933467E-5,2.1972534764677941E-2,null,7.0634256621153668E-3,9.1279578052648729E-3,1.3070540880239973E-4,3.12538612687159E-3,3.7946571402702613E-6,null,6.8326443281516646E-5,1.9519596103476016E-2]
[2004,11,18,1,3.9242279126804266E-3,9.990630626947411E-3,2.7258504839999619E-4,1.9119054552840034E-3,9.0258064516128434E-6,null,7.2610913889933467E-5,1.6183221290535104E-2,null,4.0472174242414958E-3,7.7217503429867764E-3,1.3070540880239973E-4,2.0205900846796336E-3,3.7946571402702613E-6,null,6.8326443281516646E-5,1.3992384361132093E-2]
[2004,11,18,5,3.8144123567118039E-3,9.1815695476977696E-3,2.7258504839999619E-4,2.4460458999559136E-3,9.0258064516128434E-6,null,7.2610913889933467E-5,1.5798485099988751E-2,null,3.9339601309704231E-3,7.0964276882444083E-3,1.3070540880239973E-4,2.5850944033150502E-3,3.7946571402702613E-6,null,6.8326443281516646E-5,1.3818308731754068E-2]
[2004,11,18,8,5.7857643457253109E-3,1.2134594835409594E-2,0,2.9948930816312233E-3,9.0258064516128434E-6,null,7.2610913889933467E-5,2.0987863176656064E-2,null,5.9670964056163373E-3,9.3788185482100318E-3,0,3.1651414816015423E-3,3.7946571402702613E-6,null,6.8326443281516646E-5,1.8583177535849697E-2]
[2004,11,18,12,5.6971475547718644E-3,1.3050171751987716E-2,0,2.8088363280592567E-3,9.0258064516128434E-6,null,7.2610913889933467E-5,2.162876654870877E-2,null,5.8757022693919254E-3,1.0086467207599819E-2,0,2.9685081018409553E-3,3.7946571402702613E-6,null,6.8326443281516646E-5,1.9002798679254484E-2]
[2004,11,18,16,6.2594934751345754E-3,1.1861123993351812E-2,0,3.0531941854433048E-3,9.0258064516128434E-6,null,7.2610913889933467E-5,2.1246422567819626E-2,null,6.4556727140209977E-3,9.1674531552426632E-3,0,3.2267567837405654E-3,3.7946571402702613E-6,null,6.8326443281516646E-5,1.8922003753426012E-2]
[2004,11,18,19,7.8769537813881615E-3,1.2125512454637959E-2,2.7258504839999619E-4,3.0845455474287687E-3,9.0258064516128434E-6,null,7.2610913889933467E-5,2.3443469079078148E-2,null,8.1238259610165679E-3,9.3717987834467005E-3,1.3070540880239973E-4,3.259890352659443E-3,3.7946571402702613E-6,null,6.8326443281516646E-5,2.0958341606346898E-2]
[2004,11,18,20,7.7862643430014599E-3,1.1946230286253206E-2,2.7258504839999619E-4,2.6901945842991667E-3,9.0258064516128434E-6,null,7.2610913889933467E-5,2.2779146509177096E-2,null,8.0302942183654042E-3,9.2332317402930523E-3,1.3070540880239973E-4,2.8431220214737494E-3,3.7946571402702613E-6,null,6.8326443281516646E-5,2.0309474489356393E-2]
[2004,11,18,23,5.5106664653869876E-3,1.0289614731930975E-2,2.7258504839999619E-4,2.1289016133293E-3,9.0258064516128434E-6,null,7.2610913889933467E-5,1.8285640106270522E-2,null,5.6833766626627038E-3,7.9528349162645926E-3,1.3070540880239973E-4,2.2499216576128619E-3,3.7946571402702613E-6,null,6.8326443281516646E-5,1.6088959745764346E-2]
[2004,11,19,2,3.4359247601763602E-3,9.4948543846517259E-3,2.7258504839999619E-4,2.1293898596440688E-3,9.0258064516128434E-6,null,7.2610913889933467E-5,1.5416626300095417E-2,null,3.5436103272274417E-3,7.3385652857126584E-3,1.3070540880239973E-4,2.2504376588930388E-3,3.7946571402702613E-6,null,6.8326443281516646E-5,1.3335439781057326E-2]
[2004,11,19,5,3.2331239201083203E-3,9.2460517902632558E-3,2.7258504839999619E-4,1.8934290200183698E-3,9.0258064516128434E-6,null,7.2610913889933467E-5,1.472906202601321E-2,null,3.3344534913255343E-3,7.1462659614464604E-3,1.3070540880239973E-4,2.0010633336079294E-3,3.7946571402702613E-6,null,6.8326443281516646E-5,1.268460929560411E-2]
[2004,11,19,10,5.412252585398401E-3,1.2417189626064796E-2,0,3.2808899872088723E-3,9.0258064516128434E-6,null,7.2610913889933467E-5,2.1182943112562001E-2,null,5.5818783861253047E-3,9.5972358336797094E-3,0,3.4673962348698802E-3,3.7946571402702613E-6,null,6.8326443281516646E-5,1.8718631555096683E-2]
[2004,11,19,14,5.071012943401512E-3,1.2805873067274751E-2,0,2.5639652281660152E-3,9.0258064516128434E-6,null,7.2610913889933467E-5,2.0513462152732212E-2,null,5.2299439277649577E-3,9.897648951484395E-3,0,2.7097170015271681E-3,3.7946571402702613E-6,null,6.8326443281516646E-5,1.7909430981198307E-2]
[2004,11,19,17,6.3118682446132056E-3,1.1492026735120967E-2,0,2.2233311549940821E-3,9.0258064516128434E-6,null,7.2610913889933467E-5,2.0099837048618188E-2,null,6.5096889649476058E-3,8.8821781824444425E-3,0,2.3497191633218241E-3,3.7946571402702613E-6,null,6.8326443281516646E-5,1.7813707411135658E-2]
[2004,11,19,20,6.659246636545808E-3,1.1609600755088791E-2,2.7258504839999619E-4,2.3393009658171189E-3,9.0258064516128434E-6,null,7.2610913889933467E-5,2.096460565307498E-2,null,6.8679545682505273E-3,8.9730510475230577E-3,1.3070540880239973E-4,2.472281421420718E-3,3.7946571402702613E-6,null,6.8326443281516646E-5,1.8516113546418488E-2]
[2004,11,19,21,6.2328036052305543E-3,1.1530366736596499E-2,2.7258504839999619E-4,2.1718786844491952E-3,9.0258064516128434E-6,null,7.2610913889933467E-5,2.0291506321899511E-2,null,6.4281463549690056E-3,8.9118111386209294E-3,1.3070540880239973E-4,2.2953418134753979E-3,3.7946571402702613E-6,null,6.8326443281516646E-5,1.7838125816289518E-2]
[2004,11,19,24,4.5031687334131376E-3,8.6470278341275186E-3,2.7258504839999619E-4,2.3353492986705141E-3,9.0258064516128434E-6,null,7.2610913889933467E-5,1.5842003161834435E-2,null,4.6443028712163771E-3,6.683280829529745E-3,1.3070540880239973E-4,2.4681051168695088E-3,3.7946571402702613E-6,null,6.8326443281516646E-5,1.3998515326839819E-2]
[2004,11,20,6,4.0050741064255784E-3,8.3393580911931952E-3,2.7258504839999619E-4,2.3770376012033473E-3,9.0258064516128434E-6,null,7.2610913889933467E-5,1.5077927094445383E-2,null,4.1305974244070535E-3,6.4454831336944358E-3,1.3070540880239973E-4,2.5121632425012782E-3,3.7946571402702613E-6,null,6.8326443281516646E-5,1.3291070309826954E-2]
[2004,11,20,8,5.4258667824662061E-3,9.2959438731937474E-3,0,2.9265842883798503E-3,9.0258064516128434E-6,null,7.2610913889933467E-5,1.7721005857929739E-2,null,5.5959192667305912E-3,7.1848275120498543E-3,0,3.0929495905440149E-3,3.7946571402702613E-6,null,6.8326443281516646E-5,1.5945817469746246E-2]
[2004,11,20,11,6.9103879353881615E-3,9.4689916839345179E-3,0,3.4203980307236557E-3,9.0258064516128434E-6,null,7.2610913889933467E-5,1.9872388563936267E-2,null,7.1269669047504102E-3,7.3185760252154281E-3,0,3.614834785599447E-3,3.7946571402702613E-6,null,6.8326443281516646E-5,1.8132498815987073E-2]
[2004,11,20,15,6.1750711745170864E-3,9.0015280065489488E-3,0,2.615816845476052E-3,9.0258064516128434E-6,null,7.2610913889933467E-5,1.7865026940432023E-2,null,6.3686045279583089E-3,6.9572737264946925E-3,0,2.7645161881300956E-3,3.7946571402702613E-6,null,6.8326443281516646E-5,1.6162515543004883E-2]
[2004,11,20,18,7.503514107152014E-3,8.6542842884287947E-3,6.8146262099999047E-5,2.425344602818633E-3,9.0258064516128434E-6,null,7.2610913889933467E-5,1.8726715507722709E-2,null,7.7386822868716941E-3,6.6888893371987819E-3,3.2676352200599933E-5,2.5632163153478903E-3,3.7946571402702613E-6,null,6.8326443281516646E-5,1.7095585392040754E-2]
[2004,11,20,21,6.7614337049523602E-3,8.2391074785580186E-3,2.7258504839999619E-4,1.9688640796186947E-3,9.0258064516128434E-6,null,7.2610913889933467E-5,1.7325862558752337E-2,null,6.9733442889776979E-3,6.3679995161525834E-3,1.3070540880239973E-4,2.0807865924355956E-3,3.7946571402702613E-6,null,6.8326443281516646E-5,1.5624956906790062E-2]
[2004,11,20,23,5.3310014898040629E-3,7.7950768986482684E-3,2.7258504839999619E-4,2.0850611609107591E-3,9.0258064516128434E-6,null,7.2610913889933467E-5,1.5567596844986353E-2,null,5.4980807940523445E-3,6.024808639545993E-3,1.3070540880239973E-4,2.2035890404743155E-3,3.7946571402702613E-6,null,6.8326443281516646E-5,1.392930498329684E-2]
[2004,11,21,2,4.0275648284955586E-3,7.8237543868921941E-3,2.7258504839999619E-4,2.3972835667216003E-3,9.0258064516128434E-6,null,7.2610913889933467E-5,1.4605060077732615E-2,null,4.1537930298282547E-3,6.04697344704936E-3,1.3070540880239973E-4,2.533560114960576E-3,3.7946571402702613E-6,null,6.8326443281516646E-5,1.2937153101062377E-2]
[2004,11,21,6,4.1911424347630321E-3,7.6097795909061631E-3,2.7258504839999619E-4,2.7135289361208438E-3,9.0258064516128434E-6,null,7.2610913889933467E-5,1.4870908257413301E-2,null,4.3224973337149348E-3,5.8815925000409632E-3,1.3070540880239973E-4,2.8677828433742252E-3,3.7946571402702613E-6,null,6.8326443281516646E-5,1.327469918635431E-2]
[2004,11,21,9,6.2625872067838713E-3,8.7897479141886038E-3,0,3.0658781250258531E-3,9.0258064516128434E-6,null,7.2610913889933467E-5,1.819082415988826E-2,null,{"$f":"E7811*Y$5","v":6.4588634065382436E-3},{"$f":"F7811*Z$5","v":6.793589064146113E-3},{"$f":"G7811*AA$5","v":0},{"$f":"H7811*AB$5","v":3.2401617575505103E-3},{"$f":"I7811*AC$5","v":3.7946571402702613E-6},null,{"$f":"K7811*AE$5","v":6.8326443281516646E-5},1.6564735328656655E-2]
[2004,11,21,12,6.9465114895163873E-3,8.8812423669127945E-3,0,3.5991613282692386E-3,9.0258064516128434E-6,null,7.2610913889933467E-5,1.9499526098588352E-2,null,7.1642226098079242E-3,6.8643050527643686E-3,0,3.8037601038085444E-3,3.7946571402702613E-6,null,6.8326443281516646E-5,1.7904408866802623E-2]
[2004,11,21,16,7.2499642083167989E-3,8.4833379466675921E-3,0,3.2774993757972285E-3,9.0258064516128434E-6,null,7.2610913889933467E-5,1.9083412444671551E-2,null,7.4771858622719239E-3,6.5567650477103391E-3,0,3.463812879960549E-3,3.7946571402702613E-6,null,6.8326443281516646E-5,1.7569884890364599E-2]
[2004,11,21,20,8.0937958567676768E-3,8.5834784008252639E-3,2.7258504839999619E-4,3.5441778856612686E-3,9.0258064516128434E-6,null,7.2610913889933467E-5,2.0577909438877471E-2,null,8.3474640996039906E-3,6.6341635238538936E-3,1.3070540880239973E-4,3.7456510594265813E-3,3.7946571402702613E-6,null,6.8326443281516646E-5,1.8930105192108651E-2]
[2004,11,21,23,6.0784266983577593E-3,8.3075230242436321E-3,2.7258504839999619E-4,2.9509651955217449E-3,9.0258064516128434E-6,null,7.2610913889933467E-5,1.7693372213746398E-2,null,6.2689311102638832E-3,6.4208778361595888E-3,1.3070540880239973E-4,3.1187164604957979E-3,3.7946571402702613E-6,null,6.8326443281516646E-5,1.6011351916143456E-2]
[2004,11,21,24,5.071968798350375E-3,8.1623876784948143E-3,2.7258504839999619E-4,2.6735599323425515E-3,9.0258064516128434E-6,null,7.2610913889933467E-5,1.6264373704811003E-2,null,5.2309297402330836E-3,6.308702844643777E-3,1.3070540880239973E-4,2.8255417521603587E-3,3.7946571402702613E-6,null,6.8326443281516646E-5,1.4568000846261406E-2]
[2004,11,22,3,3.5695408705583328E-3,8.3875281682776748E-3,2.7258504839999619E-4,2.2697210054877497E-3,9.0258064516128434E-6,null,7.2610913889933467E-5,1.4583247339947019E-2,null,3.6814141098135355E-3,6.4827137473701642E-3,1.3070540880239973E-4,2.3987461022210344E-3,3.7946571402702613E-6,null,6.8326443281516646E-5,1.276570046862892E-2]
[2004,11,22,7,5.2800460461565266E-3,1.0352247043632535E-2,6.8146262099999047E-5,2.6809369341180334E-3,9.0258064516128434E-6,null,7.2610913889933467E-5,1.8456802533230364E-2,null,5.4455283521506201E-3,8.0012433793959486E-3,3.2676352200599933E-5,2.8333381087223461E-3,3.7946571402702613E-6,null,6.8326443281516646E-5,1.6384907292891302E-2]
[2004,11,22,10,5.9290388290555345E-3,1.270572807408432E-2,0,3.2215580486688392E-3,9.0258064516128434E-6,null,7.2610913889933467E-5,2.1928935865698627E-2,null,6.1148612649175914E-3,9.820246967126087E-3,0,3.4046914989283197E-3,3.7946571402702613E-6,null,6.8326443281516646E-5,1.9411920831393786E-2]
[2004,11,22,13,5.788983158528627E-3,1.3056192148439706E-2,0,2.9030213570301533E-3,9.0258064516128434E-6,null,7.2610913889933467E-5,2.1820807577888419E-2,null,5.9704160994651211E-3,1.0091120367155402E-2,0,3.068047195229644E-3,3.7946571402702613E-6,null,6.8326443281516646E-5,1.920170476227195E-2]
[2004,11,22,17,7.112883238421356E-3,1.2072831972613973E-2,0,3.128968311229587E-3,9.0258064516128434E-6,null,7.2610913889933467E-5,2.2387294436154847E-2,null,7.3358086277591078E-3,9.3310820814358972E-3,0,3.3068383833907353E-3,3.7946571402702613E-6,null,6.8326443281516646E-5,2.0045850193007527E-2]
[2004,11,22,21,7.6783605937086018E-3,1.1408391762064221E-2,2.7258504839999619E-4,3.2617786747955557E-3,9.0258064516128434E-6,null,7.2610913889933467E-5,2.2704988326191642E-2,null,7.9190086498417481E-3,8.8175367793137237E-3,1.3070540880239973E-4,3.4471985162741006E-3,3.7946571402702613E-6,null,6.8326443281516646E-5,2.0386570454653762E-2]
[2004,11,22,22,6.8650559116165003E-3,1.1101829718741806E-2,2.7258504839999619E-4,2.7357673476850722E-3,9.0258064516128434E-6,null,7.2610913889933467E-5,2.105911027366664E-2,null,7.0802141267346502E-3,8.5805952236138634E-3,1.3070540880239973E-4,2.8912854249383488E-3,3.7946571402702613E-6,null,6.8326443281516646E-5,1.8754921284511047E-2]
[2004,11,23,1,3.9471630952242938E-3,9.5332408575383894E-3,2.7258504839999619E-4,2.0984360335576119E-3,9.0258064516128434E-6,null,7.2610913889933467E-5,1.5935297281943556E-2,null,4.0708714200045236E-3,7.3682341596052782E-3,1.3070540880239973E-4,2.217724224292842E-3,3.7946571402702613E-6,null,6.8326443281516646E-5,1.3859656313126831E-2]
[2004,11,23,4,3.4612291801594365E-3,8.3570424772680327E-3,2.7258504839999619E-4,2.2004989728187175E-3,9.0258064516128434E-6,null,7.2610913889933467E-5,1.4375227925869451E-2,null,3.5697078148720571E-3,6.4591513814095062E-3,1.3070540880239973E-4,2.3255890575220642E-3,3.7946571402702613E-6,null,6.8326443281516646E-5,1.2557274763027815E-2]
[2004,11,23,8,5.5639331335925104E-3,1.2086526149724219E-2,0,2.9432633595119035E-3,9.0258064516128434E-6,null,7.2610913889933467E-5,2.0666333556718569E-2,null,5.7383127653788763E-3,9.341666299864786E-3,0,3.110576804095789E-3,3.7946571402702613E-6,null,6.8326443281516646E-5,1.8262676969761239E-2]
[2004,11,23,10,5.5944307404051322E-3,1.2679962621605735E-2,0,3.0680666998420124E-3,9.0258064516128434E-6,null,7.2610913889933467E-5,2.1415070975742814E-2,null,5.7697661998980243E-3,9.8003328697139486E-3,0,3.2424747446079451E-3,3.7946571402702613E-6,null,6.8326443281516646E-5,1.8884694914641707E-2]
[2004,11,23,15,5.5626852047416086E-3,1.2485618409486829E-2,0,2.9444934486598669E-3,9.0258064516128434E-6,null,7.2610913889933467E-5,2.1065407976778236E-2,null,5.7370257250993692E-3,9.6501243851225028E-3,0,3.111876819182193E-3,3.7946571402702613E-6,null,6.8326443281516646E-5,1.8571148029825853E-2]
[2004,11,23,19,7.6334760828221443E-3,1.2063904669012127E-2,2.7258504839999619E-4,3.0304817712948429E-3,9.0258064516128434E-6,null,7.2610913889933467E-5,2.3084319818752374E-2,null,7.8727174102449764E-3,9.324182175691852E-3,1.3070540880239973E-4,3.2027532543292734E-3,3.7946571402702613E-6,null,6.8326443281516646E-5,2.0602479349490287E-2]
[2004,11,23,22,6.091258770915208E-3,1.1589234020957403E-2,2.7258504839999619E-4,2.1710081302025496E-3,9.0258064516128434E-6,null,7.2610913889933467E-5,2.0207958217698423E-2,null,6.2821653537378222E-3,8.9573096151613837E-3,1.3070540880239973E-4,2.2944217714962892E-3,3.7946571402702613E-6,null,6.8326443281516646E-5,1.7736723249619682E-2]
[2004,11,23,23,5.146015454481092E-3,1.073263333509863E-2,2.7258504839999619E-4,1.7704020306092913E-3,9.0258064516128434E-6,null,7.2610913889933467E-5,1.8005508115812276E-2,null,5.307297097982791E-3,8.2952436368645046E-3,1.3070540880239973E-4,1.8710427228811064E-3,3.7946571402702613E-6,null,6.8326443281516646E-5,1.567640996695259E-2]
[2004,11,24,2,3.1940006890097939E-3,9.2465423137719945E-3,2.7258504839999619E-4,1.7136578266414384E-3,9.0258064516128434E-6,null,7.2610913889933467E-5,1.451065812504649E-2,null,3.2941040962042841E-3,7.146645086670211E-3,1.3070540880239973E-4,1.811072824482835E-3,3.7946571402702613E-6,null,6.8326443281516646E-5,{"$f":"SUM(N7876:T7876)","v":1.2454648516581518E-2}]
[2004,11,24,7,4.9248842348453559E-3,1.1040519432299506E-2,6.8146262099999047E-5,2.8578968054511706E-3,9.0258064516128434E-6,null,7.2610913889933467E-5,1.8966872981919295E-2,null,5.079235388758002E-3,8.5332085527377016E-3,3.2676352200599933E-5,3.0203574827262799E-3,3.7946571402702613E-6,null,6.8326443281516646E-5,1.6737598876844367E-2]
[2004,11,24,10,5.0413033069775983E-3,1.299682567021908E-2,0,2.6595244338650957E-3,9.0258064516128434E-6,null,7.2610913889933467E-5,2.0770264324951708E-2,null,5.1993031594716067E-3,1.0045236064083925E-2,0,2.8107083884191218E-3,3.7946571402702613E-6,null,6.8326443281516646E-5,1.8127368712396442E-2]
[2004,11,24,13,5.2366353853129785E-3,1.2966911683222539E-2,0,2.6488388989142223E-3,9.0258064516128434E-6,null,7.2610913889933467E-5,2.0924996881339673E-2,null,5.4007571546378233E-3,1.0022115567693276E-2,0,2.7994154210228728E-3,3.7946571402702613E-6,null,6.8326443281516646E-5,1.8294409243775758E-2]
[2004,11,24,16,5.5901838185424164E-3,1.2033884010704855E-2,0,2.5943230980985882E-3,9.0258064516128434E-6,null,7.2610913889933467E-5,2.0291001841235796E-2,null,5.7653861749492608E-3,9.3009792331312895E-3,0,2.7418006021091013E-3,3.7946571402702613E-6,null,6.8326443281516646E-5,1.7880287110611438E-2]
[2004,11,24,20,6.9911883350364723E-3,1.2063023083814793E-2,2.7258504839999619E-4,2.3441344737336646E-3,9.0258064516128434E-6,null,7.2610913889933467E-5,2.1754803188208188E-2,null,7.2102996755830174E-3,9.3235007992048136E-3,1.3070540880239973E-4,2.4773896960707015E-3,3.7946571402702613E-6,null,6.8326443281516646E-5,1.921401668008272E-2]
[2004,11,24,23,4.890451809404517E-3,1.0426005182231416E-2,2.7258504839999619E-4,1.7904482809568455E-3,9.0258064516128434E-6,null,7.2610913889933467E-5,1.7463362568216043E-2,null,5.043723814174692E-3,8.0582509851508614E-3,1.3070540880239973E-4,1.8922285271139087E-3,3.7946571402702613E-6,null,6.8326443281516646E-5,1.5197029835663648E-2]
[2004,11,24,24,3.9551162424336424E-3,9.558934134858527E-3,2.7258504839999619E-4,2.0131175956832293E-3,9.0258064516128434E-6,null,7.2610913889933467E-5,1.5883625268598663E-2,null,4.0790738273772508E-3,7.3880924728957423E-3,1.3070540880239973E-4,2.1275557543337853E-3,3.7946571402702613E-6,null,6.8326443281516646E-5,1.3797548563830964E-2]
[2004,11,25,4,3.1490446484549578E-3,8.1886430718545941E-3,2.7258504839999619E-4,1.5198225243913972E-3,9.0258064516128434E-6,null,7.2610913889933467E-5,1.3213967540324213E-2,null,3.2477390851226107E-3,6.3289956169673076E-3,1.3070540880239973E-4,1.6062187148275363E-3,3.7946571402702613E-6,null,6.8326443281516646E-5,1.1385779926141641E-2]
[2004,11,25,7,3.6301666898032334E-3,9.8830317382089632E-3,6.8146262099999047E-5,1.1333144239024542E-3,9.0258064516128434E-6,null,7.2610913889933467E-5,1.4790085361237916E-2,null,3.7439400072554305E-3,7.6385872487792824E-3,3.2676352200599933E-5,1.1977390835058567E-3,3.7946571402702613E-6,null,6.8326443281516646E-5,1.2685063792162955E-2]
[2004,11,25,11,5.5562249082476744E-3,1.126376346657295E-2,0,1.7683544989268243E-3,9.0258064516128434E-6,null,7.2610913889933467E-5,1.8660953787637383E-2,null,5.7303629559845764E-3,8.7057536865324681E-3,0,1.8688787967286776E-3,3.7946571402702613E-6,null,6.8326443281516646E-5,1.6377116539667509E-2]
[2004,11,25,14,5.3509396071134445E-3,1.1349805768070079E-2,0,1.5915908984712895E-3,9.0258064516128434E-6,null,7.2610913889933467E-5,1.8364947187544747E-2,null,5.5186437933420528E-3,8.7722557118705656E-3,0,1.6820668508630435E-3,3.7946571402702613E-6,null,6.8326443281516646E-5,1.6045087456497447E-2]
[2004,11,25,18,7.780772553637654E-3,1.0653967965967084E-2,6.8146262099999047E-5,1.7560681380160896E-3,9.0258064516128434E-6,null,7.2610913889933467E-5,2.0334381166944096E-2,null,8.0246303104329324E-3,8.2344432365940492E-3,3.2676352200599933E-5,1.8558940024416934E-3,3.7946571402702613E-6,null,6.8326443281516646E-5,1.8219765002091062E-2]
[2004,11,25,21,6.7002226505101237E-3,1.0136028497426191E-2,2.7258504839999619E-4,1.6506526750889115E-3,9.0258064516128434E-6,null,7.2610913889933467E-5,1.884336111864849E-2,null,6.9102148144397114E-3,7.8341282396543581E-3,1.3070540880239973E-4,1.7444860671936978E-3,3.7946571402702613E-6,null,6.8326443281516646E-5,1.6691655630511955E-2]
[2004,11,26,1,3.1816613151642434E-3,8.9435737837086707E-3,2.7258504839999619E-4,8.3750563595931179E-4,9.0258064516128434E-6,null,7.2610913889933467E-5,1.3319198030455488E-2,null,3.2813779931482995E-3,6.912480954466128E-3,1.3070540880239973E-4,8.8511467928800941E-4,3.7946571402702613E-6,null,6.8326443281516646E-5,1.1281800136126624E-2]
[2004,11,26,2,3.0117538769478128E-3,8.4495521069901693E-3,2.7258504839999619E-4,1.082834761890661E-3,9.0258064516128434E-6,null,7.2610913889933467E-5,1.2900598041451907E-2,null,3.1061454735905668E-3,6.530651999509602E-3,1.3070540880239973E-4,1.1443898426963224E-3,3.7946571402702613E-6,null,6.8326443281516646E-5,1.0984013825020678E-2]
[2004,11,26,5,2.776451220436172E-3,8.2637938478217834E-3,2.7258504839999619E-4,1.0936162183475678E-3,9.0258064516128434E-6,null,7.2610913889933467E-5,1.2490318582228786E-2,null,2.8634681794591603E-3,6.3870795910194707E-3,1.3070540880239973E-4,1.155784184375208E-3,3.7946571402702613E-6,null,6.8326443281516646E-5,1.0609158464078025E-2]
[2004,11,26,8,3.9335984647647405E-3,9.8953127730262071E-3,0,9.446005863122394E-4,9.0258064516128434E-6,null,7.2610913889933467E-5,1.484612273799312E-2,null,4.0568816594781527E-3,7.6480792506711847E-3,0,9.9829757450091037E-4,3.7946571402702613E-6,null,6.8326443281516646E-5,1.2775379585072036E-2]
[2004,11,26,12,5.3608098650573775E-3,1.0195475301145247E-2,0,1.5949680501279207E-3,9.0258064516128434E-6,null,7.2610913889933467E-5,1.7223864130220479E-2,null,5.5288233957559094E-3,7.8800746262386989E-3,0,1.6856359808809474E-3,3.7946571402702613E-6,null,6.8326443281516646E-5,1.5166655103297342E-2]
[2004,11,26,15,5.4320966207370086E-3,1.0040511643000976E-2,0,1.1779873632491663E-3,9.0258064516128434E-6,null,7.2610913889933467E-5,1.6723206540877084E-2,null,5.6023443548143701E-3,7.7603033400099313E-3,0,1.2449515113212544E-3,3.7946571402702613E-6,null,6.8326443281516646E-5,1.4679720306567341E-2]
[2004,11,26,18,7.5881228010835225E-3,9.2870609942451443E-3,6.8146262099999047E-5,1.8662727970205845E-3,9.0258064516128434E-6,null,7.2610913889933467E-5,1.8885029101672515E-2,null,7.8259427080147725E-3,7.1779619420844236E-3,3.2676352200599933E-5,1.9723633815391575E-3,3.7946571402702613E-6,null,6.8326443281516646E-5,{"$f":"SUM(N7940:T7940)","v":1.7081065484260739E-2}]
[2004,11,26,23,4.9700659713380665E-3,8.6174261573249596E-3,2.7258504839999619E-4,1.6845440425313411E-3,9.0258064516128434E-6,null,7.2610913889933467E-5,1.562849346681763E-2,null,5.1258331693303048E-3,6.660401717435799E-3,1.3070540880239973E-4,1.7803040313200855E-3,3.7946571402702613E-6,null,6.8326443281516646E-5,1.3769365427310377E-2]
[2004,11,27,2,3.6051695410501917E-3,7.4451364772631619E-3,2.7258504839999619E-4,1.9156246985144805E-3,9.0258064516128434E-6,null,7.2610913889933467E-5,1.3322388012451097E-2,null,3.7181594210507511E-3,5.7543399704744983E-3,1.3070540880239973E-4,2.0245207528898448E-3,3.7946571402702613E-6,null,6.8326443281516646E-5,1.169984665363928E-2]
[2004,11,27,3,3.3135330802778079E-3,7.299531292586754E-3,2.7258504839999619E-4,1.8533770173046016E-3,9.0258064516128434E-6,null,7.2610913889933467E-5,1.2822898685792427E-2,null,3.4173827608144436E-3,5.6418018408310004E-3,1.3070540880239973E-4,1.9587345252814838E-3,3.7946571402702613E-6,null,6.8326443281516646E-5,1.1220745636151113E-2]
[2004,11,27,6,3.7598378178968798E-3,7.9608172231626934E-3,2.7258504839999619E-4,2.313558171008949E-3,9.0258064516128434E-6,null,7.2610913889933467E-5,1.4390670507691786E-2,null,3.8776751675772447E-3,6.1529092025088584E-3,1.3070540880239973E-4,2.4450752456144967E-3,3.7946571402702613E-6,null,6.8326443281516646E-5,1.2678486124924787E-2]
[2004,11,27,10,6.1867445167964243E-3,9.2088863196084815E-3,0,3.221897881046874E-3,9.0258064516128434E-6,null,7.2610913889933467E-5,1.8690139631341713E-2,null,6.3806437253044702E-3,7.1175407991927687E-3,0,3.4050506494980367E-3,3.7946571402702613E-6,null,6.8326443281516646E-5,1.6975356274417062E-2]
[2004,11,27,15,5.7758025434216861E-3,8.7651677337044417E-3,0,2.4371532116694524E-3,9.0258064516128434E-6,null,7.2610913889933467E-5,1.7050734402685511E-2,null,5.9568223897443744E-3,6.7745910625012212E-3,0,2.5756961991684432E-3,3.7946571402702613E-6,null,6.8326443281516646E-5,1.5379230751835825E-2]
[2004,11,27,17,6.1673195888375457E-3,8.6501515445548023E-3,0,2.358124500966383E-3,9.0258064516128434E-6,null,7.2610913889933467E-5,1.7248206548248664E-2,null,6.3606099992699104E-3,6.6856951427962377E-3,0,2.4921750036980758E-3,3.7946571402702613E-6,null,6.8326443281516646E-5,1.5610601246186011E-2]
[2004,11,27,21,6.2770809711500892E-3,8.0940055512508397E-3,2.7258504839999619E-4,1.8086014825767741E-3,9.0258064516128434E-6,null,7.2610913889933467E-5,1.6536145300600963E-2,null,6.4738114210244205E-3,6.2558503537233252E-3,1.3070540880239973E-4,1.9114136699236871E-3,3.7946571402702613E-6,null,6.8326443281516646E-5,1.4843901953895618E-2]
[2004,11,27,24,4.4194242291404236E-3,7.1790399975904537E-3,2.7258504839999619E-4,1.7833170673929419E-3,9.0258064516128434E-6,null,7.2610913889933467E-5,1.3738238589747081E-2,null,4.5579337243628537E-3,5.5486742162389096E-3,1.3070540880239973E-4,1.8846919308982679E-3,3.7946571402702613E-6,null,6.8326443281516646E-5,1.2194126380724217E-2]
[2004,11,28,3,3.4553869674679894E-3,7.3882724468588186E-3,2.7258504839999619E-4,1.9765363462104744E-3,9.0258064516128434E-6,null,7.2610913889933467E-5,1.3176653056160545E-2,null,3.5636825009690222E-3,5.7103898072992125E-3,1.3070540880239973E-4,2.0888949985074148E-3,3.7946571402702613E-6,null,6.8326443281516646E-5,1.1565793815999837E-2]
[2004,11,28,4,3.3726940887819435E-3,7.075208357967655E-3,2.7258504839999619E-4,1.9612486701900186E-3,9.0258064516128434E-6,null,7.2610913889933467E-5,1.2765608412562881E-2,null,3.4783979387759323E-3,5.468422825830415E-3,1.3070540880239973E-4,2.0727382756426122E-3,3.7946571402702613E-6,null,6.8326443281516646E-5,1.1222385549473147E-2]
[2004,11,28,7,4.3182983047013431E-3,7.4699734385266E-3,6.8146262099999047E-5,2.3564018101686433E-3,9.0258064516128434E-6,null,7.2610913889933467E-5,1.4288246062719853E-2,null,4.4536384049931842E-3,5.7735364377763127E-3,3.2676352200599933E-5,2.4903543844120848E-3,3.7946571402702613E-6,null,6.8326443281516646E-5,1.2822326679803969E-2]
[2004,11,28,12,6.2016153217820122E-3,8.869253752857343E-3,0,2.7729777193987166E-3,9.0258064516128434E-6,null,7.2610913889933467E-5,1.7916457707928005E-2,null,6.3959805972674082E-3,6.8550390626430915E-3,0,2.9306110662372094E-3,3.7946571402702613E-6,null,6.8326443281516646E-5,1.6253751826569497E-2]
[2004,11,28,15,6.2404887566425643E-3,8.7844980697373426E-3,0,2.2980707681595882E-3,9.0258064516128434E-6,null,7.2610913889933467E-5,1.7395668508429427E-2,null,6.4360723672686774E-3,6.7895314636095853E-3,0,2.428707442202267E-3,3.7946571402702613E-6,null,6.8326443281516646E-5,1.5726432373502318E-2]
[2004,11,28,18,8.3786072026159706E-3,8.2202218098880904E-3,6.8146262099999047E-5,2.9020182573633725E-3,9.0258064516128434E-6,null,7.2610913889933467E-5,1.9644419779190698E-2,null,8.6412017384944768E-3,6.3534027980899415E-3,3.2676352200599933E-5,3.0669870731221197E-3,3.7946571402702613E-6,null,6.8326443281516646E-5,1.8166389062328921E-2]
[2004,11,28,22,6.5748649631652747E-3,7.8912995634244885E-3,2.7258504839999619E-4,2.3303535204052552E-3,9.0258064516128434E-6,null,7.2610913889933467E-5,1.7152975342618282E-2,null,6.780928282725974E-3,6.0991790594406882E-3,1.3070540880239973E-4,2.4628253474122163E-3,3.7946571402702613E-6,null,6.8326443281516646E-5,1.5545759198803064E-2]
[2004,11,29,1,3.5981689250431889E-3,8.2821549821484684E-3,2.7258504839999619E-4,2.0565520625339807E-3,9.0258064516128434E-6,null,7.2610913889933467E-5,1.4293333265348901E-2,null,3.7109393982298509E-3,6.4012708969118422E-3,1.3070540880239973E-4,2.1734593071530001E-3,3.7946571402702613E-6,null,6.8326443281516646E-5,1.2488496111518879E-2]
[2004,11,29,4,3.3034917740968053E-3,8.2744981147668643E-3,2.7258504839999619E-4,2.0703021014098484E-3,9.0258064516128434E-6,null,7.2610913889933467E-5,1.4004749285896779E-2,null,3.4070267493283173E-3,6.3953529102963999E-3,1.3070540880239973E-4,2.1879909839886678E-3,3.7946571402702613E-6,null,6.8326443281516646E-5,1.2193197152837572E-2]
[2004,11,29,5,3.5606504180528708E-3,8.6962530153303734E-3,2.7258504839999619E-4,2.2655216133288247E-3,9.0258064516128434E-6,null,7.2610913889933467E-5,1.4878882342335331E-2,null,3.672245020991444E-3,6.7213269323264484E-3,1.3070540880239973E-4,2.3943079904229043E-3,3.7946571402702613E-6,null,6.8326443281516646E-5,1.2990706452964983E-2]
[2004,11,29,9,5.7615669734861225E-3,1.221919065970173E-2,0,3.024504642262216E-3,9.0258064516128434E-6,null,7.2610913889933467E-5,2.1077873189340002E-2,null,{"$f":"E8003*Y$5","v":5.9421406617792246E-3},{"$f":"F8003*Z$5","v":9.4442025924845862E-3},{"$f":"G8003*AA$5","v":0},{"$f":"H8003*AB$5","v":3.1964363480069453E-3},{"$f":"I8003*AC$5","v":3.7946571402702613E-6},null,{"$f":"K8003*AE$5","v":6.8326443281516646E-5},1.8654900702692545E-2]
[2004,11,29,13,5.5638603681922808E-3,1.28109291153304E-2,0,2.7808168885811438E-3,9.0258064516128434E-6,null,7.2610913889933467E-5,2.1228217285993757E-2,null,5.7382377194329613E-3,9.9015567669432682E-3,0,2.9388958626837916E-3,3.7946571402702613E-6,null,6.8326443281516646E-5,1.8650811449481809E-2]
[2004,11,29,16,6.0536235177338638E-3,1.1861172421654744E-2,0,2.7911756285436372E-3,9.0258064516128434E-6,null,7.2610913889933467E-5,2.077858248182218E-2,null,6.2433505713575506E-3,9.1674905854388887E-3,0,2.9498434580265119E-3,3.7946571402702613E-6,null,6.8326443281516646E-5,1.8432805715244738E-2]
[2004,11,29,19,7.6923525148717203E-3,1.2045614509752122E-2,2.7258504839999619E-4,3.3326234307351366E-3,9.0258064516128434E-6,null,7.2610913889933467E-5,2.3427047750982238E-2,null,7.9334390928206093E-3,9.310045726371197E-3,1.3070540880239973E-4,3.5220705299541921E-3,3.7946571402702613E-6,null,6.8326443281516646E-5,2.0968381858370185E-2]
[2004,11,29,23,5.6267814259369792E-3,1.0958592769586026E-2,2.7258504839999619E-4,2.4794702058989733E-3,9.0258064516128434E-6,null,7.2610913889933467E-5,1.9421301697045243E-2,null,5.8031307906109067E-3,8.4698875012916373E-3,1.3070540880239973E-4,2.6204187552536832E-3,3.7946571402702613E-6,null,6.8326443281516646E-5,1.7096263556380414E-2]
[2004,11,30,2,3.9616844726670783E-3,9.6979636107625625E-3,2.7258504839999619E-4,2.3824734706046611E-3,9.0258064516128434E-6,null,7.2610913889933467E-5,1.6398578849657567E-2,null,4.0858479129907022E-3,7.4955482425397126E-3,1.3070540880239973E-4,2.5179081206193631E-3,3.7946571402702613E-6,null,6.8326443281516646E-5,1.4302130785373965E-2]
[2004,11,30,4,3.7797779812584887E-3,8.9600697061971157E-3,2.7258504839999619E-4,2.3988173376564377E-3,9.0258064516128434E-6,null,7.2610913889933467E-5,1.5495122320735305E-2,null,3.8982402770446514E-3,6.9252306396350967E-3,1.3070540880239973E-4,2.5351810750004868E-3,3.7946571402702613E-6,null,6.8326443281516646E-5,1.356147850090442E-2]
[2004,11,30,7,5.3036531241519086E-3,1.0899672515777378E-2,6.8146262099999047E-5,2.2891326483792615E-3,9.0258064516128434E-6,null,7.2610913889933467E-5,1.8636030797631813E-2,null,5.4698753012892287E-3,8.4243480847077997E-3,3.2676352200599933E-5,2.4192612239523565E-3,3.7946571402702613E-6,null,6.8326443281516646E-5,1.641828206257177E-2]
[2004,11,30,10,5.8111194238472854E-3,1.3205996690643509E-2,0,2.8683923081122401E-3,9.0258064516128434E-6,null,7.2610913889933467E-5,2.1958119336492971E-2,null,5.9932461390802549E-3,1.0206904176840359E-2,0,3.0314496152122642E-3,3.7946571402702613E-6,null,6.8326443281516646E-5,1.9303721031554665E-2]
[2004,11,30,14,5.6005752535908549E-3,1.3207701077557924E-2,0,2.6340277151596799E-3,9.0258064516128434E-6,null,7.2610913889933467E-5,2.1514914960198389E-2,null,5.7761032887170462E-3,1.0208221496110023E-2,0,2.7837622772159524E-3,3.7946571402702613E-6,null,6.8326443281516646E-5,1.884020816246481E-2]
[2004,11,30,17,7.030882895720859E-3,1.2284118939246058E-2,0,3.0385518512506464E-3,9.0258064516128434E-6,null,7.2610913889933467E-5,2.2426164600107493E-2,null,7.2512383063721066E-3,9.4943856073073599E-3,0,3.2112820879576318E-3,3.7946571402702613E-6,null,6.8326443281516646E-5,2.0029027102058884E-2]
[2004,11,30,19,8.3240677350337015E-3,1.233609117614331E-2,2.7258504839999619E-4,3.3805912056793052E-3,9.0258064516128434E-6,null,7.2610913889933467E-5,2.4397207412479579E-2,null,8.5849529455039996E-3,9.5345549072317001E-3,1.3070540880239973E-4,3.5727650923701635E-3,3.7946571402702613E-6,null,6.8326443281516646E-5,2.189509945433005E-2]
[2004,12,1,1,4.4376905470652631E-3,1.0189820742404094E-2,2.7258504839999608E-4,2.2912156640587438E-3,9.0258064516128434E-6,null,8.2759408319833699E-5,1.729514753928019E-2,null,4.576772528282284E-3,7.8757042223543666E-3,1.3070540880239968E-4,2.4214626512334817E-3,3.7946571402702613E-6,null,7.7876116903700571E-5,1.5086315584716504E-2]
[2004,12,1,4,4.0964842891426604E-3,9.0641396618169178E-3,2.7258504839999608E-4,2.3635721602285192E-3,9.0258064516128434E-6,null,8.2759408319833699E-5,1.5900616696940185E-2,null,4.2248725002889172E-3,7.0056662242852083E-3,1.3070540880239968E-4,2.4979323418861978E-3,3.7946571402702613E-6,null,7.7876116903700571E-5,1.3940847249306694E-2]
[2004,12,1,5,4.013816836014289E-3,9.1512322138452701E-3,2.7258504839999608E-4,2.1233402694315366E-3,9.0258064516128434E-6,null,8.2759408319833699E-5,1.5664809905043185E-2,null,4.1396141605177482E-3,7.0729799874106897E-3,1.3070540880239968E-4,2.2440441722454464E-3,3.7946571402702613E-6,null,7.7876116903700571E-5,1.3669014503020256E-2]
[2004,12,1,8,6.3486508086202254E-3,1.2275215347304139E-2,0,2.7483326382286614E-3,9.0258064516128434E-6,null,8.2759408319833699E-5,2.1454958202472861E-2,null,6.5476243339603101E-3,9.4875040282861242E-3,0,2.9045650049580223E-3,3.7946571402702613E-6,null,7.7876116903700571E-5,1.9021364141248425E-2]
[2004,12,1,11,5.8214439158646393E-3,1.3375627533160402E-2,0,2.9880676469218985E-3,9.0258064516128434E-6,null,8.2759408319833699E-5,2.2267898504266775E-2,null,6.0038942117505642E-3,1.0338011718025293E-2,0,3.1579280466175197E-3,3.7946571402702613E-6,null,7.7876116903700571E-5,1.9581504750437347E-2]
[2004,12,1,15,5.8537741210144675E-3,1.2773643714270816E-2,0,3.0112995198532349E-3,9.0258064516128434E-6,null,8.2759408319833699E-5,2.1721476763458352E-2,null,6.0372376802042887E-3,9.8727389105765558E-3,0,3.1824805640884332E-3,3.7946571402702613E-6,null,7.7876116903700571E-5,1.9174127928913248E-2]
[2004,12,1,20,8.6543288762153166E-3,1.2408136048056375E-2,2.7258504839999608E-4,2.3820667323357567E-3,9.0258064516128434E-6,null,8.2759408319833699E-5,2.3820952242359538E-2,null,8.9255648250589573E-3,9.5902383305488045E-3,1.3070540880239968E-4,2.5174782608106908E-3,3.7946571402702613E-6,null,7.7876116903700571E-5,2.1245657599264823E-2]
[2004,12,1,22,7.8298715268625141E-3,1.1902573262729841E-2,2.7258504839999608E-4,2.7346791583508665E-3,9.0258064516128434E-6,null,8.2759408319833699E-5,2.2843544533695311E-2,null,8.0752680981378486E-3,9.1994892620699004E-3,1.3070540880239968E-4,2.890135376136054E-3,3.7946571402702613E-6,null,7.7876116903700571E-5,2.0377268919190172E-2]
[2004,12,2,2,3.8631711509924025E-3,1.0071913846896017E-2,2.7258504839999608E-4,2.2131674945502231E-3,9.0258064516128434E-6,null,8.2759408319833699E-5,1.6524673078190732E-2,null,3.9842470781581195E-3,7.7845740780395252E-3,1.3070540880239968E-4,2.3389777370341623E-3,3.7946571402702613E-6,null,7.7876116903700571E-5,{"$f":"SUM(N8068:T8068)","v":1.4320175076078178E-2}]
[2004,12,2,5,3.8065555386399739E-3,9.4359398847371559E-3,2.7258504839999608E-4,1.9135222976778357E-3,9.0258064516128434E-6,null,8.2759408319833699E-5,1.5532438306807055E-2,null,3.9258570717936973E-3,7.2930303163089077E-3,1.3070540880239968E-4,2.0222988384783311E-3,3.7946571402702613E-6,null,7.7876116903700571E-5,1.3453562409427309E-2]
[2004,12,2,6,4.3312804169473029E-3,9.7262918004196366E-3,2.7258504839999608E-4,2.4070186898058521E-3,9.0258064516128434E-6,null,8.2759408319833699E-5,1.6841011492924881E-2,null,4.4670273905603906E-3,7.5174430774474013E-3,1.3070540880239968E-4,2.5438486431526007E-3,3.7946571402702613E-6,null,7.7876116903700571E-5,1.4740695294006765E-2]
[2004,12,2,9,6.5911328992711189E-3,1.2226751088616712E-2,0,2.9565669546143449E-3,9.0258064516128434E-6,null,8.2759408319833699E-5,2.1857210350822009E-2,null,6.7977060733969159E-3,9.4500460418870617E-3,0,3.1246366585097681E-3,3.7946571402702613E-6,null,7.7876116903700571E-5,1.9454059547837715E-2]
[2004,12,2,13,5.8701547555039682E-3,1.2969322529766928E-2,0,2.709017305692848E-3,9.0258064516128434E-6,null,8.2759408319833699E-5,2.1631253999283579E-2,null,6.0541317013471018E-3,1.00239789090404E-2,0,2.863014743736582E-3,3.7946571402702613E-6,null,7.7876116903700571E-5,1.9022796128168054E-2]
[2004,12,2,17,6.8767583488990721E-3,1.2072679183972462E-2,0,2.9404467954850309E-3,9.0258064516128434E-6,null,8.2759408319833699E-5,2.19726437366764E-2,null,7.0922833309526503E-3,9.3309639912182666E-3,0,3.1076001290045417E-3,3.7946571402702613E-6,null,7.7876116903700571E-5,1.9612518225219429E-2]
[2004,12,2,20,8.6980835240578706E-3,1.1884405827661614E-2,2.7258504839999608E-4,2.6607499295376699E-3,9.0258064516128434E-6,null,8.2759408319833699E-5,2.361965986700924E-2,null,8.9706907904922393E-3,9.1854476661779559E-3,1.3070540880239968E-4,2.8120035489083484E-3,3.7946571402702613E-6,null,7.7876116903700571E-5,2.1180518188424917E-2]
[2004,12,2,24,5.4990093198793236E-3,1.005376719723994E-2,2.7258504839999608E-4,2.4040991323001455E-3,9.0258064516128434E-6,null,8.2759408319833699E-5,1.8333296235171496E-2,null,5.6713541697124125E-3,7.770548547175845E-3,1.3070540880239968E-4,2.5407631197908787E-3,3.7946571402702613E-6,null,7.7876116903700571E-5,1.6195042019525506E-2]
[2004,12,3,3,4.1757160191321805E-3,9.3546261399261917E-3,2.7258504839999608E-4,2.2388300656943187E-3,9.0258064516128434E-6,null,8.2759408319833699E-5,1.6145592810504782E-2,null,4.3065874376732117E-3,7.2301829886146952E-3,1.3070540880239968E-4,2.3660991287629404E-3,3.7946571402702613E-6,null,7.7876116903700571E-5,1.4115245737897219E-2]
[2004,12,3,6,4.5719481631608912E-3,9.9126092874619407E-3,2.7258504839999608E-4,2.161078783111274E-3,9.0258064516128434E-6,null,8.2759408319833699E-5,1.7022056819486198E-2,null,4.7152379220591215E-3,7.6614477127096431E-3,1.3070540880239968E-4,2.2839279783934325E-3,3.7946571402702613E-6,null,7.7876116903700571E-5,1.4872989796008568E-2]
[2004,12,3,10,6.5285575543659177E-3,1.2979046870244978E-2,0,3.2323605892638548E-3,9.0258064516128434E-6,null,8.2759408319833699E-5,2.282272442219458E-2,null,6.7331695500696389E-3,1.0031494843942362E-2,0,3.4161081232992122E-3,3.7946571402702613E-6,null,7.7876116903700571E-5,2.0262443291355185E-2]
[2004,12,3,11,6.3702259326960942E-3,1.2709654473372451E-2,0,3.2377044472991084E-3,9.0258064516128434E-6,null,8.2759408319833699E-5,2.240034426168749E-2,null,6.569875645564275E-3,9.8232816779648662E-3,0,3.4217557595513748E-3,3.7946571402702613E-6,null,7.7876116903700571E-5,1.9896583857124485E-2]
[2004,12,3,14,5.8827182251158404E-3,1.2718464459202631E-2,0,3.2589041335663507E-3,9.0258064516128434E-6,null,8.2759408319833699E-5,2.1942846226204654E-2,null,6.0670889235710694E-3,9.8300909088979375E-3,0,3.4441605681947737E-3,3.7946571402702613E-6,null,7.7876116903700571E-5,1.9423011174707752E-2]
[2004,12,3,18,8.2630327116782719E-3,1.2246862007721133E-2,6.814626209999902E-5,2.7872992950245452E-3,9.0258064516128434E-6,null,8.2759408319833699E-5,2.3453368717101849E-2,null,8.5220050190558758E-3,9.4655897550209936E-3,3.2676352200599919E-5,2.9457467695360108E-3,3.7946571402702613E-6,null,7.7876116903700571E-5,2.1047688669857449E-2]
[2004,12,3,21,8.0660404830023066E-3,1.1600003115490315E-2,2.7258504839999608E-4,2.4578644819224812E-3,9.0258064516128434E-6,null,8.2759408319833699E-5,2.2500328666167191E-2,null,8.3188388426568699E-3,8.965633039628591E-3,1.3070540880239968E-4,2.5975848271854464E-3,3.7946571402702613E-6,null,7.7876116903700571E-5,2.0094432892317278E-2]
[2004,12,4,1,4.7946145087297345E-3,8.3263315382981207E-3,2.7258504839999608E-4,1.7718409429845457E-3,9.0258064516128434E-6,null,8.2759408319833699E-5,1.526920757576449E-2,null,4.9448828697102008E-3,6.4354149214822694E-3,1.3070540880239968E-4,1.8725634320093357E-3,3.7946571402702613E-6,null,7.7876116903700571E-5,1.3465237406048177E-2]
[2004,12,4,4,4.3360426889868476E-3,7.5618529852571562E-3,2.7258504839999608E-4,2.102773353245488E-3,9.0258064516128434E-6,null,8.2759408319833699E-5,1.4377089613241583E-2,null,4.4719389173132435E-3,5.8445500652410803E-3,1.3070540880239968E-4,2.2223081042808336E-3,3.7946571402702613E-6,null,7.7876116903700571E-5,1.275117326968153E-2]
[2004,12,4,7,4.9991119286675531E-3,8.8912097738401003E-3,6.814626209999902E-5,2.2930007116907705E-3,9.0258064516128434E-6,null,8.2759408319833699E-5,1.6339497116876323E-2,null,5.1557894581146062E-3,6.8720088535286581E-3,3.2676352200599919E-5,2.4233491721051001E-3,3.7946571402702613E-6,null,7.7876116903700571E-5,1.4565494609992935E-2]
[2004,12,4,9,6.3020411150705169E-3,9.7930510192276009E-3,0,2.343502995393926E-3,9.0258064516128434E-6,null,8.2759408319833699E-5,1.8521354538011878E-2,null,6.4995538426253444E-3,7.5690412237483457E-3,0,2.4767223205640104E-3,3.7946571402702613E-6,null,7.7876116903700571E-5,1.6626988160981671E-2]
[2004,12,4,12,7.3617099473805786E-3,9.8324401369295038E-3,0,2.5889410359939795E-3,9.0258064516128434E-6,null,8.2759408319833699E-5,1.9865850528623899E-2,null,7.5924338326464986E-3,7.5994850410089129E-3,0,2.7361125900300272E-3,3.7946571402702613E-6,null,7.7876116903700571E-5,1.8009702237729408E-2]
[2004,12,4,16,6.8545756674992554E-3,8.5189808212136255E-3,0,2.3927907252430901E-3,9.0258064516128434E-6,null,8.2759408319833699E-5,1.7849106622275807E-2,null,7.0694054205265935E-3,6.5843133966612564E-3,0,2.5288118723534822E-3,3.7946571402702613E-6,null,7.7876116903700571E-5,1.6264201463585305E-2]
[2004,12,4,19,9.3186241217264754E-3,8.1566530556836919E-3,2.7258504839999608E-4,2.5010681262403324E-3,9.0258064516128434E-6,null,8.2759408319833699E-5,2.0352765889402588E-2,null,9.6106797960284051E-3,6.3042705593044264E-3,1.3070540880239968E-4,2.6432444360795001E-3,3.7946571402702613E-6,null,7.7876116903700571E-5,1.8770570974258698E-2]
[2004,12,4,22,7.4298081370340104E-3,8.2214940667332675E-3,2.7258504839999608E-4,2.0012405435460233E-3,9.0258064516128434E-6,null,8.2759408319833699E-5,1.8028963333065393E-2,null,7.6626662925997277E-3,6.3543861243780852E-3,1.3070540880239968E-4,2.1150035364836109E-3,3.7946571402702613E-6,null,7.7876116903700571E-5,1.6344432136307794E-2]
[2004,12,4,24,5.9690081041230214E-3,7.4676113426337979E-3,2.7258504839999608E-4,2.0361713000475049E-3,9.0258064516128434E-6,null,8.2759408319833699E-5,1.5849211332556415E-2,null,6.1560832199331816E-3,5.7717107757684297E-3,1.3070540880239968E-4,2.1519199750251639E-3,3.7946571402702613E-6,null,7.7876116903700571E-5,1.4292090153573146E-2]
[2004,12,5,6,4.1413264387929957E-3,7.3867435886402003E-3,2.7258504839999608E-4,2.006780495031515E-3,9.0258064516128434E-6,null,8.2759408319833699E-5,1.3911271108216799E-2,null,4.2711200510029933E-3,5.709208154016771E-3,1.3070540880239968E-4,2.1208584133606307E-3,3.7946571402702613E-6,null,7.7876116903700571E-5,1.2313562801226767E-2]
[2004,12,5,9,5.9512174654471981E-3,8.2660393131399491E-3,0,1.9799042101121787E-3,9.0258064516128434E-6,null,8.2759408319833699E-5,1.627992039701916E-2,null,6.1377350035606015E-3,6.3888151093504106E-3,0,2.0924543127964798E-3,3.7946571402702613E-6,null,7.7876116903700571E-5,1.4700675199751463E-2]
[2004,12,5,10,6.4780363084060988E-3,8.7343078533304343E-3,0,1.8555441615113401E-3,9.0258064516128434E-6,null,8.2759408319833699E-5,1.7150647731567707E-2,null,6.6810649140768468E-3,6.750739485883046E-3,0,1.9610248634800097E-3,3.7946571402702613E-6,null,7.7876116903700571E-5,1.5474500037483876E-2]
[2004,12,5,13,6.4151699084474666E-3,9.067597815492226E-3,0,1.8841452315412604E-3,9.0258064516128434E-6,null,8.2759408319833699E-5,1.7449672363800788E-2,null,6.6162282137186045E-3,7.0083390284679976E-3,0,1.9912517966967991E-3,3.7946571402702613E-6,null,7.7876116903700571E-5,1.569748981292737E-2]
[2004,12,5,17,7.3736579266665617E-3,8.2957126444314997E-3,0,2.3035784020604012E-3,9.0258064516128434E-6,null,8.2759408319833699E-5,1.8055708381478294E-2,null,7.6047562744176438E-3,6.4117496031410289E-3,0,2.4345281643615513E-3,3.7946571402702613E-6,null,7.7876116903700571E-5,1.6532704815964194E-2]
[2004,12,5,21,8.1078662093565582E-3,7.8982732457916465E-3,2.7258504839999608E-4,2.4955673319683072E-3,9.0258064516128434E-6,null,8.2759408319833699E-5,1.8878127372868602E-2,null,8.361975432133616E-3,6.1045690129102161E-3,1.3070540880239968E-4,2.6374309423561585E-3,3.7946571402702613E-6,null,7.7876116903700571E-5,1.7316351570246361E-2]
[2004,12,5,24,5.1884277279208874E-3,8.1010578699854171E-3,2.7258504839999608E-4,2.0103750014320823E-3,9.0258064516128434E-6,null,8.2759408319833699E-5,1.5676281185090474E-2,null,5.3510386175598208E-3,6.2613010851777229E-3,1.3070540880239968E-4,2.1246572539216171E-3,3.7946571402702613E-6,null,7.7876116903700571E-5,1.3949373139505533E-2]
[2004,12,6,4,4.3017845856509612E-3,8.6051714794636198E-3,2.7258504839999608E-4,2.4044267390330382E-3,9.0258064516128434E-6,null,8.2759408319833699E-5,1.568780338989971E-2,null,4.436607128276618E-3,6.650930086813828E-3,1.3070540880239968E-4,2.54110934973354E-3,3.7946571402702613E-6,null,7.7876116903700571E-5,1.3841022747670359E-2]
[2004,12,6,7,5.4820699498221419E-3,1.03236460940125E-2,6.814626209999902E-5,2.4201301417460797E-3,9.0258064516128434E-6,null,8.2759408319833699E-5,1.8382020888258622E-2,null,5.6538839016299783E-3,7.9791377285331738E-3,3.2676352200599919E-5,2.5577054317887532E-3,3.7946571402702613E-6,null,7.7876116903700571E-5,1.6305074188196475E-2]
[2004,12,6,10,6.3844202913615703E-3,1.3349786614236326E-2,0,3.0792111892039343E-3,9.0258064516128434E-6,null,8.2759408319833699E-5,2.2896177503121666E-2,null,6.5845148706539331E-3,1.0318039292658381E-2,0,3.2542527562461681E-3,3.7946571402702613E-6,null,7.7876116903700571E-5,2.0238477693602454E-2]
[2004,12,6,11,6.4033050378195814E-3,1.2869944217212321E-2,0,3.2753234754940201E-3,9.0258064516128434E-6,null,8.2759408319833699E-5,2.2631332138845755E-2,null,6.6039914853200368E-3,9.9471694915263358E-3,0,3.4615132879144239E-3,3.7946571402702613E-6,null,7.7876116903700571E-5,2.0094345038804768E-2]
[2004,12,6,14,6.3160834002361074E-3,1.2693561793854587E-2,0,3.0801278958651149E-3,9.0258064516128434E-6,null,8.2759408319833699E-5,2.2172532498275641E-2,null,6.5140362280685302E-3,9.8108436589621952E-3,0,3.2552215742308764E-3,3.7946571402702613E-6,null,7.7876116903700571E-5,1.9661772235305575E-2]
[2004,12,6,19,8.9997960176173165E-3,1.2404378747835374E-2,2.7258504839999608E-4,2.9158302543764968E-3,9.0258064516128434E-6,null,8.2759408319833699E-5,2.4696425605581277E-2,null,9.281859277189811E-3,9.5873343162424449E-3,1.3070540880239968E-4,3.0815842301819586E-3,3.7946571402702613E-6,null,7.7876116903700571E-5,2.2163154006460583E-2]
[2004,12,6,22,7.6118638749603602E-3,1.2047030154048118E-2,2.7258504839999608E-4,2.2356750225561431E-3,9.0258064516128434E-6,null,8.2759408319833699E-5,2.2270989637316711E-2,null,7.8504278526094744E-3,9.3111398767042781E-3,1.3070540880239968E-4,2.362764733296828E-3,3.7946571402702613E-6,null,7.7876116903700571E-5,1.973670864545695E-2]
[2004,12,7,1,4.501621178651727E-3,1.0203849579087078E-2,2.7258504839999608E-4,2.3118832962233508E-3,9.0258064516128434E-6,null,8.2759408319833699E-5,1.7393774639714244E-2,null,4.6427068144289747E-3,7.8865470988967491E-3,1.3070540880239968E-4,2.4433051605009747E-3,3.7946571402702613E-6,null,7.7876116903700571E-5,1.5184935256673072E-2]
[2004,12,7,5,4.0443417544329457E-3,9.2490393244455543E-3,2.7258504839999608E-4,2.0843387072742056E-3,9.0258064516128434E-6,null,8.2759408319833699E-5,1.5754140371904795E-2,null,4.1710957626179572E-3,7.1485750242031828E-3,1.3070540880239968E-4,2.2028255180675839E-3,3.7946571402702613E-6,null,7.7876116903700571E-5,1.3734872487735096E-2]
[2004,12,7,8,6.4058887119638735E-3,1.2375665671478754E-2,0,2.7129933792366325E-3,9.0258064516128434E-6,null,8.2759408319833699E-5,2.1577307170999094E-2,null,6.6066561345830303E-3,9.5651420027155175E-3,0,2.8672168420967935E-3,3.7946571402702613E-6,null,7.7876116903700571E-5,1.9120685753439313E-2]
[2004,12,7,9,6.6048447959925873E-3,1.281605792959494E-2,0,2.6655266763270851E-3,9.0258064516128434E-6,null,8.2759408319833699E-5,2.2169188810234445E-2,null,{"$f":"E8195*Y$5","v":6.8118477156677961E-3},{"$f":"F8195*Z$5","v":9.9055208233462238E-3},{"$f":"G8195*AA$5","v":0},{"$f":"H8195*AB$5","v":2.8170518357747533E-3},{"$f":"I8195*AC$5","v":3.7946571402702613E-6},null,{"$f":"K8195*AE$5","v":7.7876116903700571E-5},1.9616091148832743E-2]
[2004,12,7,15,6.0514938657545946E-3,1.2469693588813596E-2,0,3.2414013603387828E-3,9.0258064516128434E-6,null,8.2759408319833699E-5,2.1845348223226809E-2,null,6.2411541738011762E-3,9.6378161040852825E-3,0,3.4256628281834787E-3,3.7946571402702613E-6,null,7.7876116903700571E-5,1.9386303880113909E-2]
[2004,12,7,16,6.1696593288366186E-3,1.1959400289147012E-2,0,3.0451346307620378E-3,9.0258064516128434E-6,null,8.2759408319833699E-5,2.1256953657065505E-2,null,6.3630230692299514E-3,9.2434108248933868E-3,0,3.2182390737089872E-3,3.7946571402702613E-6,null,7.7876116903700571E-5,1.8906343741876296E-2]
[2004,12,7,20,8.9937030204517605E-3,1.1783386340712881E-2,2.7258504839999608E-4,2.8032852119047554E-3,9.0258064516128434E-6,null,8.2759408319833699E-5,2.3956795158821487E-2,null,9.2755753189582794E-3,9.1073697863001107E-3,1.3070540880239968E-4,2.9626414256255125E-3,3.7946571402702613E-6,null,7.7876116903700571E-5,2.1557962713730273E-2]
[2004,12,7,23,7.2070253716292106E-3,1.0720704760981612E-2,2.7258504839999608E-4,2.4695312446409174E-3,9.0258064516128434E-6,null,8.2759408319833699E-5,2.0773681963003832E-2,null,7.4329012763901716E-3,8.286024051563156E-3,1.3070540880239968E-4,2.6099148014548487E-3,3.7946571402702613E-6,null,7.7876116903700571E-5,1.8541216312254544E-2]
[2004,12,8,2,4.4585718011631668E-3,9.1789942971301931E-3,2.7258504839999608E-4,2.8778766847568395E-3,9.0258064516128434E-6,null,8.2759408319833699E-5,1.6891863368802291E-2,null,4.5983082232789914E-3,7.0944372791605387E-3,1.3070540880239968E-4,3.0414731429732633E-3,3.7946571402702613E-6,null,7.7876116903700571E-5,1.4946594828259165E-2]
[2004,12,8,6,4.6481198302611611E-3,9.6428344234363861E-3,2.7258504839999608E-4,2.5478555160742202E-3,9.0258064516128434E-6,null,8.2759408319833699E-5,1.7215230355523855E-2,null,4.7937968909012663E-3,7.4529389381784569E-3,1.3070540880239968E-4,2.6926915129342243E-3,3.7946571402702613E-6,null,7.7876116903700571E-5,1.5151803524860319E-2]
[2004,12,8,8,6.6600361967037577E-3,1.2050292134156237E-2,0,2.9532861403924267E-3,9.0258064516128434E-6,null,8.2759408319833699E-5,2.1746373879572258E-2,null,6.8687688740706396E-3,9.3136610584954194E-3,0,3.1211693423471606E-3,3.7946571402702613E-6,null,7.7876116903700571E-5,1.9385270048957189E-2]
[2004,12,8,11,6.2131709814918596E-3,1.2906941281033405E-2,0,3.367483794609711E-3,9.0258064516128434E-6,null,8.2759408319833699E-5,2.257035546545481E-2,null,6.4078984237461349E-3,9.9757644922742767E-3,0,3.5589125743129314E-3,3.7946571402702613E-6,null,7.7876116903700571E-5,2.0024246264377314E-2]
[2004,12,8,14,5.8467903499647301E-3,1.3207144928554619E-2,0,3.1022586601588699E-3,9.0258064516128434E-6,null,8.2759408319833699E-5,2.2238953346998051E-2,null,6.030035030279682E-3,1.0207791648994524E-2,0,3.2786103891823465E-3,3.7946571402702613E-6,null,7.7876116903700571E-5,1.9598107842500524E-2]
[2004,12,8,17,7.0526453940758837E-3,1.2517086538454607E-2,0,2.8083995982694501E-3,9.0258064516128434E-6,null,8.2759408319833699E-5,2.2460890939119776E-2,null,7.2736828647660965E-3,9.6744460765875728E-3,0,2.9680465456062952E-3,3.7946571402702613E-6,null,7.7876116903700571E-5,1.9997846261003933E-2]
[2004,12,8,21,8.7133251340138652E-3,1.152489778292726E-2,2.7258504839999608E-4,3.0061478488704468E-3,9.0258064516128434E-6,null,8.2759408319833699E-5,2.3620791351563659E-2,null,8.98641008885105E-3,8.9075841887467835E-3,1.3070540880239968E-4,3.1770360399993448E-3,3.7946571402702613E-6,null,7.7876116903700571E-5,2.1283406500443549E-2]
[2004,12,8,24,5.8111129730901174E-3,1.0047838269424802E-2,2.7258504839999608E-4,2.505302769102723E-3,9.0258064516128434E-6,null,8.2759408319833699E-5,1.8740674597369732E-2,null,5.9932394861494384E-3,7.7659660836558149E-3,1.3070540880239968E-4,2.6477198024509167E-3,3.7946571402702613E-6,null,7.7876116903700571E-5,1.661930155510254E-2]
[2004,12,9,5,4.0859084824235205E-3,9.4930643817260768E-3,2.7258504839999608E-4,1.9757831966804584E-3,9.0258064516128434E-6,null,8.2759408319833699E-5,1.5931176646582147E-2,null,4.2139652364445298E-3,7.3371817938970574E-3,1.3070540880239968E-4,2.0880990352612062E-3,3.7946571402702613E-6,null,7.7876116903700571E-5,1.3851622248449167E-2]
[2004,12,9,8,6.590437485737735E-3,1.2386173852528003E-2,0,2.7604102224881399E-3,9.0258064516128434E-6,null,8.2759408319833699E-5,2.1819780969073714E-2,null,6.7969888648575574E-3,9.5732637673619208E-3,0,2.9173291544268886E-3,3.7946571402702613E-6,null,7.7876116903700571E-5,1.9369252560690338E-2]
[2004,12,9,11,6.1854338744874084E-3,1.3124080258486647E-2,0,3.2542693465245787E-3,9.0258064516128434E-6,null,8.2759408319833699E-5,2.2646542887818467E-2,null,6.3792920060598115E-3,1.0143591032583242E-2,0,3.4392623109533792E-3,3.7946571402702613E-6,null,7.7876116903700571E-5,2.0043816123640402E-2]
[2004,12,9,12,6.4893677434632174E-3,1.2895615297727651E-2,0,3.3047553573992061E-3,9.0258064516128434E-6,null,8.2759408319833699E-5,2.277249780690991E-2,null,6.6927514884617444E-3,9.9670106489242911E-3,0,3.4926182615347048E-3,3.7946571402702613E-6,null,7.7876116903700571E-5,2.0234051172964711E-2]
[2004,12,9,15,6.2040073015792009E-3,1.2501929249109749E-2,0,3.3021369888425176E-3,9.0258064516128434E-6,null,8.2759408319833699E-5,2.2090832947851302E-2,null,6.3984475442768656E-3,9.6627310198941826E-3,0,3.4898510485801837E-3,3.7946571402702613E-6,null,7.7876116903700571E-5,1.9632700386795203E-2]
[2004,12,9,18,8.7267600462360671E-3,1.2546319704705967E-2,6.814626209999902E-5,3.3741273154909287E-3,9.0258064516128434E-6,null,8.2759408319833699E-5,2.4803381769110861E-2,null,9.0002660656313856E-3,9.6970403671741128E-3,3.2676352200599919E-5,3.5659337543523786E-3,3.7946571402702613E-6,null,7.7876116903700571E-5,2.2377587313402447E-2]
[2004,12,9,22,8.1434202258818429E-3,1.1810183184655158E-2,2.7258504839999608E-4,2.9019558430009645E-3,9.0258064516128434E-6,null,8.2759408319833699E-5,2.323197983929005E-2,null,8.3986437496688781E-3,9.1280810453415705E-3,1.3070540880239968E-4,3.0669211107381147E-3,3.7946571402702613E-6,null,7.7876116903700571E-5,2.080602208859493E-2]
[2004,12,10,2,4.3794754121779366E-3,9.7637440334941115E-3,2.7258504839999608E-4,2.3018625034801734E-3,9.0258064516128434E-6,null,8.2759408319833699E-5,1.682150253490431E-2,null,4.5167328686312154E-3,7.5463898781436859E-3,1.3070540880239968E-4,2.432714723405074E-3,3.7946571402702613E-6,null,7.7876116903700571E-5,{"$f":"SUM(N8260:T8260)","v":1.4708213653026348E-2}]
[2004,12,10,6,4.6395709443594769E-3,1.0065005871783807E-2,2.7258504839999608E-4,2.1099367497055066E-3,9.0258064516128434E-6,null,8.2759408319833699E-5,1.7190934151600883E-2,null,4.7849800737466489E-3,7.7792349096542802E-3,1.3070540880239968E-4,2.2298787128691086E-3,3.7946571402702613E-6,null,7.7876116903700571E-5,1.500646987911641E-2]
[2004,12,10,9,6.9139553247139001E-3,1.2489689292087748E-2,0,2.9755942092907876E-3,9.0258064516128434E-6,null,8.2759408319833699E-5,2.2461998234412268E-2,null,7.1306460998836812E-3,9.6532707669970495E-3,0,3.1447455410026962E-3,3.7946571402702613E-6,null,7.7876116903700571E-5,2.0010333181927395E-2]
[2004,12,10,12,6.3021327790228491E-3,1.2795963496440608E-2,0,3.1077559899841296E-3,9.0258064516128434E-6,null,8.2759408319833699E-5,2.228861167376742E-2,null,6.4996483794242527E-3,9.8899898521898032E-3,0,3.2844202215181633E-3,3.7946571402702613E-6,null,7.7876116903700571E-5,1.9755729227176191E-2]
[2004,12,10,13,6.2335137867021127E-3,1.3008461010243387E-2,0,2.7555188050125633E-3,9.0258064516128434E-6,null,8.2759408319833699E-5,2.2080253010277894E-2,null,6.4288787942895593E-3,1.0054229008991838E-2,0,2.912159678277394E-3,3.7946571402702613E-6,null,7.7876116903700571E-5,1.947693825560276E-2]
[2004,12,10,16,6.6756545645538738E-3,1.1490196685793756E-2,0,2.6529056654232639E-3,9.0258064516128434E-6,null,8.2759408319833699E-5,2.0901516324090732E-2,null,6.8848767383200499E-3,8.8807637387974155E-3,0,2.8037133679020797E-3,3.7946571402702613E-6,null,7.7876116903700571E-5,1.8651024619063514E-2]
[2004,12,10,19,8.9903222363468781E-3,1.160351296330369E-2,2.7258504839999608E-4,2.9492797939236382E-3,9.0258064516128434E-6,null,8.2759408319833699E-5,2.3919535579326291E-2,null,9.2720885774536226E-3,8.968345798168945E-3,1.3070540880239968E-4,3.1169352501600953E-3,3.7946571402702613E-6,null,7.7876116903700571E-5,2.1569745808629033E-2]
[2004,12,10,24,6.3204515955005884E-3,8.883013954479135E-3,2.7258504839999608E-4,2.372078798135978E-3,9.0258064516128434E-6,null,8.2759408319833699E-5,1.7951964933867793E-2,null,6.5185413272575371E-3,6.8656743113636324E-3,1.3070540880239968E-4,2.5069225501427135E-3,3.7946571402702613E-6,null,7.7876116903700571E-5,1.6103514371610252E-2]
[2004,12,11,3,4.6843951494767938E-3,7.6800633699572792E-3,2.7258504839999608E-4,2.187486333516279E-3,9.0258064516128434E-6,null,8.2759408319833699E-5,1.4928365438702441E-2,null,4.831209117526796E-3,5.9359147761073525E-3,1.3070540880239968E-4,2.3118366986502633E-3,3.7946571402702613E-6,null,7.7876116903700571E-5,1.3291336775130785E-2]
[2004,12,11,7,5.2994822274722271E-3,8.8627504853619841E-3,6.814626209999902E-5,2.457892709292836E-3,9.0258064516128434E-6,null,8.2759408319833699E-5,1.6776300124804949E-2,null,5.465573684234273E-3,6.8500126924480641E-3,3.2676352200599919E-5,2.5976146591755677E-3,3.7946571402702613E-6,null,7.7876116903700571E-5,1.5027548162102477E-2]
[2004,12,11,10,6.9091262295545219E-3,1.0274068985204467E-2,0,2.4606435762710445E-3,9.0258064516128434E-6,null,8.2759408319833699E-5,1.9726598199349868E-2,null,7.1256656557027506E-3,7.9408196211746499E-3,0,2.6005219025881953E-3,3.7946571402702613E-6,null,7.7876116903700571E-5,1.7748677953509567E-2]
[2004,12,11,13,7.475436793369936E-3,1.0042960217594373E-2,0,1.952886884439356E-3,9.0258064516128434E-6,null,8.2759408319833699E-5,1.9554043303723498E-2,null,7.7097249999624577E-3,7.762195841335663E-3,0,2.0639011538428342E-3,3.7946571402702613E-6,null,7.7876116903700571E-5,1.7617492769184926E-2]
[2004,12,11,16,7.1295615493394762E-3,8.5894482403019098E-3,0,2.5244971921038212E-3,9.0258064516128434E-6,null,8.2759408319833699E-5,1.8326266390065044E-2,null,7.3530096548290744E-3,6.638777607964063E-3,0,2.6680053561585946E-3,3.7946571402702613E-6,null,7.7876116903700571E-5,1.67414633929957E-2]
[2004,12,11,18,9.0887005420962463E-3,9.0187472374047249E-3,6.814626209999902E-5,2.4520283274927675E-3,9.0258064516128434E-6,null,8.2759408319833699E-5,2.0715650809671634E-2,null,9.373550164816993E-3,6.970582456116617E-3,3.2676352200599919E-5,2.5914169093416285E-3,3.7946571402702613E-6,null,7.7876116903700571E-5,1.9049896656519811E-2]
[2004,12,11,22,7.785174830655643E-3,8.0772734951407802E-3,2.7258504839999608E-4,2.2720610094138813E-3,9.0258064516128434E-6,null,8.2759408319833699E-5,1.8510929920962396E-2,null,8.0291705595341555E-3,6.2429181610689161E-3,1.3070540880239968E-4,2.4012191265634177E-3,3.7946571402702613E-6,null,7.7876116903700571E-5,1.6885684030012862E-2]
[2004,12,12,1,4.8594346639037386E-3,7.6429692100411593E-3,2.7258504839999608E-4,2.0888536221063533E-3,9.0258064516128434E-6,null,8.2759408319833699E-5,1.496767808180334E-2,null,5.0117345580676887E-3,5.9072447298659748E-3,1.3070540880239968E-4,2.2075970888153938E-3,3.7946571402702613E-6,null,7.7876116903700571E-5,1.3338952559595428E-2]
[2004,12,12,4,4.3874356058431693E-3,7.2283333011741273E-3,2.7258504839999608E-4,2.2644476219086866E-3,9.0258064516128434E-6,null,8.2759408319833699E-5,1.4256637114678073E-2,null,4.5249425433033126E-3,5.5867729707687313E-3,1.3070540880239968E-4,2.3931729466326558E-3,3.7946571402702613E-6,null,7.7876116903700571E-5,1.2717264643551071E-2]
[2004,12,12,8,5.549630477818918E-3,7.9601751169063074E-3,0,2.3755725174754981E-3,9.0258064516128434E-6,null,8.2759408319833699E-5,1.5968137520520558E-2,null,5.7235618490335833E-3,6.1524129191018722E-3,0,2.5106148742775588E-3,3.7946571402702613E-6,null,7.7876116903700571E-5,1.4468260416456985E-2]
[2004,12,12,9,6.3895485327898054E-3,8.3760535012119327E-3,0,2.1573494834202234E-3,9.0258064516128434E-6,null,8.2759408319833699E-5,1.7005710925741796E-2,null,6.589803836668625E-3,6.4738449864621631E-3,0,2.2799866820507131E-3,3.7946571402702613E-6,null,7.7876116903700571E-5,1.5425306279225474E-2]
[2004,12,12,13,6.9854685539112379E-3,8.7584005795484955E-3,0,2.4009840123514004E-3,9.0258064516128434E-6,null,8.2759408319833699E-5,1.8227612554130967E-2,null,7.2044006303827899E-3,6.7693607345193441E-3,0,2.5374709169972594E-3,3.7946571402702613E-6,null,7.7876116903700571E-5,1.6592903055943364E-2]
[2004,12,12,14,6.9321260230386572E-3,8.8019033912492377E-3,0,2.7315221015791168E-3,9.0258064516128434E-6,null,8.2759408319833699E-5,1.8548310924186847E-2,null,7.1493862873822107E-3,6.8029840225493337E-3,0,2.8867988525688774E-3,3.7946571402702613E-6,null,7.7876116903700571E-5,1.6920839936544391E-2]
[2004,12,12,15,6.8495473842007772E-3,8.6876619431908546E-3,0,2.5192338166300128E-3,9.0258064516128434E-6,null,8.2759408319833699E-5,1.8139202552341482E-2,null,7.0642195454366516E-3,6.7146868996080912E-3,0,2.6624427775985876E-3,3.7946571402702613E-6,null,7.7876116903700571E-5,1.6523019996687302E-2]
[2004,12,12,16,7.3908960575849196E-3,8.2715392597489962E-3,0,2.6046089302414329E-3,9.0258064516128434E-6,null,8.2759408319833699E-5,1.8349803655895183E-2,null,7.6225346668470683E-3,6.3930660136427044E-3,0,2.752671145097025E-3,3.7946571402702613E-6,null,7.7876116903700571E-5,1.6849942599630768E-2]
[2004,12,12,17,7.8245449522187198E-3,8.410352323175151E-3,0,2.543011452802525E-3,9.0258064516128434E-6,null,8.2759408319833699E-5,1.8860668136516229E-2,null,{"$f":"E8323*Y$5","v":8.0697745829319094E-3},{"$f":"F8323*Z$5","v":6.5003545182572989E-3},{"$f":"G8323*AA$5","v":0},{"$f":"H8323*AB$5","v":2.6875720828968778E-3},{"$f":"I8323*AC$5","v":3.7946571402702613E-6},null,{"$f":"K8323*AE$5","v":7.7876116903700571E-5},1.7339371958130057E-2]
[2004,12,12,18,9.3683069940303006E-3,8.5108696227674113E-3,6.814626209999902E-5,2.6394024504391741E-3,9.0258064516128434E-6,null,8.2759408319833699E-5,2.0674753769914782E-2,null,9.6619197828356606E-3,6.5780442579329015E-3,3.2676352200599919E-5,2.7894425459674792E-3,3.7946571402702613E-6,null,7.7876116903700571E-5,{"$f":"SUM(N8324:T8324)","v":1.9143753712980612E-2}]
[2004,12,12,19,9.7488790397256848E-3,8.2734255850862443E-3,2.7258504839999608E-4,2.6425994775451998E-3,9.0258064516128434E-6,null,8.2759408319833699E-5,2.1041324688109219E-2,null,1.0054419364610849E-2,6.3945239529724397E-3,1.3070540880239968E-4,2.792821312032001E-3,3.7946571402702613E-6,null,7.7876116903700571E-5,1.9454140812461659E-2]
[2004,12,12,20,8.9761935705053048E-3,8.0371675370553841E-3,2.7258504839999608E-4,2.7378267267543607E-3,9.0258064516128434E-6,null,8.2759408319833699E-5,2.0127608420067142E-2,null,9.2575171040714249E-3,6.2119202984548772E-3,1.3070540880239968E-4,2.8934618719569502E-3,3.7946571402702613E-6,null,7.7876116903700571E-5,1.8575275457329624E-2]
[2004,12,12,21,8.5545705139045032E-3,8.0566641481067281E-3,2.7258504839999608E-4,2.7320964356230873E-3,9.0258064516128434E-6,null,8.2759408319833699E-5,1.9719751683386407E-2,null,8.8226799286813817E-3,6.2269892133907101E-3,1.3070540880239968E-4,2.887405835341657E-3,3.7946571402702613E-6,null,7.7876116903700571E-5,1.8149451160260118E-2]
[2004,12,12,22,8.3474009906446475E-3,7.9691451995796067E-3,2.7258504839999608E-4,2.4863126110555105E-3,9.0258064516128434E-6,null,8.2759408319833699E-5,1.9179279387031855E-2,null,8.6090174903709661E-3,6.1593458887556933E-3,1.3070540880239968E-4,2.6276501253909719E-3,3.7946571402702613E-6,null,7.7876116903700571E-5,1.7608389687364001E-2]
[2004,12,12,23,7.3510158692723379E-3,7.915796480750005E-3,2.7258504839999608E-4,1.925886639961132E-3,9.0258064516128434E-6,null,8.2759408319833699E-5,1.7569119575735568E-2,null,7.5814045906608292E-3,6.1181127070575074E-3,1.3070540880239968E-4,2.0353660470854131E-3,3.7946571402702613E-6,null,7.7876116903700571E-5,1.594725952765012E-2]
[2004,12,12,24,5.5568939594198927E-3,8.2285276288042563E-3,2.7258504839999608E-4,2.213317871968482E-3,9.0258064516128434E-6,null,8.2759408319833699E-5,1.637516004594472E-2,null,5.7310529759380963E-3,6.3598223588223436E-3,1.3070540880239968E-4,2.3391366628426817E-3,3.7946571402702613E-6,null,7.7876116903700571E-5,1.4642388180449493E-2]
[2004,12,13,1,4.5460318648041205E-3,8.4344299410470149E-3,2.7258504839999608E-4,2.0809620559156567E-3,9.0258064516128434E-6,null,8.2759408319833699E-5,1.5437844447518882E-2,null,4.6885093791163342E-3,6.5189640896650232E-3,1.3070540880239968E-4,2.1992569167878255E-3,3.7946571402702613E-6,null,7.7876116903700571E-5,1.3619106568415555E-2]
[2004,12,13,2,4.351459348300387E-3,8.6704078236591042E-3,2.7258504839999608E-4,2.4585980956095175E-3,9.0258064516128434E-6,null,8.2759408319833699E-5,1.5856885853321099E-2,null,4.4878387512642063E-3,6.7013512045566827E-3,1.3070540880239968E-4,2.5983601440495276E-3,3.7946571402702613E-6,null,7.7876116903700571E-5,1.3999926282716789E-2]
[2004,12,13,3,4.1441140369529389E-3,8.627595271716984E-3,2.7258504839999608E-4,2.4254470264813543E-3,9.0258064516128434E-6,null,8.2759408319833699E-5,1.5573576920903366E-2,null,4.2739950154789992E-3,6.6682614177366673E-3,1.3070540880239968E-4,2.563324561410351E-3,3.7946571402702613E-6,null,7.7876116903700571E-5,1.3717957177472389E-2]
[2004,12,13,4,4.3435060773619983E-3,8.5709098952639427E-3,2.7258504839999608E-4,2.4382147747162878E-3,9.0258064516128434E-6,null,8.2759408319833699E-5,1.5729051333094317E-2,null,4.4796362162846382E-3,6.624449336056059E-3,1.3070540880239968E-4,2.5768181080791427E-3,3.7946571402702613E-6,null,7.7876116903700571E-5,1.3893279843266212E-2]
[2004,12,13,5,4.2312793592512868E-3,8.7286107227614908E-3,2.7258504839999608E-4,2.3157435392508969E-3,9.0258064516128434E-6,null,8.2759408319833699E-5,1.5652054207015764E-2,null,4.3638921924639452E-3,6.746336178267396E-3,1.3070540880239968E-4,2.4473848438160443E-3,3.7946571402702613E-6,null,7.7876116903700571E-5,1.3769989397393758E-2]
[2004,12,13,6,4.723531054255126E-3,9.1827450682425739E-3,2.7258504839999608E-4,2.6486868220583141E-3,9.0258064516128434E-6,null,8.2759408319833699E-5,1.6931383530308108E-2,null,4.8715715835345704E-3,7.0973362471241199E-3,1.3070540880239968E-4,2.7992546991700701E-3,3.7946571402702613E-6,null,7.7876116903700571E-5,1.4980538712675132E-2]
[2004,12,13,7,5.7056623169724745E-3,9.8268909561441027E-3,6.814626209999902E-5,2.7416243309051317E-3,9.0258064516128434E-6,null,8.2759408319833699E-5,1.8430352306699604E-2,null,5.8844838933720788E-3,7.5951960836614764E-3,3.2676352200599919E-5,2.8974753556108511E-3,3.7946571402702613E-6,null,7.7876116903700571E-5,1.6491502458888977E-2]
[2004,12,13,8,6.8440288058829943E-3,1.1304630265031854E-2,0,2.9737763637711894E-3,9.0258064516128434E-6,null,8.2759408319833699E-5,2.1205194843005874E-2,null,7.0585280089556536E-3,8.7373396020567241E-3,0,3.1428243578070377E-3,3.7946571402702613E-6,null,7.7876116903700571E-5,1.9020362742863384E-2]
[2004,12,13,9,7.1739476685098785E-3,1.1893245560321669E-2,0,2.948109398937485E-3,9.0258064516128434E-6,null,8.2759408319833699E-5,2.2098062036088866E-2,null,7.398786882578879E-3,9.1922798884118157E-3,0,3.1156983226239329E-3,3.7946571402702613E-6,null,7.7876116903700571E-5,1.9788435867658601E-2]
[2004,12,13,10,6.7872987263265343E-3,1.2388151703346702E-2,0,3.6981672584802724E-3,9.0258064516128434E-6,null,8.2759408319833699E-5,2.2956377096473347E-2,null,7.0000199478622589E-3,9.5747924466623516E-3,0,3.9083941485287014E-3,3.7946571402702613E-6,null,7.7876116903700571E-5,2.0564877317097281E-2]
[2004,12,13,11,6.6145604443636399E-3,1.2412735706464579E-2,0,3.580781686608382E-3,9.0258064516128434E-6,null,8.2759408319833699E-5,2.2690837245756438E-2,null,6.8218678628789373E-3,9.5937934028177546E-3,0,3.7843356486937517E-3,3.7946571402702613E-6,null,7.7876116903700571E-5,2.0281667688434413E-2]
[2004,12,13,12,6.4739555593446704E-3,1.2707845274650012E-2,0,3.2880784984603414E-3,9.0258064516128434E-6,null,8.2759408319833699E-5,2.2552638740774858E-2,null,6.6768562699631847E-3,9.821883349733428E-3,0,3.4749933859309764E-3,3.7946571402702613E-6,null,7.7876116903700571E-5,2.0055403779671559E-2]
[2004,12,13,13,6.4088323879087474E-3,1.2711937639303929E-2,0,2.7982851187639685E-3,9.0258064516128434E-6,null,8.2759408319833699E-5,2.2001814554296482E-2,null,6.6096920684891409E-3,9.8250463350693859E-3,0,2.9573570960082572E-3,3.7946571402702613E-6,null,7.7876116903700571E-5,1.9473766273610756E-2]
[2004,12,13,14,6.3226831784767776E-3,1.2774949138198696E-2,0,3.0504389633329615E-3,9.0258064516128434E-6,null,8.2759408319833699E-5,2.2230830688328269E-2,null,6.5208428504375977E-3,9.8737478716761345E-3,0,3.2238449376229324E-3,3.7946571402702613E-6,null,7.7876116903700571E-5,1.9700106433780635E-2]
[2004,12,13,15,6.3353380671686277E-3,1.2466920797300237E-2,0,2.97464951607682E-3,9.0258064516128434E-6,null,8.2759408319833699E-5,2.1859667788865517E-2,null,6.5338943569135579E-3,9.6356730157639552E-3,0,3.1437471455350065E-3,3.7946571402702613E-6,null,7.7876116903700571E-5,1.939498529225649E-2]
[2004,12,13,16,6.8109787185676226E-3,1.1908363331763341E-2,0,2.8137450947670699E-3,9.0258064516128434E-6,null,8.2759408319833699E-5,2.1615846553417868E-2,null,7.0244420964572351E-3,9.2039644017497466E-3,0,2.9736959134612426E-3,3.7946571402702613E-6,null,7.7876116903700571E-5,1.9283773185712196E-2]
[2004,12,13,17,7.5848351152369847E-3,1.190599985266803E-2,0,2.8526911183362441E-3,9.0258064516128434E-6,null,8.2759408319833699E-5,2.2426285494561094E-2,null,7.8225519825677256E-3,9.2021376706657634E-3,0,3.0148558718912388E-3,3.7946571402702613E-6,null,7.7876116903700571E-5,2.0121216299168701E-2]
[2004,12,13,18,9.0363786972854614E-3,1.2449810425887891E-2,6.814626209999902E-5,2.7887986732663072E-3,9.0258064516128434E-6,null,8.2759408319833699E-5,2.4431162499117556E-2,null,9.3195884972740832E-3,9.6224484235179417E-3,3.2676352200599919E-5,2.9473313817876862E-3,3.7946571402702613E-6,null,7.7876116903700571E-5,2.2003715428824282E-2]
[2004,12,13,19,9.162167925241313E-3,1.2091581789776847E-2,2.7258504839999608E-4,3.1311875590859005E-3,9.0258064516128434E-6,null,8.2759408319833699E-5,2.4761357859856149E-2,null,9.4493200945444025E-3,9.3455737999784527E-3,1.3070540880239968E-4,3.3091837871352145E-3,3.7946571402702613E-6,null,7.7876116903700571E-5,2.231645386450444E-2]
[2004,12,13,20,9.0555272507552315E-3,1.1867348346053375E-2,2.7258504839999608E-4,2.6170729905519159E-3,9.0258064516128434E-6,null,8.2759408319833699E-5,2.3916369173112611E-2,null,9.3393371869466297E-3,9.1722639524188226E-3,1.3070540880239968E-4,2.7658437403258358E-3,3.7946571402702613E-6,null,7.7876116903700571E-5,2.1489821062537658E-2]
[2004,12,13,21,8.5328849816664019E-3,1.1789437485970288E-2,2.7258504839999608E-4,2.68703927450169E-3,9.0258064516128434E-6,null,8.2759408319833699E-5,2.3385782327890469E-2,null,8.8003147486049663E-3,9.1120467115825676E-3,1.3070540880239968E-4,2.8397873441897586E-3,3.7946571402702613E-6,null,7.7876116903700571E-5,2.0964524987223666E-2]
[2004,12,13,22,7.7793176959154893E-3,1.170606835956646E-2,2.7258504839999608E-4,2.4677386744628754E-3,9.0258064516128434E-6,null,8.2759408319833699E-5,2.2329545315696912E-2,null,8.0231298559094045E-3,9.0476107811151858E-3,1.3070540880239968E-4,2.6080203304087867E-3,3.7946571402702613E-6,null,7.7876116903700571E-5,1.9891137150279747E-2]
[2004,12,13,23,6.9799172092288777E-3,1.1057825230081635E-2,2.7258504839999608E-4,2.1044788182976587E-3,9.0258064516128434E-6,null,8.2759408319833699E-5,2.0518641843360264E-2,null,7.1986753006042063E-3,8.546584189867092E-3,1.3070540880239968E-4,2.2241105186024518E-3,3.7946571402702613E-6,null,7.7876116903700571E-5,1.8181746191920121E-2]
[2004,12,13,24,5.6421402070802248E-3,1.010308302436142E-2,2.7258504839999608E-4,2.8565701279582296E-3,9.0258064516128434E-6,null,8.2759408319833699E-5,1.8978213945151961E-2,null,5.8189709324276435E-3,7.8086647101298463E-3,1.3070540880239968E-4,3.0189553886110112E-3,3.7946571402702613E-6,null,7.7876116903700571E-5,1.6858967214014871E-2]
[2004,12,14,1,4.3775132211264205E-3,1.0164170268918775E-2,2.7258504839999608E-4,2.2775191323993736E-3,9.0258064516128434E-6,null,8.2759408319833699E-5,1.7195623208196658E-2,null,4.5147091804076736E-3,7.855878992113265E-3,1.3070540880239968E-4,2.4069875232981871E-3,3.7946571402702613E-6,null,7.7876116903700571E-5,1.4989951878665498E-2]
[2004,12,14,2,4.1030752904389596E-3,9.5196951189325685E-3,2.7258504839999608E-4,2.5704088628924564E-3,9.0258064516128434E-6,null,8.2759408319833699E-5,1.6569599858016076E-2,null,4.2316700706347635E-3,7.357764669176578E-3,1.3070540880239968E-4,2.7165269326362407E-3,3.7946571402702613E-6,null,7.7876116903700571E-5,1.4518337855293955E-2]
[2004,12,14,3,3.9436802322182695E-3,9.2579510262809552E-3,2.7258504839999608E-4,2.5310231377439489E-3,9.0258064516128434E-6,null,8.2759408319833699E-5,1.6109074981995264E-2,null,4.0672794003364819E-3,7.1554628713545419E-3,1.3070540880239968E-4,2.6749022772470077E-3,3.7946571402702613E-6,null,7.7876116903700571E-5,1.4110020731784405E-2]
[2004,12,14,4,4.1242225962666813E-3,8.8101103667659938E-3,2.7258504839999608E-4,2.4983631272951674E-3,9.0258064516128434E-6,null,8.2759408319833699E-5,1.5809116676079933E-2,null,4.2534801557078446E-3,6.8093271872981601E-3,1.3070540880239968E-4,2.6403856681249636E-3,3.7946571402702613E-6,null,7.7876116903700571E-5,1.391556919397734E-2]
[2004,12,14,5,3.9594008114766169E-3,9.1151507138886728E-3,2.7258504839999608E-4,2.1236952362510904E-3,9.0258064516128434E-6,null,8.2759408319833699E-5,1.5574667347368471E-2,null,4.0834926794092799E-3,7.0450926252341884E-3,1.3070540880239968E-4,2.2444193175927218E-3,3.7946571402702613E-6,null,7.7876116903700571E-5,1.3585380805082562E-2]
[2004,12,14,6,4.4160608563532855E-3,9.5940688368455485E-3,2.7258504839999608E-4,2.5002487814160214E-3,9.0258064516128434E-6,null,8.2759408319833699E-5,1.6886799060366945E-2,null,4.5544649398653117E-3,7.4152480556862067E-3,1.3070540880239968E-4,2.6423785145856518E-3,3.7946571402702613E-6,null,7.7876116903700571E-5,1.4824467692983541E-2]
[2004,12,14,7,5.430278476833624E-3,1.0390078840639572E-2,6.814626209999902E-5,2.9045688813953345E-3,9.0258064516128434E-6,null,8.2759408319833699E-5,1.8881100901546429E-2,null,5.6004692283310748E-3,8.0304835447491708E-3,3.2676352200599919E-5,3.0696826905306502E-3,3.7946571402702613E-6,null,7.7876116903700571E-5,1.6814982589855466E-2]
[2004,12,14,8,6.3922917431649016E-3,1.1904979482788501E-2,0,2.9514665301844526E-3,9.0258064516128434E-6,null,8.2759408319833699E-5,2.1331497164457692E-2,null,6.5926330221990001E-3,9.2013490276099397E-3,0,3.1192462941472339E-3,3.7946571402702613E-6,null,7.7876116903700571E-5,1.8994899118000143E-2]
[2004,12,14,9,6.5562947197710586E-3,1.2438303585161053E-2,0,2.8392776971205617E-3,9.0258064516128434E-6,null,8.2759408319833699E-5,2.1916635410372504E-2,null,6.7617760279869927E-3,9.6135547956132626E-3,0,3.0006799481628278E-3,3.7946571402702613E-6,null,7.7876116903700571E-5,1.9457681545807053E-2]
[2004,12,14,10,6.018889882475645E-3,1.3059476231355789E-2,0,3.2726804457696369E-3,9.0258064516128434E-6,null,8.2759408319833699E-5,2.2433805967920904E-2,null,6.2075283467181329E-3,1.0093658632188968E-2,0,3.4587200118976402E-3,3.7946571402702613E-6,null,7.7876116903700571E-5,1.9841577764848711E-2]
[2004,12,14,11,5.9958245622025634E-3,1.2671735460914085E-2,0,3.3894385266122072E-3,9.0258064516128434E-6,null,8.2759408319833699E-5,2.2139757958048692E-2,null,6.1837401345698831E-3,9.7939741038597494E-3,0,3.582115350199908E-3,3.7946571402702613E-6,null,7.7876116903700571E-5,1.9641500362673512E-2]
[2004,12,14,12,6.1169192761708156E-3,1.2956065480672165E-2,0,3.1071495489841351E-3,9.0258064516128434E-6,null,8.2759408319833699E-5,2.2262893714146949E-2,null,6.3086300867493152E-3,1.0013732546501645E-2,0,3.2837793066297486E-3,3.7946571402702613E-6,null,7.7876116903700571E-5,1.9687812713924679E-2]
[2004,12,14,13,6.0679677803461346E-3,1.2555837048482541E-2,0,2.9835002234648712E-3,9.0258064516128434E-6,null,8.2759408319833699E-5,2.1690064460613383E-2,null,6.2581443985444693E-3,9.704396314492679E-3,0,3.1531009823271301E-3,3.7946571402702613E-6,null,7.7876116903700571E-5,1.9197312469408246E-2]
[2004,12,14,14,5.7573430290054047E-3,1.2704381842429243E-2,0,3.2701948238719521E-3,9.0258064516128434E-6,null,8.2759408319833699E-5,2.1814679103626434E-2,null,5.9377843343482537E-3,9.8192064657671146E-3,0,3.4560930917500753E-3,3.7946571402702613E-6,null,7.7876116903700571E-5,1.9294754665909415E-2]
[2004,12,14,15,5.9461892298759743E-3,1.2306264553308889E-2,0,3.2612677889254354E-3,9.0258064516128434E-6,null,8.2759408319833699E-5,2.1596480980430131E-2,null,6.1325491776937375E-3,9.511501934531397E-3,0,3.4466585884650579E-3,3.7946571402702613E-6,null,7.7876116903700571E-5,1.9172380474734161E-2]
[2004,12,14,16,6.0521503956507943E-3,1.1823930395365355E-2,0,3.0559506189825119E-3,9.0258064516128434E-6,null,8.2759408319833699E-5,2.1014790818318495E-2,null,6.2418312800484581E-3,9.1387062533970307E-3,0,3.2296699101522336E-3,3.7946571402702613E-6,null,7.7876116903700571E-5,1.8691878217641691E-2]
[2004,12,14,17,7.0420974891072874E-3,1.1745702176310052E-2,0,3.161825137734007E-3,9.0258064516128434E-6,null,8.2759408319833699E-5,2.2032384211471183E-2,null,7.2628043771430402E-3,9.0782437260674524E-3,0,3.3415629968204341E-3,3.7946571402702613E-6,null,7.7876116903700571E-5,1.9764281874074897E-2]
[2004,12,14,18,8.3522282787963763E-3,1.2485844682705574E-2,6.814626209999902E-5,3.2540822083720823E-3,9.0258064516128434E-6,null,8.2759408319833699E-5,2.4248329872551929E-2,null,8.6139960709106893E-3,9.6502992715105304E-3,3.2676352200599919E-5,3.4390645347012355E-3,3.7946571402702613E-6,null,7.7876116903700571E-5,2.1817707003367028E-2]
[2004,12,14,19,8.8692941255410565E-3,1.2353763087939359E-2,2.7258504839999608E-4,2.9493033945863123E-3,9.0258064516128434E-6,null,8.2759408319833699E-5,2.4548781193818814E-2,null,9.1472673158511635E-3,9.5482135135867702E-3,1.3070540880239968E-4,3.1169601924316182E-3,3.7946571402702613E-6,null,7.7876116903700571E-5,2.2024817204715923E-2]
[2004,12,14,20,8.64366913927022E-3,1.2158759086764627E-2,2.7258504839999608E-4,2.5050270208924644E-3,9.0258064516128434E-6,null,8.2759408319833699E-5,2.3683875832679401E-2,null,8.9145710005253172E-3,9.3974950785669312E-3,1.3070540880239968E-4,2.6474283789927238E-3,3.7946571402702613E-6,null,7.7876116903700571E-5,2.1171870640931342E-2]
[2004,12,14,21,8.2313054438214548E-3,1.1964540641901649E-2,2.7258504839999608E-4,2.5978866874589936E-3,9.0258064516128434E-6,null,8.2759408319833699E-5,2.3170153358934187E-2,null,8.4892833845965805E-3,9.2473837993860206E-3,1.3070540880239968E-4,2.7455667681125532E-3,3.7946571402702613E-6,null,7.7876116903700571E-5,2.0694610134941525E-2]
[2004,12,14,22,7.755044356583478E-3,1.1850890264741438E-2,2.7258504839999608E-4,2.7297367611953654E-3,9.0258064516128434E-6,null,8.2759408319833699E-5,2.2712091968272369E-2,null,7.9980957640893042E-3,9.1595435146646174E-3,1.3070540880239968E-4,2.8849120223037009E-3,3.7946571402702613E-6,null,7.7876116903700571E-5,2.0254927483903992E-2]
[2004,12,14,23,7.0346009086716347E-3,1.0708233308348488E-2,2.7258504839999608E-4,2.4177716753488558E-3,9.0258064516128434E-6,null,8.2759408319833699E-5,2.053702647812107E-2,null,7.2550728458363693E-3,8.2763848758951441E-3,1.3070540880239968E-4,2.5552128954532821E-3,3.7946571402702613E-6,null,7.7876116903700571E-5,1.8299046800031166E-2]
[2004,12,14,24,5.6609905657513098E-3,9.7247858539914155E-3,2.7258504839999608E-4,2.6209434318271454E-3,9.0258064516128434E-6,null,8.2759408319833699E-5,1.8383140437321959E-2,null,5.8384120815566974E-3,7.516279132669253E-3,1.3070540880239968E-4,2.7699342016205869E-3,3.7946571402702613E-6,null,7.7876116903700571E-5,1.6337001598692908E-2]
[2004,12,15,1,4.5861301450341009E-3,9.7294681329523122E-3,2.7258504839999608E-4,2.5672628431249243E-3,9.0258064516128434E-6,null,8.2759408319833699E-5,1.7259281706863427E-2,null,4.72986438245457E-3,7.5198980622966528E-3,1.3070540880239968E-4,2.7132020734854322E-3,3.7946571402702613E-6,null,7.7876116903700571E-5,1.5175340701083027E-2]
[2004,12,15,2,4.0404915579403591E-3,9.8002221238430425E-3,2.7258504839999608E-4,2.4138076490384697E-3,9.0258064516128434E-6,null,8.2759408319833699E-5,1.6630941916573959E-2,null,4.167124896837915E-3,7.5745837647141299E-3,1.3070540880239968E-4,2.5510235291663465E-3,3.7946571402702613E-6,null,7.7876116903700571E-5,1.4505108373564763E-2]
[2004,12,15,3,3.9924522469612254E-3,9.2392397832197076E-3,2.7258504839999608E-4,2.5605998773539696E-3,9.0258064516128434E-6,null,8.2759408319833699E-5,1.6168712493286993E-2,null,4.1175799823300043E-3,7.1410009667039797E-3,1.3070540880239968E-4,2.7061603431874502E-3,3.7946571402702613E-6,null,7.7876116903700571E-5,1.4177117475067806E-2]
[2004,12,15,4,4.14236818550817E-3,8.8774350453906768E-3,2.7258504839999608E-4,2.4714192560710787E-3,9.0258064516128434E-6,null,8.2759408319833699E-5,1.5867643072722013E-2,null,4.272194447177506E-3,6.8613623770347725E-3,1.3070540880239968E-4,2.6119101392290062E-3,3.7946571402702613E-6,null,7.7876116903700571E-5,1.3957843146287655E-2]
[2004,12,15,5,3.9384890225726363E-3,9.2859735700492226E-3,2.7258504839999608E-4,2.0314424575853625E-3,9.0258064516128434E-6,null,8.2759408319833699E-5,1.5632325635959309E-2,null,4.0619254926129245E-3,7.1771214728016154E-3,1.3070540880239968E-4,2.1469223156667426E-3,3.7946571402702613E-6,null,7.7876116903700571E-5,1.3598345463927653E-2]
[2004,12,15,6,4.3950241924744626E-3,9.7762601085092139E-3,2.7258504839999608E-4,2.401610366231616E-3,9.0258064516128434E-6,null,8.2759408319833699E-5,1.6949315252967383E-2,null,4.5327689643784733E-3,7.5560635424146913E-3,1.3070540880239968E-4,2.5381328767381901E-3,3.7946571402702613E-6,null,7.7876116903700571E-5,1.4839341566377727E-2]
[2004,12,15,7,5.3937474757611735E-3,1.0635551573152723E-2,6.814626209999902E-5,2.7655264781975071E-3,9.0258064516128434E-6,null,8.2759408319833699E-5,1.8951000229789301E-2,null,5.562793306505112E-3,8.2202092214611801E-3,3.2676352200599919E-5,2.9227362500175527E-3,3.7946571402702613E-6,null,7.7876116903700571E-5,1.6820085904228413E-2]
[2004,12,15,8,6.3971173281515224E-3,1.2054982061412114E-2,0,2.8756085088982937E-3,9.0258064516128434E-6,null,8.2759408319833699E-5,2.1410467306781766E-2,null,6.5976098461945944E-3,9.3172858994838327E-3,0,3.0390760298537722E-3,3.7946571402702613E-6,null,7.7876116903700571E-5,1.9035642549576171E-2]
[2004,12,15,9,6.6148771403800955E-3,1.2445682709651516E-2,0,2.8544521881265199E-3,9.0258064516128434E-6,null,8.2759408319833699E-5,2.1997771446477968E-2,null,{"$f":"E8387*Y$5","v":6.8221944844882084E-3},{"$f":"F8387*Z$5","v":9.6192581149724503E-3},{"$f":"G8387*AA$5","v":0},{"$f":"H8387*AB$5","v":3.0167170518710469E-3},{"$f":"I8387*AC$5","v":3.7946571402702613E-6},null,{"$f":"K8387*AE$5","v":7.7876116903700571E-5},1.9539840425375675E-2]
[2004,12,15,10,6.1166165465794189E-3,1.2960443602550342E-2,0,3.3570384907448798E-3,9.0258064516128434E-6,null,8.2759408319833699E-5,2.2516858048194473E-2,null,6.308317869287843E-3,1.0017116393365453E-2,0,3.5478734942358211E-3,3.7946571402702613E-6,null,7.7876116903700571E-5,{"$f":"SUM(N8388:T8388)","v":1.9954978530933087E-2}]
[2004,12,15,11,6.0362243070081964E-3,1.2719081503686768E-2,0,3.3836545519822406E-3,9.0258064516128434E-6,null,8.2759408319833699E-5,2.2221719770997038E-2,null,6.2254060507068954E-3,9.8305678220813927E-3,0,3.5760025783810666E-3,3.7946571402702613E-6,null,7.7876116903700571E-5,1.9713647225213324E-2]
[2004,12,15,12,6.359370196546749E-3,1.2463124036818487E-2,0,3.4400584577290163E-3,9.0258064516128434E-6,null,8.2759408319833699E-5,2.2345312099414091E-2,null,6.5586796790011127E-3,9.632738502653929E-3,0,3.6356128338851548E-3,3.7946571402702613E-6,null,7.7876116903700571E-5,1.9908701789584166E-2]
[2004,12,15,13,6.2006608759612681E-3,1.2355596856378898E-2,0,3.1313458028647614E-3,9.0258064516128434E-6,null,8.2759408319833699E-5,2.177036294352476E-2,null,6.3949962380909888E-3,9.5496308317327104E-3,0,3.3093510264773297E-3,3.7946571402702613E-6,null,7.7876116903700571E-5,1.9335648870344998E-2]
[2004,12,15,14,5.9932235995506806E-3,1.2219762347278364E-2,0,3.5996935779041674E-3,9.0258064516128434E-6,null,8.2759408319833699E-5,2.1895438933053048E-2,null,6.1810576549589293E-3,9.4446444493508641E-3,0,3.8043226098320193E-3,3.7946571402702613E-6,null,7.7876116903700571E-5,1.9511695488185786E-2]
[2004,12,15,15,6.1088735882269376E-3,1.2017098765282855E-2,0,3.4677028453896073E-3,9.0258064516128434E-6,null,8.2759408319833699E-5,2.1676434607219235E-2,null,6.3003322383161867E-3,9.2880059305006368E-3,0,3.6648287009405332E-3,3.7946571402702613E-6,null,7.7876116903700571E-5,1.9334837643801329E-2]
[2004,12,15,16,6.2638477480164278E-3,1.1406214750804958E-2,0,3.3397687388159502E-3,9.0258064516128434E-6,null,8.2759408319833699E-5,2.1092590645957171E-2,null,6.4601634544849728E-3,8.8158541690696243E-3,0,3.5296220219069824E-3,3.7946571402702613E-6,null,7.7876116903700571E-5,1.8887310419505549E-2]
[2004,12,15,17,7.1553520229117812E-3,1.1597547565858068E-2,0,3.2782888593473948E-3,9.0258064516128434E-6,null,8.2759408319833699E-5,2.2113947856437079E-2,null,7.3796084295037019E-3,8.963735147300967E-3,0,3.4646472426792048E-3,3.7946571402702613E-6,null,7.7876116903700571E-5,1.9889661593527844E-2]
[2004,12,15,18,8.5234271279311571E-3,1.2202288062791056E-2,6.814626209999902E-5,3.4562087172458965E-3,9.0258064516128434E-6,null,8.2759408319833699E-5,2.4338098610646008E-2,null,8.790560475590006E-3,9.4311385889831144E-3,3.2676352200599919E-5,3.6526811748716936E-3,3.7946571402702613E-6,null,7.7876116903700571E-5,2.1988727365689385E-2]
[2004,12,15,19,9.1901691424406719E-3,1.1679768289046476E-2,2.7258504839999608E-4,3.3933039841625872E-3,9.0258064516128434E-6,null,8.2759408319833699E-5,2.4639662001401826E-2,null,9.4781988999224041E-3,9.0272834778506155E-3,1.3070540880239968E-4,3.5862005444638094E-3,3.7946571402702613E-6,null,7.7876116903700571E-5,2.2304059105083197E-2]
[2004,12,15,20,8.9521840573950403E-3,1.1518285494710144E-2,2.7258504839999608E-4,2.9246660402569027E-3,9.0258064516128434E-6,null,8.2759408319833699E-5,2.3771556178114175E-2,null,9.232755107069817E-3,8.9024735565239547E-3,1.3070540880239968E-4,3.0909222972348867E-3,3.7946571402702613E-6,null,7.7876116903700571E-5,2.1438527143675029E-2]
[2004,12,15,21,8.4759801095780438E-3,1.1475361879250273E-2,2.7258504839999608E-4,2.9281697264895152E-3,9.0258064516128434E-6,null,8.2759408319833699E-5,2.3255932301069919E-2,null,8.741626416794256E-3,8.8692979288007671E-3,1.3070540880239968E-4,3.0946251548431849E-3,3.7946571402702613E-6,null,7.7876116903700571E-5,2.0917925683284579E-2]
[2004,12,15,22,7.9819572041100895E-3,1.1409173864054326E-2,2.7258504839999608E-4,3.0286220296599589E-3,9.0258064516128434E-6,null,8.2759408319833699E-5,2.2796173683576466E-2,null,8.2321203036239288E-3,8.8181412653102389E-3,1.3070540880239968E-4,3.2007877933818568E-3,3.7946571402702613E-6,null,7.7876116903700571E-5,2.0463425545162395E-2]
[2004,12,15,23,7.1900246697014789E-3,1.0446999127547707E-2,2.7258504839999608E-4,2.599611491581548E-3,9.0258064516128434E-6,null,8.2759408319833699E-5,2.0613055874582824E-2,null,7.4153677542305851E-3,8.0744771885308021E-3,1.3070540880239968E-4,2.7473896208579209E-3,3.7946571402702613E-6,null,7.7876116903700571E-5,1.8449610746465679E-2]
[2004,12,15,24,5.7867306444086648E-3,9.5286345569183563E-3,2.7258504839999608E-4,2.7594108203831493E-3,9.0258064516128434E-6,null,8.2759408319833699E-5,1.8451196607462261E-2,null,5.9680929891367937E-3,7.3646739535761707E-3,1.3070540880239968E-4,2.9162729400736258E-3,3.7946571402702613E-6,null,7.7876116903700571E-5,1.646141606563296E-2]
[2004,12,16,1,4.6147057329999127E-3,9.7738376618797355E-3,2.7258504839999608E-4,2.5588736146878186E-3,9.0258064516128434E-6,null,8.2759408319833699E-5,1.7323837595319556E-2,null,4.7593355599948629E-3,7.5541912353711714E-3,1.3070540880239968E-4,2.7043359489857719E-3,3.7946571402702613E-6,null,7.7876116903700571E-5,1.5230238927198179E-2]
[2004,12,16,2,4.2084124205826814E-3,9.4711507683528148E-3,2.7258504839999608E-4,2.6371635342990751E-3,9.0258064516128434E-6,null,8.2759408319833699E-5,1.6693147308986661E-2,null,4.3403085794124227E-3,7.3202447798186212E-3,1.3070540880239968E-4,2.7870763558713058E-3,3.7946571402702613E-6,null,7.7876116903700571E-5,1.4660005897948723E-2]
[2004,12,16,3,4.0823473739093471E-3,9.1130424732339226E-3,2.7258504839999608E-4,2.6573783979964901E-3,9.0258064516128434E-6,null,8.2759408319833699E-5,1.622918883089185E-2,null,4.2102925189701941E-3,7.0434631677347781E-3,1.3070540880239968E-4,2.8084403584883073E-3,3.7946571402702613E-6,null,7.7876116903700571E-5,1.4274572228039651E-2]
[2004,12,16,4,4.1542299212120725E-3,8.9630485131510368E-3,2.7258504839999608E-4,2.4332949529727362E-3,9.0258064516128434E-6,null,8.2759408319833699E-5,1.5926993973087937E-2,null,4.2844279424002112E-3,6.9275329571240538E-3,1.3070540880239968E-4,2.5716186129859427E-3,3.7946571402702613E-6,null,7.7876116903700571E-5,1.3995955695356579E-2]
[2004,12,16,5,4.0803402827211625E-3,9.0268355827941345E-3,2.7258504839999608E-4,2.2071997232357573E-3,9.0258064516128434E-6,null,8.2759408319833699E-5,1.5690796174503144E-2,null,4.2082225233915447E-3,6.9768339317358239E-3,1.3070540880239968E-4,2.3326707203810537E-3,3.7946571402702613E-6,null,7.7876116903700571E-5,1.3730103358354794E-2]
[2004,12,16,6,4.5495525240401933E-3,9.494699359804985E-3,2.7258504839999608E-4,2.5920391786527575E-3,9.0258064516128434E-6,null,8.2759408319833699E-5,1.7012711648250026E-2,null,4.6921403795888118E-3,7.3384454671338133E-3,1.3070540880239968E-4,2.7393868504386417E-3,3.7946571402702613E-6,null,7.7876116903700571E-5,1.4982348880007639E-2]
[2004,12,16,7,5.3903197871290071E-3,1.0795338932628386E-2,6.814626209999902E-5,2.6800494609220257E-3,9.0258064516128434E-6,null,8.2759408319833699E-5,1.9021882883357315E-2,null,5.5592581904349804E-3,8.343708742553288E-3,3.2676352200599919E-5,2.8324001860152814E-3,3.7946571402702613E-6,null,7.7876116903700571E-5,1.6849714245248119E-2]
[2004,12,16,8,6.5762313984679462E-3,1.1745130163354028E-2,0,3.0864285484529666E-3,9.0258064516128434E-6,null,8.2759408319833699E-5,2.1490549518594776E-2,null,6.7823375435765486E-3,9.0778016177157066E-3,0,3.2618803952049152E-3,3.7946571402702613E-6,null,7.7876116903700571E-5,1.9203690330541142E-2]
[2004,12,16,9,6.740534422528097E-3,1.2277497457263404E-2,0,2.9792600919372426E-3,9.0258064516128434E-6,null,8.2759408319833699E-5,2.2080051380048579E-2,null,6.9517900006275477E-3,9.4892678692305738E-3,0,3.1486198152805142E-3,3.7946571402702613E-6,null,7.7876116903700571E-5,1.9671348459182607E-2]
[2004,12,16,10,6.286639136594753E-3,1.2671962855578433E-2,0,3.5597168147020824E-3,9.0258064516128434E-6,null,8.2759408319833699E-5,2.2601078215195101E-2,null,6.4836691496253582E-3,9.7941498570121768E-3,0,3.7620733181003212E-3,3.7946571402702613E-6,null,7.7876116903700571E-5,2.0121563098781828E-2]
[2004,12,16,11,6.3053232295011401E-3,1.2162180909773796E-2,0,3.7545738693068303E-3,9.0258064516128434E-6,null,8.2759408319833699E-5,2.2304837416901604E-2,null,6.5029388220423272E-3,9.4001398028072027E-3,0,3.9680072628861763E-3,3.7946571402702613E-6,null,7.7876116903700571E-5,1.9952756661779678E-2]
[2004,12,16,12,6.4078339638253771E-3,1.2486675671950805E-2,0,3.4516220477378689E-3,9.0258064516128434E-6,null,8.2759408319833699E-5,2.2428891091833884E-2,null,6.6086623527241775E-3,9.6509415424270491E-3,0,3.6478337704647394E-3,3.7946571402702613E-6,null,7.7876116903700571E-5,1.9989108439659939E-2]
[2004,12,16,13,6.1814760537769794E-3,1.2560216290509262E-2,0,3.0273411583844924E-3,9.0258064516128434E-6,null,8.2759408319833699E-5,2.185179291099057E-2,null,6.375210143003511E-3,9.7077810271183913E-3,0,3.1994341093951276E-3,3.7946571402702613E-6,null,7.7876116903700571E-5,1.9364096053560997E-2]
[2004,12,16,14,5.9108490858405969E-3,1.2581018414816928E-2,0,3.4027082713930321E-3,9.0258064516128434E-6,null,8.2759408319833699E-5,2.1977335180370389E-2,null,6.0961014356415979E-3,9.7238589721956835E-3,0,3.5961394300288874E-3,3.7946571402702613E-6,null,7.7876116903700571E-5,1.9497770611910142E-2]
[2004,12,16,15,6.2018596810899775E-3,1.1914747680060294E-2,0,3.5581456286581255E-3,9.0258064516128434E-6,null,8.2759408319833699E-5,2.1757512398128228E-2,null,6.3962326150581632E-3,9.2088988593923681E-3,0,3.7604128160431552E-3,3.7946571402702613E-6,null,7.7876116903700571E-5,1.9447215064537657E-2]
[2004,12,16,16,6.2641122623515238E-3,1.1551159429747599E-2,0,3.2734520276003301E-3,9.0258064516128434E-6,null,8.2759408319833699E-5,2.1171483128019291E-2,null,6.460436258983026E-3,8.9278817943649284E-3,0,3.4595354552514465E-3,3.7946571402702613E-6,null,7.7876116903700571E-5,1.892952428264337E-2]
[2004,12,16,17,7.187578951600453E-3,1.1666392684944262E-2,0,3.259931356158343E-3,9.0258064516128434E-6,null,8.2759408319833699E-5,2.2196662401022891E-2,null,7.4128453847012131E-3,9.0169454842423495E-3,0,3.4452461845250176E-3,3.7946571402702613E-6,null,7.7876116903700571E-5,1.9956707827512552E-2]
[2004,12,16,18,8.5567193771378357E-3,1.2286808781297356E-2,6.814626209999902E-5,3.4294296496815164E-3,9.0258064516128434E-6,null,8.2759408319833699E-5,2.4429132510794607E-2,null,8.8248961395931257E-3,9.4964645840564521E-3,3.2676352200599919E-5,3.6243798181032363E-3,3.7946571402702613E-6,null,7.7876116903700571E-5,2.2060087667997386E-2]
[2004,12,16,19,9.2195135923371172E-3,1.1781293265109009E-2,2.7258504839999608E-4,3.3545951687101918E-3,9.0258064516128434E-6,null,8.2759408319833699E-5,2.4731822611908406E-2,null,9.5084630363508494E-3,9.105752049856277E-3,1.3070540880239968E-4,3.5452912785392632E-3,3.7946571402702613E-6,null,7.7876116903700571E-5,2.2371882547592762E-2]
[2004,12,16,20,8.9651874493786015E-3,1.1663897732166108E-2,2.7258504839999608E-4,2.8549644086102218E-3,9.0258064516128434E-6,null,8.2759408319833699E-5,2.3860470175907016E-2,null,9.2461660393044244E-3,9.0150171372550755E-3,1.3070540880239968E-4,3.0172583901614302E-3,3.7946571402702613E-6,null,7.7876116903700571E-5,2.1490817749567299E-2]
[2004,12,16,21,8.5750603446592324E-3,1.137449176650829E-2,2.7258504839999608E-4,3.0169456222839601E-3,9.0258064516128434E-6,null,8.2759408319833699E-5,2.3342918319203571E-2,null,8.8438119327075328E-3,8.7913355001266805E-3,1.3070540880239968E-4,3.1884476261924083E-3,3.7946571402702613E-6,null,7.7876116903700571E-5,2.1035971241872991E-2]
[2004,12,16,22,8.0432487499636739E-3,1.1408876739802419E-2,2.7258504839999608E-4,3.0528942789168423E-3,9.0258064516128434E-6,null,8.2759408319833699E-5,2.2881440354435022E-2,null,8.2953327922604212E-3,8.8179116182159015E-3,1.3070540880239968E-4,3.2264398286568157E-3,3.7946571402702613E-6,null,7.7876116903700571E-5,2.0552060421979507E-2]
[2004,12,16,23,7.2083055674508146E-3,1.05515417915339E-2,2.7258504839999608E-4,2.5538883377073901E-3,9.0258064516128434E-6,null,8.2759408319833699E-5,2.0690156282444194E-2,null,7.4342215949218483E-3,8.1552781290955313E-3,1.3070540880239968E-4,2.6990672777718288E-3,3.7946571402702613E-6,null,7.7876116903700571E-5,1.850094318463558E-2]
[2004,12,16,24,5.7782344035725948E-3,9.6903607029280962E-3,2.7258504839999608E-4,2.6751951074338335E-3,9.0258064516128434E-6,null,8.2759408319833699E-5,1.8520210799686614E-2,null,5.9593304670006089E-3,7.4896719612146745E-3,1.3070540880239968E-4,2.8272698808013584E-3,3.7946571402702613E-6,null,7.7876116903700571E-5,1.6488648491863014E-2]
[2004,12,17,1,4.3482094552057165E-3,9.5684371190322085E-3,2.7258504839999608E-4,2.3658631648876684E-3,9.0258064516128434E-6,null,8.2759408319833699E-5,1.6658930324877683E-2,null,4.4844870030344031E-3,7.3954373216888305E-3,1.3070540880239968E-4,2.5003535815376868E-3,3.7946571402702613E-6,null,7.7876116903700571E-5,1.4592654089107293E-2]
[2004,12,17,2,4.0873056847503166E-3,9.0140581313067781E-3,2.7258504839999608E-4,2.5152005831823865E-3,9.0258064516128434E-6,null,8.2759408319833699E-5,1.5992984984991573E-2,null,4.2154062285907632E-3,6.9669582498005055E-3,1.3070540880239968E-4,2.6581802700091305E-3,3.7946571402702613E-6,null,7.7876116903700571E-5,1.4052920931246771E-2]
[2004,12,17,3,3.9888215280969221E-3,8.6407290365588599E-3,2.7258504839999608E-4,2.4966877878738847E-3,9.0258064516128434E-6,null,8.2759408319833699E-5,1.5502658938281757E-2,null,4.1138354728425079E-3,6.6784124939759312E-3,1.3070540880239968E-4,2.6386150919629672E-3,3.7946571402702613E-6,null,7.7876116903700571E-5,1.3643239241627778E-2]
[2004,12,17,4,4.0783470484865424E-3,8.4318703518111472E-3,2.7258504839999608E-4,2.4020007283334479E-3,9.0258064516128434E-6,null,8.2759408319833699E-5,1.5288638714383226E-2,null,4.2061668190582456E-3,6.5169857852117831E-3,1.3070540880239968E-4,2.5385454294563261E-3,3.7946571402702613E-6,null,7.7876116903700571E-5,1.3474074216572728E-2]
[2004,12,17,5,4.017395555354201E-3,8.5692156578149881E-3,2.7258504839999608E-4,2.1752768590665187E-3,9.0258064516128434E-6,null,8.2759408319833699E-5,1.5138308657987796E-2,null,4.143305040759989E-3,6.6231398613000531E-3,1.3070540880239968E-4,2.2989331615301863E-3,3.7946571402702613E-6,null,7.7876116903700571E-5,1.32777542464366E-2]
[2004,12,17,6,4.5079219452304926E-3,8.7509822650736636E-3,2.7258504839999608E-4,2.708896547329572E-3,9.0258064516128434E-6,null,8.2759408319833699E-5,1.6344221343385815E-2,null,4.6492050537899603E-3,6.7636271252528865E-3,1.3070540880239968E-4,2.8628871207148458E-3,3.7946571402702613E-6,null,7.7876116903700571E-5,1.4488095482604066E-2]
[2004,12,17,7,5.3512599840181549E-3,1.0021831012251587E-2,6.814626209999902E-5,2.4962105610437102E-3,9.0258064516128434E-6,null,8.2759408319833699E-5,1.802547625999135E-2,null,5.5189742112025644E-3,7.7458650955904819E-3,3.2676352200599919E-5,2.6381107365836109E-3,3.7946571402702613E-6,null,7.7876116903700571E-5,1.6017297169621227E-2]
[2004,12,17,8,6.2764355260338956E-3,1.1390731831313288E-2,0,2.9458850298707019E-3,9.0258064516128434E-6,null,8.2759408319833699E-5,2.0695811795537724E-2,null,6.473145746966039E-3,8.8038874330987477E-3,0,3.1133475065474436E-3,3.7946571402702613E-6,null,7.7876116903700571E-5,1.84720514606562E-2]
[2004,12,17,9,6.3215486092767208E-3,1.1915388596629963E-2,0,3.0359716702076252E-3,9.0258064516128434E-6,null,8.2759408319833699E-5,2.1355668284434141E-2,null,6.5196727226219733E-3,9.2093942232914523E-3,0,3.2085552333332057E-3,3.7946571402702613E-6,null,7.7876116903700571E-5,1.9019292953290599E-2]
[2004,12,17,10,6.1947763929160937E-3,1.2178440888445824E-2,0,3.4579243792541839E-3,9.0258064516128434E-6,null,8.2759408319833699E-5,2.1913901068935936E-2,null,6.388927329036005E-3,9.412707127191014E-3,0,3.6544943658080057E-3,3.7946571402702613E-6,null,7.7876116903700571E-5,1.9537799596078997E-2]
[2004,12,17,11,6.0867918407641799E-3,1.1867614643030495E-2,0,3.4711732372257422E-3,9.0258064516128434E-6,null,8.2759408319833699E-5,2.1508339129340252E-2,null,6.2775584252050291E-3,9.1724697731373744E-3,0,3.6684963714912226E-3,3.7946571402702613E-6,null,7.7876116903700571E-5,1.9200195343877596E-2]
[2004,12,17,12,5.9668388791037693E-3,1.1743775644430635E-2,0,3.3974480336527672E-3,9.0258064516128434E-6,null,8.2759408319833699E-5,2.1190821965507006E-2,null,6.1538460090753084E-3,9.0767547111337468E-3,0,3.5905801675707662E-3,3.7946571402702613E-6,null,7.7876116903700571E-5,1.8902851661823792E-2]
[2004,12,17,13,5.8653130662561902E-3,1.2000823308667578E-2,0,3.0438293357250203E-3,9.0258064516128434E-6,null,8.2759408319833699E-5,2.0992725118968623E-2,null,6.0491382683655337E-3,9.2754266432269888E-3,0,3.2168595775617852E-3,3.7946571402702613E-6,null,7.7876116903700571E-5,1.8623095263198278E-2]
[2004,12,17,14,5.585610678496283E-3,1.1968576109409594E-2,0,3.432114345195966E-3,9.0258064516128434E-6,null,8.2759408319833699E-5,2.1069060541421679E-2,null,5.7606697077893388E-3,9.2505028089638081E-3,0,3.6272171284534361E-3,3.7946571402702613E-6,null,7.7876116903700571E-5,1.8720060419250555E-2]
[2004,12,17,15,5.7787394958019348E-3,1.160236404129341E-2,0,3.3626098537770303E-3,9.0258064516128434E-6,null,8.2759408319833699E-5,2.0826472799192211E-2,null,5.9598513893621332E-3,8.9674577972750844E-3,0,3.5537615682877059E-3,3.7946571402702613E-6,null,7.7876116903700571E-5,1.8562741528968894E-2]
[2004,12,17,16,6.2151677930473879E-3,1.0879595151808294E-2,0,2.6945226953190948E-3,9.0258064516128434E-6,null,8.2759408319833699E-5,1.9872045048494612E-2,null,6.4099578175174157E-3,8.4088303063108716E-3,0,2.8476961693156781E-3,3.7946571402702613E-6,null,7.7876116903700571E-5,1.7748155067187934E-2]
[2004,12,17,17,6.6577577703332141E-3,1.1131019036979896E-2,0,2.6580232601283635E-3,9.0258064516128434E-6,null,8.2759408319833699E-5,2.0529559475761308E-2,null,6.8664190393740053E-3,8.6031556241063581E-3,0,2.8091218786053442E-3,3.7946571402702613E-6,null,7.7876116903700571E-5,1.8360367316129677E-2]
[2004,12,17,18,7.9343500328283509E-3,1.1389946940674727E-2,6.814626209999902E-5,3.038960300449943E-3,9.0258064516128434E-6,null,8.2759408319833699E-5,2.2519431976630918E-2,null,8.1830210725350044E-3,8.8032807917580932E-3,3.2676352200599919E-5,3.2117137559566499E-3,3.7946571402702613E-6,null,7.7876116903700571E-5,2.0312362746494318E-2]
[2004,12,17,19,8.3517590676145965E-3,1.1134749135867459E-2,2.7258504839999608E-4,2.8784870892238938E-3,9.0258064516128434E-6,null,8.2759408319833699E-5,2.2741415878458036E-2,null,8.6135121541472386E-3,8.6060386145240721E-3,1.3070540880239968E-4,3.0421182466369226E-3,3.7946571402702613E-6,null,7.7876116903700571E-5,2.0474045198154604E-2]
[2004,12,17,20,7.8083853022399676E-3,1.1079754195212541E-2,2.7258504839999608E-4,2.8240243772670419E-3,9.0258064516128434E-6,null,8.2759408319833699E-5,2.2088584460471638E-2,null,8.0531084721914194E-3,8.5635330693066142E-3,1.3070540880239968E-4,2.9845595344837471E-3,3.7946571402702613E-6,null,7.7876116903700571E-5,1.9813577258828152E-2]
[2004,12,17,21,7.8289746491375257E-3,1.0570900894164192E-2,2.7258504839999608E-4,2.8280476346203174E-3,9.0258064516128434E-6,null,8.2759408319833699E-5,2.1604343763674125E-2,null,8.0743431113030478E-3,8.1702407638837866E-3,1.3070540880239968E-4,2.9888114988754358E-3,3.7946571402702613E-6,null,7.7876116903700571E-5,1.9445771556908638E-2]
[2004,12,17,22,7.1570849114696517E-3,1.0269249944370097E-2,2.7258504839999608E-4,2.4692313624585282E-3,9.0258064516128434E-6,null,8.2759408319833699E-5,2.0271986804050367E-2,null,7.3813956286475184E-3,7.9370949884056945E-3,1.3070540880239968E-4,2.6095978720990414E-3,3.7946571402702613E-6,null,7.7876116903700571E-5,1.8140464671998625E-2]
[2004,12,17,23,6.7569011278688865E-3,9.5999864310166959E-3,2.7258504839999608E-4,2.3833422196180665E-3,9.0258064516128434E-6,null,8.2759408319833699E-5,1.9116650364255739E-2,null,6.9686696560671887E-3,7.4198217594419504E-3,1.3070540880239968E-4,2.5188262547445159E-3,3.7946571402702613E-6,null,7.7876116903700571E-5,1.7119693853100026E-2]
[2004,12,17,24,5.7835781759055628E-3,8.5606632575087171E-3,2.7258504839999608E-4,2.347107253738023E-3,9.0258064516128434E-6,null,8.2759408319833699E-5,1.7067769272904394E-2,null,5.9648417188897466E-3,6.6165297180103815E-3,1.3070540880239968E-4,2.480531467429813E-3,3.7946571402702613E-6,null,7.7876116903700571E-5,1.5274279087176313E-2]
[2004,12,18,1,4.8056708396503195E-3,7.7202057116839817E-3,2.7258504839999608E-4,2.0277305176738454E-3,9.0258064516128434E-6,null,8.2759408319833699E-5,1.4930027654760238E-2,null,{"$f":"E8451*Y$5","v":4.9562857178998736E-3},{"$f":"F8451*Z$5","v":5.9669407596083723E-3},{"$f":"G8451*AA$5","v":1.3070540880239968E-4},{"$f":"H8451*AB$5","v":2.1429993659416876E-3},{"$f":"I8451*AC$5","v":3.7946571402702613E-6},null,{"$f":"K8451*AE$5","v":7.7876116903700571E-5},1.3278602026296306E-2]
[2004,12,18,2,4.4929192232344532E-3,7.6299874082539163E-3,2.7258504839999608E-4,1.9599549617770212E-3,9.0258064516128434E-6,null,8.2759408319833699E-5,1.4459282179017482E-2,null,4.6337321303959803E-3,5.8972111057489099E-3,1.3070540880239968E-4,2.0713710247753977E-3,3.7946571402702613E-6,null,7.7876116903700571E-5,{"$f":"SUM(N8452:T8452)","v":1.2814690443766659E-2}]
[2004,12,18,3,4.3176631201291759E-3,7.4503531411564926E-3,2.7258504839999608E-4,2.0722647510449002E-3,9.0258064516128434E-6,null,8.2759408319833699E-5,1.4216701598082658E-2,null,4.4529833130552829E-3,5.7583719257845983E-3,1.3070540880239968E-4,2.1900652028687519E-3,3.7946571402702613E-6,null,7.7876116903700571E-5,1.2613796624555003E-2]
[2004,12,18,4,4.2202473796648775E-3,7.3202537131994844E-3,2.7258504839999608E-4,2.1408052255910857E-3,9.0258064516128434E-6,null,8.2759408319833699E-5,1.4057726904207538E-2,null,4.3525144588053783E-3,5.6578181829868473E-3,1.3070540880239968E-4,2.2625019454307355E-3,3.7946571402702613E-6,null,7.7876116903700571E-5,1.2485210770069333E-2]
[2004,12,18,5,4.136200098283636E-3,7.4184469108991673E-3,2.7258504839999608E-4,1.9433858652364486E-3,9.0258064516128434E-6,null,8.2759408319833699E-5,1.387445346017134E-2,null,4.2658330454840134E-3,5.7337116261866545E-3,1.3070540880239968E-4,2.0538600374567242E-3,3.7946571402702613E-6,null,7.7876116903700571E-5,1.2265780891973764E-2]
[2004,12,18,6,4.4319302072311174E-3,7.7289661455002059E-3,2.7258504839999608E-4,2.1361275763463927E-3,9.0258064516128434E-6,null,8.2759408319833699E-5,1.4673444514829806E-2,null,4.5708316532197084E-3,5.9737116918298768E-3,1.3070540880239968E-4,2.2575583894315025E-3,3.7946571402702613E-6,null,7.7876116903700571E-5,1.3014477917327461E-2]
[2004,12,18,7,4.8996470392320239E-3,8.5167870641907617E-3,6.814626209999902E-5,2.4039330506791566E-3,9.0258064516128434E-6,null,8.2759408319833699E-5,1.5976541856779842E-2,null,5.0532072323669778E-3,6.5826178436299955E-3,3.2676352200599919E-5,2.5405875970548092E-3,3.7946571402702613E-6,null,7.7876116903700571E-5,1.4290759799296353E-2]
[2004,12,18,8,5.5973356564806356E-3,9.3896620489059886E-3,0,2.1028033837854113E-3,9.0258064516128434E-6,null,8.2759408319833699E-5,1.7172560497491871E-2,null,5.7727621591588891E-3,7.2572622143696622E-3,0,2.2223398419439272E-3,3.7946571402702613E-6,null,7.7876116903700571E-5,1.533403498951645E-2]
[2004,12,18,9,6.1188259460965714E-3,9.5646670729355905E-3,0,2.3436807997830166E-3,9.0258064516128434E-6,null,8.2759408319833699E-5,1.810993322713501E-2,null,6.3105965137554686E-3,7.3925234561054995E-3,0,2.476910232463428E-3,3.7946571402702613E-6,null,7.7876116903700571E-5,1.6261700976368369E-2]
[2004,12,18,10,6.4748584518082054E-3,9.859544682232527E-3,0,2.3690313126117379E-3,9.0258064516128434E-6,null,8.2759408319833699E-5,1.8786193854972304E-2,null,6.6777874600448895E-3,7.6204341221835885E-3,0,2.5037018265360801E-3,3.7946571402702613E-6,null,7.7876116903700571E-5,1.6883594182808527E-2]
[2004,12,18,11,6.8290521900707182E-3,9.4823837439745231E-3,0,2.6160451855728024E-3,9.0258064516128434E-6,null,8.2759408319833699E-5,1.9010240527937879E-2,null,7.0430820099412353E-3,7.3289267376047225E-3,0,2.7647575085019546E-3,3.7946571402702613E-6,null,7.7876116903700571E-5,1.7218437030091883E-2]
[2004,12,18,12,7.1644671218200114E-3,9.6258775552346826E-3,0,2.55145966917155E-3,9.0258064516128434E-6,null,8.2759408319833699E-5,1.9424563754546081E-2,null,7.38900920538776E-3,7.4398329884399778E-3,0,2.6965005485703772E-3,3.7946571402702613E-6,null,7.7876116903700571E-5,1.7607013516442085E-2]
[2004,12,18,13,7.1758006634698819E-3,9.286881293230461E-3,0,2.0764233756384756E-3,9.0258064516128434E-6,null,8.2759408319833699E-5,1.8621864740658651E-2,null,7.4006979523882858E-3,7.1778230513153034E-3,0,2.1944602296188774E-3,3.7946571402702613E-6,null,7.7876116903700571E-5,1.6854652007366439E-2]
[2004,12,18,14,6.7954784353809307E-3,9.1234168484202339E-3,0,2.26107446386665E-3,9.0258064516128434E-6,null,8.2759408319833699E-5,1.8262729155987648E-2,null,7.0084560177712477E-3,7.0514815139377796E-3,0,2.3896080372513059E-3,3.7946571402702613E-6,null,7.7876116903700571E-5,1.6531216343004303E-2]
[2004,12,18,15,6.5460133191260995E-3,8.8468016332280876E-3,0,2.3192929342158853E-3,9.0258064516128434E-6,null,8.2759408319833699E-5,1.7794867294889907E-2,null,6.7511723972189051E-3,6.837685837514304E-3,0,2.451136008526123E-3,3.7946571402702613E-6,null,7.7876116903700571E-5,1.6121665017303301E-2]
[2004,12,18,16,6.8088103092034747E-3,7.9758955513579595E-3,0,2.5851526149782795E-3,9.0258064516128434E-6,null,8.2759408319833699E-5,1.7452617883859548E-2,null,7.0222057268179722E-3,6.1645632301934985E-3,0,2.7321088115378643E-3,3.7946571402702613E-6,null,7.7876116903700571E-5,1.6000548542593307E-2]
[2004,12,18,17,7.5420709882812846E-3,8.0905164760590852E-3,0,2.2327291599338358E-3,9.0258064516128434E-6,null,8.2759408319833699E-5,1.7948076032594039E-2,null,7.7784475820082358E-3,6.2531536503254463E-3,0,2.3596514094716297E-3,3.7946571402702613E-6,null,7.7876116903700571E-5,1.6472923415849283E-2]
[2004,12,18,18,8.7235470328148029E-3,8.2579470453284023E-3,6.814626209999902E-5,2.5904289936281048E-3,9.0258064516128434E-6,null,8.2759408319833699E-5,1.972809777444921E-2,null,8.9969523529235072E-3,6.3825606020943004E-3,3.2676352200599919E-5,2.7376851324555054E-3,3.7946571402702613E-6,null,7.7876116903700571E-5,1.8231545213717882E-2]
[2004,12,18,19,8.9867006889851296E-3,8.2339753486875469E-3,2.7258504839999608E-4,2.303565754183559E-3,9.0258064516128434E-6,null,8.2759408319833699E-5,1.9900662377608323E-2,null,9.268353526913407E-3,6.3640328971204798E-3,1.3070540880239968E-4,2.4345147975005127E-3,3.7946571402702613E-6,null,7.7876116903700571E-5,1.8279277404380768E-2]
[2004,12,18,20,8.6311472969244855E-3,8.0774158048563614E-3,2.7258504839999608E-4,2.0974111809506546E-3,9.0258064516128434E-6,null,8.2759408319833699E-5,1.9182394868483593E-2,null,8.9016567102106533E-3,6.2430281521331571E-3,1.3070540880239968E-4,2.2166411126723629E-3,3.7946571402702613E-6,null,7.7876116903700571E-5,1.7573702157862543E-2]
[2004,12,18,21,7.9819796018394205E-3,7.8079538354430614E-3,2.7258504839999608E-4,2.2705898575390293E-3,9.0258064516128434E-6,null,8.2759408319833699E-5,1.8436943880573601E-2,null,8.2321434033221178E-3,6.0347612135950848E-3,1.3070540880239968E-4,2.3996643452413769E-3,3.7946571402702613E-6,null,7.7876116903700571E-5,1.6878945145004948E-2]
[2004,12,18,22,7.4325101389536947E-3,7.5511770561511385E-3,2.7258504839999608E-4,2.268371129658255E-3,9.0258064516128434E-6,null,8.2759408319833699E-5,1.762847891051518E-2,null,7.6654529781575017E-3,5.8362986482570775E-3,1.3070540880239968E-4,2.3973194910310888E-3,3.7946571402702613E-6,null,7.7876116903700571E-5,1.6111447300292039E-2]
[2004,12,18,23,6.9171291801255882E-3,7.3282299340964238E-3,2.7258504839999608E-4,2.0849743871239521E-3,9.0258064516128434E-6,null,8.2759408319833699E-5,1.6706754087098055E-2,null,7.1339194273279671E-3,5.6639829976763778E-3,1.3070540880239968E-4,2.203497333924314E-3,3.7946571402702613E-6,null,7.7876116903700571E-5,1.521377594177503E-2]
[2004,12,18,24,5.8868350298829416E-3,7.0831532507935179E-3,2.7258504839999608E-4,2.1507379437925231E-3,9.0258064516128434E-6,null,8.2759408319833699E-5,1.5497146810221072E-2,null,6.0713347534148898E-3,5.4745634270791117E-3,1.3070540880239968E-4,2.2729993012786795E-3,3.7946571402702613E-6,null,7.7876116903700571E-5,1.4031273664619053E-2]
[2004,12,19,1,4.8599047705339135E-3,7.4409165841458061E-3,2.7258504839999608E-4,2.1651550205365475E-3,9.0258064516128434E-6,null,8.2759408319833699E-5,1.4842396960968358E-2,null,5.0122193983438484E-3,5.7510784184921417E-3,1.3070540880239968E-4,2.2882359345748138E-3,3.7946571402702613E-6,null,7.7876116903700571E-5,1.3263909934257174E-2]
[2004,12,19,2,4.6316557963498274E-3,7.2595982956515136E-3,2.7258504839999608E-4,2.3729127032511479E-3,9.0258064516128434E-6,null,8.2759408319833699E-5,1.4640587381004579E-2,null,4.7768168565092937E-3,5.6109376597502317E-3,1.3070540880239968E-4,2.5078038596251561E-3,3.7946571402702613E-6,null,7.7876116903700571E-5,1.3107934558731054E-2]
[2004,12,19,3,4.4267855910564329E-3,7.0990334122550012E-3,2.7258504839999608E-4,2.3686443643276115E-3,9.0258064516128434E-6,null,8.2759408319833699E-5,1.4270883953391135E-2,null,4.5655257992564518E-3,5.4868371910476391E-3,1.3070540880239968E-4,2.5032928816983379E-3,3.7946571402702613E-6,null,7.7876116903700571E-5,1.2768032054848801E-2]
[2004,12,19,4,4.4026433686574383E-3,6.9948930356063949E-3,2.7258504839999608E-4,2.3633508353792434E-3,9.0258064516128434E-6,null,8.2759408319833699E-5,1.4137307825395165E-2,null,4.5406269337146732E-3,5.4063471780412377E-3,1.3070540880239968E-4,2.4976984355522293E-3,3.7946571402702613E-6,null,7.7876116903700571E-5,1.2657048730154512E-2]
[2004,12,19,5,4.1261719361947941E-3,7.1980637111923006E-3,2.7258504839999608E-4,2.1459339026749643E-3,9.0258064516128434E-6,null,8.2759408319833699E-5,1.3846590135814149E-2,null,4.2554905900399932E-3,5.5633776291179448E-3,1.3070540880239968E-4,2.2679221685043024E-3,3.7946571402702613E-6,null,7.7876116903700571E-5,1.2299166570508613E-2]
[2004,12,19,6,4.5850422205552807E-3,7.0248936139660767E-3,2.7258504839999608E-4,2.4234762234986319E-3,9.0258064516128434E-6,null,8.2759408319833699E-5,1.4409832643772078E-2,null,4.728742361255772E-3,5.4295346008265254E-3,1.3070540880239968E-4,2.5612417256954674E-3,3.7946571402702613E-6,null,7.7876116903700571E-5,1.2931894870624136E-2]
[2004,12,19,7,5.1244448798039906E-3,7.3329847129491562E-3,6.814626209999902E-5,2.5488742094141544E-3,9.0258064516128434E-6,null,8.2759408319833699E-5,1.5162478504845199E-2,null,5.285050478360631E-3,5.6676579624116248E-3,3.2676352200599919E-5,2.6937681151565315E-3,3.7946571402702613E-6,null,7.7876116903700571E-5,1.3760823682173358E-2]
[2004,12,19,8,5.5496619907094017E-3,7.7322950443974511E-3,0,2.4697660157169004E-3,9.0258064516128434E-6,null,8.2759408319833699E-5,1.5834482459143588E-2,null,5.7235943495718526E-3,5.9762845950990899E-3,0,2.6101629183829063E-3,3.7946571402702613E-6,null,7.7876116903700571E-5,1.4391712637097822E-2]
[2004,12,19,9,6.4319344869373509E-3,8.0141418918969164E-3,0,2.3345353364809932E-3,9.0258064516128434E-6,null,8.2759408319833699E-5,1.6863371123635097E-2,null,6.6335182120785567E-3,6.1941237959077487E-3,0,2.4672448839929803E-3,3.7946571402702613E-6,null,7.7876116903700571E-5,1.5376557666023258E-2]
[2004,12,19,10,7.0561942145391287E-3,8.2371071015709309E-3,0,2.3892434730330902E-3,9.0258064516128434E-6,null,8.2759408319833699E-5,1.7765304197462986E-2,null,7.277342909068809E-3,6.3664534263947973E-3,0,2.5250629722059488E-3,3.7946571402702613E-6,null,7.7876116903700571E-5,1.6250530081713524E-2]
[2004,12,19,11,7.0737180035521235E-3,8.3193934222235283E-3,0,2.8501940848801133E-3,9.0258064516128434E-6,null,8.2759408319833699E-5,1.83260649189756E-2,null,7.2954159124239276E-3,6.4300524571715423E-3,0,3.0122168914810793E-3,3.7946571402702613E-6,null,7.7876116903700571E-5,1.6819356035120518E-2]
[2004,12,19,12,7.2141195748185944E-3,8.3372849356160624E-3,0,2.8920544114425825E-3,9.0258064516128434E-6,null,8.2759408319833699E-5,1.8526218330197075E-2,null,7.4402178195161215E-3,6.4438807934231812E-3,0,3.0564568200611318E-3,3.7946571402702613E-6,null,7.7876116903700571E-5,1.7022226207044404E-2]
[2004,12,19,13,7.0435926006173081E-3,8.3683459085838637E-3,0,2.5803481874658338E-3,9.0258064516128434E-6,null,8.2759408319833699E-5,1.807504610498684E-2,null,7.2643463470513083E-3,6.4678877943446945E-3,0,2.7270312704035051E-3,3.7946571402702613E-6,null,7.7876116903700571E-5,1.6540936185843479E-2]
[2004,12,19,14,6.9629441437419207E-3,8.4828881280128894E-3,0,2.8644682643142712E-3,9.0258064516128434E-6,null,8.2759408319833699E-5,1.8393059944388918E-2,null,7.1811702810410886E-3,6.5564173832353993E-3,0,3.0273025042930964E-3,3.7946571402702613E-6,null,7.7876116903700571E-5,1.6846560942613553E-2]
[2004,12,19,15,6.8476987211586052E-3,8.4551544155812338E-3,0,2.6017627628852555E-3,9.0258064516128434E-6,null,8.2759408319833699E-5,1.798737530794493E-2,null,7.0623129433120269E-3,6.5349820192951288E-3,0,2.7496631838386182E-3,3.7946571402702613E-6,null,7.7876116903700571E-5,1.6428628920489744E-2]
[2004,12,19,16,7.3628227629986189E-3,8.1030532568193946E-3,0,2.6475781908981521E-3,9.0258064516128434E-6,null,8.2759408319833699E-5,1.8196213619035999E-2,null,7.5935815250995154E-3,6.2628433180502005E-3,0,2.7980830465009492E-3,3.7946571402702613E-6,null,7.7876116903700571E-5,1.6736178663694635E-2]
[2004,12,19,17,7.778266307963095E-3,8.276109244881983E-3,0,2.5656668907478616E-3,9.0258064516128434E-6,null,8.2759408319833699E-5,1.8702801851912775E-2,null,8.0220455163309574E-3,6.3965981514612028E-3,0,2.7115153972223352E-3,3.7946571402702613E-6,null,7.7876116903700571E-5,1.7211829839058466E-2]
[2004,12,19,18,9.3101410540148543E-3,8.3818548825665209E-3,6.814626209999902E-5,2.6535339465585356E-3,9.0258064516128434E-6,null,8.2759408319833699E-5,2.0501704585817807E-2,null,9.6019308598765188E-3,6.4783288694258432E-3,3.2676352200599919E-5,2.8043773644552631E-3,3.7946571402702613E-6,null,7.7876116903700571E-5,1.8998984220002197E-2]
[2004,12,19,19,9.6802652764994626E-3,8.1748733523298728E-3,2.7258504839999608E-4,2.6336471176844614E-3,9.0258064516128434E-6,null,8.2759408319833699E-5,2.0865206332265886E-2,null,9.983655172456099E-3,6.3183530118672794E-3,1.3070540880239968E-4,2.783360044206702E-3,3.7946571402702613E-6,null,7.7876116903700571E-5,1.9297744411376452E-2]
[2004,12,19,20,8.8917851486519563E-3,7.9956851572302416E-3,2.7258504839999608E-4,2.6952482309732348E-3,9.0258064516128434E-6,null,8.2759408319833699E-5,1.9959139122607526E-2,null,9.1704632317482302E-3,6.1798586005898078E-3,1.3070540880239968E-4,2.8484629489410958E-3,3.7946571402702613E-6,null,7.7876116903700571E-5,1.8411160964125504E-2]
[2004,12,19,21,8.4844604722054892E-3,7.9792082569858005E-3,2.7258504839999608E-4,2.7146059848728696E-3,9.0258064516128434E-6,null,8.2759408319833699E-5,1.9554695299816249E-2,null,8.7503725630817281E-3,6.1671236176978669E-3,1.3070540880239968E-4,2.8689211182941722E-3,3.7946571402702613E-6,null,7.7876116903700571E-5,1.7998793481920138E-2]
[2004,12,19,22,8.2630182187767073E-3,7.9314194456564253E-3,2.7258504839999608E-4,2.4478886226756984E-3,9.0258064516128434E-6,null,8.2759408319833699E-5,1.9018746872860922E-2,null,8.5219900719312319E-3,6.1301876840163432E-3,1.3070540880239968E-4,2.5870418778860967E-3,3.7946571402702613E-6,null,7.7876116903700571E-5,1.745159581668004E-2]
[2004,12,19,23,7.3317492494768509E-3,7.723977975020585E-3,2.7258504839999608E-4,1.9899163304234221E-3,9.0258064516128434E-6,null,8.2759408319833699E-5,1.7422064140672947E-2,null,7.5615341343372895E-3,5.9698563388946978E-3,1.3070540880239968E-4,2.1030355844653308E-3,3.7946571402702613E-6,null,7.7876116903700571E-5,1.5846802240543689E-2]
[2004,12,19,24,5.5079823664923684E-3,8.1416113211981063E-3,2.7258504839999608E-4,2.2120838445511973E-3,9.0258064516128434E-6,null,8.2759408319833699E-5,1.6238098117993763E-2,null,5.6806084412300015E-3,6.2926448148684444E-3,1.3070540880239968E-4,2.3378324856111678E-3,3.7946571402702613E-6,null,7.7876116903700571E-5,1.4523461924555985E-2]
[2004,12,20,1,4.6076776300140107E-3,8.3496837591647E-3,2.7258504839999608E-4,2.1466218875426063E-3,9.0258064516128434E-6,null,8.2759408319833699E-5,1.5480403862473405E-2,null,4.7520871887236646E-3,6.45346383413045E-3,1.3070540880239968E-4,2.2686492627223376E-3,3.7946571402702613E-6,null,7.7876116903700571E-5,1.3686576468422825E-2]
[2004,12,20,2,4.450996486041147E-3,8.4834881015768658E-3,2.7258504839999608E-4,2.5896957687218613E-3,9.0258064516128434E-6,null,8.2759408319833699E-5,1.5900600942091964E-2,null,4.5904954896564387E-3,6.5568811023184494E-3,1.3070540880239968E-4,2.7369102264729415E-3,3.7946571402702613E-6,null,7.7876116903700571E-5,1.4096663001294201E-2]
[2004,12,20,3,4.2522770792902094E-3,8.4187858519290896E-3,2.7258504839999608E-4,2.5690266384671397E-3,9.0258064516128434E-6,null,8.2759408319833699E-5,1.5616510155438528E-2,null,4.385548003569174E-3,6.5068727858201758E-3,1.3070540880239968E-4,2.7150661339545496E-3,3.7946571402702613E-6,null,7.7876116903700571E-5,1.381986310619027E-2]
[2004,12,20,4,4.4632343476081323E-3,8.3337185529986854E-3,2.7258504839999608E-4,2.5990396449702951E-3,9.0258064516128434E-6,null,8.2759408319833699E-5,1.5772413131329203E-2,null,4.6031168989301751E-3,6.4411243391784738E-3,1.3070540880239968E-4,2.746785266919047E-3,3.7946571402702613E-6,null,7.7876116903700571E-5,1.4003402687874068E-2]
[2004,12,20,5,4.3168469929756896E-3,8.5828830786147635E-3,2.7258504839999608E-4,2.4190528961668791E-3,9.0258064516128434E-6,null,8.2759408319833699E-5,1.5695203553509424E-2,null,4.452141607601501E-3,6.6337033997981888E-3,1.3070540880239968E-4,2.5565669488527474E-3,3.7946571402702613E-6,null,7.7876116903700571E-5,1.3854788139098809E-2]
[2004,12,20,6,4.8734289653472283E-3,8.872803143620784E-3,2.7258504839999608E-4,2.8554073584057325E-3,9.0258064516128434E-6,null,8.2759408319833699E-5,1.6978060053125837E-2,null,5.0261674559274596E-3,6.8577823838976149E-3,1.3070540880239968E-4,3.0177265199857087E-3,3.7946571402702613E-6,null,7.7876116903700571E-5,1.5114052542657156E-2]
[2004,12,20,7,5.689992604112272E-3,9.969498002978909E-3,6.814626209999902E-5,2.6654963824596922E-3,9.0258064516128434E-6,null,8.2759408319833699E-5,1.848116169222877E-2,null,5.8683230749048973E-3,7.705416954988541E-3,3.2676352200599919E-5,2.8170198198150145E-3,3.7946571402702613E-6,null,7.7876116903700571E-5,1.6505106975953022E-2]
[2004,12,20,8,6.8381781667758833E-3,1.1431215737813118E-2,0,2.9115025202479977E-3,9.0258064516128434E-6,null,8.2759408319833699E-5,2.1263655833156835E-2,null,7.0524940045440503E-3,8.8351774117370659E-3,0,3.0770104806563184E-3,3.7946571402702613E-6,null,7.7876116903700571E-5,1.9046352670981405E-2]
[2004,12,20,9,7.2665354487736773E-3,1.1758424125414408E-2,0,3.0512637097337542E-3,9.0258064516128434E-6,null,8.2759408319833699E-5,2.2158982692241671E-2,null,7.494276463177559E-3,9.0880765102557756E-3,0,3.2247165677525558E-3,3.7946571402702613E-6,null,7.7876116903700571E-5,1.9888740315229862E-2]
[2004,12,20,10,6.858459436091667E-3,1.2311575341815057E-2,0,3.7668687033120805E-3,9.0258064516128434E-6,null,8.2759408319833699E-5,2.3019662889538644E-2,null,7.0734109105920762E-3,9.5156066386787429E-3,0,3.98100101193121E-3,3.7946571402702613E-6,null,7.7876116903700571E-5,2.0651689335246002E-2]
[2004,12,20,11,6.8095602475599405E-3,1.2003909022238517E-2,0,3.8571634312296746E-3,9.0258064516128434E-6,null,8.2759408319833699E-5,2.2753392109347965E-2,null,7.0229791690468463E-3,9.2778115887539002E-3,0,4.0764286552934358E-3,3.7946571402702613E-6,null,7.7876116903700571E-5,2.0458890187138156E-2]
[2004,12,20,12,6.7058780384677214E-3,1.2199965126510195E-2,0,3.6262098910534802E-3,9.0258064516128434E-6,null,8.2759408319833699E-5,2.2614812464351229E-2,null,6.916047448321366E-3,9.4293431934076733E-3,0,3.8323462755858275E-3,3.7946571402702613E-6,null,7.7876116903700571E-5,2.0259407691358838E-2]
[2004,12,20,13,6.7393854891315145E-3,1.1940164150556683E-2,0,3.3001616719589193E-3,9.0258064516128434E-6,null,8.2759408319833699E-5,2.2062470719966948E-2,null,6.9506050584260725E-3,9.2285432289123098E-3,0,3.4877634423661485E-3,3.7946571402702613E-6,null,7.7876116903700571E-5,1.9748582503748502E-2]
[2004,12,20,14,6.6098979828070848E-3,1.2117321868556574E-2,0,3.4821389022234592E-3,9.0258064516128434E-6,null,8.2759408319833699E-5,2.2292118161906953E-2,null,6.8170592747766583E-3,9.3654682860792367E-3,0,3.6800853932731675E-3,3.7946571402702613E-6,null,7.7876116903700571E-5,1.9944283728173032E-2]
[2004,12,20,15,6.6610166175263595E-3,1.1705133193432131E-2,0,3.4710213414716556E-3,9.0258064516128434E-6,null,8.2759408319833699E-5,2.1919930560749978E-2,null,6.8697800223333338E-3,9.0468879919652165E-3,0,3.6683358410351981E-3,3.7946571402702613E-6,null,7.7876116903700571E-5,1.9666674629377719E-2]
[2004,12,20,16,7.0837467918984636E-3,1.1288293456791063E-2,0,3.2206393711138913E-3,9.0258064516128434E-6,null,8.2759408319833699E-5,2.1675439028123255E-2,null,7.3057590137530284E-3,8.724712896161264E-3,0,3.403720598011951E-3,3.7946571402702613E-6,null,7.7876116903700571E-5,1.9515863281970216E-2]
[2004,12,20,17,7.7903093993015914E-3,1.1469187580525727E-2,0,3.1458557459096898E-3,9.0258064516128434E-6,null,8.2759408319833699E-5,2.2488112134056847E-2,null,{"$f":"E8515*Y$5","v":8.0344660510683497E-3},{"$f":"F8515*Z$5","v":8.8645258183030207E-3},{"$f":"G8515*AA$5","v":0},{"$f":"H8515*AB$5","v":3.3246858051740585E-3},{"$f":"I8515*AC$5","v":3.7946571402702613E-6},null,{"$f":"K8515*AE$5","v":7.7876116903700571E-5},2.0305348448589399E-2]
[2004,12,20,18,9.3104449966651594E-3,1.1841420112943101E-2,6.814626209999902E-5,3.1904759361170072E-3,9.0258064516128434E-6,null,8.2759408319833699E-5,2.4498515748403164E-2,null,9.6022443284154661E-3,9.1522240419879171E-3,3.2676352200599919E-5,3.3718424852600161E-3,3.7946571402702613E-6,null,7.7876116903700571E-5,{"$f":"SUM(N8516:T8516)","v":2.2240657981907972E-2}]
[2004,12,20,19,9.4385163054832612E-3,1.1482601749791408E-2,2.7258504839999608E-4,3.5320830665144889E-3,9.0258064516128434E-6,null,8.2759408319833699E-5,2.4829621707541247E-2,null,9.7343295294098162E-3,8.8748936188949839E-3,1.3070540880239968E-4,3.7328686953319369E-3,3.7946571402702613E-6,null,7.7876116903700571E-5,2.2554468026483109E-2]
[2004,12,20,20,9.2767551808215307E-3,1.1398557943098783E-2,2.7258504839999608E-4,2.9305682301473718E-3,9.0258064516128434E-6,null,8.2759408319833699E-5,2.3982301939819775E-2,null,9.5674986376105987E-3,8.8099362285772743E-3,1.3070540880239968E-4,3.0971600044068697E-3,3.7946571402702613E-6,null,7.7876116903700571E-5,2.1686971053441112E-2]
[2004,12,20,21,8.9053875129819927E-3,1.0913484602460308E-2,2.7258504839999608E-4,3.2549605344557161E-3,9.0258064516128434E-6,null,8.2759408319833699E-5,2.3450253235650104E-2,null,9.1844919087650558E-3,8.4350234353501915E-3,1.3070540880239968E-4,3.4399927903170143E-3,3.7946571402702613E-6,null,7.7876116903700571E-5,2.1271884317278628E-2]
[2004,12,20,22,8.1971661442172637E-3,1.0706439862387843E-2,2.7258504839999608E-4,3.1110780078352621E-3,9.0258064516128434E-6,null,8.2759408319833699E-5,2.2391104600192457E-2,null,8.4540741227280194E-3,8.2749987229605738E-3,1.3070540880239968E-4,3.2879310835812301E-3,3.7946571402702613E-6,null,7.7876116903700571E-5,2.0229380112116193E-2]
[2004,12,20,23,7.3527816476357827E-3,1.0173663630474363E-2,2.7258504839999608E-4,2.6723428867844795E-3,9.0258064516128434E-6,null,8.2759408319833699E-5,2.0575208750646716E-2,null,7.5832257104120017E-3,7.8632164035926013E-3,1.3070540880239968E-4,2.8242555221428402E-3,3.7946571402702613E-6,null,7.7876116903700571E-5,1.8483073818993813E-2]
[2004,12,20,24,5.8863804856579124E-3,9.5471500324203189E-3,2.7258504839999608E-4,3.2205826234620537E-3,9.0258064516128434E-6,null,8.2759408319833699E-5,1.9030533727292374E-2,null,6.0708659632863447E-3,7.3789845496382662E-3,1.3070540880239968E-4,3.4036606244696845E-3,3.7946571402702613E-6,null,7.7876116903700571E-5,1.7065887320240666E-2]
[2004,12,21,1,4.7532462475381653E-3,9.3797841242737358E-3,2.7258504839999608E-4,2.8000428828549289E-3,9.0258064516128434E-6,null,8.2759408319833699E-5,1.7309493840418921E-2,null,4.9022180828449721E-3,7.2496275743989518E-3,1.3070540880239968E-4,2.9592147823721852E-3,3.7946571402702613E-6,null,7.7876116903700571E-5,1.5323436622462482E-2]
[2004,12,21,2,4.4386893997858156E-3,8.8347240205512365E-3,2.7258504839999608E-4,3.029491526806797E-3,9.0258064516128434E-6,null,8.2759408319833699E-5,1.6679325532895938E-2,null,4.5778026861183797E-3,6.8283510604304236E-3,1.3070540880239968E-4,3.2017067181690124E-3,3.7946571402702613E-6,null,7.7876116903700571E-5,1.4820236647564189E-2]
[2004,12,21,3,4.2584986519469048E-3,8.6210295896976333E-3,2.7258504839999608E-4,2.9598019136577646E-3,9.0258064516128434E-6,null,8.2759408319833699E-5,1.6215750741054392E-2,null,4.3919645669856355E-3,6.6631868074064531E-3,1.3070540880239968E-4,3.1280555127995626E-3,3.7946571402702613E-6,null,7.7876116903700571E-5,1.4395583070038024E-2]
[2004,12,21,4,4.3163585419854307E-3,8.5071317838090951E-3,2.7258504839999608E-4,2.7138962535760785E-3,9.0258064516128434E-6,null,8.2759408319833699E-5,1.5913807165122695E-2,null,4.4516378480333385E-3,6.5751552852207525E-3,1.3070540880239968E-4,2.8681710414443368E-3,3.7946571402702613E-6,null,7.7876116903700571E-5,1.4107340357544801E-2]
[2004,12,21,5,4.2833798013752217E-3,8.4624536234746001E-3,2.7258504839999608E-4,2.5555509388498258E-3,9.0258064516128434E-6,null,8.2759408319833699E-5,1.5677804949451739E-2,null,4.4176255183223422E-3,6.5406235711809634E-3,1.3070540880239968E-4,2.7008243915317681E-3,3.7946571402702613E-6,null,7.7876116903700571E-5,1.3871449663881446E-2]
[2004,12,21,6,4.7267868079979933E-3,8.9962554420021223E-3,2.7258504839999608E-4,2.8991622276449969E-3,9.0258064516128434E-6,null,8.2759408319833699E-5,1.6998625063397204E-2,null,4.8749293760915711E-3,6.9531985656146513E-3,1.3070540880239968E-4,3.063968688863342E-3,3.7946571402702613E-6,null,7.7876116903700571E-5,1.5104472813415936E-2]
[2004,12,21,7,5.6420120325400419E-3,1.0094458838929584E-2,6.814626209999902E-5,3.1134875534598932E-3,9.0258064516128434E-6,null,8.2759408319833699E-5,1.9006133127607416E-2,null,5.8188387407599029E-3,7.8019990841746009E-3,3.2676352200599919E-5,3.2904776028059419E-3,3.7946571402702613E-6,null,7.7876116903700571E-5,1.7025662553985015E-2]
[2004,12,21,8,6.7781701958671541E-3,1.1172979040898734E-2,0,3.4388464885671396E-3,9.0258064516128434E-6,null,8.2759408319833699E-5,2.1472755133652863E-2,null,6.990605319467832E-3,8.635586477247709E-3,0,3.6343319688378495E-3,3.7946571402702613E-6,null,7.7876116903700571E-5,1.9342194539597363E-2]
[2004,12,21,9,7.0468460516499212E-3,1.1428607125164639E-2,0,3.503556327957028E-3,9.0258064516128434E-6,null,8.2759408319833699E-5,2.2061768913091424E-2,null,7.2677017647286464E-3,8.8331612171278114E-3,0,3.7027203190520591E-3,3.7946571402702613E-6,null,7.7876116903700571E-5,1.9885254074952487E-2]
[2004,12,21,10,6.5787693598307814E-3,1.186126488804674E-2,0,4.0595697089837093E-3,9.0258064516128434E-6,null,8.2759408319833699E-5,2.2582363365181067E-2,null,6.7849550473704865E-3,9.1675620526385851E-3,0,4.290340968152004E-3,3.7946571402702613E-6,null,7.7876116903700571E-5,2.0324528842205043E-2]
[2004,12,21,11,6.47740179494168E-3,1.1671085682837638E-2,0,4.0551234615832585E-3,9.0258064516128434E-6,null,8.2759408319833699E-5,2.2286370347682414E-2,null,6.6804105142799306E-3,9.020572698524007E-3,0,4.2856419683209432E-3,3.7946571402702613E-6,null,7.7876116903700571E-5,2.006829595516885E-2]
[2004,12,21,12,6.6247450351363587E-3,1.187771977591822E-2,0,3.82509540747829E-3,9.0258064516128434E-6,null,8.2759408319833699E-5,2.2410319626852707E-2,null,6.8323716496495584E-3,9.1802800221852422E-3,0,4.042537685084507E-3,3.7946571402702613E-6,null,7.7876116903700571E-5,2.0136860130963278E-2]
[2004,12,21,13,6.4834095274272797E-3,1.1725438074867145E-2,0,3.5420928098776282E-3,9.0258064516128434E-6,null,8.2759408319833699E-5,2.1833699820491884E-2,null,6.686606535544988E-3,9.0625816184278177E-3,0,3.7434474549321302E-3,3.7946571402702613E-6,null,7.7876116903700571E-5,1.9574306382948905E-2]
[2004,12,21,14,6.1880801852800919E-3,1.1814167268148042E-2,0,3.8741306732218775E-3,9.0258064516128434E-6,null,8.2759408319833699E-5,2.1959137534969846E-2,null,6.3820212550709347E-3,9.1311603402556164E-3,0,4.0943604211341857E-3,3.7946571402702613E-6,null,7.7876116903700571E-5,1.9689212790504708E-2]
[2004,12,21,15,6.3872913866721602E-3,1.1391006910187162E-2,0,3.8784392627123502E-3,9.0258064516128434E-6,null,8.2759408319833699E-5,2.1739496967891504E-2,null,6.587475949170838E-3,8.8041000413382076E-3,0,4.098913937721182E-3,3.7946571402702613E-6,null,7.7876116903700571E-5,1.9572160702274199E-2]
[2004,12,21,16,6.4440719593732943E-3,1.1041609890300239E-2,0,3.5855119755663534E-3,9.0258064516128434E-6,null,8.2759408319833699E-5,2.115395323355972E-2,null,6.6460360859182154E-3,8.5340513668457994E-3,0,3.7893348367758458E-3,3.7946571402702613E-6,null,7.7876116903700571E-5,1.9051093063583831E-2]
[2004,12,21,17,7.433239686881212E-3,1.0980705467482048E-2,0,3.6815781369153103E-3,9.0258064516128434E-6,null,8.2759408319833699E-5,2.2178282699598408E-2,null,7.6662053908995156E-3,8.4869783876369304E-3,0,3.890861997838369E-3,3.7946571402702613E-6,null,7.7876116903700571E-5,2.0125716550418785E-2]
[2004,12,21,18,8.8006811944442154E-3,1.1601515847292333E-2,6.814626209999902E-5,3.850533132656664E-3,9.0258064516128434E-6,null,8.2759408319833699E-5,2.4408904877071109E-2,null,9.0765039819056242E-3,8.9668022288166664E-3,3.2676352200599919E-5,4.0694214492006534E-3,3.7946571402702613E-6,null,7.7876116903700571E-5,2.2227074786167512E-2]
[2004,12,21,19,9.4912512791192564E-3,1.102089715121795E-2,2.7258504839999608E-4,3.8227759533424536E-3,9.0258064516128434E-6,null,8.2759408319833699E-5,2.471134496943175E-2,null,9.7887172736784035E-3,8.5180425075370124E-3,1.3070540880239968E-4,4.0400863787106549E-3,3.7946571402702613E-6,null,7.7876116903700571E-5,2.2559222342772443E-2]
[2004,12,21,20,9.1609699399332715E-3,1.1104737568411193E-2,2.7258504839999608E-4,3.1985855021349381E-3,9.0258064516128434E-6,null,8.2759408319833699E-5,2.3840713596231491E-2,null,9.4480845630919557E-3,8.5828426982749104E-3,1.3070540880239968E-4,3.3804130495845223E-3,3.7946571402702613E-6,null,7.7876116903700571E-5,2.1623716493797761E-2]
[2004,12,21,21,8.7687937371364669E-3,1.0824817168356499E-2,2.7258504839999608E-4,3.3535576980035509E-3,9.0258064516128434E-6,null,8.2759408319833699E-5,2.3323589189248605E-2,null,9.0436171374862016E-3,8.3664924471404875E-3,1.3070540880239968E-4,3.5441948315276229E-3,3.7946571402702613E-6,null,7.7876116903700571E-5,2.1166680599000679E-2]
[2004,12,21,22,8.3685523454188563E-3,1.051024656328082E-2,2.7258504839999608E-4,3.6072754162815644E-3,9.0258064516128434E-6,null,8.2759408319833699E-5,2.286249491073333E-2,null,8.6308317512888595E-3,8.1233610805293635E-3,1.3070540880239968E-4,3.8123354471858079E-3,3.7946571402702613E-6,null,7.7876116903700571E-5,2.0778904461850402E-2]
[2004,12,21,23,7.4995123645702428E-3,9.7453689954692668E-3,2.7258504839999608E-4,3.0517227693153443E-3,9.0258064516128434E-6,null,8.2759408319833699E-5,2.0673024715106941E-2,null,7.7345551253854977E-3,7.5321878260942356E-3,1.3070540880239968E-4,3.225201723143621E-3,3.7946571402702613E-6,null,7.7876116903700571E-5,1.8704320857469724E-2]
[2004,12,21,24,6.063195159450036E-3,8.9038209598367828E-3,2.7258504839999608E-4,3.1614395348475185E-3,9.0258064516128434E-6,null,8.2759408319833699E-5,1.8504876239886427E-2,null,6.2532221985907993E-3,6.881756029000514E-3,1.3070540880239968E-4,3.3411554738611219E-3,3.7946571402702613E-6,null,7.7876116903700571E-5,1.6688509884298805E-2]
[2004,12,22,1,5.0362600405499487E-3,8.7511484832074379E-3,2.7258504839999608E-4,3.2111178500150591E-3,9.0258064516128434E-6,null,8.2759408319833699E-5,1.7374946959524535E-2,null,5.1941018316651556E-3,6.7637555951142406E-3,1.3070540880239968E-4,3.3936578142742947E-3,3.7946571402702613E-6,null,7.7876116903700571E-5,1.5563891423900062E-2]
[2004,12,22,2,4.6418285114260098E-3,8.4138813791684516E-3,2.7258504839999608E-4,3.3102647376561968E-3,9.0258064516128434E-6,null,8.2759408319833699E-5,1.674239521400275E-2,null,4.7873083953863128E-3,6.5030821227844036E-3,1.3070540880239968E-4,3.4984408293239431E-3,3.7946571402702613E-6,null,7.7876116903700571E-5,1.5001207530341031E-2]
[2004,12,22,3,4.4391497936279375E-3,8.2557409634076914E-3,2.7258504839999608E-4,3.2057571084227569E-3,9.0258064516128434E-6,null,8.2759408319833699E-5,1.6277068451210474E-2,null,4.5782775091972915E-3,6.3808555231594476E-3,1.3070540880239968E-4,3.387992334698409E-3,3.7946571402702613E-6,null,7.7876116903700571E-5,1.4559501549901519E-2]
[2004,12,22,4,4.533932752355618E-3,8.048899329422864E-3,2.7258504839999608E-4,3.0147297425419956E-3,9.0258064516128434E-6,null,8.2759408319833699E-5,1.5973982410072567E-2,null,4.6760310675072643E-3,6.2209877913009335E-3,1.3070540880239968E-4,3.1861057820269027E-3,3.7946571402702613E-6,null,7.7876116903700571E-5,1.4295500823681473E-2]
[2004,12,22,5,4.4775644500870777E-3,8.0661724867943565E-3,2.7258504839999608E-4,2.8169302153150358E-3,9.0258064516128434E-6,null,8.2759408319833699E-5,1.5737087737948557E-2,null,4.6178961221900027E-3,6.2343382006833032E-3,1.3070540880239968E-4,2.977062096124691E-3,3.7946571402702613E-6,null,7.7876116903700571E-5,1.4041672601844369E-2]
[2004,12,22,6,4.9171386689027766E-3,8.6214843784714734E-3,2.7258504839999608E-4,3.1478581873755889E-3,9.0258064516128434E-6,null,8.2759408319833699E-5,1.7062901820501929E-2,null,5.0712470684715774E-3,6.66353831328246E-3,1.3070540880239968E-4,3.326802077900811E-3,3.7946571402702613E-6,null,7.7876116903700571E-5,1.527396364250122E-2]
[2004,12,22,7,5.8702521253140441E-3,9.6420452189465572E-3,6.814626209999902E-5,3.4095297649400507E-3,9.0258064516128434E-6,null,8.2759408319833699E-5,1.9078001811878548E-2,null,6.0542321228314556E-3,7.4523289626656419E-3,3.2676352200599919E-5,3.60334869981036E-3,3.7946571402702613E-6,null,7.7876116903700571E-5,1.7224256911552025E-2]
[2004,12,22,8,6.8926397842202928E-3,1.1036835603274123E-2,0,3.5417171653786494E-3,9.0258064516128434E-6,null,8.2759408319833699E-5,2.1553951961192898E-2,null,7.1086625074898522E-3,8.5303613242590989E-3,0,3.7430504564571775E-3,3.7946571402702613E-6,null,7.7876116903700571E-5,1.9463745062250098E-2]
[2004,12,22,9,7.1398244218246806E-3,1.1349364569786916E-2,0,3.5732416388177687E-3,9.0258064516128434E-6,null,8.2759408319833699E-5,2.2145190038749197E-2,null,7.3635941767450086E-3,8.7719147100738266E-3,0,3.7763669775643205E-3,3.7946571402702613E-6,null,7.7876116903700571E-5,1.9993546638427125E-2]
[2004,12,22,10,6.6152954543274092E-3,1.1929024921141871E-2,0,4.040676609316088E-3,9.0258064516128434E-6,null,8.2759408319833699E-5,2.2667756393105202E-2,null,6.8226259088432772E-3,9.2199337274938079E-3,0,4.2703738668752366E-3,3.7946571402702613E-6,null,7.7876116903700571E-5,2.0394604277256291E-2]
[2004,12,22,11,6.53078013716781E-3,1.1688369656194781E-2,0,4.0687322377625547E-3,9.0258064516128434E-6,null,8.2759408319833699E-5,2.2370641439444981E-2,null,6.7354617910002877E-3,9.0339314675729494E-3,0,4.3000243522074025E-3,3.7946571402702613E-6,null,7.7876116903700571E-5,2.0151088384824611E-2]
[2004,12,22,12,6.7317237347802681E-3,1.174822620171243E-2,0,3.9323524278507176E-3,9.0258064516128434E-6,null,8.2759408319833699E-5,2.2495061772663246E-2,null,6.9427031764761416E-3,9.0801945432625111E-3,0,4.1558918633875421E-3,3.7946571402702613E-6,null,7.7876116903700571E-5,2.0260460357170166E-2]
[2004,12,22,13,6.6080893985698474E-3,1.1550716001267067E-2,0,3.6746940772571443E-3,9.0258064516128434E-6,null,8.2759408319833699E-5,2.1916258885413892E-2,null,6.8151940075696993E-3,8.9275390688504444E-3,0,3.8835866052978072E-3,3.7946571402702613E-6,null,7.7876116903700571E-5,1.9707990455761919E-2]
[2004,12,22,14,6.2441697255934143E-3,1.1810253873815842E-2,0,3.9049895795470512E-3,9.0258064516128434E-6,null,8.2759408319833699E-5,2.2042172587276143E-2,null,6.4398687017343265E-3,9.128135680936773E-3,0,4.1269735401419146E-3,3.7946571402702613E-6,null,7.7876116903700571E-5,1.9776648696856986E-2]
[2004,12,22,15,6.4517291759660957E-3,1.136635663680139E-2,0,3.9208540201128286E-3,9.0258064516128434E-6,null,8.2759408319833699E-5,2.1821699241200154E-2,null,6.6539332878914849E-3,8.7850478649462698E-3,0,4.1437398144457023E-3,3.7946571402702613E-6,null,7.7876116903700571E-5,1.9664391741327426E-2]
[2004,12,22,16,6.5559257493677629E-3,1.0892686880599661E-2,0,3.702571265094328E-3,9.0258064516128434E-6,null,8.2759408319833699E-5,2.1233943303381585E-2,null,6.761395493655533E-3,8.4189488929206444E-3,0,3.9130485063436395E-3,3.7946571402702613E-6,null,7.7876116903700571E-5,1.9175063666963785E-2]
[2004,12,22,17,7.5527412770600494E-3,1.0820274299343124E-2,0,3.806370931122786E-3,9.0258064516128434E-6,null,8.2759408319833699E-5,2.2262145915845796E-2,null,7.7894522890813297E-3,8.3629812673489384E-3,0,4.0227487927205121E-3,3.7946571402702613E-6,null,7.7876116903700571E-5,2.0256853123194748E-2]
[2004,12,22,18,9.0361208233761953E-3,1.1152416063651182E-2,6.814626209999902E-5,4.1564898033308552E-3,9.0258064516128434E-6,null,8.2759408319833699E-5,2.4501201393036132E-2,null,9.3193225413199278E-3,8.6196933687400397E-3,3.2676352200599919E-5,4.3927706050897611E-3,3.7946571402702613E-6,null,7.7876116903700571E-5,2.2446133641394299E-2]
[2004,12,22,19,9.6821766591273714E-3,1.0696463349859962E-2,2.7258504839999608E-4,4.0497270160808341E-3,9.0258064516128434E-6,null,8.2759408319833699E-5,2.4804787610820257E-2,null,9.9856264598655459E-3,8.2672878844849539E-3,1.3070540880239968E-4,4.2799387552020221E-3,3.7946571402702613E-6,null,7.7876116903700571E-5,2.2745229282398895E-2]
[2004,12,22,20,9.3847472239015038E-3,1.0693956630653376E-2,2.7258504839999608E-4,3.4757366469355517E-3,9.0258064516128434E-6,null,8.2759408319833699E-5,2.393086108724252E-2,null,9.6788752671433543E-3,8.2653504432346463E-3,1.3070540880239968E-4,3.6733191938679711E-3,3.7946571402702613E-6,null,7.7876116903700571E-5,2.1829921087092342E-2]
[2004,12,22,21,9.0809020438189433E-3,1.0161325739747816E-2,2.7258504839999608E-4,3.7931359828798001E-3,9.0258064516128434E-6,null,8.2759408319833699E-5,2.341178435219865E-2,null,9.3655072532397039E-3,7.8536804578143143E-3,1.3070540880239968E-4,4.0087614874815859E-3,3.7946571402702613E-6,null,7.7876116903700571E-5,2.1440325381381974E-2]
[2004,12,22,22,8.5722146909234156E-3,1.013468708015427E-2,2.7258504839999608E-4,3.8656217932183552E-3,9.0258064516128434E-6,null,8.2759408319833699E-5,2.2948944150048129E-2,null,8.84087709313164E-3,7.833091459328239E-3,1.3070540880239968E-4,4.0853678433268844E-3,3.7946571402702613E-6,null,7.7876116903700571E-5,2.0971712578633134E-2]
[2004,12,22,23,7.6727991957144352E-3,9.4410196012113326E-3,2.7258504839999608E-4,3.2609565925501858E-3,9.0258064516128434E-6,null,8.2759408319833699E-5,2.0751195975228037E-2,null,7.9132729516697836E-3,7.2969564250693446E-3,1.3070540880239968E-4,3.4463297017471085E-3,3.7946571402702613E-6,null,7.7876116903700571E-5,1.8868935261332608E-2]
[2004,12,22,24,6.184443759651664E-3,8.723445523397811E-3,2.7258504839999608E-4,3.2905385853932668E-3,9.0258064516128434E-6,null,8.2759408319833699E-5,1.8574848454194829E-2,null,6.3782708599632058E-3,6.7423439998506992E-3,1.3070540880239968E-4,3.4775933195471398E-3,3.7946571402702613E-6,null,7.7876116903700571E-5,1.6810584362207417E-2]
[2004,12,23,1,4.9830929117307392E-3,8.510008937130064E-3,2.7258504839999608E-4,3.3000974761565331E-3,9.0258064516128434E-6,null,8.2759408319833699E-5,1.7169619910769422E-2,null,5.1392683880064211E-3,6.5773790346988978E-3,1.3070540880239968E-4,3.487695597274007E-3,3.7946571402702613E-6,null,7.7876116903700571E-5,1.5416719202825698E-2]
[2004,12,23,2,4.6617793875227201E-3,7.9914225543549176E-3,2.7258504839999608E-4,3.5149223475104238E-3,9.0258064516128434E-6,null,8.2759408319833699E-5,1.6544544875140153E-2,null,4.8078845533374281E-3,6.1765640382700103E-3,1.3070540880239968E-4,3.71473245403938E-3,3.7946571402702613E-6,null,7.7876116903700571E-5,1.491155722849319E-2]
[2004,12,23,3,4.4839697800050258E-3,7.7801258281139426E-3,2.7258504839999608E-4,3.4441995648083262E-3,9.0258064516128434E-6,null,8.2759408319833699E-5,1.6084715758679383E-2,null,4.6245022020173663E-3,6.0132529692047184E-3,1.3070540880239968E-4,3.6399893473162579E-3,3.7946571402702613E-6,null,7.7876116903700571E-5,1.4490120701384715E-2]
[2004,12,23,4,4.5392806047340542E-3,7.662380950951269E-3,2.7258504839999608E-4,3.2071293374073368E-3,9.0258064516128434E-6,null,8.2759408319833699E-5,1.5785211478844749E-2,null,4.6815465273148714E-3,5.9222480487381903E-3,1.3070540880239968E-4,3.389442569736177E-3,3.7946571402702613E-6,null,7.7876116903700571E-5,1.4205613328635612E-2]
[2004,12,23,5,4.4515844544088454E-3,7.7629403265770964E-3,2.7258504839999608E-4,2.9601711879104053E-3,9.0258064516128434E-6,null,8.2759408319833699E-5,1.5551116554648435E-2,null,4.5911018855833829E-3,5.9999703089461546E-3,1.3070540880239968E-4,3.1284457789036478E-3,3.7946571402702613E-6,null,7.7876116903700571E-5,1.3931894156279557E-2]
[2004,12,23,6,4.924439804301798E-3,8.1944060702711131E-3,2.7258504839999608E-4,3.3659968555853023E-3,9.0258064516128434E-6,null,8.2759408319833699E-5,1.6861263315910303E-2,null,5.0787770292845527E-3,6.333449833789152E-3,1.3070540880239968E-4,3.5573411084012987E-3,3.7946571402702613E-6,null,7.7876116903700571E-5,1.5181944154321374E-2]
[2004,12,23,7,5.8318804534794721E-3,9.2644818771260018E-3,6.814626209999902E-5,3.6000121047803442E-3,9.0258064516128434E-6,null,8.2759408319833699E-5,1.8852549138063713E-2,null,6.0146578416475473E-3,7.1605105606982666E-3,3.2676352200599919E-5,3.804659243762284E-3,3.7946571402702613E-6,null,7.7876116903700571E-5,1.7094174772352668E-2]
[2004,12,23,8,6.8810340856705413E-3,1.0542521718511975E-2,0,3.7929246163418756E-3,9.0258064516128434E-6,null,8.2759408319833699E-5,2.1299239828844227E-2,null,7.0966930739003124E-3,8.1483065219416298E-3,0,4.0085381055514893E-3,3.7946571402702613E-6,null,7.7876116903700571E-5,1.9335208475437401E-2]
[2004,12,23,9,7.1336056409273714E-3,1.0841029073930281E-2,0,3.8261000886820823E-3,9.0258064516128434E-6,null,8.2759408319833699E-5,2.1883494211859568E-2,null,{"$f":"E8579*Y$5","v":7.3571804925846671E-3},{"$f":"F8579*Z$5","v":8.3790226158654887E-3},{"$f":"G8579*AA$5","v":0},{"$f":"H8579*AB$5","v":4.0435994786334698E-3},{"$f":"I8579*AC$5","v":3.7946571402702613E-6},null,{"$f":"K8579*AE$5","v":7.7876116903700571E-5},1.9861473361127594E-2]
[2004,12,23,10,6.6476520927081437E-3,1.1326841482818747E-2,0,4.3426299313255286E-3,9.0258064516128434E-6,null,8.2759408319833699E-5,2.239988291517225E-2,null,6.8559966389737147E-3,8.7545066343461073E-3,0,4.589492098795194E-3,3.7946571402702613E-6,null,7.7876116903700571E-5,{"$f":"SUM(N8580:T8580)","v":2.0281666146158988E-2}]
[2004,12,23,11,6.5854423917616044E-3,1.1045195475655335E-2,0,4.3928819481112314E-3,9.0258064516128434E-6,null,8.2759408319833699E-5,2.2106279223848002E-2,null,6.7918372192789216E-3,8.5368226628709815E-3,0,4.6426007536043102E-3,3.7946571402702613E-6,null,7.7876116903700571E-5,2.0052931409798185E-2]
[2004,12,23,12,6.7409383877612937E-3,1.1240153494494759E-2,0,4.1653767000101151E-3,9.0258064516128434E-6,null,8.2759408319833699E-5,2.2229227990586003E-2,null,6.9522066265644096E-3,8.6875055581809961E-3,0,4.4021626883980949E-3,3.7946571402702613E-6,null,7.7876116903700571E-5,2.0123545647187473E-2]
[2004,12,23,13,6.6494056544408684E-3,1.0952155484345425E-2,0,3.9729451840183781E-3,9.0258064516128434E-6,null,8.2759408319833699E-5,2.1657265731124507E-2,null,6.857805159211857E-3,8.4649121287280228E-3,0,4.1987921649665281E-3,3.7946571402702613E-6,null,7.7876116903700571E-5,1.9603180226950376E-2]
[2004,12,23,14,6.3890496688176809E-3,1.0971802387720594E-2,0,4.338079373681099E-3,9.0258064516128434E-6,null,8.2759408319833699E-5,2.178169083853921E-2,null,6.5892893377645766E-3,8.4800972044795624E-3,0,4.5846828590753713E-3,3.7946571402702613E-6,null,7.7876116903700571E-5,1.9735740175363479E-2]
[2004,12,23,15,6.7114466170389922E-3,1.0219004690107072E-2,0,4.5506147613683275E-3,9.0258064516128434E-6,null,8.2759408319833699E-5,2.156382547683423E-2,null,6.9217905521174227E-3,7.8982604719646122E-3,0,4.8093000836444402E-3,3.7946571402702613E-6,null,7.7876116903700571E-5,1.9711021881770447E-2]
[2004,12,23,16,6.7631847742300969E-3,9.8798713165471133E-3,0,4.2571989043285827E-3,9.0258064516128434E-6,null,8.2759408319833699E-5,2.0983014403425627E-2,null,6.9751502386446399E-3,7.6361445614292417E-3,0,4.4992046394457018E-3,3.7946571402702613E-6,null,7.7876116903700571E-5,1.9192170213563554E-2]
[2004,12,23,17,7.6132986559575662E-3,1.016894054700954E-2,0,4.1340671198437876E-3,9.0258064516128434E-6,null,8.2759408319833699E-5,2.1999065731130727E-2,null,7.8519076011819514E-3,7.8595659361970702E-3,0,4.3690732764375189E-3,3.7946571402702613E-6,null,7.7876116903700571E-5,2.016221758786051E-2]
[2004,12,23,18,9.1626300476993702E-3,1.0267363676672614E-2,6.814626209999902E-5,4.6254943437840845E-3,9.0258064516128434E-6,null,8.2759408319833699E-5,2.4211662770833964E-2,null,9.4497967004159283E-3,7.9356370936256877E-3,3.2676352200599919E-5,4.8884362885002162E-3,3.7946571402702613E-6,null,7.7876116903700571E-5,2.2388217208786403E-2]
[2004,12,23,19,9.7626618201581885E-3,9.9126548099723703E-3,2.7258504839999608E-4,4.4599228501375114E-3,9.0258064516128434E-6,null,8.2759408319833699E-5,2.4511660066020156E-2,null,1.006863411216429E-2,7.6614828970211898E-3,1.3070540880239968E-4,4.7134526785924937E-3,3.7946571402702613E-6,null,7.7876116903700571E-5,2.2655945870624344E-2]
[2004,12,23,20,9.5969513917513773E-3,9.5584740220367587E-3,2.7258504839999608E-4,4.1162150846242333E-3,9.0258064516128434E-6,null,8.2759408319833699E-5,2.3648061084164458E-2,null,9.8977301412049509E-3,7.3877368520673913E-3,1.3070540880239968E-4,4.3502064202044924E-3,3.7946571402702613E-6,null,7.7876116903700571E-5,2.1848049596323204E-2]
[2004,12,23,21,9.1520193305463307E-3,9.4579635504333757E-3,2.7258504839999608E-4,4.1487146108249396E-3,9.0258064516128434E-6,null,8.2759408319833699E-5,2.3135118077556738E-2,null,9.4388534320072014E-3,7.3100523897388784E-3,1.3070540880239968E-4,4.3845534221529639E-3,3.7946571402702613E-6,null,7.7876116903700571E-5,2.1345835426745414E-2]
[2004,12,23,22,8.7083707232477221E-3,9.2576846068345413E-3,2.7258504839999608E-4,4.3352703241652446E-3,9.0258064516128434E-6,null,8.2759408319833699E-5,2.2677746239999599E-2,null,8.9813004015378353E-3,7.1552569559795729E-3,1.3070540880239968E-4,4.5817141256668109E-3,3.7946571402702613E-6,null,7.7876116903700571E-5,2.0930647666030588E-2]
[2004,12,23,23,7.8485015166226118E-3,8.4884425534994274E-3,2.7258504839999608E-4,3.7926064701552091E-3,9.0258064516128434E-6,null,8.2759408319833699E-5,2.0505971126029338E-2,null,8.094481971757897E-3,6.5607103942081088E-3,1.3070540880239968E-4,4.0082018739515009E-3,3.7946571402702613E-6,null,7.7876116903700571E-5,1.8875770422763876E-2]
[2004,12,23,24,6.3162051456476815E-3,7.931337110493656E-3,2.7258504839999608E-4,3.7313798367023389E-3,9.0258064516128434E-6,null,8.2759408319833699E-5,1.8355342678595763E-2,null,6.5141617891118758E-3,6.1301240472355339E-3,1.3070540880239968E-4,3.9434947368222712E-3,3.7946571402702613E-6,null,7.7876116903700571E-5,1.6800156756016052E-2]
[2004,12,24,1,4.6631975910286245E-3,6.6272323732641317E-3,2.7258504839999608E-4,2.0326852646858533E-3,9.0258064516128434E-6,null,8.2759408319833699E-5,1.3699535814730702E-2,null,4.8093472048622464E-3,5.122182549045084E-3,1.3070540880239968E-4,2.1482357716734093E-3,3.7946571402702613E-6,null,7.7876116903700571E-5,1.2292141708427112E-2]
[2004,12,24,2,4.2148033756390915E-3,6.4403657841481544E-3,2.7258504839999608E-4,2.0276809727739096E-3,9.0258064516128434E-6,null,8.2759408319833699E-5,1.3059270718313245E-2,null,4.3468998338546698E-3,4.977753513233563E-3,1.3070540880239968E-4,2.1429470046006598E-3,3.7946571402702613E-6,null,7.7876116903700571E-5,1.1679976534535263E-2]
[2004,12,24,3,3.9695723944449032E-3,6.3192902207867959E-3,2.7258504839999608E-4,2.0398748647247221E-3,9.0258064516128434E-6,null,8.2759408319833699E-5,1.2705158065708511E-2,null,4.0939830506969274E-3,4.8841743080939824E-3,1.3070540880239968E-4,2.1558340734153707E-3,3.7946571402702613E-6,null,7.7876116903700571E-5,1.1346367615052652E-2]
[2004,12,24,4,3.9411790796418569E-3,6.2137862617059935E-3,2.7258504839999608E-4,1.9667088737509737E-3,9.0258064516128434E-6,null,8.2759408319833699E-5,1.2498094800850915E-2,null,4.0646998589558107E-3,4.8026303833269869E-3,1.3070540880239968E-4,2.0785088712257285E-3,3.7946571402702613E-6,null,7.7876116903700571E-5,1.1158215296354898E-2]
[2004,12,24,5,3.8157348532938864E-3,6.3355705070869258E-3,2.7258504839999608E-4,2.0351505626653847E-3,9.0258064516128434E-6,null,8.2759408319833699E-5,1.2562876508798285E-2,null,3.9353240760137799E-3,4.8967573282271536E-3,1.3070540880239968E-4,2.1508412125645655E-3,3.7946571402702613E-6,null,7.7876116903700571E-5,1.1195298799651872E-2]
[2004,12,24,6,4.1642655391549545E-3,6.4696690603509169E-3,2.7258504839999608E-4,2.1911983630845621E-3,9.0258064516128434E-6,null,8.2759408319833699E-5,1.3201553548342524E-2,null,4.294778087372734E-3,5.0004019917449195E-3,1.3070540880239968E-4,2.3157597431287345E-3,3.7946571402702613E-6,null,7.7876116903700571E-5,1.182331600509276E-2]
[2004,12,24,7,4.8602845053091585E-3,6.9085040677336392E-3,6.814626209999902E-5,2.250699170691321E-3,9.0258064516128434E-6,null,8.2759408319833699E-5,1.4175662446412017E-2,null,5.012611034414219E-3,5.3395772145413915E-3,3.2676352200599919E-5,2.3786429477079003E-3,3.7946571402702613E-6,null,7.7876116903700571E-5,1.2845178322908083E-2]
[2004,12,24,8,5.5533982434157018E-3,7.571535575183452E-3,0,2.5783693320097297E-3,9.0258064516128434E-6,null,8.2759408319833699E-5,1.5786062558928719E-2,null,5.7274477004451404E-3,5.8520337311753117E-3,0,2.724939924462435E-3,3.7946571402702613E-6,null,7.7876116903700571E-5,1.4386092130126859E-2]
[2004,12,24,9,6.2697139683985468E-3,7.9625980998549832E-3,0,2.6410357073782709E-3,9.0258064516128434E-6,null,8.2759408319833699E-5,1.6956107183951633E-2,null,6.466213528505454E-3,6.1542856406660669E-3,0,2.791168647416561E-3,3.7946571402702613E-6,null,7.7876116903700571E-5,1.5493338590632054E-2]
[2004,12,24,10,6.6702354257159955E-3,8.1830978495151512E-3,0,2.7242659236398842E-3,9.0258064516128434E-6,null,8.2759408319833699E-5,1.7660358607190865E-2,null,6.8792877578589063E-3,6.3247097190995555E-3,0,2.8791301882234921E-3,3.7946571402702613E-6,null,7.7876116903700571E-5,1.6164798439225924E-2]
[2004,12,24,11,6.9806884590728905E-3,8.1383582314205997E-3,0,3.0316526179886881E-3,9.0258064516128434E-6,null,8.2759408319833699E-5,1.8233458716802011E-2,null,7.1994707222455042E-3,6.2901305044066533E-3,0,3.20399065925101E-3,3.7946571402702613E-6,null,7.7876116903700571E-5,1.6775262659947138E-2]
[2004,12,24,12,7.18665132123774E-3,8.0738031020963375E-3,0,3.0929346677940933E-3,9.0258064516128434E-6,null,8.2759408319833699E-5,1.8436148499448007E-2,null,7.4118886814080387E-3,6.2402358970876067E-3,0,3.2687563629438484E-3,3.7946571402702613E-6,null,7.7876116903700571E-5,1.7002551715483465E-2]
[2004,12,24,13,7.0354791370356422E-3,7.8809230799684275E-3,0,3.1412974955185228E-3,9.0258064516128434E-6,null,8.2759408319833699E-5,1.8140459120842427E-2,null,7.2559785988192144E-3,6.0911590837577001E-3,0,3.3198684354037991E-3,3.7946571402702613E-6,null,7.7876116903700571E-5,1.6748676892024684E-2]
[2004,12,24,14,7.1138544222540444E-3,7.7652057287884348E-3,0,3.0602036834895419E-3,9.0258064516128434E-6,null,8.2759408319833699E-5,1.8022023242851855E-2,null,7.3368102495347184E-3,6.0017212364857258E-3,0,3.2341647453694548E-3,3.7946571402702613E-6,null,7.7876116903700571E-5,1.6654367005433868E-2]
[2004,12,24,15,6.8337570021473858E-3,7.7224268810855414E-3,0,3.1752227375748242E-3,9.0258064516128434E-6,null,8.2759408319833699E-5,1.7814166029127585E-2,null,7.0479342758743482E-3,5.9686574996449891E-3,0,3.3557221997883653E-3,3.7946571402702613E-6,null,7.7876116903700571E-5,1.6453984749351672E-2]
[2004,12,24,16,6.8425955815371716E-3,7.5805305917014815E-3,0,2.892167692998251E-3,9.0258064516128434E-6,null,8.2759408319833699E-5,1.7398053274556739E-2,null,7.0570498658216836E-3,5.8589859721775881E-3,0,3.0565765412468881E-3,3.7946571402702613E-6,null,7.7876116903700571E-5,1.605428315329013E-2]
[2004,12,24,17,7.8636835595116677E-3,7.7210778292808278E-3,0,3.0837932561463364E-3,9.0258064516128434E-6,null,8.2759408319833699E-5,1.8751314053258666E-2,null,8.1101398361540043E-3,5.9676148185946404E-3,0,3.2590952964489631E-3,3.7946571402702613E-6,null,7.7876116903700571E-5,1.7418520725241578E-2]
[2004,12,24,18,8.9459003690821621E-3,7.9030943472260147E-3,6.814626209999902E-5,3.3982747246836709E-3,9.0258064516128434E-6,null,8.2759408319833699E-5,2.0403444143669743E-2,null,9.2262744812258886E-3,6.1082952383152466E-3,3.2676352200599919E-5,3.5914538528754036E-3,3.7946571402702613E-6,null,7.7876116903700571E-5,1.9040370698661106E-2]
[2004,12,24,19,9.4107726492174155E-3,7.4237128669473393E-3,2.7258504839999608E-4,2.8972468311297631E-3,9.0258064516128434E-6,null,8.2759408319833699E-5,2.0108152933046606E-2,null,9.7057163572012214E-3,5.7377816793634231E-3,1.3070540880239968E-4,3.0619444092650936E-3,3.7946571402702613E-6,null,7.7876116903700571E-5,1.8717818628676108E-2]
[2004,12,24,20,8.8946060311290223E-3,7.3307073572794245E-3,2.7258504839999608E-4,2.9448459874204594E-3,9.0258064516128434E-6,null,8.2759408319833699E-5,1.9546579961580997E-2,null,9.1733725237075538E-3,5.6658977960537156E-3,1.3070540880239968E-4,3.1122493984444936E-3,3.7946571402702613E-6,null,7.7876116903700571E-5,1.8163895901052132E-2]
[2004,12,24,21,8.2166262916062091E-3,7.3391874796809612E-3,2.7258504839999608E-4,3.1489496159012044E-3,9.0258064516128434E-6,null,8.2759408319833699E-5,1.9081183972940466E-2,null,8.4741441720073574E-3,5.6724520758091911E-3,1.3070540880239968E-4,3.3279555500303564E-3,3.7946571402702613E-6,null,7.7876116903700571E-5,1.7686927980693275E-2]
[2004,12,24,22,7.8738034019618427E-3,6.9957732860597595E-3,2.7258504839999608E-4,2.6762710443069531E-3,9.0258064516128434E-6,null,8.2759408319833699E-5,1.7922268318080647E-2,null,8.1205768453202105E-3,5.4070275229057396E-3,1.3070540880239968E-4,2.8284069806362683E-3,3.7946571402702613E-6,null,7.7876116903700571E-5,1.6568387531708587E-2]
[2004,12,24,23,7.0548197882883221E-3,6.6415198333403761E-3,2.7258504839999608E-4,2.3257478870754812E-3,9.0258064516128434E-6,null,8.2759408319833699E-5,1.6398508094456268E-2,null,7.2759254068252149E-3,5.1332253153992501E-3,1.3070540880239968E-4,2.4579579011616225E-3,3.7946571402702613E-6,null,7.7876116903700571E-5,1.507948480623246E-2]
[2004,12,24,24,6.3533218202550378E-3,6.2522392771016642E-3,2.7258504839999608E-4,1.8903816357451241E-3,9.0258064516128434E-6,null,8.2759408319833699E-5,1.4872363318853917E-2,null,6.5524417401094694E-3,4.832350687871077E-3,1.3070540880239968E-4,1.9978427170080281E-3,3.7946571402702613E-6,null,7.7876116903700571E-5,1.3595011327834946E-2]
[2004,12,25,1,5.549389761707004E-3,6.5147255117256201E-3,2.7258504839999608E-4,2.9402647388241457E-3,9.0258064516128434E-6,null,8.2759408319833699E-5,1.5380800598008858E-2,null,5.7233135886205514E-3,5.0352260866241717E-3,1.3070540880239968E-4,3.1074077231076822E-3,3.7946571402702613E-6,null,7.7876116903700571E-5,1.4078323581198777E-2]
[2004,12,25,2,5.2371053658736341E-3,6.3817635627261924E-3,2.7258504839999608E-4,2.9005515520166224E-3,9.0258064516128434E-6,null,8.2759408319833699E-5,1.4895841066368539E-2,null,5.4012418648933091E-3,4.9324599036245486E-3,1.3070540880239968E-4,3.065436991096568E-3,3.7946571402702613E-6,null,7.7876116903700571E-5,1.3611514942460797E-2]
[2004,12,25,3,5.0407321903068588E-3,6.2581118933481387E-3,2.7258504839999608E-4,2.9706721986997153E-3,9.0258064516128434E-6,null,8.2759408319833699E-5,1.4645936868106803E-2,null,5.1987141433918775E-3,4.8368896282251659E-3,1.3070540880239968E-4,3.1395437326342322E-3,3.7946571402702613E-6,null,7.7876116903700571E-5,1.3387523687097648E-2]
[2004,12,25,4,4.9043228429279644E-3,6.2354957505316106E-3,2.7258504839999608E-4,2.9659234953467745E-3,9.0258064516128434E-6,null,8.2759408319833699E-5,1.448216267455844E-2,null,5.0580295807656E-3,4.8194096297074019E-3,1.3070540880239968E-4,3.1345250833681197E-3,3.7946571402702613E-6,null,7.7876116903700571E-5,1.3224340476687494E-2]
[2004,12,25,5,4.8591933038241329E-3,6.2305016905145807E-3,2.7258504839999608E-4,2.8272395610671728E-3,9.0258064516128434E-6,null,8.2759408319833699E-5,1.4293355141157977E-2,null,5.0114856335043267E-3,4.8155497247535164E-3,1.3070540880239968E-4,2.9879574893820985E-3,3.7946571402702613E-6,null,7.7876116903700571E-5,1.3027369030486314E-2]
[2004,12,25,6,5.2369455529779705E-3,6.3570103680000503E-3,2.7258504839999608E-4,3.1460933853782206E-3,9.0258064516128434E-6,null,8.2759408319833699E-5,1.5116469892108332E-2,null,5.4010770432900944E-3,4.9133281794117587E-3,1.3070540880239968E-4,3.3249369535519845E-3,3.7946571402702613E-6,null,7.7876116903700571E-5,1.3851718359100209E-2]
[2004,12,25,7,5.8465572980722297E-3,6.8540635090066195E-3,6.814626209999902E-5,3.6021160362388477E-3,9.0258064516128434E-6,null,8.2759408319833699E-5,1.6458911545995596E-2,null,6.0297946742909198E-3,5.2975001506682775E-3,3.2676352200599919E-5,3.8068827758057479E-3,3.7946571402702613E-6,null,7.7876116903700571E-5,1.5248524727009516E-2]
[2004,12,25,8,6.7754274173986266E-3,7.2105657139242222E-3,0,3.6222874409193927E-3,9.0258064516128434E-6,null,8.2759408319833699E-5,1.7691039980562075E-2,null,6.9877765793804406E-3,5.5730404169326451E-3,0,3.8282008489243348E-3,3.7946571402702613E-6,null,7.7876116903700571E-5,1.6470688619281391E-2]
[2004,12,25,9,7.3097361592898156E-3,7.3559988377552678E-3,0,3.9082199004299711E-3,9.0258064516128434E-6,null,8.2759408319833699E-5,1.8656714305794887E-2,null,7.5388311302945115E-3,5.6854455608877216E-3,0,4.1303874926092408E-3,3.7946571402702613E-6,null,7.7876116903700571E-5,1.7436334957835444E-2]
[2004,12,25,10,7.7384400668730254E-3,7.4535484348162012E-3,0,4.078645306924142E-3,9.0258064516128434E-6,null,8.2759408319833699E-5,1.9353393216933204E-2,null,7.9809710781310415E-3,5.7608415656736208E-3,0,4.3105009420415326E-3,3.7946571402702613E-6,null,7.7876116903700571E-5,1.8133984359890165E-2]
[2004,12,25,11,7.965815247076671E-3,7.4334987956350468E-3,0,4.1021303612324127E-3,9.0258064516128434E-6,null,8.2759408319833699E-5,1.9584203812263962E-2,null,8.2154724403446545E-3,5.7453452157428912E-3,0,4.3353210332977739E-3,3.7946571402702613E-6,null,7.7876116903700571E-5,1.837780946342929E-2]
[2004,12,25,12,8.3661226541792751E-3,7.4091498203606304E-3,0,4.1530043463640651E-3,9.0258064516128434E-6,null,8.2759408319833699E-5,2.0011036229223806E-2,null,8.6283259109199584E-3,5.7265259124178874E-3,0,4.3890870130124382E-3,3.7946571402702613E-6,null,7.7876116903700571E-5,1.8825609610394253E-2]
[2004,12,25,13,8.3033049655030691E-3,7.2323986127699894E-3,0,3.5656389753949552E-3,9.0258064516128434E-6,null,8.2759408319833699E-5,1.9184101961987849E-2,null,8.5635394485079775E-3,5.589915046817967E-3,0,3.7683321313396615E-3,3.7946571402702613E-6,null,7.7876116903700571E-5,1.8003457400709577E-2]
[2004,12,25,14,7.8754034843044468E-3,7.1998300009254029E-3,0,3.6561311245298729E-3,9.0258064516128434E-6,null,8.2759408319833699E-5,1.8814124018079557E-2,null,8.1222270759595382E-3,5.5647427930261787E-3,0,3.8639684185723922E-3,3.7946571402702613E-6,null,7.7876116903700571E-5,1.7632609061602078E-2]
[2004,12,25,15,7.5346792313092338E-3,7.1594167490603051E-3,0,3.5552802393294665E-3,9.0258064516128434E-6,null,8.2759408319833699E-5,1.8332135628018841E-2,null,7.7708241594449407E-3,5.5335074232979835E-3,0,3.7573845401154757E-3,3.7946571402702613E-6,null,7.7876116903700571E-5,1.7143386896902372E-2]
[2004,12,25,16,7.5135668181579825E-3,6.9901877387680547E-3,0,3.3930399358241487E-3,9.0258064516128434E-6,null,8.2759408319833699E-5,1.7979553901070019E-2,null,7.7490500606222333E-3,5.4027104579149514E-3,0,3.5859214859711151E-3,3.7946571402702613E-6,null,7.7876116903700571E-5,1.681935277855227E-2]
[2004,12,25,17,8.3128556271478173E-3,7.0081544117458205E-3,0,3.0862020696915452E-3,9.0258064516128434E-6,null,8.2759408319833699E-5,1.8489971516905016E-2,null,8.5733894381318614E-3,5.4165968849493162E-3,0,3.2616410419782933E-3,3.7946571402702613E-6,null,7.7876116903700571E-5,1.7333298139103441E-2]
[2004,12,25,18,9.4924584374700416E-3,7.2619491875146637E-3,6.814626209999902E-5,3.4131523097956015E-3,9.0258064516128434E-6,null,8.2759408319833699E-5,2.0323734637458207E-2,null,9.7899622656665922E-3,5.612754662172645E-3,3.2676352200599919E-5,3.607177172706969E-3,3.7946571402702613E-6,null,7.7876116903700571E-5,1.9124241226790774E-2]
[2004,12,25,19,9.7870990418332214E-3,7.1785638613093231E-3,2.7258504839999608E-4,3.1594269462682607E-3,9.0258064516128434E-6,null,8.2759408319833699E-5,2.0501510435162892E-2,null,1.0093837222575808E-2,5.5483062108917583E-3,1.3070540880239968E-4,3.3390284771958067E-3,3.7946571402702613E-6,null,7.7876116903700571E-5,1.9193548093509743E-2]
[2004,12,25,20,9.4206603264028362E-3,6.9994796173975908E-3,2.7258504839999608E-4,2.9649952909128457E-3,9.0258064516128434E-6,null,8.2759408319833699E-5,1.9761555820465362E-2,null,9.7159139247942755E-3,5.4098921434034613E-3,1.3070540880239968E-4,3.1335441140055561E-3,3.7946571402702613E-6,null,7.7876116903700571E-5,1.8471726365049665E-2]
[2004,12,25,21,8.6967527519321471E-3,6.8777707197624485E-3,2.7258504839999608E-4,3.0426542582882403E-3,9.0258064516128434E-6,null,8.2759408319833699E-5,1.8993598315734925E-2,null,8.9693183105408279E-3,5.3158234347151639E-3,1.3070540880239968E-4,3.2156177013953008E-3,3.7946571402702613E-6,null,7.7876116903700571E-5,1.7713135629497664E-2]
[2004,12,25,22,8.1007979932300588E-3,6.660461505363236E-3,2.7258504839999608E-4,3.0230442272324723E-3,9.0258064516128434E-6,null,8.2759408319833699E-5,1.816072431157786E-2,null,8.3546856905329734E-3,5.1478653184081442E-3,1.3070540880239968E-4,3.1948929138792474E-3,3.7946571402702613E-6,null,7.7876116903700571E-5,1.6909820105666735E-2]
[2004,12,25,23,7.5826207909789074E-3,6.4081422192386875E-3,2.7258504839999608E-4,2.8439866237683869E-3,9.0258064516128434E-6,null,8.2759408319833699E-5,1.7211170219738073E-2,null,7.8202682590125128E-3,4.9528479459392634E-3,1.3070540880239968E-4,3.0056565595678441E-3,3.7946571402702613E-6,null,7.7876116903700571E-5,1.5991148947365991E-2]
[2004,12,25,24,6.5133516468743142E-3,6.2223935115833413E-3,2.7258504839999608E-4,2.8528769830436168E-3,9.0258064516128434E-6,null,8.2759408319833699E-5,1.596504272725336E-2,null,6.7174870731287455E-3,4.8092829198058467E-3,1.3070540880239968E-4,3.0150523023076965E-3,3.7946571402702613E-6,null,7.7876116903700571E-5,1.475419847808866E-2]
[2004,12,26,1,5.4615920899345905E-3,6.2411159364285651E-3,2.7258504839999608E-4,3.0101092635441019E-3,9.0258064516128434E-6,null,8.2759408319833699E-5,1.5089237875659347E-2,null,{"$f":"E8643*Y$5","v":5.6327642436508202E-3},{"$f":"F8643*Z$5","v":4.8237534668482129E-3},{"$f":"G8643*AA$5","v":1.3070540880239968E-4},{"$f":"H8643*AB$5","v":3.1812226461878307E-3},{"$f":"I8643*AC$5","v":3.7946571402702613E-6},null,{"$f":"K8643*AE$5","v":7.7876116903700571E-5},1.3850116539533235E-2]
[2004,12,26,2,5.1648955125562536E-3,6.2209219869779992E-3,2.7258504839999608E-4,3.1218331546180159E-3,9.0258064516128434E-6,null,8.2759408319833699E-5,1.4884071239904357E-2,null,5.3267688773270989E-3,4.8081455796268029E-3,1.3070540880239968E-4,3.2992976199800071E-3,3.7946571402702613E-6,null,7.7876116903700571E-5,{"$f":"SUM(N8644:T8644)","v":1.364658825978028E-2}]
[2004,12,26,3,4.9463153635097507E-3,6.0963350723247127E-3,2.7258504839999608E-4,3.0891482622592771E-3,9.0258064516128434E-6,null,8.2759408319833699E-5,1.450821928384583E-2,null,5.1013381919798604E-3,4.7118524539095097E-3,1.3070540880239968E-4,3.2647547145050718E-3,3.7946571402702613E-6,null,7.7876116903700571E-5,1.3290321543240812E-2]
[2004,12,26,4,4.8985378362837381E-3,6.0604624162366883E-3,2.7258504839999608E-4,3.037001679676877E-3,9.0258064516128434E-6,null,8.2759408319833699E-5,1.4372422517949393E-2,null,5.0520632658086605E-3,4.6841265069903631E-3,1.3070540880239968E-4,3.209643794964192E-3,3.7946571402702613E-6,null,7.7876116903700571E-5,1.3158209750609587E-2]
[2004,12,26,5,4.701169922331631E-3,6.0438642770993247E-3,2.7258504839999608E-4,2.9554142596191998E-3,9.0258064516128434E-6,null,8.2759408319833699E-5,1.4076869044802244E-2,null,4.8485096297540328E-3,4.6712978186559968E-3,1.3070540880239968E-4,3.123418437142486E-3,3.7946571402702613E-6,null,7.7876116903700571E-5,1.2855602068398888E-2]
[2004,12,26,6,5.0547853154871408E-3,6.1709263950591748E-3,2.7258504839999608E-4,3.0473462298616495E-3,9.0258064516128434E-6,null,8.2759408319833699E-5,1.4649478526160055E-2,null,5.2132077085874405E-3,4.769504027009922E-3,1.3070540880239968E-4,3.2205763938937333E-3,3.7946571402702613E-6,null,7.7876116903700571E-5,1.3415664312337467E-2]
[2004,12,26,7,5.60682790531451E-3,6.4882619903181239E-3,6.814626209999902E-5,3.1633777319677414E-3,9.0258064516128434E-6,null,8.2759408319833699E-5,1.5414642330278274E-2,null,5.7825519052517585E-3,5.014772452300649E-3,3.2676352200599919E-5,3.3432038501929398E-3,3.7946571402702613E-6,null,7.7876116903700571E-5,1.4254875333989919E-2]
[2004,12,26,8,6.1051614386922011E-3,6.7081454198246199E-3,0,3.2017549793287403E-3,9.0258064516128434E-6,null,8.2759408319833699E-5,1.6097821246165395E-2,null,6.2965037460337107E-3,5.1847201773851138E-3,0,3.383762699627999E-3,3.7946571402702613E-6,null,7.7876116903700571E-5,1.4946657397090795E-2]
[2004,12,26,9,7.0608544107318262E-3,6.8381104784290721E-3,0,3.1620974471681649E-3,9.0258064516128434E-6,null,8.2759408319833699E-5,1.7143821744648898E-2,null,7.2821491608082971E-3,5.285170066218794E-3,0,3.3418507860210477E-3,3.7946571402702613E-6,null,7.7876116903700571E-5,1.5990840787092109E-2]
[2004,12,26,10,7.7211065724408249E-3,6.9719218589465136E-3,0,3.2849678222391923E-3,9.0258064516128434E-6,null,8.2759408319833699E-5,1.8060755661946364E-2,null,7.9630943333929734E-3,5.3885927741526771E-3,0,3.4717058794741422E-3,3.7946571402702613E-6,null,7.7876116903700571E-5,1.6905063761063762E-2]
[2004,12,26,11,7.7092285154221497E-3,7.1174844526988197E-3,0,3.7213697631888589E-3,9.0258064516128434E-6,null,8.2759408319833699E-5,1.8630842139629664E-2,null,7.9508440053279849E-3,5.5010979853053329E-3,0,3.9329156283039336E-3,3.7946571402702613E-6,null,7.7876116903700571E-5,1.7466528392981222E-2]
[2004,12,26,12,7.8313321515363528E-3,7.1802819637196555E-3,0,3.7399501196081399E-3,9.0258064516128434E-6,null,8.2759408319833699E-5,1.8834323643183985E-2,null,8.0767745003555019E-3,5.5496341308571397E-3,0,3.9525522080557478E-3,3.7946571402702613E-6,null,7.7876116903700571E-5,1.7660631613312359E-2]
[2004,12,26,13,7.6870182351709091E-3,7.1270794894540647E-3,0,3.4787908396364114E-3,9.0258064516128434E-6,null,8.2759408319833699E-5,1.8375647972581222E-2,null,7.9279376310729E-3,5.5085139814643686E-3,0,3.6765470059289718E-3,3.7946571402702613E-6,null,7.7876116903700571E-5,1.7194669392510211E-2]
[2004,12,26,14,7.6052784125363888E-3,7.2472045376941923E-3,0,3.7637070351213744E-3,9.0258064516128434E-6,null,8.2759408319833699E-5,1.8698949393671789E-2,null,7.843635994730154E-3,5.6013585342343996E-3,0,3.9776596148032653E-3,3.7946571402702613E-6,null,7.7876116903700571E-5,1.750432491781179E-2]
[2004,12,26,15,7.5077660940172991E-3,7.1726705789104811E-3,0,3.5233230547013208E-3,9.0258064516128434E-6,null,8.2759408319833699E-5,1.8286519135948937E-2,null,7.7430675355656406E-3,5.5437512976851955E-3,0,3.7236107098167826E-3,3.7946571402702613E-6,null,7.7876116903700571E-5,1.7092100317111589E-2]
[2004,12,26,16,7.9070670014748344E-3,7.1385570485798504E-3,0,3.3704464208704713E-3,9.0258064516128434E-6,null,8.2759408319833699E-5,1.8498829879244991E-2,null,8.1548829617175168E-3,5.5173849776432426E-3,0,3.5620436147263367E-3,3.7946571402702613E-6,null,7.7876116903700571E-5,1.7315982328131068E-2]
[2004,12,26,17,8.4045201414311658E-3,7.1217993585776553E-3,0,3.4047651830762071E-3,9.0258064516128434E-6,null,8.2759408319833699E-5,1.9013844091404861E-2,null,8.6679268166040511E-3,5.5044329725743033E-3,0,3.5983132693997613E-3,3.7946571402702613E-6,null,7.7876116903700571E-5,1.7852343832622086E-2]
[2004,12,26,18,9.95315826718037E-3,7.2348990306424759E-3,6.814626209999902E-5,3.4984300987928852E-3,9.0258064516128434E-6,null,8.2759408319833699E-5,2.0842662099293627E-2,null,1.0265100922145685E-2,5.5918476177722375E-3,3.2676352200599919E-5,3.6973026830532519E-3,3.7946571402702613E-6,null,7.7876116903700571E-5,1.9668598349215746E-2]
[2004,12,26,19,1.0252377780067809E-2,7.2104935741181212E-3,2.7258504839999608E-4,3.3729182664451328E-3,9.0258064516128434E-6,null,8.2759408319833699E-5,2.1212210206383152E-2,null,1.057369829548324E-2,5.5729846601347711E-3,1.3070540880239968E-4,3.564655975418763E-3,3.7946571402702613E-6,null,7.7876116903700571E-5,1.9923715113883144E-2]
[2004,12,26,20,9.4793719422283026E-3,6.9603504310901537E-3,2.7258504839999608E-4,3.4749312414554408E-3,9.0258064516128434E-6,null,8.2759408319833699E-5,2.0291074200525987E-2,null,9.7764656256285679E-3,5.3796492269077524E-3,1.3070540880239968E-4,3.6724680041175782E-3,3.7946571402702613E-6,null,7.7876116903700571E-5,1.9040959039500271E-2]
[2004,12,26,21,9.0957317916982375E-3,6.877245946310488E-3,2.7258504839999608E-4,3.5305058477605256E-3,9.0258064516128434E-6,null,8.2759408319833699E-5,1.9879904171521343E-2,null,9.3808017813226032E-3,5.3154178377379582E-3,1.3070540880239968E-4,3.7312018176279054E-3,3.7946571402702613E-6,null,7.7876116903700571E-5,1.8639797619534836E-2]
[2004,12,26,22,8.8837004862153974E-3,6.8007904767078105E-3,2.7258504839999608E-4,3.2741310894316483E-3,9.0258064516128434E-6,null,8.2759408319833699E-5,1.9335042638106946E-2,null,9.162125187320019E-3,5.2563254670286155E-3,1.3070540880239968E-4,3.4602531191921262E-3,3.7946571402702613E-6,null,7.7876116903700571E-5,1.8091079956387129E-2]
[2004,12,26,23,7.9533183607312513E-3,6.5544079030539094E-3,2.7258504839999608E-4,2.8276597715255133E-3,9.0258064516128434E-6,null,8.2759408319833699E-5,1.7711806621062764E-2,null,8.2025838881781225E-3,5.0658965748337217E-3,1.3070540880239968E-4,2.988401587223472E-3,3.7946571402702613E-6,null,7.7876116903700571E-5,1.6469258233081686E-2]
[2004,12,26,24,6.2426883071955257E-3,6.6202357557161307E-3,2.7258504839999608E-4,3.2688052539550693E-3,9.0258064516128434E-6,null,8.2759408319833699E-5,1.6508149902618816E-2,null,6.4383408540950107E-3,5.1167748689928058E-3,1.3070540880239968E-4,3.4546245300132684E-3,3.7946571402702613E-6,null,7.7876116903700571E-5,1.5222116435947458E-2]
[2004,12,27,1,5.1826171575811639E-3,6.4371275929930088E-3,2.7258504839999608E-4,2.9111299821222912E-3,9.0258064516128434E-6,null,8.2759408319833699E-5,1.4907295318448555E-2,null,5.3450459377137492E-3,4.9752507179049625E-3,1.3070540880239968E-4,3.0766167651402675E-3,3.7946571402702613E-6,null,7.7876116903700571E-5,1.3609289603605352E-2]
[2004,12,27,2,4.6601381797718652E-3,6.3609919622858993E-3,2.7258504839999608E-4,2.646610615515489E-3,9.0258064516128434E-6,null,8.2759408319833699E-5,1.4044161343325343E-2,null,4.8061919083754482E-3,4.9164055504196972E-3,1.3070540880239968E-4,2.797060468099394E-3,3.7946571402702613E-6,null,7.7876116903700571E-5,1.2732034109740912E-2]
[2004,12,27,3,4.3633288612738037E-3,6.2327103051770605E-3,2.7258504839999608E-4,2.6320367707124556E-3,9.0258064516128434E-6,null,8.2759408319833699E-5,1.3604496522915408E-2,null,4.5000802675043937E-3,4.8172567612424369E-3,1.3070540880239968E-4,2.7816581550701154E-3,3.7946571402702613E-6,null,7.7876116903700571E-5,1.2311371366663318E-2]
[2004,12,27,4,4.4979939264335892E-3,6.1715421390714812E-3,2.7258504839999608E-4,2.4609715288529659E-3,9.0258064516128434E-6,null,8.2759408319833699E-5,1.3506928180110128E-2,null,4.6389658802360526E-3,4.7699799350597498E-3,1.3070540880239968E-4,2.600868498040101E-3,3.7946571402702613E-6,null,7.7876116903700571E-5,1.2222190496182275E-2]
[2004,12,27,5,4.3549015828296114E-3,6.2659448428636719E-3,2.7258504839999608E-4,2.4432670554423662E-3,9.0258064516128434E-6,null,8.2759408319833699E-5,1.3440534066887741E-2,null,4.4913888691154114E-3,4.8429437085797155E-3,1.3070540880239968E-4,2.5821575919494975E-3,3.7946571402702613E-6,null,7.7876116903700571E-5,1.2128866352490997E-2]
[2004,12,27,6,4.6094728968618555E-3,6.3952330076720992E-3,2.7258504839999608E-4,2.4338923619419361E-3,9.0258064516128434E-6,null,8.2759408319833699E-5,1.3815018852227981E-2,null,4.7539387211599643E-3,4.9428704267451169E-3,1.3070540880239968E-4,2.5722499824066048E-3,3.7946571402702613E-6,null,7.7876116903700571E-5,1.2481435313158058E-2]
[2004,12,27,7,5.3065741513508603E-3,6.8331260751387105E-3,6.814626209999902E-5,2.1264147070752548E-3,9.0258064516128434E-6,null,8.2759408319833699E-5,1.4422289636242723E-2,null,5.4728878766134295E-3,5.2813176249411516E-3,3.2676352200599919E-5,2.2472933800981119E-3,3.7946571402702613E-6,null,7.7876116903700571E-5,1.3115846007897265E-2]
[2004,12,27,8,6.2113584481997153E-3,7.2328967911165689E-3,0,1.9563796123425021E-3,9.0258064516128434E-6,null,8.2759408319833699E-5,1.548339425997862E-2,null,6.4060290837166523E-3,5.5903000884597025E-3,0,2.0675924301818793E-3,3.7946571402702613E-6,null,7.7876116903700571E-5,1.4145592376402207E-2]
[2004,12,27,9,6.8483274534483409E-3,7.5988418478037528E-3,0,2.0704387756308985E-3,9.0258064516128434E-6,null,8.2759408319833699E-5,1.6600367485202827E-2,null,7.0629613807460445E-3,5.8731387272305934E-3,0,2.1881354276247914E-3,3.7946571402702613E-6,null,7.7876116903700571E-5,1.52059063096454E-2]
[2004,12,27,10,6.4441569377669114E-3,8.0270749802140041E-3,0,2.686845272647064E-3,9.0258064516128434E-6,null,8.2759408319833699E-5,1.7240836598947814E-2,null,6.6461237276258288E-3,6.2041197694230723E-3,0,2.8395823140598513E-3,3.7946571402702613E-6,null,7.7876116903700571E-5,1.5771496585152724E-2]
[2004,12,27,11,6.4474914317763209E-3,8.1985226361420607E-3,0,3.0306735779019249E-3,9.0258064516128434E-6,null,8.2759408319833699E-5,1.7759447054140138E-2,null,6.6495627282537753E-3,6.3366315242262081E-3,0,3.2029559644200754E-3,3.7946571402702613E-6,null,7.7876116903700571E-5,1.627082099094403E-2]
[2004,12,27,12,6.570175989248187E-3,8.3384850333412964E-3,0,3.2643699079838448E-3,9.0258064516128434E-6,null,8.2759408319833699E-5,1.8255790338893161E-2,null,6.776092351337349E-3,6.4448083479857979E-3,0,3.4499370513166568E-3,3.7946571402702613E-6,null,7.7876116903700571E-5,1.6752508524683775E-2]
[2004,12,27,13,6.7791008720557086E-3,8.1718093773428344E-3,0,2.9848800389493269E-3,9.0258064516128434E-6,null,8.2759408319833699E-5,1.8018549696667704E-2,null,6.9915651640462964E-3,6.3159848680743088E-3,0,3.1545592351287385E-3,3.7946571402702613E-6,null,7.7876116903700571E-5,1.6543780041293314E-2]
[2004,12,27,14,6.4164968545347041E-3,8.1645407857503446E-3,0,2.9272341790756756E-3,9.0258064516128434E-6,null,8.2759408319833699E-5,1.7591031227680558E-2,null,6.6175967477193802E-3,6.3103669795026955E-3,0,3.093636425079939E-3,3.7946571402702613E-6,null,7.7876116903700571E-5,1.6103270926345985E-2]
[2004,12,27,15,6.1753877412945172E-3,7.9790269266885039E-3,0,2.6814052183141003E-3,9.0258064516128434E-6,null,8.2759408319833699E-5,1.6918579294616955E-2,null,6.3689310162780661E-3,6.1669834676575316E-3,0,2.8338330131125028E-3,3.7946571402702613E-6,null,7.7876116903700571E-5,1.5451418271092074E-2]
[2004,12,27,16,6.7265474180426051E-3,7.9705489253294529E-3,0,2.6261597685345059E-3,9.0258064516128434E-6,null,8.2759408319833699E-5,1.7406015520226397E-2,null,6.9373646284202634E-3,6.1604308272540801E-3,0,2.7754470674373108E-3,3.7946571402702613E-6,null,7.7876116903700571E-5,1.5954913297155624E-2]
[2004,12,27,17,7.7510509758956306E-3,8.006216494394959E-3,0,2.6513845359385281E-3,9.0258064516128434E-6,null,8.2759408319833699E-5,1.8491411414548953E-2,null,7.9939772265677552E-3,6.1879982625791538E-3,0,2.8021057679311311E-3,3.7946571402702613E-6,null,7.7876116903700571E-5,1.7065752031122011E-2]
[2004,12,27,18,9.1007753001676565E-3,8.2606852658570849E-3,6.814626209999902E-5,3.0320207095201556E-3,9.0258064516128434E-6,null,8.2759408319833699E-5,2.0549655978222794E-2,null,9.3860033587566723E-3,6.3846769705294924E-3,3.2676352200599919E-5,3.2043796754006744E-3,3.7946571402702613E-6,null,7.7876116903700571E-5,1.9089407130931407E-2]
[2004,12,27,19,8.9441207017419699E-3,8.0145362470251634E-3,2.7258504839999608E-4,2.941712270281767E-3,9.0258064516128434E-6,null,8.2759408319833699E-5,2.027678980480099E-2,null,9.2244390372025423E-3,6.1944285926678836E-3,1.3070540880239968E-4,3.1089375412806717E-3,3.7946571402702613E-6,null,7.7876116903700571E-5,1.8740181353997468E-2]
[2004,12,27,20,9.0284738048182038E-3,7.7675869884485963E-3,2.7258504839999608E-4,2.7399447777381393E-3,9.0258064516128434E-6,null,8.2759408319833699E-5,1.9912426156757024E-2,null,9.3114358569988172E-3,6.0035617101539245E-3,1.3070540880239968E-4,2.8957003261675606E-3,3.7946571402702613E-6,null,7.7876116903700571E-5,1.8423074076166671E-2]
[2004,12,27,21,8.569935122317204E-3,7.7241309115554605E-3,2.7258504839999608E-4,2.8836502583488139E-3,9.0258064516128434E-6,null,8.2759408319833699E-5,1.9554136877973569E-2,null,8.8385260804004478E-3,5.9699745434189889E-3,1.3070540880239968E-4,3.047574922494248E-3,3.7946571402702613E-6,null,7.7876116903700571E-5,1.8068451729160055E-2]
[2004,12,27,22,8.1527949700330119E-3,7.4955919048557088E-3,2.7258504839999608E-4,3.114360241947283E-3,9.0258064516128434E-6,null,8.2759408319833699E-5,1.9139167702588094E-2,null,8.40831230835626E-3,5.7933369297122287E-3,1.3070540880239968E-4,3.2913999003493484E-3,3.7946571402702613E-6,null,7.7876116903700571E-5,1.7705425321264207E-2]
[2004,12,27,23,7.3188411378659673E-3,7.1982886177619065E-3,2.7258504839999608E-4,2.9266232182580784E-3,9.0258064516128434E-6,null,8.2759408319833699E-5,1.7820173559638042E-2,null,7.5482214686644292E-3,5.5635514592239557E-3,1.3070540880239968E-4,3.0929907334393022E-3,3.7946571402702613E-6,null,7.7876116903700571E-5,1.6417139844174058E-2]
[2004,12,27,24,5.7794174287303605E-3,7.0413537253281831E-3,2.7258504839999608E-4,2.8918535784731836E-3,9.0258064516128434E-6,null,8.2759408319833699E-5,1.6089045318283816E-2,null,5.9605505694356265E-3,5.4422566076048687E-3,1.3070540880239968E-4,3.0562445704932872E-3,3.7946571402702613E-6,null,7.7876116903700571E-5,1.4671427930380154E-2]
[2004,12,28,1,5.0886171759374687E-3,6.9058585724721799E-3,2.7258504839999608E-4,2.7219901415509369E-3,9.0258064516128434E-6,null,8.2759408319833699E-5,1.5092886475712676E-2,null,5.2480998958293248E-3,5.3375325133903501E-3,1.3070540880239968E-4,2.8767250364880284E-3,3.7946571402702613E-6,null,7.7876116903700571E-5,1.3674733628554075E-2]
[2004,12,28,2,4.5520055826191626E-3,6.6869696281546456E-3,2.7258504839999608E-4,2.6036103061745641E-3,9.0258064516128434E-6,null,8.2759408319833699E-5,1.4219006102700462E-2,null,4.6946703196545777E-3,5.1683534251052727E-3,1.3070540880239968E-4,2.7516157530104233E-3,3.7946571402702613E-6,null,7.7876116903700571E-5,1.2827015680616645E-2]
[2004,12,28,3,4.3524062420688125E-3,6.5553818499691037E-3,2.7258504839999608E-4,2.4896593065708216E-3,9.0258064516128434E-6,null,8.2759408319833699E-5,1.3773867984360828E-2,null,4.4888153216988882E-3,5.066649337617901E-3,1.3070540880239968E-4,2.6311870679505481E-3,3.7946571402702613E-6,null,7.7876116903700571E-5,1.2399027910113708E-2]
[2004,12,28,4,4.4581362232226762E-3,6.5122196837491663E-3,2.7258504839999608E-4,2.3283090706789186E-3,9.0258064516128434E-6,null,8.2759408319833699E-5,1.3675085563402849E-2,null,4.5978589938586835E-3,5.0332893342049144E-3,1.3070540880239968E-4,2.4606646784135246E-3,3.7946571402702613E-6,null,7.7876116903700571E-5,1.2304189189323494E-2]
[2004,12,28,5,4.4297928980030895E-3,6.499273078189525E-3,2.7258504839999608E-4,2.3023779974137046E-3,9.0258064516128434E-6,null,8.2759408319833699E-5,1.3607864559358411E-2,null,4.5686273584281869E-3,5.0232829132237375E-3,1.3070540880239968E-4,2.4332595212285895E-3,3.7946571402702613E-6,null,7.7876116903700571E-5,1.2237545975726887E-2]
[2004,12,28,6,4.6032188605389379E-3,6.7197883029203017E-3,2.7258504839999608E-4,2.2875826434640293E-3,9.0258064516128434E-6,null,8.2759408319833699E-5,1.398701039267536E-2,null,4.7474886766311637E-3,5.1937189523268024E-3,1.3070540880239968E-4,2.4176231070913647E-3,3.7946571402702613E-6,null,7.7876116903700571E-5,1.2571206918895702E-2]
[2004,12,28,7,5.2676267488854884E-3,7.0981509157179079E-3,6.814626209999902E-5,2.0798893860186434E-3,9.0258064516128434E-6,null,8.2759408319833699E-5,1.4601841753299939E-2,null,5.4327198207832746E-3,5.4861551101868366E-3,3.2676352200599919E-5,2.1981232696443179E-3,3.7946571402702613E-6,null,7.7876116903700571E-5,1.3231345326859002E-2]
[2004,12,28,8,6.0789429909547093E-3,7.635902577865155E-3,0,1.8785523971232977E-3,9.0258064516128434E-6,null,8.2759408319833699E-5,1.5676157374262995E-2,null,6.2694635840245512E-3,5.9017829355642575E-3,0,1.9853410306916296E-3,3.7946571402702613E-6,null,7.7876116903700571E-5,1.4238258324324411E-2]
[2004,12,28,9,6.6004022384845802E-3,8.0531739425815652E-3,0,2.0707017668884367E-3,9.0258064516128434E-6,null,8.2759408319833699E-5,1.6807037356274417E-2,null,6.8072659236427958E-3,6.224291636359053E-3,0,2.1884133689455145E-3,3.7946571402702613E-6,null,7.7876116903700571E-5,1.5301641702991337E-2]
[2004,12,28,10,6.2466985047281084E-3,8.5196635151659483E-3,0,2.6063582681269634E-3,9.0258064516128434E-6,null,8.2759408319833699E-5,1.7455479696340856E-2,null,6.4424767355192453E-3,6.5848410502656529E-3,0,2.7545199262574574E-3,3.7946571402702613E-6,null,7.7876116903700571E-5,1.5863508486086326E-2]
[2004,12,28,11,6.2203332636646862E-3,8.7273151162466645E-3,0,2.9501380317175532E-3,9.0258064516128434E-6,null,8.2759408319833699E-5,1.7980545819948741E-2,null,6.4152851795238842E-3,6.7453348050384382E-3,0,3.1178422755424903E-3,3.7946571402702613E-6,null,7.7876116903700571E-5,1.6360133034148783E-2]
[2004,12,28,12,6.5947240844119502E-3,8.7362221980801045E-3,0,3.0693632928915282E-3,9.0258064516128434E-6,null,8.2759408319833699E-5,1.8483068983703416E-2,null,6.8014098101316471E-3,6.7522190813940133E-3,0,3.2438450440924072E-3,3.7946571402702613E-6,null,7.7876116903700571E-5,1.687914470966204E-2]
[2004,12,28,13,6.5834043795640305E-3,8.6502094059614631E-3,0,2.9265023071393418E-3,9.0258064516128434E-6,null,8.2759408319833699E-5,1.8242875500984673E-2,null,6.7897353335932848E-3,6.6857398638307166E-3,0,3.0928629489785321E-3,3.7946571402702613E-6,null,7.7876116903700571E-5,1.6650008920446505E-2]
[2004,12,28,14,6.1578897817514888E-3,8.6683111653237249E-3,0,2.9010728110211098E-3,9.0258064516128434E-6,null,8.2759408319833699E-5,1.7810033166416158E-2,null,6.3508846519162053E-3,6.6997306990225604E-3,0,3.0659878817136258E-3,3.7946571402702613E-6,null,7.7876116903700571E-5,1.6198274006696361E-2]
[2004,12,28,15,5.9382941146407676E-3,8.48074949953718E-3,0,2.6274066574109973E-3,9.0258064516128434E-6,null,8.2759408319833699E-5,1.7129209679908778E-2,null,6.1244066210794619E-3,6.5547644390137119E-3,0,2.7767648372535813E-3,3.7946571402702613E-6,null,7.7876116903700571E-5,1.5537606671390727E-2]
[2004,12,28,16,6.2951406394238093E-3,8.444116182621423E-3,0,2.8006979970981757E-3,9.0258064516128434E-6,null,8.2759408319833699E-5,1.7622714227463244E-2,null,6.4924370986710325E-3,6.5264505779551313E-3,0,2.9599071373945418E-3,3.7946571402702613E-6,null,7.7876116903700571E-5,1.6060465588064676E-2]
[2004,12,28,17,7.4615846723174234E-3,8.4439031341468091E-3,0,2.733376270002928E-3,9.0258064516128434E-6,null,8.2759408319833699E-5,1.8721623484786995E-2,null,{"$f":"E8707*Y$5","v":7.695438738579607E-3},{"$f":"F8707*Z$5","v":6.526285912961163E-3},{"$f":"G8707*AA$5","v":0},{"$f":"H8707*AB$5","v":2.8887584234891469E-3},{"$f":"I8707*AC$5","v":3.7946571402702613E-6},null,{"$f":"K8707*AE$5","v":7.7876116903700571E-5},1.7192153849073889E-2]
[2004,12,28,18,8.669142803768624E-3,8.6426134045370102E-3,6.814626209999902E-5,3.3375615228477141E-3,9.0258064516128434E-6,null,8.2759408319833699E-5,2.0805492433831244E-2,null,8.9408430369898872E-3,6.6798689204643994E-3,3.2676352200599919E-5,3.5272893340181338E-3,3.7946571402702613E-6,null,7.7876116903700571E-5,{"$f":"SUM(N8708:T8708)","v":1.9262348417716988E-2}]
[2004,12,28,19,9.070398763746294E-3,8.3182182274235423E-3,2.7258504839999608E-4,2.7641916835861526E-3,9.0258064516128434E-6,null,8.2759408319833699E-5,2.052922926050808E-2,null,9.3546747891046934E-3,6.4291441500597376E-3,1.3070540880239968E-4,2.9213255773562381E-3,3.7946571402702613E-6,null,7.7876116903700571E-5,1.891752069936704E-2]
[2004,12,28,20,8.8933196704031499E-3,8.1338954217097421E-3,2.7258504839999608E-4,2.7566938114290656E-3,9.0258064516128434E-6,null,8.2759408319833699E-5,2.0160329489294044E-2,null,9.172045847056897E-3,6.2866812023853625E-3,1.3070540880239968E-4,2.9134014793863652E-3,3.7946571402702613E-6,null,7.7876116903700571E-5,1.8584504711674995E-2]
[2004,12,28,21,8.622022234738352E-3,7.9882538070191571E-3,2.7258504839999608E-4,2.81088273299467E-3,9.0258064516128434E-6,null,8.2759408319833699E-5,1.9797579360504268E-2,null,8.8922456587888759E-3,6.1741149160133282E-3,1.3070540880239968E-4,2.9706708371950012E-3,3.7946571402702613E-6,null,7.7876116903700571E-5,1.8249407594843576E-2]
[2004,12,28,22,8.2114131366698741E-3,7.7505741760718477E-3,2.7258504839999608E-4,3.0390362878056354E-3,9.0258064516128434E-6,null,8.2759408319833699E-5,1.9377444186299445E-2,null,8.4687676312041518E-3,5.9904125212077337E-3,1.3070540880239968E-4,3.2117940629075238E-3,3.7946571402702613E-6,null,7.7876116903700571E-5,1.7883350398165781E-2]
[2004,12,28,23,7.5050200630172505E-3,7.2701041204600607E-3,2.7258504839999608E-4,2.8904839480719726E-3,9.0258064516128434E-6,null,8.2759408319833699E-5,1.8042028717301373E-2,null,7.740235441008902E-3,5.6190576032600983E-3,1.3070540880239968E-4,3.0547970817585727E-3,3.7946571402702613E-6,null,7.7876116903700571E-5,1.6626466308873943E-2]
[2004,12,28,24,6.0921690757351028E-3,6.9182000669679774E-3,2.7258504839999608E-4,2.9025597065174906E-3,9.0258064516128434E-6,null,8.2759408319833699E-5,1.628934943497266E-2,null,6.2831041884870839E-3,5.347071244518979E-3,1.3070540880239968E-4,3.0675593016228262E-3,3.7946571402702613E-6,null,7.7876116903700571E-5,1.4910110917475261E-2]
[2004,12,29,1,5.4081612543729314E-3,6.7853181868456625E-3,2.7258504839999608E-4,2.9106664764611736E-3,9.0258064516128434E-6,null,8.2759408319833699E-5,1.5480566503431858E-2,null,5.5776588283974991E-3,5.2443669466898111E-3,1.3070540880239968E-4,3.0761269109267869E-3,3.7946571402702613E-6,null,7.7876116903700571E-5,1.4110528868860469E-2]
[2004,12,29,2,4.8366837226116038E-3,6.6265810981371359E-3,2.7258504839999608E-4,2.7445548393930574E-3,9.0258064516128434E-6,null,8.2759408319833699E-5,1.4584240245893887E-2,null,4.9882705778748239E-3,5.1216791790254087E-3,1.3070540880239968E-4,2.9005724524769159E-3,3.7946571402702613E-6,null,7.7876116903700571E-5,1.3222898392223521E-2]
[2004,12,29,3,4.6431742561467001E-3,6.4585630405082518E-3,2.7258504839999608E-4,2.649509567272567E-3,9.0258064516128434E-6,null,8.2759408319833699E-5,1.412766744967961E-2,null,4.7886963171898753E-3,4.9918181579779097E-3,1.3070540880239968E-4,2.8001242143532307E-3,3.7946571402702613E-6,null,7.7876116903700571E-5,1.2793014872367387E-2]
[2004,12,29,4,4.7817176925411368E-3,6.3526625927948317E-3,2.7258504839999608E-4,2.5155465130900011E-3,9.0258064516128434E-6,null,8.2759408319833699E-5,1.4026347384178059E-2,null,4.9315818534702753E-3,4.909967787466973E-3,1.3070540880239968E-4,2.658545864730035E-3,3.7946571402702613E-6,null,7.7876116903700571E-5,1.2712471688513657E-2]
[2004,12,29,5,4.7328210464839555E-3,6.3794649328664547E-3,2.7258504839999608E-4,2.4686934656012556E-3,9.0258064516128434E-6,null,8.2759408319833699E-5,1.3957400030703757E-2,null,4.8811527340834699E-3,4.930683294462365E-3,1.3070540880239968E-4,2.6090293978298868E-3,3.7946571402702613E-6,null,7.7876116903700571E-5,1.2633241609222095E-2]
[2004,12,29,6,4.9294761297723859E-3,6.5650497819621529E-3,2.7258504839999608E-4,2.4753379315562637E-3,9.0258064516128434E-6,null,8.2759408319833699E-5,1.4346284429042892E-2,null,5.0839711985969033E-3,5.0741216744473643E-3,1.3070540880239968E-4,2.6160515766670126E-3,3.7946571402702613E-6,null,7.7876116903700571E-5,1.2986520632557652E-2]
[2004,12,29,7,5.60938448404692E-3,6.9878688498261673E-3,6.814626209999902E-5,2.2234812723336815E-3,9.0258064516128434E-6,null,8.2759408319833699E-5,1.4976909308884666E-2,null,5.7851886099036008E-3,5.4009181905245356E-3,3.2676352200599919E-5,2.3498778142671912E-3,3.7946571402702613E-6,null,7.7876116903700571E-5,1.36503317409399E-2]
[2004,12,29,8,6.4453291927693297E-3,7.5103514555244603E-3,0,2.0403798877518119E-3,9.0258064516128434E-6,null,8.2759408319833699E-5,1.6078819944365438E-2,null,6.6473327223572796E-3,5.804744574504076E-3,0,2.1563678051008221E-3,3.7946571402702613E-6,null,7.7876116903700571E-5,1.469011587600615E-2]
[2004,12,29,9,6.9416292206384055E-3,8.0518809237138302E-3,0,2.1624773804973948E-3,9.0258064516128434E-6,null,8.2759408319833699E-5,1.7238746933169465E-2,null,7.1591873253870194E-3,6.2232922631204422E-3,0,2.285406080777127E-3,3.7946571402702613E-6,null,7.7876116903700571E-5,1.5749556443328559E-2]
[2004,12,29,10,6.6253056812265124E-3,8.4429622884668563E-3,0,2.7528187482947055E-3,9.0258064516128434E-6,null,8.2759408319833699E-5,1.7903846126307906E-2,null,6.8329498669894772E-3,6.5255587340949687E-3,0,2.9093061334971864E-3,3.7946571402702613E-6,null,7.7876116903700571E-5,1.6349485508625604E-2]
[2004,12,29,11,6.586223460522669E-3,8.6466540191138287E-3,0,3.1267621486005242E-3,9.0258064516128434E-6,null,8.2759408319833699E-5,1.8442399036556856E-2,null,6.7926427675726623E-3,6.6829919082075631E-3,0,3.3045068087194274E-3,3.7946571402702613E-6,null,7.7876116903700571E-5,1.6861812258543624E-2]
[2004,12,29,12,6.9390726402984316E-3,8.7059381725233462E-3,0,3.2300594966438779E-3,9.0258064516128434E-6,null,8.2759408319833699E-5,1.895782971778549E-2,null,7.1565506190772298E-3,6.7288125824990211E-3,0,3.4136762222242898E-3,3.7946571402702613E-6,null,7.7876116903700571E-5,1.7380710197844509E-2]
[2004,12,29,13,6.9062201881933197E-3,8.6984196487630977E-3,0,3.0240666591817029E-3,9.0258064516128434E-6,null,8.2759408319833699E-5,1.8711465904457953E-2,null,7.1226685358885267E-3,6.7230015215567953E-3,0,3.1959734672367189E-3,3.7946571402702613E-6,null,7.7876116903700571E-5,1.712331429872601E-2]
[2004,12,29,14,6.4802647142894864E-3,8.6736044029923059E-3,0,3.0308783278955535E-3,9.0258064516128434E-6,null,8.2759408319833699E-5,1.8267506853497182E-2,null,6.6833631605906097E-3,6.7038218381417092E-3,0,3.2031723536802351E-3,3.7946571402702613E-6,null,7.7876116903700571E-5,1.6672028126456524E-2]
[2004,12,29,15,6.2230614483806028E-3,8.5228338279654432E-3,0,2.7405414373524836E-3,9.0258064516128434E-6,null,8.2759408319833699E-5,1.7569196122018363E-2,null,6.4180988684748056E-3,6.5872913824679908E-3,0,2.8963309036353639E-3,3.7946571402702613E-6,null,7.7876116903700571E-5,1.598339192862213E-2]
[2004,12,29,16,6.5922544401766899E-3,8.486633209420176E-3,0,2.913729262323366E-3,9.0258064516128434E-6,null,8.2759408319833699E-5,1.8075376320240068E-2,null,6.7988627645973326E-3,6.5593119536305087E-3,0,3.0793638046380002E-3,3.7946571402702613E-6,null,7.7876116903700571E-5,1.6519209296909813E-2]
[2004,12,29,17,7.8060835027749294E-3,8.4723102709487498E-3,0,2.8413587179462328E-3,9.0258064516128434E-6,null,8.2759408319833699E-5,1.9202511899989748E-2,null,8.0507345318624416E-3,6.5482417660533594E-3,0,3.0028792671902105E-3,3.7946571402702613E-6,null,7.7876116903700571E-5,1.768352633914998E-2]
[2004,12,29,18,9.0032329471020824E-3,8.7048918600367634E-3,6.814626209999902E-5,3.4756091521948702E-3,9.0258064516128434E-6,null,8.2759408319833699E-5,2.1339908662011613E-2,null,9.2854039237307735E-3,6.7280038884231586E-3,3.2676352200599919E-5,3.6731844515311271E-3,3.7946571402702613E-6,null,7.7876116903700571E-5,1.980093938992963E-2]
[2004,12,29,19,9.4621558382255236E-3,8.2543306831592105E-3,2.7258504839999608E-4,2.9636405837159471E-3,9.0258064516128434E-6,null,8.2759408319833699E-5,2.1056547690852773E-2,null,9.7587099504618802E-3,6.3797655186943599E-3,1.3070540880239968E-4,3.1321123968031535E-3,3.7946571402702613E-6,null,7.7876116903700571E-5,1.9482964048805763E-2]
[2004,12,29,20,9.2686625187148805E-3,8.0735745597285292E-3,2.7258504839999608E-4,2.9595150669242333E-3,9.0258064516128434E-6,null,8.2759408319833699E-5,2.0678172731119732E-2,null,9.5591523427940566E-3,6.240059256876102E-3,1.3070540880239968E-4,3.1277523599088199E-3,3.7946571402702613E-6,null,7.7876116903700571E-5,1.9139340142425347E-2]
[2004,12,29,21,8.9539793098370596E-3,7.999350710960142E-3,2.7258504839999608E-4,2.9763546740236772E-3,9.0258064516128434E-6,null,8.2759408319833699E-5,2.0306105280572969E-2,null,9.2346066246487973E-3,6.1826917041072921E-3,1.3070540880239968E-4,3.14554923529353E-3,3.7946571402702613E-6,null,7.7876116903700571E-5,1.877522374689599E-2]
[2004,12,29,22,8.5390559718912604E-3,7.7730168913583992E-3,2.7258504839999608E-4,3.186684108911876E-3,9.0258064516128434E-6,null,8.2759408319833699E-5,1.9875177557913622E-2,null,8.8066791442819262E-3,6.0077584777276415E-3,1.3070540880239968E-4,3.3678351069493725E-3,3.7946571402702613E-6,null,7.7876116903700571E-5,1.8394648911805311E-2]
[2004,12,29,23,7.7929724235446711E-3,7.3401565935608173E-3,2.7258504839999608E-4,2.9959117943715507E-3,9.0258064516128434E-6,null,8.2759408319833699E-5,1.8505461397229125E-2,null,8.03721253734733E-3,5.6732011031442606E-3,1.3070540880239968E-4,3.1662181043270823E-3,3.7946571402702613E-6,null,7.7876116903700571E-5,1.7089007927665045E-2]
[2004,12,29,24,6.3365737510740431E-3,7.0507777823515094E-3,2.7258504839999608E-4,2.9439898007872331E-3,9.0258064516128434E-6,null,8.2759408319833699E-5,1.6707761919964877E-2,null,6.5351687684778535E-3,5.4495404536671899E-3,1.3070540880239968E-4,3.1113445408235524E-3,3.7946571402702613E-6,null,7.7876116903700571E-5,1.5308429945814968E-2]
[2004,12,30,1,4.9714932250934729E-3,6.7339757736816202E-3,2.7258504839999608E-4,2.753643832510433E-3,9.0258064516128434E-6,null,8.2759408319833699E-5,1.4835533417037618E-2,null,5.1273051547491505E-3,5.2046844370202145E-3,1.3070540880239968E-4,2.9101781206452523E-3,3.7946571402702613E-6,null,7.7876116903700571E-5,1.345454389526099E-2]
[2004,12,30,2,4.4329139354391664E-3,6.5417468404230291E-3,2.7258504839999608E-4,2.6254729043151438E-3,9.0258064516128434E-6,null,8.2759408319833699E-5,1.397655426592943E-2,null,4.5718462125248572E-3,5.0561108497515755E-3,1.3070540880239968E-4,2.7747211575721927E-3,3.7946571402702613E-6,null,7.7876116903700571E-5,1.2615054402694998E-2]
[2004,12,30,3,4.2572460308551666E-3,6.3601659445727743E-3,2.7258504839999608E-4,2.5451743995970008E-3,9.0258064516128434E-6,null,8.2759408319833699E-5,1.353900696077703E-2,null,4.390672687405432E-3,4.9157671219963268E-3,1.3070540880239968E-4,2.689857985076051E-3,3.7946571402702613E-6,null,7.7876116903700571E-5,1.2208673977324181E-2]
[2004,12,30,4,4.3684713109648663E-3,6.286320375555275E-3,2.7258504839999608E-4,2.4106962857683239E-3,9.0258064516128434E-6,null,8.2759408319833699E-5,1.3441908558040554E-2,null,4.5053838870841084E-3,4.8586919413414744E-3,1.3070540880239968E-4,2.5477352966043658E-3,3.7946571402702613E-6,null,7.7876116903700571E-5,1.2124187307876321E-2]
[2004,12,30,5,4.3423478704751415E-3,6.2772794852499168E-3,2.7258504839999608E-4,2.3797858970823287E-3,9.0258064516128434E-6,null,8.2759408319833699E-5,1.3375833838559477E-2,null,4.4784417099517576E-3,4.8517042445260193E-3,1.3070540880239968E-4,2.5150677686573641E-3,3.7946571402702613E-6,null,7.7876116903700571E-5,1.2057589905981513E-2]
[2004,12,30,6,4.5228886802733308E-3,6.4612275737906183E-3,2.7258504839999608E-4,2.3879774561120929E-3,9.0258064516128434E-6,null,8.2759408319833699E-5,1.3748514295928133E-2,null,4.6646408623610292E-3,4.9938775735999339E-3,1.3070540880239968E-4,2.5237249869878337E-3,3.7946571402702613E-6,null,7.7876116903700571E-5,1.2394619605795168E-2]
[2004,12,30,7,5.1466622702651191E-3,6.8905424777425395E-3,6.814626209999902E-5,2.159483184481312E-3,9.0258064516128434E-6,null,8.2759408319833699E-5,1.435286263516687E-2,null,5.3079641856672065E-3,5.3256947161433154E-3,3.2676352200599919E-5,2.2822416759866269E-3,3.7946571402702613E-6,null,7.7876116903700571E-5,1.3030247704041721E-2]
[2004,12,30,8,5.9332422774804163E-3,7.4606691234079805E-3,0,1.932188536931781E-3,9.0258064516128434E-6,null,8.2759408319833699E-5,1.5408859346140013E-2,null,6.1191964539243542E-3,5.7663451401354336E-3,0,2.0420261831807277E-3,3.7946571402702613E-6,null,7.7876116903700571E-5,1.4009238551284487E-2]
[2004,12,30,9,6.4105295411070601E-3,7.9568674186048568E-3,0,2.0702999807302165E-3,9.0258064516128434E-6,null,8.2759408319833699E-5,1.652045634876197E-2,null,6.6114424122889048E-3,6.1498564017560264E-3,0,2.1879887427563804E-3,3.7946571402702613E-6,null,7.7876116903700571E-5,1.5030958330845284E-2]
[2004,12,30,10,6.0564386572786785E-3,8.4086439555134899E-3,0,2.60999946963967E-3,9.0258064516128434E-6,null,8.2759408319833699E-5,1.7157841490751672E-2,null,6.2462539403949678E-3,6.4990341222713041E-3,0,2.7583681163719643E-3,3.7946571402702613E-6,null,7.7876116903700571E-5,1.5585326953082209E-2]
[2004,12,30,11,6.0381949229705552E-3,8.6197752209944307E-3,0,2.9332262846245706E-3,9.0258064516128434E-6,null,8.2759408319833699E-5,1.7673955836909391E-2,null,6.2274384278870219E-3,6.6622173068487944E-3,0,3.0999691592771181E-3,3.7946571402702613E-6,null,7.7876116903700571E-5,1.6071295668056904E-2]
[2004,12,30,12,6.4017711812762532E-3,8.661833418102078E-3,0,3.0215456286499512E-3,9.0258064516128434E-6,null,8.2759408319833699E-5,1.8167909636348119E-2,null,6.6024095560675627E-3,6.6947240534264742E-3,0,3.1933091256075058E-3,3.7946571402702613E-6,null,7.7876116903700571E-5,1.6572113509145513E-2]
[2004,12,30,13,6.3948284265763298E-3,8.5500097191494057E-3,0,2.9042139052833011E-3,9.0258064516128434E-6,null,8.2759408319833699E-5,1.7931811459328872E-2,null,6.5952492079891633E-3,6.6082956068164245E-3,0,3.0693075353626525E-3,3.7946571402702613E-6,null,7.7876116903700571E-5,1.6354523124212213E-2]
[2004,12,30,14,5.9799840174839794E-3,8.5690844868668223E-3,0,2.8745218014940665E-3,9.0258064516128434E-6,null,8.2759408319833699E-5,1.7506349714164704E-2,null,6.1674031301906596E-3,6.6230384793801514E-3,0,3.0379275472235978E-3,3.7946571402702613E-6,null,7.7876116903700571E-5,1.5910039930838379E-2]
[2004,12,30,15,5.7531313251058544E-3,8.4425422109523519E-3,0,2.5587030150231076E-3,9.0258064516128434E-6,null,8.2759408319833699E-5,1.6837135959401145E-2,null,5.9334406311313927E-3,6.5252340565232691E-3,0,2.704155651372199E-3,3.7946571402702613E-6,null,7.7876116903700571E-5,1.5244501113070833E-2]
[2004,12,30,16,6.1284252796968072E-3,8.3349723877126324E-3,0,2.7760681143152617E-3,9.0258064516128434E-6,null,8.2759408319833699E-5,1.7322225190044536E-2,null,6.3204967007661267E-3,6.4420934270162681E-3,0,2.9338771384736042E-3,3.7946571402702613E-6,null,7.7876116903700571E-5,1.5778138040299969E-2]
[2004,12,30,17,7.2730156968730418E-3,8.3186639268779082E-3,0,2.7279563760215643E-3,9.0258064516128434E-6,null,8.2759408319833699E-5,1.840239540809235E-2,null,7.5009598092024956E-3,6.4294886308080635E-3,0,2.8830304289335106E-3,3.7946571402702613E-6,null,7.7876116903700571E-5,1.6895149642988039E-2]
[2004,12,30,18,8.4701308885268885E-3,8.5409029957307613E-3,6.814626209999902E-5,3.2835239723946448E-3,9.0258064516128434E-6,null,8.2759408319833699E-5,2.0450732559330193E-2,null,8.7355938748820035E-3,6.6012570276408784E-3,3.2676352200599919E-5,3.4701799522000734E-3,3.7946571402702613E-6,null,7.7876116903700571E-5,1.8921377980967526E-2]
[2004,12,30,19,8.9202951238726153E-3,8.0690667236473172E-3,2.7258504839999608E-4,2.8133978114944932E-3,9.0258064516128434E-6,null,8.2759408319833699E-5,2.0179180244766514E-2,null,9.1998667401695673E-3,6.2365751540095276E-3,1.3070540880239968E-4,2.9733288884416717E-3,3.7946571402702613E-6,null,7.7876116903700571E-5,1.8622146965467136E-2]
[2004,12,30,20,8.7229600337469116E-3,7.9649805536875212E-3,2.7258504839999608E-4,2.7522097815849572E-3,9.0258064516128434E-6,null,8.2759408319833699E-5,1.9816570954771476E-2,null,8.9963469566752656E-3,6.1561270373091306E-3,1.3070540880239968E-4,2.9086625493219245E-3,3.7946571402702613E-6,null,7.7876116903700571E-5,1.8273512726152692E-2]
[2004,12,30,21,8.455720049854544E-3,7.837539332034708E-3,2.7258504839999608E-4,2.7903256706783256E-3,9.0258064516128434E-6,null,8.2759408319833699E-5,1.9460005638319667E-2,null,8.7207313850698846E-3,6.0576278200170841E-3,1.3070540880239968E-4,2.9489451832554986E-3,3.7946571402702613E-6,null,7.7876116903700571E-5,1.7939680571188839E-2]
[2004,12,30,22,8.0351375894707339E-3,7.6263667984846021E-3,2.7258504839999608E-4,3.0091088538741037E-3,9.0258064516128434E-6,null,8.2759408319833699E-5,1.9047033827581529E-2,null,8.2869674192983245E-3,5.8944127393822645E-3,1.3070540880239968E-4,3.1801653669932817E-3,3.7946571402702613E-6,null,7.7876116903700571E-5,1.7573921708520242E-2]
[2004,12,30,23,7.3491121296049462E-3,7.1301504397849975E-3,2.7258504839999608E-4,2.8787065290239696E-3,9.0258064516128434E-6,null,8.2759408319833699E-5,1.7734389684166005E-2,null,7.5794411857504802E-3,5.5108875164950021E-3,1.3070540880239968E-4,3.0423501607637388E-3,3.7946571402702613E-6,null,7.7876116903700571E-5,1.6345055045855591E-2]
[2004,12,30,24,5.9911905941633266E-3,6.6677407516717441E-3,2.7258504839999608E-4,2.9762433485165714E-3,9.0258064516128434E-6,null,8.2759408319833699E-5,1.6011595280103732E-2,null,6.178960933002315E-3,5.1534914420011627E-3,1.3070540880239968E-4,3.1454315813503352E-3,3.7946571402702613E-6,null,7.7876116903700571E-5,1.4690260139200184E-2]
[2004,12,31,1,4.7489249540796259E-3,5.6912261647083292E-3,2.7258504839999608E-4,2.512325735775916E-3,9.0258064516128434E-6,null,8.2759408319833699E-5,1.332889744031596E-2,null,4.8977613554148074E-3,4.3987441063847452E-3,1.3070540880239968E-4,2.6551419983475134E-3,3.7946571402702613E-6,null,7.7876116903700571E-5,1.2164023642993439E-2]
[2004,12,31,2,4.4261830013129725E-3,5.5517784743544076E-3,2.7258504839999608E-4,2.3515724993938081E-3,9.0258064516128434E-6,null,8.2759408319833699E-5,1.270595456081328E-2,null,4.5649043237041475E-3,4.2909650991302143E-3,1.3070540880239968E-4,2.4852505454955212E-3,3.7946571402702613E-6,null,7.7876116903700571E-5,1.1553496151176255E-2]
[2004,12,31,3,4.1602485487645001E-3,5.4422497262791103E-3,2.7258504839999608E-4,2.3825037456730014E-3,9.0258064516128434E-6,null,8.2759408319833699E-5,1.2361422606468702E-2,null,4.2906352001951765E-3,4.2063104181998519E-3,1.3070540880239968E-4,2.5179401167113938E-3,3.7946571402702613E-6,null,7.7876116903700571E-5,1.1227261917952794E-2]
[2004,12,31,4,4.1005805359549553E-3,5.383782702689517E-3,2.7258504839999608E-4,2.2991775593080251E-3,9.0258064516128434E-6,null,8.2759408319833699E-5,1.2159961383704586E-2,null,4.2290971278695789E-3,4.1611213028862866E-3,1.3070540880239968E-4,2.4298771502619214E-3,3.7946571402702613E-6,null,7.7876116903700571E-5,1.103247176386416E-2]
[2004,12,31,5,4.0111931005494149E-3,5.4566824110128202E-3,2.7258504839999608E-4,2.3786939094077469E-3,9.0258064516128434E-6,null,8.2759408319833699E-5,1.222299000672207E-2,null,4.1369081943694198E-3,4.2174654285744868E-3,1.3070540880239968E-4,2.5139137055933385E-3,3.7946571402702613E-6,null,7.7876116903700571E-5,1.1080663511383617E-2]
[2004,12,31,6,4.3502551786450284E-3,5.5654887003154388E-3,2.7258504839999608E-4,2.5522228549872297E-3,9.0258064516128434E-6,null,8.2759408319833699E-5,1.2844387319699786E-2,null,4.486596841640364E-3,4.3015617217029142E-3,1.3070540880239968E-4,2.6973071186273162E-3,3.7946571402702613E-6,null,7.7876116903700571E-5,1.1697841864816967E-2]
[2004,12,31,7,4.9044032079714342E-3,5.9262294625066179E-3,6.814626209999902E-5,2.8053346437483342E-3,9.0258064516128434E-6,null,8.2759408319833699E-5,1.3792142016904284E-2,null,5.058112464535725E-3,4.5803779654609083E-3,3.2676352200599919E-5,2.9648073599560605E-3,3.7946571402702613E-6,null,7.7876116903700571E-5,1.2717644916197266E-2]
[2004,12,31,8,5.5641891473155562E-3,6.665311735899463E-3,0,3.0467123621064503E-3,9.0258064516128434E-6,null,8.2759408319833699E-5,1.5358972653641305E-2,null,5.7385768028465796E-3,5.1516140576724758E-3,0,3.2199064931423059E-3,3.7946571402702613E-6,null,7.7876116903700571E-5,1.4191768127705335E-2]
[2004,12,31,9,6.4403982332857986E-3,6.8234886234679881E-3,0,3.150717136406158E-3,9.0258064516128434E-6,null,8.2759408319833699E-5,1.6497363401479781E-2,null,{"$f":"E8771*Y$5","v":6.6422472213150266E-3},{"$f":"F8771*Z$5","v":5.2738688463281986E-3},{"$f":"G8771*AA$5","v":0},{"$f":"H8771*AB$5","v":3.3298235474236932E-3},{"$f":"I8771*AC$5","v":3.7946571402702613E-6},null,{"$f":"K8771*AE$5","v":7.7876116903700571E-5},1.532761038911089E-2]
[2004,12,31,10,7.1139782826098678E-3,6.8712694647879487E-3,0,3.1145543284602888E-3,9.0258064516128434E-6,null,8.2759408319833699E-5,1.718256148417794E-2,null,7.3369379918069343E-3,5.3107986199958821E-3,0,3.2916050199501457E-3,3.7946571402702613E-6,null,7.7876116903700571E-5,{"$f":"SUM(N8772:T8772)","v":1.6021012405796932E-2}]
[2004,12,31,11,7.1681433193223759E-3,6.9574588311244892E-3,0,3.5317940815702883E-3,9.0258064516128434E-6,null,8.2759408319833699E-5,1.7740155640336989E-2,null,7.392800618862611E-3,5.377414311629589E-3,0,3.7325632826812958E-3,3.7946571402702613E-6,null,7.7876116903700571E-5,1.6584448987217466E-2]
[2004,12,31,12,7.2746777011751286E-3,7.0668392246976339E-3,0,3.5130860833279365E-3,9.0258064516128434E-6,null,8.2759408319833699E-5,1.7937362417520534E-2,null,7.502673902501927E-3,5.461954329485051E-3,0,3.7127918051491683E-3,3.7946571402702613E-6,null,7.7876116903700571E-5,1.6759090811180117E-2]
[2004,12,31,13,7.3136852839165867E-3,6.9630573178840359E-3,0,3.290169717496922E-3,9.0258064516128434E-6,null,8.2759408319833699E-5,1.7649671727617378E-2,null,7.5429040247225647E-3,5.3817413775246225E-3,0,3.4772034828991763E-3,3.7946571402702613E-6,null,7.7876116903700571E-5,1.6483519659190333E-2]
[2004,12,31,14,7.0627619886506751E-3,6.9631633375965736E-3,0,3.4257565105442725E-3,9.0258064516128434E-6,null,8.2759408319833699E-5,1.7534441245111353E-2,null,7.2841165242650214E-3,5.3818233200748191E-3,0,3.6204978748304393E-3,3.7946571402702613E-6,null,7.7876116903700571E-5,1.636810849321425E-2]
[2004,12,31,15,6.8978075438001964E-3,6.9240288156532373E-3,0,3.4276109938918462E-3,9.0258064516128434E-6,null,8.2759408319833699E-5,1.7332206761665112E-2,null,7.1139922301974691E-3,5.3515762796704329E-3,0,3.6224577785767017E-3,3.7946571402702613E-6,null,7.7876116903700571E-5,1.6169697062488574E-2]
[2004,12,31,16,7.1337947801024242E-3,6.6911536660005213E-3,0,3.0196448218376597E-3,9.0258064516128434E-6,null,8.2759408319833699E-5,1.692735267626044E-2,null,7.3573755595843192E-3,5.1715872645772595E-3,0,3.1913002650819015E-3,3.7946571402702613E-6,null,7.7876116903700571E-5,1.5801933863287449E-2]
[2004,12,31,17,7.9338484858117817E-3,6.7933121890658942E-3,0,3.4340810141659799E-3,9.0258064516128434E-6,null,8.2759408319833699E-5,1.8244001097363492E-2,null,8.1825038064970209E-3,5.2505455045497541E-3,0,3.6292955951525473E-3,3.7946571402702613E-6,null,7.7876116903700571E-5,1.7144015680243291E-2]
[2004,12,31,18,9.1673448407502741E-3,6.9109439162464079E-3,6.814626209999902E-5,3.6169704279831539E-3,9.0258064516128434E-6,null,8.2759408319833699E-5,1.9851433887657734E-2,null,9.4546592601377141E-3,5.3414629714864529E-3,3.2676352200599919E-5,3.8225815838140308E-3,3.7946571402702613E-6,null,7.7876116903700571E-5,1.8733050941682768E-2]
[2004,12,31,19,9.5073156059249757E-3,6.4889939319690958E-3,2.7258504839999608E-4,3.1914015345581095E-3,9.0258064516128434E-6,null,8.2759408319833699E-5,1.9564131658204274E-2,null,9.8052850737153814E-3,5.0153381694115588E-3,1.3070540880239968E-4,3.3728207004888695E-3,3.7946571402702613E-6,null,7.7876116903700571E-5,1.8405820126462181E-2]
[2004,12,31,20,8.8244513549861365E-3,6.4600675012517275E-3,2.7258504839999608E-4,3.3568118517749803E-3,9.0258064516128434E-6,null,8.2759408319833699E-5,1.9017751293764932E-2,null,9.1010191247726871E-3,4.9929809544715176E-3,1.3070540880239968E-4,3.5476339716934723E-3,3.7946571402702613E-6,null,7.7876116903700571E-5,1.7854010233784048E-2]
[2004,12,31,21,8.330969936387678E-3,6.3985865024126856E-3,2.7258504839999608E-4,3.4589700645218636E-3,9.0258064516128434E-6,null,8.2759408319833699E-5,1.8564947089074316E-2,null,8.592071469251096E-3,4.9454623401217843E-3,1.3070540880239968E-4,3.6555994943475627E-3,3.7946571402702613E-6,null,7.7876116903700571E-5,1.7405509486566814E-2]
[2004,12,31,22,7.9172518207317067E-3,6.2444350516917876E-3,2.7258504839999608E-4,2.8992778745475459E-3,9.0258064516128434E-6,null,8.2759408319833699E-5,1.743738533272313E-2,null,8.1653869841332299E-3,4.8263188083545912E-3,1.3070540880239968E-4,3.0640909098570471E-3,3.7946571402702613E-6,null,7.7876116903700571E-5,1.6268172885191237E-2]
[2004,12,31,23,7.0431382198880245E-3,6.0329273011795956E-3,2.7258504839999608E-4,2.5023627562117271E-3,9.0258064516128434E-6,null,8.2759408319833699E-5,1.5954848863031435E-2,null,7.2638777255426409E-3,4.6628446388005014E-3,1.3070540880239968E-4,2.6446126608922382E-3,3.7946571402702613E-6,null,7.7876116903700571E-5,1.4783711208081753E-2]
[2004,12,31,24,5.4392179528328331E-3,6.0237396281593615E-3,2.7258504839999608E-4,2.6306150811086031E-3,9.0258064516128434E-6,null,8.2759408319833699E-5,1.4469993247852888E-2,null,5.6096888770957856E-3,4.6557434937432637E-3,1.3070540880239968E-4,2.7801556477630219E-3,3.7946571402702613E-6,null,7.7876116903700571E-5,1.3257964201448442E-2]
[]
["NCP",1,null,null,{"$f":"MAX(IF($B$3:$B$8786=$B8788,E$3:E$8786))","v":9.8783454349418032E-3},{"$f":"MAX(IF($B$3:$B$8786=$B8788,F$3:F$8786))","v":1.3831702595754409E-2},{"$f":"MAX(IF($B$3:$B$8786=$B8788,G$3:G$8786))","v":2.6324799800000207E-4},{"$f":"MAX(IF($B$3:$B$8786=$B8788,H$3:H$8786))","v":4.2937540971980858E-3},{"$f":"MAX(IF($B$3:$B$8786=$B8788,I$3:I$8786))","v":9.0258064516128434E-6},{"$f":"MAX(IF($B$3:$B$8786=$B8788,J$3:J$8786))","v":0},{"$f":"MAX(IF($B$3:$B$8786=$B8788,K$3:K$8786))","v":5.8048343537863654E-5},{"$f":"MAX(IF($B$3:$B$8786=$B8788,L$3:L$8786))","v":2.6295387849776818E-2},null,{"$f":"MAX(IF($B$3:$B$8786=$B8788,N$3:N$8786))","v":1.0187943375507175E-2},{"$f":"MAX(IF($B$3:$B$8786=$B8788,O$3:O$8786))","v":1.0690511765571243E-2},{"$f":"MAX(IF($B$3:$B$8786=$B8788,P$3:P$8786))","v":1.2622826305760083E-4},{"$f":"MAX(IF($B$3:$B$8786=$B8788,Q$3:Q$8786))","v":4.5378378574489932E-3},{"$f":"MAX(IF($B$3:$B$8786=$B8788,R$3:R$8786))","v":3.7946571402702613E-6},{"$f":"MAX(IF($B$3:$B$8786=$B8788,S$3:S$8786))","v":0},{"$f":"MAX(IF($B$3:$B$8786=$B8788,T$3:T$8786))","v":5.4623150155333604E-5},{"$f":"MAX(IF($B$3:$B$8786=$B8788,U$3:U$8786))","v":2.3825024714424312E-2}]
[null,2,null,null,{"$f":"MAX(IF($B$3:$B$8786=$B8789,E$3:E$8786))","v":9.3938974708725094E-3},{"$f":"MAX(IF($B$3:$B$8786=$B8789,F$3:F$8786))","v":1.3958578925091151E-2},{"$f":"MAX(IF($B$3:$B$8786=$B8789,G$3:G$8786))","v":2.6324799800000185E-4},{"$f":"MAX(IF($B$3:$B$8786=$B8789,H$3:H$8786))","v":4.5646092663038313E-3},{"$f":"MAX(IF($B$3:$B$8786=$B8789,I$3:I$8786))","v":9.0258064516128434E-6},{"$f":"MAX(IF($B$3:$B$8786=$B8789,J$3:J$8786))","v":0},{"$f":"MAX(IF($B$3:$B$8786=$B8789,K$3:K$8786))","v":6.5075967709234559E-5},{"$f":"MAX(IF($B$3:$B$8786=$B8789,L$3:L$8786))","v":2.6289428041570671E-2},null,{"$f":"MAX(IF($B$3:$B$8786=$B8789,N$3:N$8786))","v":9.688312292668172E-3},{"$f":"MAX(IF($B$3:$B$8786=$B8789,O$3:O$8786))","v":1.0788574378048412E-2},{"$f":"MAX(IF($B$3:$B$8786=$B8789,P$3:P$8786))","v":1.2622826305760073E-4},{"$f":"MAX(IF($B$3:$B$8786=$B8789,Q$3:Q$8786))","v":4.8240901235151509E-3},{"$f":"MAX(IF($B$3:$B$8786=$B8789,R$3:R$8786))","v":3.7946571402702613E-6},{"$f":"MAX(IF($B$3:$B$8786=$B8789,S$3:S$8786))","v":0},{"$f":"MAX(IF($B$3:$B$8786=$B8789,T$3:T$8786))","v":6.1236103203643312E-5},{"$f":"MAX(IF($B$3:$B$8786=$B8789,U$3:U$8786))","v":2.371983462500326E-2}]
[null,3,null,null,{"$f":"MAX(IF($B$3:$B$8786=$B8790,E$3:E$8786))","v":9.1636846648984107E-3},{"$f":"MAX(IF($B$3:$B$8786=$B8790,F$3:F$8786))","v":1.3777059731990192E-2},{"$f":"MAX(IF($B$3:$B$8786=$B8790,G$3:G$8786))","v":2.6607867800000276E-4},{"$f":"MAX(IF($B$3:$B$8786=$B8790,H$3:H$8786))","v":3.9681820060772149E-3},{"$f":"MAX(IF($B$3:$B$8786=$B8790,I$3:I$8786))","v":9.0258064516128434E-6},{"$f":"MAX(IF($B$3:$B$8786=$B8790,J$3:J$8786))","v":0},{"$f":"MAX(IF($B$3:$B$8786=$B8790,K$3:K$8786))","v":6.9076611409575963E-5},{"$f":"MAX(IF($B$3:$B$8786=$B8790,L$3:L$8786))","v":2.5181386565086856E-2},null,{"$f":"MAX(IF($B$3:$B$8786=$B8790,N$3:N$8786))","v":9.4508843704490739E-3},{"$f":"MAX(IF($B$3:$B$8786=$B8790,O$3:O$8786))","v":1.0648278340298262E-2},{"$f":"MAX(IF($B$3:$B$8786=$B8790,P$3:P$8786))","v":1.2758558323624082E-4},{"$f":"MAX(IF($B$3:$B$8786=$B8790,Q$3:Q$8786))","v":4.1937582182863305E-3},{"$f":"MAX(IF($B$3:$B$8786=$B8790,R$3:R$8786))","v":3.7946571402702613E-6},{"$f":"MAX(IF($B$3:$B$8786=$B8790,S$3:S$8786))","v":0},{"$f":"MAX(IF($B$3:$B$8786=$B8790,T$3:T$8786))","v":6.5000685416384614E-5},{"$f":"MAX(IF($B$3:$B$8786=$B8790,U$3:U$8786))","v":2.2671897464840465E-2}]
[null,4,null,null,{"$f":"MAX(IF($B$3:$B$8786=$B8791,E$3:E$8786))","v":7.6372756639810687E-3},{"$f":"MAX(IF($B$3:$B$8786=$B8791,F$3:F$8786))","v":1.3099916227226754E-2},{"$f":"MAX(IF($B$3:$B$8786=$B8791,G$3:G$8786))","v":2.6994727399999921E-4},{"$f":"MAX(IF($B$3:$B$8786=$B8791,H$3:H$8786))","v":3.3675848753321261E-3},{"$f":"MAX(IF($B$3:$B$8786=$B8791,I$3:I$8786))","v":9.0258064516128434E-6},{"$f":"MAX(IF($B$3:$B$8786=$B8791,J$3:J$8786))","v":0},{"$f":"MAX(IF($B$3:$B$8786=$B8791,K$3:K$8786))","v":5.7347034382486338E-5},{"$f":"MAX(IF($B$3:$B$8786=$B8791,L$3:L$8786))","v":2.1861098503766604E-2},null,{"$f":"MAX(IF($B$3:$B$8786=$B8791,N$3:N$8786))","v":7.8766360743525148E-3},{"$f":"MAX(IF($B$3:$B$8786=$B8791,O$3:O$8786))","v":1.01249146723377E-2},{"$f":"MAX(IF($B$3:$B$8786=$B8791,P$3:P$8786))","v":1.2944058748037994E-4},{"$f":"MAX(IF($B$3:$B$8786=$B8791,Q$3:Q$8786))","v":3.5590194010939836E-3},{"$f":"MAX(IF($B$3:$B$8786=$B8791,R$3:R$8786))","v":3.7946571402702613E-6},{"$f":"MAX(IF($B$3:$B$8786=$B8791,S$3:S$8786))","v":0},{"$f":"MAX(IF($B$3:$B$8786=$B8791,T$3:T$8786))","v":5.3963222361278667E-5},{"$f":"MAX(IF($B$3:$B$8786=$B8791,U$3:U$8786))","v":1.9408951962325175E-2}]
[null,5,null,null,{"$f":"MAX(IF($B$3:$B$8786=$B8792,E$3:E$8786))","v":7.1909430064620193E-3},{"$f":"MAX(IF($B$3:$B$8786=$B8792,F$3:F$8786))","v":1.3386315117308293E-2},{"$f":"MAX(IF($B$3:$B$8786=$B8792,G$3:G$8786))","v":2.6994727399999932E-4},{"$f":"MAX(IF($B$3:$B$8786=$B8792,H$3:H$8786))","v":4.7228722293684898E-3},{"$f":"MAX(IF($B$3:$B$8786=$B8792,I$3:I$8786))","v":9.0258064516128434E-6},{"$f":"MAX(IF($B$3:$B$8786=$B8792,J$3:J$8786))","v":0},{"$f":"MAX(IF($B$3:$B$8786=$B8792,K$3:K$8786))","v":7.7209814064558438E-5},{"$f":"MAX(IF($B$3:$B$8786=$B8792,L$3:L$8786))","v":2.1195822129498259E-2},null,{"$f":"MAX(IF($B$3:$B$8786=$B8792,N$3:N$8786))","v":7.4163148726501269E-3},{"$f":"MAX(IF($B$3:$B$8786=$B8792,O$3:O$8786))","v":1.0346272143181746E-2},{"$f":"MAX(IF($B$3:$B$8786=$B8792,P$3:P$8786))","v":1.2944058748038E-4},{"$f":"MAX(IF($B$3:$B$8786=$B8792,Q$3:Q$8786))","v":4.9913497403841064E-3},{"$f":"MAX(IF($B$3:$B$8786=$B8792,R$3:R$8786))","v":3.7946571402702613E-6},{"$f":"MAX(IF($B$3:$B$8786=$B8792,S$3:S$8786))","v":0},{"$f":"MAX(IF($B$3:$B$8786=$B8792,T$3:T$8786))","v":7.2653981320979795E-5},{"$f":"MAX(IF($B$3:$B$8786=$B8792,U$3:U$8786))","v":1.8936227820144945E-2}]
[null,6,null,null,{"$f":"MAX(IF($B$3:$B$8786=$B8793,E$3:E$8786))","v":8.7153957563678667E-3},{"$f":"MAX(IF($B$3:$B$8786=$B8793,F$3:F$8786))","v":1.3913366286054822E-2},{"$f":"MAX(IF($B$3:$B$8786=$B8793,G$3:G$8786))","v":2.6994727399999921E-4},{"$f":"MAX(IF($B$3:$B$8786=$B8793,H$3:H$8786))","v":4.1431319158987453E-3},{"$f":"MAX(IF($B$3:$B$8786=$B8793,I$3:I$8786))","v":9.0258064516128434E-6},{"$f":"MAX(IF($B$3:$B$8786=$B8793,J$3:J$8786))","v":0},{"$f":"MAX(IF($B$3:$B$8786=$B8793,K$3:K$8786))","v":7.0424052859393608E-5},{"$f":"MAX(IF($B$3:$B$8786=$B8793,L$3:L$8786))","v":2.5611784069892733E-2},null,{"$f":"MAX(IF($B$3:$B$8786=$B8793,N$3:N$8786))","v":8.9885456067303904E-3},{"$f":"MAX(IF($B$3:$B$8786=$B8793,O$3:O$8786))","v":1.075362956585163E-2},{"$f":"MAX(IF($B$3:$B$8786=$B8793,P$3:P$8786))","v":1.2944058748037994E-4},{"$f":"MAX(IF($B$3:$B$8786=$B8793,Q$3:Q$8786))","v":4.3786533720315086E-3},{"$f":"MAX(IF($B$3:$B$8786=$B8793,R$3:R$8786))","v":3.7946571402702613E-6},{"$f":"MAX(IF($B$3:$B$8786=$B8793,S$3:S$8786))","v":0},{"$f":"MAX(IF($B$3:$B$8786=$B8793,T$3:T$8786))","v":6.6268619902592674E-5},{"$f":"MAX(IF($B$3:$B$8786=$B8793,U$3:U$8786))","v":2.2912676533860057E-2}]
[null,7,null,null,{"$f":"MAX(IF($B$3:$B$8786=$B8794,E$3:E$8786))","v":8.8313746707416908E-3},{"$f":"MAX(IF($B$3:$B$8786=$B8794,F$3:F$8786))","v":1.3796031976442122E-2},{"$f":"MAX(IF($B$3:$B$8786=$B8794,G$3:G$8786))","v":2.6994727399999813E-4},{"$f":"MAX(IF($B$3:$B$8786=$B8794,H$3:H$8786))","v":4.6455237813637813E-3},{"$f":"MAX(IF($B$3:$B$8786=$B8794,I$3:I$8786))","v":9.0258064516128434E-6},{"$f":"MAX(IF($B$3:$B$8786=$B8794,J$3:J$8786))","v":0},{"$f":"MAX(IF($B$3:$B$8786=$B8794,K$3:K$8786))","v":5.0473105769632977E-5},{"$f":"MAX(IF($B$3:$B$8786=$B8794,L$3:L$8786))","v":2.4210393069485889E-2},null,{"$f":"MAX(IF($B$3:$B$8786=$B8794,N$3:N$8786))","v":9.1081594246693529E-3},{"$f":"MAX(IF($B$3:$B$8786=$B8794,O$3:O$8786))","v":1.0662941972712895E-2},{"$f":"MAX(IF($B$3:$B$8786=$B8794,P$3:P$8786))","v":1.2944058748037943E-4},{"$f":"MAX(IF($B$3:$B$8786=$B8794,Q$3:Q$8786))","v":4.909604324222586E-3},{"$f":"MAX(IF($B$3:$B$8786=$B8794,R$3:R$8786))","v":3.7946571402702613E-6},{"$f":"MAX(IF($B$3:$B$8786=$B8794,S$3:S$8786))","v":0},{"$f":"MAX(IF($B$3:$B$8786=$B8794,T$3:T$8786))","v":4.7494895930361329E-5},{"$f":"MAX(IF($B$3:$B$8786=$B8794,U$3:U$8786))","v":2.1748193133476711E-2}]
[null,8,null,null,{"$f":"MAX(IF($B$3:$B$8786=$B8795,E$3:E$8786))","v":8.7465019777740981E-3},{"$f":"MAX(IF($B$3:$B$8786=$B8795,F$3:F$8786))","v":1.3537106937027255E-2},{"$f":"MAX(IF($B$3:$B$8786=$B8795,G$3:G$8786))","v":2.7153455159999808E-4},{"$f":"MAX(IF($B$3:$B$8786=$B8795,H$3:H$8786))","v":5.1268538407731124E-3},{"$f":"MAX(IF($B$3:$B$8786=$B8795,I$3:I$8786))","v":9.0258064516128434E-6},{"$f":"MAX(IF($B$3:$B$8786=$B8795,J$3:J$8786))","v":0},{"$f":"MAX(IF($B$3:$B$8786=$B8795,K$3:K$8786))","v":7.0714453658047029E-5},{"$f":"MAX(IF($B$3:$B$8786=$B8795,L$3:L$8786))","v":2.2939192576181201E-2},null,{"$f":"MAX(IF($B$3:$B$8786=$B8795,N$3:N$8786))","v":9.0206267304772589E-3},{"$f":"MAX(IF($B$3:$B$8786=$B8795,O$3:O$8786))","v":1.0462819018860831E-2},{"$f":"MAX(IF($B$3:$B$8786=$B8795,P$3:P$8786))","v":1.3020169220277213E-4},{"$f":"MAX(IF($B$3:$B$8786=$B8795,Q$3:Q$8786))","v":5.4182961859528941E-3},{"$f":"MAX(IF($B$3:$B$8786=$B8795,R$3:R$8786))","v":3.7946571402702613E-6},{"$f":"MAX(IF($B$3:$B$8786=$B8795,S$3:S$8786))","v":0},{"$f":"MAX(IF($B$3:$B$8786=$B8795,T$3:T$8786))","v":6.6541885347621738E-5},{"$f":"MAX(IF($B$3:$B$8786=$B8795,U$3:U$8786))","v":2.051342187570239E-2}]
[null,9,null,null,{"$f":"MAX(IF($B$3:$B$8786=$B8796,E$3:E$8786))","v":7.3380165572591591E-3},{"$f":"MAX(IF($B$3:$B$8786=$B8796,F$3:F$8786))","v":1.3859799186187405E-2},{"$f":"MAX(IF($B$3:$B$8786=$B8796,G$3:G$8786))","v":2.7153455160000073E-4},{"$f":"MAX(IF($B$3:$B$8786=$B8796,H$3:H$8786))","v":3.4963479203042598E-3},{"$f":"MAX(IF($B$3:$B$8786=$B8796,I$3:I$8786))","v":9.0258064516128434E-6},{"$f":"MAX(IF($B$3:$B$8786=$B8796,J$3:J$8786))","v":0},{"$f":"MAX(IF($B$3:$B$8786=$B8796,K$3:K$8786))","v":6.702784120887588E-5},{"$f":"MAX(IF($B$3:$B$8786=$B8796,L$3:L$8786))","v":2.2154215742506506E-2},null,{"$f":"MAX(IF($B$3:$B$8786=$B8796,N$3:N$8786))","v":7.5679978662672523E-3},{"$f":"MAX(IF($B$3:$B$8786=$B8796,O$3:O$8786))","v":1.0712227597625683E-2},{"$f":"MAX(IF($B$3:$B$8786=$B8796,P$3:P$8786))","v":1.3020169220277341E-4},{"$f":"MAX(IF($B$3:$B$8786=$B8796,Q$3:Q$8786))","v":3.695102140554133E-3},{"$f":"MAX(IF($B$3:$B$8786=$B8796,R$3:R$8786))","v":3.7946571402702613E-6},{"$f":"MAX(IF($B$3:$B$8786=$B8796,S$3:S$8786))","v":0},{"$f":"MAX(IF($B$3:$B$8786=$B8796,T$3:T$8786))","v":6.3072804696866469E-5},{"$f":"MAX(IF($B$3:$B$8786=$B8796,U$3:U$8786))","v":1.983870782968462E-2}]
[null,10,null,null,{"$f":"MAX(IF($B$3:$B$8786=$B8797,E$3:E$8786))","v":7.9680821501172481E-3},{"$f":"MAX(IF($B$3:$B$8786=$B8797,F$3:F$8786))","v":1.3743515284920304E-2},{"$f":"MAX(IF($B$3:$B$8786=$B8797,G$3:G$8786))","v":2.7153455160000052E-4},{"$f":"MAX(IF($B$3:$B$8786=$B8797,H$3:H$8786))","v":3.4340553419561471E-3},{"$f":"MAX(IF($B$3:$B$8786=$B8797,I$3:I$8786))","v":9.0258064516128434E-6},{"$f":"MAX(IF($B$3:$B$8786=$B8797,J$3:J$8786))","v":0},{"$f":"MAX(IF($B$3:$B$8786=$B8797,K$3:K$8786))","v":5.900041810997901E-5},{"$f":"MAX(IF($B$3:$B$8786=$B8797,L$3:L$8786))","v":2.2241215053579306E-2},null,{"$f":"MAX(IF($B$3:$B$8786=$B8797,N$3:N$8786))","v":8.2178103905578021E-3},{"$f":"MAX(IF($B$3:$B$8786=$B8797,O$3:O$8786))","v":1.0622351864248938E-2},{"$f":"MAX(IF($B$3:$B$8786=$B8797,P$3:P$8786))","v":1.3020169220277333E-4},{"$f":"MAX(IF($B$3:$B$8786=$B8797,Q$3:Q$8786))","v":3.6292684635742065E-3},{"$f":"MAX(IF($B$3:$B$8786=$B8797,R$3:R$8786))","v":3.7946571402702613E-6},{"$f":"MAX(IF($B$3:$B$8786=$B8797,S$3:S$8786))","v":0},{"$f":"MAX(IF($B$3:$B$8786=$B8797,T$3:T$8786))","v":5.5519046732947571E-5},{"$f":"MAX(IF($B$3:$B$8786=$B8797,U$3:U$8786))","v":1.9783377296621104E-2}]
[null,11,null,null,{"$f":"MAX(IF($B$3:$B$8786=$B8798,E$3:E$8786))","v":9.4379044654862125E-3},{"$f":"MAX(IF($B$3:$B$8786=$B8798,F$3:F$8786))","v":1.3773131099417076E-2},{"$f":"MAX(IF($B$3:$B$8786=$B8798,G$3:G$8786))","v":2.7258504839999619E-4},{"$f":"MAX(IF($B$3:$B$8786=$B8798,H$3:H$8786))","v":4.0622989770371758E-3},{"$f":"MAX(IF($B$3:$B$8786=$B8798,I$3:I$8786))","v":9.0258064516128434E-6},{"$f":"MAX(IF($B$3:$B$8786=$B8798,J$3:J$8786))","v":0},{"$f":"MAX(IF($B$3:$B$8786=$B8798,K$3:K$8786))","v":7.2610913889933467E-5},{"$f":"MAX(IF($B$3:$B$8786=$B8798,L$3:L$8786))","v":2.4713518212380624E-2},null,{"$f":"MAX(IF($B$3:$B$8786=$B8798,N$3:N$8786))","v":9.7336985136910539E-3},{"$f":"MAX(IF($B$3:$B$8786=$B8798,O$3:O$8786))","v":1.0645241903355324E-2},{"$f":"MAX(IF($B$3:$B$8786=$B8798,P$3:P$8786))","v":1.3070540880239973E-4},{"$f":"MAX(IF($B$3:$B$8786=$B8798,Q$3:Q$8786))","v":4.293225384822308E-3},{"$f":"MAX(IF($B$3:$B$8786=$B8798,R$3:R$8786))","v":3.7946571402702613E-6},{"$f":"MAX(IF($B$3:$B$8786=$B8798,S$3:S$8786))","v":0},{"$f":"MAX(IF($B$3:$B$8786=$B8798,T$3:T$8786))","v":6.8326443281516646E-5},{"$f":"MAX(IF($B$3:$B$8786=$B8798,U$3:U$8786))","v":2.2170144499882402E-2}]
[null,12,null,null,{"$f":"MAX(IF($B$3:$B$8786=$B8799,E$3:E$8786))","v":1.0252377780067809E-2},{"$f":"MAX(IF($B$3:$B$8786=$B8799,F$3:F$8786))","v":1.3707323771030941E-2},{"$f":"MAX(IF($B$3:$B$8786=$B8799,G$3:G$8786))","v":2.7258504839999608E-4},{"$f":"MAX(IF($B$3:$B$8786=$B8799,H$3:H$8786))","v":4.6254943437840845E-3},{"$f":"MAX(IF($B$3:$B$8786=$B8799,I$3:I$8786))","v":9.0258064516128434E-6},{"$f":"MAX(IF($B$3:$B$8786=$B8799,J$3:J$8786))","v":0},{"$f":"MAX(IF($B$3:$B$8786=$B8799,K$3:K$8786))","v":8.2759408319833699E-5},{"$f":"MAX(IF($B$3:$B$8786=$B8799,L$3:L$8786))","v":2.5110709842918626E-2},null,{"$f":"MAX(IF($B$3:$B$8786=$B8799,N$3:N$8786))","v":1.057369829548324E-2},{"$f":"MAX(IF($B$3:$B$8786=$B8799,O$3:O$8786))","v":1.059437947239265E-2},{"$f":"MAX(IF($B$3:$B$8786=$B8799,P$3:P$8786))","v":1.3070540880239968E-4},{"$f":"MAX(IF($B$3:$B$8786=$B8799,Q$3:Q$8786))","v":4.8884362885002162E-3},{"$f":"MAX(IF($B$3:$B$8786=$B8799,R$3:R$8786))","v":3.7946571402702613E-6},{"$f":"MAX(IF($B$3:$B$8786=$B8799,S$3:S$8786))","v":0},{"$f":"MAX(IF($B$3:$B$8786=$B8799,T$3:T$8786))","v":7.7876116903700571E-5},{"$f":"MAX(IF($B$3:$B$8786=$B8799,U$3:U$8786))","v":2.2745229282398895E-2}]
[]
["CP"]
[null,1,null,null,{"$f":"MAX(IF($L$3:$L$8786=$L8802,E$3:E$8786))","v":9.6442203525480743E-3},{"$f":"MAX(IF($L$3:$L$8786=$L8802,F$3:F$8786))","v":9.1611110959165278E-3},{"$f":"MAX(IF($L$3:$L$8786=$L8802,G$3:G$8786))","v":2.6324799800000207E-4},{"$f":"MAX(IF($L$3:$L$8786=$L8802,H$3:H$8786))","v":3.8018705093227569E-3},{"$f":"MAX(IF($L$3:$L$8786=$L8802,I$3:I$8786))","v":3.8018705093227569E-3},{"$f":"MAX(IF($L$3:$L$8786=$L8802,J$3:J$8786))","v":3.8018705093227569E-3},{"$f":"MAX(IF($L$3:$L$8786=$L8802,K$3:K$8786))","v":3.8018705093227569E-3},{"$f":"MAX(IF($L$3:$L$8786=$L8802,L$3:L$8786))","v":3.8018705093227569E-3},null,{"$f":"MAX(IF($U$3:$U$8786=$U8802,N$3:N$8786))","v":9.9464805619294966E-3},{"$f":"MAX(IF($U$3:$U$8786=$U8802,O$3:O$8786))","v":9.6759055432624579E-3},{"$f":"MAX(IF($U$3:$U$8786=$U8802,P$3:P$8786))","v":1.2622826305760083E-4},{"$f":"MAX(IF($U$3:$U$8786=$U8802,Q$3:Q$8786))","v":4.0179925388791502E-3},{"$f":"MAX(IF($U$3:$U$8786=$U8802,R$3:R$8786))","v":3.7946571402702613E-6},{"$f":"MAX(IF($U$3:$U$8786=$U8802,S$3:S$8786))","v":0},{"$f":"MAX(IF($U$3:$U$8786=$U8802,T$3:T$8786))","v":5.4623150155333604E-5},{"$f":"U8788","v":2.3825024714424312E-2},null,{"$f":"IF(SUM(N8802:Q8802)=U8802,TRUE)","v":false}]
[null,2,null,null,{"$f":"MAX(IF($L$3:$L$8786=$L8803,E$3:E$8786))","v":9.3145946649948498E-3},{"$f":"MAX(IF($L$3:$L$8786=$L8803,F$3:F$8786))","v":9.3081019013798276E-3},{"$f":"MAX(IF($L$3:$L$8786=$L8803,G$3:G$8786))","v":2.6324799800000185E-4},{"$f":"MAX(IF($L$3:$L$8786=$L8803,H$3:H$8786))","v":3.7433168619465319E-3},{"$f":"MAX(IF($L$3:$L$8786=$L8803,I$3:I$8786))","v":3.7433168619465319E-3},{"$f":"MAX(IF($L$3:$L$8786=$L8803,J$3:J$8786))","v":3.7433168619465319E-3},{"$f":"MAX(IF($L$3:$L$8786=$L8803,K$3:K$8786))","v":3.7433168619465319E-3},{"$f":"MAX(IF($L$3:$L$8786=$L8803,L$3:L$8786))","v":3.7433168619465319E-3},null,{"$f":"MAX(IF($U$3:$U$8786=$U8803,N$3:N$8786))","v":9.6065240518011727E-3},{"$f":"MAX(IF($U$3:$U$8786=$U8803,O$3:O$8786))","v":9.9659412127757249E-3},{"$f":"MAX(IF($U$3:$U$8786=$U8803,P$3:P$8786))","v":1.2622826305760073E-4},{"$f":"MAX(IF($U$3:$U$8786=$U8803,Q$3:Q$8786))","v":3.9561103370248478E-3},{"$f":"MAX(IF($U$3:$U$8786=$U8803,R$3:R$8786))","v":3.7946571402702613E-6},{"$f":"MAX(IF($U$3:$U$8786=$U8803,S$3:S$8786))","v":0},{"$f":"MAX(IF($U$3:$U$8786=$U8803,T$3:T$8786))","v":6.1236103203643312E-5},{"$f":"U8789","v":2.371983462500326E-2},null,false]
[null,3,null,null,{"$f":"MAX(IF($L$3:$L$8786=$L8804,E$3:E$8786))","v":8.6819007903016308E-3},{"$f":"MAX(IF($L$3:$L$8786=$L8804,F$3:F$8786))","v":9.0458225021093856E-3},{"$f":"MAX(IF($L$3:$L$8786=$L8804,G$3:G$8786))","v":2.6607867800000276E-4},{"$f":"MAX(IF($L$3:$L$8786=$L8804,H$3:H$8786))","v":3.6453466895028245E-3},{"$f":"MAX(IF($L$3:$L$8786=$L8804,I$3:I$8786))","v":3.6453466895028245E-3},{"$f":"MAX(IF($L$3:$L$8786=$L8804,J$3:J$8786))","v":3.6453466895028245E-3},{"$f":"MAX(IF($L$3:$L$8786=$L8804,K$3:K$8786))","v":3.6453466895028245E-3},{"$f":"MAX(IF($L$3:$L$8786=$L8804,L$3:L$8786))","v":3.6453466895028245E-3},null,{"$f":"MAX(IF($U$3:$U$8786=$U8804,N$3:N$8786))","v":8.9540008725039182E-3},{"$f":"MAX(IF($U$3:$U$8786=$U8804,O$3:O$8786))","v":9.6689447375407859E-3},{"$f":"MAX(IF($U$3:$U$8786=$U8804,P$3:P$8786))","v":1.2758558323624082E-4},{"$f":"MAX(IF($U$3:$U$8786=$U8804,Q$3:Q$8786))","v":3.8525709290028625E-3},{"$f":"MAX(IF($U$3:$U$8786=$U8804,R$3:R$8786))","v":3.7946571402702613E-6},{"$f":"MAX(IF($U$3:$U$8786=$U8804,S$3:S$8786))","v":0},{"$f":"MAX(IF($U$3:$U$8786=$U8804,T$3:T$8786))","v":6.5000685416384614E-5},2.2671897464840465E-2,null,false]
[null,4,null,null,{"$f":"MAX(IF($L$3:$L$8786=$L8805,E$3:E$8786))","v":7.3140642093967303E-3},{"$f":"MAX(IF($L$3:$L$8786=$L8805,F$3:F$8786))","v":7.9813024869750566E-3},{"$f":"MAX(IF($L$3:$L$8786=$L8805,G$3:G$8786))","v":2.6607867799999924E-4},{"$f":"MAX(IF($L$3:$L$8786=$L8805,H$3:H$8786))","v":2.4566060741551521E-3},{"$f":"MAX(IF($L$3:$L$8786=$L8805,I$3:I$8786))","v":2.4566060741551521E-3},{"$f":"MAX(IF($L$3:$L$8786=$L8805,J$3:J$8786))","v":2.4566060741551521E-3},{"$f":"MAX(IF($L$3:$L$8786=$L8805,K$3:K$8786))","v":2.4566060741551521E-3},{"$f":"MAX(IF($L$3:$L$8786=$L8805,L$3:L$8786))","v":2.4566060741551521E-3},null,{"$f":"MAX(IF($U$3:$U$8786=$U8805,N$3:N$8786))","v":7.5432948261336579E-3},{"$f":"MAX(IF($U$3:$U$8786=$U8805,O$3:O$8786))","v":9.0840587897809827E-3},{"$f":"MAX(IF($U$3:$U$8786=$U8805,P$3:P$8786))","v":1.2758558323623911E-4},{"$f":"MAX(IF($U$3:$U$8786=$U8805,Q$3:Q$8786))","v":2.5962548836727471E-3},{"$f":"MAX(IF($U$3:$U$8786=$U8805,R$3:R$8786))","v":3.7946571402702613E-6},{"$f":"MAX(IF($U$3:$U$8786=$U8805,S$3:S$8786))","v":0},{"$f":"MAX(IF($U$3:$U$8786=$U8805,T$3:T$8786))","v":5.3963222361278667E-5},1.9408951962325175E-2,null,false]
[null,5,null,null,{"$f":"MAX(IF($L$3:$L$8786=$L8806,E$3:E$8786))","v":5.0489955577115398E-3},{"$f":"MAX(IF($L$3:$L$8786=$L8806,F$3:F$8786))","v":1.0059147476365594E-2},{"$f":"MAX(IF($L$3:$L$8786=$L8806,G$3:G$8786))","v":0},{"$f":"MAX(IF($L$3:$L$8786=$L8806,H$3:H$8786))","v":3.0443208653565747E-3},{"$f":"MAX(IF($L$3:$L$8786=$L8806,I$3:I$8786))","v":3.0443208653565747E-3},{"$f":"MAX(IF($L$3:$L$8786=$L8806,J$3:J$8786))","v":3.0443208653565747E-3},{"$f":"MAX(IF($L$3:$L$8786=$L8806,K$3:K$8786))","v":3.0443208653565747E-3},{"$f":"MAX(IF($L$3:$L$8786=$L8806,L$3:L$8786))","v":3.0443208653565747E-3},null,{"$f":"MAX(IF($U$3:$U$8786=$U8806,N$3:N$8786))","v":5.8442155510648429E-3},{"$f":"MAX(IF($U$3:$U$8786=$U8806,O$3:O$8786))","v":8.3488646367431991E-3},{"$f":"MAX(IF($U$3:$U$8786=$U8806,P$3:P$8786))","v":0},{"$f":"MAX(IF($U$3:$U$8786=$U8806,Q$3:Q$8786))","v":4.666698993875654E-3},{"$f":"MAX(IF($U$3:$U$8786=$U8806,R$3:R$8786))","v":3.7946571402702613E-6},{"$f":"MAX(IF($U$3:$U$8786=$U8806,S$3:S$8786))","v":0},{"$f":"MAX(IF($U$3:$U$8786=$U8806,T$3:T$8786))","v":7.2653981320979795E-5},1.8936227820144945E-2,null,false]
[null,6,null,null,{"$f":"MAX(IF($L$3:$L$8786=$L8807,E$3:E$8786))","v":7.8422440723960353E-3},{"$f":"MAX(IF($L$3:$L$8786=$L8807,F$3:F$8786))","v":1.0582576014054828E-2},{"$f":"MAX(IF($L$3:$L$8786=$L8807,G$3:G$8786))","v":0},{"$f":"MAX(IF($L$3:$L$8786=$L8807,H$3:H$8786))","v":3.7857496585824812E-3},{"$f":"MAX(IF($L$3:$L$8786=$L8807,I$3:I$8786))","v":3.7857496585824812E-3},{"$f":"MAX(IF($L$3:$L$8786=$L8807,J$3:J$8786))","v":3.7857496585824812E-3},{"$f":"MAX(IF($L$3:$L$8786=$L8807,K$3:K$8786))","v":3.7857496585824812E-3},{"$f":"MAX(IF($L$3:$L$8786=$L8807,L$3:L$8786))","v":3.7857496585824812E-3},null,{"$f":"MAX(IF($U$3:$U$8786=$U8807,N$3:N$8786))","v":8.0880284125180828E-3},{"$f":"MAX(IF($U$3:$U$8786=$U8807,O$3:O$8786))","v":1.075362956585163E-2},{"$f":"MAX(IF($U$3:$U$8786=$U8807,P$3:P$8786))","v":0},{"$f":"MAX(IF($U$3:$U$8786=$U8807,Q$3:Q$8786))","v":4.0009552784474817E-3},{"$f":"MAX(IF($U$3:$U$8786=$U8807,R$3:R$8786))","v":3.7946571402702613E-6},{"$f":"MAX(IF($U$3:$U$8786=$U8807,S$3:S$8786))","v":0},{"$f":"MAX(IF($U$3:$U$8786=$U8807,T$3:T$8786))","v":6.6268619902592674E-5},2.2912676533860057E-2,null,false]
[null,7,null,null,{"$f":"MAX(IF($L$3:$L$8786=$L8808,E$3:E$8786))","v":8.8313746707416908E-3},{"$f":"MAX(IF($L$3:$L$8786=$L8808,F$3:F$8786))","v":9.7934832554082071E-3},{"$f":"MAX(IF($L$3:$L$8786=$L8808,G$3:G$8786))","v":0},{"$f":"MAX(IF($L$3:$L$8786=$L8808,H$3:H$8786))","v":2.6107821655663643E-3},{"$f":"MAX(IF($L$3:$L$8786=$L8808,I$3:I$8786))","v":2.6107821655663643E-3},{"$f":"MAX(IF($L$3:$L$8786=$L8808,J$3:J$8786))","v":2.6107821655663643E-3},{"$f":"MAX(IF($L$3:$L$8786=$L8808,K$3:K$8786))","v":2.6107821655663643E-3},{"$f":"MAX(IF($L$3:$L$8786=$L8808,L$3:L$8786))","v":2.6107821655663643E-3},null,{"$f":"MAX(IF($U$3:$U$8786=$U8808,N$3:N$8786))","v":9.1081594246693529E-3},{"$f":"MAX(IF($U$3:$U$8786=$U8808,O$3:O$8786))","v":9.8295488501204294E-3},{"$f":"MAX(IF($U$3:$U$8786=$U8808,P$3:P$8786))","v":0},{"$f":"MAX(IF($U$3:$U$8786=$U8808,Q$3:Q$8786))","v":2.7591953056162999E-3},{"$f":"MAX(IF($U$3:$U$8786=$U8808,R$3:R$8786))","v":3.7946571402702613E-6},{"$f":"MAX(IF($U$3:$U$8786=$U8808,S$3:S$8786))","v":0},{"$f":"MAX(IF($U$3:$U$8786=$U8808,T$3:T$8786))","v":4.7494895930361329E-5},2.1748193133476711E-2,null,false]
[null,8,null,null,{"$f":"MAX(IF($L$3:$L$8786=$L8809,E$3:E$8786))","v":7.7339703938028338E-3},{"$f":"MAX(IF($L$3:$L$8786=$L8809,F$3:F$8786))","v":9.7936966678316244E-3},{"$f":"MAX(IF($L$3:$L$8786=$L8809,G$3:G$8786))","v":0},{"$f":"MAX(IF($L$3:$L$8786=$L8809,H$3:H$8786))","v":2.4095864848887065E-3},{"$f":"MAX(IF($L$3:$L$8786=$L8809,I$3:I$8786))","v":2.4095864848887065E-3},{"$f":"MAX(IF($L$3:$L$8786=$L8809,J$3:J$8786))","v":2.4095864848887065E-3},{"$f":"MAX(IF($L$3:$L$8786=$L8809,K$3:K$8786))","v":2.4095864848887065E-3},{"$f":"MAX(IF($L$3:$L$8786=$L8809,L$3:L$8786))","v":2.4095864848887065E-3},null,{"$f":"MAX(IF($U$3:$U$8786=$U8809,N$3:N$8786))","v":8.5473309415287132E-3},{"$f":"MAX(IF($U$3:$U$8786=$U8809,O$3:O$8786))","v":7.8981007964864965E-3},{"$f":"MAX(IF($U$3:$U$8786=$U8809,P$3:P$8786))","v":0},{"$f":"MAX(IF($U$3:$U$8786=$U8809,Q$3:Q$8786))","v":3.9976535951992895E-3},{"$f":"MAX(IF($U$3:$U$8786=$U8809,R$3:R$8786))","v":3.7946571402702613E-6},{"$f":"MAX(IF($U$3:$U$8786=$U8809,S$3:S$8786))","v":0},{"$f":"MAX(IF($U$3:$U$8786=$U8809,T$3:T$8786))","v":6.6541885347621738E-5},2.051342187570239E-2,null,false]
[null,9,null,null,{"$f":"MAX(IF($L$3:$L$8786=$L8810,E$3:E$8786))","v":6.660765757665347E-3},{"$f":"MAX(IF($L$3:$L$8786=$L8810,F$3:F$8786))","v":9.1008409600296207E-3},{"$f":"MAX(IF($L$3:$L$8786=$L8810,G$3:G$8786))","v":0},{"$f":"MAX(IF($L$3:$L$8786=$L8810,H$3:H$8786))","v":3.4487059196026616E-3},{"$f":"MAX(IF($L$3:$L$8786=$L8810,I$3:I$8786))","v":3.4487059196026616E-3},{"$f":"MAX(IF($L$3:$L$8786=$L8810,J$3:J$8786))","v":3.4487059196026616E-3},{"$f":"MAX(IF($L$3:$L$8786=$L8810,K$3:K$8786))","v":3.4487059196026616E-3},{"$f":"MAX(IF($L$3:$L$8786=$L8810,L$3:L$8786))","v":3.4487059196026616E-3},null,{"$f":"MAX(IF($U$3:$U$8786=$U8810,N$3:N$8786))","v":6.8695213002552269E-3},{"$f":"MAX(IF($U$3:$U$8786=$U8810,O$3:O$8786))","v":9.2575671961719359E-3},{"$f":"MAX(IF($U$3:$U$8786=$U8810,P$3:P$8786))","v":0},{"$f":"MAX(IF($U$3:$U$8786=$U8810,Q$3:Q$8786))","v":3.6447518714203229E-3},{"$f":"MAX(IF($U$3:$U$8786=$U8810,R$3:R$8786))","v":3.7946571402702613E-6},{"$f":"MAX(IF($U$3:$U$8786=$U8810,S$3:S$8786))","v":0},{"$f":"MAX(IF($U$3:$U$8786=$U8810,T$3:T$8786))","v":6.3072804696866469E-5},1.983870782968462E-2,null,false]
[null,10,null,null,{"$f":"MAX(IF($L$3:$L$8786=$L8811,E$3:E$8786))","v":7.2942523591505767E-3},{"$f":"MAX(IF($L$3:$L$8786=$L8811,F$3:F$8786))","v":8.5199646384058469E-3},{"$f":"MAX(IF($L$3:$L$8786=$L8811,G$3:G$8786))","v":2.7153455160000052E-4},{"$f":"MAX(IF($L$3:$L$8786=$L8811,H$3:H$8786))","v":2.7572337846354781E-3},{"$f":"MAX(IF($L$3:$L$8786=$L8811,I$3:I$8786))","v":2.7572337846354781E-3},{"$f":"MAX(IF($L$3:$L$8786=$L8811,J$3:J$8786))","v":2.7572337846354781E-3},{"$f":"MAX(IF($L$3:$L$8786=$L8811,K$3:K$8786))","v":2.7572337846354781E-3},{"$f":"MAX(IF($L$3:$L$8786=$L8811,L$3:L$8786))","v":2.7572337846354781E-3},null,{"$f":"MAX(IF($U$3:$U$8786=$U8811,N$3:N$8786))","v":7.5228620512523625E-3},{"$f":"MAX(IF($U$3:$U$8786=$U8811,O$3:O$8786))","v":9.1570277012554529E-3},{"$f":"MAX(IF($U$3:$U$8786=$U8811,P$3:P$8786))","v":1.3020169220277333E-4},{"$f":"MAX(IF($U$3:$U$8786=$U8811,Q$3:Q$8786))","v":2.9139721480372937E-3},{"$f":"MAX(IF($U$3:$U$8786=$U8811,R$3:R$8786))","v":3.7946571402702613E-6},{"$f":"MAX(IF($U$3:$U$8786=$U8811,S$3:S$8786))","v":0},{"$f":"MAX(IF($U$3:$U$8786=$U8811,T$3:T$8786))","v":5.5519046732947571E-5},1.9783377296621104E-2,null,false]
[null,11,null,null,{"$f":"MAX(IF($L$3:$L$8786=$L8812,E$3:E$8786))","v":7.8968752024450965E-3},{"$f":"MAX(IF($L$3:$L$8786=$L8812,F$3:F$8786))","v":9.7977474357812296E-3},{"$f":"MAX(IF($L$3:$L$8786=$L8812,G$3:G$8786))","v":6.8146262099999047E-5},{"$f":"MAX(IF($L$3:$L$8786=$L8812,H$3:H$8786))","v":3.5466467768310306E-3},{"$f":"MAX(IF($L$3:$L$8786=$L8812,I$3:I$8786))","v":3.5466467768310306E-3},{"$f":"MAX(IF($L$3:$L$8786=$L8812,J$3:J$8786))","v":3.5466467768310306E-3},{"$f":"MAX(IF($L$3:$L$8786=$L8812,K$3:K$8786))","v":3.5466467768310306E-3},{"$f":"MAX(IF($L$3:$L$8786=$L8812,L$3:L$8786))","v":3.5466467768310306E-3},null,{"$f":"MAX(IF($U$3:$U$8786=$U8812,N$3:N$8786))","v":8.2768089563416605E-3},{"$f":"MAX(IF($U$3:$U$8786=$U8812,O$3:O$8786))","v":9.7392549551234327E-3},{"$f":"MAX(IF($U$3:$U$8786=$U8812,P$3:P$8786))","v":3.2676352200599933E-5},{"$f":"MAX(IF($U$3:$U$8786=$U8812,Q$3:Q$8786))","v":4.0492831357949203E-3},{"$f":"MAX(IF($U$3:$U$8786=$U8812,R$3:R$8786))","v":3.7946571402702613E-6},{"$f":"MAX(IF($U$3:$U$8786=$U8812,S$3:S$8786))","v":0},{"$f":"MAX(IF($U$3:$U$8786=$U8812,T$3:T$8786))","v":6.8326443281516646E-5},2.2170144499882402E-2,null,false]
[null,12,null,null,{"$f":"MAX(IF($L$3:$L$8786=$L8813,E$3:E$8786))","v":9.3986548961455876E-3},{"$f":"MAX(IF($L$3:$L$8786=$L8813,F$3:F$8786))","v":9.2242455720367485E-3},{"$f":"MAX(IF($L$3:$L$8786=$L8813,G$3:G$8786))","v":2.7258504839999608E-4},{"$f":"MAX(IF($L$3:$L$8786=$L8813,H$3:H$8786))","v":3.2920835729842173E-3},{"$f":"MAX(IF($L$3:$L$8786=$L8813,I$3:I$8786))","v":3.2920835729842173E-3},{"$f":"MAX(IF($L$3:$L$8786=$L8813,J$3:J$8786))","v":3.2920835729842173E-3},{"$f":"MAX(IF($L$3:$L$8786=$L8813,K$3:K$8786))","v":3.2920835729842173E-3},{"$f":"MAX(IF($L$3:$L$8786=$L8813,L$3:L$8786))","v":3.2920835729842173E-3},null,{"$f":"MAX(IF($U$3:$U$8786=$U8813,N$3:N$8786))","v":9.9856264598655459E-3},{"$f":"MAX(IF($U$3:$U$8786=$U8813,O$3:O$8786))","v":8.2672878844849539E-3},{"$f":"MAX(IF($U$3:$U$8786=$U8813,P$3:P$8786))","v":1.3070540880239968E-4},{"$f":"MAX(IF($U$3:$U$8786=$U8813,Q$3:Q$8786))","v":4.2799387552020221E-3},{"$f":"MAX(IF($U$3:$U$8786=$U8813,R$3:R$8786))","v":3.7946571402702613E-6},{"$f":"MAX(IF($U$3:$U$8786=$U8813,S$3:S$8786))","v":0},{"$f":"MAX(IF($U$3:$U$8786=$U8813,T$3:T$8786))","v":7.7876116903700571E-5},2.2745229282398895E-2,null,false]
[]
["4CP",{"$f":"SUMIF($L$8802:$L$8813,$L8815,B$8802:B$8813)","v":1},null,null,{"$f":"SUMIF($L$8802:$L$8813,$L8815,E$8802:E$8813)","v":9.6442203525480743E-3},9.1611110959165278E-3,2.6324799800000207E-4,3.8018705093227569E-3,3.8018705093227569E-3,3.8018705093227569E-3,3.8018705093227569E-3,3.8018705093227569E-3,null,{"$f":"SUMIF($U$8802:$U$8813,$U8815,N$8802:N$8813)","v":9.9464805619294966E-3},9.6759055432624579E-3,1.2622826305760083E-4,4.0179925388791502E-3,3.7946571402702613E-6,0,5.4623150155333604E-5,{"$f":"LARGE(U$8802:U$8813,1)","v":2.3825024714424312E-2}]
[null,{"$f":"SUMIF($L$8802:$L$8813,$L8816,B$8802:B$8813)","v":2},null,null,9.3145946649948498E-3,9.3081019013798276E-3,2.6324799800000185E-4,3.7433168619465319E-3,3.7433168619465319E-3,3.7433168619465319E-3,3.7433168619465319E-3,3.7433168619465319E-3,null,9.6065240518011727E-3,9.9659412127757249E-3,1.2622826305760073E-4,3.9561103370248478E-3,3.7946571402702613E-6,0,6.1236103203643312E-5,{"$f":"LARGE(U$8802:U$8813,2)","v":2.371983462500326E-2}]
[null,{"$f":"SUMIF($L$8802:$L$8813,$L8817,B$8802:B$8813)","v":6},null,null,7.8422440723960353E-3,1.0582576014054828E-2,0,3.7857496585824812E-3,3.7857496585824812E-3,3.7857496585824812E-3,3.7857496585824812E-3,3.7857496585824812E-3,null,8.0880284125180828E-3,1.075362956585163E-2,0,4.0009552784474817E-3,3.7946571402702613E-6,0,6.6268619902592674E-5,{"$f":"LARGE(U$8802:U$8813,3)","v":2.2912676533860057E-2}]
[null,{"$f":"SUMIF($L$8802:$L$8813,$L8818,B$8802:B$8813)","v":3},null,null,8.6819007903016308E-3,9.0458225021093856E-3,2.6607867800000276E-4,3.6453466895028245E-3,3.6453466895028245E-3,3.6453466895028245E-3,3.6453466895028245E-3,3.6453466895028245E-3,null,9.9856264598655459E-3,8.2672878844849539E-3,1.3070540880239968E-4,4.2799387552020221E-3,3.7946571402702613E-6,0,7.7876116903700571E-5,{"$f":"LARGE(U$8802:U$8813,4)","v":2.2745229282398895E-2}]

{"sheet":"2006 Input to CA model","index":2,"n_rows":33,"n_cols":23,"rows_kept":33,"cut":false,"hidden":false,"merged":[]}
[]
[" Feed into OEB Cost Allocation Model (version 50) sheet \"I6 Customer Data\", row 27"]
[null,null,null,1,2,3,4,5,6,7,8,9,10,11,12,13,14,15,16,17,18,19,20]
[null,"ID","Total","Residential","GS>50kW","Street Lighting","GS<50","Sentinel Lighting","Intermediate","USL"]
[]
["kWh - 30 year weather normalized amount",null,{"$f":"SUM(D6:J6)","v":159039771.50895056},45951842.703780875,64128836.092673838,1172414.561354571,22073179.913347546,54335.000000001251,25073677.354559958,585485.88323374919,0,0,0,0]
[]
[]
[" Feed into OEB Cost Allocation Model sheet (version 50) \"I8 Demand Data\", row 40, 45, 50, 55, 61 and 67"]
[null,null,null,1,2,3,4,5,6,7,8,9,10,11,12,13,14,15,16,17,18,19,20]
["Customer Classes",null,"Total","Residential","GS>50kW","Street Lighting","GS<50","Sentinel Lighting","Intermediate","USL"]
[]
["CO-INCIDENT PEAK (kW)"]
[]
["1 CP"]
["Total Sytem CP ","DCP1",{"$f":"SUM(D16:J16)","v":26295.38784977682},9644.2203525480745,9161.1110959165271,263.24799800000204,3801.8705093227568,9.0258064516128442,3357.8637439999816,58.048343537863651]
[]
["4 CP"]
["Total Sytem CP ","DCP4",{"$f":"SUM(D19:J19)","v":103377.98652632709},35482.959880240582,38097.611513460572,792.57467400000678,14976.283719354595,27.001779755283515,13738.929983999968,262.62497551606776]
[]
["12 CP"]
["Total Sytem CP ","DCP12",{"$f":"SUM(D22:J22)","v":287804.15165664401},95661.912927299971,112368.0400062945,1670.9192141000017,38542.24936337478,76.228580655472484,38685.03359999993,799.76796491941468]
[]
["NON CO_INCIDENT PEAK (kW)"]
[]
["1 NCP"]
["Classification NCP from \n Load Data Provider","DNCP1",{"$f":"SUM(D27:J27)","v":30714.006592780403},10252.377780067809,10831.753490187415,272.5850483999962,5126.8538407731121,21.07612903225807,4126.600895999979,82.759408319833696]
[]
["4 NCP"]
["Classification NCP from \n Load Data Provider","DNCP4",{"$f":"SUM(D30:J30)","v":118816.21378269348},38962.525151368332,42921.520845102474,1088.2391999999936,19120.744195289466,67.576009000890053,16352.313791999963,303.29458993237267]
[]
["12 NCP"]
["Classification NCP from \n Load Data Provider","DNCP12",{"$f":"SUM(D33:J33)","v":329371.6802058277},104553.7995989699,123340.5483524678,3232.1375215999947,50450.708595397053,154.11183647361847,46840.60633599991,799.76796491941468]

{"sheet":"Revised Inputs to CA model","index":3,"n_rows":33,"n_cols":18,"rows_kept":33,"cut":false,"hidden":false,"merged":[]}
[]
[" Feed into OEB Cost Allocation Model (version 50) sheet \"I6 Customer Data\", row 27"]
[]
[null,"ID","Total",1,2,3,4,5,6,7]
[null,null,null,"Residential","GS>50kW","Street Lighting","GS<50","Sentinel Lighting","Intermediate","USL"]
["kWh - 30 year weather normalized amount"]
[]
[]
[" Feed into OEB Cost Allocation Model sheet (version 50) \"I8 Demand Data\", row 40, 45, 50, 55, 61 and 67",null,null,null,null,null,null,null,null,null,null,"2018 Demand Data"]
[]
["Customer Classes",null,"Total",{"$f":"'Hourly load shapes by class'!E2","v":"Residential"},{"$f":"'Hourly load shapes by class'!F2","v":"GS>50 2999"},{"$f":"'Hourly load shapes by class'!G2","v":"Street Lighting"},{"$f":"'Hourly load shapes by class'!H2","v":"GS<50kW"},{"$f":"'Hourly load shapes by class'!I2","v":"Sentinel Lighting"},{"$f":"'Hourly load shapes by class'!J2","v":"GS 3000 4999"},{"$f":"'Hourly load shapes by class'!K2","v":"USL"},"Total",{"$f":"D11","v":"Residential"},{"$f":"E11","v":"GS>50 2999"},"Street Lighting","GS<50kW","Sentinel Lighting","GS 3000 4999","USL"]
[]
["CO-INCIDENT PEAK (kW)"]
[]
["1 CP"]
["Total Sytem CP ","DCP1",{"$f":"SUM(D16:J16)","v":26295.38784977682},{"$f":"'2006 Input to CA model'!D16","v":9644.2203525480745},{"$f":"'2006 Input to CA model'!E16","v":9161.1110959165271},{"$f":"'2006 Input to CA model'!F16","v":263.24799800000204},{"$f":"'2006 Input to CA model'!G16","v":3801.8705093227568},{"$f":"'2006 Input to CA model'!H16","v":9.0258064516128442},{"$f":"'2006 Input to CA model'!I16","v":3357.8637439999816},{"$f":"'2006 Input to CA model'!J16","v":58.048343537863651},{"$f":"SUM(L16:R16)","v":23825.024714424308},{"$f":"'Hourly load shapes by class'!N8815*1000000","v":9946.4805619294966},{"$f":"'Hourly load shapes by class'!O8815*1000000","v":9675.9055432624573},{"$f":"'Hourly load shapes by class'!P8815*1000000","v":126.22826305760083},{"$f":"'Hourly load shapes by class'!Q8815*1000000","v":4017.9925388791503},{"$f":"'Hourly load shapes by class'!R8815*1000000","v":3.7946571402702611},{"$f":"'Hourly load shapes by class'!S8815*1000000","v":0},{"$f":"'Hourly load shapes by class'!T8815*1000000","v":54.623150155333605}]
[]
["4 CP"]
["Total Sytem CP ","DCP4",{"$f":"SUM(D19:J19)","v":103377.98652632709},{"$f":"'2006 Input to CA model'!D19","v":35482.959880240582},{"$f":"'2006 Input to CA model'!E19","v":38097.611513460572},{"$f":"'2006 Input to CA model'!F19","v":792.57467400000678},{"$f":"'2006 Input to CA model'!G19","v":14976.283719354595},{"$f":"'2006 Input to CA model'!H19","v":27.001779755283515},{"$f":"'2006 Input to CA model'!I19","v":13738.929983999968},{"$f":"'2006 Input to CA model'!J19","v":262.62497551606776},{"$f":"SUM(L19:R19)","v":93202.765155686531},{"$f":"SUM('Hourly load shapes by class'!N8815:N8818)*1000000","v":37626.659486114295},{"$f":"SUM('Hourly load shapes by class'!O8815:O8818)*1000000","v":38662.76420637477},{"$f":"SUM('Hourly load shapes by class'!P8815:P8818)*1000000","v":383.16193491760129},{"$f":"SUM('Hourly load shapes by class'!Q8815:Q8818)*1000000","v":16254.996909553503},{"$f":"SUM('Hourly load shapes by class'!R8815:R8818)*1000000","v":15.178628561081045},{"$f":"SUM('Hourly load shapes by class'!S8815:S8818)*1000000","v":0},{"$f":"SUM('Hourly load shapes by class'!T8815:T8818)*1000000","v":260.00399016527018}]
[]
["12 CP"]
["Total Sytem CP ","DCP12",{"$f":"SUM(D22:J22)","v":287804.15165664401},{"$f":"'2006 Input to CA model'!D22","v":95661.912927299971},{"$f":"'2006 Input to CA model'!E22","v":112368.0400062945},{"$f":"'2006 Input to CA model'!F22","v":1670.9192141000017},{"$f":"'2006 Input to CA model'!G22","v":38542.24936337478},{"$f":"'2006 Input to CA model'!H22","v":76.228580655472484},{"$f":"'2006 Input to CA model'!I22","v":38685.03359999993},{"$f":"'2006 Input to CA model'!J22","v":799.76796491941468},{"$f":"SUM(L22:R22)","v":258273.68703836435},{"$f":"SUM('Hourly load shapes by class'!N8802:N8813)*1000000","v":100292.85340986405},{"$f":"SUM('Hourly load shapes by class'!O8802:O8813)*1000000","v":111646.13186959748},{"$f":"SUM('Hourly load shapes by class'!P8802:P8813)*1000000","v":801.21114579345442},{"$f":"SUM('Hourly load shapes by class'!Q8802:Q8813)*1000000","v":44735.377772172891},{"$f":"SUM('Hourly load shapes by class'!R8802:R8813)*1000000","v":45.535885683243137},{"$f":"SUM('Hourly load shapes by class'!S8802:S8813)*1000000","v":0},{"$f":"SUM('Hourly load shapes by class'!T8802:T8813)*1000000","v":752.57695525322697}]
[]
["NON CO_INCIDENT PEAK (kW)"]
[]
["1 NCP"]
["Classification NCP from \n Load Data Provider","DNCP1",{"$f":"SUM(D27:J27)","v":30714.006592780403},{"$f":"'2006 Input to CA model'!D27","v":10252.377780067809},{"$f":"'2006 Input to CA model'!E27","v":10831.753490187415},{"$f":"'2006 Input to CA model'!F27","v":272.5850483999962},{"$f":"'2006 Input to CA model'!G27","v":5126.8538407731121},{"$f":"'2006 Input to CA model'!H27","v":21.07612903225807},{"$f":"'2006 Input to CA model'!I27","v":4126.600895999979},{"$f":"'2006 Input to CA model'!J27","v":82.759408319833696},{"$f":"SUM(L27:R27)","v":26992.945042330921},{"$f":"MAX('Hourly load shapes by class'!N8788:N8799*1000000)","v":10573.69829548324},{"$f":"MAX('Hourly load shapes by class'!O8788:O8799*1000000)","v":10788.574378048412},{"$f":"MAX('Hourly load shapes by class'!P8788:P8799*1000000)","v":130.70540880239975},{"$f":"MAX('Hourly load shapes by class'!Q8788:Q8799*1000000)","v":5418.2961859528941},{"$f":"MAX('Hourly load shapes by class'!R8788:R8799*1000000)","v":3.7946571402702611},{"$f":"MAX('Hourly load shapes by class'!S8788:S8799*1000000)","v":0},{"$f":"MAX('Hourly load shapes by class'!T8788:T8799*1000000)","v":77.876116903700577}]
[]
["4 NCP"]
["Classification NCP from \n Load Data Provider","DNCP4",{"$f":"SUM(D30:J30)","v":118816.21378269348},{"$f":"'2006 Input to CA model'!D30","v":38962.525151368332},{"$f":"'2006 Input to CA model'!E30","v":42921.520845102474},{"$f":"'2006 Input to CA model'!F30","v":1088.2391999999936},{"$f":"'2006 Input to CA model'!G30","v":19120.744195289466},{"$f":"'2006 Input to CA model'!H30","v":67.576009000890053},{"$f":"'2006 Input to CA model'!I30","v":16352.313791999963},{"$f":"'2006 Input to CA model'!J30","v":303.29458993237267},{"$f":"SUM(L30:R30)","v":104158.67358093167},{"$f":"(LARGE('Hourly load shapes by class'!N8788:N8799,1)+LARGE('Hourly load shapes by class'!N8788:N8799,2)+LARGE('Hourly load shapes by class'!N8788:N8799,3)+LARGE('Hourly load shapes by class'!N8788:N8799,4))*1000000","v":40183.652477349642},{"$f":"(LARGE('Hourly load shapes by class'!O8788:O8799,1)+LARGE('Hourly load shapes by class'!O8788:O8799,2)+LARGE('Hourly load shapes by class'!O8788:O8799,3)+LARGE('Hourly load shapes by class'!O8788:O8799,4))*1000000","v":42944.943307096975},{"$f":"(LARGE('Hourly load shapes by class'!P8788:P8799,1)+LARGE('Hourly load shapes by class'!P8788:P8799,2)+LARGE('Hourly load shapes by class'!P8788:P8799,3)+LARGE('Hourly load shapes by class'!P8788:P8799,4))*1000000","v":521.81420201034621},{"$f":"(LARGE('Hourly load shapes by class'!Q8788:Q8799,1)+LARGE('Hourly load shapes by class'!Q8788:Q8799,2)+LARGE('Hourly load shapes by class'!Q8788:Q8799,3)+LARGE('Hourly load shapes by class'!Q8788:Q8799,4))*1000000","v":20207.686539059803},{"$f":"(LARGE('Hourly load shapes by class'!R8788:R8799,1)+LARGE('Hourly load shapes by class'!R8788:R8799,2)+LARGE('Hourly load shapes by class'!R8788:R8799,3)+LARGE('Hourly load shapes by class'!R8788:R8799,4))*1000000","v":15.178628561081045},{"$f":"(LARGE('Hourly load shapes by class'!S8788:S8799,1)+LARGE('Hourly load shapes by class'!S8788:S8799,2)+LARGE('Hourly load shapes by class'!S8788:S8799,3)+LARGE('Hourly load shapes by class'!S8788:S8799,4))*1000000","v":0},{"$f":"(LARGE('Hourly load shapes by class'!T8788:T8799,1)+LARGE('Hourly load shapes by class'!T8788:T8799,2)+LARGE('Hourly load shapes by class'!T8788:T8799,3)+LARGE('Hourly load shapes by class'!T8788:T8799,4))*1000000","v":285.39842685381876}]
[]
["12 NCP"]
["Classification NCP from \n Load Data Provider","DNCP12",{"$f":"SUM(D33:J33)","v":329371.6802058277},{"$f":"'2006 Input to CA model'!D33","v":104553.7995989699},{"$f":"'2006 Input to CA model'!E33","v":123340.5483524678},{"$f":"'2006 Input to CA model'!F33","v":3232.1375215999947},{"$f":"'2006 Input to CA model'!G33","v":50450.708595397053},{"$f":"'2006 Input to CA model'!H33","v":154.11183647361847},{"$f":"'2006 Input to CA model'!I33","v":46840.60633599991},{"$f":"'2006 Input to CA model'!J33","v":799.76796491941468},{"$f":"SUM(L33:R33)","v":290549.34520279762},{"$f":"SUM('Hourly load shapes by class'!N8788:N8799)*1000000","v":107830.62781350339},{"$f":"SUM('Hourly load shapes by class'!O8788:O8799)*1000000","v":127052.14269448529},{"$f":"SUM('Hourly load shapes by class'!P8788:P8799)*1000000","v":1549.82035348608},{"$f":"SUM('Hourly load shapes by class'!Q8788:Q8799)*1000000","v":53318.641500386409},{"$f":"SUM('Hourly load shapes by class'!R8788:R8799)*1000000","v":45.535885683243137},{"$f":"SUM('Hourly load shapes by class'!S8788:S8799)*1000000","v":0},{"$f":"SUM('Hourly load shapes by class'!T8788:T8799)*1000000","v":752.57695525322697}]