## Table 1 - EGI
Table 1 - EGI Storage In-Service Additions Over $0.5 million
| Category ($ millions) | 2014 | 2015 | 2016 | 2017 | 2018 | 2019 | 2020 | 2021 | 2022 | 2023 | 2024 | Total
a) new storage assets resulting in additional capacity and deliverability
| i) total | 0 | 13.25 | 0 | 0 | 30.6273 | 0 | 0 | 7.348 | 34.2582 | 10.2181 | 2.2637 | 97.9653
| ii) allocated to regulated business (1) | 0 | 0 | 0 | 0 | 1.1473 | 0 | 0 | 0 | 0 | 0 | 0 | 1.1473
| iii) allocated to unregulated business | 0 | 13.25 | 0 | 0 | 29.48 | 0 | 0 | 7.348 | 34.2582 | 10.2181 | 2.2637 | 96.818
2 | b) new storage assets to maintain existing assets or replace end-of-life assets
| i) total | 8.9431 | 15.0095 | 10.3159 | 25.8176 | 21.347 | 17.2213 | 21.9304 | 61.4912 | 61.5692 | 374.1166 | 49.1594 | 666.9212
| ii) allocated to regulated business | 8.3981 | 13.8921 | 10.0159 | 20.6342 | 18.1363 | 15.638 | 17.7585 | 52.1813 | 56.6926 | 366.4324 | 39.6049 | 619.3844
| iii) allocated to unregulated business | 0.54496 | 1.1174 | 0.3 | 5.1833 | 3.2106 | 1.58 | 4.1719 | 9.3099 | 4.8765 | 7.6842 | 9.5545 | 47.5333
3A | c) new assets for replacing and enhancing an existing asset that is at the end of its useful life
| i) total | 0 | 0 | 0 | 0 | 0 | 0 | 0 | 0 | 0 | 0 | 0 | 0
| ii) allocated to regulated business | 0 | 0 | 0 | 0 | 0 | 0 | 0 | 0 | 0 | 0 | 0 | 0
| iii) allocated to unregulated business | 0 | 0 | 0 | 0 | 0 | 0 | 0 | 0 | 0 | 0 | 0 | 0
3B | d) new assets for replacing and enhancing an existing asset that is not at the end of its useful life
| i) total | 0 | 0 | 0 | 0 | 0 | 0 | 0 | 0 | 0 | 0 | 0.5 | 0.5
| ii) allocated to regulated business | 0 | 0 | 0 | 0 | 0 | 0 | 0 | 0 | 0 | 0 | 0 | 0
| iii) allocated to unregulated business | 0 | 0 | 0 | 0 | 0 | 0 | 0 | 0 | 0 | 0 | 0.5 | 0.5
| Total | 8.9431 | 28.2595 | 10.3159 | 25.8176 | 51.9743 | 17.2213 | 21.9304 | 68.8392 | 95.8273 | 384.3347 | 51.9231 | 765.3865
Note
(1) $1.1 million allocation to regulated is due to allocation of costs to Goedrich transmission station (regulated), as transmission assets fall outside of the storage allocation methodology.

## Table 2 - EGD
Table 2 - EGD Storage In-Service Additions Over $0.5 million
| Category ($ millions) | 2014 | 2015 | 2016 | 2017 | 2018 | 2019 | 2020 | 2021 | 2022 | 2023 | 2024 | Total
1 | a) new storage assets resulting in additional capacity and deliverability
Total Capital Cost | i) total | 0 | 0 | 0 | 0 | 0 | 0 | 0 | 7.348 | 2.5282 | 10.2181 | 2.2637 | 22.358
Allocated to Regulated | ii) allocated to regulated business | 0 | 0 | 0 | 0 | 0 | 0 | 0 | 0 | 0 | 0 | 0 | 0
Allocated To Unregulated | iii) allocated to unregulated business | 0 | 0 | 0 | 0 | 0 | 0 | 0 | 7.348 | 2.5282 | 10.2181 | 2.2637 | 22.358
2 | b) new storage assets to maintain existing assets or replace end-of-life assets
| i) total | 6.3693 | 8.0703 | 8.3959 | 14.0884 | 17.9329 | 13.008 | 11.1392 | 52.1586 | 53.9416 | 360.4153 | 39.7242 | 585.2435
| ii) allocated to regulated business | 6.3693 | 8.0703 | 8.3959 | 14.0884 | 15.8371 | 13.008 | 11.1392 | 48.4157 | 51.5327 | 360.4153 | 33.6521 | 570.9238
| iii) allocated to unregulated business | 0 | 0 | 0 | 0 | 2.0958 | 0 | 0 | 3.7429 | 2.4089 | 0 | 6.0721 | 14.3197
3A | c) new assets for replacing and enhancing an existing asset that is at the end of its useful life
| i) total | 0 | 0 | 0 | 0 | 0 | 0 | 0 | 0 | 0 | 0 | 0 | 0
| ii) allocated to regulated business | 0 | 0 | 0 | 0 | 0 | 0 | 0 | 0 | 0 | 0 | 0 | 0
| iii) allocated to unregulated business | 0 | 0 | 0 | 0 | 0 | 0 | 0 | 0 | 0 | 0 | 0 | 0
3B | d) new assets for replacing and enhancing an existing asset that is not at the end of its useful life
| i) total | 0 | 0 | 0 | 0 | 0 | 0 | 0 | 0 | 0 | 0 | 0 | 0
| ii) allocated to regulated business | 0 | 0 | 0 | 0 | 0 | 0 | 0 | 0 | 0 | 0 | 0 | 0
| iii) allocated to unregulated business | 0 | 0 | 0 | 0 | 0 | 0 | 0 | 0 | 0 | 0 | 0 | 0
| Total | 6.3693 | 8.0703 | 8.3959 | 14.0884 | 17.9329 | 13.008 | 11.1392 | 59.5066 | 56.4698 | 370.6334 | 41.9878 | 607.6016

## Table 3 - Union
Table 3 - UG Storage In-Service Additions Over $0.5 million
| Category ($ millions) | 2014 | 2015 | 2016 | 2017 | 2018 | 2019 | 2020 | 2021 | 2022 | 2023 | 2024 | Total
1 | a) new storage assets resulting in additional capacity and deliverability
Total Capital Cost | i) total | 0 | 13.25 | 0 | 0 | 30.6273 | 0 | 0 | 0 | 31.73 | 0 | 0 | 75.6073
Allocated to Regulated | ii) allocated to regulated business (1) | 0 | 0 | 0 | 0 | 1.1473 | 0 | 0 | 0 | 0 | 0 | 0 | 1.1473
Allocated To Unregulated | iii) allocated to unregulated business | 0 | 13.25 | 0 | 0 | 29.48 | 0 | 0 | 0 | 31.73 | 0 | 0 | 74.46
2 | b) new storage assets to maintain existing assets or replace end-of-life assets
| i) total | 2.5737 | 6.9392 | 1.92 | 11.7292 | 3.4142 | 4.2134 | 10.7913 | 9.3326 | 7.6275 | 13.7013 | 9.4353 | 81.6777
| ii) allocated to regulated business | 2.0288 | 5.8218 | 1.62 | 6.5458 | 2.2992 | 2.63 | 6.6194 | 3.7657 | 5.1599 | 6.0171 | 5.9529 | 48.4606
| iii) allocated to unregulated business | 0.54496 | 1.1174 | 0.3 | 5.1833 | 1.1148 | 1.58 | 4.1719 | 5.567 | 2.4676 | 7.6842 | 3.4824 | 33.2136
3A | c) new assets for replacing and enhancing an existing asset that is at the end of its useful life
| i) total | 0 | 0 | 0 | 0 | 0 | 0 | 0 | 0 | 0 | 0 | 0 | 0
| ii) allocated to regulated business | 0 | 0 | 0 | 0 | 0 | 0 | 0 | 0 | 0 | 0 | 0 | 0
| iii) allocated to unregulated business | 0 | 0 | 0 | 0 | 0 | 0 | 0 | 0 | 0 | 0 | 0 | 0
3B | d) new assets for replacing and enhancing an existing asset that is not at the end of its useful life
| i) total | 0 | 0 | 0 | 0 | 0 | 0 | 0 | 0 | 0 | 0 | 0.5 | 0.5
| ii) allocated to regulated business | 0 | 0 | 0 | 0 | 0 | 0 | 0 | 0 | 0 | 0 | 0 | 0
| iii) allocated to unregulated business | 0 | 0 | 0 | 0 | 0 | 0 | 0 | 0 | 0 | 0 | 0.5 | 0.5
| Total | 2.5737 | 20.1892 | 1.92 | 11.7292 | 34.0414 | 4.2134 | 10.7913 | 9.3326 | 39.3575 | 13.7013 | 9.9353 | 157.785
Note
(1) $1.1 million allocation to regulated is due to allocation of costs to Goedrich transmission station (regulated), as transmission assets fall outside of the storage allocation methodology.

## Table 4 - EGD Details
Table 4 Details - EGD Rate Zone Storage In-Service Additions ($ millions)
[38 empty] | Regulated | [10 empty] | Unregulated
Project Number | Line No. | In-service Year | Name of Project | Total Capital Cost | Allocated to Regulated | Allocated To Unregulated | Description of Asset | Category | Rationale supporting Category | Nature of the work done | Purpose of the work | New Storage Space | New Withdrawal Capability | Reduction in Lost Gas | Reduction in Company Used Gas for Storage Operations | Increases Ability to Cycle Pools | Allocation Rationale | Asset Class | Related Storage Pool | Previous Enhancement to Asset before Project Occurred | Asset Class - cleanup | Plant Account | Annual Depreciation | Half Depreciation | Annual Depreciation 2024 | 2014 | 2015 | 2016 | 2017 | 2018 | 2019 | 2020 | 2021 | 2022 | 2023 | 2024 | Reg % | 2014 | 2015 | 2016 | 2017 | 2018 | 2019 | 2020 | 2021 | 2022 | 2023 | 2024 | 2014 | 2015 | 2016 | 2017 | 2018 | 2019 | 2020 | 2021 | 2022 | 2023 | 2024
70.5321.10 | 1 | 2014 | Air & Noise Emissions | 2.0453 | 2.0453 | 0 | Emissions improvements new exhaust | 2 | Improve noise and air emissions to meet MoE Standards | Replace old exhausts with new | Improve Noise and air emissions to meet MoE Standards | No | No | Yes | No | No | Maintained existing allocation | Compressor Equipment | Corunna Station and related pools and related pools | Multiple | Compressor Equipment | 456 | 0.053178 | 0.026589 | 0.049088 | 0.026589 | 0.079767 | 0.13295 | 0.18612 | 0.2393 | 0.29248 | 0.34566 | 0.39884 | 0.45202 | 0.50519 | 0.55428 | 1 | 0.026589 | 0.079767 | 0.13295 | 0.18612 | 0.2393 | 0.29248 | 0.34566 | 0.39884 | 0.45202 | 0.50519 | 0.55428 | 0 | 0 | 0 | 0 | 0 | 0 | 0 | 0 | 0 | 0 | 0
70.3618.14 | 2 | 2015 | Horizontal Well Replacement (TW#15 ) | 2.5057 | 2.5057 | 0 | New storage well in the Tecumseh -Wilkesport Reservoir | 2 | Drill new Horizontal Well #15 and #16 to replace 5 wells being abandoned. Regain lost injection/withdrawl capacity of 5 abandoned wells. | Drill new Horizontal Well #15 and #16 to replace 5 wells being abandoned | Regain lost injection/withdrawl capacity of 5 abandoned wells | No | No | No | No | No | Maintained existing allocation | Well | Wilkesport | Yes | Well | 453 | 0.038086 | 0.019043 | 0.10098 | 0 | 0.019043 | 0.057129 | 0.095216 | 0.1333 | 0.17139 | 0.20947 | 0.24756 | 0.28565 | 0.32373 | 0.42471 | 1 | 0 | 0.019043 | 0.057129 | 0.095216 | 0.1333 | 0.17139 | 0.20947 | 0.24756 | 0.28565 | 0.32373 | 0.42471 | 0 | 0 | 0 | 0 | 0 | 0 | 0 | 0 | 0 | 0 | 0
70.3619.14 | 3 | 2015 | Horizontal Well Replacement (TW#16) | 2.5748 | 2.5748 | 0 | New storage well in the Tecumseh -Wilkesport Reservoir | 2 | Drill new Horizontal Well #15 and #16 to replace 5 wells being abandoned. Regain lost injection/withdrawl capacity of 5 abandoned wells. | Drill new Horizontal Well #15 and #16 to replace 5 wells being abandoned | Regain lost injection/withdrawl capacity of 5 abandoned wells | No | No | No | No | No | Maintained existing allocation | Well | Wilkesport | Yes | Well | 453 | 0.039137 | 0.019568 | 0.10376 | 0 | 0.019568 | 0.058705 | 0.097842 | 0.13698 | 0.17612 | 0.21525 | 0.25439 | 0.29353 | 0.33266 | 0.43643 | 1 | 0 | 0.019568 | 0.058705 | 0.097842 | 0.13698 | 0.17612 | 0.21525 | 0.25439 | 0.29353 | 0.33266 | 0.43643 | 0 | 0 | 0 | 0 | 0 | 0 | 0 | 0 | 0 | 0 | 0
70.3585.14 | 4 | 2016 | EGS Control Room Migration | 2.8265 | 2.8265 | 0 | Migration to new EGS building | 2 | Replace operations building with new contol room - compliance requirement | Replace operations building with new contol room | Compliance requirement | No | No | No | No | No | Maintained existing allocation | Station | Multiple | N/A | Station | 452 | 0.052007 | 0.026004 | 0.075467 | 0 | 0 | 0.026004 | 0.078011 | 0.13002 | 0.18203 | 0.23403 | 0.28604 | 0.33805 | 0.39005 | 0.46552 | 1 | 0 | 0 | 0.026004 | 0.078011 | 0.13002 | 0.18203 | 0.23403 | 0.28604 | 0.33805 | 0.39005 | 0.46552 | 0 | 0 | 0 | 0 | 0 | 0 | 0 | 0 | 0 | 0 | 0
70.247034.16 | 5 | 2017 | Engine Block Replacement (K705) | 2.7385 | 2.7385 | 0 | K705 Compressor Foundation | 2 | Restore degrading foundation for K705 Compressor | Replace exisitng foundation Blocks | Restore degrading foundation for K705 Compressor | No | No | No | No | No | Maintained existing allocation | Compressor Equipment | Corunna Station and related pools and related pools | Multiple | Compressor Equipment | 456 | 0.071202 | 0.035601 | 0.065725 | 0 | 0 | 0 | 0.035601 | 0.1068 | 0.17801 | 0.24921 | 0.32041 | 0.39161 | 0.46281 | 0.52854 | 1 | 0 | 0 | 0 | 0.035601 | 0.1068 | 0.17801 | 0.24921 | 0.32041 | 0.39161 | 0.46281 | 0.52854 | 0 | 0 | 0 | 0 | 0 | 0 | 0 | 0 | 0 | 0 | 0
70.3620.14 | 6 | 2017 | Horizontal Well Replacement (TC#9 ) | 3.9239 | 3.9239 | 0 | Replacement Horizontal Well | 2 | Drill a second horizontal leg to the initial TC9H1 well leg. Maintain deliverability and capacity (OEB File: EB-2016-0378). | Drill a second horizontal leg to the initial TC9H1 well leg. | Maintain deliverability and capacity (OEB File: EB-2016-0378) | No | No | No | No | No | Maintained existing allocation | Well | Corunna | Yes | Well | 453 | 0.059643 | 0.029822 | 0.15813 | 0 | 0 | 0 | 0.029822 | 0.089465 | 0.14911 | 0.20875 | 0.2684 | 0.32804 | 0.38768 | 0.54582 | 1 | 0 | 0 | 0 | 0.029822 | 0.089465 | 0.14911 | 0.20875 | 0.2684 | 0.32804 | 0.38768 | 0.54582 | 0 | 0 | 0 | 0 | 0 | 0 | 0 | 0 | 0 | 0 | 0
20008830 | 7 | 2018 | Foundation Block Replacement (K706) | 5.5587 | 5.5587 | 0 | K706 Compressor Foundation | 2 | Restore degrading foundation for K706 Compressor. | Replace exisitng foundation Blocks | Restore degrading foundation for K706 Compressor | No | No | No | No | No | Maintained existing allocation | Compressor Equipment | Corunna Station and related pools and related pools | Multiple | Compressor Equipment | 456 | 0.14453 | 0.072264 | 0.13341 | 0 | 0 | 0 | 0 | 0.072264 | 0.21679 | 0.36132 | 0.50585 | 0.65037 | 0.7949 | 0.92831 | 1 | 0 | 0 | 0 | 0 | 0.072264 | 0.21679 | 0.36132 | 0.50585 | 0.65037 | 0.7949 | 0.92831 | 0 | 0 | 0 | 0 | 0 | 0 | 0 | 0 | 0 | 0 | 0
00.25159PAG.14 | 8 | 2018 | Gas Storage Eng Standards | 2.9091 | 2.9091 | 0 | Creation of technical documents | 2 | The project is required to establish the necessary set of technical documents to ensure compliance, as well as the processes to control these documents. It is also an opportunity to formally capture the specialized kNowledge and expertise of gas storage operations from EGS staff. | Creation of technical documents | The Project is required to establish the necessary set of technical documents to ensure compliance, as well as the processes to control these documents. It is also an opportunity to formally capture the specialized kNowledge and expertise of gas storage operations from EGS staff. | No | No | No | No | No | Maintained existing allocation | Well Equipment | All Pools, System-Wide | Multiple | Well Equipment | 454 | 0.16174 | 0.080872 | 0.029382 | 0 | 0 | 0 | 0 | 0.080872 | 0.24262 | 0.40436 | 0.56611 | 0.72785 | 0.8896 | 0.91898 | 1 | 0 | 0 | 0 | 0 | 0.080872 | 0.24262 | 0.40436 | 0.56611 | 0.72785 | 0.8896 | 0.91898 | 0 | 0 | 0 | 0 | 0 | 0 | 0 | 0 | 0 | 0 | 0
70.3565.13 | 9 | 2018 | Auxiliary Building #1 Replacement | 4.2901 | 4.2901 | 0 | Auxilliary building | 2 | Replace 55 year old building | Replace 55 year old building | Purchase new APU, Bolier, MCC's and UPS along with new building - install new piping and I&E equipment | No | No | No | Yes (1) | No | Maintained existing allocation | Compressor Equipment | Corunna Station and related pools and related pools | Multiple | Compressor Equipment | 456 | 0.11154 | 0.055771 | 0.10296 | 0 | 0 | 0 | 0 | 0.055771 | 0.16731 | 0.27886 | 0.3904 | 0.50194 | 0.61348 | 0.71645 | 1 | 0 | 0 | 0 | 0 | 0.055771 | 0.16731 | 0.27886 | 0.3904 | 0.50194 | 0.61348 | 0.71645 | 0 | 0 | 0 | 0 | 0 | 0 | 0 | 0 | 0 | 0 | 0
20014850 | 10 | 2019 | Compressor Crankshaft Replacement (K705) | 3.9312 | 3.9312 | 0 | K705 Compressor crankshaft | 2 | Replace Non-repairable crankshaft | Replace Non-repairable crankshaft | Maintain injection/withdrawl capabilities of the unit | No | No | No | No | No | Maintained existing allocation | Compressor Equipment | Corunna Station and related pools and related pools | Multiple | Compressor Equipment | 456 | 0.10221 | 0.051105 | 0.094348 | 0 | 0 | 0 | 0 | 0 | 0.051105 | 0.15332 | 0.25553 | 0.35774 | 0.45995 | 0.55429 | 1 | 0 | 0 | 0 | 0 | 0 | 0.051105 | 0.15332 | 0.25553 | 0.35774 | 0.45995 | 0.55429 | 0 | 0 | 0 | 0 | 0 | 0 | 0 | 0 | 0 | 0 | 0
70.253431.16 | 11 | 2019 | Observation Well (TD26 A1) | 2.0719 | 2.0719 | 0 | New observation well | 2 | Monitor gas content and pressure in the underground storage area which will assist with the continued safe and reliable delivery of natural gas | Drill new observation well | Monitor gas content and pressure in the underground storage area which will assist with the continued safe and reliable delivery of natural gas | No | No | No (2) | No | No | Maintained existing allocation | Well | Dow Moore | Yes | Well | 453 | 0.031493 | 0.015747 | 0.083499 | 0 | 0 | 0 | 0 | 0 | 0.015747 | 0.04724 | 0.078733 | 0.11023 | 0.14172 | 0.22522 | 1 | 0 | 0 | 0 | 0 | 0 | 0.015747 | 0.04724 | 0.078733 | 0.11023 | 0.14172 | 0.22522 | 0 | 0 | 0 | 0 | 0 | 0 | 0 | 0 | 0 | 0 | 0
20011673 | 12 | 2020 | New Well (TD28H) | 2.8281 | 2.8281 | 0 | New well in Dow reservoir | 2 | Restore performance degradation resulting from well abandonements in the storage reservoir | Drill new reservoir well | Restore performance degradation resulting from well abandonements in the storage reservoir | No | No | No | No | No | Maintained existing allocation | Well | Dow Moore | Yes | Well | 453 | 0.042986 | 0.021493 | 0.11397 | 0 | 0 | 0 | 0 | 0 | 0 | 0.021493 | 0.06448 | 0.10747 | 0.15045 | 0.26442 | 1 | 0 | 0 | 0 | 0 | 0 | 0 | 0.021493 | 0.06448 | 0.10747 | 0.15045 | 0.26442 | 0 | 0 | 0 | 0 | 0 | 0 | 0 | 0 | 0 | 0 | 0
20011674 | 13 | 2020 | New Well (TD29H) | 2.9773 | 2.9773 | 0 | New well in Dow reservoir | 2 | Restore performance degradation resulting from well abandonements in the storage reservoir | Drill new reservoir well | Restore performance degradation resulting from well abandonements in the storage reservoir | No | No | No | No | No | Maintained existing allocation | Well | Dow Moore | Yes | Well | 453 | 0.045255 | 0.022628 | 0.11999 | 0 | 0 | 0 | 0 | 0 | 0 | 0.022628 | 0.067883 | 0.11314 | 0.15839 | 0.27838 | 1 | 0 | 0 | 0 | 0 | 0 | 0 | 0.022628 | 0.067883 | 0.11314 | 0.15839 | 0.27838 | 0 | 0 | 0 | 0 | 0 | 0 | 0 | 0 | 0 | 0 | 0
20009045 | 14 | 2021 | Telemetry Upgrade | 2.4753 | 2.4753 | 0 | Telemetry upgrade from radio based techNology to fibre optic | 2 | Replace existing end of life asset. Build upon recent SCADA system upgrades and utilize newer techNologies. | This scope of work entails installation of fibre optics, fibre switches, SFP Optical Transceivers (small form-factor pluggable) and switch configurations. | Solution Impact* Risks Reduced: (1) Improved Operational Reliability of the Storage system. Faster, more reliable SCADA will allow for more operating condition data to be transmitted to the control room, allowing operators to react more quickly to abNormal operating conditions. (2) Improved security of key Storage infrastructure, by having sufficient bandwidth to employ security cameras. (3) Complying with corporate security standards. | No | No | No | No | No | Maintained existing allocation | Compressor Equipment | Corunna Station and related pools and related pools | Multiple | Compressor Equipment | 456 | 0.064357 | 0.032178 | 0.059406 | 0 | 0 | 0 | 0 | 0 | 0 | 0 | 0.032178 | 0.096535 | 0.16089 | 0.2203 | 1 | 0 | 0 | 0 | 0 | 0 | 0 | 0 | 0.032178 | 0.096535 | 0.16089 | 0.2203 | 0 | 0 | 0 | 0 | 0 | 0 | 0 | 0 | 0 | 0 | 0
20013756 | 15 | 2021 | New Well (TKC67H) | 2.7137 | 2.7137 | 0 | New well in South Kimball reservoir | 2 | Restore performance degradation resulting from well abandonements in the storage reservoir. | Drill new reservoir well | Restore performance degradation resulting from well abandonements in the storage reservoir | No | No | No | No | No | Maintained existing allocation | Well | South-Kimball | Yes | Well | 453 | 0.041248 | 0.020624 | 0.10936 | 0 | 0 | 0 | 0 | 0 | 0 | 0 | 0.020624 | 0.061872 | 0.10312 | 0.21248 | 1 | 0 | 0 | 0 | 0 | 0 | 0 | 0 | 0.020624 | 0.061872 | 0.10312 | 0.21248 | 0 | 0 | 0 | 0 | 0 | 0 | 0 | 0 | 0 | 0 | 0
20019272 | 16 | 2021 | Wilkesport MOP Remediation | 15.7814 | 15.7814 | 0 | Wilkesport pipeline and pool system | 2 | Maintain maximum operating pressure of gathering system | Field verification, replace specific pipe, and pressure test TW10 lateral | Maintain maximum operating pressure of gathering system | No | No | No | No | No | Maintained existing allocation | Pipeline | Wilkesport | Yes | Pipeline | 455 | 0.23514 | 0.11757 | 0.38507 | 0 | 0 | 0 | 0 | 0 | 0 | 0 | 0.11757 | 0.35271 | 0.58786 | 0.97292 | 1 | 0 | 0 | 0 | 0 | 0 | 0 | 0 | 0.11757 | 0.35271 | 0.58786 | 0.97292 | 0 | 0 | 0 | 0 | 0 | 0 | 0 | 0 | 0 | 0 | 0
20019868 | 17 | 2021 | Foundation Block Replacement (K707) | 3.0293 | 3.0293 | 0 | K707 Compressor Foundation | 2 | Restore degrading foundation for K707 Compressor | Replace exisitng foundation Blocks | Restore degrading foundation for K707 Compressor | No | No | No | No | No | Maintained existing allocation | Compressor Equipment | Corunna Station and related pools | Multiple | Compressor Equipment | 456 | 0.078761 | 0.03938 | 0.072702 | 0 | 0 | 0 | 0 | 0 | 0 | 0 | 0.03938 | 0.11814 | 0.1969 | 0.2696 | 1 | 0 | 0 | 0 | 0 | 0 | 0 | 0 | 0.03938 | 0.11814 | 0.1969 | 0.2696 | 0 | 0 | 0 | 0 | 0 | 0 | 0 | 0 | 0 | 0 | 0
20021779 | 18 | 2021 | NPS16 Wilkesport Interconnect MOP | 4.0119 | 4.0119 | 0 | NPS16 Wilkesport Interconnect MOP | 2 | Remediation of insulator issues | Replace NPS 16 Insulators along Ladysmith Pipeline | Remiadiation of Insulator Issues | No | No | No | No | No | Maintained existing allocation | Pipeline | Wilkesport, Ladysmith | Yes | Pipeline | 455 | 0.059777 | 0.029889 | 0.09789 | 0 | 0 | 0 | 0 | 0 | 0 | 0 | 0.029889 | 0.089666 | 0.14944 | 0.24733 | 1 | 0 | 0 | 0 | 0 | 0 | 0 | 0 | 0.029889 | 0.089666 | 0.14944 | 0.24733 | 0 | 0 | 0 | 0 | 0 | 0 | 0 | 0 | 0 | 0 | 0
20022272/2002349 | 19 | 2021 | Land - Joyce/Maitland Property | 2.941 | 2.774 | 0.167 | Strategic Land Purchase | 2 | Provides additional setback and buffer from existing and potential receptors and buffer to ensure properties do not become noise sensitive, reduce risk related to public safety and encroachment. | Acquiring land in proximity to compressor stations provides additional setback and buffer to ensure properties do Not become Noise sensitive, reduce risk related to public safety and encroachment. Property may also be purchased to support expansion or provide ease of access. | Properties in proximity to compressor station have the potential to expose the general public to risks in the event of rare major hazardous events. Noise and vibration are identified in the Environmental Protection Act as contaminants. Any industry emitting Noise or other contaminants must obtain an Environmental Compliance Approval (“ECA”) from the Ontario Ministry of the Environment and Climate Change (“MOECC”) in order to operate legally. The current approved ECA encompasses the entire gas storage and transmission network. Compressor stations with neighbouring lots which, if developed to host a Noise sensitive use, could jeopardize the compliance status of the station with respect to the applicable MOECC sound level limits. | No | No | No | No | No | Maintained existing allocation | Land | Mid-Kimball | No | Land | 450 | 0 | 0 | 0 | 0 | 0 | 0 | 0 | 0 | 0 | 0 | 0 | 0 | 0 | 0 | 0.94322 | 0 | 0 | 0 | 0 | 0 | 0 | 0 | 0 | 0 | 0 | 0 | 0 | 0 | 0 | 0 | 0 | 0 | 0 | 0 | 0 | 0 | 0
20014076 | 20 | 2021 | Dehydration Unit Upgrade | 3.5759 | 0 | 3.5759 | Dehydration unit upgrade | 2 | Restore lost dehydration performance | Address high inlet filter pressure and restore glycol flow path | Restore lost dehydration performance | No | No | No | No | No | Maintained existing allocation | Compressor Equipment | Sombra | No | Compressor Equipment | 456 | 0.092974 | 0.046487 | 0.085823 | 0 | 0 | 0 | 0 | 0 | 0 | 0 | 0.046487 | 0.13946 | 0.23244 | 0.31826 | 0 | 0 | 0 | 0 | 0 | 0 | 0 | 0 | 0 | 0 | 0 | 0 | 0 | 0 | 0 | 0 | 0 | 0 | 0 | 0.046487 | 0.13946 | 0.23244 | 0.31826
20013332 | 21 | 2022 | Meter Area-Upgrade | 17.6305 | 17.6305 | 0 | New pipe configuration and over pressure protection | 2 | Replace existing end of life asset. Replace existing meter area at Corunna Compressor Station. | Remove old meter area piping. Replace with a series of valves and piping that provides modern control and over pressure protection. | Eliminate flow indused vibrations, install Over Pressure Protection, and maintain flow velocities | No | No | No | No | No | Maintained existing allocation | Measuring and Regulating Equipment | Corunna Station and related pools and related pools | Multiple | Measuring and Regulating Equipment | 457 | 0.52715 | 0.26358 | 0.35614 | 0 | 0 | 0 | 0 | 0 | 0 | 0 | 0 | 0.26358 | 0.79073 | 1.1469 | 1 | 0 | 0 | 0 | 0 | 0 | 0 | 0 | 0 | 0.26358 | 0.79073 | 1.1469 | 0 | 0 | 0 | 0 | 0 | 0 | 0 | 0 | 0 | 0 | 0
20020372 | 22 | 2022 | Meter Area-Upgrade (P2) | 21.5183 | 21.5183 | 0 | New pipe configuration and over pressure protection | 2 | Replace existing end of life asset. Replace existing meter area. | Remove old meter area piping. Replace with a series of valves and piping that provides modern control and over pressure protection. | Eliminate flow indused vibrations, install Over Pressure Protection, and maintain flow velocities | No | No | No | No | No | Maintained existing allocation | Measuring and Regulating Equipment | Corunna Station and related pools and related pools | Multiple | Measuring and Regulating Equipment | 457 | 0.6434 | 0.3217 | 0.43467 | 0 | 0 | 0 | 0 | 0 | 0 | 0 | 0 | 0.3217 | 0.9651 | 1.3998 | 1 | 0 | 0 | 0 | 0 | 0 | 0 | 0 | 0 | 0.3217 | 0.9651 | 1.3998 | 0 | 0 | 0 | 0 | 0 | 0 | 0 | 0 | 0 | 0 | 0
20022983 | 23 | 2022 | 2022 Land Acquisition Kraayenbrink | 2.4089 | 0 | 2.4089 | Land purchase | 2 | Provides additional setback and buffer from existing and potential receptors and buffer to ensure properties do not become noise sensitive, reduce risk related to public safety and encroachment. | Purchase land | Provides additional setback and buffer from existing and potential receptors and buffer to ensure properties do Not become Noise sensitive, reduce risk related to public safety and encroachment | No | No | No | No | No | Strategic land purchase | Land | Dow Moore | Yes | Land | 450 | 0 | 0 | 0 | 0 | 0 | 0 | 0 | 0 | 0 | 0 | 0 | 0 | 0 | 0 | 0 | 0 | 0 | 0 | 0 | 0 | 0 | 0 | 0 | 0 | 0 | 0 | 0 | 0 | 0 | 0 | 0 | 0 | 0 | 0 | 0 | 0 | 0
20021330 | 24 | 2023 | EGD Dawn to Corunna Replacement - 2023 ISD | 342.4602 | 342.4602 | 0 | Pipeline replacement | 2 | Abandon compressors at Corunna Compressor Station - replace with pipeline to Dawn Compressor Station. Meet the firm demands of EGI customers safely and reliably. | Abandon compressors at Corunna Compressor Station - replace with pipeline to Dawn Compressor Station. | Meet the firm demands of EGI Cusstomers Safely and reliably | No | No | No | Yes (3) | No | Maintained existing allocation | Pipeline | Corunna Station and related pools, Dawn stations | Multiple | Pipeline | 455 | 5.1027 | 2.5513 | 8.356 | 0 | 0 | 0 | 0 | 0 | 0 | 0 | 0 | 0 | 2.5513 | 10.9074 | 1 | 0 | 0 | 0 | 0 | 0 | 0 | 0 | 0 | 0 | 2.5513 | 10.9074 | 0 | 0 | 0 | 0 | 0 | 0 | 0 | 0 | 0 | 0 | 0
20021330 | 25 | 2024 | EGD Dawn to Corunna Replacement - 2024 ISD | 25.1766 | 25.1766 | 0 | Pipeline replacement | 2 | Abandon compressors at Corunna Compressor Station - replace with pipeline to Dawn Compressor Station. Meet the firm demands of EGI customers safely and reliably. | Abandon compressors at Corunna Compressor Station - replace with pipeline to Dawn Compressor Station. | Meet the firm demands of EGI Cusstomers Safely and reliably | No | No | No | Yes (3) | No | Maintained existing allocation | Pipeline | Corunna Station and related pools, Dawn stations | Multiple | Pipeline | 455 | 0.37513 | 0.18757 | 0.61431 | 0 | 0 | 0 | 0 | 0 | 0 | 0 | 0 | 0 | 0 | 0.30715 | 1 | 0 | 0 | 0 | 0 | 0 | 0 | 0 | 0 | 0 | 0 | 0.30715 | 0 | 0 | 0 | 0 | 0 | 0 | 0 | 0 | 0 | 0 | 0
20021749 | 26 | 2023 | NPS 16 Wilkesport Retrofit | 3.2181 | 3.2181 | 0 | Permanent launcher/receiver facilities and removal of pipeline restrictions | 2 | Allows for regular assessment and maintenance of pipeline system. | Install In-line Inspection tool launcher , remove restrictive fittings or pipe configurations. | Allow for regular assessment and maintenance of pipeline system | No | No | No | No | No | Maintained existing allocation | Pipeline | Wilkesport | Yes | Pipeline | 455 | 0.04795 | 0.023975 | 0.078522 | 0 | 0 | 0 | 0 | 0 | 0 | 0 | 0 | 0 | 0.023975 | 0.1025 | 1 | 0 | 0 | 0 | 0 | 0 | 0 | 0 | 0 | 0 | 0.023975 | 0.1025 | 0 | 0 | 0 | 0 | 0 | 0 | 0 | 0 | 0 | 0 | 0
20023062 | 27 | 2023 | Foundation Block Replacement (K704) | 4.6458 | 4.6458 | 0 | K704 Compressor Foundation | 2 | Restore degrading foundation for K704 Compressor | Design, procurement and construction to remove old compressor foundation and pour a new foundation: -Remove the compressor cylinders and distance pieces Build the dust containment shelter around the machine and install the air filtration units. -Remove the foundation (cement and rebar block, "10'w x 8'h x 30'l) -Prepare the existing cement matt for the new foundation -Install the new rebar and inspect -Build the cement forms and reinforce -Pour the cement in one continuous pour -Remove the cement form and remove any high points -Install compressor distance pieces and cylinders -Install piping and cables | The foundation blocks for the reciprocating compressors require replacement due to age, operating hours, oil contamination, and condition (the engine block foundations are deteriorating). Without remediation, failing foundations will allow unit settlement creating bearing misalignments. As the frequency of bearing failures increases, the operational reliability of the unit decreases. There is also the potential for collateral crankshaft damage. There are No technically viable maintenance or repair strategies that will sufficiently extend the lives of the foundations blocks indefinitely; and therefore, replacement is the only option to mitigate damage described above | No | No | No | No | No | Maintained existing allocation | Compressor Equipment | Corunna Station and related pools | Multiple | Compressor Equipment | 456 | 0.12079 | 0.060396 | 0.1115 | 0 | 0 | 0 | 0 | 0 | 0 | 0 | 0 | 0 | 0.060396 | 0.1719 | 1 | 0 | 0 | 0 | 0 | 0 | 0 | 0 | 0 | 0 | 0.060396 | 0.1719 | 0 | 0 | 0 | 0 | 0 | 0 | 0 | 0 | 0 | 0 | 0
20024704 | 28 | 2023 | NPS 16 Wilkesport P and C | 2.82 | 2.82 | 0 | Permanent launcher/receiver facilities and removal of pipeline restrictions. New filter in place of buried separator | 2 | Allows for regular assessment and maintenance of pipeline system. | Installation costs for permanent inline inspection (ILI) tool launcher and receiver facilities, retrofits to existing lines to remove restrictive fittings or pipe configurations so they can be inspected with ILI tools | Allow for regular assessment and maintenance of pipeline system | No | No | No | No | No | Maintained existing allocation | Pipeline | Wilkesport | Yes | Pipeline | 455 | 0.042018 | 0.021009 | 0.068808 | 0 | 0 | 0 | 0 | 0 | 0 | 0 | 0 | 0 | 0.021009 | 0.089816 | 1 | 0 | 0 | 0 | 0 | 0 | 0 | 0 | 0 | 0 | 0.021009 | 0.089816 | 0 | 0 | 0 | 0 | 0 | 0 | 0 | 0 | 0 | 0 | 0
20023447/20023429 | 29 | 2024 | LSEC: Meter Station Filter | 4.1917 | 1.7962 | 2.3955 | New above grade filter-coalescer and tank | 2 | Existing buried separator does not function adequately and is of unknown condition. Existing above grade drain tank is at end of service life. | Design, procurement and construction to remove buried assets, install new above grade assets and required above and below grade piping. | To remove contaminants and protect downstream components from damage/fouling during withdrawal and address integrity concerns with existing drain tank and buried separator. | No | No | No | No | No | Maintained existing allocation | Station | Seckerton | No | Station | 452 | 0.077128 | 0.038564 | 0.11192 | 0 | 0 | 0 | 0 | 0 | 0 | 0 | 0 | 0 | 0 | 0.055959 | 0.42852 | 0 | 0 | 0 | 0 | 0 | 0 | 0 | 0 | 0 | 0 | 0.02398 | 0 | 0 | 0 | 0 | 0 | 0 | 0 | 0 | 0 | 0 | 0.03198
9010 | 30 | 2024 | Land Purchase | 2 | 0 | 2 | Strategic land purchase | 2 |  | Acquiring land in proximity to compressor stations provides additional setback and buffer to ensure properties do Not become Noise sensitive, reduce risk related to public safety and encroachment. Property may also be purchased to support expansion or provide ease of access. | Properties in proximity to compressor station have the potential to expose the general public to risks in the event of rare major hazardous events. Noise and vibration are identified in the Environmental Protection Act as contaminants. Any industry emitting Noise or other contaminants must obtain an Environmental Compliance Approval (“ECA”) from the Ontario Ministry of the Environment and Climate Change (“MOECC”) in order to operate legally. The current approved ECA encompasses the entire gas storage and transmission network. Compressor stations with neighbouring lots which, if developed to host a Noise sensitive use, could jeopardize the compliance status of the station with respect to the applicable MOECC sound level limits. | No | No | No | No | No | Strategic land purchase | Land | TBD | N/A | Land | 450 | 0 | 0 | 0 | 0 | 0 | 0 | 0 | 0 | 0 | 0 | 0 | 0 | 0 | 0 | 0 | 0 | 0 | 0 | 0 | 0 | 0 | 0 | 0 | 0 | 0 | 0 | 0 | 0 | 0 | 0 | 0 | 0 | 0 | 0 | 0 | 0 | 0
| 31 | 2021 | 2021 Unregulated Storage | 7.348 | 0 | 7.348 |  | 1 | [8 empty] | Increase Storage capacity/deliverability | Well |  |  | Well | 453 | 0.11169 | 0.055845 | 0.29613 | 0 | 0 | 0 | 0 | 0 | 0 | 0 | 0.055845 | 0.16753 | 0.27922 | 0.57535 | 0 | 0 | 0 | 0 | 0 | 0 | 0 | 0 | 0 | 0 | 0 | 0 | 0 | 0 | 0 | 0 | 0 | 0 | 0 | 0.055845 | 0.16753 | 0.27922 | 0.57535
| 32 | 2022 | 2022 Unregulated Storage | 2.5282 | 0 | 2.5282 |  | 1 | [8 empty] | Increase Storage capacity/deliverability | Well |  |  | Well | 453 | 0.038428 | 0.019214 | 0.10189 | 0 | 0 | 0 | 0 | 0 | 0 | 0 | 0 | 0.019214 | 0.057643 | 0.15953 | 0 | 0 | 0 | 0 | 0 | 0 | 0 | 0 | 0 | 0 | 0 | 0 | 0 | 0 | 0 | 0 | 0 | 0 | 0 | 0 | 0.019214 | 0.057643 | 0.15953
| 33 | 2023 | 2023 Unregulated Storage | 8.1859 | 0 | 8.1859 |  | 1 | [8 empty] | Increase Storage capacity/deliverability | Pipeline |  |  | Pipeline | 455 | 0.12197 | 0.060985 | 0.19974 | 0 | 0 | 0 | 0 | 0 | 0 | 0 | 0 | 0 | 0.060985 | 0.26072 | 0 | 0 | 0 | 0 | 0 | 0 | 0 | 0 | 0 | 0 | 0 | 0 | 0 | 0 | 0 | 0 | 0 | 0 | 0 | 0 | 0 | 0.060985 | 0.26072
| 34 | 2023 | 2023 Unregulated Storage | 2.0322 | 0 | 2.0322 |  | 1 | [8 empty] | Increase Storage capacity/deliverability | Well |  |  | Well | 453 | 0.03089 | 0.015445 | 0.081899 | 0 | 0 | 0 | 0 | 0 | 0 | 0 | 0 | 0 | 0.015445 | 0.097344 | 0 | 0 | 0 | 0 | 0 | 0 | 0 | 0 | 0 | 0 | 0 | 0 | 0 | 0 | 0 | 0 | 0 | 0 | 0 | 0 | 0 | 0.015445 | 0.097344
70.3470.11 | 35 | 2014 | TKC#63 Observation Well | 0.74738 | 0.74738 | 0 | Green House Gas Emissions - Flare Skid | 2 | Maintain existing assets | [7 empty] | Maintained existing allocation | Well | Mid-Kimball | No | Well | 453 | 0.01136 | 0.0056801 | 0.030119 | 0.0056801 | 0.01704 | 0.028401 | 0.039761 | 0.051121 | 0.062481 | 0.073841 | 0.085202 | 0.096562 | 0.10792 | 0.13804 | 1 | 0.0056801 | 0.01704 | 0.028401 | 0.039761 | 0.051121 | 0.062481 | 0.073841 | 0.085202 | 0.096562 | 0.10792 | 0.13804 | 0 | 0 | 0 | 0 | 0 | 0 | 0 | 0 | 0 | 0 | 0
70.3579.13 | 36 | 2014 | CofA - Chatham D Sound Wall | 0.52002 | 0.52002 | 0 | Noise Emission Improvements - MOE Request | 2 | Maintain existing assets | [7 empty] | Maintained existing allocation | Station | Chatham D | No | Station | 452 | 0.0095684 | 0.0047842 | 0.013885 | 0.0047842 | 0.014353 | 0.023921 | 0.033489 | 0.043058 | 0.052626 | 0.062195 | 0.071763 | 0.081332 | 0.0909 | 0.10478 | 1 | 0.0047842 | 0.014353 | 0.023921 | 0.033489 | 0.043058 | 0.052626 | 0.062195 | 0.071763 | 0.081332 | 0.0909 | 0.10478 | 0 | 0 | 0 | 0 | 0 | 0 | 0 | 0 | 0 | 0 | 0
70.3587.14 | 37 | 2014 | 2014 Pressure Testing/Logging | 0.54485 | 0.54485 | 0 | Pressure Testing and Logging of Existing Wells | 2 | Compliance - Casing Integrity Test | [7 empty] | Maintained existing allocation | Well | Seckerton, Mid-Kimball, Dow Moore, Ladysmith, Bluewater, Black Creek | Multiple | Well | 453 | 0.0082818 | 0.0041409 | 0.021958 | 0.0041409 | 0.012423 | 0.020704 | 0.028986 | 0.037268 | 0.04555 | 0.053831 | 0.062113 | 0.070395 | 0.078677 | 0.10063 | 1 | 0.0041409 | 0.012423 | 0.020704 | 0.028986 | 0.037268 | 0.04555 | 0.053831 | 0.062113 | 0.070395 | 0.078677 | 0.10063 | 0 | 0 | 0 | 0 | 0 | 0 | 0 | 0 | 0 | 0 | 0
70.3589.14 | 38 | 2014 | Large Farm Purchase | 1.3246 | 1.3246 | 0 | Install ESD and Replace Well loops to meet Code | 2 | Maintain Existing Asset and Increase DSA Boundary | [7 empty] | Maintained existing allocation | Land | Corunna, Seckerton | Multiple | Land | 450 | 0 | 0 | 0 | 0 | 0 | 0 | 0 | 0 | 0 | 0 | 0 | 0 | 0 | 0 | 1 | 0 | 0 | 0 | 0 | 0 | 0 | 0 | 0 | 0 | 0 | 0 | 0 | 0 | 0 | 0 | 0 | 0 | 0 | 0 | 0 | 0 | 0
70.3602.14 | 39 | 2014 | K708 Top End Engine Overhaul | 0.60191 | 0.60191 | 0 | Land purchase | 2 | Maintain existing assets | [7 empty] | Maintained existing allocation | Compressor Equipment | Corunna Station and related pools and related pools | Multiple | Compressor Equipment | 456 | 0.01565 | 0.0078248 | 0.014446 | 0.0078248 | 0.023475 | 0.039124 | 0.054774 | 0.070424 | 0.086073 | 0.10172 | 0.11737 | 0.13302 | 0.14867 | 0.16312 | 1 | 0.0078248 | 0.023475 | 0.039124 | 0.054774 | 0.070424 | 0.086073 | 0.10172 | 0.11737 | 0.13302 | 0.14867 | 0.16312 | 0 | 0 | 0 | 0 | 0 | 0 | 0 | 0 | 0 | 0 | 0
70.3621.14 | 40 | 2014 | Wellhead ESD Installations | 0.5853 | 0.5853 | 0 |  | 2 | Maintain existing assets | [7 empty] | Maintained existing allocation | Well Equipment | Wilkesport, Mid-Kimball | No | Well Equipment | 454 | 0.032543 | 0.016271 | 0.0059115 | 0.016271 | 0.048814 | 0.081356 | 0.1139 | 0.14644 | 0.17898 | 0.21153 | 0.24407 | 0.27661 | 0.30915 | 0.31507 | 1 | 0.016271 | 0.048814 | 0.081356 | 0.1139 | 0.14644 | 0.17898 | 0.21153 | 0.24407 | 0.27661 | 0.30915 | 0.31507 | 0 | 0 | 0 | 0 | 0 | 0 | 0 | 0 | 0 | 0 | 0
70.236435.15 | 41 | 2015 | Crwlnd Casing Corrosion Invest | 0.52334 | 0.52334 | 0 |  | 2 | Maintain existing assets | [7 empty] | Maintained existing allocation | Well | Crowland | No | Well | 453 | 0.0079547 | 0.0039774 | 0.021091 | 0 | 0.0039774 | 0.011932 | 0.019887 | 0.027842 | 0.035796 | 0.043751 | 0.051706 | 0.059661 | 0.067615 | 0.088706 | 1 | 0 | 0.0039774 | 0.011932 | 0.019887 | 0.027842 | 0.035796 | 0.043751 | 0.051706 | 0.059661 | 0.067615 | 0.088706 | 0 | 0 | 0 | 0 | 0 | 0 | 0 | 0 | 0 | 0 | 0
70.3623.14 | 42 | 2015 | 2015 Well Pressure Testing | 0.68357 | 0.68357 | 0 | Overhaul - bring assets to like new condition | 2 | Compliance - Casing Integrity Test | [7 empty] | Maintained existing allocation | Well | Chatham D, Wilkesport | No | Well | 453 | 0.01039 | 0.0051951 | 0.027548 | 0 | 0.0051951 | 0.015585 | 0.025976 | 0.036366 | 0.046756 | 0.057146 | 0.067537 | 0.077927 | 0.088317 | 0.11587 | 1 | 0 | 0.0051951 | 0.015585 | 0.025976 | 0.036366 | 0.046756 | 0.057146 | 0.067537 | 0.077927 | 0.088317 | 0.11587 | 0 | 0 | 0 | 0 | 0 | 0 | 0 | 0 | 0 | 0 | 0
70.3631.14 | 43 | 2015 | Dawn Valve Automation (OPP) | 1.783 | 1.783 | 0 |  | 2 | Maintain Existing Asset - Safety & Reliability | [7 empty] | Maintained existing allocation | Compressor Equipment | Dawn STO, Sombra, TCPL, Dawn West | No | Compressor Equipment | 456 | 0.046357 | 0.023179 | 0.042791 | 0 | 0.023179 | 0.069536 | 0.11589 | 0.16225 | 0.20861 | 0.25496 | 0.30132 | 0.34768 | 0.39404 | 0.43683 | 1 | 0 | 0.023179 | 0.069536 | 0.11589 | 0.16225 | 0.20861 | 0.25496 | 0.30132 | 0.34768 | 0.39404 | 0.43683 | 0 | 0 | 0 | 0 | 0 | 0 | 0 | 0 | 0 | 0 | 0
10.11906104.15 | 44 | 2016 | 10.11906104.15 NPS 20 Seckerto | 0.56971 | 0.56971 | 0 | 20" Seckerton Integrity Retrofit | 2 | Maintain Existing 20" Asset | [7 empty] | Maintained existing allocation | Well | Seckerton | No | Well | 453 | 0.0086596 | 0.0043298 | 0.022959 | 0 | 0 | 0.0043298 | 0.012989 | 0.021649 | 0.030309 | 0.038968 | 0.047628 | 0.056288 | 0.064947 | 0.087907 | 1 | 0 | 0 | 0.0043298 | 0.012989 | 0.021649 | 0.030309 | 0.038968 | 0.047628 | 0.056288 | 0.064947 | 0.087907 | 0 | 0 | 0 | 0 | 0 | 0 | 0 | 0 | 0 | 0 | 0
70.233949.15 | 45 | 2016 | Wilkesport Gathering Line Mod | 1.3687 | 1.3687 | 0 | Observation Well Drilling | 2 | Maintain Existing Asset - Wilkesport Storage Reservoir | [7 empty] | Maintained existing allocation | Well | Wilkesport | Yes | Well | 453 | 0.020804 | 0.010402 | 0.055159 | 0 | 0 | 0.010402 | 0.031206 | 0.052011 | 0.072815 | 0.093619 | 0.11442 | 0.13523 | 0.15603 | 0.21119 | 1 | 0 | 0 | 0.010402 | 0.031206 | 0.052011 | 0.072815 | 0.093619 | 0.11442 | 0.13523 | 0.15603 | 0.21119 | 0 | 0 | 0 | 0 | 0 | 0 | 0 | 0 | 0 | 0 | 0
70.247035.16 | 46 | 2016 | Install Camera & card swipe | 1.5772 | 1.5772 | 0 | Investigative digs resulting from preceding ILI | 2 | Safety and Security of existing assets | [7 empty] | Maintained existing allocation | Compressor Equipment | Corunna | Yes | Compressor Equipment | 456 | 0.041006 | 0.020503 | 0.037852 | 0 | 0 | 0.020503 | 0.061509 | 0.10251 | 0.14352 | 0.18453 | 0.22553 | 0.26654 | 0.30754 | 0.3454 | 1 | 0 | 0 | 0.020503 | 0.061509 | 0.10251 | 0.14352 | 0.18453 | 0.22553 | 0.26654 | 0.30754 | 0.3454 | 0 | 0 | 0 | 0 | 0 | 0 | 0 | 0 | 0 | 0 | 0
70.249678.16 | 47 | 2016 | Mid Kimbal NPS24 Invest Digs | 0.76969 | 0.76969 | 0 | NPS 24 Investigative Digs following ILI | 2 | Maintain Exisitng Asset NPS 24 | [7 empty] | Maintained existing allocation | Pipeline | Mid-Kimball | No | Pipeline | 455 | 0.011468 | 0.0057342 | 0.01878 | 0 | 0 | 0.0057342 | 0.017202 | 0.028671 | 0.040139 | 0.051607 | 0.063076 | 0.074544 | 0.086012 | 0.10479 | 1 | 0 | 0 | 0.0057342 | 0.017202 | 0.028671 | 0.040139 | 0.051607 | 0.063076 | 0.074544 | 0.086012 | 0.10479 | 0 | 0 | 0 | 0 | 0 | 0 | 0 | 0 | 0 | 0 | 0
70.249679.16 | 48 | 2016 | Corunna Trans NPS16 retrofit | 0.51776 | 0.51776 | 0 |  | 2 | Allows for regular assessment and maintenance of pipeline system. | [7 empty] | Maintained existing allocation | Pipeline | Corunna | Yes | Pipeline | 455 | 0.0077146 | 0.0038573 | 0.012633 | 0 | 0 | 0.0038573 | 0.011572 | 0.019287 | 0.027001 | 0.034716 | 0.04243 | 0.050145 | 0.05786 | 0.070493 | 1 | 0 | 0 | 0.0038573 | 0.011572 | 0.019287 | 0.027001 | 0.034716 | 0.04243 | 0.050145 | 0.05786 | 0.070493 | 0 | 0 | 0 | 0 | 0 | 0 | 0 | 0 | 0 | 0 | 0
70.3590.14 | 49 | 2016 | Scada Alarm Management | 0.76637 | 0.76637 | 0 |  | 2 | Maintain existing assets | [7 empty] | Maintained existing allocation | Compressor Equipment | Corunna Station and related pools | Multiple | Compressor Equipment | 456 | 0.019926 | 0.0099629 | 0.018393 | 0 | 0 | 0.0099629 | 0.029889 | 0.049814 | 0.06974 | 0.089666 | 0.10959 | 0.12952 | 0.14944 | 0.16784 | 1 | 0 | 0 | 0.0099629 | 0.029889 | 0.049814 | 0.06974 | 0.089666 | 0.10959 | 0.12952 | 0.14944 | 0.16784 | 0 | 0 | 0 | 0 | 0 | 0 | 0 | 0 | 0 | 0 | 0
20008785 | 50 | 2017 | LSKC:Lateral-ILI Retrofit | 0.83087 | 0.83087 | 0 | Permanent launcher/receiver facilities and removal of pipeline restrictions | 2 | Allows for regular assessment and maintenance of pipeline system. | [7 empty] | Maintained existing allocation | Pipeline | South-Kimball | Yes | Pipeline | 455 | 0.01238 | 0.00619 | 0.020273 | 0 | 0 | 0 | 0.00619 | 0.01857 | 0.03095 | 0.04333 | 0.05571 | 0.06809 | 0.080469 | 0.10074 | 1 | 0 | 0 | 0 | 0.00619 | 0.01857 | 0.03095 | 0.04333 | 0.05571 | 0.06809 | 0.080469 | 0.10074 | 0 | 0 | 0 | 0 | 0 | 0 | 0 | 0 | 0 | 0 | 0
20008828 | 51 | 2017 | MM:Pres Vesl&Tank-Inspection | 1.1774 | 1.1774 | 0 | Records management - All Pressure vessel documentation, baseline inspections, and create inspection program | 2 | Asset Mainetenance and inspection of existing assets | [7 empty] | Maintained existing allocation | Compressor Equipment | Corunna Station and related pools and related pools | Multiple | Compressor Equipment | 456 | 0.030612 | 0.015306 | 0.028257 | 0 | 0 | 0 | 0.015306 | 0.045918 | 0.076531 | 0.10714 | 0.13776 | 0.16837 | 0.19898 | 0.22724 | 1 | 0 | 0 | 0 | 0.015306 | 0.045918 | 0.076531 | 0.10714 | 0.13776 | 0.16837 | 0.19898 | 0.22724 | 0 | 0 | 0 | 0 | 0 | 0 | 0 | 0 | 0 | 0 | 0
20009042 | 52 | 2017 | SCHT: REGEN Containm't-new | 0.50967 | 0.50967 | 0 | Replace obsolete PLC | 2 | Maintain existing assets | [7 empty] | Maintained existing allocation | Compressor Equipment | Chatham D | No | Compressor Equipment | 456 | 0.013251 | 0.0066257 | 0.012232 | 0 | 0 | 0 | 0.0066257 | 0.019877 | 0.033128 | 0.04638 | 0.059631 | 0.072882 | 0.086134 | 0.098366 | 1 | 0 | 0 | 0 | 0.0066257 | 0.019877 | 0.033128 | 0.04638 | 0.059631 | 0.072882 | 0.086134 | 0.098366 | 0 | 0 | 0 | 0 | 0 | 0 | 0 | 0 | 0 | 0 | 0
20009430 | 53 | 2017 | LWLK:NPS16P-Invest'v Digs | 0.57952 | 0.57952 | 0 | Modify and replacement of assets to allow increased pressures | 2 | Maintain existing assets | [7 empty] | Maintained existing allocation | Pipeline | Wilkesport | Yes | Pipeline | 455 | 0.0086349 | 0.0043174 | 0.01414 | 0 | 0 | 0 | 0.0043174 | 0.012952 | 0.021587 | 0.030222 | 0.038857 | 0.047492 | 0.056127 | 0.070267 | 1 | 0 | 0 | 0 | 0.0043174 | 0.012952 | 0.021587 | 0.030222 | 0.038857 | 0.047492 | 0.056127 | 0.070267 | 0 | 0 | 0 | 0 | 0 | 0 | 0 | 0 | 0 | 0 | 0
20011673 | 54 | 2017 | PDOW:TD28H New HWell | 0.94912 | 0.94912 | 0 | New well in Dow reservoir | 2 | Restore performance degradation resulting from well abandonements in the storage reservoir | [7 empty] | Maintained existing allocation | Well | Dow Moore | Yes | Well | 453 | 0.014427 | 0.0072133 | 0.038249 | 0 | 0 | 0 | 0.0072133 | 0.02164 | 0.036066 | 0.050493 | 0.06492 | 0.079346 | 0.093773 | 0.13202 | 1 | 0 | 0 | 0 | 0.0072133 | 0.02164 | 0.036066 | 0.050493 | 0.06492 | 0.079346 | 0.093773 | 0.13202 | 0 | 0 | 0 | 0 | 0 | 0 | 0 | 0 | 0 | 0 | 0
20011674 | 55 | 2017 | PDOW:TD29H New Hwell | 0.81154 | 0.81154 | 0 | Reservoir Simulations to pick drilling locations to replace abandoned wells | 2 | Restore performance degradation resulting from well abandonements in the storage reservoir | [7 empty] | Maintained existing allocation | Well | Dow Moore | Yes | Well | 453 | 0.012335 | 0.0061677 | 0.032705 | 0 | 0 | 0 | 0.0061677 | 0.018503 | 0.030838 | 0.043174 | 0.055509 | 0.067845 | 0.08018 | 0.11289 | 1 | 0 | 0 | 0 | 0.0061677 | 0.018503 | 0.030838 | 0.043174 | 0.055509 | 0.067845 | 0.08018 | 0.11289 | 0 | 0 | 0 | 0 | 0 | 0 | 0 | 0 | 0 | 0 | 0
20011913 | 56 | 2017 | SCOR:810 IDC-Install | 1.0312 | 1.0312 | 0 | Reconfiure Piping to ensure liquids are seperated from Gas | 2 | Maintain existing assets | [7 empty] | Maintained existing allocation | Compressor Equipment | Corunna Station and related pools | Multiple | Compressor Equipment | 456 | 0.026812 | 0.013406 | 0.02475 | 0 | 0 | 0 | 0.013406 | 0.040219 | 0.067031 | 0.093843 | 0.12066 | 0.14747 | 0.17428 | 0.19903 | 1 | 0 | 0 | 0 | 0.013406 | 0.040219 | 0.067031 | 0.093843 | 0.12066 | 0.14747 | 0.17428 | 0.19903 | 0 | 0 | 0 | 0 | 0 | 0 | 0 | 0 | 0 | 0 | 0
70.247039.16 | 57 | 2017 | Storage RRO | 0.93836 | 0.93836 | 0 | Well line modifications1 | 2 | No impact to capacity or deliverability - required to maitain asset | [7 empty] | Maintained existing allocation | Compressor Equipment | Corunna Station and related pools and related pools | Multiple | Compressor Equipment | 456 | 0.024397 | 0.012199 | 0.022521 | 0 | 0 | 0 | 0.012199 | 0.036596 | 0.060994 | 0.085391 | 0.10979 | 0.13419 | 0.15858 | 0.1811 | 1 | 0 | 0 | 0 | 0.012199 | 0.036596 | 0.060994 | 0.085391 | 0.10979 | 0.13419 | 0.15858 | 0.1811 | 0 | 0 | 0 | 0 | 0 | 0 | 0 | 0 | 0 | 0 | 0
70.250085.16 | 58 | 2017 | Crankcase Oil System Upgrade | 0.5982 | 0.5982 | 0 | Creation Of technical Drawings | 2 | No impact to capacity or deliverability - required to maitain asset | [7 empty] | Maintained existing allocation | Compressor Equipment | Corunna Station and related pools | Multiple | Compressor Equipment | 456 | 0.015553 | 0.0077766 | 0.014357 | 0 | 0 | 0 | 0.0077766 | 0.02333 | 0.038883 | 0.054436 | 0.069989 | 0.085543 | 0.1011 | 0.11545 | 1 | 0 | 0 | 0 | 0.0077766 | 0.02333 | 0.038883 | 0.054436 | 0.069989 | 0.085543 | 0.1011 | 0.11545 | 0 | 0 | 0 | 0 | 0 | 0 | 0 | 0 | 0 | 0 | 0
20009048 | 59 | 2018 | SCOR:Flare Mtr_KO-Install | 0.53058 | 0.53058 | 0 | Permanent launcher/receiver facilities and removal of pipeline restrictions | 2 | GHG Emissions Project - No impact to capacity or deliverability - required to maitain asset | [7 empty] | Maintained existing allocation | Station | Corunna Station and related pools | Multiple | Station | 452 | 0.0097627 | 0.0048813 | 0.014167 | 0 | 0 | 0 | 0 | 0.0048813 | 0.014644 | 0.024407 | 0.034169 | 0.043932 | 0.053695 | 0.067861 | 1 | 0 | 0 | 0 | 0 | 0.0048813 | 0.014644 | 0.024407 | 0.034169 | 0.043932 | 0.053695 | 0.067861 | 0 | 0 | 0 | 0 | 0 | 0 | 0 | 0 | 0 | 0 | 0
20012303 | 60 | 2018 | LBCK:NPS12P ILI Retrofit | 1.139 | 1.139 | 0 |  | 2 | Allows for regular assessment and maintenance of pipeline system. | [7 empty] | Maintained existing allocation | Pipeline | Bickford | No | Pipeline | 455 | 0.016971 | 0.0084857 | 0.027792 | 0 | 0 | 0 | 0 | 0.0084857 | 0.025457 | 0.042428 | 0.0594 | 0.076371 | 0.093342 | 0.12113 | 1 | 0 | 0 | 0 | 0 | 0.0084857 | 0.025457 | 0.042428 | 0.0594 | 0.076371 | 0.093342 | 0.12113 | 0 | 0 | 0 | 0 | 0 | 0 | 0 | 0 | 0 | 0 | 0
20013217 | 61 | 2018 | LCOV:Lateral-ILI-Retrofit | 0.54651 | 0.54651 | 0 | Investigative digs resulting from preceding ILI | 2 | Allows for regular assessment and maintenance of pipeline system. | [7 empty] | Maintained existing allocation | Pipeline | Coveny | No | Pipeline | 455 | 0.0081429 | 0.0040715 | 0.013335 | 0 | 0 | 0 | 0 | 0.0040715 | 0.012214 | 0.020357 | 0.0285 | 0.036643 | 0.044786 | 0.058121 | 1 | 0 | 0 | 0 | 0 | 0.0040715 | 0.012214 | 0.020357 | 0.0285 | 0.036643 | 0.044786 | 0.058121 | 0 | 0 | 0 | 0 | 0 | 0 | 0 | 0 | 0 | 0 | 0
20013762 | 62 | 2018 | SCOR:60001/2 iFlow-Upgrade | 0.86305 | 0.86305 | 0 | Replace Existing Gas Valves with Dresser Rand Upgrade | 2 | Maintain Existing Asset and Ensure ECA compliance | [7 empty] | Maintained existing allocation | Compressor Equipment | Corunna Station and related pools | Multiple | Compressor Equipment | 456 | 0.022439 | 0.01122 | 0.020713 | 0 | 0 | 0 | 0 | 0.01122 | 0.033659 | 0.056098 | 0.078538 | 0.10098 | 0.12342 | 0.14413 | 1 | 0 | 0 | 0 | 0 | 0.01122 | 0.033659 | 0.056098 | 0.078538 | 0.10098 | 0.12342 | 0.14413 | 0 | 0 | 0 | 0 | 0 | 0 | 0 | 0 | 0 | 0 | 0
20014630 | 63 | 2018 | SSOM:RegenStill Column-Modify | 0.94433 | 0 | 0.94433 |  | 2 | Maintain Existing Assets - Operational Reliability | [7 empty] | Maintained existing allocation | Well Equipment | Sombra | No | Well Equipment | 454 | 0.052505 | 0.026252 | 0.0095377 | 0 | 0 | 0 | 0 | 0.026252 | 0.078757 | 0.13126 | 0.18377 | 0.23627 | 0.28878 | 0.29831 | 0 | 0 | 0 | 0 | 0 | 0 | 0 | 0 | 0 | 0 | 0 | 0 | 0 | 0 | 0 | 0 | 0.026252 | 0.078757 | 0.13126 | 0.18377 | 0.23627 | 0.28878 | 0.29831
20015418 | 64 | 2018 | LMKC:TKC62H-Investigative Dig | 1.1515 | 0 | 1.1515 | Program to replace failling filter vessel | 2 | Maintain existing assets | [7 empty] | Maintained existing allocation | Pipeline | Mid-Kimball | No | Pipeline | 455 | 0.017157 | 0.0085785 | 0.028096 | 0 | 0 | 0 | 0 | 0.0085785 | 0.025735 | 0.042892 | 0.060049 | 0.077206 | 0.094363 | 0.12246 | 0 | 0 | 0 | 0 | 0 | 0 | 0 | 0 | 0 | 0 | 0 | 0 | 0 | 0 | 0 | 0 | 0.0085785 | 0.025735 | 0.042892 | 0.060049 | 0.077206 | 0.094363 | 0.12246
20015331 | 65 | 2019 | LDOW:Leaking Wells-Replace | 1.4103 | 1.4103 | 0 | Replace obsolete HMIs | 2 | Maintain existing assets | [7 empty] | Maintained existing allocation | Well | Dow Moore | Yes | Well | 453 | 0.021437 | 0.010718 | 0.056836 | 0 | 0 | 0 | 0 | 0 | 0.010718 | 0.032155 | 0.053592 | 0.075029 | 0.096465 | 0.1533 | 1 | 0 | 0 | 0 | 0 | 0 | 0.010718 | 0.032155 | 0.053592 | 0.075029 | 0.096465 | 0.1533 | 0 | 0 | 0 | 0 | 0 | 0 | 0 | 0 | 0 | 0 | 0
20015613 | 66 | 2019 | SCOR:Methane Vent-Reduce | 1.3763 | 1.3763 | 0 | Permanent launcher/receiver facilities and removal of pipeline restrictions | 2 | Maintain Existing Asset | [7 empty] | Maintained existing allocation | Compressor Equipment | Corunna Station and related pools | Multiple | Compressor Equipment | 456 | 0.035785 | 0.017892 | 0.033032 | 0 | 0 | 0 | 0 | 0 | 0.017892 | 0.053677 | 0.089462 | 0.12525 | 0.16103 | 0.19406 | 1 | 0 | 0 | 0 | 0 | 0 | 0.017892 | 0.053677 | 0.089462 | 0.12525 | 0.16103 | 0.19406 | 0 | 0 | 0 | 0 | 0 | 0 | 0 | 0 | 0 | 0 | 0
20016202 | 67 | 2019 | LSEC:NPS20G-ILI Retrofit | 0.73215 | 0.73215 | 0 |  | 2 | Allows for regular assessment and maintenance of pipeline system. | [7 empty] | Maintained existing allocation | Pipeline | Seckerton | No | Pipeline | 455 | 0.010909 | 0.0054546 | 0.017865 | 0 | 0 | 0 | 0 | 0 | 0.0054546 | 0.016364 | 0.027273 | 0.038182 | 0.049091 | 0.066956 | 1 | 0 | 0 | 0 | 0 | 0 | 0.0054546 | 0.016364 | 0.027273 | 0.038182 | 0.049091 | 0.066956 | 0 | 0 | 0 | 0 | 0 | 0 | 0 | 0 | 0 | 0 | 0
20016600 | 68 | 2019 | LSKC:Gathering P/L-Replace | 1.2272 | 1.2272 | 0 | localized replacement of components at three dig sites approx 61m | 2 | Address widespread internal corrosion at three dig sites 1, 2, 5 | [7 empty] | Maintained existing allocation | Pipeline | South-Kimball | Yes | Pipeline | 455 | 0.018285 | 0.0091423 | 0.029943 | 0 | 0 | 0 | 0 | 0 | 0.0091423 | 0.027427 | 0.045712 | 0.063996 | 0.082281 | 0.11222 | 1 | 0 | 0 | 0 | 0 | 0 | 0.0091423 | 0.027427 | 0.045712 | 0.063996 | 0.082281 | 0.11222 | 0 | 0 | 0 | 0 | 0 | 0 | 0 | 0 | 0 | 0 | 0
20016601 | 69 | 2019 | LMKC:Gathering P/L-Replace | 1.125 | 1.125 | 0 | Replace obsolete PLC | 2 | Address widespread internal corrosion at three dig sites 3, 4,8 | [7 empty] | Maintained existing allocation | Pipeline | Mid-Kimball | No | Pipeline | 455 | 0.016762 | 0.008381 | 0.027449 | 0 | 0 | 0 | 0 | 0 | 0.008381 | 0.025143 | 0.041905 | 0.058667 | 0.075429 | 0.10288 | 1 | 0 | 0 | 0 | 0 | 0 | 0.008381 | 0.025143 | 0.041905 | 0.058667 | 0.075429 | 0.10288 | 0 | 0 | 0 | 0 | 0 | 0 | 0 | 0 | 0 | 0 | 0
20016962 | 70 | 2019 | LSKC:TKC48 RdCrx-ILI Retrofit | 1.134 | 1.134 | 0 | replace Non-functioning valves at inlet to (153HV001/2) | 2 | Allows for regular assessment and maintenance of pipeline system. | [7 empty] | Maintained existing allocation | Pipeline | South-Kimball | Yes | Pipeline | 455 | 0.016896 | 0.008448 | 0.027669 | 0 | 0 | 0 | 0 | 0 | 0.008448 | 0.025344 | 0.04224 | 0.059136 | 0.076032 | 0.1037 | 1 | 0 | 0 | 0 | 0 | 0 | 0.008448 | 0.025344 | 0.04224 | 0.059136 | 0.076032 | 0.1037 | 0 | 0 | 0 | 0 | 0 | 0 | 0 | 0 | 0 | 0 | 0
20013763 | 71 | 2020 | SCOR:60008-Fdn Blk-Replace | 1.2604 | 1.2604 | 0 |  | 2 | Restore degrading foundation for K708 Compressor | [7 empty] | Maintained existing allocation | Compressor Equipment | Corunna Station and related pools | Multiple | Compressor Equipment | 456 | 0.03277 | 0.016385 | 0.030249 | 0 | 0 | 0 | 0 | 0 | 0 | 0.016385 | 0.049155 | 0.081924 | 0.11469 | 0.14494 | 1 | 0 | 0 | 0 | 0 | 0 | 0 | 0.016385 | 0.049155 | 0.081924 | 0.11469 | 0.14494 | 0 | 0 | 0 | 0 | 0 | 0 | 0 | 0 | 0 | 0 | 0
20016602 | 72 | 2020 | SCOR:100MOD Hdr Vlves-Replace | 1.4025 | 1.4025 | 0 | Relocate UT meter to a more suitable location to reduce flow velocity to less than 100 ft/s | 2 | Replacement program - does not improve deliverability or capacity | [7 empty] | Maintained existing allocation | Compressor Equipment | Corunna Station and related pools | Multiple | Compressor Equipment | 456 | 0.036465 | 0.018233 | 0.03366 | 0 | 0 | 0 | 0 | 0 | 0 | 0.018233 | 0.054698 | 0.091164 | 0.12763 | 0.16129 | 1 | 0 | 0 | 0 | 0 | 0 | 0 | 0.018233 | 0.054698 | 0.091164 | 0.12763 | 0.16129 | 0 | 0 | 0 | 0 | 0 | 0 | 0 | 0 | 0 | 0 | 0
20018160 | 73 | 2020 | LCHT:Pipeline-ILI Retrofits | 1.7673 | 1.7673 | 0 |  | 2 | Allows for regular assessment and maintenance of pipeline system. | [7 empty] | Maintained existing allocation | Pipeline | Chatham D | No | Pipeline | 455 | 0.026332 | 0.013166 | 0.043121 | 0 | 0 | 0 | 0 | 0 | 0 | 0.013166 | 0.039498 | 0.06583 | 0.092162 | 0.13528 | 1 | 0 | 0 | 0 | 0 | 0 | 0 | 0.013166 | 0.039498 | 0.06583 | 0.092162 | 0.13528 | 0 | 0 | 0 | 0 | 0 | 0 | 0 | 0 | 0 | 0 | 0
20019636 | 74 | 2020 | SCOR:60005 iBalance-Upgrade | 0.90364 | 0.90364 | 0 | Replace failed electrical components | 2 | Auto balancing systems provide improved reliability, reduced probability of crankshaft failure, more precise control of Nox emissions | [7 empty] | Maintained existing allocation | Compressor Equipment | Corunna Station and related pools | Multiple | Compressor Equipment | 456 | 0.023495 | 0.011747 | 0.021687 | 0 | 0 | 0 | 0 | 0 | 0 | 0.011747 | 0.035242 | 0.058737 | 0.082231 | 0.10392 | 1 | 0 | 0 | 0 | 0 | 0 | 0 | 0.011747 | 0.035242 | 0.058737 | 0.082231 | 0.10392 | 0 | 0 | 0 | 0 | 0 | 0 | 0 | 0 | 0 | 0 | 0
20013756 | 75 | 2021 | PMKC:TKC67H New Hwell | 1.7673 | 1.7673 | 0 | New well in South Kimball reservoir | 2 | Restore performance degradation resulting from well abandonements in the storage reservoir. | [7 empty] | Maintained existing allocation | Well | South-Kimball | Yes | Well | 453 | 0.026863 | 0.013432 | 0.071222 | 0 | 0 | 0 | 0 | 0 | 0 | 0 | 0.013432 | 0.040295 | 0.067158 | 0.13838 | 1 | 0 | 0 | 0 | 0 | 0 | 0 | 0 | 0.013432 | 0.040295 | 0.067158 | 0.13838 | 0 | 0 | 0 | 0 | 0 | 0 | 0 | 0 | 0 | 0 | 0
20017354 | 76 | 2021 | LWLK:NPS16 Iso Valves-Replace | 0.67512 | 0.67512 | 0 | Replace failing isolation valves | 2 | address compliance issues to ensure valves are operable | [7 empty] | Maintained existing allocation | Pipeline | Wilkesport | Yes | Pipeline | 455 | 0.010059 | 0.0050296 | 0.016473 | 0 | 0 | 0 | 0 | 0 | 0 | 0 | 0.0050296 | 0.015089 | 0.025148 | 0.041621 | 1 | 0 | 0 | 0 | 0 | 0 | 0 | 0 | 0.0050296 | 0.015089 | 0.025148 | 0.041621 | 0 | 0 | 0 | 0 | 0 | 0 | 0 | 0 | 0 | 0 | 0
20020165 | 77 | 2021 | SCOR:622XX PSV Upgrades | 0.52971 | 0.52971 | 0 | Program to replace failling filter vessel | 2 | Maintain existing assets | [7 empty] | Maintained existing allocation | Compressor Equipment | Corunna Station and related pools | Multiple | Compressor Equipment | 456 | 0.013772 | 0.0068862 | 0.012713 | 0 | 0 | 0 | 0 | 0 | 0 | 0 | 0.0068862 | 0.020659 | 0.034431 | 0.047144 | 1 | 0 | 0 | 0 | 0 | 0 | 0 | 0 | 0.0068862 | 0.020659 | 0.034431 | 0.047144 | 0 | 0 | 0 | 0 | 0 | 0 | 0 | 0 | 0 | 0 | 0
20021247 | 78 | 2021 | LWLK: Well Debris Filter | 1.6997 | 1.6997 | 0 | New Filter in place of buried separator | 2 | Existing buried separator does not function adequately and is of unknown condition. Existing above grade drain tank is at end of service life. | [7 empty] | Maintained existing allocation | Station | Wilkesport | Yes | Station | 452 | 0.031274 | 0.015637 | 0.045382 | 0 | 0 | 0 | 0 | 0 | 0 | 0 | 0.015637 | 0.046912 | 0.078186 | 0.12357 | 1 | 0 | 0 | 0 | 0 | 0 | 0 | 0 | 0.015637 | 0.046912 | 0.078186 | 0.12357 | 0 | 0 | 0 | 0 | 0 | 0 | 0 | 0 | 0 | 0 | 0
20021332 | 79 | 2021 | SCOR:100MODHdr Valves-Replace | 1.8061 | 1.8061 | 0 | Replace obsolete PLC | 2 | Replacement program - does Not improve deliverability or capacity | [7 empty] | Maintained existing allocation | Compressor Equipment | Corunna Station and related pools | Multiple | Compressor Equipment | 456 | 0.04696 | 0.02348 | 0.043347 | 0 | 0 | 0 | 0 | 0 | 0 | 0 | 0.02348 | 0.07044 | 0.1174 | 0.16075 | 1 | 0 | 0 | 0 | 0 | 0 | 0 | 0 | 0.02348 | 0.07044 | 0.1174 | 0.16075 | 0 | 0 | 0 | 0 | 0 | 0 | 0 | 0 | 0 | 0 | 0
20021411 | 80 | 2021 | NPS 16 Coveny Trans. Retrofit | 1.686 | 1.686 | 0 | Permanent launcher/receiver facilities and removal of pipeline restrictions | 2 | Allows for regular assessment and maintenance of pipeline system. | [7 empty] | Maintained existing allocation | Pipeline | Coveny | No | Pipeline | 455 | 0.025122 | 0.012561 | 0.041139 | 0 | 0 | 0 | 0 | 0 | 0 | 0 | 0.012561 | 0.037683 | 0.062805 | 0.10394 | 1 | 0 | 0 | 0 | 0 | 0 | 0 | 0 | 0.012561 | 0.037683 | 0.062805 | 0.10394 | 0 | 0 | 0 | 0 | 0 | 0 | 0 | 0 | 0 | 0 | 0
20021412 | 81 | 2021 | NPS 16 COV Gathering Retrofit | 1.9752 | 1.9752 | 0 | Permanent launcher/receiver facilities and removal of pipeline restrictions | 2 | Allows for regular assessment and maintenance of pipeline system. | [7 empty] | Maintained existing allocation | Pipeline | Coveny | No | Pipeline | 455 | 0.029431 | 0.014715 | 0.048195 | 0 | 0 | 0 | 0 | 0 | 0 | 0 | 0.014715 | 0.044146 | 0.073577 | 0.12177 | 1 | 0 | 0 | 0 | 0 | 0 | 0 | 0 | 0.014715 | 0.044146 | 0.073577 | 0.12177 | 0 | 0 | 0 | 0 | 0 | 0 | 0 | 0 | 0 | 0 | 0
20021486 | 82 | 2021 | SCOR:60004 iBalance-Upgrade | 1.1163 | 1.1163 | 0 | Overhaul - bring assets to like new condition | 2 | Auto balancing systems provide improved reliability, reduced probability of crankshaft failure, more precise control of Nox emissions | [7 empty] | Maintained existing allocation | Compressor Equipment | Corunna Station and related pools | Multiple | Compressor Equipment | 456 | 0.029024 | 0.014512 | 0.026791 | 0 | 0 | 0 | 0 | 0 | 0 | 0 | 0.014512 | 0.043536 | 0.07256 | 0.099351 | 1 | 0 | 0 | 0 | 0 | 0 | 0 | 0 | 0.014512 | 0.043536 | 0.07256 | 0.099351 | 0 | 0 | 0 | 0 | 0 | 0 | 0 | 0 | 0 | 0 | 0
20021603 | 83 | 2021 | PSEC NPS 20 MOP Verification | 0.95403 | 0.95403 | 0 | Replace pipeline road crossing | 2 | Address requirements identified in the Seckerton MOP Assessment Report | [7 empty] | Maintained existing allocation | Pipeline | Seckerton | No | Pipeline | 455 | 0.014215 | 0.0071075 | 0.023278 | 0 | 0 | 0 | 0 | 0 | 0 | 0 | 0.0071075 | 0.021322 | 0.035537 | 0.058816 | 1 | 0 | 0 | 0 | 0 | 0 | 0 | 0 | 0.0071075 | 0.021322 | 0.035537 | 0.058816 | 0 | 0 | 0 | 0 | 0 | 0 | 0 | 0 | 0 | 0 | 0
20021606 | 84 | 2021 | NPS 16 Corunna MOP Remediation | 0.83415 | 0.83415 | 0 | Replace K801 silencer (plugs rusted shut) | 2 | Address requirements identified in the Corunna MOP Assessment Report | [7 empty] | Maintained existing allocation | Pipeline | Corunna Station and related pools | Multiple | Pipeline | 455 | 0.012429 | 0.0062144 | 0.020353 | 0 | 0 | 0 | 0 | 0 | 0 | 0 | 0.0062144 | 0.018643 | 0.031072 | 0.051425 | 1 | 0 | 0 | 0 | 0 | 0 | 0 | 0 | 0.0062144 | 0.018643 | 0.031072 | 0.051425 | 0 | 0 | 0 | 0 | 0 | 0 | 0 | 0 | 0 | 0 | 0
20021657 | 85 | 2021 | SSOM:K-802 Iso Valves-Replace | 0.96061 | 0.96061 | 0 | Power cylinder auto balancing techNology | 2 | Replacement program - does not improve deliverability or capacity | [7 empty] | Maintained existing allocation | Compressor Equipment | Sombra | No | Compressor Equipment | 456 | 0.024976 | 0.012488 | 0.023055 | 0 | 0 | 0 | 0 | 0 | 0 | 0 | 0.012488 | 0.037464 | 0.062439 | 0.085494 | 1 | 0 | 0 | 0 | 0 | 0 | 0 | 0 | 0.012488 | 0.037464 | 0.062439 | 0.085494 | 0 | 0 | 0 | 0 | 0 | 0 | 0 | 0 | 0 | 0 | 0
20021800 | 86 | 2021 | NPS16 LAD-WLK Inter Rfit | 1.0995 | 1.0995 | 0 |  | 2 | Allows for regular assessment and maintenance of pipeline system. | [7 empty] | Maintained existing allocation | Pipeline | Ladysmith, Wilkesport | Yes | Pipeline | 455 | 0.016383 | 0.0081916 | 0.026829 | 0 | 0 | 0 | 0 | 0 | 0 | 0 | 0.0081916 | 0.024575 | 0.040958 | 0.067787 | 1 | 0 | 0 | 0 | 0 | 0 | 0 | 0 | 0.0081916 | 0.024575 | 0.040958 | 0.067787 | 0 | 0 | 0 | 0 | 0 | 0 | 0 | 0 | 0 | 0 | 0
20022534 | 87 | 2021 | 2021 Land Aq Williams Property | 1.3294 | 1.3294 | 0 | Land purchase | 2 | Provides additional setback and buffer from existing and potential receptors and buffer to ensure properties do not become noise sensitive, reduce risk related to public safety and encroachment. | [7 empty] | Maintained existing allocation | Land | Transmission ( Wilkesport - Corunna NPS 16 Transmission line runs through the property) | N/A | Land | 450 | 0 | 0 | 0 | 0 | 0 | 0 | 0 | 0 | 0 | 0 | 0 | 0 | 0 | 0 | 1 | 0 | 0 | 0 | 0 | 0 | 0 | 0 | 0 | 0 | 0 | 0 | 0 | 0 | 0 | 0 | 0 | 0 | 0 | 0 | 0 | 0 | 0
20022604 | 88 | 2021 | 2021 Land Alan Property | 0.68718 | 0.68718 | 0 | Purchase of a 35 acre property (LEGD Rate Zone) | 2 | Provides additional setback and buffer from existing and potential receptors and buffer to ensure properties do not become noise sensitive, reduce risk related to public safety and encroachment. | [7 empty] | Maintained existing allocation | Land | Crowland | No | Land | 450 | 0 | 0 | 0 | 0 | 0 | 0 | 0 | 0 | 0 | 0 | 0 | 0 | 0 | 0 | 1 | 0 | 0 | 0 | 0 | 0 | 0 | 0 | 0 | 0 | 0 | 0 | 0 | 0 | 0 | 0 | 0 | 0 | 0 | 0 | 0 | 0 | 0
20022605 | 89 | 2021 | 2021 Land - Gagnon Property | 0.50971 | 0.50971 | 0 | Land purchase | 2 | Provides additional setback and buffer from existing and potential receptors and buffer to ensure properties do not become noise sensitive, reduce risk related to public safety and encroachment. | [7 empty] | Maintained existing allocation | Land | Crowland | No | Land | 450 | 0 | 0 | 0 | 0 | 0 | 0 | 0 | 0 | 0 | 0 | 0 | 0 | 0 | 0 | 1 | 0 | 0 | 0 | 0 | 0 | 0 | 0 | 0 | 0 | 0 | 0 | 0 | 0 | 0 | 0 | 0 | 0 | 0 | 0 | 0 | 0 | 0
20020231 | 90 | 2022 | SCOR:64105 JWC-Replace | 0.72612 | 0.72612 | 0 | Program to replace failling filter vessel | 2 | Replacement program - does not improve deliverability or capacity | [7 empty] | Maintained existing allocation | Compressor Equipment | Corunna Station and related pools | Multiple | Compressor Equipment | 456 | 0.018879 | 0.0094396 | 0.017427 | 0 | 0 | 0 | 0 | 0 | 0 | 0 | 0 | 0.0094396 | 0.028319 | 0.045746 | 1 | 0 | 0 | 0 | 0 | 0 | 0 | 0 | 0 | 0.0094396 | 0.028319 | 0.045746 | 0 | 0 | 0 | 0 | 0 | 0 | 0 | 0 | 0 | 0 | 0
20021739 | 91 | 2022 | SCOR:62204 Dis Header OPP-Re | 1.0458 | 1.0458 | 0 | Modify K704 discharge header piping such that overpressure protection (OPP) is provided to a set pressure of 1200 psig | 2 | Maintain existing assets | [7 empty] | Maintained existing allocation | Compressor Equipment | Corunna Station and related pools | Multiple | Compressor Equipment | 456 | 0.02719 | 0.013595 | 0.025099 | 0 | 0 | 0 | 0 | 0 | 0 | 0 | 0 | 0.013595 | 0.040785 | 0.065884 | 1 | 0 | 0 | 0 | 0 | 0 | 0 | 0 | 0 | 0.013595 | 0.040785 | 0.065884 | 0 | 0 | 0 | 0 | 0 | 0 | 0 | 0 | 0 | 0 | 0
20021836 | 92 | 2022 | PMKC:TKC68H New HWell | 1.4469 | 1.4469 | 0 | New well in Mid Kimball reservoir | 2 | Restore performance degradation resulting from well abandonements in the storage reservoir. | [7 empty] | Maintained existing allocation | Well | Mid-Kimball | No | Well | 453 | 0.021992 | 0.010996 | 0.058309 | 0 | 0 | 0 | 0 | 0 | 0 | 0 | 0 | 0.010996 | 0.032989 | 0.091297 | 1 | 0 | 0 | 0 | 0 | 0 | 0 | 0 | 0 | 0.010996 | 0.032989 | 0.091297 | 0 | 0 | 0 | 0 | 0 | 0 | 0 | 0 | 0 | 0 | 0
20021837 | 93 | 2022 | PCOV:TCV7 A1 Obs Well-Drill | 1.028 | 1.028 | 0 | New Observation well | 2 | To monitor low-permeability zones or formations adjacent to and in communication with the storage zone. | [7 empty] | Maintained existing allocation | Well | Coveny | Yes | Well | 453 | 0.015625 | 0.0078125 | 0.041427 | 0 | 0 | 0 | 0 | 0 | 0 | 0 | 0 | 0.0078125 | 0.023438 | 0.064865 | 1 | 0 | 0 | 0 | 0 | 0 | 0 | 0 | 0 | 0.0078125 | 0.023438 | 0.064865 | 0 | 0 | 0 | 0 | 0 | 0 | 0 | 0 | 0 | 0 | 0
20021902 | 94 | 2022 | SCOR:62209-PSV-013-Incr Cap | 1.1081 | 1.1081 | 0 | Program to address over pressure protection Deficiencies related to piping and equipment throughout the Corunna facility as identified in the Site Wide HAZOP assessment | 2 | Maintain existing assets | [7 empty] | Maintained existing allocation | Compressor Equipment | Corunna Station and related pools | Multiple | Compressor Equipment | 456 | 0.028812 | 0.014406 | 0.026595 | 0 | 0 | 0 | 0 | 0 | 0 | 0 | 0 | 0.014406 | 0.043217 | 0.069813 | 1 | 0 | 0 | 0 | 0 | 0 | 0 | 0 | 0 | 0.014406 | 0.043217 | 0.069813 | 0 | 0 | 0 | 0 | 0 | 0 | 0 | 0 | 0 | 0 | 0
20021903 | 95 | 2022 | SCOR:62210-PSV-013-Incr Cap | 1.008 | 1.008 | 0 |  | 2 | Maintain existing assets | [7 empty] | Maintained existing allocation | Compressor Equipment | Corunna Station and related pools | Multiple | Compressor Equipment | 456 | 0.026207 | 0.013104 | 0.024191 | 0 | 0 | 0 | 0 | 0 | 0 | 0 | 0 | 0.013104 | 0.039311 | 0.063502 | 1 | 0 | 0 | 0 | 0 | 0 | 0 | 0 | 0 | 0.013104 | 0.039311 | 0.063502 | 0 | 0 | 0 | 0 | 0 | 0 | 0 | 0 | 0 | 0 | 0
20022331 | 96 | 2022 | SSOM:UT Meters-Replace | 0.58423 | 0.58423 | 0 | replace Non-functioning valves 211-HV-003 & 211-HV-007 | 2 | Maintain existing assets | [7 empty] | Maintained existing allocation | Compressor Equipment | Sombra | No | Compressor Equipment | 456 | 0.01519 | 0.007595 | 0.014022 | 0 | 0 | 0 | 0 | 0 | 0 | 0 | 0 | 0.007595 | 0.022785 | 0.036807 | 1 | 0 | 0 | 0 | 0 | 0 | 0 | 0 | 0 | 0.007595 | 0.022785 | 0.036807 | 0 | 0 | 0 | 0 | 0 | 0 | 0 | 0 | 0 | 0 | 0
20022620 | 97 | 2022 | 2021 LAD MSand PL Upgrade | 1.3535 | 1.3535 | 0 | Replace obsolete forced lube system | 2 | Allows for regular assessment and maintenance of pipeline system. | [7 empty] | Maintained existing allocation | Pipeline | Ladysmith | No | Pipeline | 455 | 0.020167 | 0.010083 | 0.033025 | 0 | 0 | 0 | 0 | 0 | 0 | 0 | 0 | 0.010083 | 0.03025 | 0.063276 | 1 | 0 | 0 | 0 | 0 | 0 | 0 | 0 | 0 | 0.010083 | 0.03025 | 0.063276 | 0 | 0 | 0 | 0 | 0 | 0 | 0 | 0 | 0 | 0 | 0
20022706 | 98 | 2022 | SCOR:100MOD HdrValves-Replace | 1.0479 | 1.0479 | 0 |  | 2 | Replacement program - does Not improve deliverability or capacity | [7 empty] | Maintained existing allocation | Compressor Equipment | Corunna Station and related pools | Multiple | Compressor Equipment | 456 | 0.027246 | 0.013623 | 0.02515 | 0 | 0 | 0 | 0 | 0 | 0 | 0 | 0 | 0.013623 | 0.040869 | 0.066018 | 1 | 0 | 0 | 0 | 0 | 0 | 0 | 0 | 0 | 0.013623 | 0.040869 | 0.066018 | 0 | 0 | 0 | 0 | 0 | 0 | 0 | 0 | 0 | 0 | 0
20023117 | 99 | 2022 | SCOR:810001 IDC-Replace | 1.418 | 1.418 | 0 | Replace obsolete Industrial Data Center - central collection point for all SCADA data | 2 | Replacement program - does Not improve deliverability or capacity | [7 empty] | Maintained existing allocation | Compressor Equipment | Corunna Station and related pools | Multiple | Compressor Equipment | 456 | 0.036867 | 0.018434 | 0.034031 | 0 | 0 | 0 | 0 | 0 | 0 | 0 | 0 | 0.018434 | 0.055301 | 0.089332 | 1 | 0 | 0 | 0 | 0 | 0 | 0 | 0 | 0 | 0.018434 | 0.055301 | 0.089332 | 0 | 0 | 0 | 0 | 0 | 0 | 0 | 0 | 0 | 0 | 0
20023118 | 100 | 2022 | SCOR:60010 iBalance-Upgrade | 0.82701 | 0.82701 | 0 | Power cylinder auto balancing techNology | 2 | Auto balancing systems provide improved reliability, reduced probability of crankshaft failure, more precise control of Nox emissions | [7 empty] | Maintained existing allocation | Compressor Equipment | Corunna Station and related pools | Multiple | Compressor Equipment | 456 | 0.021502 | 0.010751 | 0.019848 | 0 | 0 | 0 | 0 | 0 | 0 | 0 | 0 | 0.010751 | 0.032253 | 0.052102 | 1 | 0 | 0 | 0 | 0 | 0 | 0 | 0 | 0 | 0.010751 | 0.032253 | 0.052102 | 0 | 0 | 0 | 0 | 0 | 0 | 0 | 0 | 0 | 0 | 0
20023119 | 101 | 2022 | SCOR:60009 iBalance-Upgrade | 0.79046 | 0.79046 | 0 | Program to replace failling filter vessel | 2 | Auto balancing systems provide improved reliability, reduced probability of crankshaft failure, more precise control of Nox emissions | [7 empty] | Maintained existing allocation | Compressor Equipment | Corunna Station and related pools | Multiple | Compressor Equipment | 456 | 0.020552 | 0.010276 | 0.018971 | 0 | 0 | 0 | 0 | 0 | 0 | 0 | 0 | 0.010276 | 0.030828 | 0.049799 | 1 | 0 | 0 | 0 | 0 | 0 | 0 | 0 | 0 | 0.010276 | 0.030828 | 0.049799 | 0 | 0 | 0 | 0 | 0 | 0 | 0 | 0 | 0 | 0 | 0
20021336 | 102 | 2023 | LMKC:TKC68H New HWell | 0.51939 | 0.51939 | 0 | Permanent launcher/receiver facilities and removal of pipeline restrictions | 2 | Restore performance degradation resulting from well abandonements in the storage reservoir. | [7 empty] | Maintained existing allocation | Pipeline | Mid-Kimball | Yes | Pipeline | 455 | 0.007739 | 0.0038695 | 0.012673 | 0 | 0 | 0 | 0 | 0 | 0 | 0 | 0 | 0 | 0.0038695 | 0.016543 | 1 | 0 | 0 | 0 | 0 | 0 | 0 | 0 | 0 | 0 | 0.0038695 | 0.016543 | 0 | 0 | 0 | 0 | 0 | 0 | 0 | 0 | 0 | 0 | 0
20021748 | 103 | 2023 | NPS 16 WLK Gathering Retrofit | 1.2993 | 1.2993 | 0 | Permanent launcher/receiver facilities and removal of pipeline restrictions | 2 | Allows for regular assessment and maintenance of pipeline system. | [7 empty] | Maintained existing allocation | Pipeline | Wilkesport | Yes | Pipeline | 455 | 0.01936 | 0.0096801 | 0.031704 | 0 | 0 | 0 | 0 | 0 | 0 | 0 | 0 | 0 | 0.0096801 | 0.041384 | 1 | 0 | 0 | 0 | 0 | 0 | 0 | 0 | 0 | 0 | 0.0096801 | 0.041384 | 0 | 0 | 0 | 0 | 0 | 0 | 0 | 0 | 0 | 0 | 0
20022554 | 104 | 2023 | SSOM: V-0805 Iso Valves - Rep | 0.66066 | 0.66066 | 0 | Remove K722, K724 and their associated dryers and coolers/receivers. Replace with dryers at the starting air compressors and transform wet receivers into dry receivers. Connect and regulate starting air to the instrument air system | 2 | Replacement program - does not improve deliverability or capacity | [7 empty] | Maintained existing allocation | Compressor Equipment | Sombra | No | Compressor Equipment | 456 | 0.017177 | 0.0085885 | 0.015856 | 0 | 0 | 0 | 0 | 0 | 0 | 0 | 0 | 0 | 0.0085885 | 0.024444 | 1 | 0 | 0 | 0 | 0 | 0 | 0 | 0 | 0 | 0 | 0.0085885 | 0.024444 | 0 | 0 | 0 | 0 | 0 | 0 | 0 | 0 | 0 | 0 | 0
20022853 | 105 | 2023 | PCRW:Wells-Upgrade | 1.8527 | 1.8527 | 0 | Stratigraphic well drilling for reservoir characterization | 2 | Maintain asset by better understanding the subsurface | [7 empty] | Maintained existing allocation | Well | Crowland | No | Well | 453 | 0.02816 | 0.01408 | 0.074662 | 0 | 0 | 0 | 0 | 0 | 0 | 0 | 0 | 0 | 0.01408 | 0.088742 | 1 | 0 | 0 | 0 | 0 | 0 | 0 | 0 | 0 | 0 | 0.01408 | 0.088742 | 0 | 0 | 0 | 0 | 0 | 0 | 0 | 0 | 0 | 0 | 0
20022924 | 106 | 2023 | SCOR: K711 MOD Hdr Valves-Rep | 0.65875 | 0.65875 | 0 | Permanent launcher/receiver facilities and removal of pipeline restrictions | 2 | Replacement program - does not improve deliverability or capacity | [7 empty] | Maintained existing allocation | Compressor Equipment | Corunna Station and related pools | Multiple | Compressor Equipment | 456 | 0.017127 | 0.0085637 | 0.01581 | 0 | 0 | 0 | 0 | 0 | 0 | 0 | 0 | 0 | 0.0085637 | 0.024374 | 1 | 0 | 0 | 0 | 0 | 0 | 0 | 0 | 0 | 0 | 0.0085637 | 0.024374 | 0 | 0 | 0 | 0 | 0 | 0 | 0 | 0 | 0 | 0 | 0
20023183 | 107 | 2023 | Dow Moore MOP Remediation | 1.5271 | 1.5271 | 0 | Integrity digs resulting from preceding ILI | 2 | Address requirements identified in the MOP Assessment Report | [7 empty] | Maintained existing allocation | Pipeline | Dow Moore | Yes | Pipeline | 455 | 0.022753 | 0.011377 | 0.03726 | 0 | 0 | 0 | 0 | 0 | 0 | 0 | 0 | 0 | 0.011377 | 0.048637 | 1 | 0 | 0 | 0 | 0 | 0 | 0 | 0 | 0 | 0 | 0.011377 | 0.048637 | 0 | 0 | 0 | 0 | 0 | 0 | 0 | 0 | 0 | 0 | 0
20024702 | 108 | 2023 | NPS 20 SK Loop P&C | 0.75332 | 0.75332 | 0 | Permanent launcher/receiver facilities and removal of pipeline restrictions | 2 | Allows for regular assessment and maintenance of pipeline system. | [7 empty] | Maintained existing allocation | Pipeline | South-Kimball | Yes | Pipeline | 455 | 0.011224 | 0.0056122 | 0.018381 | 0 | 0 | 0 | 0 | 0 | 0 | 0 | 0 | 0 | 0.0056122 | 0.023993 | 1 | 0 | 0 | 0 | 0 | 0 | 0 | 0 | 0 | 0 | 0.0056122 | 0.023993 | 0 | 0 | 0 | 0 | 0 | 0 | 0 | 0 | 0 | 0 | 0
| 109 | 2024 | 2024 S&T Pipelines Integrity Program | 1.0229 | 1.0229 | 0 |  | 2 | Compliance Program | [7 empty] | Maintained existing allocation | Pipeline | Multiple | N/A | Pipeline | 455 | 0.015241 | 0.0076206 | 0.024959 | 0 | 0 | 0 | 0 | 0 | 0 | 0 | 0 | 0 | 0 | 0.012479 | 1 | 0 | 0 | 0 | 0 | 0 | 0 | 0 | 0 | 0 | 0 | 0.012479 | 0 | 0 | 0 | 0 | 0 | 0 | 0 | 0 | 0 | 0 | 0
738797 | 110 | 2024 | LDOW: Meter Station Filter | 2.6244 | 1.4478 | 1.1766 | Well Flow Loop | 2 | Existing buried separator does not function adequately and is of unknown condition. Existing above grade drain tank is at end of service life. | [7 empty] | Maintained existing allocation | Station | Dow Moore | Yes | Station | 452 | 0.048289 | 0.024144 | 0.070071 | 0 | 0 | 0 | 0 | 0 | 0 | 0 | 0 | 0 | 0 | 0.035036 | 0.55167 | 0 | 0 | 0 | 0 | 0 | 0 | 0 | 0 | 0 | 0 | 0.019328 | 0 | 0 | 0 | 0 | 0 | 0 | 0 | 0 | 0 | 0 | 0.015708
20023063/20023748 | 111 | 2024 | NPS 20 Seckerton Gathering Retrofit | 2.6261 | 2.1261 | 0.5 |  | 2 | Allows for regular assessment and maintenance of pipeline system. | [7 empty] | Maintained existing allocation | Pipeline | Seckerton | Yes | Pipeline | 455 | 0.039129 | 0.019564 | 0.064077 | 0 | 0 | 0 | 0 | 0 | 0 | 0 | 0 | 0 | 0 | 0.032038 | 0.8096 | 0 | 0 | 0 | 0 | 0 | 0 | 0 | 0 | 0 | 0 | 0.025938 | 0 | 0 | 0 | 0 | 0 | 0 | 0 | 0 | 0 | 0 | 0.0061
20022924 | 112 | 2024 | SCOR: K711 MOD Hdr Valves-Replace | 0.75695 | 0.75695 | 0 | Remove K722, K724 and their associated dryers and coolers/receivers. Replace with dryers at the starting air compressors and transform wet receivers into dry receivers. Connect and regulate starting air to the instrument air system | 2 | Replacement program - does Not improve deliverability or capacity | [7 empty] | Maintained existing allocation | Compressor Equipment | Corunna Station and related pools | Multiple | Compressor Equipment | 456 | 0.019681 | 0.0098404 | 0.018167 | 0 | 0 | 0 | 0 | 0 | 0 | 0 | 0 | 0 | 0 | 0.0090834 | 1 | 0 | 0 | 0 | 0 | 0 | 0 | 0 | 0 | 0 | 0 | 0.0090834 | 0 | 0 | 0 | 0 | 0 | 0 | 0 | 0 | 0 | 0 | 0
| 113 | 2024 | SCOR:62211-PSV-010-Decrease Set Pressure | 0.69129 | 0.69129 | 0 | Upgrade filter closures to Sentry Style closures to reduce the risk that someone could inadvertently attempt to open the filter door, while it still contained pressurized gas | 2 | Maintain existing asset | [7 empty] | Maintained existing allocation | Compressor Equipment | Corunna Station and related pools | Multiple | Compressor Equipment | 456 | 0.017973 | 0.0089867 | 0.016591 | 0 | 0 | 0 | 0 | 0 | 0 | 0 | 0 | 0 | 0 | 0.0082954 | 1 | 0 | 0 | 0 | 0 | 0 | 0 | 0 | 0 | 0 | 0 | 0.0082954 | 0 | 0 | 0 | 0 | 0 | 0 | 0 | 0 | 0 | 0 | 0
| 114 | 2024 | SSOM:K-801 Isolation Valves - Replace | 0.6342 | 0.6342 | 0 | Replace failing isolation valves | 2 | Replacement program - does not improve deliverability or capacity | [7 empty] | Maintained existing allocation | Compressor Equipment | Sombra | No | Compressor Equipment | 456 | 0.016489 | 0.0082446 | 0.015221 | 0 | 0 | 0 | 0 | 0 | 0 | 0 | 0 | 0 | 0 | 0.0076104 | 1 | 0 | 0 | 0 | 0 | 0 | 0 | 0 | 0 | 0 | 0 | 0.0076104 | 0 | 0 | 0 | 0 | 0 | 0 | 0 | 0 | 0 | 0 | 0
| 115 | 2024 | 2024 Unregulated Storage | 0.92833 | 0 | 0.92833 |  | 1 | [8 empty] | Increase Storage capacity/deliverability | Well Equipment |  |  | Well Equipment | 454 | 0.051615 | 0.025808 | 0.0093761 | 0 | 0 | 0 | 0 | 0 | 0 | 0 | 0 | 0 | 0 | 0.0046881 | 0 | 0 | 0 | 0 | 0 | 0 | 0 | 0 | 0 | 0 | 0 | 0 | 0 | 0 | 0 | 0 | 0 | 0 | 0 | 0 | 0 | 0 | 0.0046881
| 116 | 2024 | 2024 Unregulated Storage | 1.3354 | 0 | 1.3354 |  | 1 | [8 empty] | Increase Storage capacity/deliverability | Well Equipment |  |  | Well Equipment | 454 | 0.074246 | 0.037123 | 0.013487 | 0 | 0 | 0 | 0 | 0 | 0 | 0 | 0 | 0 | 0 | 0.0067436 | 0 | 0 | 0 | 0 | 0 | 0 | 0 | 0 | 0 | 0 | 0 | 0 | 0 | 0 | 0 | 0 | 0 | 0 | 0 | 0 | 0 | 0 | 0.0067436
|  |  | Total | 22.358 | 0 | 22.358

## Table 5 - Union Details
|  | Table 5 Details - Union Rate Zones Storage In-Service Additions ($ millions) | [20 empty] | 0
[23 empty] | 63 | [16 empty] | Regulated | [10 empty] | Unregulated
Project Number | Line No. | In-service Year | Name of Project | Total Capital Cost | Allocated to Regulated | Allocated To Unregulated | Description of Asset | Category | Rationale supporting Category | Nature of the work done | Purpose of the work | New Storage Space | New Withdrawal Capability | Reduction in Lost Gas | Reduction in Company Used Gas for Storage Operations | Increases Ability to Cycle Pools | Allocation Rationale | Asset Class | Related Storage Pool | Previous Enhancement to Asset before Project Occurred | Reg Split | Unreg Split | Asset Class - cleanup | Plant Account | Annual Depreciation | Half Depreciation | Annual Depreciation 2024 | 2014 | 2015 | 2016 | 2017 | 2018 | 2019 | 2020 | 2021 | 2022 | 2023 | 2024 | Reg % | 2014 | 2015 | 2016 | 2017 | 2018 | 2019 | 2020 | 2021 | 2022 | 2023 | 2024 | 2014 | 2015 | 2016 | 2017 | 2018 | 2019 | 2020 | 2021 | 2022 | 2023 | 2024
60.20.300 | 1 | 2020 | Wellhead Upgrade Project | 0.73197 | 0.45602 | 0.27595 | Wellhead upgrades to existing wells | 2 | Upgrade to meet operating codes | [7 empty] | Maintain existing allocation | Well | Terminus | No | 62.3% | 37.7% | Well | 453 | 0.011126 | 0.005563 | 0.029498 | 0 | 0 | 0 | 0 | 0 | 0 | 0.005563 | 0.016689 | 0.027815 | 0.038941 | 0.068439 | 0.623 | 0 | 0 | 0 | 0 | 0 | 0 | 0.0034657 | 0.010397 | 0.017329 | 0.02426 | 0.042638 | 0 | 0 | 0 | 0 | 0 | 0 | 0.0020972 | 0.0062917 | 0.010486 | 0.014681 | 0.025802
| 2 | 2024 | Waubuno Compression Lifecycle | 1.0952 | 0.67902 | 0.41618 | Prework for detailed alternatives analysis and final scoping to inform the project cost estimate and timing | 2 | Unsure of scope until prework is done. Category 2 is most conservative category to assume for Now. |  |  | No | Yes | Yes | Yes | Yes | Maintain existing allocation | Compressor Equipment | Waubuno | No | 62% | 38% | Compressor Equipment | 456 | 0.028475 | 0.014238 | 0.026285 | 0 | 0 | 0 | 0 | 0 | 0 | 0 | 0 | 0 | 0 | 0.013142 | 0.62 | 0 | 0 | 0 | 0 | 0 | 0 | 0 | 0 | 0 | 0 | 0.0081483 | 0 | 0 | 0 | 0 | 0 | 0 | 0 | 0 | 0 | 0 | 0.0049941
| 3 | 2018 | 2018 Unregulated Storage | 3.4673 | 1.1473 | 2.32 |  | 1 | [8 empty] | Storage assets fully charged to unregulated. Allocation to regulated is due to allocation of costs to Goedrich transmission station (regulated), as transmission assets fall outside of the storage allocation methodology. | Station |  |  | 33.09% | 66.91% | Station | 452 | 0.063798 | 0.031899 | 0.092576 | 0 | 0 | 0 | 0 | 0.031899 | 0.095696 | 0.15949 | 0.22329 | 0.28709 | 0.35089 | 0.44346 | 0.3309 | 0 | 0 | 0 | 0 | 0.010555 | 0.031666 | 0.052776 | 0.073887 | 0.094997 | 0.11611 | 0.14674 | 0 | 0 | 0 | 0 | 0.021344 | 0.064031 | 0.10672 | 0.1494 | 0.19209 | 0.23478 | 0.29672
60.17.304 | 4 | 2018 | Terminus New I/W Well | 1.57 | 0.98 | 0.59 | Drill new well and upgrade to exisitng OBS well to I/W | 2 | to replace lost deliverability due to abandoned wells and well conversion to OBS wells | [7 empty] | Maintain existing allocation | Well | Terminus | No | 62.42% | 37.58% | Well | 453 | 0.023864 | 0.011932 | 0.063271 | 0 | 0 | 0 | 0 | 0.011932 | 0.035796 | 0.05966 | 0.083524 | 0.10739 | 0.13125 | 0.19452 | 0.6242 | 0 | 0 | 0 | 0 | 0.007448 | 0.022344 | 0.03724 | 0.052136 | 0.067032 | 0.081928 | 0.12142 | 0 | 0 | 0 | 0 | 0.004484 | 0.013452 | 0.02242 | 0.031388 | 0.040356 | 0.049324 | 0.073101
53.15.404 | 5 | 2015 | STOterminusCntrVlvRunReplX158 AA | 0.56 | 0.35 | 0.21 | New Valve and pipe | 2 | Remove flow restrictions with properly sized pipe and valve | [7 empty] | Maintain existing allocation | Pipeline | Terminus | No | 62.5% | 37.5% | Pipeline | 455 | 0.008344 | 0.004172 | 0.013664 | 0 | 0.004172 | 0.012516 | 0.02086 | 0.029204 | 0.037548 | 0.045892 | 0.054236 | 0.06258 | 0.070924 | 0.084588 | 0.625 | 0 | 0.0026075 | 0.0078225 | 0.013038 | 0.018252 | 0.023467 | 0.028682 | 0.033897 | 0.039112 | 0.044327 | 0.052867 | 0 | 0.0015645 | 0.0046935 | 0.0078225 | 0.010952 | 0.014081 | 0.01721 | 0.020339 | 0.023468 | 0.026597 | 0.031721
53.17.413 | 6 | 2017 | Storage Tank Compliance | 2.3 | 1.68 | 0.62 | Tank Replacementsand refurbishment , and additionally new tank controls. | 2 | New assets and upgrades to maintain compliance to hazardous material management . | A list of work activities has been developed for the existing tanks to meet compliance obligations. The work activities include refurbishment and addition of controls to some tanks and complete replacement of others. The remaining 72 tanks will be remediated in 2017. | New assets and upgrades to maintain compliance to hazardous material management . | No | No | No | No | No | Maintain existing allocation | Compressor Equipment | Multiple | N/A | 73.04% | 26.96% | Compressor Equipment | 456 | 0.0598 | 0.0299 | 0.0552 | 0 | 0 | 0 | 0.0299 | 0.0897 | 0.1495 | 0.2093 | 0.2691 | 0.3289 | 0.3887 | 0.4439 | 0.73043 | 0 | 0 | 0 | 0.02184 | 0.06552 | 0.1092 | 0.15288 | 0.19656 | 0.24024 | 0.28392 | 0.32424 | 0 | 0 | 0 | 0.00806 | 0.02418 | 0.0403 | 0.05642 | 0.07254 | 0.08866 | 0.10478 | 0.11966
| 7 | 2015 | 2015 Unregulated Storage | 13.25 | 0 | 13.25 |  | 1 | [8 empty] | Increase Storage capacity/deliverability | Well |  |  | 0% | 100% | Well | 453 | 0.2014 | 0.1007 | 0.53398 | 0 | 0.1007 | 0.3021 | 0.5035 | 0.7049 | 0.9063 | 1.1077 | 1.3091 | 1.5105 | 1.7119 | 2.2459 | 0 | 0 | 0 | 0 | 0 | 0 | 0 | 0 | 0 | 0 | 0 | 0 | 0 | 0.1007 | 0.3021 | 0.5035 | 0.7049 | 0.9063 | 1.1077 | 1.3091 | 1.5105 | 1.7119 | 2.2459
| 8 | 2018 | 2018 Unregulated Storage | 27.16 | 0 | 27.16 |  | 1 | [8 empty] | Increase Storage capacity/deliverability | Well |  |  | 0% | 100% | Well | 453 | 0.41283 | 0.20642 | 1.0945 | 0 | 0 | 0 | 0 | 0.20642 | 0.61925 | 1.0321 | 1.4449 | 1.8577 | 2.2706 | 3.3651 | 0 | 0 | 0 | 0 | 0 | 0 | 0 | 0 | 0 | 0 | 0 | 0 | 0 | 0 | 0 | 0 | 0.20642 | 0.61925 | 1.0321 | 1.4449 | 1.8577 | 2.2706 | 3.3651
64-20-317 | 9 | 2021 | Storage and Pool Loop | 5.13 | 0.75 | 4.38 | Permanent launcher/receiver facilities and to remove pipeline restrictions | 2 | Allow for regular assessment and maintenance of pipeline system | Install In-line Inspection tool launcher, remove restrictive fittings or pipe configurations. | Allow for regular assessment and maintenance of pipeline system. | No | No | No | No | No | Maintain existing allocation | Pipeline | Dawn 156 | No | 14.62% | 85.38% | Measuring and Regulating Equipment | 457 | 0.15339 | 0.076694 | 0.10363 | 0 | 0 | 0 | 0 | 0 | 0 | 0 | 0.076694 | 0.23008 | 0.38347 | 0.48709 | 0.1462 | 0 | 0 | 0 | 0 | 0 | 0 | 0 | 0.011213 | 0.033638 | 0.056063 | 0.071213 | 0 | 0 | 0 | 0 | 0 | 0 | 0 | 0.065481 | 0.19644 | 0.32741 | 0.41588
53.15.413 | 10 | 2015 | STO STORAGE TANK COMPLIANCE MA | 0.49 | 0.42 | 0.07 | Tank Replacements and refurbishment , and additionally new tank controls. | 2 | Compliance and Envriomental obligations | [7 empty] | Maintain existing allocation | Well Equipment | Dawn Yard | N/A | 85.71% | 14.29% | Well Equipment | 454 | 0.027244 | 0.013622 | 0.004949 | 0 | 0.013622 | 0.040866 | 0.06811 | 0.095354 | 0.1226 | 0.14984 | 0.17709 | 0.20433 | 0.23157 | 0.23652 | 0.85714 | 0 | 0.011676 | 0.035028 | 0.05838 | 0.081732 | 0.10508 | 0.12844 | 0.15179 | 0.17514 | 0.19849 | 0.20273 | 0 | 0.001946 | 0.005838 | 0.00973 | 0.013622 | 0.017514 | 0.021406 | 0.025298 | 0.02919 | 0.033082 | 0.033789
53.20.915 | 11 | 2020 | STO Property – Vince Land Purchase | 0.82032 | 0.65766 | 0.16266 | Land - 50 Acres | 2 | Maintain Setback and Buffer | [7 empty] | Maintain existing allocation | Land | Dawn Yard | No | 80.17% | 19.83% | Land | 450 | 0 | 0 | 0 | 0 | 0 | 0 | 0 | 0 | 0 | 0 | 0 | 0 | 0 | 0 | 0.80172 | 0 | 0 | 0 | 0 | 0 | 0 | 0 | 0 | 0 | 0 | 0 | 0 | 0 | 0 | 0 | 0 | 0 | 0 | 0 | 0 | 0 | 0
53.21.922 | 12 | 2021 | STO Property - Turner Property Purchase 100% Regulated No split for Land | 1.3276 | 1.3276 | 0 | Land - Dawn Euphemia 50 acres East side of cuthbert road 1540 | 2 | Maintain DSA, buffer and setback | [7 empty] | Land purchases not directly associated with asset considered 100% regulated per NGIER | Land | N/A | N/A | 100% | 0% | Land | 450 | 0 | 0 | 0 | 0 | 0 | 0 | 0 | 0 | 0 | 0 | 0 | 0 | 0 | 0 | 1 | 0 | 0 | 0 | 0 | 0 | 0 | 0 | 0 | 0 | 0 | 0 | 0 | 0 | 0 | 0 | 0 | 0 | 0 | 0 | 0 | 0 | 0
53.21.923 | 13 | 2021 | STO Property - Sanderson Property Purchase 100% Regulated No split for Land | 1.6881 | 1.6881 | 0 | Land - Dawn Euphemia 78.9 Acres East Side of cuthbert adjacent to Turner | 2 | Maintain DSA, buffer and setback | [7 empty] | Land purchases not directly associated with asset considered 100% regulated per NGIER | Land | N/A | N/A | 100% | 0% | Land | 450 | 0 | 0 | 0 | 0 | 0 | 0 | 0 | 0 | 0 | 0 | 0 | 0 | 0 | 0 | 1 | 0 | 0 | 0 | 0 | 0 | 0 | 0 | 0 | 0 | 0 | 0 | 0 | 0 | 0 | 0 | 0 | 0 | 0 | 0 | 0 | 0 | 0
53.22.901 | 14 | 2022 | STO Property - Preece Property Purchase 100% Regulated No split for Land | 0.77991 | 0.77991 | 0 | Land - 0.5 acres Bentbath Line | 2 | Maintain DSA, buffer and setback | [7 empty] | Land purchases Not directly associated with asset considered 100% regulated per NGIER | Land | N/A | N/A | 100% | 0% | Land | 450 | 0 | 0 | 0 | 0 | 0 | 0 | 0 | 0 | 0 | 0 | 0 | 0 | 0 | 0 | 1 | 0 | 0 | 0 | 0 | 0 | 0 | 0 | 0 | 0 | 0 | 0 | 0 | 0 | 0 | 0 | 0 | 0 | 0 | 0 | 0 | 0 | 0
53.20.924 | 15 | 2020 | STO Property - Long Property Purchase X153 Payne | 1.2747 | 0.7903 | 0.48435 | Land - 44 acres | 2 | Maintain Setback and Buffer (Adjacent to Payne Resrvoir) | [7 empty] | Maintain existing allocation | Land | Payne | No | 62% | 38% | Land | 450 | 0 | 0 | 0 | 0 | 0 | 0 | 0 | 0 | 0 | 0 | 0 | 0 | 0 | 0 | 0.62001 | 0 | 0 | 0 | 0 | 0 | 0 | 0 | 0 | 0 | 0 | 0 | 0 | 0 | 0 | 0 | 0 | 0 | 0 | 0 | 0 | 0 | 0
53.20.921 | 16 | 2020 | STO Property - Evans Purchase | 1.6371 | 1.0199 | 0.6172 | Land 100 Acres Bentpath line | 2 | Maintain Setback and Buffer ( above 59-85 Reservoir) | [7 empty] | Maintain existing allocation | Land | Dawn 59 & 85 | No | 62.3% | 37.7% | Land | 450 | 0 | 0 | 0 | 0 | 0 | 0 | 0 | 0 | 0 | 0 | 0 | 0 | 0 | 0 | 0.623 | 0 | 0 | 0 | 0 | 0 | 0 | 0 | 0 | 0 | 0 | 0 | 0 | 0 | 0 | 0 | 0 | 0 | 0 | 0 | 0 | 0 | 0
53.16.419 | 17 | 2016 | STO EMISSIONS ACTION PLAN x194 OKAY 100% REGULATED | 1.26 | 1.26 | 0 | Noise Abatement Work at Dawn E 100% regulated | 2 | ECA Compliance - The Compressor Station Emissions Plan is filed as part of the Union Gas Environmental Compliance Approval with the Ministry of Environment in order to meet the requirements of Section 20.2 Part II.1 of the Environmental Protection Act. | [7 empty] | Maintain existing allocation | Compressor Equipment | Dawn E Compressor | No | 100% | 0% | Compressor Equipment | 456 | 0.03276 | 0.01638 | 0.03024 | 0 | 0 | 0.01638 | 0.04914 | 0.0819 | 0.11466 | 0.14742 | 0.18018 | 0.21294 | 0.2457 | 0.27594 | 1 | 0 | 0 | 0.01638 | 0.04914 | 0.0819 | 0.11466 | 0.14742 | 0.18018 | 0.21294 | 0.2457 | 0.27594 | 0 | 0 | 0 | 0 | 0 | 0 | 0 | 0 | 0 | 0 | 0
53.15.419 | 18 | 2015 | STO EMISSIONS ACTION PLAN MA | 0.61 | 0.54 | 0.07 | Noise Abatement work | 2 | ECA Compliance - The Compressor Station Emissions Plan is filed as part of the Union Gas Environmental Compliance Approval with the Ministry of Environment in order to meet the requirements of Section 20.2 Part II.1 of the Environmental Protection Act. | [7 empty] | Maintain existing allocation | Compressor Equipment | Multiple | Multiple | 88.52% | 11.48% | Compressor Equipment | 456 | 0.01586 | 0.00793 | 0.01464 | 0 | 0.00793 | 0.02379 | 0.03965 | 0.05551 | 0.07137 | 0.08723 | 0.10309 | 0.11895 | 0.13481 | 0.14945 | 0.88525 | 0 | 0.00702 | 0.02106 | 0.0351 | 0.04914 | 0.06318 | 0.07722 | 0.09126 | 0.1053 | 0.11934 | 0.1323 | 0 | 0.00091 | 0.00273 | 0.00455 | 0.00637 | 0.00819 | 0.01001 | 0.01183 | 0.01365 | 0.01547 | 0.01715
53.15.411 | 19 | 2015 | STO DawnJ AFTERCOOLER UPGx187 AA | 0.69483 | 0.39953 | 0.2953 | New Aftercooler Bay | 2 | Eliminate Summertime operations Restriction | [7 empty] | Maintain existing allocation | Compressor Equipment | Dawn J | No | 57.5% | 42.5% | Compressor Equipment | 456 | 0.018066 | 0.0090328 | 0.016676 | 0 | 0.0090328 | 0.027098 | 0.045164 | 0.06323 | 0.081295 | 0.099361 | 0.11743 | 0.13549 | 0.15356 | 0.17023 | 0.575 | 0 | 0.0051939 | 0.015582 | 0.025969 | 0.036357 | 0.046745 | 0.057133 | 0.06752 | 0.077908 | 0.088296 | 0.097884 | 0 | 0.0038389 | 0.011517 | 0.019195 | 0.026873 | 0.034551 | 0.042228 | 0.049906 | 0.057584 | 0.065262 | 0.072349
53.14.403 | 20 | 2014 | STO DAWN G GAS TURBINE OVERHAUL X196 AA | 1.6653 | 1.2861 | 0.37918 | Midlife Overhaul - 25,000 return unit to zero hours | 2 | Maintain Operations and Reliability | [7 empty] | Maintain existing allocation | Station | Dawn G Compressor | No | 77.23% | 22.77% | Station | 452 | 0.030641 | 0.01532 | 0.044462 | 0.01532 | 0.045961 | 0.076602 | 0.10724 | 0.13788 | 0.16852 | 0.19916 | 0.2298 | 0.26045 | 0.29109 | 0.33555 | 0.7723 | 0.011832 | 0.035496 | 0.059159 | 0.082823 | 0.10649 | 0.13015 | 0.15381 | 0.17748 | 0.20114 | 0.22481 | 0.25914 | 0.0034884 | 0.010465 | 0.017442 | 0.024419 | 0.031396 | 0.038373 | 0.04535 | 0.052327 | 0.059303 | 0.06628 | 0.076404
53.15.418 | 21 | 2015 | STO DAWN F2 SOLAR T70 UPGRADE X195 AA | 0.6578 | 0.52624 | 0.13156 | Replace existing T70 engine with newer model - HP shortfasll | 2 | Engine Swap to realize HP shortfal in the original engines | [7 empty] | Maintain existing allocation | Compressor Equipment | Dawn F Compressor | No | 80% | 20% | Compressor Equipment | 456 | 0.017103 | 0.0085513 | 0.015787 | 0 | 0.0085513 | 0.025654 | 0.042757 | 0.059859 | 0.076962 | 0.094065 | 0.11117 | 0.12827 | 0.14537 | 0.16116 | 0.8 | 0 | 0.0068411 | 0.020523 | 0.034205 | 0.047888 | 0.06157 | 0.075252 | 0.088934 | 0.10262 | 0.1163 | 0.12893 | 0 | 0.0017103 | 0.0051308 | 0.0085513 | 0.011972 | 0.015392 | 0.018813 | 0.022233 | 0.025654 | 0.029075 | 0.032232
53.15.417 | 22 | 2015 | STO DAWN F1 SOLAR T70 UPGRADE X195 AA | 1.0952 | 0.8762 | 0.21905 | Replace existing T70 engine with newer model - HP shortfasll | 2 | Engine Swap to realize HP shortfal in the original engines | [7 empty] | Maintain existing allocation | Compressor Equipment | Dawn F Compressor | No | 80% | 20% | Compressor Equipment | 456 | 0.028476 | 0.014238 | 0.026286 | 0 | 0.014238 | 0.042715 | 0.071191 | 0.099667 | 0.12814 | 0.15662 | 0.1851 | 0.21357 | 0.24205 | 0.26833 | 0.8 | 0 | 0.011391 | 0.034172 | 0.056953 | 0.079734 | 0.10251 | 0.1253 | 0.14808 | 0.17086 | 0.19364 | 0.21467 | 0 | 0.0028476 | 0.0085429 | 0.014238 | 0.019933 | 0.025629 | 0.031324 | 0.037019 | 0.042715 | 0.04841 | 0.053667
53.14.404 | 23 | 2014 | STO DAWN D RECYCLE VALVE UPGRADE X193 AA | 0.90848 | 0.7427 | 0.16579 | New Valve | 2 | Maintain Operations and Reliability | [7 empty] | Maintain existing allocation | Station | Dawn D Compressor | No | 81.75% | 18.25% | Station | 452 | 0.016716 | 0.0083581 | 0.024257 | 0.0083581 | 0.025074 | 0.04179 | 0.058506 | 0.075222 | 0.091939 | 0.10865 | 0.12537 | 0.14209 | 0.1588 | 0.18306 | 0.81751 | 0.0068328 | 0.020498 | 0.034164 | 0.04783 | 0.061495 | 0.075161 | 0.088827 | 0.10249 | 0.11616 | 0.12982 | 0.14965 | 0.0015252 | 0.0045757 | 0.0076262 | 0.010677 | 0.013727 | 0.016778 | 0.019828 | 0.022879 | 0.025929 | 0.02898 | 0.033406
53.22.403 | 24 | 2023 | STO Convert High Bleed devices to Low/No bleed | 0.80167 | 0.64134 | 0.16033 | methane Driven No/low bleed devices | 2 | Methane release reduction program - No impact on deliverability or capacity | [7 empty] | Maintain existing allocation | Compressor Equipment | Multiple | Multiple | 80% | 20% | Compressor Equipment | 456 | 0.020843 | 0.010422 | 0.01924 | 0 | 0 | 0 | 0 | 0 | 0 | 0 | 0 | 0 | 0.010422 | 0.029662 | 0.8 | 0 | 0 | 0 | 0 | 0 | 0 | 0 | 0 | 0 | 0.0083374 | 0.02373 | 0 | 0 | 0 | 0 | 0 | 0 | 0 | 0 | 0 | 0.0020843 | 0.0059324
53.22.405 | 25 | 2023 | STO Convert High Bleed devices to Low/No bleed | 0.76624 | 0.19156 | 0.57468 | methane Driven No/low bleed devices | 2 | Methane release reduction program - No impact on deliverability or capacity | [7 empty] | Maintain existing allocation | Compressor Equipment | Dawn 156 | No | 25% | 75% | Compressor Equipment | 456 | 0.019922 | 0.0099611 | 0.01839 | 0 | 0 | 0 | 0 | 0 | 0 | 0 | 0 | 0 | 0.0099611 | 0.028351 | 0.25 | 0 | 0 | 0 | 0 | 0 | 0 | 0 | 0 | 0 | 0.0024903 | 0.0070877 | 0 | 0 | 0 | 0 | 0 | 0 | 0 | 0 | 0 | 0.0074708 | 0.021263
53.19.908 | 26 | 2019 | STO - Dawn E Header NPS 42" Tee Replace OKAY 100% REGULATED | 1.23 | 1.23 | 0 | Replace 42" Tee due to leak | 2 | Replacement program - does Not improve deliverability or capacity | [7 empty] | Maintain existing allocation | Compressor Equipment | Dawn E Compressor | No | 100% | 0% | Compressor Equipment | 456 | 0.03198 | 0.01599 | 0.02952 | 0 | 0 | 0 | 0 | 0 | 0.01599 | 0.04797 | 0.07995 | 0.11193 | 0.14391 | 0.17343 | 1 | 0 | 0 | 0 | 0 | 0 | 0.01599 | 0.04797 | 0.07995 | 0.11193 | 0.14391 | 0.17343 | 0 | 0 | 0 | 0 | 0 | 0 | 0 | 0 | 0 | 0 | 0
| 27 | 2022 | 2022 Unregulated Storage | 29.06 | 0 | 29.06 |  | 1 | [8 empty] | Increase Storage capacity/deliverability | Pipeline |  |  | 0% | 100% | Pipeline | 455 | 0.43299 | 0.2165 | 0.70906 | 0 | 0 | 0 | 0 | 0 | 0 | 0 | 0 | 0.2165 | 0.64949 | 1.3586 | 0 | 0 | 0 | 0 | 0 | 0 | 0 | 0 | 0 | 0 | 0 | 0 | 0 | 0 | 0 | 0 | 0 | 0 | 0 | 0 | 0.2165 | 0.64949 | 1.3586
60.20.306 | 28 | 2019 | Payne New I/W Well | 2.43 | 1.09 | 1.34 | Drill new I/W well | 2 | to replace the deliverability lost in the Payne Storage Pool due to the abandonment of one gas storage well and the relining of six gas storage wells | [7 empty] | Maintain existing allocation | Well | Payne | Yes | 44.86% | 55.14% | Well | 453 | 0.036936 | 0.018468 | 0.097929 | 0 | 0 | 0 | 0 | 0 | 0.018468 | 0.055404 | 0.09234 | 0.12928 | 0.16621 | 0.26414 | 0.44856 | 0 | 0 | 0 | 0 | 0 | 0.008284 | 0.024852 | 0.04142 | 0.057988 | 0.074556 | 0.11848 | 0 | 0 | 0 | 0 | 0 | 0.010184 | 0.030552 | 0.05092 | 0.071288 | 0.091656 | 0.14566
| 29 | 2022 | 2022 Unregulated Storage | 2.67 | 0 | 2.67 |  | 1 | [8 empty] | Increase Storage capacity/deliverability | Well |  |  | 0% | 100% | Well | 453 | 0.040584 | 0.020292 | 0.1076 | 0 | 0 | 0 | 0 | 0 | 0 | 0 | 0 | 0.020292 | 0.060876 | 0.16848 | 0 | 0 | 0 | 0 | 0 | 0 | 0 | 0 | 0 | 0 | 0 | 0 | 0 | 0 | 0 | 0 | 0 | 0 | 0 | 0 | 0.020292 | 0.060876 | 0.16848
53.18.415 | 30 | 2018 | Oil Springs E Water Jacket/Coolers | 1.05 | 0.84 | 0.21 | Replace water Jacket Cooler - Resuce operating temperature of OSE Compressor's | 2 | Maintain operations and reliability | [7 empty] | Maintain existing allocation | Compressor Equipment | Oil Springs East | No | 80% | 20% | Compressor Equipment | 456 | 0.0273 | 0.01365 | 0.0252 | 0 | 0 | 0 | 0 | 0.01365 | 0.04095 | 0.06825 | 0.09555 | 0.12285 | 0.15015 | 0.17535 | 0.8 | 0 | 0 | 0 | 0 | 0.01092 | 0.03276 | 0.0546 | 0.07644 | 0.09828 | 0.12012 | 0.14028 | 0 | 0 | 0 | 0 | 0.00273 | 0.00819 | 0.01365 | 0.01911 | 0.02457 | 0.03003 | 0.03507
64.20.351 | 31 | 2022 | NPS 20 Rosedale Pool Retrofit | 1.9004 | 1.1782 | 0.72215 | Permanent launcher/receiver facilities and to remove pipeline restrictions | 2 | Allows for regular assessment and maintenance of pipeline system. | [7 empty] | Maintain existing allocation | Pipeline | Rosedale | No | 62% | 38% | Pipeline | 455 | 0.028316 | 0.014158 | 0.04637 | 0 | 0 | 0 | 0 | 0 | 0 | 0 | 0 | 0.014158 | 0.042474 | 0.088844 | 0.62 | 0 | 0 | 0 | 0 | 0 | 0 | 0 | 0 | 0.0087779 | 0.026334 | 0.055083 | 0 | 0 | 0 | 0 | 0 | 0 | 0 | 0 | 0.00538 | 0.01614 | 0.033761
64.20.350 | 32 | 2022 | NPS 12 Enniskillen Pool Retrofit | 1.66 | 1.04 | 0.62 | Permanent launcher/receiver facilities and to remove pipeline restrictions | 2 | Allows for regular assessment and maintenance of pipeline system. | [7 empty] | Maintain existing allocation | Pipeline | Enniskillen | No | 62.65% | 37.35% | Pipeline | 455 | 0.024734 | 0.012367 | 0.040504 | 0 | 0 | 0 | 0 | 0 | 0 | 0 | 0 | 0.012367 | 0.037101 | 0.077605 | 0.62651 | 0 | 0 | 0 | 0 | 0 | 0 | 0 | 0 | 0.007748 | 0.023244 | 0.04862 | 0 | 0 | 0 | 0 | 0 | 0 | 0 | 0 | 0.004619 | 0.013857 | 0.028985
| 33 | 2024 | Mandaumin A1 observation well (Non-Core) | 0.652 | 0 | 0.652 | New Observation well | 2 | To monitor low-permeability zones or formations adjacent to and in communication with the storage zone. | Drill new observation well |  | No | No | No | No | No | Maintain existing allocation | Well | Mandaumin | Yes | 0% | 100% | Well | 453 | 0.0099104 | 0.0049552 | 0.026276 | 0 | 0 | 0 | 0 | 0 | 0 | 0 | 0 | 0 | 0 | 0.013138 | 0 | 0 | 0 | 0 | 0 | 0 | 0 | 0 | 0 | 0 | 0 | 0 | 0 | 0 | 0 | 0 | 0 | 0 | 0 | 0 | 0 | 0 | 0.013138
| 34 | 2024 | Mandaumin A1 observation well | 1.3384 | 1.3384 | 0 | New Observation well | 2 | To monitor low-permeability zones or formations adjacent to and in communication with the storage zone. | Drill new observation well |  | No | No | No | No | No | Maintain existing allocation | Well | Mandaumin | Yes | 100% | 0% | Well | 453 | 0.020344 | 0.010172 | 0.053939 | 0 | 0 | 0 | 0 | 0 | 0 | 0 | 0 | 0 | 0 | 0.02697 | 1 | 0 | 0 | 0 | 0 | 0 | 0 | 0 | 0 | 0 | 0 | 0.02697 | 0 | 0 | 0 | 0 | 0 | 0 | 0 | 0 | 0 | 0 | 0
53.23.503 | 35 | 2023 | Mandaumin | 0.76931 | 0.41312 | 0.35619 | New Observation well | 2 | To monitor low-permeability zones or formations adjacent to and in communication with the storage zone. | Drill new observation well |  | No | No | No | No | No | Maintain existing allocation | Well | Mandaumin | Yes | 53.7% | 46.3% | Well | 453 | 0.011694 | 0.0058468 | 0.031003 | 0 | 0 | 0 | 0 | 0 | 0 | 0 | 0 | 0 | 0.0058468 | 0.03685 | 0.537 | 0 | 0 | 0 | 0 | 0 | 0 | 0 | 0 | 0 | 0.0031397 | 0.019788 | 0 | 0 | 0 | 0 | 0 | 0 | 0 | 0 | 0 | 0.0027071 | 0.017062
| 36 | 2024 | Maintenance Repair Program | 0.75 | 0 | 0.75 | Program to repair unexpected failures | 2 | Replacement program - does not improve deliverability or capacity | [7 empty] | Maintain existing allocation | Compressor Equipment | Multiple | Multiple | 0% | 100% | Compressor Equipment | 456 | 0.0195 | 0.00975 | 0.018 | 0 | 0 | 0 | 0 | 0 | 0 | 0 | 0 | 0 | 0 | 0.009 | 0 | 0 | 0 | 0 | 0 | 0 | 0 | 0 | 0 | 0 | 0 | 0 | 0 | 0 | 0 | 0 | 0 | 0 | 0 | 0 | 0 | 0 | 0.009
53.22.514 | 37 | 2023 | Leak Repair - Terminus Orifice Meter | 0.57589 | 0.3591 | 0.21679 | Replace leaking meter | 2 | emmision regulations and code compliance | [7 empty] | Maintain existing allocation | Station | Terminus | No | 62.36% | 37.64% | Station | 452 | 0.010596 | 0.0052982 | 0.015376 | 0 | 0 | 0 | 0 | 0 | 0 | 0 | 0 | 0 | 0.0052982 | 0.020675 | 0.62355 | 0 | 0 | 0 | 0 | 0 | 0 | 0 | 0 | 0 | 0.0033037 | 0.012892 | 0 | 0 | 0 | 0 | 0 | 0 | 0 | 0 | 0 | 0.0019945 | 0.0077829
64.20.316 | 38 | 2021 | INTE: Tipperary Pool NPS 8 Retrofit | 1.187 | 0 | 1.187 | Permanent launcher/receiver facilities or to remove pipeline restrictions | 2 | Allows for regular assessment and maintenance of pipeline system. | [7 empty] | Maintain existing allocation | Pipeline | HTLP Custody Transfer | Yes | 0% | 100% | Pipeline | 455 | 0.017686 | 0.0088428 | 0.028962 | 0 | 0 | 0 | 0 | 0 | 0 | 0 | 0.0088428 | 0.026528 | 0.044214 | 0.073176 | 0 | 0 | 0 | 0 | 0 | 0 | 0 | 0 | 0 | 0 | 0 | 0 | 0 | 0 | 0 | 0 | 0 | 0 | 0 | 0.0088428 | 0.026528 | 0.044214 | 0.073176
64.20.320 | 39 | 2020 | INTE: Terminus Pool : Permanent L R | 2.0572 | 1.2755 | 0.78174 | Permanent launcher/receiver facilities and to remove pipeline restrictions | 2 | Allows for regular assessment and maintenance of pipeline system. | [7 empty] | Maintain existing allocation | Pipeline | Terminus | No | 62% | 38% | Pipeline | 455 | 0.030652 | 0.015326 | 0.050196 | 0 | 0 | 0 | 0 | 0 | 0 | 0.015326 | 0.045978 | 0.076631 | 0.10728 | 0.15748 | 0.62 | 0 | 0 | 0 | 0 | 0 | 0 | 0.0095022 | 0.028507 | 0.047511 | 0.066516 | 0.097637 | 0 | 0 | 0 | 0 | 0 | 0 | 0.0058239 | 0.017472 | 0.02912 | 0.040768 | 0.059842
64.20.318 | 40 | 2020 | INTE: Bentpath East Pool: Permanent L R | 1.52 | 0.85 | 0.67 | Permanent launcher/receiver facilities and to remove pipeline restrictions | 2 | Allows for regular assessment and maintenance of pipeline system. | [7 empty] | Maintain existing allocation | Well | Bentpath East | No | 55.92% | 44.08% | Well | 453 | 0.023104 | 0.011552 | 0.061256 | 0 | 0 | 0 | 0 | 0 | 0 | 0.011552 | 0.034656 | 0.05776 | 0.080864 | 0.14212 | 0.55921 | 0 | 0 | 0 | 0 | 0 | 0 | 0.00646 | 0.01938 | 0.0323 | 0.04522 | 0.079475 | 0 | 0 | 0 | 0 | 0 | 0 | 0.005092 | 0.015276 | 0.02546 | 0.035644 | 0.062645
53.17.419 | 41 | 2017 | Emissions Action Plan | 3.75 | 2.4 | 1.35 | Noise Abatement-Noise dampening silencers and large diameter pipe insulation | 2 | Maintain Environmental Complicance approval with the Ministry of Environment in order to meet the requirements of Section 20.2 Part II.1 of the Environmental Protection Act. | The 2017 work, based on the overall 10 year plan and in consderation of the 2015 annual review, testing and updates includes the following Noise abatement work: Dawn Plant E aftercooler, Dawn Dehydration Plant Incinerator Silencing, Dawn Aux 3 Building and Cooler Silencing and insulation of large diameter pipe across the Dawn Yard. | Maintain current operations as constructed and required. | No | No | No | No | No | Maintain existing allocation | Compressor Equipment | Multiple | N/A | 64% | 36% | Compressor Equipment | 456 | 0.0975 | 0.04875 | 0.09 | 0 | 0 | 0 | 0.04875 | 0.14625 | 0.24375 | 0.34125 | 0.43875 | 0.53625 | 0.63375 | 0.72375 | 0.64 | 0 | 0 | 0 | 0.0312 | 0.0936 | 0.156 | 0.2184 | 0.2808 | 0.3432 | 0.4056 | 0.4632 | 0 | 0 | 0 | 0.01755 | 0.05265 | 0.08775 | 0.12285 | 0.15795 | 0.19305 | 0.22815 | 0.26055
53.21.407 | 42 | 2023 | Dow A Water Jacket Cooler Upgrade | 0.54 | 0.41 | 0.13 | Replace water Jacket Cooler - Resuce operating temperature of Diow A Compressor | 2 | Maintain Operations and reliability | [7 empty] | Maintain existing allocation | Compressor Equipment | Dow A Plant | No | 75.93% | 24.07% | Compressor Equipment | 456 | 0.01404 | 0.00702 | 0.01296 | 0 | 0 | 0 | 0 | 0 | 0 | 0 | 0 | 0 | 0.00702 | 0.01998 | 0.75926 | 0 | 0 | 0 | 0 | 0 | 0 | 0 | 0 | 0 | 0.00533 | 0.01517 | 0 | 0 | 0 | 0 | 0 | 0 | 0 | 0 | 0 | 0.00169 | 0.00481
53.21.507 | 43 | 2022 | Dawn Weld Shop Expansion | 2.07 | 1.66 | 0.41 | Expand current facilities to support training of welders and pressure testing requirments | 2 | Does Not directly improve deliverability or capacity. | [7 empty] | Maintain existing allocation | Compressor Equipment | Dawn Yard | N/A | 80.19% | 19.81% | Compressor Equipment | 456 | 0.05382 | 0.02691 | 0.04968 | 0 | 0 | 0 | 0 | 0 | 0 | 0 | 0 | 0.02691 | 0.08073 | 0.13041 | 0.80193 | 0 | 0 | 0 | 0 | 0 | 0 | 0 | 0 | 0.02158 | 0.06474 | 0.10458 | 0 | 0 | 0 | 0 | 0 | 0 | 0 | 0 | 0.00533 | 0.01599 | 0.02583
53-20-907 | 44 | 2020 | Dawn J Compressor Blade Damage | 2.75 | 1.57 | 1.18 | Dawn J - Gas Turbine blades | 2 | Replace damaged gas turbine blades. Unit is required for injection/withdrawal operations. | Replace damaged gas turbine blades | Unit is required for injection/withdrawal operations | No | No | No | No | No | Maintain existing allocation | Compressor Equipment | Dawn J | No | 57.09% | 42.91% | Compressor Equipment | 456 | 0.0715 | 0.03575 | 0.066 | 0 | 0 | 0 | 0 | 0 | 0 | 0.03575 | 0.10725 | 0.17875 | 0.25025 | 0.31625 | 0.57091 | 0 | 0 | 0 | 0 | 0 | 0 | 0.02041 | 0.06123 | 0.10205 | 0.14287 | 0.18055 | 0 | 0 | 0 | 0 | 0 | 0 | 0.01534 | 0.04602 | 0.0767 | 0.10738 | 0.1357
53.22.407 | 45 | 2023 | Dawn I Plant Glycol Line Replacement | 0.65 | 0 | 0.65 | Repalce leaking glycol lines for Plant I | 2 | Replacement program - does Not improve deliverability or capacity | [7 empty] | Maintain existing allocation | Compressor Equipment | Dawn I Compressor | No | 0% | 100% | Compressor Equipment | 456 | 0.0169 | 0.00845 | 0.0156 | 0 | 0 | 0 | 0 | 0 | 0 | 0 | 0 | 0 | 0.00845 | 0.02405 | 0 | 0 | 0 | 0 | 0 | 0 | 0 | 0 | 0 | 0 | 0 | 0 | 0 | 0 | 0 | 0 | 0 | 0 | 0 | 0 | 0 | 0.00845 | 0.02405
53.22.311 | 46 | 2022 | Dawn Dehy North Reboiler Replacement | 0.56068 | 0.23248 | 0.3282 | Replacement of Reboiler | 2 | Maintain reliabiltiy of operation and gas quality | [7 empty] | Maintain existing allocation | Compressor Equipment | Dawn Dehy Plant | No | 41.46% | 58.54% | Compressor Equipment | 456 | 0.014578 | 0.0072888 | 0.013456 | 0 | 0 | 0 | 0 | 0 | 0 | 0 | 0 | 0.0072888 | 0.021866 | 0.035323 | 0.41464 | 0 | 0 | 0 | 0 | 0 | 0 | 0 | 0 | 0.0030222 | 0.0090667 | 0.014646 | 0 | 0 | 0 | 0 | 0 | 0 | 0 | 0 | 0.0042665 | 0.0128 | 0.020676
53.21.903 | 47 | 2022 | Dawn Dehy Glycol cooler replacement | 0.65656 | 0.26928 | 0.38728 | Replace Dehy Cooler | 2 | Maintain Operations Reliability | [7 empty] | Maintain existing allocation | Compressor Equipment | Dawn Dehy Plant | No | 41.01% | 58.99% | Compressor Equipment | 456 | 0.017071 | 0.0085353 | 0.015757 | 0 | 0 | 0 | 0 | 0 | 0 | 0 | 0 | 0.0085353 | 0.025606 | 0.041363 | 0.41014 | 0 | 0 | 0 | 0 | 0 | 0 | 0 | 0 | 0.0035006 | 0.010502 | 0.016965 | 0 | 0 | 0 | 0 | 0 | 0 | 0 | 0 | 0.0050346 | 0.015104 | 0.024399
53-22-409 | 48 | 2023 | Dawn Control Valve & Piping Replacement | 8.81 | 3.6 | 5.21 | Control valve run | 2 | Replace worn out control valves | Replace Control Valves | Replace worn out control valves | No | No | No | No | No | Maintain existing allocation | Pipeline | Dawn 59 & 85 | No | 40.86% | 59.14% | Pipeline | 455 | 0.13127 | 0.065634 | 0.21496 | 0 | 0 | 0 | 0 | 0 | 0 | 0 | 0 | 0 | 0.065634 | 0.2806 | 0.40863 | 0 | 0 | 0 | 0 | 0 | 0 | 0 | 0 | 0 | 0.02682 | 0.11466 | 0 | 0 | 0 | 0 | 0 | 0 | 0 | 0 | 0 | 0.038815 | 0.16594
64.18.302 | 49 | 2018 | Dawn 156 Pool Line Make Piggable | 0.79418 | 0.47924 | 0.31476 | Permanent launcher/receiver facilities and to remove pipeline restrictions | 2 | Allows for regular assessment and maintenance of pipeline system. | [7 empty] | $428K related to Dawn TCPL Measurement 10G-305 (x184) - 100% regulated storage. Remaining allocated per existing allocation. | Pipeline | Dawn 156 | No | 14% | 86% | Pipeline | 455 | 0.011833 | 0.0059167 | 0.019378 | 0 | 0 | 0 | 0 | 0.0059167 | 0.01775 | 0.029583 | 0.041417 | 0.05325 | 0.065083 | 0.084462 | 0.60344 | 0 | 0 | 0 | 0 | 0.0035703 | 0.010711 | 0.017852 | 0.024992 | 0.032133 | 0.039274 | 0.050967 | 0 | 0 | 0 | 0 | 0.0023463 | 0.007039 | 0.011732 | 0.016424 | 0.021117 | 0.02581 | 0.033494
60.17.305 | 50 | 2017 | Dawn 156 Pool Cushion Gas Purchase | 1.9459 | 1.2123 | 0.73361 | 2017 Base Pressure Gas purchase for Dawn 156 | 2 | Maintain cushion gas for Dawn 156 | [7 empty] | Maintain existing allocation | Base Pressure Gas | Dawn 156 | No | 62.3% | 37.7% | Base Pressure Gas | 458 | 0 | 0 | 0 | 0 | 0 | 0 | 0 | 0 | 0 | 0 | 0 | 0 | 0 | 0 | 0.623 | 0 | 0 | 0 | 0 | 0 | 0 | 0 | 0 | 0 | 0 | 0 | 0 | 0 | 0 | 0 | 0 | 0 | 0 | 0 | 0 | 0 | 0
51.15.320 | 51 | 2015 | CS - Dawn Sewage Lagoon #2 Liner X193 AA | 0.56766 | 0.44618 | 0.12148 | Replace Sewage lagoon Liner | 2 | Replace End of life asset - Site Structures and Improvements | [7 empty] | Maintain existing allocation | Station | Dawn D Compressor | No | 78.6% | 21.4% | Station | 452 | 0.010445 | 0.0052225 | 0.015157 | 0 | 0.0052225 | 0.015667 | 0.026112 | 0.036557 | 0.047002 | 0.057447 | 0.067892 | 0.078337 | 0.088782 | 0.10394 | 0.786 | 0 | 0.0041049 | 0.012315 | 0.020524 | 0.028734 | 0.036944 | 0.045154 | 0.053363 | 0.061573 | 0.069783 | 0.081696 | 0 | 0.0011176 | 0.0033528 | 0.0055881 | 0.0078233 | 0.010059 | 0.012294 | 0.014529 | 0.016764 | 0.018999 | 0.022243
53.14.401 | 52 | 2015 | Compression Station Upgrade | 2.2637 | 2.2637 | 0 | Replace and upgrade existing Building, Overhead Crane, and Exhaust Stack. | 2 | Replace end of life assets, maintain Reliability, address maintenance issues, reduce Noise levels with a new exhaust | Replace Building , exhaust stack and Overhead crane | Replace end of life Assets . Maintain reliability, address maintenance issues, reduce Noise levels with a new exhaust. | No | No | No | No | No | Transmission function 100% Reg. Panhandle Transmission System | Station | Panhandle | No | 100% | 0% | Station | 452 | 0.041652 | 0.020826 | 0.06044 | 0 | 0.020826 | 0.062477 | 0.10413 | 0.14578 | 0.18743 | 0.22908 | 0.27074 | 0.31239 | 0.35404 | 0.41448 | 1 | 0 | 0.020826 | 0.062477 | 0.10413 | 0.14578 | 0.18743 | 0.22908 | 0.27074 | 0.31239 | 0.35404 | 0.41448 | 0 | 0 | 0 | 0 | 0 | 0 | 0 | 0 | 0 | 0 | 0
61.16.710 | 53 | 2017 | ClassLocn-NPS 24 Dawn 156 Pool Ln TECO | 2.2704 | 0.34056 | 1.9298 | repalcement of sections, segments or components of pipeline | 2 | compliance with new class location surveys | [7 empty] | Maintain existing allocation | Pipeline | Dawn 156 | No | 15% | 85% | Pipeline | 455 | 0.033829 | 0.016914 | 0.055398 | 0 | 0 | 0 | 0.016914 | 0.050743 | 0.084572 | 0.1184 | 0.15223 | 0.18606 | 0.21989 | 0.27529 | 0.15 | 0 | 0 | 0 | 0.0025372 | 0.0076115 | 0.012686 | 0.01776 | 0.022835 | 0.027909 | 0.032983 | 0.041293 | 0 | 0 | 0 | 0.014377 | 0.043132 | 0.071887 | 0.10064 | 0.1294 | 0.15815 | 0.18691 | 0.23399
61.16.708 | 54 | 2019 | ClassLctn-NPS24BickfordPoolLine | 0.55336 | 0.31 | 0.24 | repalcement of sections, segments or components of pipeline | 2 | Compliance with new class location surveys | [7 empty] | Maintain existing allocation | Pipeline | Bickford | Yes | 56.02% | 43.37% | Pipeline | 455 | 0.008245 | 0.0041225 | 0.013502 | 0 | 0 | 0 | 0 | 0 | 0.0041225 | 0.012367 | 0.020612 | 0.028857 | 0.037102 | 0.050604 | 0.56022 | 0 | 0 | 0 | 0 | 0 | 0.0023095 | 0.0069285 | 0.011548 | 0.016167 | 0.020786 | 0.028349 | 0 | 0 | 0 | 0 | 0 | 0.001813 | 0.005439 | 0.009065 | 0.012691 | 0.016317 | 0.022255
61.17.716 | 55 | 2017 | Class Location - WaubuNo Pool X152 | 0.54925 | 0.34287 | 0.20638 | repalcement of sections, segments or components of pipeline | 2 | compliance with new class location surveys | [7 empty] | Maintain existing allocation | Pipeline | Waubuno | No | 62.42% | 37.58% | Pipeline | 455 | 0.0081839 | 0.0040919 | 0.013402 | 0 | 0 | 0 | 0.0040919 | 0.012276 | 0.02046 | 0.028644 | 0.036827 | 0.045011 | 0.053195 | 0.066597 | 0.62425 | 0 | 0 | 0 | 0.0025544 | 0.0076631 | 0.012772 | 0.017881 | 0.022989 | 0.028098 | 0.033207 | 0.041573 | 0 | 0 | 0 | 0.0015376 | 0.0046127 | 0.0076878 | 0.010763 | 0.013838 | 0.016913 | 0.019988 | 0.025024
61.17.715 | 56 | 2017 | Class Location - Payne Pool X153 | 0.91364 | 0.57012 | 0.34352 | repalcement of sections, segments or components of pipeline | 2 | compliance with new class location surveys | [7 empty] | Maintain existing allocation | Pipeline | Payne | Yes | 62.4% | 37.6% | Pipeline | 455 | 0.013613 | 0.0068066 | 0.022293 | 0 | 0 | 0 | 0.0068066 | 0.02042 | 0.034033 | 0.047646 | 0.061259 | 0.074873 | 0.088486 | 0.11078 | 0.62401 | 0 | 0 | 0 | 0.0042474 | 0.012742 | 0.021237 | 0.029732 | 0.038227 | 0.046721 | 0.055216 | 0.069127 | 0 | 0 | 0 | 0.0025592 | 0.0076776 | 0.012796 | 0.017914 | 0.023033 | 0.028151 | 0.03327 | 0.041651
| 57 | 2024 | Bluewater A1 Well (Non-Core) | 0.68 | 0 | 0.68 | New Observation well | 2 | To monitor low-permeability zones or formations adjacent to and in communication with the storage zone. | Drill new observation well |  | No | No | No | No | No | Maintain existing allocation | Well | Bluewater | Yes | 0% | 100% | Well | 453 | 0.010336 | 0.005168 | 0.027404 | 0 | 0 | 0 | 0 | 0 | 0 | 0 | 0 | 0 | 0 | 0.013702 | 0 | 0 | 0 | 0 | 0 | 0 | 0 | 0 | 0 | 0 | 0 | 0 | 0 | 0 | 0 | 0 | 0 | 0 | 0 | 0 | 0 | 0 | 0.013702
53.22.517 | 58 | 2023 | Bluewater A1 Well | 0.7882 | 0.40198 | 0.38622 | New Observation well | 2 | To monitor low-permeability zones or formations adjacent to and in communication with the storage zone. | Drill new observation well |  | No | No | No | No | No | Maintain existing allocation | Well | Bluewater | Yes | 51% | 49% | Well | 453 | 0.011981 | 0.0059903 | 0.031765 | 0 | 0 | 0 | 0 | 0 | 0 | 0 | 0 | 0 | 0.0059903 | 0.037755 | 0.51 | 0 | 0 | 0 | 0 | 0 | 0 | 0 | 0 | 0 | 0.0030551 | 0.019255 | 0 | 0 | 0 | 0 | 0 | 0 | 0 | 0 | 0 | 0.0029353 | 0.0185
| 59 | 2024 | Bluewater A1 Well | 1.3206 | 1.3206 | 0 | New Observation well | 2 | To monitor low-permeability zones or formations adjacent to and in communication with the storage zone. | Drill new observation well |  | No | No | No | No | No | Maintain existing allocation | Well | Bluewater | Yes | 100% | 0% | Well | 453 | 0.020074 | 0.010037 | 0.053222 | 0 | 0 | 0 | 0 | 0 | 0 | 0 | 0 | 0 | 0 | 0.026611 | 1 | 0 | 0 | 0 | 0 | 0 | 0 | 0 | 0 | 0 | 0 | 0.026611 | 0 | 0 | 0 | 0 | 0 | 0 | 0 | 0 | 0 | 0 | 0
| 60 | 2024 | 2025-2027 Storage Enhancement Project. | 0.5 | 0 | 0.5 | Delta Pressure Pool | 3B | Increase storage space of the pools |  |  | Yes | New | No | No | No | Increase Storage capacity/deliverability | Station | Bickford | Yes | 0% | 100% | Station | 452 | 0.0092 | 0.0046 | 0.01335 | 0 | 0 | 0 | 0 | 0 | 0 | 0 | 0 | 0 | 0 | 0.006675 | 0 | 0 | 0 | 0 | 0 | 0 | 0 | 0 | 0 | 0 | 0 | 0 | 0 | 0 | 0 | 0 | 0 | 0 | 0 | 0 | 0 | 0 | 0.006675
| 61 | 2024 | 2024 Well Lateral Integrity Program | 1.0089 | 1.0089 | 0 | Program for later allocated to 59-85 Pool Retrofits Permanent launcher/receiver facilities and to remove pipeline restrictions | 2 | compliance / integrity program | [7 empty] | Maintain existing allocation | Pipeline | Multiple | Multiple | 100% | 0% | Pipeline | 455 | 0.015032 | 0.0075161 | 0.024617 | 0 | 0 | 0 | 0 | 0 | 0 | 0 | 0 | 0 | 0 | 0.012308 | 1 | 0 | 0 | 0 | 0 | 0 | 0 | 0 | 0 | 0 | 0 | 0.012308 | 0 | 0 | 0 | 0 | 0 | 0 | 0 | 0 | 0 | 0 | 0
736745 | 62 | 2024 | 2024 Waubuno - 2 replacement wells | 2.5901 | 1.6059 | 0.98424 | One onjection/withdrawl well (replacement) | 2 | Maintain existing asset - The new well will offset the reduction of deliverability due to the relines and abandonments does Not provide additional deliverability. | This project abandons one well UI20 and drills one 8 5/8" well. The new well will offset the reduction of deliverability due to the relines and abandonments. | The deliverability of the WaubuNo pool has declined due to the relines of the injection/withdrawal wells UI20, UM20 UI22 and UI25 and the abandonment of the well UI30. Well UI 20 is in a flood plain which is inaccessible during the spring months. Any response to a well incident would be severely impacted by the condition of the well and access to the well. The proposed abandonment of this will reduce deliverability. | No | No | No | No | No | Maintain existing allocation | Well | Waubuno | No | 62% | 38% | Well | 453 | 0.03937 | 0.019685 | 0.10438 | 0 | 0 | 0 | 0 | 0 | 0 | 0 | 0 | 0 | 0 | 0.052191 | 0.62 | 0 | 0 | 0 | 0 | 0 | 0 | 0 | 0 | 0 | 0 | 0.032358 | 0 | 0 | 0 | 0 | 0 | 0 | 0 | 0 | 0 | 0 | 0.019832
60.16.303 | 63 | 2016 | 2016 Well Work Various Wells AA | 0.66 | 0.36 | 0.3 | Existing wells upgrade | 2 | Upgrade to meet operating codes | [7 empty] | Maintain existing allocation | Well | Multiple | Multiple | 54.55% | 45.45% | Well | 453 | 0.010032 | 0.005016 | 0.026598 | 0 | 0 | 0.005016 | 0.015048 | 0.02508 | 0.035112 | 0.045144 | 0.055176 | 0.065208 | 0.07524 | 0.10184 | 0.54545 | 0 | 0 | 0.002736 | 0.008208 | 0.01368 | 0.019152 | 0.024624 | 0.030096 | 0.035568 | 0.04104 | 0.055548 | 0 | 0 | 0.00228 | 0.00684 | 0.0114 | 0.01596 | 0.02052 | 0.02508 | 0.02964 | 0.0342 | 0.04629
|  |  | Subtotal | 157.785 | 49.6079 | 108.1735

## Table 6 - EGI NBV
Table 6 - EGI Storage In-Service Additions Net Book Value
[12 empty] | 2014-2024 | 2014-2024 | 2014-2024
Category ($ millions) | 2014 | 2015 | 2016 | 2017 | 2018 | 2019 | 2020 | 2021 | 2022 | 2023 | 2024 | Cumulative Additions | Cumulative Depreciation | Net Book Value
a) new storage assets resulting in additional capacity and deliverability
i) total | 0 | 13.1493 | 12.9479 | 12.7465 | 42.934 | 42.256 | 41.578 | 48.1921 | 81.4046 | 90.2446 | 89.2794 | 97.9653 | -8.6859 | 89.2794
ii) allocated to regulated business (1) | 0 | 0 | 0 | 0 | 1.1368 | 1.1156 | 1.0945 | 1.0734 | 1.0523 | 1.0312 | 1.0006 | 1.1473 | -0.14674 | 1.0006
iii) allocated to unregulated business | 0 | 13.1493 | 12.9479 | 12.7465 | 41.7973 | 41.1404 | 40.4835 | 47.1187 | 80.3523 | 89.2134 | 88.2789 | 96.818 | -8.5391 | 88.2789
b) new storage assets to maintain existing assets or replace end-of-life assets
i) total | 8.8541 | 23.5312 | 33.2578 | 58.1328 | 77.9824 | 93.2368 | 112.8631 | 171.3664 | 228.641 | 594.8314 | 628.3372 | 666.9212 | -38.584 | 628.3372
ii) allocated to regulated business | 8.3142 | 21.8978 | 31.3646 | 51.1428 | 67.9566 | 81.8591 | 97.5853 | 147.1996 | 200.1641 | 559.3273 | 584.2356 | 619.3844 | -35.1488 | 584.2356
iii) allocated to unregulated business | 0.53995 | 1.6334 | 1.8932 | 6.99 | 10.0256 | 11.3741 | 15.2743 | 24.1633 | 28.4734 | 35.5005 | 44.0981 | 47.5333 | -3.4352 | 44.0981
c) new assets for replacing and enhancing an existing asset that is at the end of its useful life
i) total | 0 | 0 | 0 | 0 | 0 | 0 | 0 | 0 | 0 | 0 | 0 | 0 | 0 | 0
ii) allocated to regulated business | 0 | 0 | 0 | 0 | 0 | 0 | 0 | 0 | 0 | 0 | 0 | 0 | 0 | 0
iii) allocated to unregulated business | 0 | 0 | 0 | 0 | 0 | 0 | 0 | 0 | 0 | 0 | 0 | 0 | 0 | 0
d) new assets for replacing and enhancing an existing asset that is not at the end of its useful life
i) total | 0 | 0 | 0 | 0 | 0 | 0 | 0 | 0 | 0 | 0 | 0.49333 | 0.5 | -0.006675 | 0.49333
ii) allocated to regulated business | 0 | 0 | 0 | 0 | 0 | 0 | 0 | 0 | 0 | 0 | 0 | 0 | 0 | 0
iii) allocated to unregulated business | 0 | 0 | 0 | 0 | 0 | 0 | 0 | 0 | 0 | 0 | 0.49333 | 0.5 | -0.006675 | 0.49333
Total | 8.8541 | 36.6805 | 46.2057 | 70.8793 | 120.9164 | 135.4928 | 154.4411 | 219.5585 | 310.0456 | 685.0759 | 718.11 | 765.3865 | -47.2766 | 718.11
718.11
Note
(1) $1.1 million allocation to regulated is due to allocation of costs to Goedrich transmission station (regulated), as transmission assets fall outside of the storage allocation methodology.

## Table - 7 EGD NBV
Table 7 - EGD Storage In-Service Additions Net Book Value
[13 empty] | 2014-2024 | 2014-2024 | 2014-2024
| Category ($ millions) | 2014 | 2015 | 2016 | 2017 | 2018 | 2019 | 2020 | 2021 | 2022 | 2023 | 2024 | Cumulative Additions | Cumulative Depreciation | Net Book Value
1 | a) new storage assets resulting in additional capacity and deliverability
| i) total | 0 | 0 | 0 | 0 | 0 | 0 | 0 | 7.2922 | 9.6895 | 19.681 | 21.2537 | 22.358 | -1.1044 | 21.2537
| ii) allocated to regulated business | 0 | 0 | 0 | 0 | 0 | 0 | 0 | 0 | 0 | 0 | 0 | 0 | 0 | 0
| iii) allocated to unregulated business | 0 | 0 | 0 | 0 | 0 | 0 | 0 | 7.2922 | 9.6895 | 19.681 | 21.2537 | 22.358 | -1.1044 | 21.2537
2 | b) new storage assets to maintain existing assets or replace end-of-life assets
| i) total | 6.3041 | 14.1728 | 22.2154 | 35.7251 | 52.6622 | 64.2751 | 73.7887 | 123.7917 | 174.4259 | 528.09 | 553.9705 | 585.2435 | -31.273 | 553.9705
| ii) allocated to regulated business | 6.3041 | 14.1728 | 22.2154 | 35.7251 | 50.6012 | 62.2838 | 71.8671 | 118.2433 | 166.6313 | 520.458 | 540.4436 | 570.9238 | -30.4802 | 540.4436
| iii) allocated to unregulated business | 0 | 0 | 0 | 0 | 2.061 | 1.9913 | 1.9216 | 5.5484 | 7.7947 | 7.632 | 13.5269 | 14.3197 | -0.79282 | 13.5269
3A | c) new assets for replacing and enhancing an existing asset that is at the end of its useful life
| i) total | 0 | 0 | 0 | 0 | 0 | 0 | 0 | 0 | 0 | 0 | 0 | 0 | 0 | 0
| ii) allocated to regulated business | 0 | 0 | 0 | 0 | 0 | 0 | 0 | 0 | 0 | 0 | 0 | 0 | 0 | 0
| iii) allocated to unregulated business | 0 | 0 | 0 | 0 | 0 | 0 | 0 | 0 | 0 | 0 | 0 | 0 | 0 | 0
3B | d) new assets for replacing and enhancing an existing asset that is not at the end of its useful life
| i) total | 0 | 0 | 0 | 0 | 0 | 0 | 0 | 0 | 0 | 0 | 0 | 0 | 0 | 0
| ii) allocated to regulated business | 0 | 0 | 0 | 0 | 0 | 0 | 0 | 0 | 0 | 0 | 0 | 0 | 0 | 0
| iii) allocated to unregulated business | 0 | 0 | 0 | 0 | 0 | 0 | 0 | 0 | 0 | 0 | 0 | 0 | 0 | 0
| Total | 6.3041 | 14.1728 | 22.2154 | 35.7251 | 52.6622 | 64.2751 | 73.7887 | 131.0839 | 184.1154 | 547.771 | 575.2241 | 607.6016 | -32.3774 | 575.2241
575.2241

## Table 8 - UGL NBV
Table 8 - UGL Storage In-Service Additions Net Book Value
[13 empty] | 2014-2024 | 2014-2024 | 2014-2024
| Category ($ millions) | 2014 | 2015 | 2016 | 2017 | 2018 | 2019 | 2020 | 2021 | 2022 | 2023 | 2024 | Cumulative Additions | Cumulative Depreciation | Net Book Value
1 | a) new storage assets resulting in additional capacity and deliverability
| i) total | 0 | 13.1493 | 12.9479 | 12.7465 | 42.934 | 42.256 | 41.578 | 40.9 | 71.7151 | 70.5635 | 68.0258 | 75.6073 | -7.5815 | 68.0258
| ii) allocated to regulated business (1) | 0 | 0 | 0 | 0 | 1.1368 | 1.1156 | 1.0945 | 1.0734 | 1.0523 | 1.0312 | 1.0006 | 1.1473 | -0.14674 | 1.0006
| iii) allocated to unregulated business | 0 | 13.1493 | 12.9479 | 12.7465 | 41.7973 | 41.1404 | 40.4835 | 39.8265 | 70.6628 | 69.5323 | 67.0252 | 74.46 | -7.4348 | 67.0252
2 | b) new storage assets to maintain existing assets or replace end-of-life assets
| i) total | 2.5501 | 9.3583 | 11.0424 | 22.4078 | 25.3202 | 28.9617 | 39.0744 | 47.5747 | 54.2151 | 66.7414 | 74.3667 | 81.6777 | -7.311 | 74.3667
| ii) allocated to regulated business | 2.0101 | 7.7249 | 9.1492 | 15.4178 | 17.3554 | 19.5753 | 25.7182 | 28.9563 | 33.5328 | 38.8694 | 43.792 | 48.4606 | -4.6686 | 43.792
| iii) allocated to unregulated business | 0.53995 | 1.6334 | 1.8932 | 6.99 | 7.9646 | 9.3828 | 13.3526 | 18.6148 | 20.6787 | 27.8685 | 30.5712 | 33.2136 | -2.6424 | 30.5712
3A | c) new assets for replacing and enhancing an existing asset that is at the end of its useful life
| i) total | 0 | 0 | 0 | 0 | 0 | 0 | 0 | 0 | 0 | 0 | 0 | 0 | 0 | 0
| ii) allocated to regulated business | 0 | 0 | 0 | 0 | 0 | 0 | 0 | 0 | 0 | 0 | 0 | 0 | 0 | 0
| iii) allocated to unregulated business | 0 | 0 | 0 | 0 | 0 | 0 | 0 | 0 | 0 | 0 | 0 | 0 | 0 | 0
3B | d) new assets for replacing and enhancing an existing asset that is not at the end of its useful life
| i) total | 0 | 0 | 0 | 0 | 0 | 0 | 0 | 0 | 0 | 0 | 0.49333 | 0.5 | -0.006675 | 0.49333
| ii) allocated to regulated business | 0 | 0 | 0 | 0 | 0 | 0 | 0 | 0 | 0 | 0 | 0 | 0 | 0 | 0
| iii) allocated to unregulated business | 0 | 0 | 0 | 0 | 0 | 0 | 0 | 0 | 0 | 0 | 0.49333 | 0.5 | -0.006675 | 0.49333
| Total | 2.5501 | 22.5076 | 23.9903 | 35.1543 | 68.2542 | 71.2177 | 80.6524 | 88.4746 | 125.9302 | 137.3049 | 142.8858 | 157.785 | -14.8992 | 142.8858
142.8858
Note
(1) $1.1 million allocation to regulated is due to allocation of costs to Goedrich transmission station (regulated), as transmission assets fall outside of the storage allocation methodology.

## Depr rate (hidden)
Asset Class | Plant Account | Old Rate | 2024 Rate
Land | 450 | 0 | 0
Land Rights | 451 | 1.16 | 1.43
Station | 452 | 1.84 | 2.67
Well | 453 | 1.52 | 4.03
Well Equipment | 454 | 5.56 | 1.01
Pipeline | 455 | 1.49 | 2.44
Compressor Equipment | 456 | 2.6 | 2.4
Measuring and Regulating Equipment | 457 | 2.99 | 2.02
Base Pressure Gas | 458 | 0 | 0