## 2015-2022 Peak vs Capital
https://www.oeb.ca/open-data/electricity-reporting-record-keeping-requirements-rrr-section-2152-capital
https://www.oeb.ca/open-data/electricity-reporting-record-keeping-requirements-rrr-section-2155-utility
Company_Name | Year | Winter_Peak_Load_Without_Embedded_Generation_-_kW | Summer_Peak_Load_Without_Embedded_Generation_-_kW | Total_Gross_Capital_Additions | Total Gross Capital Additions ($2023 millions) | Annual Peak (MW) | Year | Adjustment Factor | LDC Noncoincident Peak (MW) | Gross Capital Additions (2023$millions) | 2023$millions/MW
Alectra Utilities Corporation | 2015 | 4234473 | 5296312 | 378215828 | 469.3342 | 5296.312 | 2015 | 1.2409 | 25078.556 | 2777.8777 | 0.11077
Alectra Utilities Corporation | 2016 | 4072979 | 5542551 | 298331937.06 | 365.0152 | 5542.551 | 2016 | 1.2235 | 25186.093 | 2628.7356 | 0.10437
Alectra Utilities Corporation | 2017 | 3974286 | 5053785 | 334539743.11 | 403.0383 | 5053.785 | 2017 | 1.2048 | 23338.37 | 2565.8347 | 0.10994
Alectra Utilities Corporation | 2018 | 3986279 | 5443049 | 340617333.12 | 401.1318 | 5443.049 | 2018 | 1.1777 | 25206.331 | 2509.4731 | 0.099557
Alectra Utilities Corporation | 2019 | 4150506 | 5043554 | 396096369 | 457.5496 | 5043.554 | 2019 | 1.1551 | 24529.024 | 2671.1784 | 0.1089
Alectra Utilities Corporation | 2020 | 3917702 | 5698865 | 317736218.1 | 364.353 | 5698.865 | 2020 | 1.1467 | 26291.525 | 2525.5922 | 0.096061
Alectra Utilities Corporation | 2021 | 3877088 | 5348309 | 322583803.39 | 357.8949 | 5348.309 | 2021 | 1.1095 | 25070.685 | 2680.5958 | 0.10692
Alectra Utilities Corporation | 2022 | 4036983 | 5516439 | 301640237.71 | 313.4106 | 5516.439 | 2022 | 1.039 | 25548.355 | 2642.771 | 0.10344
Bluewater Power Distribution Corporation | 2015 | 135441 | 162797 | 7641889 | 9.4829 | 162.797
Bluewater Power Distribution Corporation | 2016 | 131401 | 172923 | 7898911 | 9.6645 | 172.923 |  |  |  | 2015-2022 | 0.105
Bluewater Power Distribution Corporation | 2017 | 130353 | 162119 | 7707327 | 9.2854 | 162.119
Bluewater Power Distribution Corporation | 2018 | 133170 | 173286 | 9241677 | 10.8836 | 173.286
Bluewater Power Distribution Corporation | 2019 | 137680 | 170007 | 9551186 | 11.033 | 170.007
Bluewater Power Distribution Corporation | 2020 | 127557 | 180626 | 9878875 | 11.3283 | 180.626
Bluewater Power Distribution Corporation | 2021 | 126004 | 170132 | 9039953 | 10.0295 | 170.132
Bluewater Power Distribution Corporation | 2022 | 136453 | 180437 | 12588951 | 13.0802 | 180.437
Burlington Hydro Inc. | 2015 | 270993 | 342774 | 10253246.3 | 12.7234 | 342.774
Burlington Hydro Inc. | 2016 | 257037 | 361524 | 11716382 | 14.3352 | 361.524
Burlington Hydro Inc. | 2017 | 246646 | 323801 | 13264151.29 | 15.98 | 323.801
Burlington Hydro Inc. | 2018 | 257116 | 355047 | 13483192.81 | 15.8786 | 355.047
Burlington Hydro Inc. | 2019 | 254447 | 326481 | 19005836.79 | 21.9545 | 326.481
Burlington Hydro Inc. | 2020 | 232510 | 353718 | 15345856.97 | 17.5973 | 353.718
Burlington Hydro Inc. | 2021 | 232516 | 347546 | 22616933.58 | 25.0927 | 347.546
Burlington Hydro Inc. | 2022 | 234950 | 320554 | 16547656.28 | 17.1934 | 320.554
Canadian Niagara Power Inc. | 2015 | 93938 | 95654 | 9293758.25 | 11.5328 | 95.654
Canadian Niagara Power Inc. | 2016 | 81949 | 103132 | 10470000 | 12.8103 | 103.132
Canadian Niagara Power Inc. | 2017 | 76498 | 90331 | 10493000 | 12.6415 | 90.331
Canadian Niagara Power Inc. | 2018 | 81973 | 99716 | 15385000 | 18.1183 | 99.716
Canadian Niagara Power Inc. | 2019 | 82459 | 94717 | 15443000 | 17.8389 | 94.717
Canadian Niagara Power Inc. | 2020 | 77493 | 103450 | 15953000 | 18.2935 | 103.45
Canadian Niagara Power Inc. | 2021 | 75809 | 103300 | 18833000 | 20.8945 | 103.3
Canadian Niagara Power Inc. | 2022 | 81213 | 101014 | 16354000 | 16.9922 | 101.014
Centre Wellington Hydro Ltd. | 2015 | 25557 | 25718 | 1884000.9 | 2.3379 | 25.718
Centre Wellington Hydro Ltd. | 2016 | 24020 | 27885 | 2181292.15 | 2.6689 | 27.885
Centre Wellington Hydro Ltd. | 2017 | 24128 | 25325 | 1501988.05 | 1.8095 | 25.325
Centre Wellington Hydro Ltd. | 2018 | 24066 | 27018 | 1453404.22 | 1.7116 | 27.018
Centre Wellington Hydro Ltd. | 2019 | 24541 | 24861 | 1948108.46 | 2.2504 | 24.861
Centre Wellington Hydro Ltd. | 2020 | 23208 | 29161 | 671497.09 | 0.77002 | 29.161
Centre Wellington Hydro Ltd. | 2021 | 23598 | 29245 | 768943.23 | 0.85311 | 29.245
Centre Wellington Hydro Ltd. | 2022 | 25096 | 28939 | 716807.84 | 0.74478 | 28.939
Chapleau Public Utilities Corporation | 2020 | 5731 | 6046 | 98182.26 | 0.11259 | 6.046
Cooperative Hydro Embrun Inc. | 2016 | 6236 | 6446 | 465096 | 0.56905 | 6.446
Cooperative Hydro Embrun Inc. | 2017 | 6165 | 6517 | 1750905 | 2.1094 | 6.517
Cooperative Hydro Embrun Inc. | 2018 | 6474 | 6858 | 227281 | 0.26766 | 6.858
Cooperative Hydro Embrun Inc. | 2019 | 6354 | 6429 | 200621 | 0.23175 | 6.429
Cooperative Hydro Embrun Inc. | 2020 | 6135 | 6881 | 332426 | 0.3812 | 6.881
Cooperative Hydro Embrun Inc. | 2021 | 5891 | 7206 | 223164.41 | 0.24759 | 7.206
Cooperative Hydro Embrun Inc. | 2022 | 6495 | 7112 | 277370.15 | 0.28819 | 7.112
E.L.K. Energy Inc. | 2015 | 50739 | 59146 | 1080986.26 | 1.3414 | 59.146
E.L.K. Energy Inc. | 2016 | 46645 | 60936 | 560406.17 | 0.68567 | 60.936
E.L.K. Energy Inc. | 2017 | 44168 | 57221 | 815789.24 | 0.98283 | 57.221
E.L.K. Energy Inc. | 2018 | 47848 | 65612 | 1105037.91 | 1.3014 | 65.612
E.L.K. Energy Inc. | 2019 | 50790 | 62827 | 1094568.98 | 1.2644 | 62.827
E.L.K. Energy Inc. | 2020 | 42657 | 64724 | 1757039.37 | 2.0148 | 64.724
E.L.K. Energy Inc. | 2021 | 46485 | 64241 | 1489619.45 | 1.6527 | 64.241
E.L.K. Energy Inc. | 2022 | 53628 | 64385 | 2294479.92 | 2.384 | 64.385
Elexicon Energy Inc. | 2015 | 580394 | 657134 | 43154319.93 | 53.5509 | 657.134
Elexicon Energy Inc. | 2016 | 547061 | 691875 | 43382264.64 | 53.0791 | 691.875
Elexicon Energy Inc. | 2017 | 536483 | 641592 | 36601292 | 44.0956 | 641.592
Elexicon Energy Inc. | 2018 | 562816 | 703479 | 39807395.23 | 46.8796 | 703.479
Elexicon Energy Inc. | 2019 | 567311 | 656633 | 58740871 | 67.8543 | 656.633
Elexicon Energy Inc. | 2020 | 563602 | 756056 | 46600755 | 53.4378 | 756.056
Elexicon Energy Inc. | 2021 | 541913 | 720003 | 63300972 | 70.2301 | 720.003
Elexicon Energy Inc. | 2022 | 586677 | 707403 | 51424800.29 | 53.4315 | 707.403
Enova Power Corp. | 2015 | 548096 | 612072 | 42157648 | 52.3141 | 612.072
Enova Power Corp. | 2016 | 539355 | 667561 | 56447499 | 69.0647 | 667.561
Enova Power Corp. | 2017 | 519425 | 615867 | 42878977 | 51.6586 | 615.867
Enova Power Corp. | 2018 | 533279 | 678716 | 40794737.41 | 48.0424 | 678.716
Enova Power Corp. | 2019 | 552277 | 632237 | 39729508 | 45.8934 | 632.237
Enova Power Corp. | 2020 | 529934 | 689325 | 40759442.09 | 46.7395 | 689.325
Enova Power Corp. | 2021 | 519022 | 654639 | 56456082.16 | 62.6359 | 654.639
Enova Power Corp. | 2022 | 529177 | 659252 | 47421212.21 | 49.2716 | 659.252
Entegrus Powerlines Inc. | 2015 | 191819 | 243253 | 11862453.06 | 14.7203 | 243.253
Entegrus Powerlines Inc. | 2016 | 194256 | 266099 | 11948744.93 | 14.6195 | 266.099
Entegrus Powerlines Inc. | 2017 | 187835 | 243243 | 12858268.17 | 15.4911 | 243.243
Entegrus Powerlines Inc. | 2018 | 175104 | 245646 | 12166321.03 | 14.3278 | 245.646
Entegrus Powerlines Inc. | 2019 | 199783 | 247159 | 13523376.88 | 15.6215 | 247.159
Entegrus Powerlines Inc. | 2020 | 186330 | 267227 | 15941486.57 | 18.2803 | 267.227
Entegrus Powerlines Inc. | 2021 | 191115 | 259161 | 17077231.06 | 18.9466 | 259.161
Entegrus Powerlines Inc. | 2022 | 190731 | 257571 | 20047551.89 | 20.8298 | 257.571
ENWIN Utilities Ltd. | 2015 | 372821 | 474504 | 23377781 | 29.0099 | 474.504
ENWIN Utilities Ltd. | 2016 | 374807 | 497443 | 17988977 | 22.0099 | 497.443
ENWIN Utilities Ltd. | 2017 | 353211 | 476537 | 16024514 | 19.3056 | 476.537
ENWIN Utilities Ltd. | 2018 | 362123 | 499249 | 20377654.36 | 23.998 | 499.249
ENWIN Utilities Ltd. | 2019 | 382079 | 464393 | 19657749.01 | 22.7076 | 464.393
ENWIN Utilities Ltd. | 2020 | 337036 | 488171 | 16711080.81 | 19.1629 | 488.171
ENWIN Utilities Ltd. | 2021 | 325442 | 468394 | 14047185.47 | 15.5848 | 468.394
ENWIN Utilities Ltd. | 2022 | 333664 | 485601 | 17992519.52 | 18.6946 | 485.601
EPCOR Electricity Distribution Ontario Inc. | 2020 | 53614 | 57070 | 4254929.14 | 4.8792 | 57.07
EPCOR Electricity Distribution Ontario Inc. | 2021 | 53209 | 56635 | 3334198 | 3.6992 | 56.635
ERTH Power Corporation | 2015 | 125776 | 130839 | 6985231.32 | 8.6681 | 130.839
ERTH Power Corporation | 2016 | 119486 | 133810 | 5613394 | 6.8681 | 133.81
ERTH Power Corporation | 2018 | 126443 | 132420 | 5229854.57 | 6.159 | 132.42
ERTH Power Corporation | 2020 | 125014 | 141230 | 6649512.65 | 7.6251 | 141.23
ERTH Power Corporation | 2021 | 120172 | 136773 | 5945905.5 | 6.5968 | 136.773
ERTH Power Corporation | 2022 | 128954 | 133488 | 5303371.42 | 5.5103 | 133.488
Essex Powerlines Corporation | 2015 | 80881 | 121804 | 6672825 | 8.2804 | 121.804
Essex Powerlines Corporation | 2016 | 77694 | 129367 | 4879788 | 5.9705 | 129.367
Essex Powerlines Corporation | 2017 | 74955 | 118783 | 6373188.51 | 7.6781 | 118.783
Essex Powerlines Corporation | 2018 | 77295 | 131760 | 6383352.46 | 7.5174 | 131.76
Essex Powerlines Corporation | 2019 | 81221 | 126191 | 7192770.91 | 8.3087 | 126.191
Essex Powerlines Corporation | 2020 | 76578 | 131809 | 5892832.59 | 6.7574 | 131.809
Essex Powerlines Corporation | 2021 | 76329 | 129868 | 6258950.49 | 6.9441 | 129.868
Essex Powerlines Corporation | 2022 | 83064 | 135570 | 7086564.94 | 7.3631 | 135.57
Festival Hydro Inc. | 2015 | 96419 | 105104 | 3156899 | 3.9174 | 105.104
Festival Hydro Inc. | 2016 | 93467 | 108369 | 2438323 | 2.9833 | 108.369
Festival Hydro Inc. | 2017 | 93753 | 105557 | 2908328.77 | 3.5038 | 105.557
Festival Hydro Inc. | 2018 | 96254 | 111693 | 3761249.09 | 4.4295 | 111.693
Festival Hydro Inc. | 2019 | 101309 | 106254 | 3482950.61 | 4.0233 | 106.254
Festival Hydro Inc. | 2020 | 95812 | 118829 | 3264365.13 | 3.7433 | 118.829
Festival Hydro Inc. | 2021 | 97799 | 108576 | 4000380.04 | 4.4383 | 108.576
Festival Hydro Inc. | 2022 | 93411 | 108662 | 4175358.02 | 4.3383 | 108.662
GrandBridge Energy Inc. | 2015 | 439210 | 529460 | 20361352 | 25.2667 | 529.46
GrandBridge Energy Inc. | 2016 | 421322 | 545232 | 20674030.4 | 25.2951 | 545.232
GrandBridge Energy Inc. | 2017 | 413556 | 505527 | 23231202.91 | 27.9879 | 505.527
GrandBridge Energy Inc. | 2018 | 412146 | 539085 | 18545588 | 21.8404 | 539.085
GrandBridge Energy Inc. | 2019 | 438891 | 509596 | 26204172 | 30.2697 | 509.596
GrandBridge Energy Inc. | 2020 | 401495 | 558272 | 32128784.91 | 36.8426 | 558.272
GrandBridge Energy Inc. | 2021 | 408800 | 558981 | 25527356.6 | 28.3217 | 558.981
GrandBridge Energy Inc. | 2022 | 404366 | 537429 | 30046457.69 | 31.2189 | 537.429
Grimsby Power Incorporated | 2015 | 30907 | 41784 | 10291334.76 | 12.7707 | 41.784
Grimsby Power Incorporated | 2016 | 29525 | 43276 | 1398919.66 | 1.7116 | 43.276
Grimsby Power Incorporated | 2017 | 35009 | 52335 | 2147522.91 | 2.5872 | 52.335
Grimsby Power Incorporated | 2018 | 41828 | 62118 | 1866440.41 | 2.198 | 62.118
Grimsby Power Incorporated | 2019 | 42947 | 57643 | 2337778.95 | 2.7005 | 57.643
Grimsby Power Incorporated | 2020 | 43313 | 64921 | 1956441.98 | 2.2435 | 64.921
Grimsby Power Incorporated | 2021 | 46040 | 63552 | 2746916.05 | 3.0476 | 63.552
Grimsby Power Incorporated | 2022 | 47163 | 61314 | 1984587.27 | 2.062 | 61.314
Halton Hills Hydro Inc. | 2015 | 88688 | 103016 | 8295868 | 10.2945 | 103.016
Halton Hills Hydro Inc. | 2016 | 82154 | 109349 | 8312782 | 10.1709 | 109.349
Halton Hills Hydro Inc. | 2017 | 81647 | 98466 | 9883110 | 11.9067 | 98.466
Halton Hills Hydro Inc. | 2018 | 82792 | 108080 | 7528216 | 8.8657 | 108.08
Halton Hills Hydro Inc. | 2019 | 83063 | 102375 | 30952185 | 35.7543 | 102.375
Halton Hills Hydro Inc. | 2020 | 82464 | 113233 | 6310970 | 7.2369 | 113.233
Halton Hills Hydro Inc. | 2021 | 79223 | 110959 | 6119406 | 6.7893 | 110.959
Halton Hills Hydro Inc. | 2022 | 81597 | 109964 | 5383655 | 5.5937 | 109.964
Hearst Power Distribution Company Limited | 2018 | 14732 | 16856 | 278156.12 | 0.32757 | 16.856
Hydro One Networks Inc. | 2016 | 5923452 | 6212849 | 732483856.03 | 896.2088 | 6212.849
Hydro One Networks Inc. | 2020 | 6572050 | 6962402 | 765863052.55 | 878.2269 | 6962.402
Hydro One Networks Inc. | 2021 | 6419787 | 6572161 | 819468208.9 | 909.1699 | 6572.161
Hydro Ottawa Limited | 2015 | 1215721 | 1405596 | 147267262 | 182.7463 | 1405.596
Hydro Ottawa Limited | 2016 | 1202154 | 1418089 | 103176348 | 126.2384 | 1418.089
Hydro Ottawa Limited | 2017 | 1225591 | 1378852 | 122692101 | 147.8139 | 1378.852
Hydro Ottawa Limited | 2018 | 1262204 | 1489933 | 122854180 | 144.6806 | 1489.933
Hydro Ottawa Limited | 2019 | 1292973 | 1400163 | 239750697 | 276.9473 | 1400.163
Hydro Ottawa Limited | 2020 | 1190530 | 1506449 | 122921829 | 140.9563 | 1506.449
Hydro Ottawa Limited | 2021 | 1121485 | 1414376 | 172363928.13 | 191.2314 | 1414.376
Hydro Ottawa Limited | 2022 | 1229399 | 1349251 | 170363357.02 | 177.0111 | 1349.251
InnPower Corporation | 2016 | 51029 | 54100 | 6882669 | 8.4211 | 54.1
InnPower Corporation | 2017 | 52052 | 53027 | 4460324 | 5.3736 | 53.027
InnPower Corporation | 2018 | 54272 | 61255 | 5426267 | 6.3903 | 61.255
InnPower Corporation | 2019 | 56198 | 62245 | 8585117 | 9.9171 | 62.245
InnPower Corporation | 2020 | 52210 | 67555 | 12338101 | 14.1483 | 67.555
InnPower Corporation | 2021 | 53908 | 64276 | 14554661 | 16.1479 | 64.276
InnPower Corporation | 2022 | 57733 | 65636 | 13447747 | 13.9725 | 65.636
Kingston Hydro Corporation | 2020 | 114474 | 116108 | 4167550.76 | 4.779 | 116.108
Kingston Hydro Corporation | 2021 | 111668 | 118606 | 4739211 | 5.258 | 118.606
Kingston Hydro Corporation | 2022 | 118722 | 119607 | 3737891.1 | 3.8837 | 119.607
Lakefront Utilities Inc. | 2015 | 42548 | 42609 | 1829241.96 | 2.2699 | 42.609
Lakefront Utilities Inc. | 2016 | 41183 | 44782 | 3079542.77 | 3.7679 | 44.782
Lakefront Utilities Inc. | 2017 | 40045 | 41885 | 2562505 | 3.0872 | 41.885
Lakefront Utilities Inc. | 2018 | 43382 | 46509 | 1548781 | 1.8239 | 46.509
Lakefront Utilities Inc. | 2020 | 41349 | 46215 | 2376997 | 2.7257 | 46.215
Lakefront Utilities Inc. | 2021 | 40303 | 46389 | 4293749 | 4.7638 | 46.389
Lakefront Utilities Inc. | 2022 | 43280 | 45232 | 2876101 | 2.9883 | 45.232
London Hydro Inc. | 2015 | 538330 | 661102 | 33025844.11 | 40.9823 | 661.102
London Hydro Inc. | 2016 | 537708 | 707205 | 35609719.21 | 43.5692 | 707.205
London Hydro Inc. | 2017 | 535268 | 655151 | 32522017.35 | 39.1811 | 655.151
London Hydro Inc. | 2018 | 529814 | 716060 | 38192948.93 | 44.9784 | 716.06
London Hydro Inc. | 2019 | 512730 | 657266 | 42135702.16 | 48.6729 | 657.266
London Hydro Inc. | 2020 | 457926 | 693661 | 45385393.53 | 52.0441 | 693.661
London Hydro Inc. | 2021 | 459216 | 662035 | 38000030.38 | 42.1596 | 662.035
London Hydro Inc. | 2022 | 486838 | 685662 | 50171632.2 | 52.1294 | 685.662
Milton Hydro Distribution Inc. | 2015 | 141341 | 168414 | 15617439 | 19.3799 | 168.414
Milton Hydro Distribution Inc. | 2016 | 137921 | 180543 | 11320875 | 13.8513 | 180.543
Milton Hydro Distribution Inc. | 2017 | 135397 | 166034 | 8924115 | 10.7514 | 166.034
Milton Hydro Distribution Inc. | 2018 | 139411 | 183462 | 11224369 | 13.2185 | 183.462
Milton Hydro Distribution Inc. | 2019 | 147848 | 173199 | 11765970 | 13.5914 | 173.199
Milton Hydro Distribution Inc. | 2020 | 143700 | 198177 | 9705878 | 11.1299 | 198.177
Milton Hydro Distribution Inc. | 2021 | 140596 | 194362 | 8790584 | 9.7528 | 194.362
Milton Hydro Distribution Inc. | 2022 | 146759 | 194627 | 12370107 | 12.8528 | 194.627
Newmarket-Tay Power Distribution Ltd. | 2015 | 147773 | 174398 | 15315636.34 | 19.0054 | 174.398
Newmarket-Tay Power Distribution Ltd. | 2016 | 137782 | 180233 | 10713580.69 | 13.1083 | 180.233
Newmarket-Tay Power Distribution Ltd. | 2017 | 133456 | 167334 | 7568478.21 | 9.1182 | 167.334
Newmarket-Tay Power Distribution Ltd. | 2018 | 140147 | 182966 | 18526425 | 21.8179 | 182.966
Newmarket-Tay Power Distribution Ltd. | 2019 | 136854 | 167172 | 6043598 | 6.9812 | 167.172
Newmarket-Tay Power Distribution Ltd. | 2020 | 131821 | 188400 | 7433657 | 8.5243 | 188.4
Newmarket-Tay Power Distribution Ltd. | 2021 | 130752 | 176632 | 16863386 | 18.7093 | 176.632
Newmarket-Tay Power Distribution Ltd. | 2022 | 141297 | 178189 | 4850997 | 5.0403 | 178.189
Niagara Peninsula Energy Inc. | 2015 | 207295 | 259918 | 14979924.81 | 18.5888 | 259.918
Niagara Peninsula Energy Inc. | 2016 | 184993 | 264308 | 15426432 | 18.8746 | 264.308
Niagara Peninsula Energy Inc. | 2017 | 187565 | 238232 | 14933017 | 17.9906 | 238.232
Niagara Peninsula Energy Inc. | 2018 | 192525 | 262327 | 14985908 | 17.6483 | 262.327
Niagara Peninsula Energy Inc. | 2019 | 197346 | 256280 | 16947192.99 | 19.5765 | 256.28
Niagara Peninsula Energy Inc. | 2020 | 176864 | 256760 | 16835922.22 | 19.306 | 256.76
Niagara Peninsula Energy Inc. | 2021 | 180036 | 262435 | 19575439.17 | 21.7182 | 262.435
Niagara Peninsula Energy Inc. | 2022 | 195026 | 255436 | 16440063.9 | 17.0816 | 255.436
Niagara-on-the-Lake Hydro Inc. | 2015 | 31939 | 43895 | 1713212.55 | 2.126 | 43.895
Niagara-on-the-Lake Hydro Inc. | 2016 | 34820 | 47702 | 2828580.2 | 3.4608 | 47.702
Niagara-on-the-Lake Hydro Inc. | 2017 | 32863 | 41660 | 1622011.43 | 1.9541 | 41.66
Niagara-on-the-Lake Hydro Inc. | 2018 | 37262 | 57367 | 3282575.03 | 3.8658 | 57.367
Niagara-on-the-Lake Hydro Inc. | 2019 | 38880 | 52967 | 2617181.83 | 3.0232 | 52.967
Niagara-on-the-Lake Hydro Inc. | 2020 | 35742 | 52046 | 4915478.1 | 5.6367 | 52.046
Niagara-on-the-Lake Hydro Inc. | 2021 | 32935 | 51024 | 3112205.18 | 3.4529 | 51.024
Niagara-on-the-Lake Hydro Inc. | 2022 | 35043 | 48517 | 1394163.81 | 1.4486 | 48.517
Oakville Hydro Electricity Distribution Inc. | 2015 | 262334 | 341182 | 15777343.21 | 19.5784 | 341.182
Oakville Hydro Electricity Distribution Inc. | 2016 | 251532 | 375360 | 20301606.04 | 24.8394 | 375.36
Oakville Hydro Electricity Distribution Inc. | 2017 | 238190 | 313427 | 17886850.76 | 21.5493 | 313.427
Oakville Hydro Electricity Distribution Inc. | 2018 | 255185 | 366131 | 22655648.76 | 26.6807 | 366.131
Oakville Hydro Electricity Distribution Inc. | 2019 | 259547 | 339413 | 28947764.24 | 33.4389 | 339.413
Oakville Hydro Electricity Distribution Inc. | 2020 | 248298 | 370303 | 19819369.56 | 22.7272 | 370.303
Oakville Hydro Electricity Distribution Inc. | 2021 | 234671 | 348052 | 21722908.57 | 24.1008 | 348.052
Oakville Hydro Electricity Distribution Inc. | 2022 | 256133 | 371082 | 21289247 | 22.12 | 371.082
Orangeville Hydro Limited | 2015 | 43641 | 45472 | 1293107 | 1.6046 | 45.472
Orangeville Hydro Limited | 2016 | 41661 | 48124 | 1940991 | 2.3748 | 48.124
Orangeville Hydro Limited | 2017 | 41758 | 46147 | 2551610 | 3.0741 | 46.147
Orangeville Hydro Limited | 2018 | 42821 | 48441 | 1778360.46 | 2.0943 | 48.441
Orangeville Hydro Limited | 2019 | 43212 | 45875 | 1368227.77 | 1.5805 | 45.875
Orangeville Hydro Limited | 2020 | 42683 | 52406 | 1924938.04 | 2.2074 | 52.406
Orangeville Hydro Limited | 2021 | 41873 | 50595 | 2265234.68 | 2.5132 | 50.595
Orangeville Hydro Limited | 2022 | 43994 | 50324 | 2983010.31 | 3.0994 | 50.324
Oshawa PUC Networks Inc. | 2015 | 205040 | 213930 | 15178835 | 18.8357 | 213.93
Oshawa PUC Networks Inc. | 2016 | 196745 | 224194 | 10425039 | 12.7552 | 224.194
Oshawa PUC Networks Inc. | 2017 | 194082 | 211985 | 9083922 | 10.9439 | 211.985
Oshawa PUC Networks Inc. | 2018 | 209621 | 238104 | 16868642 | 19.8655 | 238.104
Oshawa PUC Networks Inc. | 2019 | 204830 | 219095 | 29297557.62 | 33.843 | 219.095
Oshawa PUC Networks Inc. | 2020 | 190882 | 246807 | 16352635 | 18.7518 | 246.807
Oshawa PUC Networks Inc. | 2021 | 182630 | 232281 | 14600710 | 16.199 | 232.281
Oshawa PUC Networks Inc. | 2022 | 196817 | 231673 | 12601383 | 13.0931 | 231.673
Ottawa River Power Corporation | 2020 | 34936 | 36163 | 652382.71 | 0.7481 | 36.163
Ottawa River Power Corporation | 2021 | 34936 | 36163 | 1504373.67 | 1.669 | 36.163
Ottawa River Power Corporation | 2022 | 40509 | 40893 | 4609107.66 | 4.789 | 40.893
Renfrew Hydro Inc. | 2015 | 15935 | 16080 | 510990.37 | 0.6341 | 16.08
Renfrew Hydro Inc. | 2016 | 15594 | 16432 | 437214.52 | 0.53494 | 16.432
Renfrew Hydro Inc. | 2017 | 14658 | 15929 | 558903.22 | 0.67334 | 15.929
Renfrew Hydro Inc. | 2018 | 15685 | 16843 | 984505.74 | 1.1594 | 16.843
Renfrew Hydro Inc. | 2020 | 14787 | 16864 | 560128.38 | 0.64231 | 16.864
Renfrew Hydro Inc. | 2021 | 14561 | 16008 | 648182.86 | 0.71914 | 16.008
Renfrew Hydro Inc. | 2022 | 15591 | 15674 | 613411.85 | 0.63735 | 15.674
Rideau St. Lawrence Distribution Inc. | 2015 | 21752 | 28991 | 598916.9 | 0.74321 | 28.991
Rideau St. Lawrence Distribution Inc. | 2016 | 19728 | 24825 | 480494.02 | 0.58789 | 24.825
Rideau St. Lawrence Distribution Inc. | 2020 | 18971 | 20278 | 746105 | 0.85557 | 20.278
Synergy North Corporation | 2021 | 172959 | 172977 | 16222772 | 17.9986 | 172.977
Tillsonburg Hydro Inc. | 2015 | 31618 | 38871 | 591806.13 | 0.73438 | 38.871
Tillsonburg Hydro Inc. | 2016 | 31524 | 40060 | 840759.85 | 1.0287 | 40.06
Tillsonburg Hydro Inc. | 2017 | 30156 | 36963 | 1696551.28 | 2.0439 | 36.963
Tillsonburg Hydro Inc. | 2018 | 30683 | 37198 | 1724288.78 | 2.0306 | 37.198
Tillsonburg Hydro Inc. | 2019 | 31019 | 35145 | 3531644.37 | 4.0796 | 35.145
Tillsonburg Hydro Inc. | 2020 | 29969 | 37789 | 2462134.71 | 2.8234 | 37.789
Tillsonburg Hydro Inc. | 2021 | 29264 | 38118 | 1890330.99 | 2.0973 | 38.118
Tillsonburg Hydro Inc. | 2022 | 29916 | 38862 | 1814076.6 | 1.8849 | 38.862
Toronto Hydro-Electric System Limited | 2015 | 4026862 | 4429011 | 465402573.65 | 577.5256 | 4429.011
Toronto Hydro-Electric System Limited | 2016 | 3777679 | 4637502 | 617138761.89 | 755.0818 | 4637.502
Toronto Hydro-Electric System Limited | 2017 | 3686750 | 4315880 | 548964114 | 661.367 | 4315.88
Toronto Hydro-Electric System Limited | 2018 | 3812782 | 4609358 | 563606572.71 | 663.7376 | 4609.358
Toronto Hydro-Electric System Limited | 2019 | 3939071 | 4311781 | 504959941 | 583.303 | 4311.781
Toronto Hydro-Electric System Limited | 2020 | 3546484 | 4586951 | 565761123 | 648.767 | 4586.951
Toronto Hydro-Electric System Limited | 2021 | 3534259 | 4457304 | 610420130 | 677.2387 | 4457.304
Toronto Hydro-Electric System Limited | 2022 | 3716335 | 4347129 | 681954313.12 | 708.565 | 4347.129
Wasaga Distribution Inc. | 2015 | 27638 | 30039 | 1040957.28 | 1.2917 | 30.039
Wasaga Distribution Inc. | 2016 | 26741 | 29450 | 1473764.82 | 1.8032 | 29.45
Wasaga Distribution Inc. | 2018 | 27190 | 38645 | 1422849.04 | 1.6756 | 38.645
Wasaga Distribution Inc. | 2019 | 27202 | 33072 | 3530236.45 | 4.0779 | 33.072
Wasaga Distribution Inc. | 2020 | 26363 | 36244 | 2013359.47 | 2.3088 | 36.244
Wasaga Distribution Inc. | 2021 | 27975 | 37541 | 3233381.9 | 3.5873 | 37.541
Wasaga Distribution Inc. | 2022 | 30003 | 37765 | 10609023.73 | 11.023 | 37.765
Welland Hydro-Electric System Corp. | 2015 | 63168 | 79457 | 2506400 | 3.1102 | 79.457
Welland Hydro-Electric System Corp. | 2016 | 60107 | 82564 | 3128400 | 3.8277 | 82.564
Welland Hydro-Electric System Corp. | 2017 | 58098 | 77648 | 2332938 | 2.8106 | 77.648
Welland Hydro-Electric System Corp. | 2018 | 61224 | 84738 | 2186056.36 | 2.5744 | 84.738
Welland Hydro-Electric System Corp. | 2019 | 63018 | 80633 | 3771952.97 | 4.3572 | 80.633
Welland Hydro-Electric System Corp. | 2020 | 59059 | 87033 | 4427375 | 5.0769 | 87.033
Welland Hydro-Electric System Corp. | 2021 | 57133 | 85419 | 3968109.59 | 4.4025 | 85.419
Welland Hydro-Electric System Corp. | 2022 | 61728 | 83593 | 4134288.96 | 4.2956 | 83.593
Wellington North Power Inc. | 2020 | 15850 | 17052 | 1183458.35 | 1.3571 | 17.052
Wellington North Power Inc. | 2021 | 16867 | 18362 | 824649.68 | 0.91492 | 18.362
Wellington North Power Inc. | 2022 | 17607 | 18211 | 702113.84 | 0.72951 | 18.211
Westario Power Inc. | 2016 | 75257 | 76744 | 5740396 | 7.0235 | 76.744
Westario Power Inc. | 2020 | 75510 | 77307 | 5139721 | 5.8938 | 77.307
Westario Power Inc. | 2021 | 76126 | 80106 | 3612652 | 4.0081 | 80.106
Algoma Power Inc. | 2015 | 44768 | 26366 | 10888962.53 | 13.5123 | 44.768
Algoma Power Inc. | 2016 | 40706 | 29497 | 8580000 | 10.4978 | 40.706
Algoma Power Inc. | 2017 | 41832 | 29170 | 7472000 | 9.0019 | 41.832
Algoma Power Inc. | 2018 | 44260 | 34493 | 7307000 | 8.6052 | 44.26
Algoma Power Inc. | 2019 | 48305 | 33457 | 9442000 | 10.9069 | 48.305
Algoma Power Inc. | 2020 | 45182 | 36661 | 7891000 | 9.0487 | 45.182
Algoma Power Inc. | 2021 | 45393 | 36552 | 22208000 | 24.639 | 45.393
Algoma Power Inc. | 2022 | 50781 | 38838 | 10240000 | 10.6396 | 50.781
Atikokan Hydro Inc. | 2015 | 5905 | 5811 | 268667 | 0.33339 | 5.905
Atikokan Hydro Inc. | 2016 | 6745 | 6118 | 359098.65 | 0.43936 | 6.745
Atikokan Hydro Inc. | 2017 | 8634 | 5417 | 260787 | 0.31418 | 8.634
Atikokan Hydro Inc. | 2018 | 6254 | 5930 | 716351 | 0.84362 | 6.254
Atikokan Hydro Inc. | 2019 | 6296 | 5456 | 302664.13 | 0.34962 | 6.296
Atikokan Hydro Inc. | 2020 | 5983 | 5776 | 146530.78 | 0.16803 | 5.983
Atikokan Hydro Inc. | 2021 | 6912 | 6749 | 211428.01 | 0.23457 | 6.912
Atikokan Hydro Inc. | 2022 | 6403 | 5600 | 227202.02 | 0.23607 | 6.403
Chapleau Public Utilities Corporation | 2015 | 7029 | 4548 | 101174.61 | 0.12555 | 7.029
Chapleau Public Utilities Corporation | 2016 | 6023 | 4979 | 36284.3 | 0.044395 | 6.023
Chapleau Public Utilities Corporation | 2017 | 6489 | 3889 | 56756.16 | 0.068377 | 6.489
Chapleau Public Utilities Corporation | 2018 | 6354 | 4835 | 512764.83 | 0.60386 | 6.354
Chapleau Public Utilities Corporation | 2019 | 7121 | 5774 | 124116.79 | 0.14337 | 7.121
Chapleau Public Utilities Corporation | 2021 | 5772 | 4169 | 150306.22 | 0.16676 | 5.772
Chapleau Public Utilities Corporation | 2022 | 5772 | 4169 | 92417.32 | 0.096024 | 5.772
Cooperative Hydro Embrun Inc. | 2015 | 6635 | 5776 | 369452 | 0.45846 | 6.635
EPCOR Electricity Distribution Ontario Inc. | 2015 | 58707 | 50481 | 2443137 | 3.0317 | 58.707
EPCOR Electricity Distribution Ontario Inc. | 2016 | 58446 | 52489 | 3765684 | 4.6074 | 58.446
EPCOR Electricity Distribution Ontario Inc. | 2017 | 52841 | 48824 | 3469137 | 4.1795 | 52.841
EPCOR Electricity Distribution Ontario Inc. | 2018 | 56739 | 54925 | 2673795.07 | 3.1488 | 56.739
EPCOR Electricity Distribution Ontario Inc. | 2019 | 56140 | 50661 | 5508633 | 6.3633 | 56.14
EPCOR Electricity Distribution Ontario Inc. | 2022 | 56623 | 55886 | 5836212 | 6.0639 | 56.623
ERTH Power Corporation | 2017 | 130556 | 128532 | 4724916 | 5.6924 | 130.556
ERTH Power Corporation | 2019 | 147101 | 134255 | 7596241 | 8.7748 | 147.101
Fort Frances Power Corporation | 2015 | 16796 | 12610 | 200666.73 | 0.24901 | 16.796
Fort Frances Power Corporation | 2016 | 15953 | 12793 | 392771.76 | 0.48056 | 15.953
Fort Frances Power Corporation | 2017 | 15025 | 12359 | 641862.69 | 0.77329 | 15.025
Fort Frances Power Corporation | 2018 | 15430 | 12626 | 511690.91 | 0.6026 | 15.43
Fort Frances Power Corporation | 2019 | 16574 | 11651 | 453420.74 | 0.52377 | 16.574
Fort Frances Power Corporation | 2020 | 14489 | 12356 | 560913.72 | 0.64321 | 14.489
Fort Frances Power Corporation | 2021 | 15555 | 13196 | 487852.16 | 0.54125 | 15.555
Fort Frances Power Corporation | 2022 | 15248 | 13246 | 723189.93 | 0.75141 | 15.248
Greater Sudbury Hydro Inc. | 2015 | 186099 | 147888 | 8891797.06 | 11.034 | 186.099
Greater Sudbury Hydro Inc. | 2016 | 171799 | 147687 | 8626092.02 | 10.5542 | 171.799
Greater Sudbury Hydro Inc. | 2017 | 168072 | 134834 | 9491828.92 | 11.4353 | 168.072
Greater Sudbury Hydro Inc. | 2018 | 174577 | 143939 | 10886000.39 | 12.82 | 174.577
Greater Sudbury Hydro Inc. | 2019 | 178707 | 135277 | 10201364.13 | 11.7841 | 178.707
Greater Sudbury Hydro Inc. | 2020 | 188091 | 149995 | 11674370.87 | 13.3872 | 188.091
Greater Sudbury Hydro Inc. | 2021 | 149807 | 144581 | 7251655.1 | 8.0454 | 149.807
Greater Sudbury Hydro Inc. | 2022 | 167165 | 139475 | 8171696.15 | 8.4906 | 167.165
Hearst Power Distribution Company Limited | 2015 | 16408 | 14868 | 188878 | 0.23438 | 16.408
Hearst Power Distribution Company Limited | 2016 | 16159 | 12377 | 147423.55 | 0.18038 | 16.159
Hearst Power Distribution Company Limited | 2017 | 15428 | 13534 | 166897.19 | 0.20107 | 15.428
Hearst Power Distribution Company Limited | 2019 | 15777 | 13433 | 179444.32 | 0.20728 | 15.777
Hearst Power Distribution Company Limited | 2020 | 14909 | 12667 | 188102.54 | 0.2157 | 14.909
Hearst Power Distribution Company Limited | 2021 | 15025 | 13267 | 416093.13 | 0.46164 | 15.025
Hearst Power Distribution Company Limited | 2022 | 15372 | 14085 | 343036.39 | 0.35642 | 15.372
Hydro 2000 Inc. | 2015 | 5587 | 3625 | 36024.82 | 0.044704 | 5.587
Hydro 2000 Inc. | 2016 | 5590 | 3730 | 26334.52 | 0.032221 | 5.59
Hydro 2000 Inc. | 2017 | 5590 | 3883 | 45376.21 | 0.054667 | 5.59
Hydro 2000 Inc. | 2018 | 5467 | 4025 | 44997.14 | 0.052991 | 5.467
Hydro 2000 Inc. | 2019 | 5210 | 3329 | 156525 | 0.18081 | 5.21
Hydro 2000 Inc. | 2020 | 4873 | 3748 | 98541.62 | 0.113 | 4.873
Hydro 2000 Inc. | 2021 | 4500 | 3614 | 143640 | 0.15936 | 4.5
Hydro 2000 Inc. | 2022 | 5092 | 3439 | 187613 | 0.19493 | 5.092
Hydro Hawkesbury Inc. | 2015 | 33265 | 29078 | 612705.76 | 0.76032 | 33.265
Hydro Hawkesbury Inc. | 2016 | 30875 | 29776 | 1513997.68 | 1.8524 | 30.875
Hydro Hawkesbury Inc. | 2017 | 27873 | 25543 | 983216.62 | 1.1845 | 27.873
Hydro Hawkesbury Inc. | 2018 | 28648 | 28377 | 218486.23 | 0.2573 | 28.648
Hydro Hawkesbury Inc. | 2019 | 29941 | 24267 | 167395 | 0.19337 | 29.941
Hydro Hawkesbury Inc. | 2020 | 28271 | 26888 | 227196.12 | 0.26053 | 28.271
Hydro Hawkesbury Inc. | 2021 | 26588 | 24881 | 272028.32 | 0.30181 | 26.588
Hydro Hawkesbury Inc. | 2022 | 30892 | 24927 | 327573.44 | 0.34036 | 30.892
Hydro One Networks Inc. | 2015 | 6817293 | 6113858 | 838289741.99 | 1040.2474 | 6817.293
Hydro One Networks Inc. | 2017 | 5714379 | 5591466 | 753884351.02 | 908.2456 | 5714.379
Hydro One Networks Inc. | 2018 | 6195149 | 6023508 | 699205905.32 | 823.4276 | 6195.149
Hydro One Networks Inc. | 2019 | 6664585 | 6232095 | 683384817.85 | 789.41 | 6664.585
Hydro One Networks Inc. | 2022 | 6991352 | 6387332 | 913016248.61 | 948.6432 | 6991.352
InnPower Corporation | 2015 | 51737 | 51072 | 19803244 | 24.5742 | 51.737
Kingston Hydro Corporation | 2015 | 130791 | 114613 | 3206336.66 | 3.9788 | 130.791
Kingston Hydro Corporation | 2016 | 122976 | 119823 | 5834543 | 7.1387 | 122.976
Kingston Hydro Corporation | 2017 | 117931 | 113741 | 8172029 | 9.8453 | 117.931
Kingston Hydro Corporation | 2018 | 128887 | 122301 | 5289056 | 6.2287 | 128.887
Kingston Hydro Corporation | 2019 | 129362 | 111979 | 4744359.08 | 5.4804 | 129.362
Lakefront Utilities Inc. | 2019 | 43622 | 43236 | 1394845 | 1.6113 | 43.622
Lakeland Power Distribution Ltd. | 2015 | 59005 | 44361 | 3088920.45 | 3.8331 | 59.005
Lakeland Power Distribution Ltd. | 2016 | 60137 | 46803 | 2502245.7 | 3.0615 | 60.137
Lakeland Power Distribution Ltd. | 2017 | 59880 | 42708 | 2345613.21 | 2.8259 | 59.88
Lakeland Power Distribution Ltd. | 2018 | 64661 | 54665 | 2440138.68 | 2.8737 | 64.661
Lakeland Power Distribution Ltd. | 2019 | 56596 | 46981 | 3473539.6 | 4.0124 | 56.596
Lakeland Power Distribution Ltd. | 2020 | 55704 | 48925 | 2340844.21 | 2.6843 | 55.704
Lakeland Power Distribution Ltd. | 2021 | 51626 | 49930 | 4689107.55 | 5.2024 | 51.626
Lakeland Power Distribution Ltd. | 2022 | 57926 | 48219 | 4373253.8 | 4.5439 | 57.926
North Bay Hydro Distribution Limited | 2015 | 121217 | 92204 | 7140628.96 | 8.8609 | 121.217
North Bay Hydro Distribution Limited | 2016 | 107057 | 92135 | 5996947.87 | 7.3374 | 107.057
North Bay Hydro Distribution Limited | 2017 | 105324 | 86476 | 6833729.09 | 8.233 | 105.324
North Bay Hydro Distribution Limited | 2018 | 113499 | 95746 | 7419450.68 | 8.7376 | 113.499
North Bay Hydro Distribution Limited | 2019 | 116487 | 91760 | 7550649.09 | 8.7221 | 116.487
North Bay Hydro Distribution Limited | 2020 | 108588 | 97143 | 6550414.37 | 7.5115 | 108.588
North Bay Hydro Distribution Limited | 2021 | 101216 | 96361 | 9437476.57 | 10.4705 | 101.216
North Bay Hydro Distribution Limited | 2022 | 113126 | 112810 | 6192951.1 | 6.4346 | 113.126
Northern Ontario Wires Inc. | 2015 | 23679 | 19641 | 424755 | 0.52709 | 23.679
Northern Ontario Wires Inc. | 2016 | 23251 | 19720 | 692947 | 0.84783 | 23.251
Northern Ontario Wires Inc. | 2017 | 23708 | 21210 | 810159 | 0.97604 | 23.708
Northern Ontario Wires Inc. | 2018 | 23485 | 18711 | 845234 | 0.9954 | 23.485
Northern Ontario Wires Inc. | 2019 | 23352 | 18301 | 724051 | 0.83639 | 23.352
Northern Ontario Wires Inc. | 2020 | 21659 | 19688 | 630867 | 0.72342 | 21.659
Northern Ontario Wires Inc. | 2021 | 22199 | 20235 | 526974 | 0.58466 | 22.199
Northern Ontario Wires Inc. | 2022 | 23217 | 18600 | 661894 | 0.68772 | 23.217
Ottawa River Power Corporation | 2015 | 40334 | 35954 | 959680 | 1.1909 | 40.334
Ottawa River Power Corporation | 2016 | 38103 | 35643 | 1201955.75 | 1.4706 | 38.103
Ottawa River Power Corporation | 2017 | 39127 | 38384 | 1692122.56 | 2.0386 | 39.127
Ottawa River Power Corporation | 2018 | 52220 | 50359 | 1719102.03 | 2.0245 | 52.22
Ottawa River Power Corporation | 2019 | 41522 | 40578 | 1487372.31 | 1.7181 | 41.522
PUC Distribution Inc. | 2015 | 138382 | 97144 | 6710692.22 | 8.3274 | 138.382
PUC Distribution Inc. | 2016 | 125408 | 101247 | 5988626.17 | 7.3272 | 125.408
PUC Distribution Inc. | 2017 | 125843 | 95541 | 6352193.05 | 7.6528 | 125.843
PUC Distribution Inc. | 2018 | 128698 | 98746 | 5575711.33 | 6.5663 | 128.698
PUC Distribution Inc. | 2019 | 132939 | 91848 | 5835537.45 | 6.7409 | 132.939
PUC Distribution Inc. | 2020 | 112941 | 101419 | 5885726.73 | 6.7493 | 112.941
PUC Distribution Inc. | 2021 | 111904 | 98972 | 5799629.8 | 6.4345 | 111.904
PUC Distribution Inc. | 2022 | 119132 | 95433 | 10131184.17 | 10.5265 | 119.132
Renfrew Hydro Inc. | 2019 | 15877 | 15691 | 755473.9 | 0.87268 | 15.877
Rideau St. Lawrence Distribution Inc. | 2017 | 23621 | 19129 | 1201654 | 1.4477 | 23.621
Rideau St. Lawrence Distribution Inc. | 2018 | 20225 | 19609 | 494642 | 0.58252 | 20.225
Rideau St. Lawrence Distribution Inc. | 2019 | 20267 | 18797 | 571427 | 0.66008 | 20.267
Rideau St. Lawrence Distribution Inc. | 2021 | 20520 | 20135 | 1113618 | 1.2355 | 20.52
Rideau St. Lawrence Distribution Inc. | 2022 | 20509 | 19814 | 1277912 | 1.3278 | 20.509
Sioux Lookout Hydro Inc. | 2015 | 21167 | 10244 | 300614.28 | 0.37304 | 21.167
Sioux Lookout Hydro Inc. | 2016 | 17931 | 9528 | 330618.92 | 0.40452 | 17.931
Sioux Lookout Hydro Inc. | 2017 | 19015 | 8159 | 585165.05 | 0.70498 | 19.015
Sioux Lookout Hydro Inc. | 2018 | 19081 | 9221 | 646956.2 | 0.7619 | 19.081
Sioux Lookout Hydro Inc. | 2019 | 21743 | 9466 | 360555.73 | 0.41649 | 21.743
Sioux Lookout Hydro Inc. | 2020 | 19523 | 8595 | 769404.06 | 0.88229 | 19.523
Sioux Lookout Hydro Inc. | 2021 | 20926 | 9108 | 366774.8 | 0.40692 | 20.926
Sioux Lookout Hydro Inc. | 2022 | 20283 | 9589 | 312625.92 | 0.32482 | 20.283
Synergy North Corporation | 2015 | 200842 | 167478 | 12378217 | 15.3603 | 200.842
Synergy North Corporation | 2016 | 189330 | 171453 | 12823024 | 15.6892 | 189.33
Synergy North Corporation | 2017 | 179824 | 166536 | 11845538.64 | 14.271 | 179.824
Synergy North Corporation | 2018 | 187367 | 168158 | 12577191 | 14.8117 | 187.367
Synergy North Corporation | 2019 | 185879 | 160330 | 14277590 | 16.4927 | 185.879
Synergy North Corporation | 2020 | 168728 | 168553 | 10263696 | 11.7695 | 168.728
Synergy North Corporation | 2022 | 176597 | 170977 | 16038760 | 16.6646 | 176.597
Wasaga Distribution Inc. | 2017 | 27424 | 26507 | 1737291.4 | 2.093 | 27.424
Wellington North Power Inc. | 2015 | 17690 | 16938 | 817661.33 | 1.0146 | 17.69
Wellington North Power Inc. | 2016 | 16760 | 16739 | 1545544.62 | 1.891 | 16.76
Wellington North Power Inc. | 2017 | 16780 | 16292 | 744253.23 | 0.89664 | 16.78
Wellington North Power Inc. | 2018 | 16685 | 16554 | 501091.49 | 0.59012 | 16.685
Wellington North Power Inc. | 2019 | 16845 | 16156 | 656823.38 | 0.75873 | 16.845
Westario Power Inc. | 2015 | 94884 | 67949 | 4112933 | 5.1038 | 94.884
Westario Power Inc. | 2017 | 76014 | 68069 | 4901467 | 5.9051 | 76.014
Westario Power Inc. | 2018 | 79620 | 76076 | 5789860 | 6.8185 | 79.62
Westario Power Inc. | 2019 | 83113 | 73051 | 4651442 | 5.3731 | 83.113
Westario Power Inc. | 2022 | 80368 | 77257 | 7118537 | 7.3963 | 80.368

## CPI
https://www150.statcan.gc.ca/t1/tbl1/en/tv.action?pid=1810000501
Year | Average Annual CPI
2015 | 126.6
2016 | 128.4
2017 | 130.4
2018 | 133.4
2019 | 136
2020 | 137
2021 | 141.6
2022 | 151.2
2023 | 157.1

## 2022P2D Demand Forecast
https://www.ieso.ca/-/media/Files/IESO/Document-Library/gas-phase-out/Pathways-to-Decarbonization-Appendix-D.xlsx
Figure 8: Annual Summer Peak Demand
# | Demand Forecast | Unit of Measure | Year
|  |  | 2023 | 2024 | 2025 | 2026 | 2027 | 2028 | 2029 | 2030 | 2031 | 2032 | 2033 | 2034 | 2035 | 2036 | 2037 | 2038 | 2039 | 2040 | 2041 | 2042 | 2043 | 2044 | 2045 | 2046 | 2047 | 2048 | 2049 | 2050
1 | IESO 2022 APO | Net Summer Peak Demand (GW) |  | 24.63 | 25.21 | 25.64 | 25.74 | 25.86 | 26.26 | 26.56 | 26.82 | 27.04 | 27.43 | 27.77 | 28.11 | 28.42 | 28.95 | 29.55 | 29.79 | 30.05 | 30.24 | 30.45 | 30.67
2 | IESO 2022 P2D Study Pathways Scenario | Net Summer Peak Demand (GW) |  | 24.68 | 25.07 | 25.38 | 25.29 | 25.25 | 25.59 | 26.42 | 27.75 | 28.31 | 28.82 | 29.25 | 29.85 | 30.35 | 30.78 | 31.23 | 31.66 | 32.09 | 32.5 | 32.89 | 33.26 | 33.76 | 34.26 | 35.17 | 35.56 | 35.9 | 36.19 | 36.44
Figure 9: Annual Winter Peak Demand
# | Demand Forecast | Unit of Measure | Year 2023: Year
|  |  | 2022 - 2023 | 2023 - 2024 | 2024 - 2025 | 2025 - 2026 | 2026 - 2027 | 2027 - 2028 | 2028 - 2029 | 2029 - 2030 | 2030 - 2031 | 2031 - 2032 | 2032 - 2033 | 2033 - 2034 | 2034 - 2035 | 2035 - 2036 | 2036 - 2037 | 2037 - 2038 | 2038 - 2039 | 2039 - 2040 | 2040 - 2041 | 2041 - 2042 | 2042 - 2043 | 2043 - 2044 | 2044 - 2045 | 2045 - 2046 | 2046 - 2047 | 2047 - 2048 | 2048 - 2049 | 2049 - 2050
1 | IESO 2022 APO | Net Winter Peak Demand (GW) |  | 22.6 | 23.37 | 23.95 | 24.34 | 24.17 | 25 | 25.35 | 25.83 | 26.05 | 26.5 | 27.12 | 27.96 | 28.63 | 29.23 | 29.81 | 30.29 | 30.73 | 31.02 | 31.25 | 31.46
2 | IESO 2022 P2D Study Pathways Scenario | Net Winter Peak Demand (GW) |  | 22.67 | 23.29 | 23.82 | 23.58 | 24.2 | 25.58 | 26.89 | 28.67 | 30.61 | 32.8 | 34.9 | 37.37 | 39.54 | 41.58 | 43.58 | 45.5 | 47.12 | 48.73 | 50.28 | 51.79 | 53.21 | 54.53 | 56 | 57.13 | 58.14 | 59.03 | 59.82
|  |  | 2023 | 2024 | 2025 | 2026 | 2027 | 2028 | 2029 | 2030 | 2031 | 2032 | 2033 | 2034 | 2035 | 2036 | 2037 | 2038 | 2039 | 2040 | 2041 | 2042 | 2043 | 2044 | 2045 | 2046 | 2047 | 2048 | 2049 | 2050
|  | Winter Growth Rate | 102.7% | 102.7% | 102.7% | 102.3% | 98.99% | 102.6% | 105.7% | 105.1% | 106.6% | 106.8% | 107.2% | 106.4% | 107.1% | 105.8% | 105.2% | 104.8% | 104.4% | 103.6% | 103.4% | 103.2% | 103% | 102.7% | 102.5% | 102.7% | 102% | 101.8% | 101.5% | 101.3%
|  | Summer Growth Rate | 101.6% | 101.6% | 101.6% | 101.2% | 99.65% | 99.84% | 101.3% | 103.2% | 105% | 102% | 101.8% | 101.5% | 102.1% | 101.7% | 101.4% | 101.5% | 101.4% | 101.4% | 101.3% | 101.2% | 101.1% | 101.5% | 101.5% | 102.7% | 101.1% | 101% | 100.8% | 100.7%
2023 and 2024 assumed to equal 2025

## 2024APO Demand Forecast
https://www.ieso.ca/-/media/Files/IESO/Document-Library/planning-forecasts/apo/Mar2024/2024-Annual-Planning-Outlook-Data-Tables.xlsx
Figure 3 ¦ Seasonal Peak Demand
Net Annual Peak Demand (GW), By Season, By Year
Season | 2025 | 2026 | 2027 | 2028 | 2029 | 2030 | 2031 | 2032 | 2033 | 2034 | 2035 | 2036 | 2037 | 2038 | 2039 | 2040 | 2041 | 2042 | 2043 | 2044 | 2045 | 2046 | 2047 | 2048 | 2049 | 2050
Summer | 24.64 | 25.12 | 25.4 | 25.75 | 26.49 | 26.94 | 27.49 | 28.47 | 28.96 | 29.29 | 29.65 | 30.05 | 30.42 | 31.08 | 31.51 | 31.83 | 32.2 | 32.67 | 33.08 | 33.35 | 33.51 | 33.74 | 34.07 | 34.32 | 34.71 | 34.97
Winter | 23.18 | 23.93 | 24.52 | 25.16 | 26.04 | 26.62 | 27.32 | 28.16 | 28.86 | 28.94 | 29.36 | 29.87 | 30.48 | 30.93 | 31.26 | 31.9 | 32.11 | 32.61 | 32.76 | 33.29 | 33.54 | 33.89 | 34.2 | 34.68 | 35.05 | 35.48
https://ieso.ca/-/media/Files/IESO/Document-Library/planning-forecasts/apo/apo-20240423-engagement-presentation.pdf
2024 values extracted from slide 6
Season | 2024
Summer | 23.8544
Winter | 22.2877
2023 and 2024 assumed to equal 2025
| 2023 | 2024 | 2025 | 2026 | 2027 | 2028 | 2029 | 2030 | 2031 | 2032 | 2033 | 2034 | 2035 | 2036 | 2037 | 2038 | 2039 | 2040 | 2041 | 2042 | 2043 | 2044 | 2045 | 2046 | 2047 | 2048 | 2049 | 2050
Summer Growth Rate | 103.3% | 103.3% | 103.3% | 101.9% | 101.1% | 101.4% | 102.9% | 101.7% | 102% | 103.6% | 101.7% | 101.1% | 101.2% | 101.3% | 101.2% | 102.2% | 101.4% | 101% | 101.2% | 101.5% | 101.3% | 100.8% | 100.5% | 100.7% | 101% | 100.7% | 101.1% | 100.7%
Winter Growth Rate | 104% | 104% | 104% | 103.2% | 102.5% | 102.6% | 103.5% | 102.2% | 102.6% | 103.1% | 102.5% | 100.3% | 101.5% | 101.7% | 102% | 101.5% | 101.1% | 102% | 100.7% | 101.6% | 100.5% | 101.6% | 100.8% | 101% | 100.9% | 101.4% | 101.1% | 101.2%

## P2D Cost Forecast
[5 empty] | 2022 | 2023 | 2024 | 2025 | 2026 | 2027 | 2028 | 2029 | 2030 | 2031 | 2032 | 2033 | 2034 | 2035 | 2036 | 2037 | 2038 | 2039 | 2040 | 2041 | 2042 | 2043 | 2044 | 2045 | 2046 | 2047 | 2048 | 2049 | 2050
|  |  |  | CAPEX Forecast (2023$billions) | 2.6825 | 2.7346 | 2.7879 | 2.8424 | 2.8873 | 2.8707 | 2.8929 | 2.9769 | 3.0959 | 3.2718 | 3.4192 | 3.5973 | 3.7709 | 4.0035 | 4.2297 | 4.447 | 4.6603 | 4.8651 | 5.0379 | 5.2101 | 5.3758 | 5.5372 | 5.689 | 5.8302 | 5.9873 | 6.1082 | 6.2161 | 6.3113 | 6.3958
|  |  |  | Summer Growth Rate |  | 101.6% | 101.6% | 101.6% | 101.2% | 99.65% | 99.84% | 101.3% | 103.2% | 105% | 102% | 101.8% | 101.5% | 102.1% | 101.7% | 101.4% | 101.5% | 101.4% | 101.4% | 101.3% | 101.2% | 101.1% | 101.5% | 101.5% | 102.7% | 101.1% | 101% | 100.8% | 100.7%
|  |  |  | Winter Growth Rate |  | 102.7% | 102.7% | 102.7% | 102.3% | 98.99% | 102.6% | 105.7% | 105.1% | 106.6% | 106.8% | 107.2% | 106.4% | 107.1% | 105.8% | 105.2% | 104.8% | 104.4% | 103.6% | 103.4% | 103.2% | 103% | 102.7% | 102.5% | 102.7% | 102% | 101.8% | 101.5% | 101.3%
https://www.oeb.ca/open-data/electricity-reporting-record-keeping-requirements-rrr-section-2155-utility |  |  |  |  | 2022: Summer Peak | Winter Peak | [28 empty] | CAPEX Forecast ($millions)
Company_Name | Year | Winter_Peak_Load_Without_Embedded_Generation_-_kW | Summer_Peak_Load_Without_Embedded_Generation_-_kW |  | 2022 | 2023 | 2024 | 2025 | 2026 | 2027 | 2028 | 2029 | 2030 | 2031 | 2032 | 2033 | 2034 | 2035 | 2036 | 2037 | 2038 | 2039 | 2040 | 2041 | 2042 | 2043 | 2044 | 2045 | 2046 | 2047 | 2048 | 2049 | 2050 | 2022 | 2023 | 2024 | 2025 | 2026 | 2027 | 2028 | 2029 | 2030 | 2031 | 2032 | 2033 | 2034 | 2035 | 2036 | 2037 | 2038 | 2039 | 2040 | 2041 | 2042 | 2043 | 2044 | 2045 | 2046 | 2047 | 2048 | 2049 | 2050 | 2022 | 2023 | 2024 | 2025 | 2026 | 2027 | 2028 | 2029 | 2030 | 2031 | 2032 | 2033 | 2034 | 2035 | 2036 | 2037 | 2038 | 2039 | 2040 | 2041 | 2042 | 2043 | 2044 | 2045 | 2046 | 2047 | 2048 | 2049 | 2050
Alectra Utilities Corporation | 2022 | 4036983 | 5516439 |  | 5516.439 | 5603.6113 | 5692.161 | 5782.1101 | 5853.6081 | 5832.8506 | 5823.625 | 5902.0422 | 6093.4722 | 6400.2216 | 6529.3792 | 6647.0049 | 6746.1795 | 6884.5627 | 6999.882 | 7099.0566 | 7202.844 | 7302.0186 | 7401.1932 | 7495.755 | 7585.7041 | 7671.0403 | 7786.3597 | 7901.679 | 8111.5601 | 8201.5092 | 8279.9263 | 8346.8115 | 8404.4711 | 4036.983 | 4147.3901 | 4260.8168 | 4377.3455 | 4476.9588 | 4431.8509 | 4548.3796 | 4807.75 | 5053.9639 | 5388.5142 | 5753.1363 | 6164.7459 | 6559.44 | 7023.6754 | 7431.526 | 7814.9431 | 8190.8423 | 8551.7055 | 8856.1838 | 9158.7826 | 9450.1044 | 9733.9082 | 10000.7966 | 10248.8901 | 10525.1759 | 10737.559 | 10927.388 | 11094.6631 | 11243.1433 | 579.1989 | 588.3516 | 597.6489 | 607.0931 | 614.6 | 612.4206 | 611.452 | 619.6854 | 639.7846 | 671.9918 | 685.5527 | 697.9028 | 708.3156 | 737.4514 | 780.2737 | 820.5306 | 859.9981 | 897.887 | 929.8557 | 961.6271 | 992.2145 | 1022.0125 | 1050.0344 | 1076.083 | 1105.0917 | 1127.3908 | 1147.322 | 1164.885 | 1180.4747
Algoma Power Inc. | 2022 | 50781 | 38838 |  | 38.838 | 39.4517 | 40.0752 | 40.7084 | 41.2118 | 41.0657 | 41.0007 | 41.5528 | 42.9006 | 45.0602 | 45.9695 | 46.7976 | 47.4959 | 48.4702 | 49.282 | 49.9803 | 50.711 | 51.4092 | 52.1074 | 52.7732 | 53.4065 | 54.0073 | 54.8192 | 55.6311 | 57.1087 | 57.742 | 58.2941 | 58.765 | 59.1709 | 50.781 | 52.1698 | 53.5966 | 55.0624 | 56.3154 | 55.748 | 57.2138 | 60.4764 | 63.5736 | 67.7818 | 72.3684 | 77.546 | 82.5109 | 88.3504 | 93.4808 | 98.3038 | 103.0322 | 107.5715 | 111.4015 | 115.2079 | 118.8724 | 122.4423 | 125.7995 | 128.9203 | 132.3956 | 135.0672 | 137.455 | 139.5592 | 141.4269 | 5.3318 | 5.4776 | 5.6274 | 5.7813 | 5.9128 | 5.8533 | 6.0072 | 6.3497 | 6.6749 | 7.1168 | 7.5983 | 8.142 | 8.6632 | 9.2764 | 9.815 | 10.3214 | 10.8179 | 11.2945 | 11.6966 | 12.0963 | 12.481 | 12.8558 | 13.2083 | 13.536 | 13.9009 | 14.1814 | 14.4321 | 14.653 | 14.8491
Atikokan Hydro Inc. | 2022 | 6403 | 5600 |  | 5.6 | 5.6885 | 5.7784 | 5.8697 | 5.9423 | 5.9212 | 5.9118 | 5.9914 | 6.1858 | 6.4972 | 6.6283 | 6.7477 | 6.8484 | 6.9888 | 7.1059 | 7.2066 | 7.312 | 7.4126 | 7.5133 | 7.6093 | 7.7006 | 7.7872 | 7.9043 | 8.0214 | 8.2344 | 8.3257 | 8.4053 | 8.4732 | 8.5318 | 6.403 | 6.5781 | 6.758 | 6.9428 | 7.1008 | 7.0293 | 7.2141 | 7.6255 | 8.016 | 8.5466 | 9.125 | 9.7778 | 10.4038 | 11.1401 | 11.787 | 12.3952 | 12.9914 | 13.5637 | 14.0467 | 14.5266 | 14.9887 | 15.4388 | 15.8621 | 16.2556 | 16.6938 | 17.0307 | 17.3318 | 17.5971 | 17.8326 | 0.67228 | 0.69067 | 0.70956 | 0.72896 | 0.74555 | 0.73804 | 0.75745 | 0.80064 | 0.84164 | 0.89736 | 0.95808 | 1.0266 | 1.0924 | 1.1697 | 1.2376 | 1.3014 | 1.364 | 1.4241 | 1.4748 | 1.5252 | 1.5737 | 1.621 | 1.6654 | 1.7068 | 1.7528 | 1.7881 | 1.8198 | 1.8476 | 1.8723
Bluewater Power Distribution Corporation | 2022 | 136453 | 180437 |  | 180.437 | 183.2883 | 186.1847 | 189.1268 | 191.4655 | 190.7865 | 190.4847 | 193.0497 | 199.3112 | 209.3446 | 213.5692 | 217.4166 | 220.6605 | 225.1869 | 228.9589 | 232.2028 | 235.5976 | 238.8415 | 242.0854 | 245.1784 | 248.1205 | 250.9118 | 254.6838 | 258.4557 | 265.3207 | 268.2629 | 270.8278 | 273.0155 | 274.9015 | 136.453 | 140.1848 | 144.0187 | 147.9575 | 151.3245 | 149.7998 | 153.7386 | 162.5055 | 170.8277 | 182.1357 | 194.4602 | 208.373 | 221.7139 | 237.4054 | 251.1911 | 264.1508 | 276.8565 | 289.0539 | 299.3455 | 309.5736 | 319.4205 | 329.0133 | 338.0343 | 346.42 | 355.7587 | 362.9374 | 369.3538 | 375.0078 | 380.0265 | 18.945 | 19.2444 | 19.5485 | 19.8574 | 20.1029 | 20.0316 | 20 | 20.2693 | 20.9267 | 21.9802 | 22.4237 | 22.8277 | 23.2789 | 24.9264 | 26.3738 | 27.7345 | 29.0686 | 30.3492 | 31.4298 | 32.5037 | 33.5376 | 34.5448 | 35.4919 | 36.3724 | 37.3529 | 38.1066 | 38.7803 | 39.374 | 39.9009
Burlington Hydro Inc. | 2022 | 234950 | 320554 |  | 320.554 | 325.6195 | 330.765 | 335.9918 | 340.1465 | 338.9403 | 338.4042 | 342.961 | 354.0847 | 371.9096 | 379.4148 | 386.2499 | 392.0128 | 400.0541 | 406.7552 | 412.5181 | 418.5491 | 424.312 | 430.0749 | 435.5698 | 440.7966 | 445.7554 | 452.4565 | 459.1576 | 471.3535 | 476.5804 | 481.1371 | 485.0237 | 488.3743 | 234.95 | 241.3756 | 247.977 | 254.7589 | 260.5563 | 257.9311 | 264.713 | 279.8082 | 294.1377 | 313.6083 | 334.8291 | 358.7845 | 381.7555 | 408.7737 | 432.5104 | 454.825 | 476.7021 | 497.7042 | 515.4246 | 533.0357 | 549.9904 | 566.5076 | 582.0404 | 596.4793 | 612.559 | 624.9195 | 635.9675 | 645.7028 | 654.3442 | 33.6566 | 34.1884 | 34.7287 | 35.2775 | 35.7137 | 35.5871 | 35.5308 | 36.0092 | 37.1772 | 39.0487 | 39.8367 | 40.5543 | 41.1594 | 42.9192 | 45.4115 | 47.7544 | 50.0514 | 52.2565 | 54.117 | 55.9661 | 57.7463 | 59.4805 | 61.1114 | 62.6274 | 64.3157 | 65.6135 | 66.7735 | 67.7956 | 68.7029
Canadian Niagara Power Inc. | 2022 | 81213 | 101014 |  | 101.014 | 102.6103 | 104.2317 | 105.8788 | 107.1881 | 106.808 | 106.639 | 108.075 | 111.5803 | 117.1973 | 119.5624 | 121.7163 | 123.5323 | 126.0663 | 128.178 | 129.994 | 131.8945 | 133.7106 | 135.5266 | 137.2581 | 138.9052 | 140.4679 | 142.5795 | 144.6912 | 148.5344 | 150.1815 | 151.6175 | 152.8422 | 153.8981 | 81.213 | 83.4341 | 85.7159 | 88.0602 | 90.0641 | 89.1567 | 91.5009 | 96.7187 | 101.6719 | 108.4021 | 115.7373 | 124.0177 | 131.9579 | 141.297 | 149.5019 | 157.2152 | 164.7772 | 172.0368 | 178.1621 | 184.2495 | 190.1101 | 195.8195 | 201.1885 | 206.1795 | 211.7376 | 216.0102 | 219.829 | 223.1941 | 226.1811 | 10.606 | 10.7736 | 10.9438 | 11.1168 | 11.2542 | 11.2143 | 11.1966 | 11.3473 | 11.7154 | 12.3051 | 12.5535 | 13.0213 | 13.8549 | 14.8355 | 15.697 | 16.5068 | 17.3008 | 18.063 | 18.7061 | 19.3453 | 19.9606 | 20.5601 | 21.1238 | 21.6478 | 22.2314 | 22.68 | 23.081 | 23.4343 | 23.7479
Centre Wellington Hydro Ltd. | 2022 | 25096 | 28939 |  | 28.939 | 29.3963 | 29.8608 | 30.3327 | 30.7078 | 30.5989 | 30.5505 | 30.9619 | 31.9661 | 33.5753 | 34.2528 | 34.8699 | 35.3902 | 36.1161 | 36.7211 | 37.2413 | 37.7858 | 38.3061 | 38.8263 | 39.3224 | 39.7943 | 40.2419 | 40.8469 | 41.4519 | 42.5529 | 43.0248 | 43.4361 | 43.787 | 44.0895 | 25.096 | 25.7823 | 26.4875 | 27.2119 | 27.8311 | 27.5507 | 28.2751 | 29.8875 | 31.4181 | 33.4978 | 35.7645 | 38.3233 | 40.7769 | 43.6628 | 46.1983 | 48.5818 | 50.9186 | 53.1619 | 55.0547 | 56.9358 | 58.7468 | 60.5111 | 62.1702 | 63.7125 | 65.43 | 66.7503 | 67.9304 | 68.9702 | 69.8933 | 3.0385 | 3.0865 | 3.1352 | 3.1848 | 3.2242 | 3.2127 | 3.2077 | 3.2508 | 3.3563 | 3.5252 | 3.7551 | 4.0238 | 4.2814 | 4.5844 | 4.8506 | 5.1008 | 5.3462 | 5.5817 | 5.7805 | 5.978 | 6.1681 | 6.3534 | 6.5276 | 6.6895 | 6.8698 | 7.0085 | 7.1324 | 7.2415 | 7.3384
Chapleau Public Utilities Corporation | 2022 | 5772 | 4169 |  | 4.169 | 4.2349 | 4.3018 | 4.3698 | 4.4238 | 4.4081 | 4.4012 | 4.4604 | 4.6051 | 4.8369 | 4.9345 | 5.0234 | 5.0984 | 5.2029 | 5.2901 | 5.365 | 5.4435 | 5.5184 | 5.5934 | 5.6649 | 5.7328 | 5.7973 | 5.8845 | 5.9716 | 6.1302 | 6.1982 | 6.2575 | 6.308 | 6.3516 | 5.772 | 5.9299 | 6.092 | 6.2586 | 6.4011 | 6.3366 | 6.5032 | 6.874 | 7.2261 | 7.7044 | 8.2257 | 8.8142 | 9.3786 | 10.0423 | 10.6255 | 11.1737 | 11.7111 | 12.2271 | 12.6624 | 13.095 | 13.5116 | 13.9174 | 14.2989 | 14.6537 | 15.0487 | 15.3524 | 15.6238 | 15.8629 | 16.0752 | 0.60603 | 0.62261 | 0.63963 | 0.65713 | 0.67208 | 0.66531 | 0.6828 | 0.72174 | 0.7587 | 0.80892 | 0.86366 | 0.92545 | 0.9847 | 1.0544 | 1.1156 | 1.1732 | 1.2296 | 1.2838 | 1.3295 | 1.3749 | 1.4186 | 1.4613 | 1.5013 | 1.5386 | 1.58 | 1.6119 | 1.6404 | 1.6655 | 1.6878
Cooperative Hydro Embrun Inc. | 2022 | 6495 | 7112 |  | 7.112 | 7.2244 | 7.3385 | 7.4545 | 7.5467 | 7.5199 | 7.508 | 7.6091 | 7.8559 | 8.2514 | 8.4179 | 8.5696 | 8.6974 | 8.8758 | 9.0245 | 9.1524 | 9.2862 | 9.414 | 9.5419 | 9.6638 | 9.7798 | 9.8898 | 10.0385 | 10.1871 | 10.4577 | 10.5737 | 10.6748 | 10.761 | 10.8354 | 6.495 | 6.6726 | 6.8551 | 7.0426 | 7.2029 | 7.1303 | 7.3178 | 7.7351 | 8.1312 | 8.6694 | 9.2561 | 9.9183 | 10.5533 | 11.3002 | 11.9564 | 12.5733 | 13.178 | 13.7586 | 14.2485 | 14.7353 | 15.204 | 15.6606 | 16.09 | 16.4892 | 16.9337 | 17.2754 | 17.5808 | 17.8499 | 18.0888 | 0.74672 | 0.75852 | 0.77051 | 0.78269 | 0.79237 | 0.78956 | 0.78831 | 0.81214 | 0.85374 | 0.91025 | 0.97184 | 1.0414 | 1.108 | 1.1865 | 1.2554 | 1.3201 | 1.3836 | 1.4446 | 1.496 | 1.5471 | 1.5963 | 1.6443 | 1.6894 | 1.7313 | 1.778 | 1.8138 | 1.8459 | 1.8742 | 1.8992
E.L.K. Energy Inc. | 2022 | 53628 | 64385 |  | 64.385 | 65.4024 | 66.4359 | 67.4858 | 68.3203 | 68.078 | 67.9703 | 68.8856 | 71.1198 | 74.7 | 76.2075 | 77.5804 | 78.7379 | 80.353 | 81.699 | 82.8565 | 84.0678 | 85.2254 | 86.3829 | 87.4865 | 88.5364 | 89.5324 | 90.8783 | 92.2243 | 94.6739 | 95.7237 | 96.639 | 97.4196 | 98.0926 | 53.628 | 55.0947 | 56.6014 | 58.1494 | 59.4727 | 58.8735 | 60.4215 | 63.867 | 67.1378 | 71.582 | 76.4257 | 81.8936 | 87.1368 | 93.3038 | 98.7217 | 103.8151 | 108.8086 | 113.6024 | 117.6471 | 121.6669 | 125.5369 | 129.307 | 132.8524 | 136.1481 | 139.8183 | 142.6396 | 145.1614 | 147.3835 | 149.3559 | 6.7601 | 6.8669 | 6.9754 | 7.0857 | 7.1733 | 7.1479 | 7.1365 | 7.2326 | 7.4672 | 7.8431 | 8.0243 | 8.5984 | 9.1489 | 9.7964 | 10.3653 | 10.9001 | 11.4244 | 11.9277 | 12.3524 | 12.7744 | 13.1808 | 13.5766 | 13.9488 | 14.2949 | 14.6802 | 14.9765 | 15.2412 | 15.4745 | 15.6816
ENWIN Utilities Ltd. | 2022 | 333664 | 485601 |  | 485.601 | 493.2746 | 501.0695 | 508.9875 | 515.2813 | 513.4541 | 512.642 | 519.5449 | 536.3961 | 563.3986 | 574.7681 | 585.1224 | 593.8526 | 606.0342 | 616.1855 | 624.9156 | 634.0518 | 642.782 | 651.5121 | 659.8362 | 667.7542 | 675.2662 | 685.4175 | 695.5689 | 714.0443 | 721.9623 | 728.8652 | 734.753 | 739.8286 | 333.664 | 342.7893 | 352.1643 | 361.7956 | 370.0288 | 366.3005 | 375.9319 | 397.3693 | 417.7193 | 445.3705 | 475.5072 | 509.5275 | 542.1497 | 580.5196 | 614.2292 | 645.9193 | 676.988 | 706.814 | 731.9797 | 756.9901 | 781.0683 | 804.5253 | 826.5841 | 847.0894 | 869.925 | 887.4788 | 903.1685 | 916.9941 | 929.2663 | 50.9857 | 51.7914 | 52.6098 | 53.4412 | 54.102 | 53.9102 | 53.8249 | 54.5497 | 56.3189 | 59.1541 | 60.3478 | 61.435 | 62.3516 | 63.6306 | 64.6964 | 67.8183 | 71.0804 | 74.212 | 76.8543 | 79.4802 | 82.0083 | 84.4712 | 86.7873 | 88.9402 | 91.3378 | 93.1809 | 94.8283 | 96.2799 | 97.5684
EPCOR Electricity Distribution Ontario Inc. | 2022 | 56623 | 55886 |  | 55.886 | 56.7691 | 57.6662 | 58.5775 | 59.3018 | 59.0915 | 58.998 | 59.7925 | 61.7318 | 64.8394 | 66.1479 | 67.3395 | 68.3443 | 69.7462 | 70.9145 | 71.9192 | 72.9706 | 73.9754 | 74.9801 | 75.9381 | 76.8493 | 77.7139 | 78.8821 | 80.0504 | 82.1767 | 83.0879 | 83.8824 | 84.56 | 85.1441 | 56.623 | 58.1716 | 59.7625 | 61.3969 | 62.7941 | 62.1614 | 63.7959 | 67.4338 | 70.8872 | 75.5797 | 80.6939 | 86.4671 | 92.0032 | 98.5146 | 104.2351 | 109.6129 | 114.8853 | 119.9468 | 124.2174 | 128.4617 | 132.5478 | 136.5285 | 140.2719 | 143.7516 | 147.6268 | 150.6057 | 153.2683 | 155.6145 | 157.6971 | 5.9451 | 6.1077 | 6.2748 | 6.4464 | 6.5931 | 6.5266 | 6.6983 | 7.0802 | 7.4428 | 7.9355 | 8.4725 | 9.0786 | 9.6599 | 10.3435 | 10.9442 | 11.5088 | 12.0624 | 12.5938 | 13.0422 | 13.4878 | 13.9169 | 14.3348 | 14.7279 | 15.0932 | 15.5001 | 15.8129 | 16.0924 | 16.3388 | 16.5574
ERTH Power Corporation | 2022 | 128954 | 133488 |  | 133.488 | 135.5974 | 137.7402 | 139.9168 | 141.6469 | 141.1446 | 140.9214 | 142.8189 | 147.4512 | 154.874 | 157.9993 | 160.8457 | 163.2455 | 166.5942 | 169.3847 | 171.7845 | 174.296 | 176.6958 | 179.0957 | 181.3839 | 183.5605 | 185.6255 | 188.416 | 191.2066 | 196.2853 | 198.4619 | 200.3595 | 201.978 | 203.3732 | 128.954 | 132.4808 | 136.104 | 139.8263 | 143.0082 | 141.5673 | 145.2896 | 153.5747 | 161.4396 | 172.1262 | 183.7734 | 196.9215 | 209.5293 | 224.3584 | 237.3864 | 249.634 | 261.6414 | 273.1685 | 282.8945 | 292.5605 | 301.8662 | 310.9318 | 319.4571 | 327.382 | 336.2074 | 342.9916 | 349.0553 | 354.3986 | 359.1415 | 14.0156 | 14.2371 | 14.462 | 14.6906 | 15.0152 | 14.8639 | 15.2547 | 16.1246 | 16.9504 | 18.0724 | 19.2953 | 20.6758 | 21.9995 | 23.5565 | 24.9244 | 26.2103 | 27.4711 | 28.6813 | 29.7025 | 30.7174 | 31.6945 | 32.6463 | 33.5414 | 34.3735 | 35.3001 | 36.0124 | 36.6491 | 37.2101 | 37.7081
Elexicon Energy Inc. | 2022 | 586677 | 707403 |  | 707.403 | 718.5816 | 729.9368 | 741.4714 | 750.64 | 747.9782 | 746.7951 | 756.851 | 781.3991 | 820.7353 | 837.2978 | 852.3816 | 865.0993 | 882.8449 | 897.633 | 910.3507 | 923.6599 | 936.3776 | 949.0953 | 961.2215 | 972.7561 | 983.6993 | 998.4873 | 1013.2753 | 1040.1895 | 1051.7242 | 1061.78 | 1070.3571 | 1077.7511 | 586.677 | 602.722 | 619.2058 | 636.1404 | 650.6167 | 644.0614 | 660.996 | 698.6892 | 734.4704 | 783.0891 | 836.078 | 895.8954 | 953.2546 | 1020.7199 | 1079.991 | 1135.7113 | 1190.3391 | 1242.7818 | 1287.0303 | 1331.0056 | 1373.3421 | 1414.5861 | 1453.3718 | 1489.4262 | 1529.5776 | 1560.4423 | 1588.0293 | 1612.3386 | 1633.9166 | 74.2738 | 75.4475 | 76.6398 | 77.8509 | 78.8135 | 78.534 | 78.4098 | 79.4656 | 82.0431 | 86.1732 | 87.9122 | 94.0646 | 100.087 | 107.1706 | 113.3937 | 119.2441 | 124.9797 | 130.486 | 135.1318 | 139.749 | 144.1942 | 148.5246 | 152.5969 | 156.3824 | 160.5981 | 163.8388 | 166.7353 | 169.2876 | 171.5532
Enova Power Corp. | 2022 | 529177 | 659252 |  | 659.252 | 669.6697 | 680.252 | 691.0015 | 699.546 | 697.0653 | 695.9628 | 705.3342 | 728.2114 | 764.87 | 780.3052 | 794.3623 | 806.2144 | 822.7521 | 836.5335 | 848.3856 | 860.7889 | 872.6409 | 884.4929 | 895.7937 | 906.5433 | 916.7415 | 930.523 | 944.3044 | 969.3866 | 980.1362 | 989.5075 | 997.5008 | 1004.3915 | 529.177 | 543.6494 | 558.5176 | 573.7925 | 586.85 | 580.9372 | 596.212 | 630.2109 | 662.4852 | 706.3388 | 754.1343 | 808.089 | 859.8265 | 920.6795 | 974.1415 | 1024.4007 | 1073.6744 | 1120.9772 | 1160.8889 | 1200.5542 | 1238.7414 | 1275.943 | 1310.9274 | 1343.448 | 1379.6642 | 1407.5039 | 1432.3871 | 1454.3139 | 1473.777 | 69.2182 | 70.312 | 71.4231 | 72.5518 | 73.4489 | 73.1884 | 73.0727 | 74.0566 | 76.4586 | 80.3076 | 81.9282 | 84.8454 | 90.2775 | 96.6668 | 102.2801 | 107.557 | 112.7305 | 117.6971 | 121.8876 | 126.0523 | 130.0617 | 133.9677 | 137.6409 | 141.0554 | 144.858 | 147.781 | 150.3936 | 152.6958 | 154.7393
Entegrus Powerlines Inc. | 2022 | 190731 | 257571 |  | 257.571 | 261.6412 | 265.7757 | 269.9756 | 273.3139 | 272.3447 | 271.914 | 275.5754 | 284.5136 | 298.8362 | 304.8667 | 310.3589 | 314.9895 | 321.4508 | 326.8352 | 331.4658 | 336.3118 | 340.9424 | 345.5731 | 349.9883 | 354.1882 | 358.1726 | 363.5571 | 368.9415 | 378.7412 | 382.941 | 386.6025 | 389.7254 | 392.4177 | 190.731 | 195.9473 | 201.3062 | 206.8117 | 211.5181 | 209.3869 | 214.8924 | 227.1466 | 238.7792 | 254.5853 | 271.8123 | 291.2591 | 309.9068 | 331.8401 | 351.1093 | 369.2242 | 386.9839 | 404.0332 | 418.4186 | 432.7152 | 446.4789 | 459.8875 | 472.4969 | 484.2183 | 497.2717 | 507.3059 | 516.2746 | 524.1776 | 531.1927 | 27.0437 | 27.471 | 27.9051 | 28.3461 | 28.6966 | 28.5949 | 28.5496 | 28.9341 | 29.8725 | 31.3763 | 32.0095 | 32.5862 | 33.0723 | 34.8416 | 36.8648 | 38.7667 | 40.6314 | 42.4215 | 43.9319 | 45.433 | 46.8781 | 48.2859 | 49.6098 | 50.8405 | 52.2111 | 53.2646 | 54.2063 | 55.0361 | 55.7726
Essex Powerlines Corporation | 2022 | 83064 | 135570 |  | 135.57 | 137.7123 | 139.8885 | 142.099 | 143.8561 | 143.346 | 143.1193 | 145.0464 | 149.751 | 157.2895 | 160.4637 | 163.3544 | 165.7917 | 169.1925 | 172.0266 | 174.4638 | 177.0145 | 179.4518 | 181.889 | 184.213 | 186.4235 | 188.5207 | 191.3547 | 194.1888 | 199.3468 | 201.5573 | 203.4845 | 205.1282 | 206.5452 | 83.064 | 85.3357 | 87.6696 | 90.0672 | 92.1168 | 91.1887 | 93.5864 | 98.9231 | 103.9892 | 110.8728 | 118.3752 | 126.8443 | 134.9655 | 144.5175 | 152.9093 | 160.7984 | 168.5328 | 175.9579 | 182.2227 | 188.4489 | 194.4431 | 200.2826 | 205.774 | 210.8787 | 216.5635 | 220.9335 | 224.8393 | 228.2811 | 231.3362 | 14.2342 | 14.4591 | 14.6876 | 14.9197 | 15.1042 | 15.0506 | 15.0268 | 15.2292 | 15.7231 | 16.5146 | 16.8479 | 17.1514 | 17.4073 | 17.7644 | 18.0619 | 18.3178 | 18.5856 | 18.8416 | 19.1325 | 19.7862 | 20.4156 | 21.0287 | 21.6053 | 22.1412 | 22.7381 | 23.1969 | 23.607 | 23.9684 | 24.2892
Festival Hydro Inc. | 2022 | 93411 | 108662 |  | 108.662 | 110.3791 | 112.1233 | 113.8951 | 115.3035 | 114.8946 | 114.7129 | 116.2576 | 120.0283 | 126.0706 | 128.6147 | 130.9317 | 132.8852 | 135.6111 | 137.8826 | 139.8362 | 141.8806 | 143.8341 | 145.7876 | 147.6503 | 149.4221 | 151.103 | 153.3746 | 155.6461 | 159.7803 | 161.5521 | 163.0968 | 164.4143 | 165.55 | 93.411 | 95.9657 | 98.5902 | 101.2866 | 103.5915 | 102.5478 | 105.2441 | 111.2456 | 116.9427 | 124.6838 | 133.1208 | 142.6449 | 151.7777 | 162.5195 | 171.9567 | 180.8285 | 189.5264 | 197.8763 | 204.9216 | 211.9234 | 218.6642 | 225.2311 | 231.4066 | 237.1472 | 243.5401 | 248.4544 | 252.8468 | 256.7174 | 260.153 | 11.409 | 11.5893 | 11.7724 | 11.9584 | 12.1063 | 12.0634 | 12.0443 | 12.2065 | 12.6024 | 13.2368 | 13.977 | 14.977 | 15.9359 | 17.0637 | 18.0546 | 18.9861 | 19.8993 | 20.776 | 21.5158 | 22.2509 | 22.9587 | 23.6482 | 24.2966 | 24.8993 | 25.5705 | 26.0865 | 26.5477 | 26.9541 | 27.3148
Fort Frances Power Corporation | 2022 | 15248 | 13246 |  | 13.246 | 13.4553 | 13.6679 | 13.8839 | 14.0556 | 14.0058 | 13.9836 | 14.1719 | 14.6316 | 15.3681 | 15.6783 | 15.9607 | 16.1988 | 16.5311 | 16.808 | 17.0462 | 17.2954 | 17.5335 | 17.7716 | 17.9987 | 18.2147 | 18.4196 | 18.6965 | 18.9734 | 19.4774 | 19.6934 | 19.8816 | 20.0423 | 20.1807 | 15.248 | 15.665 | 16.0934 | 16.5336 | 16.9098 | 16.7394 | 17.1796 | 18.1592 | 19.0892 | 20.3528 | 21.73 | 23.2847 | 24.7755 | 26.529 | 28.0695 | 29.5177 | 30.9375 | 32.3005 | 33.4505 | 34.5934 | 35.6938 | 36.7657 | 37.7738 | 38.7109 | 39.7544 | 40.5566 | 41.2736 | 41.9054 | 42.4662 | 1.601 | 1.6447 | 1.6897 | 1.7359 | 1.7754 | 1.7576 | 1.8038 | 1.9066 | 2.0043 | 2.1369 | 2.2815 | 2.4448 | 2.6013 | 2.7854 | 2.9472 | 3.0992 | 3.2483 | 3.3914 | 3.5121 | 3.6321 | 3.7477 | 3.8602 | 3.9661 | 4.0644 | 4.174 | 4.2582 | 4.3335 | 4.3999 | 4.4587
GrandBridge Energy Inc. | 2022 | 404366 | 537429 |  | 537.429 | 545.9216 | 554.5484 | 563.3115 | 570.2771 | 568.2548 | 567.356 | 574.9957 | 593.6454 | 623.5299 | 636.1128 | 647.5723 | 657.2342 | 670.716 | 681.9507 | 691.6126 | 701.7239 | 711.3858 | 721.0477 | 730.2602 | 739.0234 | 747.3371 | 758.5719 | 769.8066 | 790.2539 | 799.0171 | 806.6567 | 813.1729 | 818.7903 | 404.366 | 415.425 | 426.7864 | 438.4585 | 448.4363 | 443.9181 | 455.5902 | 481.5702 | 506.2323 | 539.7427 | 576.2652 | 617.4942 | 657.0289 | 703.5292 | 744.3817 | 782.7869 | 820.439 | 856.585 | 887.0832 | 917.3931 | 946.5734 | 975.0008 | 1001.7338 | 1026.5841 | 1054.2584 | 1075.5318 | 1094.5461 | 1111.3013 | 1126.1739 | 56.4274 | 57.3191 | 58.2249 | 59.1449 | 59.8763 | 59.664 | 59.5696 | 60.3717 | 62.3298 | 65.4676 | 66.7887 | 67.9919 | 69.0064 | 73.8671 | 78.1564 | 82.1888 | 86.1421 | 89.9372 | 93.1394 | 96.3218 | 99.3856 | 102.3703 | 105.1771 | 107.7863 | 110.6919 | 112.9256 | 114.922 | 116.6812 | 118.2427
Greater Sudbury Hydro Inc. | 2022 | 167165 | 139475 |  | 139.475 | 141.679 | 143.9179 | 146.1921 | 147.9998 | 147.475 | 147.2417 | 149.2244 | 154.0644 | 161.8201 | 165.0857 | 168.0597 | 170.5672 | 174.066 | 176.9817 | 179.4891 | 182.1133 | 184.6207 | 187.1282 | 189.5191 | 191.7933 | 193.9509 | 196.8666 | 199.7823 | 205.0888 | 207.363 | 209.3457 | 211.0368 | 212.4946 | 167.165 | 171.7368 | 176.4336 | 181.2589 | 185.3837 | 183.5158 | 188.3411 | 199.0812 | 209.2766 | 223.1297 | 238.2282 | 255.2723 | 271.6159 | 290.8392 | 307.7276 | 323.6043 | 339.1697 | 354.1124 | 366.7204 | 379.2505 | 391.3137 | 403.0655 | 414.117 | 424.3901 | 435.8307 | 444.6251 | 452.4856 | 459.4122 | 465.5606 | 17.5515 | 18.0315 | 18.5247 | 19.0313 | 19.4644 | 19.2683 | 19.7749 | 20.9025 | 21.973 | 23.4275 | 25.0128 | 26.8023 | 28.5183 | 30.5367 | 32.3099 | 33.9769 | 35.6111 | 37.1801 | 38.5038 | 39.8194 | 41.086 | 42.3199 | 43.4802 | 44.5589 | 45.7601 | 46.6834 | 47.5088 | 48.236 | 48.8816
Grimsby Power Incorporated | 2022 | 47163 | 61314 |  | 61.314 | 62.2829 | 63.2671 | 64.2669 | 65.0616 | 64.8308 | 64.7283 | 65.5999 | 67.7276 | 71.137 | 72.5726 | 73.88 | 74.9823 | 76.5204 | 77.8021 | 78.9044 | 80.058 | 81.1603 | 82.2626 | 83.3137 | 84.3134 | 85.2619 | 86.5437 | 87.8254 | 90.1582 | 91.158 | 92.0296 | 92.773 | 93.4138 | 47.163 | 48.4529 | 49.778 | 51.1394 | 52.3031 | 51.7761 | 53.1375 | 56.1677 | 59.0441 | 62.9526 | 67.2124 | 72.0211 | 76.6322 | 82.0557 | 86.8205 | 91.2999 | 95.6914 | 99.9073 | 103.4644 | 106.9996 | 110.4031 | 113.7187 | 116.8367 | 119.7351 | 122.9628 | 125.444 | 127.6618 | 129.616 | 131.3507 | 6.4377 | 6.5394 | 6.6427 | 6.7477 | 6.8311 | 6.8069 | 6.7962 | 6.8877 | 7.1111 | 7.469 | 7.6198 | 7.757 | 8.046 | 8.6154 | 9.1157 | 9.586 | 10.0471 | 10.4898 | 10.8633 | 11.2344 | 11.5918 | 11.9399 | 12.2673 | 12.5716 | 12.9105 | 13.171 | 13.4039 | 13.609 | 13.7912
Halton Hills Hydro Inc. | 2022 | 81597 | 109964 |  | 109.964 | 111.7017 | 113.4668 | 115.2599 | 116.6851 | 116.2713 | 116.0874 | 117.6506 | 121.4665 | 127.5812 | 130.1558 | 132.5006 | 134.4775 | 137.236 | 139.5348 | 141.5117 | 143.5806 | 145.5575 | 147.5345 | 149.4194 | 151.2125 | 152.9136 | 155.2123 | 157.5111 | 161.6948 | 163.4879 | 165.051 | 166.3843 | 167.5337 | 81.597 | 83.8286 | 86.1212 | 88.4765 | 90.49 | 89.5782 | 91.9335 | 97.176 | 102.1526 | 108.9147 | 116.2845 | 124.6041 | 132.5818 | 141.9651 | 150.2088 | 157.9585 | 165.5563 | 172.8502 | 179.0045 | 185.1207 | 191.009 | 196.7454 | 202.1398 | 207.1544 | 212.7388 | 217.0315 | 220.8684 | 224.2495 | 227.2506 | 11.5457 | 11.7281 | 11.9135 | 12.1017 | 12.2514 | 12.2079 | 12.1886 | 12.3527 | 12.7534 | 13.3954 | 13.6657 | 13.9119 | 14.1195 | 14.9056 | 15.7712 | 16.5849 | 17.3826 | 18.1484 | 18.7946 | 19.4368 | 20.055 | 20.6573 | 21.2237 | 21.7502 | 22.3365 | 22.7872 | 23.1901 | 23.5451 | 23.8602
Hearst Power Distribution Company Limited | 2022 | 15372 | 14085 |  | 14.085 | 14.3076 | 14.5337 | 14.7633 | 14.9459 | 14.8929 | 14.8693 | 15.0696 | 15.5583 | 16.3415 | 16.6713 | 16.9716 | 17.2249 | 17.5782 | 17.8726 | 18.1259 | 18.3909 | 18.6441 | 18.8973 | 19.1387 | 19.3684 | 19.5863 | 19.8807 | 20.1752 | 20.7111 | 20.9407 | 21.141 | 21.3117 | 21.4589 | 15.372 | 15.7924 | 16.2243 | 16.668 | 17.0473 | 16.8756 | 17.3193 | 18.3069 | 19.2445 | 20.5184 | 21.9068 | 23.4741 | 24.977 | 26.7447 | 28.2977 | 29.7577 | 31.189 | 32.5631 | 33.7225 | 34.8748 | 35.9841 | 37.0647 | 38.081 | 39.0257 | 40.0777 | 40.8864 | 41.6092 | 42.2462 | 42.8116 | 1.614 | 1.6581 | 1.7035 | 1.7501 | 1.7899 | 1.7719 | 1.8184 | 1.9221 | 2.0206 | 2.1543 | 2.3001 | 2.4647 | 2.6225 | 2.8081 | 2.9711 | 3.1244 | 3.2747 | 3.419 | 3.5407 | 3.6617 | 3.7781 | 3.8916 | 3.9983 | 4.0975 | 4.208 | 4.2929 | 4.3688 | 4.4356 | 4.495
Hydro 2000 Inc. | 2022 | 5092 | 3439 |  | 3.439 | 3.4933 | 3.5485 | 3.6046 | 3.6492 | 3.6363 | 3.6305 | 3.6794 | 3.7987 | 3.99 | 4.0705 | 4.1438 | 4.2056 | 4.2919 | 4.3638 | 4.4256 | 4.4903 | 4.5521 | 4.614 | 4.6729 | 4.729 | 4.7822 | 4.8541 | 4.926 | 5.0568 | 5.1129 | 5.1618 | 5.2035 | 5.2394 | 5.092 | 5.2313 | 5.3743 | 5.5213 | 5.647 | 5.5901 | 5.737 | 6.0642 | 6.3748 | 6.7967 | 7.2566 | 7.7758 | 8.2737 | 8.8592 | 9.3737 | 9.8573 | 10.3314 | 10.7866 | 11.1706 | 11.5523 | 11.9198 | 12.2777 | 12.6144 | 12.9273 | 13.2758 | 13.5437 | 13.7831 | 13.9941 | 14.1814 | 0.53463 | 0.54926 | 0.56428 | 0.57971 | 0.5929 | 0.58693 | 0.60236 | 0.63671 | 0.66932 | 0.71362 | 0.76191 | 0.81642 | 0.86869 | 0.93018 | 0.98419 | 1.035 | 1.0847 | 1.1325 | 1.1729 | 1.2129 | 1.2515 | 1.2891 | 1.3244 | 1.3573 | 1.3939 | 1.422 | 1.4472 | 1.4693 | 1.489
Hydro Hawkesbury Inc. | 2022 | 30892 | 24927 |  | 24.927 | 25.3209 | 25.721 | 26.1275 | 26.4506 | 26.3568 | 26.3151 | 26.6694 | 27.5344 | 28.9205 | 29.5041 | 30.0357 | 30.4838 | 31.1091 | 31.6302 | 32.0783 | 32.5473 | 32.9955 | 33.4436 | 33.8709 | 34.2773 | 34.6629 | 35.184 | 35.7051 | 36.6535 | 37.06 | 37.4143 | 37.7165 | 37.9771 | 30.892 | 31.7369 | 32.6048 | 33.4965 | 34.2588 | 33.9136 | 34.8053 | 36.7901 | 38.6742 | 41.2343 | 44.0244 | 47.1742 | 50.1945 | 53.7469 | 56.8679 | 59.8019 | 62.6784 | 65.4398 | 67.7697 | 70.0853 | 72.3146 | 74.4863 | 76.5286 | 78.4271 | 80.5413 | 82.1665 | 83.6191 | 84.8991 | 86.0353 | 3.2435 | 3.3322 | 3.4233 | 3.517 | 3.597 | 3.5608 | 3.6544 | 3.8628 | 4.0606 | 4.3294 | 4.6223 | 4.9531 | 5.2702 | 5.6432 | 5.9708 | 6.2789 | 6.5809 | 6.8709 | 7.1155 | 7.3586 | 7.5927 | 7.8207 | 8.0351 | 8.2345 | 8.4564 | 8.6271 | 8.7796 | 8.914 | 9.0333
Hydro One Networks Inc. | 2022 | 6991352 | 6387332 |  | 6387.332 | 6488.2663 | 6590.7957 | 6694.9452 | 6777.7307 | 6753.6962 | 6743.0142 | 6833.8112 | 7055.4628 | 7410.6394 | 7560.1874 | 7696.3829 | 7811.2145 | 7971.4445 | 8104.9696 | 8219.8011 | 8339.9736 | 8454.8051 | 8569.6367 | 8679.1272 | 8783.2767 | 8882.0852 | 9015.6103 | 9149.1353 | 9392.1509 | 9496.3004 | 9587.0974 | 9664.5419 | 9731.3045 | 6991.352 | 7182.5579 | 7378.9931 | 7580.8006 | 7753.3135 | 7675.1944 | 7877.0019 | 8326.1863 | 8752.586 | 9331.9688 | 9963.4309 | 10676.2671 | 11359.8085 | 12163.7835 | 12870.1097 | 13534.1215 | 14185.1134 | 14810.0656 | 15337.369 | 15861.4175 | 16365.9362 | 16857.4351 | 17319.6393 | 17749.294 | 18227.773 | 18595.5835 | 18924.3344 | 19214.0258 | 19471.1675 | 734.0576 | 754.1332 | 774.758 | 795.9468 | 814.0598 | 805.8576 | 827.0464 | 874.2086 | 918.9785 | 979.8108 | 1046.1112 | 1120.9555 | 1192.724 | 1277.1374 | 1351.2982 | 1421.0161 | 1489.3671 | 1554.984 | 1610.3483 | 1665.3708 | 1718.3428 | 1769.9477 | 1818.4769 | 1863.5885 | 1913.8265 | 1952.4447 | 1986.962 | 2017.3781 | 2044.3768
Hydro Ottawa Limited | 2022 | 1229399 | 1349251 |  | 1349.251 | 1370.5722 | 1392.2304 | 1414.2308 | 1431.7183 | 1426.6413 | 1424.3848 | 1443.5646 | 1490.386 | 1565.413 | 1597.0033 | 1625.7731 | 1650.0299 | 1683.8767 | 1712.0823 | 1736.3392 | 1761.7243 | 1785.9811 | 1810.238 | 1833.3666 | 1855.367 | 1876.2392 | 1904.4448 | 1932.6504 | 1983.9847 | 2005.9851 | 2025.1649 | 2041.5242 | 2055.627 | 1229.399 | 1263.0217 | 1297.564 | 1333.051 | 1363.3866 | 1349.6497 | 1385.1367 | 1464.1238 | 1539.1044 | 1640.9863 | 1752.0262 | 1877.3754 | 1997.5732 | 2138.9487 | 2263.1531 | 2379.9167 | 2494.3908 | 2604.286 | 2697.01 | 2789.1616 | 2877.8791 | 2964.307 | 3045.5836 | 3121.1366 | 3205.275 | 3269.9529 | 3327.7623 | 3378.7033 | 3423.9206 | 141.6647 | 143.9033 | 146.1773 | 148.4873 | 150.3234 | 149.7903 | 149.5534 | 153.7258 | 161.5984 | 172.2955 | 183.9541 | 197.1152 | 209.7354 | 224.5791 | 237.6199 | 249.8795 | 261.8988 | 273.4372 | 283.1728 | 292.8482 | 302.1631 | 311.2376 | 319.7713 | 327.704 | 336.5381 | 343.329 | 349.3987 | 354.7472 | 359.4948
InnPower Corporation | 2022 | 57733 | 65636 |  | 65.636 | 66.6732 | 67.7268 | 68.797 | 69.6477 | 69.4007 | 69.291 | 70.224 | 72.5017 | 76.1515 | 77.6882 | 79.0878 | 80.2678 | 81.9143 | 83.2864 | 84.4664 | 85.7013 | 86.8813 | 88.0613 | 89.1864 | 90.2566 | 91.272 | 92.6441 | 94.0162 | 96.5134 | 97.5837 | 98.5167 | 99.3125 | 99.9985 | 57.733 | 59.3119 | 60.9341 | 62.6005 | 64.0251 | 63.38 | 65.0465 | 68.7558 | 72.2769 | 77.0613 | 82.2758 | 88.1622 | 93.8067 | 100.4458 | 106.2784 | 111.7617 | 117.1375 | 122.2982 | 126.6525 | 130.98 | 135.1462 | 139.2049 | 143.0217 | 146.5696 | 150.5208 | 153.5581 | 156.2729 | 158.6651 | 160.7885 | 6.8915 | 7.0004 | 7.111 | 7.2233 | 7.3127 | 7.2867 | 7.2752 | 7.3732 | 7.6123 | 8.0911 | 8.6385 | 9.2566 | 9.8492 | 10.5463 | 11.1587 | 11.7344 | 12.2989 | 12.8407 | 13.2979 | 13.7523 | 14.1897 | 14.6158 | 15.0166 | 15.3891 | 15.8039 | 16.1228 | 16.4079 | 16.6591 | 16.882
Kingston Hydro Corporation | 2022 | 118722 | 119607 |  | 119.607 | 121.4971 | 123.417 | 125.3673 | 126.9175 | 126.4674 | 126.2674 | 127.9676 | 132.1182 | 138.7691 | 141.5695 | 144.1198 | 146.2701 | 149.2706 | 151.7709 | 153.9212 | 156.1715 | 158.3218 | 160.4721 | 162.5224 | 164.4726 | 166.3229 | 168.8232 | 171.3236 | 175.8742 | 177.8245 | 179.5247 | 180.9749 | 182.2251 | 118.722 | 121.9689 | 125.3046 | 128.7316 | 131.6611 | 130.3345 | 133.7615 | 141.3892 | 148.63 | 158.4686 | 169.1917 | 181.2965 | 192.9039 | 206.5564 | 218.5507 | 229.8265 | 240.8812 | 251.4936 | 260.4479 | 269.3469 | 277.9143 | 286.2606 | 294.1094 | 301.4055 | 309.5306 | 315.7765 | 321.3591 | 326.2785 | 330.6451 | 12.5581 | 12.8061 | 13.1564 | 13.5162 | 13.8238 | 13.6845 | 14.0443 | 14.8452 | 15.6054 | 16.6384 | 17.7643 | 19.0352 | 20.254 | 21.6874 | 22.9468 | 24.1307 | 25.2913 | 26.4056 | 27.3458 | 28.2801 | 29.1796 | 30.056 | 30.88 | 31.6461 | 32.4992 | 33.155 | 33.7411 | 34.2576 | 34.7161
Lakefront Utilities Inc. | 2022 | 43280 | 45232 |  | 45.232 | 45.9468 | 46.6728 | 47.4104 | 47.9966 | 47.8264 | 47.7508 | 48.3938 | 49.9634 | 52.4786 | 53.5376 | 54.5021 | 55.3152 | 56.4499 | 57.3955 | 58.2087 | 59.0597 | 59.8728 | 60.686 | 61.4614 | 62.1989 | 62.8986 | 63.8442 | 64.7898 | 66.5107 | 67.2482 | 67.8912 | 68.4396 | 68.9124 | 43.28 | 44.4637 | 45.6797 | 46.929 | 47.9969 | 47.5133 | 48.7626 | 51.5433 | 54.1829 | 57.7696 | 61.6787 | 66.0915 | 70.323 | 75.3 | 79.6725 | 83.783 | 87.813 | 91.6818 | 94.9461 | 98.1902 | 101.3134 | 104.356 | 107.2173 | 109.8771 | 112.8391 | 115.1161 | 117.1512 | 118.9445 | 120.5364 | 4.7491 | 4.8242 | 4.9004 | 4.9779 | 5.0394 | 5.0215 | 5.1198 | 5.4118 | 5.6889 | 6.0655 | 6.476 | 6.9393 | 7.3836 | 7.9061 | 8.3652 | 8.7968 | 9.2199 | 9.6261 | 9.9689 | 10.3095 | 10.6374 | 10.9569 | 11.2573 | 11.5366 | 11.8476 | 12.0866 | 12.3003 | 12.4886 | 12.6557
Lakeland Power Distribution Ltd. | 2022 | 57926 | 48219 |  | 48.219 | 48.981 | 49.755 | 50.5412 | 51.1662 | 50.9847 | 50.9041 | 51.5895 | 53.2628 | 55.9441 | 57.0731 | 58.1012 | 58.9681 | 60.1777 | 61.1857 | 62.0526 | 62.9598 | 63.8267 | 64.6936 | 65.5201 | 66.3064 | 67.0523 | 68.0603 | 69.0683 | 70.9029 | 71.6891 | 72.3745 | 72.9592 | 73.4632 | 57.926 | 59.5102 | 61.1378 | 62.8098 | 64.2391 | 63.5919 | 65.2639 | 68.9856 | 72.5185 | 77.3189 | 82.5508 | 88.4569 | 94.1203 | 100.7816 | 106.6337 | 112.1353 | 117.529 | 122.707 | 127.0759 | 131.4179 | 135.598 | 139.6702 | 143.4998 | 147.0596 | 151.024 | 154.0715 | 156.7953 | 159.1955 | 161.326 | 6.0819 | 6.2483 | 6.4192 | 6.5947 | 6.7448 | 6.6768 | 6.8524 | 7.2431 | 7.6141 | 8.1181 | 8.6674 | 9.2875 | 9.8822 | 10.5816 | 11.196 | 11.7737 | 12.34 | 12.8836 | 13.3423 | 13.7982 | 14.2371 | 14.6647 | 15.0668 | 15.4405 | 15.8568 | 16.1767 | 16.4627 | 16.7147 | 16.9384
London Hydro Inc. | 2022 | 486838 | 685662 |  | 685.662 | 696.497 | 707.5032 | 718.6834 | 727.5702 | 724.9902 | 723.8435 | 733.5903 | 757.3839 | 795.5111 | 811.5647 | 826.1849 | 838.5118 | 855.712 | 870.0455 | 882.3724 | 895.2725 | 907.5994 | 919.9262 | 931.6797 | 942.8599 | 953.4667 | 967.8002 | 982.1338 | 1008.2208 | 1019.401 | 1029.1478 | 1037.4612 | 1044.628 | 486.838 | 500.1525 | 513.8311 | 527.8838 | 539.8967 | 534.4569 | 548.5096 | 579.7883 | 609.4803 | 649.8252 | 693.7967 | 743.4345 | 791.0325 | 847.0167 | 896.2013 | 942.4393 | 987.7706 | 1031.2888 | 1068.0072 | 1104.4989 | 1139.6307 | 1173.8559 | 1206.0412 | 1235.9599 | 1269.2785 | 1294.8907 | 1317.783 | 1337.9555 | 1355.8614 | 71.9911 | 73.1288 | 74.2844 | 75.4582 | 76.3913 | 76.1204 | 76 | 77.0234 | 79.5216 | 83.5248 | 85.2103 | 86.7453 | 88.0396 | 89.8455 | 94.0967 | 98.9515 | 103.7111 | 108.2802 | 112.1355 | 115.967 | 119.6556 | 123.2491 | 126.6284 | 129.7697 | 133.268 | 135.9572 | 138.3607 | 140.4787 | 142.3588
Milton Hydro Distribution Inc. | 2022 | 146759 | 194627 |  | 194.627 | 197.7025 | 200.8267 | 204.0002 | 206.5228 | 205.7904 | 205.4649 | 208.2316 | 214.9855 | 225.808 | 230.3648 | 234.5148 | 238.0138 | 242.8961 | 246.9648 | 250.4638 | 254.1255 | 257.6245 | 261.1235 | 264.4598 | 267.6333 | 270.6441 | 274.7127 | 278.7813 | 286.1862 | 289.3597 | 292.1264 | 294.4861 | 296.5205 | 146.759 | 150.7727 | 154.8962 | 159.1324 | 162.7537 | 161.1139 | 165.3501 | 174.7792 | 183.73 | 195.8921 | 209.1474 | 224.1109 | 238.4595 | 255.3361 | 270.163 | 284.1016 | 297.7669 | 310.8856 | 321.9545 | 332.955 | 343.5456 | 353.8629 | 363.5653 | 372.5844 | 382.6284 | 390.3493 | 397.2503 | 403.3313 | 408.7291 | 20.4349 | 20.7578 | 21.0858 | 21.419 | 21.6839 | 21.607 | 21.5728 | 21.8633 | 22.5724 | 23.7087 | 24.1872 | 24.6229 | 25.0371 | 26.809 | 28.3658 | 29.8293 | 31.2641 | 32.6415 | 33.8036 | 34.9586 | 36.0706 | 37.1539 | 38.1726 | 39.1195 | 40.1741 | 40.9848 | 41.7093 | 42.3478 | 42.9145
Newmarket-Tay Power Distribution Ltd. | 2022 | 141297 | 178189 |  | 178.189 | 181.0048 | 183.8651 | 186.7706 | 189.0801 | 188.4096 | 188.1116 | 190.6445 | 196.828 | 206.7365 | 210.9084 | 214.7079 | 217.9114 | 222.3814 | 226.1064 | 229.3098 | 232.6623 | 235.8658 | 239.0693 | 242.1238 | 245.0293 | 247.7858 | 251.5107 | 255.2357 | 262.0152 | 264.9207 | 267.4537 | 269.6141 | 271.4766 | 141.297 | 145.1613 | 149.1313 | 153.2099 | 156.6964 | 155.1176 | 159.1962 | 168.2743 | 176.892 | 188.6015 | 201.3635 | 215.7701 | 229.5846 | 245.8332 | 260.1082 | 273.528 | 286.6847 | 299.3152 | 309.9721 | 320.5633 | 330.7597 | 340.693 | 350.0343 | 358.7177 | 368.3879 | 375.8215 | 382.4656 | 388.3203 | 393.5172 | 18.709 | 19.0046 | 19.3049 | 19.61 | 19.8525 | 19.7821 | 19.7508 | 20.0167 | 20.666 | 21.7063 | 22.1443 | 22.6548 | 24.1053 | 25.8113 | 27.3101 | 28.7191 | 30.1005 | 31.4266 | 32.5455 | 33.6576 | 34.7281 | 35.7711 | 36.7519 | 37.6636 | 38.6789 | 39.4594 | 40.157 | 40.7717 | 41.3174
Niagara Peninsula Energy Inc. | 2022 | 195026 | 255436 |  | 255.436 | 259.4725 | 263.5727 | 267.7378 | 271.0484 | 270.0873 | 269.6601 | 273.2912 | 282.1552 | 296.3591 | 302.3397 | 307.7863 | 312.3785 | 318.7863 | 324.1261 | 328.7183 | 333.5242 | 338.1164 | 342.7086 | 347.0873 | 351.2523 | 355.2038 | 360.5436 | 365.8834 | 375.6018 | 379.7669 | 383.3979 | 386.495 | 389.1649 | 195.026 | 200.3598 | 205.8394 | 211.4689 | 216.2812 | 214.102 | 219.7315 | 232.2616 | 244.1562 | 260.3183 | 277.9331 | 297.8179 | 316.8855 | 339.3126 | 359.0158 | 377.5386 | 395.6983 | 413.1315 | 427.8408 | 442.4593 | 456.533 | 470.2435 | 483.1369 | 495.1222 | 508.4696 | 518.7297 | 527.9004 | 535.9814 | 543.1544 | 26.8195 | 27.2433 | 27.6738 | 28.1111 | 28.4588 | 28.3578 | 28.313 | 28.6942 | 29.6249 | 31.1162 | 31.7442 | 32.316 | 33.2714 | 35.6262 | 37.6949 | 39.6397 | 41.5464 | 43.3768 | 44.9212 | 46.4561 | 47.9337 | 49.3733 | 50.727 | 51.9854 | 53.3868 | 54.4641 | 55.4269 | 56.2754 | 57.0285
Niagara-on-the-Lake Hydro Inc. | 2022 | 35043 | 48517 |  | 48.517 | 49.2837 | 50.0625 | 50.8536 | 51.4824 | 51.2998 | 51.2187 | 51.9084 | 53.592 | 56.2899 | 57.4258 | 58.4603 | 59.3325 | 60.5496 | 61.5639 | 62.4361 | 63.3489 | 64.2211 | 65.0934 | 65.9251 | 66.7162 | 67.4667 | 68.4809 | 69.4952 | 71.3411 | 72.1322 | 72.8218 | 73.4101 | 73.9172 | 35.043 | 36.0014 | 36.986 | 37.9975 | 38.8622 | 38.4706 | 39.4822 | 41.7336 | 43.8709 | 46.775 | 49.9401 | 53.513 | 56.9392 | 60.969 | 64.5093 | 67.8376 | 71.1005 | 74.233 | 76.876 | 79.5027 | 82.0316 | 84.4951 | 86.8118 | 88.9654 | 91.3637 | 93.2073 | 94.8551 | 96.3071 | 97.596 | 5.094 | 5.1745 | 5.2563 | 5.3394 | 5.4054 | 5.3862 | 5.3777 | 5.4501 | 5.6269 | 5.9102 | 6.0294 | 6.138 | 6.2296 | 6.4014 | 6.7732 | 7.1226 | 7.4652 | 7.7941 | 8.0716 | 8.3474 | 8.6129 | 8.8716 | 9.1148 | 9.3409 | 9.5927 | 9.7863 | 9.9593 | 10.1118 | 10.2471
North Bay Hydro Distribution Limited | 2022 | 113126 | 112810 |  | 112.81 | 114.5927 | 116.4035 | 118.2429 | 119.705 | 119.2805 | 119.0919 | 120.6955 | 124.6102 | 130.8832 | 133.5244 | 135.9298 | 137.9579 | 140.7878 | 143.1461 | 145.1742 | 147.2966 | 149.3247 | 151.3528 | 153.2866 | 155.126 | 156.8711 | 159.2294 | 161.5876 | 165.8797 | 167.7191 | 169.3227 | 170.6905 | 171.8696 | 113.126 | 116.2199 | 119.3984 | 122.6638 | 125.4552 | 124.1912 | 127.4566 | 134.7248 | 141.6243 | 150.9992 | 161.2168 | 172.751 | 183.8113 | 196.8203 | 208.2493 | 218.9936 | 229.5272 | 239.6394 | 248.1716 | 256.6512 | 264.8147 | 272.7676 | 280.2464 | 287.1986 | 294.9408 | 300.8923 | 306.2118 | 310.8992 | 315.06 | 11.8777 | 12.2025 | 12.5362 | 12.8791 | 13.1722 | 13.0395 | 13.3823 | 14.1454 | 14.8699 | 15.8542 | 16.927 | 18.138 | 19.2993 | 20.6652 | 21.8651 | 22.9932 | 24.0992 | 25.161 | 26.0568 | 26.9471 | 27.8042 | 28.6393 | 29.4245 | 30.1544 | 30.9673 | 31.5922 | 32.1507 | 32.6429 | 33.0797
Northern Ontario Wires Inc. | 2022 | 23217 | 18600 |  | 18.6 | 18.8939 | 19.1925 | 19.4958 | 19.7368 | 19.6669 | 19.6358 | 19.9002 | 20.5456 | 21.5799 | 22.0154 | 22.412 | 22.7464 | 23.213 | 23.6018 | 23.9362 | 24.2861 | 24.6205 | 24.9549 | 25.2737 | 25.577 | 25.8648 | 26.2536 | 26.6424 | 27.3501 | 27.6534 | 27.9178 | 28.1433 | 28.3377 | 23.217 | 23.852 | 24.5043 | 25.1745 | 25.7473 | 25.4879 | 26.1581 | 27.6497 | 29.0657 | 30.9898 | 33.0867 | 35.4539 | 37.7238 | 40.3937 | 42.7393 | 44.9443 | 47.1062 | 49.1815 | 50.9326 | 52.6729 | 54.3483 | 55.9805 | 57.5154 | 58.9422 | 60.5311 | 61.7525 | 62.8442 | 63.8063 | 64.6602 | 2.4377 | 2.5043 | 2.5728 | 2.6432 | 2.7033 | 2.6761 | 2.7465 | 2.9031 | 3.0518 | 3.2538 | 3.4739 | 3.7225 | 3.9608 | 4.2411 | 4.4874 | 4.7189 | 4.9459 | 5.1638 | 5.3477 | 5.5304 | 5.7063 | 5.8777 | 6.0388 | 6.1886 | 6.3555 | 6.4837 | 6.5983 | 6.6993 | 6.789
Oakville Hydro Electricity Distribution Inc. | 2022 | 256133 | 371082 |  | 371.082 | 376.9459 | 382.9025 | 388.9533 | 393.7628 | 392.3665 | 391.7459 | 397.0209 | 409.8981 | 430.5326 | 439.2209 | 447.1334 | 453.8047 | 463.1135 | 470.8708 | 477.5421 | 484.5238 | 491.1951 | 497.8664 | 504.2274 | 510.2781 | 516.0186 | 523.7759 | 531.5333 | 545.6516 | 551.7024 | 556.9774 | 561.4766 | 565.3553 | 256.133 | 263.138 | 270.3345 | 277.7279 | 284.048 | 281.186 | 288.5794 | 305.0356 | 320.657 | 341.8831 | 365.0172 | 391.1324 | 416.1744 | 445.6286 | 471.5053 | 495.8319 | 519.6814 | 542.577 | 561.8951 | 581.094 | 599.5774 | 617.5838 | 634.5169 | 650.2576 | 667.787 | 681.262 | 693.306 | 703.9191 | 713.3396 | 38.9618 | 39.5775 | 40.2029 | 40.8382 | 41.3432 | 41.1966 | 41.1314 | 41.6852 | 43.0373 | 45.2038 | 46.116 | 46.9468 | 47.6473 | 48.6246 | 49.5057 | 52.0599 | 54.564 | 56.9679 | 58.9962 | 61.012 | 62.9527 | 64.8433 | 66.6212 | 68.2738 | 70.1144 | 71.5292 | 72.7937 | 73.908 | 74.8972
Orangeville Hydro Limited | 2022 | 43994 | 50324 |  | 50.324 | 51.1192 | 51.927 | 52.7476 | 53.3998 | 53.2105 | 53.1263 | 53.8417 | 55.588 | 58.3864 | 59.5646 | 60.6376 | 61.5424 | 62.8048 | 63.8568 | 64.7615 | 65.7083 | 66.613 | 67.5178 | 68.3804 | 69.201 | 69.9795 | 71.0315 | 72.0835 | 73.9981 | 74.8187 | 75.5341 | 76.1442 | 76.6702 | 43.994 | 45.1972 | 46.4333 | 47.7032 | 48.7887 | 48.2972 | 49.5671 | 52.3936 | 55.0768 | 58.7226 | 62.6962 | 67.1818 | 71.4831 | 76.5422 | 80.9869 | 85.1652 | 89.2617 | 93.1943 | 96.5124 | 99.8101 | 102.9848 | 106.0776 | 108.9861 | 111.6898 | 114.7007 | 117.0151 | 119.0839 | 120.9068 | 122.5249 | 5.2838 | 5.3673 | 5.4521 | 5.5382 | 5.6067 | 5.5868 | 5.578 | 5.6531 | 5.8365 | 6.1656 | 6.5828 | 7.0538 | 7.5054 | 8.0366 | 8.5032 | 8.9419 | 9.372 | 9.7849 | 10.1333 | 10.4796 | 10.8129 | 11.1376 | 11.443 | 11.7269 | 12.043 | 12.286 | 12.5032 | 12.6946 | 12.8645
Oshawa PUC Networks Inc. | 2022 | 196817 | 231673 |  | 231.673 | 235.334 | 239.0528 | 242.8303 | 245.833 | 244.9613 | 244.5738 | 247.8671 | 255.9066 | 268.7891 | 274.2133 | 279.1532 | 283.3182 | 289.1299 | 293.9729 | 298.1379 | 302.4967 | 306.6617 | 310.8267 | 314.798 | 318.5756 | 322.1594 | 327.0025 | 331.8455 | 340.6599 | 344.4375 | 347.7307 | 350.5397 | 352.9612 | 196.817 | 202.1997 | 207.7297 | 213.4109 | 218.2674 | 216.0682 | 221.7494 | 234.3946 | 246.3984 | 262.7089 | 280.4855 | 300.5529 | 319.7956 | 342.4287 | 362.3128 | 381.0057 | 399.3321 | 416.9255 | 431.7698 | 446.5226 | 460.7255 | 474.562 | 487.5737 | 499.6691 | 513.139 | 523.4934 | 532.7483 | 540.9035 | 548.1424 | 24.3245 | 24.7089 | 25.0994 | 25.496 | 25.8113 | 25.7197 | 25.679 | 26.0248 | 26.8689 | 28.2215 | 29.4496 | 31.5566 | 33.577 | 35.9533 | 38.0411 | 40.0037 | 41.9279 | 43.7751 | 45.3337 | 46.8827 | 48.3739 | 49.8267 | 51.1928 | 52.4628 | 53.8771 | 54.9642 | 55.9359 | 56.7922 | 57.5523
Ottawa River Power Corporation | 2022 | 40509 | 40893 |  | 40.893 | 41.5392 | 42.1956 | 42.8624 | 43.3924 | 43.2385 | 43.1701 | 43.7515 | 45.1705 | 47.4444 | 48.4019 | 49.2738 | 50.009 | 51.0348 | 51.8897 | 52.6248 | 53.3942 | 54.1294 | 54.8646 | 55.5655 | 56.2323 | 56.8649 | 57.7198 | 58.5746 | 60.1305 | 60.7972 | 61.3785 | 61.8744 | 62.3018 | 40.509 | 41.6169 | 42.7551 | 43.9244 | 44.9239 | 44.4713 | 45.6406 | 48.2432 | 50.7139 | 54.0709 | 57.7297 | 61.86 | 65.8205 | 70.4789 | 74.5715 | 78.4188 | 82.1908 | 85.8119 | 88.8671 | 91.9036 | 94.8268 | 97.6746 | 100.3527 | 102.8422 | 105.6146 | 107.7458 | 109.6506 | 111.3291 | 112.819 | 4.2936 | 4.3696 | 4.4891 | 4.6118 | 4.7168 | 4.6693 | 4.792 | 5.0653 | 5.3247 | 5.6772 | 6.0613 | 6.495 | 6.9108 | 7.3999 | 7.8296 | 8.2336 | 8.6296 | 9.0098 | 9.3306 | 9.6494 | 9.9563 | 10.2554 | 10.5365 | 10.7979 | 11.089 | 11.3128 | 11.5128 | 11.689 | 11.8454
PUC Distribution Inc. | 2022 | 119132 | 95433 |  | 95.433 | 96.9411 | 98.4729 | 100.029 | 101.2659 | 100.9068 | 100.7472 | 102.1038 | 105.4155 | 110.7222 | 112.9566 | 114.9915 | 116.7072 | 119.1012 | 121.0962 | 122.8119 | 124.6074 | 126.3231 | 128.0388 | 129.6747 | 131.2308 | 132.7071 | 134.7021 | 136.697 | 140.3279 | 141.884 | 143.2406 | 144.3977 | 145.3952 | 119.132 | 122.3901 | 125.7374 | 129.1762 | 132.1158 | 130.7846 | 134.2234 | 141.8775 | 149.1433 | 159.0159 | 169.776 | 181.9226 | 193.5701 | 207.2698 | 219.3055 | 230.6202 | 241.713 | 252.3622 | 261.3474 | 270.2771 | 278.8741 | 287.2492 | 295.1251 | 302.4463 | 310.5996 | 316.867 | 322.4689 | 327.4052 | 331.7869 | 12.5083 | 12.8504 | 13.2018 | 13.5629 | 13.8715 | 13.7317 | 14.0928 | 14.8964 | 15.6593 | 16.6959 | 17.8256 | 19.101 | 20.3239 | 21.7623 | 23.026 | 24.214 | 25.3787 | 26.4968 | 27.4402 | 28.3778 | 29.2804 | 30.1597 | 30.9867 | 31.7554 | 32.6114 | 33.2695 | 33.8577 | 34.3759 | 34.836
Renfrew Hydro Inc. | 2022 | 15591 | 15674 |  | 15.674 | 15.9217 | 16.1733 | 16.4289 | 16.632 | 16.573 | 16.5468 | 16.7696 | 17.3135 | 18.1851 | 18.5521 | 18.8863 | 19.1681 | 19.5613 | 19.8889 | 20.1707 | 20.4656 | 20.7474 | 21.0292 | 21.2979 | 21.5535 | 21.7959 | 22.1236 | 22.4512 | 23.0476 | 23.3032 | 23.526 | 23.716 | 23.8798 | 15.591 | 16.0174 | 16.4555 | 16.9055 | 17.2902 | 17.116 | 17.566 | 18.5677 | 19.5186 | 20.8107 | 22.2189 | 23.8085 | 25.3328 | 27.1257 | 28.7009 | 30.1816 | 31.6334 | 33.0271 | 34.203 | 35.3716 | 36.4967 | 37.5928 | 38.6235 | 39.5816 | 40.6487 | 41.4689 | 42.202 | 42.8481 | 43.4215 | 1.6457 | 1.6817 | 1.7277 | 1.775 | 1.8154 | 1.7971 | 1.8443 | 1.9495 | 2.0494 | 2.185 | 2.3329 | 2.4998 | 2.6598 | 2.8481 | 3.0135 | 3.1689 | 3.3213 | 3.4677 | 3.5911 | 3.7138 | 3.832 | 3.9471 | 4.0553 | 4.1559 | 4.2679 | 4.354 | 4.431 | 4.4988 | 4.559
Rideau St. Lawrence Distribution Inc. | 2022 | 20509 | 19814 |  | 19.814 | 20.1271 | 20.4452 | 20.7682 | 21.025 | 20.9505 | 20.9174 | 21.199 | 21.8866 | 22.9884 | 23.4523 | 23.8748 | 24.231 | 24.728 | 25.1422 | 25.4985 | 25.8712 | 26.2275 | 26.5837 | 26.9233 | 27.2464 | 27.5529 | 27.9671 | 28.3813 | 29.1352 | 29.4583 | 29.7399 | 29.9802 | 30.1873 | 20.509 | 21.0699 | 21.6461 | 22.2381 | 22.7442 | 22.515 | 23.107 | 24.4247 | 25.6755 | 27.3752 | 29.2275 | 31.3186 | 33.3238 | 35.6822 | 37.7542 | 39.7021 | 41.6118 | 43.445 | 44.9919 | 46.5292 | 48.0092 | 49.451 | 50.8068 | 52.0672 | 53.4708 | 54.5498 | 55.5142 | 56.364 | 57.1183 | 2.1533 | 2.2122 | 2.2727 | 2.3349 | 2.388 | 2.364 | 2.4261 | 2.5645 | 2.6958 | 2.8743 | 3.0687 | 3.2883 | 3.4988 | 3.7465 | 3.964 | 4.1685 | 4.369 | 4.5615 | 4.7239 | 4.8853 | 5.0407 | 5.1921 | 5.3345 | 5.4668 | 5.6142 | 5.7275 | 5.8287 | 5.9179 | 5.9971
Sioux Lookout Hydro Inc. | 2022 | 20283 | 9589 |  | 9.589 | 9.7405 | 9.8945 | 10.0508 | 10.1751 | 10.139 | 10.123 | 10.2593 | 10.592 | 11.1252 | 11.3498 | 11.5542 | 11.7266 | 11.9672 | 12.1676 | 12.34 | 12.5204 | 12.6928 | 12.8652 | 13.0296 | 13.1859 | 13.3343 | 13.5347 | 13.7352 | 14.1 | 14.2563 | 14.3927 | 14.5089 | 14.6091 | 20.283 | 20.8377 | 21.4076 | 21.9931 | 22.4936 | 22.2669 | 22.8524 | 24.1556 | 25.3926 | 27.0735 | 28.9055 | 30.9735 | 32.9566 | 35.289 | 37.3382 | 39.2646 | 41.1532 | 42.9663 | 44.4961 | 46.0164 | 47.4801 | 48.906 | 50.247 | 51.4935 | 52.8816 | 53.9487 | 54.9024 | 55.7429 | 56.4889 | 2.1296 | 2.1879 | 2.2477 | 2.3092 | 2.3617 | 2.3379 | 2.3994 | 2.5362 | 2.6661 | 2.8426 | 3.0349 | 3.2521 | 3.4603 | 3.7052 | 3.9203 | 4.1226 | 4.3209 | 4.5113 | 4.6719 | 4.8315 | 4.9852 | 5.1349 | 5.2757 | 5.4066 | 5.5523 | 5.6643 | 5.7645 | 5.8527 | 5.9311
Synergy North Corporation | 2022 | 176597 | 170977 |  | 170.977 | 173.6788 | 176.4233 | 179.2112 | 181.4272 | 180.7839 | 180.498 | 182.9284 | 188.8616 | 198.369 | 202.3722 | 206.0179 | 209.0917 | 213.3807 | 216.955 | 220.0288 | 223.2456 | 226.3194 | 229.3932 | 232.3241 | 235.112 | 237.7569 | 241.3311 | 244.9053 | 251.4104 | 254.1983 | 256.6288 | 258.7018 | 260.4889 | 176.597 | 181.4267 | 186.3886 | 191.4861 | 195.8437 | 193.8704 | 198.9679 | 210.314 | 221.0846 | 235.7195 | 251.6698 | 269.6756 | 286.9414 | 307.2493 | 325.0906 | 341.8631 | 358.3067 | 374.0926 | 387.412 | 400.6491 | 413.3929 | 425.8078 | 437.4828 | 448.3356 | 460.4217 | 469.7123 | 478.0164 | 485.3338 | 491.829 | 18.5418 | 19.0489 | 19.5699 | 20.1051 | 20.5626 | 20.3554 | 20.8907 | 22.0819 | 23.2128 | 24.7494 | 26.4241 | 28.3146 | 30.1274 | 32.2597 | 34.1329 | 35.8939 | 37.6204 | 39.2779 | 40.6763 | 42.0662 | 43.4042 | 44.7077 | 45.9335 | 47.073 | 48.342 | 49.3175 | 50.1894 | 50.9577 | 51.6396
Tillsonburg Hydro Inc. | 2022 | 29916 | 38862 |  | 38.862 | 39.4761 | 40.0999 | 40.7336 | 41.2373 | 41.091 | 41.0261 | 41.5785 | 42.9271 | 45.088 | 45.9979 | 46.8266 | 47.5252 | 48.5001 | 49.3125 | 50.0112 | 50.7423 | 51.441 | 52.1396 | 52.8058 | 53.4395 | 54.0407 | 54.8531 | 55.6654 | 57.144 | 57.7777 | 58.3301 | 58.8013 | 59.2075 | 29.916 | 30.7342 | 31.5747 | 32.4383 | 33.1764 | 32.8422 | 33.7057 | 35.6278 | 37.4523 | 39.9315 | 42.6335 | 45.6838 | 48.6086 | 52.0488 | 55.0712 | 57.9125 | 60.6981 | 63.3723 | 65.6286 | 67.871 | 70.0299 | 72.133 | 74.1107 | 75.9492 | 77.9967 | 79.5705 | 80.9772 | 82.2168 | 83.3171 | 4.0803 | 4.1448 | 4.2103 | 4.2768 | 4.3297 | 4.3144 | 4.3075 | 4.3655 | 4.5071 | 4.734 | 4.8296 | 4.9166 | 5.1037 | 5.4649 | 5.7822 | 6.0805 | 6.373 | 6.6538 | 6.8907 | 7.1261 | 7.3528 | 7.5736 | 7.7813 | 7.9743 | 8.1893 | 8.3545 | 8.5022 | 8.6324 | 8.7479
Toronto Hydro-Electric System Limited | 2022 | 3716335 | 4347129 |  | 4347.129 | 4415.8235 | 4485.6035 | 4556.4862 | 4612.8289 | 4596.4714 | 4589.2013 | 4650.9965 | 4801.8495 | 5043.5777 | 5145.358 | 5238.0508 | 5316.2035 | 5425.2539 | 5516.1291 | 5594.2819 | 5676.0696 | 5754.2224 | 5832.3751 | 5906.8928 | 5977.7755 | 6045.0232 | 6135.8985 | 6226.7738 | 6392.1668 | 6463.0495 | 6524.8447 | 6577.5523 | 6622.99 | 3716.335 | 3817.9727 | 3922.3902 | 4029.6633 | 4121.3645 | 4079.8394 | 4187.1126 | 4425.8818 | 4652.5396 | 4960.5173 | 5296.1784 | 5675.0947 | 6038.4392 | 6465.8015 | 6841.2575 | 7194.2207 | 7540.2631 | 7872.4637 | 8152.7581 | 8431.3222 | 8699.505 | 8960.767 | 9206.457 | 9434.845 | 9689.1861 | 9884.7001 | 10059.4515 | 10213.4403 | 10350.1271 | 456.4272 | 463.6397 | 470.9663 | 478.4086 | 484.3243 | 482.6069 | 481.8436 | 488.3317 | 504.1706 | 529.5508 | 556.0727 | 595.857 | 634.0064 | 678.8773 | 718.2984 | 755.3578 | 791.6905 | 826.5699 | 855.9995 | 885.2473 | 913.4052 | 940.8364 | 966.6327 | 990.6123 | 1017.3169 | 1037.8449 | 1056.1929 | 1072.361 | 1086.7124
Wasaga Distribution Inc. | 2022 | 30003 | 37765 |  | 37.765 | 38.3618 | 38.968 | 39.5838 | 40.0732 | 39.9311 | 39.868 | 40.4048 | 41.7153 | 43.8153 | 44.6995 | 45.5047 | 46.1837 | 47.131 | 47.9205 | 48.5994 | 49.31 | 49.9889 | 50.6678 | 51.3152 | 51.931 | 52.5152 | 53.3047 | 54.0941 | 55.5309 | 56.1467 | 56.6836 | 57.1415 | 57.5362 | 30.003 | 30.8235 | 31.6665 | 32.5326 | 33.2729 | 32.9377 | 33.8037 | 35.7314 | 37.5612 | 40.0476 | 42.7575 | 45.8166 | 48.75 | 52.2002 | 55.2314 | 58.0809 | 60.8746 | 63.5566 | 65.8195 | 68.0684 | 70.2335 | 72.3427 | 74.3263 | 76.1701 | 78.2235 | 79.8019 | 81.2127 | 82.4559 | 83.5594 | 3.9651 | 4.0278 | 4.0914 | 4.1561 | 4.2075 | 4.1926 | 4.1859 | 4.2423 | 4.3799 | 4.6004 | 4.6932 | 4.8105 | 5.1185 | 5.4808 | 5.799 | 6.0982 | 6.3915 | 6.6731 | 6.9107 | 7.1468 | 7.3742 | 7.5956 | 7.8039 | 7.9975 | 8.2131 | 8.3788 | 8.5269 | 8.6575 | 8.7733
Welland Hydro-Electric System Corp. | 2022 | 61728 | 83593 |  | 83.593 | 84.914 | 86.2558 | 87.6188 | 88.7023 | 88.3877 | 88.2479 | 89.4362 | 92.337 | 96.9853 | 98.9425 | 100.725 | 102.2278 | 104.3248 | 106.0723 | 107.5751 | 109.1478 | 110.6507 | 112.1535 | 113.5864 | 114.9495 | 116.2426 | 117.9901 | 119.7376 | 122.918 | 124.281 | 125.4693 | 126.4829 | 127.3566 | 61.728 | 63.4162 | 65.1506 | 66.9324 | 68.4555 | 67.7658 | 69.5476 | 73.5135 | 77.2783 | 82.3938 | 87.9691 | 94.2628 | 100.2979 | 107.3964 | 113.6327 | 119.4954 | 125.2431 | 130.7609 | 135.4166 | 140.0435 | 144.498 | 148.8376 | 152.9184 | 156.712 | 160.9365 | 164.184 | 167.0866 | 169.6444 | 171.9147 | 8.7769 | 8.9155 | 9.0564 | 9.1995 | 9.3133 | 9.2803 | 9.2656 | 9.3904 | 9.6949 | 10.183 | 10.3885 | 10.5756 | 10.7334 | 11.2761 | 11.9309 | 12.5464 | 13.1499 | 13.7293 | 14.2181 | 14.7039 | 15.1716 | 15.6272 | 16.0557 | 16.454 | 16.8975 | 17.2385 | 17.5433 | 17.8118 | 18.0502
Wellington North Power Inc. | 2022 | 17607 | 18211 |  | 18.211 | 18.4988 | 18.7911 | 19.088 | 19.3241 | 19.2555 | 19.2251 | 19.484 | 20.1159 | 21.1286 | 21.5549 | 21.9433 | 22.2706 | 22.7275 | 23.1082 | 23.4356 | 23.7782 | 24.1056 | 24.433 | 24.7452 | 25.0421 | 25.3238 | 25.7045 | 26.0852 | 26.7781 | 27.075 | 27.3339 | 27.5547 | 27.745 | 17.607 | 18.0885 | 18.5832 | 19.0915 | 19.5259 | 19.3292 | 19.8374 | 20.9686 | 22.0425 | 23.5016 | 25.0919 | 26.8871 | 28.6085 | 30.6332 | 32.412 | 34.0843 | 35.7237 | 37.2976 | 38.6256 | 39.9453 | 41.2159 | 42.4537 | 43.6177 | 44.6998 | 45.9048 | 46.8311 | 47.659 | 48.3885 | 49.0361 | 1.9121 | 1.9423 | 1.973 | 2.0045 | 2.0501 | 2.0295 | 2.0828 | 2.2016 | 2.3144 | 2.4676 | 2.6345 | 2.823 | 3.0038 | 3.2163 | 3.4031 | 3.5787 | 3.7508 | 3.9161 | 4.0555 | 4.1941 | 4.3275 | 4.4574 | 4.5796 | 4.6933 | 4.8198 | 4.917 | 5.004 | 5.0806 | 5.1486
Westario Power Inc. | 2022 | 80368 | 77257 |  | 77.257 | 78.4778 | 79.718 | 80.9777 | 81.979 | 81.6883 | 81.5591 | 82.6573 | 85.3383 | 89.6343 | 91.4431 | 93.0904 | 94.4794 | 96.4174 | 98.0324 | 99.4214 | 100.8749 | 102.2638 | 103.6527 | 104.9771 | 106.2368 | 107.4319 | 109.0469 | 110.662 | 113.6013 | 114.8611 | 115.9593 | 116.896 | 117.7035 | 80.368 | 82.566 | 84.8241 | 87.1439 | 89.127 | 88.229 | 90.5489 | 95.7124 | 100.614 | 107.2742 | 114.5331 | 122.7274 | 130.5849 | 139.8269 | 147.9463 | 155.5794 | 163.0628 | 170.2468 | 176.3083 | 182.3325 | 188.1321 | 193.782 | 199.0952 | 204.0342 | 209.5345 | 213.7626 | 217.5417 | 220.8718 | 223.8278 | 8.4382 | 8.669 | 8.9061 | 9.1497 | 9.3579 | 9.2636 | 9.5072 | 10.0493 | 10.564 | 11.2633 | 12.0254 | 12.8858 | 13.7108 | 14.6811 | 15.5336 | 16.3351 | 17.1208 | 17.8751 | 18.5115 | 19.144 | 19.7529 | 20.3462 | 20.904 | 21.4226 | 22.0001 | 22.444 | 22.8408 | 23.1905 | 23.5008

## APO Cost Forecast
[5 empty] | 2022 | 2023 | 2024 | 2025 | 2026 | 2027 | 2028 | 2029 | 2030 | 2031 | 2032 | 2033 | 2034 | 2035 | 2036 | 2037 | 2038 | 2039 | 2040 | 2041 | 2042 | 2043 | 2044 | 2045 | 2046 | 2047 | 2048 | 2049 | 2050
|  |  |  | CAPEX Forecast (2023$billions) | 2.8745 | 2.9757 | 3.046 | 3.0936 | 3.149 | 3.2462 | 3.3072 | 3.3813 | 3.4962 | 3.5655 | 3.5956 | 3.6425 | 3.6965 | 3.7522 | 3.8247 | 3.8735 | 3.9265 | 3.9653 | 4.0245 | 4.064 | 4.1083 | 4.1319 | 4.1653 | 4.2051 | 4.2457 | 4.2929 | 4.3329 | 4.3767 | 4.4205
|  |  |  | Summer Growth Rate |  | 103.3% | 103.3% | 103.3% | 101.9% | 101.1% | 101.4% | 102.9% | 101.7% | 102% | 103.6% | 101.7% | 101.1% | 101.2% | 101.3% | 101.2% | 102.2% | 101.4% | 101% | 101.2% | 101.5% | 101.3% | 100.8% | 100.5% | 100.7% | 101% | 100.7% | 101.1% | 100.7%
|  |  |  | Winter Growth Rate |  | 104% | 104% | 104% | 103.2% | 102.5% | 102.6% | 103.5% | 102.2% | 102.6% | 103.1% | 102.5% | 100.3% | 101.5% | 101.7% | 102% | 101.5% | 101.1% | 102% | 100.7% | 101.6% | 100.5% | 101.6% | 100.8% | 101% | 100.9% | 101.4% | 101.1% | 101.2%
https://www.oeb.ca/open-data/electricity-reporting-record-keeping-requirements-rrr-section-2155-utility |  |  |  |  | 2022: Summer Peak | Winter Peak | [28 empty] | CAPEX Forecast ($millions)
Company_Name | Year | Winter_Peak_Load_Without_Embedded_Generation_-_kW | Summer_Peak_Load_Without_Embedded_Generation_-_kW |  | 2022 | 2023 | 2024 | 2025 | 2026 | 2027 | 2028 | 2029 | 2030 | 2031 | 2032 | 2033 | 2034 | 2035 | 2036 | 2037 | 2038 | 2039 | 2040 | 2041 | 2042 | 2043 | 2044 | 2045 | 2046 | 2047 | 2048 | 2049 | 2050 | 2022 | 2023 | 2024 | 2025 | 2026 | 2027 | 2028 | 2029 | 2030 | 2031 | 2032 | 2033 | 2034 | 2035 | 2036 | 2037 | 2038 | 2039 | 2040 | 2041 | 2042 | 2043 | 2044 | 2045 | 2046 | 2047 | 2048 | 2049 | 2050 | 2022 | 2023 | 2024 | 2025 | 2026 | 2027 | 2028 | 2029 | 2030 | 2031 | 2032 | 2033 | 2034 | 2035 | 2036 | 2037 | 2038 | 2039 | 2040 | 2041 | 2042 | 2043 | 2044 | 2045 | 2046 | 2047 | 2048 | 2049 | 2050
Alectra Utilities Corporation | 2022 | 4036983 | 5516439 |  | 5516.439 | 5698.1241 | 5885.7931 | 6079.643 | 6198.0776 | 6267.1644 | 6353.523 | 6536.1097 | 6647.1421 | 6782.8484 | 7024.6524 | 7145.5544 | 7226.9782 | 7315.8042 | 7414.4997 | 7505.793 | 7668.6406 | 7774.7383 | 7853.6947 | 7944.988 | 8060.9552 | 8162.1181 | 8228.7376 | 8268.2158 | 8324.9657 | 8406.3895 | 8468.0742 | 8564.3023 | 8628.4544 | 4036.983 | 4198.5974 | 4366.6819 | 4541.4953 | 4688.4376 | 4804.0321 | 4929.4229 | 5101.8351 | 5215.4705 | 5352.6166 | 5517.1919 | 5654.338 | 5670.0118 | 5752.2995 | 5852.2202 | 5971.7333 | 6059.8986 | 6124.5532 | 6249.9439 | 6291.0878 | 6389.0493 | 6418.4377 | 6522.2769 | 6571.2577 | 6639.8307 | 6700.5668 | 6794.6099 | 6867.1014 | 6951.3483 | 579.1989 | 598.275 | 617.9793 | 638.3326 | 650.7676 | 658.0214 | 667.0886 | 686.2593 | 697.9172 | 712.1657 | 737.5539 | 750.248 | 758.7971 | 768.1234 | 778.486 | 788.0713 | 805.1695 | 816.3093 | 824.5993 | 834.1846 | 846.3606 | 856.9822 | 863.9769 | 868.122 | 874.0804 | 882.6295 | 889.1061 | 899.2096 | 905.9452
Algoma Power Inc. | 2022 | 50781 | 38838 |  | 38.838 | 40.1171 | 41.4384 | 42.8032 | 43.637 | 44.1234 | 44.7314 | 46.0169 | 46.7986 | 47.754 | 49.4564 | 50.3076 | 50.8809 | 51.5063 | 52.2011 | 52.8439 | 53.9904 | 54.7374 | 55.2932 | 55.936 | 56.7524 | 57.4647 | 57.9337 | 58.2116 | 58.6112 | 59.1844 | 59.6187 | 60.2962 | 60.7479 | 50.781 | 52.8139 | 54.9283 | 57.1272 | 58.9756 | 60.4297 | 62.007 | 64.1757 | 65.6051 | 67.3303 | 69.4005 | 71.1256 | 71.3228 | 72.3579 | 73.6148 | 75.1181 | 76.2272 | 77.0404 | 78.6177 | 79.1353 | 80.3675 | 80.7372 | 82.0434 | 82.6595 | 83.5221 | 84.2861 | 85.469 | 86.3809 | 87.4407 | 5.3318 | 5.5452 | 5.7672 | 5.9981 | 6.1921 | 6.3448 | 6.5104 | 6.7381 | 6.8882 | 7.0693 | 7.2867 | 7.4678 | 7.4885 | 7.5972 | 7.7292 | 7.887 | 8.0035 | 8.0889 | 8.2545 | 8.3088 | 8.4382 | 8.477 | 8.6142 | 8.6788 | 8.7694 | 8.8496 | 8.9738 | 9.0696 | 9.1808
Atikokan Hydro Inc. | 2022 | 6403 | 5600 |  | 5.6 | 5.7844 | 5.9749 | 6.1717 | 6.292 | 6.3621 | 6.4498 | 6.6351 | 6.7478 | 6.8856 | 7.1311 | 7.2538 | 7.3364 | 7.4266 | 7.5268 | 7.6195 | 7.7848 | 7.8925 | 7.9727 | 8.0653 | 8.1831 | 8.2858 | 8.3534 | 8.3935 | 8.4511 | 8.5337 | 8.5963 | 8.694 | 8.7592 | 6.403 | 6.6593 | 6.9259 | 7.2032 | 7.4363 | 7.6196 | 7.8185 | 8.0919 | 8.2722 | 8.4897 | 8.7507 | 8.9683 | 8.9931 | 9.1236 | 9.2821 | 9.4717 | 9.6115 | 9.7141 | 9.9129 | 9.9782 | 10.1336 | 10.1802 | 10.3449 | 10.4226 | 10.5313 | 10.6277 | 10.7768 | 10.8918 | 11.0254 | 0.67228 | 0.6992 | 0.72719 | 0.7563 | 0.78077 | 0.80002 | 0.8209 | 0.84961 | 0.86854 | 0.89138 | 0.91878 | 0.94162 | 0.94423 | 0.95794 | 0.97458 | 0.99448 | 1.0092 | 1.0199 | 1.0408 | 1.0477 | 1.064 | 1.0689 | 1.0862 | 1.0943 | 1.1057 | 1.1159 | 1.1315 | 1.1436 | 1.1576
Bluewater Power Distribution Corporation | 2022 | 136453 | 180437 |  | 180.437 | 186.3797 | 192.5182 | 198.8588 | 202.7327 | 204.9925 | 207.8172 | 213.7894 | 217.4211 | 221.8599 | 229.7691 | 233.7237 | 236.387 | 239.2924 | 242.5206 | 245.5067 | 250.8333 | 254.3036 | 256.8862 | 259.8723 | 263.6655 | 266.9744 | 269.1535 | 270.4448 | 272.301 | 274.9643 | 276.9819 | 280.1294 | 282.2278 | 136.453 | 141.9157 | 147.5971 | 153.5059 | 158.4726 | 162.3798 | 166.6181 | 172.4458 | 176.2867 | 180.9224 | 186.4852 | 191.1208 | 191.6506 | 194.432 | 197.8094 | 201.849 | 204.829 | 207.0144 | 211.2527 | 212.6434 | 215.9546 | 216.9479 | 220.4578 | 222.1134 | 224.4312 | 226.4841 | 229.6628 | 232.1131 | 234.9607 | 18.945 | 19.569 | 20.2135 | 20.8792 | 21.2859 | 21.5232 | 21.8198 | 22.4468 | 22.8281 | 23.2942 | 24.1246 | 24.5398 | 24.8195 | 25.1245 | 25.4635 | 25.777 | 26.3363 | 26.7006 | 26.9718 | 27.2853 | 27.6836 | 28.031 | 28.2598 | 28.3954 | 28.5903 | 28.8699 | 29.0817 | 29.4122 | 29.6325
Burlington Hydro Inc. | 2022 | 234950 | 320554 |  | 320.554 | 331.1115 | 342.0167 | 353.2811 | 360.1632 | 364.1778 | 369.196 | 379.8059 | 386.2579 | 394.1436 | 408.1946 | 415.22 | 419.9515 | 425.1131 | 430.8481 | 436.1531 | 445.616 | 451.7812 | 456.3693 | 461.6742 | 468.4129 | 474.2914 | 478.1626 | 480.4566 | 483.7543 | 488.4857 | 492.0702 | 497.6619 | 501.3897 | 234.95 | 244.3559 | 254.1383 | 264.3123 | 272.8643 | 279.5918 | 286.8895 | 296.9238 | 303.5373 | 311.5191 | 321.0973 | 329.0791 | 329.9913 | 334.7804 | 340.5957 | 347.5513 | 352.6825 | 356.4453 | 363.743 | 366.1376 | 371.8389 | 373.5492 | 379.5926 | 382.4433 | 386.4342 | 389.969 | 395.4422 | 399.6612 | 404.5643 | 33.6566 | 34.7651 | 35.9101 | 37.0928 | 37.8154 | 38.2369 | 38.7638 | 39.8778 | 40.5552 | 41.3831 | 42.8584 | 43.5961 | 44.0928 | 44.6348 | 45.2369 | 45.7939 | 46.7875 | 47.4348 | 47.9165 | 48.4735 | 49.1811 | 49.7983 | 50.2047 | 50.4456 | 50.7918 | 51.2886 | 51.6649 | 52.252 | 52.6434
Canadian Niagara Power Inc. | 2022 | 81213 | 101014 |  | 101.014 | 104.3409 | 107.7774 | 111.3271 | 113.4958 | 114.7609 | 116.3422 | 119.6856 | 121.7188 | 124.2038 | 128.6316 | 130.8455 | 132.3365 | 133.963 | 135.7702 | 137.442 | 140.4239 | 142.3667 | 143.8125 | 145.4843 | 147.6078 | 149.4602 | 150.6801 | 151.403 | 152.4422 | 153.9332 | 155.0627 | 156.8248 | 157.9995 | 81.213 | 84.4642 | 87.8456 | 91.3624 | 94.3185 | 96.6439 | 99.1664 | 102.6349 | 104.9209 | 107.6799 | 110.9907 | 113.7497 | 114.0651 | 115.7205 | 117.7306 | 120.1349 | 121.9085 | 123.2092 | 125.7317 | 126.5594 | 128.5301 | 129.1213 | 131.2103 | 132.1956 | 133.5751 | 134.797 | 136.6889 | 138.1472 | 139.842 | 10.606 | 10.9553 | 11.3161 | 11.6888 | 11.9165 | 12.0493 | 12.2154 | 12.5664 | 12.7799 | 13.0408 | 13.5057 | 13.7381 | 13.8947 | 14.0655 | 14.2552 | 14.4307 | 14.7438 | 14.9478 | 15.0996 | 15.2751 | 15.4981 | 15.6926 | 15.8207 | 15.8966 | 16.0057 | 16.1622 | 16.2808 | 16.4658 | 16.5892
Centre Wellington Hydro Ltd. | 2022 | 25096 | 28939 |  | 28.939 | 29.8921 | 30.8766 | 31.8935 | 32.5148 | 32.8773 | 33.3303 | 34.2881 | 34.8706 | 35.5825 | 36.851 | 37.4853 | 37.9124 | 38.3784 | 38.8961 | 39.3751 | 40.2294 | 40.7859 | 41.2001 | 41.6791 | 42.2874 | 42.8181 | 43.1676 | 43.3747 | 43.6724 | 44.0996 | 44.4232 | 44.928 | 45.2645 | 25.096 | 26.1007 | 27.1456 | 28.2323 | 29.1458 | 29.8644 | 30.6439 | 31.7157 | 32.4221 | 33.2747 | 34.2978 | 35.1503 | 35.2478 | 35.7593 | 36.3805 | 37.1234 | 37.6715 | 38.0734 | 38.8529 | 39.1087 | 39.7177 | 39.9004 | 40.5459 | 40.8504 | 41.2767 | 41.6542 | 42.2389 | 42.6895 | 43.2132 | 3.0385 | 3.1385 | 3.2419 | 3.3487 | 3.4139 | 3.452 | 3.4995 | 3.6001 | 3.6612 | 3.736 | 3.8692 | 3.9358 | 3.9806 | 4.0295 | 4.0839 | 4.1342 | 4.2239 | 4.2823 | 4.3258 | 4.3761 | 4.44 | 4.4957 | 4.5324 | 4.5541 | 4.5854 | 4.6302 | 4.6642 | 4.7172 | 4.7525
Chapleau Public Utilities Corporation | 2022 | 5772 | 4169 |  | 4.169 | 4.3063 | 4.4481 | 4.5946 | 4.6841 | 4.7364 | 4.8016 | 4.9396 | 5.0235 | 5.1261 | 5.3088 | 5.4002 | 5.4617 | 5.5289 | 5.6034 | 5.6724 | 5.7955 | 5.8757 | 5.9354 | 6.0044 | 6.092 | 6.1684 | 6.2188 | 6.2486 | 6.2915 | 6.3531 | 6.3997 | 6.4724 | 6.5209 | 5.772 | 6.0031 | 6.2434 | 6.4933 | 6.7034 | 6.8687 | 7.048 | 7.2945 | 7.457 | 7.6531 | 7.8884 | 8.0845 | 8.1069 | 8.2245 | 8.3674 | 8.5383 | 8.6643 | 8.7568 | 8.936 | 8.9949 | 9.1349 | 9.177 | 9.3254 | 9.3955 | 9.4935 | 9.5803 | 9.7148 | 9.8184 | 9.9389 | 0.60603 | 0.63029 | 0.65553 | 0.68177 | 0.70383 | 0.72118 | 0.74 | 0.76589 | 0.78295 | 0.80353 | 0.82824 | 0.84883 | 0.85118 | 0.86353 | 0.87853 | 0.89648 | 0.90971 | 0.91942 | 0.93824 | 0.94442 | 0.95912 | 0.96354 | 0.97912 | 0.98648 | 0.99677 | 1.0059 | 1.02 | 1.0309 | 1.0435
Cooperative Hydro Embrun Inc. | 2022 | 6495 | 7112 |  | 7.112 | 7.3462 | 7.5882 | 7.8381 | 7.9908 | 8.0799 | 8.1912 | 8.4266 | 8.5697 | 8.7447 | 9.0564 | 9.2123 | 9.3173 | 9.4318 | 9.5591 | 9.6767 | 9.8867 | 10.0235 | 10.1253 | 10.243 | 10.3925 | 10.5229 | 10.6088 | 10.6597 | 10.7329 | 10.8378 | 10.9174 | 11.0414 | 11.1241 | 6.495 | 6.755 | 7.0254 | 7.3067 | 7.5431 | 7.7291 | 7.9308 | 8.2082 | 8.391 | 8.6117 | 8.8765 | 9.0971 | 9.1223 | 9.2547 | 9.4155 | 9.6078 | 9.7496 | 9.8536 | 10.0554 | 10.1216 | 10.2792 | 10.3265 | 10.4935 | 10.5723 | 10.6827 | 10.7804 | 10.9317 | 11.0483 | 11.1838 | 0.74672 | 0.77132 | 0.79672 | 0.82296 | 0.83899 | 0.84835 | 0.86004 | 0.88475 | 0.89978 | 0.91815 | 0.95088 | 0.96725 | 0.97827 | 0.99029 | 1.0037 | 1.016 | 1.0381 | 1.0524 | 1.0631 | 1.0755 | 1.0912 | 1.1049 | 1.1139 | 1.1192 | 1.1269 | 1.1379 | 1.1478 | 1.16 | 1.1742
E.L.K. Energy Inc. | 2022 | 53628 | 64385 |  | 64.385 | 66.5055 | 68.6959 | 70.9584 | 72.3407 | 73.1471 | 74.155 | 76.2861 | 77.582 | 79.1659 | 81.9881 | 83.3992 | 84.3495 | 85.3863 | 86.5382 | 87.6037 | 89.5044 | 90.7427 | 91.6642 | 92.7298 | 94.0833 | 95.264 | 96.0415 | 96.5023 | 97.1647 | 98.115 | 98.8349 | 99.9581 | 100.7068 | 53.628 | 55.7749 | 58.0078 | 60.33 | 62.282 | 63.8176 | 65.4833 | 67.7737 | 69.2832 | 71.1051 | 73.2914 | 75.1132 | 75.3214 | 76.4146 | 77.7419 | 79.3296 | 80.5008 | 81.3597 | 83.0254 | 83.5719 | 84.8733 | 85.2637 | 86.6431 | 87.2938 | 88.2047 | 89.0115 | 90.2608 | 91.2238 | 92.3429 | 6.7601 | 6.9828 | 7.2127 | 7.4503 | 7.5954 | 7.6801 | 7.7859 | 8.0097 | 8.1457 | 8.312 | 8.6083 | 8.7565 | 8.8563 | 8.9651 | 9.0861 | 9.198 | 9.3975 | 9.5275 | 9.6243 | 9.7362 | 9.8783 | 10.0022 | 10.0839 | 10.1323 | 10.2018 | 10.3016 | 10.3772 | 10.4951 | 10.5737
ENWIN Utilities Ltd. | 2022 | 333664 | 485601 |  | 485.601 | 501.5944 | 518.1145 | 535.1787 | 545.6043 | 551.6858 | 559.2878 | 575.3606 | 585.1345 | 597.0805 | 618.366 | 629.0087 | 636.1763 | 643.9955 | 652.6835 | 660.7198 | 675.055 | 684.3945 | 691.3449 | 699.3813 | 709.5896 | 718.4948 | 724.3592 | 727.8344 | 732.8299 | 739.9975 | 745.4275 | 753.8983 | 759.5454 | 333.664 | 347.0217 | 360.9142 | 375.3629 | 387.5079 | 397.062 | 407.4258 | 421.676 | 431.0681 | 442.4035 | 456.006 | 467.3413 | 468.6368 | 475.438 | 483.6967 | 493.5746 | 500.8617 | 506.2055 | 516.5693 | 519.9699 | 528.0666 | 530.4956 | 539.0781 | 543.1264 | 548.7941 | 553.8141 | 561.5869 | 567.5784 | 574.5416 | 50.9857 | 52.6649 | 54.3995 | 56.1911 | 57.2858 | 57.9243 | 58.7225 | 60.41 | 61.4362 | 62.6905 | 64.9254 | 66.0428 | 66.7954 | 67.6164 | 68.5286 | 69.3723 | 70.8774 | 71.8581 | 72.5878 | 73.4316 | 74.5034 | 75.4384 | 76.0541 | 76.419 | 76.9435 | 77.6961 | 78.2662 | 79.1556 | 79.7485
EPCOR Electricity Distribution Ontario Inc. | 2022 | 56623 | 55886 |  | 55.886 | 57.7266 | 59.6279 | 61.5917 | 62.7916 | 63.4915 | 64.3663 | 66.2161 | 67.3409 | 68.7158 | 71.1654 | 72.3903 | 73.2151 | 74.115 | 75.1149 | 76.0398 | 77.6895 | 78.7644 | 79.5643 | 80.4892 | 81.664 | 82.6889 | 83.3638 | 83.7637 | 84.3387 | 85.1635 | 85.7885 | 86.7633 | 87.4132 | 56.623 | 58.8898 | 61.2474 | 63.6993 | 65.7603 | 67.3817 | 69.1404 | 71.5587 | 73.1525 | 75.0762 | 77.3845 | 79.3081 | 79.528 | 80.6821 | 82.0836 | 83.7599 | 84.9966 | 85.9034 | 87.6621 | 88.2392 | 89.6132 | 90.0254 | 91.4819 | 92.1689 | 93.1307 | 93.9826 | 95.3017 | 96.3184 | 97.5001 | 5.9451 | 6.1831 | 6.4307 | 6.6881 | 6.9045 | 7.0747 | 7.2594 | 7.5133 | 7.6807 | 7.8826 | 8.125 | 8.327 | 8.35 | 8.4712 | 8.6184 | 8.7944 | 8.9242 | 9.0194 | 9.2041 | 9.2647 | 9.4089 | 9.4522 | 9.6051 | 9.6773 | 9.7783 | 9.8677 | 10.0062 | 10.113 | 10.237
ERTH Power Corporation | 2022 | 128954 | 133488 |  | 133.488 | 137.8845 | 142.4257 | 147.1165 | 149.9824 | 151.6542 | 153.7439 | 158.1622 | 160.849 | 164.1329 | 169.9841 | 172.9097 | 174.88 | 177.0294 | 179.4177 | 181.6268 | 185.5674 | 188.1348 | 190.0454 | 192.2546 | 195.0608 | 197.5087 | 199.1208 | 200.0761 | 201.4493 | 203.4197 | 204.9123 | 207.2409 | 208.7932 | 128.954 | 134.1165 | 139.4856 | 145.0697 | 149.7635 | 153.456 | 157.4614 | 162.9687 | 166.5986 | 170.9795 | 176.2366 | 180.6174 | 181.1181 | 183.7466 | 186.9384 | 190.756 | 193.5723 | 195.6376 | 199.643 | 200.9572 | 204.0864 | 205.0252 | 208.3421 | 209.9067 | 212.0972 | 214.0373 | 217.0413 | 219.3569 | 222.048 | 14.0156 | 14.4772 | 14.954 | 15.4465 | 15.7474 | 16.1121 | 16.5327 | 17.1109 | 17.492 | 17.952 | 18.504 | 18.9639 | 19.0165 | 19.2925 | 19.6276 | 20.0284 | 20.3241 | 20.541 | 20.9615 | 21.0995 | 21.4281 | 21.5266 | 21.8749 | 22.0392 | 22.2692 | 22.4729 | 22.7883 | 23.0314 | 23.314
Elexicon Energy Inc. | 2022 | 586677 | 707403 |  | 707.403 | 730.7015 | 754.7673 | 779.6257 | 794.8132 | 803.6726 | 814.7468 | 838.1609 | 852.3992 | 869.8016 | 900.8094 | 916.3133 | 926.7548 | 938.1454 | 950.8017 | 962.5087 | 983.3915 | 996.997 | 1007.122 | 1018.8291 | 1033.7002 | 1046.6728 | 1055.2158 | 1060.2783 | 1067.5557 | 1077.9971 | 1085.9072 | 1098.2471 | 1106.4737 | 586.677 | 610.1637 | 634.5907 | 659.9956 | 681.35 | 698.1489 | 716.3714 | 741.4273 | 757.9414 | 777.8722 | 801.7893 | 821.7201 | 823.9979 | 835.9564 | 850.4774 | 867.8458 | 880.6584 | 890.0544 | 908.2769 | 914.2561 | 928.4925 | 932.7633 | 947.8538 | 954.972 | 964.9374 | 973.7639 | 987.4308 | 997.9657 | 1010.2089 | 74.2738 | 76.7201 | 79.2469 | 81.8569 | 83.4515 | 84.3817 | 85.5444 | 88.0028 | 89.4977 | 91.3249 | 94.5806 | 96.2084 | 97.3047 | 98.5006 | 99.8295 | 101.0587 | 103.2513 | 104.6798 | 105.7429 | 106.972 | 108.5334 | 109.8955 | 110.7925 | 111.324 | 112.0881 | 113.1844 | 114.0149 | 115.3105 | 116.1743
Enova Power Corp. | 2022 | 529177 | 659252 |  | 659.252 | 680.9646 | 703.3923 | 726.5587 | 740.7125 | 748.9688 | 759.2892 | 781.1096 | 794.3787 | 810.5965 | 839.4938 | 853.9424 | 863.6731 | 874.2884 | 886.0832 | 896.9933 | 916.4547 | 929.1341 | 938.57 | 949.4801 | 963.339 | 975.4287 | 983.3901 | 988.108 | 994.8901 | 1004.6207 | 1011.9925 | 1023.4924 | 1031.159 | 529.177 | 550.3618 | 572.3947 | 595.3096 | 614.5712 | 629.7236 | 646.1601 | 668.7603 | 683.6558 | 701.6333 | 723.2062 | 741.1836 | 743.2382 | 754.0246 | 767.1225 | 782.7885 | 794.3454 | 802.8205 | 819.257 | 824.6502 | 837.4912 | 841.3436 | 854.955 | 861.3755 | 870.3643 | 878.3257 | 890.6531 | 900.1554 | 911.1987 | 69.2182 | 71.4979 | 73.8527 | 76.2851 | 77.7712 | 78.638 | 79.7216 | 82.0127 | 83.4059 | 85.1086 | 88.1427 | 89.6597 | 90.6814 | 91.796 | 93.0344 | 94.1799 | 96.2232 | 97.5545 | 98.5452 | 99.6907 | 101.1459 | 102.4152 | 103.2511 | 103.7465 | 104.4586 | 105.4802 | 106.2542 | 107.4617 | 108.2666
Entegrus Powerlines Inc. | 2022 | 190731 | 257571 |  | 257.571 | 266.0542 | 274.8167 | 283.8679 | 289.3978 | 292.6235 | 296.6557 | 305.181 | 310.3653 | 316.7016 | 327.9918 | 333.6369 | 337.4387 | 341.5861 | 346.1944 | 350.457 | 358.0606 | 363.0145 | 366.7011 | 370.9637 | 376.3784 | 381.1018 | 384.2124 | 386.0557 | 388.7054 | 392.5072 | 395.3874 | 399.8804 | 402.8758 | 190.731 | 198.3666 | 206.3079 | 214.5672 | 221.5096 | 226.9709 | 232.8951 | 241.0409 | 246.4097 | 252.8893 | 260.6648 | 267.1444 | 267.885 | 271.7727 | 276.4936 | 282.1401 | 286.3055 | 289.3602 | 295.2844 | 297.2283 | 301.8565 | 303.245 | 308.151 | 310.4652 | 313.705 | 316.5745 | 321.0176 | 324.4426 | 328.4229 | 27.0437 | 27.9344 | 28.8544 | 29.8047 | 30.3853 | 30.724 | 31.1474 | 32.0425 | 32.5868 | 33.2521 | 34.4375 | 35.0302 | 35.4294 | 35.8649 | 36.3487 | 36.7963 | 37.5946 | 38.1147 | 38.5018 | 38.9494 | 39.5179 | 40.0138 | 40.3404 | 40.5339 | 40.8122 | 41.2113 | 41.5137 | 41.9855 | 42.3
Essex Powerlines Corporation | 2022 | 83064 | 135570 |  | 135.57 | 140.035 | 144.6471 | 149.4111 | 152.3217 | 154.0196 | 156.1419 | 160.6291 | 163.3577 | 166.6928 | 172.6353 | 175.6065 | 177.6076 | 179.7905 | 182.216 | 184.4596 | 188.4617 | 191.0691 | 193.0095 | 195.2531 | 198.1031 | 200.5892 | 202.2265 | 203.1967 | 204.5913 | 206.5924 | 208.1083 | 210.4732 | 212.0498 | 83.064 | 86.3893 | 89.8478 | 93.4447 | 96.4682 | 98.8466 | 101.4266 | 104.9741 | 107.3123 | 110.1342 | 113.5204 | 116.3423 | 116.6648 | 118.3579 | 120.4139 | 122.873 | 124.687 | 126.0173 | 128.5974 | 129.4439 | 131.4596 | 132.0642 | 134.2008 | 135.2086 | 136.6196 | 137.8693 | 139.8043 | 141.2958 | 143.0293 | 14.2342 | 14.703 | 15.1872 | 15.6874 | 15.993 | 16.1713 | 16.3941 | 16.8653 | 17.1518 | 17.5019 | 18.1259 | 18.4378 | 18.6479 | 18.8771 | 19.1318 | 19.3674 | 19.7876 | 20.0613 | 20.2651 | 20.5006 | 20.7999 | 21.0609 | 21.2328 | 21.3346 | 21.4811 | 21.6912 | 21.8503 | 22.0986 | 22.2642
Festival Hydro Inc. | 2022 | 93411 | 108662 |  | 108.662 | 112.2408 | 115.9375 | 119.7559 | 122.0888 | 123.4497 | 125.1508 | 128.7473 | 130.9344 | 133.6075 | 138.3706 | 140.7521 | 142.3559 | 144.1056 | 146.0497 | 147.848 | 151.0557 | 153.1456 | 154.7009 | 156.4992 | 158.7835 | 160.7762 | 162.0885 | 162.8661 | 163.9839 | 165.5878 | 166.8029 | 168.6984 | 169.962 | 93.411 | 97.1506 | 101.0398 | 105.0848 | 108.4849 | 111.1596 | 114.061 | 118.0504 | 120.6798 | 123.8532 | 127.6613 | 130.8347 | 131.1974 | 133.1014 | 135.4134 | 138.1788 | 140.2189 | 141.7149 | 144.6163 | 145.5683 | 147.835 | 148.515 | 150.9178 | 152.0511 | 153.6378 | 155.0432 | 157.2192 | 158.8966 | 160.846 | 11.409 | 11.7847 | 12.1729 | 12.5738 | 12.8187 | 12.9616 | 13.1402 | 13.5178 | 13.7475 | 14.0281 | 14.5282 | 14.7783 | 14.9467 | 15.1304 | 15.3345 | 15.5233 | 15.8601 | 16.0795 | 16.2428 | 16.4316 | 16.6715 | 16.8807 | 17.0185 | 17.1001 | 17.2175 | 17.3859 | 17.5135 | 17.7125 | 17.8452
Fort Frances Power Corporation | 2022 | 15248 | 13246 |  | 13.246 | 13.6823 | 14.1329 | 14.5984 | 14.8827 | 15.0486 | 15.256 | 15.6944 | 15.961 | 16.2869 | 16.8675 | 17.1578 | 17.3533 | 17.5666 | 17.8036 | 18.0228 | 18.4138 | 18.6686 | 18.8582 | 19.0774 | 19.3559 | 19.5988 | 19.7587 | 19.8535 | 19.9898 | 20.1853 | 20.3334 | 20.5645 | 20.7185 | 15.248 | 15.8584 | 16.4933 | 17.1536 | 17.7086 | 18.1452 | 18.6188 | 19.27 | 19.6992 | 20.2173 | 20.8389 | 21.3569 | 21.4161 | 21.7269 | 22.1043 | 22.5557 | 22.8887 | 23.1329 | 23.6065 | 23.7619 | 24.1319 | 24.2429 | 24.6351 | 24.8202 | 25.0792 | 25.3086 | 25.6638 | 25.9376 | 26.2558 | 1.601 | 1.6651 | 1.7317 | 1.801 | 1.8593 | 1.9052 | 1.9549 | 2.0233 | 2.0683 | 2.1227 | 2.188 | 2.2424 | 2.2486 | 2.2812 | 2.3208 | 2.3682 | 2.4032 | 2.4288 | 2.4786 | 2.4949 | 2.5337 | 2.5454 | 2.5866 | 2.606 | 2.6332 | 2.6573 | 2.6946 | 2.7233 | 2.7567
GrandBridge Energy Inc. | 2022 | 404366 | 537429 |  | 537.429 | 555.1293 | 573.4126 | 592.2981 | 603.8364 | 610.5671 | 618.9804 | 636.7686 | 647.5857 | 660.8066 | 684.3639 | 696.1426 | 704.0752 | 712.7289 | 722.3441 | 731.2382 | 747.1033 | 757.4397 | 765.1319 | 774.026 | 785.3238 | 795.1795 | 801.6697 | 805.5158 | 811.0446 | 818.9771 | 824.9867 | 834.3615 | 840.6114 | 404.366 | 420.5542 | 437.3904 | 454.9007 | 469.6192 | 481.1978 | 493.7576 | 511.0273 | 522.4097 | 536.147 | 552.6317 | 566.369 | 567.939 | 576.1814 | 586.19 | 598.161 | 606.9921 | 613.4683 | 626.0281 | 630.1493 | 639.9616 | 642.9054 | 653.3064 | 658.2126 | 665.0813 | 671.1649 | 680.5848 | 687.8459 | 696.2846 | 56.4274 | 58.2858 | 60.2055 | 62.1884 | 63.3998 | 64.1065 | 64.9899 | 66.8576 | 67.9933 | 69.3814 | 71.8548 | 73.0915 | 73.9244 | 74.833 | 75.8426 | 76.7764 | 78.4422 | 79.5274 | 80.3351 | 81.2689 | 82.4551 | 83.4899 | 84.1714 | 84.5752 | 85.1557 | 85.9886 | 86.6195 | 87.6039 | 88.2601
Greater Sudbury Hydro Inc. | 2022 | 167165 | 139475 |  | 139.475 | 144.0686 | 148.8136 | 153.7148 | 156.7092 | 158.456 | 160.6394 | 165.2559 | 168.0632 | 171.4943 | 177.6079 | 180.6648 | 182.7235 | 184.9693 | 187.4647 | 189.7729 | 193.8902 | 196.5728 | 198.5691 | 200.8773 | 203.8093 | 206.3671 | 208.0515 | 209.0496 | 210.4844 | 212.5431 | 214.1027 | 216.5357 | 218.1577 | 167.165 | 173.8572 | 180.8173 | 188.056 | 194.1407 | 198.9273 | 204.1195 | 211.2588 | 215.9643 | 221.6433 | 228.4581 | 234.1371 | 234.7861 | 238.1935 | 242.3311 | 247.2799 | 250.9307 | 253.6079 | 258.8002 | 260.5039 | 264.5603 | 265.7772 | 270.077 | 272.1053 | 274.9448 | 277.4597 | 281.3539 | 284.3557 | 287.8442 | 17.5515 | 18.2541 | 18.9849 | 19.745 | 20.3838 | 20.8864 | 21.4315 | 22.1811 | 22.6752 | 23.2715 | 23.987 | 24.5832 | 24.6514 | 25.0091 | 25.4436 | 25.9632 | 26.3465 | 26.6276 | 27.1727 | 27.3516 | 27.7775 | 27.9053 | 28.3568 | 28.5697 | 28.8678 | 29.1319 | 29.5408 | 29.8559 | 30.2222
Grimsby Power Incorporated | 2022 | 47163 | 61314 |  | 61.314 | 63.3334 | 65.4193 | 67.5739 | 68.8903 | 69.6581 | 70.618 | 72.6474 | 73.8815 | 75.3899 | 78.0775 | 79.4213 | 80.3263 | 81.3135 | 82.4105 | 83.4252 | 85.2352 | 86.4145 | 87.2921 | 88.3068 | 89.5957 | 90.7201 | 91.4606 | 91.8994 | 92.5302 | 93.4352 | 94.1208 | 95.1903 | 95.9034 | 47.163 | 49.0511 | 51.0148 | 53.0571 | 54.7738 | 56.1242 | 57.5891 | 59.6034 | 60.931 | 62.5332 | 64.4559 | 66.0581 | 66.2412 | 67.2026 | 68.3699 | 69.7662 | 70.7962 | 71.5515 | 73.0164 | 73.4971 | 74.6416 | 74.9849 | 76.198 | 76.7703 | 77.5714 | 78.2809 | 79.3796 | 80.2265 | 81.2108 | 6.4377 | 6.6497 | 6.8687 | 7.0949 | 7.2331 | 7.3138 | 7.4145 | 7.6276 | 7.7572 | 7.9156 | 8.1977 | 8.3388 | 8.4339 | 8.5375 | 8.6527 | 8.7592 | 8.9493 | 9.0731 | 9.1652 | 9.2718 | 9.4071 | 9.5252 | 9.6029 | 9.649 | 9.7152 | 9.8102 | 9.8822 | 9.9945 | 10.0694
Halton Hills Hydro Inc. | 2022 | 81597 | 109964 |  | 109.964 | 113.5857 | 117.3267 | 121.1908 | 123.5517 | 124.9289 | 126.6503 | 130.29 | 132.5033 | 135.2084 | 140.0285 | 142.4386 | 144.0617 | 145.8323 | 147.7997 | 149.6195 | 152.8657 | 154.9807 | 156.5546 | 158.3744 | 160.6861 | 162.7026 | 164.0306 | 164.8176 | 165.9488 | 167.5719 | 168.8015 | 170.7197 | 171.9985 | 81.597 | 84.8636 | 88.261 | 91.7944 | 94.7644 | 97.1009 | 99.6353 | 103.1202 | 105.417 | 108.1891 | 111.5155 | 114.2876 | 114.6044 | 116.2676 | 118.2872 | 120.7029 | 122.4849 | 123.7917 | 126.3262 | 127.1578 | 129.1378 | 129.7318 | 131.8307 | 132.8207 | 134.2067 | 135.4343 | 137.3352 | 138.8004 | 140.5032 | 11.5457 | 11.9259 | 12.3187 | 12.7244 | 12.9723 | 13.1169 | 13.2977 | 13.6798 | 13.9122 | 14.1962 | 14.7023 | 14.9554 | 15.1258 | 15.3117 | 15.5182 | 15.7093 | 16.0501 | 16.2722 | 16.4375 | 16.6285 | 16.8712 | 17.083 | 17.2224 | 17.305 | 17.4238 | 17.5942 | 17.7233 | 17.9247 | 18.059
Hearst Power Distribution Company Limited | 2022 | 15372 | 14085 |  | 14.085 | 14.5489 | 15.0281 | 15.523 | 15.8254 | 16.0018 | 16.2223 | 16.6885 | 16.972 | 17.3185 | 17.9359 | 18.2446 | 18.4525 | 18.6793 | 18.9313 | 19.1644 | 19.5802 | 19.8511 | 20.0527 | 20.2858 | 20.5819 | 20.8402 | 21.0103 | 21.111 | 21.2559 | 21.4638 | 21.6213 | 21.867 | 22.0308 | 15.372 | 15.9874 | 16.6274 | 17.2931 | 17.8526 | 18.2928 | 18.7702 | 19.4267 | 19.8594 | 20.3817 | 21.0083 | 21.5306 | 21.5902 | 21.9036 | 22.284 | 22.7391 | 23.0748 | 23.321 | 23.7985 | 23.9552 | 24.3282 | 24.4401 | 24.8355 | 25.022 | 25.2831 | 25.5144 | 25.8725 | 26.1485 | 26.4693 | 1.614 | 1.6786 | 1.7458 | 1.8157 | 1.8744 | 1.9207 | 1.9708 | 2.0397 | 2.0851 | 2.14 | 2.2058 | 2.2606 | 2.2669 | 2.2998 | 2.3397 | 2.3875 | 2.4227 | 2.4486 | 2.4987 | 2.5152 | 2.5543 | 2.5661 | 2.6076 | 2.6272 | 2.6546 | 2.6789 | 2.7165 | 2.7455 | 2.7791
Hydro 2000 Inc. | 2022 | 5092 | 3439 |  | 3.439 | 3.5523 | 3.6693 | 3.7901 | 3.8639 | 3.907 | 3.9608 | 4.0747 | 4.1439 | 4.2285 | 4.3792 | 4.4546 | 4.5054 | 4.5607 | 4.6223 | 4.6792 | 4.7807 | 4.8468 | 4.8961 | 4.953 | 5.0253 | 5.0883 | 5.1299 | 5.1545 | 5.1899 | 5.2406 | 5.2791 | 5.3391 | 5.3791 | 5.092 | 5.2959 | 5.5079 | 5.7284 | 5.9137 | 6.0595 | 6.2177 | 6.4351 | 6.5785 | 6.7515 | 6.959 | 7.132 | 7.1518 | 7.2556 | 7.3816 | 7.5324 | 7.6436 | 7.7251 | 7.8833 | 7.9352 | 8.0588 | 8.0958 | 8.2268 | 8.2886 | 8.3751 | 8.4517 | 8.5703 | 8.6617 | 8.768 | 0.53463 | 0.55604 | 0.5783 | 0.60145 | 0.62091 | 0.63622 | 0.65282 | 0.67566 | 0.69071 | 0.70887 | 0.73067 | 0.74883 | 0.7509 | 0.7618 | 0.77503 | 0.79086 | 0.80254 | 0.8111 | 0.82771 | 0.83316 | 0.84613 | 0.85002 | 0.86377 | 0.87026 | 0.87934 | 0.88738 | 0.89984 | 0.90944 | 0.9206
Hydro Hawkesbury Inc. | 2022 | 30892 | 24927 |  | 24.927 | 25.748 | 26.596 | 27.4719 | 28.0071 | 28.3193 | 28.7095 | 29.5346 | 30.0363 | 30.6495 | 31.7421 | 32.2884 | 32.6564 | 33.0577 | 33.5037 | 33.9162 | 34.6521 | 35.1315 | 35.4883 | 35.9008 | 36.4248 | 36.882 | 37.183 | 37.3614 | 37.6178 | 37.9857 | 38.2645 | 38.6993 | 38.9892 | 30.892 | 32.1287 | 33.4149 | 34.7527 | 35.8771 | 36.7617 | 37.7212 | 39.0405 | 39.9101 | 40.9596 | 42.2189 | 43.2684 | 43.3883 | 44.018 | 44.7826 | 45.6972 | 46.3719 | 46.8666 | 47.8261 | 48.141 | 48.8906 | 49.1155 | 49.9101 | 50.2849 | 50.8096 | 51.2744 | 51.994 | 52.5488 | 53.1934 | 3.2435 | 3.3734 | 3.5084 | 3.6489 | 3.7669 | 3.8598 | 3.9605 | 4.0991 | 4.1904 | 4.3006 | 4.4328 | 4.543 | 4.5556 | 4.6217 | 4.702 | 4.798 | 4.8688 | 4.9208 | 5.0215 | 5.0546 | 5.1333 | 5.1569 | 5.2403 | 5.2797 | 5.3348 | 5.3836 | 5.4591 | 5.5174 | 5.5851
Hydro One Networks Inc. | 2022 | 6991352 | 6387332 |  | 6387.332 | 6597.7002 | 6814.9969 | 7039.4503 | 7176.5825 | 7256.5762 | 7356.5684 | 7567.9805 | 7696.5419 | 7853.6724 | 8133.6506 | 8273.6396 | 8367.918 | 8470.7671 | 8585.0439 | 8690.7499 | 8879.3066 | 9002.1542 | 9093.5756 | 9199.2817 | 9333.5569 | 9450.6906 | 9527.8274 | 9573.5381 | 9639.2473 | 9733.5256 | 9804.9486 | 9916.3685 | 9990.6484 | 6991.352 | 7271.2401 | 7562.3331 | 7865.0795 | 8119.5579 | 8319.7476 | 8536.9025 | 8835.4905 | 9032.2872 | 9269.8004 | 9554.8162 | 9792.3294 | 9819.4737 | 9961.9817 | 10135.027 | 10342.0027 | 10494.6898 | 10606.6603 | 10823.8152 | 10895.0692 | 11064.7214 | 11115.6171 | 11295.4485 | 11380.2747 | 11499.0313 | 11604.2157 | 11767.0819 | 11892.6246 | 12038.5255 | 734.0576 | 763.4444 | 794.0078 | 825.7946 | 852.5136 | 873.5326 | 896.3328 | 927.683 | 948.3457 | 973.2834 | 1003.2087 | 1028.1464 | 1030.9964 | 1045.959 | 1064.128 | 1085.8594 | 1101.8908 | 1113.6471 | 1136.4473 | 1143.9286 | 1161.7413 | 1167.0851 | 1185.9665 | 1194.8728 | 1207.3417 | 1218.3855 | 1235.4857 | 1248.667 | 1263.9859
Hydro Ottawa Limited | 2022 | 1229399 | 1349251 |  | 1349.251 | 1393.6889 | 1439.5903 | 1487.0036 | 1515.9712 | 1532.8689 | 1553.9911 | 1598.6495 | 1625.8066 | 1658.9987 | 1718.1409 | 1747.712 | 1767.6272 | 1789.3529 | 1813.4926 | 1835.8218 | 1875.6522 | 1901.6023 | 1920.9141 | 1943.2433 | 1971.6074 | 1996.3505 | 2012.6448 | 2022.3007 | 2036.181 | 2056.0962 | 2071.1835 | 2094.7197 | 2110.4105 | 1229.399 | 1278.6161 | 1329.8036 | 1383.0402 | 1427.7891 | 1462.9916 | 1501.1774 | 1553.6828 | 1588.2886 | 1630.0543 | 1680.1731 | 1721.9388 | 1726.712 | 1751.7714 | 1782.2006 | 1818.5964 | 1845.4458 | 1865.1353 | 1903.3211 | 1915.8508 | 1945.6834 | 1954.6332 | 1986.2558 | 2001.1721 | 2022.0549 | 2040.5511 | 2069.1904 | 2091.2666 | 2116.9226 | 141.6647 | 146.3305 | 151.1499 | 156.1281 | 159.1695 | 160.9437 | 163.1614 | 167.8503 | 170.7017 | 174.1867 | 180.3963 | 183.5012 | 185.5922 | 187.8732 | 190.4078 | 192.7522 | 196.9343 | 199.6589 | 201.6865 | 204.031 | 207.0091 | 209.607 | 211.3178 | 212.3316 | 213.789 | 215.88 | 217.4641 | 219.9353 | 222.2665
InnPower Corporation | 2022 | 57733 | 65636 |  | 65.636 | 67.7977 | 70.0307 | 72.3371 | 73.7463 | 74.5683 | 75.5958 | 77.7683 | 79.0894 | 80.7041 | 83.5811 | 85.0196 | 85.9884 | 87.0453 | 88.2196 | 89.3058 | 91.2434 | 92.5058 | 93.4453 | 94.5315 | 95.9113 | 97.115 | 97.9076 | 98.3773 | 99.0526 | 100.0214 | 100.7553 | 101.9003 | 102.6636 | 57.733 | 60.0443 | 62.448 | 64.948 | 67.0495 | 68.7026 | 70.4958 | 72.9615 | 74.5866 | 76.5479 | 78.9015 | 80.8628 | 81.087 | 82.2638 | 83.6928 | 85.4019 | 86.6628 | 87.5874 | 89.3806 | 89.969 | 91.37 | 91.7902 | 93.2753 | 93.9757 | 94.9564 | 95.825 | 97.1699 | 98.2066 | 99.4114 | 6.8915 | 7.1184 | 7.3529 | 7.595 | 7.743 | 7.8293 | 7.9372 | 8.1653 | 8.304 | 8.4735 | 8.7756 | 8.9266 | 9.0284 | 9.1393 | 9.2626 | 9.3767 | 9.5801 | 9.7127 | 9.8113 | 9.9253 | 10.0702 | 10.1966 | 10.2798 | 10.3291 | 10.4 | 10.5018 | 10.5788 | 10.699 | 10.7792
Kingston Hydro Corporation | 2022 | 118722 | 119607 |  | 119.607 | 123.5463 | 127.6153 | 131.8183 | 134.3862 | 135.8842 | 137.7566 | 141.7154 | 144.1228 | 147.0652 | 152.308 | 154.9294 | 156.6948 | 158.6207 | 160.7606 | 162.74 | 166.2709 | 168.5713 | 170.2832 | 172.2626 | 174.777 | 176.9704 | 178.4148 | 179.2708 | 180.5013 | 182.2667 | 183.6041 | 185.6905 | 187.0815 | 118.722 | 123.4749 | 128.418 | 133.559 | 137.8804 | 141.2798 | 144.9674 | 150.0378 | 153.3797 | 157.4129 | 162.2529 | 166.2861 | 166.7471 | 169.167 | 172.1056 | 175.6203 | 178.2131 | 180.1145 | 183.8021 | 185.0121 | 187.893 | 188.7572 | 191.811 | 193.2515 | 195.2681 | 197.0543 | 199.8199 | 201.9518 | 204.4294 | 12.5581 | 12.9718 | 13.4833 | 14.023 | 14.4768 | 14.8337 | 15.2209 | 15.7532 | 16.1041 | 16.5276 | 17.0358 | 17.4592 | 17.5076 | 17.7617 | 18.0702 | 18.4393 | 18.7115 | 18.9111 | 19.2983 | 19.4254 | 19.7278 | 19.8186 | 20.1392 | 20.2905 | 20.5022 | 20.6897 | 20.9801 | 21.2039 | 21.4641
Lakefront Utilities Inc. | 2022 | 43280 | 45232 |  | 45.232 | 46.7217 | 48.2605 | 49.85 | 50.8211 | 51.3876 | 52.0957 | 53.5928 | 54.5032 | 55.6159 | 57.5986 | 58.5899 | 59.2576 | 59.9859 | 60.7951 | 61.5437 | 62.879 | 63.7489 | 64.3963 | 65.1449 | 66.0957 | 66.9252 | 67.4715 | 67.7952 | 68.2605 | 68.9281 | 69.4339 | 70.2229 | 70.7489 | 43.28 | 45.0126 | 46.8147 | 48.6888 | 50.2642 | 51.5034 | 52.8477 | 54.6961 | 55.9144 | 57.3847 | 59.1491 | 60.6195 | 60.7875 | 61.6697 | 62.7409 | 64.0222 | 64.9674 | 65.6606 | 67.0049 | 67.446 | 68.4962 | 68.8113 | 69.9245 | 70.4496 | 71.1848 | 71.836 | 72.8442 | 73.6214 | 74.5246 | 4.7491 | 4.9056 | 5.0671 | 5.234 | 5.336 | 5.4076 | 5.5488 | 5.7428 | 5.8707 | 6.0251 | 6.2104 | 6.3647 | 6.3824 | 6.475 | 6.5875 | 6.722 | 6.8213 | 6.894 | 7.0352 | 7.0815 | 7.1918 | 7.2248 | 7.3417 | 7.3969 | 7.4741 | 7.5424 | 7.6483 | 7.7299 | 7.8247
Lakeland Power Distribution Ltd. | 2022 | 57926 | 48219 |  | 48.219 | 49.8071 | 51.4475 | 53.1419 | 54.1772 | 54.7811 | 55.5359 | 57.1319 | 58.1024 | 59.2886 | 61.4022 | 62.459 | 63.1708 | 63.9472 | 64.8099 | 65.6079 | 67.0313 | 67.9587 | 68.6489 | 69.4469 | 70.4605 | 71.3448 | 71.9271 | 72.2722 | 72.7682 | 73.48 | 74.0191 | 74.8603 | 75.421 | 57.926 | 60.245 | 62.6568 | 65.1652 | 67.2736 | 68.9323 | 70.7315 | 73.2054 | 74.8359 | 76.8038 | 79.1653 | 81.1332 | 81.3581 | 82.5388 | 83.9725 | 85.6874 | 86.9525 | 87.8802 | 89.6794 | 90.2698 | 91.6754 | 92.0971 | 93.5871 | 94.2899 | 95.2738 | 96.1453 | 97.4947 | 98.5349 | 99.7437 | 6.0819 | 6.3254 | 6.5787 | 6.842 | 7.0634 | 7.2375 | 7.4265 | 7.6862 | 7.8574 | 8.064 | 8.312 | 8.5186 | 8.5422 | 8.6662 | 8.8167 | 8.9968 | 9.1296 | 9.227 | 9.4159 | 9.4779 | 9.6255 | 9.6697 | 9.8262 | 9.9 | 10.0033 | 10.0948 | 10.2365 | 10.3457 | 10.4726
London Hydro Inc. | 2022 | 486838 | 685662 |  | 685.662 | 708.2444 | 731.5706 | 755.6651 | 770.3858 | 778.9729 | 789.7068 | 812.4013 | 826.202 | 843.0695 | 873.1244 | 888.1518 | 898.2723 | 909.3129 | 921.5801 | 932.9274 | 953.1684 | 966.3558 | 976.1696 | 987.5168 | 1001.9309 | 1014.5049 | 1022.7853 | 1027.6922 | 1034.7459 | 1044.8664 | 1052.5335 | 1064.4941 | 1072.4678 | 486.838 | 506.3278 | 526.5979 | 547.6794 | 565.3998 | 579.3399 | 594.4614 | 615.2533 | 628.9571 | 645.4962 | 665.3431 | 681.8821 | 683.7723 | 693.6958 | 705.7456 | 720.1583 | 730.7905 | 738.5875 | 753.7089 | 758.6707 | 770.4843 | 774.0284 | 786.5508 | 792.4576 | 800.7272 | 808.0516 | 819.3927 | 828.1348 | 838.2945 | 71.9911 | 74.3622 | 76.8113 | 79.3411 | 80.8867 | 81.7883 | 82.9153 | 85.2981 | 86.7471 | 88.5181 | 91.6738 | 93.2516 | 94.3142 | 95.4734 | 96.7614 | 97.9528 | 100.078 | 101.4626 | 102.493 | 103.6844 | 105.1978 | 106.518 | 107.3874 | 107.9026 | 108.6432 | 109.7058 | 110.5108 | 111.7666 | 112.6038
Milton Hydro Distribution Inc. | 2022 | 146759 | 194627 |  | 194.627 | 201.0371 | 207.6583 | 214.4976 | 218.6761 | 221.1136 | 224.1604 | 230.6023 | 234.5196 | 239.3075 | 247.8387 | 252.1043 | 254.977 | 258.1109 | 261.593 | 264.8139 | 270.5594 | 274.3027 | 277.0884 | 280.3093 | 284.4008 | 287.9699 | 290.3204 | 291.7132 | 293.7154 | 296.5881 | 298.7645 | 302.1595 | 304.4229 | 146.759 | 152.6343 | 158.7448 | 165.0999 | 170.4417 | 174.644 | 179.2024 | 185.4702 | 189.6013 | 194.5871 | 200.57 | 205.5557 | 206.1255 | 209.117 | 212.7495 | 217.0942 | 220.2993 | 222.6498 | 227.2082 | 228.7039 | 232.2652 | 233.3335 | 237.1085 | 238.8891 | 241.382 | 243.59 | 247.0088 | 249.6441 | 252.7068 | 20.4349 | 21.1079 | 21.8031 | 22.5212 | 22.9599 | 23.2158 | 23.5357 | 24.2121 | 24.6234 | 25.1261 | 26.0218 | 26.4697 | 26.7713 | 27.1004 | 27.466 | 27.8042 | 28.4074 | 28.8004 | 29.0929 | 29.4311 | 29.8607 | 30.2354 | 30.4822 | 30.6284 | 30.8387 | 31.1403 | 31.3688 | 31.7253 | 31.9629
Newmarket-Tay Power Distribution Ltd. | 2022 | 141297 | 178189 |  | 178.189 | 184.0577 | 190.1197 | 196.3813 | 200.2069 | 202.4385 | 205.228 | 211.1258 | 214.7124 | 219.0959 | 226.9065 | 230.8118 | 233.4419 | 236.3111 | 239.4991 | 242.448 | 247.7082 | 251.1353 | 253.6858 | 256.6347 | 260.3806 | 263.6483 | 265.8002 | 267.0754 | 268.9085 | 271.5386 | 273.5311 | 276.6394 | 278.7116 | 141.297 | 146.9536 | 152.8367 | 158.9553 | 164.0983 | 168.1442 | 172.533 | 178.5675 | 182.5448 | 187.345 | 193.1053 | 197.9055 | 198.4541 | 201.3342 | 204.8315 | 209.0145 | 212.1003 | 214.3633 | 218.7521 | 220.1921 | 223.6208 | 224.6494 | 228.2839 | 229.9982 | 232.3983 | 234.5241 | 237.8157 | 240.353 | 243.3017 | 18.709 | 19.3252 | 19.9616 | 20.6191 | 21.0207 | 21.255 | 21.5479 | 22.1672 | 22.5437 | 23.004 | 23.8241 | 24.2341 | 24.5103 | 24.8115 | 25.1462 | 25.4558 | 26.0081 | 26.368 | 26.6358 | 26.9454 | 27.3387 | 27.6818 | 27.9077 | 28.0416 | 28.2341 | 28.5102 | 28.7194 | 29.0458 | 29.2633
Niagara Peninsula Energy Inc. | 2022 | 195026 | 255436 |  | 255.436 | 263.8488 | 272.5388 | 281.5149 | 286.9989 | 290.198 | 294.1968 | 302.6514 | 307.7927 | 314.0765 | 325.2731 | 330.8714 | 334.6417 | 338.7547 | 343.3248 | 347.5521 | 355.0926 | 360.0054 | 363.6615 | 367.8888 | 373.2586 | 377.9429 | 381.0277 | 382.8557 | 385.4834 | 389.2537 | 392.11 | 396.5658 | 399.5363 | 195.026 | 202.8336 | 210.9537 | 219.3989 | 226.4977 | 232.082 | 238.1396 | 246.4688 | 251.9585 | 258.584 | 266.5347 | 273.1602 | 273.9174 | 277.8927 | 282.7198 | 288.4935 | 292.7527 | 295.8762 | 301.9338 | 303.9214 | 308.6539 | 310.0737 | 315.0901 | 317.4564 | 320.7692 | 323.7033 | 328.2465 | 331.7486 | 335.8185 | 26.8195 | 27.7028 | 28.6152 | 29.5577 | 30.1335 | 30.4694 | 30.8892 | 31.7769 | 32.3167 | 32.9765 | 34.1521 | 34.7399 | 35.1357 | 35.5676 | 36.0474 | 36.4913 | 37.283 | 37.7988 | 38.1827 | 38.6265 | 39.1903 | 39.6821 | 40.006 | 40.198 | 40.4739 | 40.8697 | 41.1696 | 41.6375 | 41.9493
Niagara-on-the-Lake Hydro Inc. | 2022 | 35043 | 48517 |  | 48.517 | 50.1149 | 51.7655 | 53.4704 | 54.512 | 55.1196 | 55.8791 | 57.485 | 58.4615 | 59.6551 | 61.7817 | 62.845 | 63.5612 | 64.3424 | 65.2104 | 66.0133 | 67.4456 | 68.3787 | 69.0731 | 69.8761 | 70.896 | 71.7857 | 72.3716 | 72.7188 | 73.218 | 73.9341 | 74.4766 | 75.3229 | 75.8871 | 35.043 | 36.4459 | 37.9049 | 39.4224 | 40.6979 | 41.7014 | 42.7898 | 44.2864 | 45.2729 | 46.4633 | 47.8919 | 49.0824 | 49.2185 | 49.9328 | 50.8002 | 51.8376 | 52.6029 | 53.1641 | 54.2526 | 54.6097 | 55.4601 | 55.7152 | 56.6166 | 57.0418 | 57.637 | 58.1642 | 58.9806 | 59.6098 | 60.3411 | 5.094 | 5.2618 | 5.4351 | 5.6141 | 5.7235 | 5.7873 | 5.867 | 6.0356 | 6.1382 | 6.2635 | 6.4868 | 6.5984 | 6.6736 | 6.7556 | 6.8468 | 6.9311 | 7.0815 | 7.1794 | 7.2523 | 7.3366 | 7.4437 | 7.5371 | 7.5987 | 7.6351 | 7.6875 | 7.7627 | 7.8197 | 7.9085 | 7.9678
North Bay Hydro Distribution Limited | 2022 | 113126 | 112810 |  | 112.81 | 116.5254 | 120.3632 | 124.3274 | 126.7494 | 128.1622 | 129.9282 | 133.662 | 135.9326 | 138.7078 | 143.6526 | 146.1251 | 147.7902 | 149.6066 | 151.6249 | 153.4919 | 156.8221 | 158.9917 | 160.6064 | 162.4733 | 164.8448 | 166.9136 | 168.2759 | 169.0832 | 170.2438 | 171.9089 | 173.1703 | 175.1382 | 176.45 | 113.126 | 117.6548 | 122.365 | 127.2637 | 131.3813 | 134.6206 | 138.1343 | 142.9657 | 146.1501 | 149.9932 | 154.605 | 158.4482 | 158.8874 | 161.1933 | 163.9933 | 167.3424 | 169.813 | 171.6248 | 175.1385 | 176.2915 | 179.0366 | 179.8601 | 182.7699 | 184.1425 | 186.0641 | 187.766 | 190.4014 | 192.4327 | 194.7935 | 11.8777 | 12.3532 | 12.8477 | 13.3621 | 13.7944 | 14.1345 | 14.5034 | 15.0107 | 15.345 | 15.7486 | 16.2328 | 16.6363 | 16.6824 | 16.9245 | 17.2185 | 17.5701 | 17.8295 | 18.0198 | 18.3887 | 18.5097 | 18.798 | 18.8844 | 19.1899 | 19.3341 | 19.5358 | 19.7145 | 19.9912 | 20.2045 | 20.4524
Northern Ontario Wires Inc. | 2022 | 23217 | 18600 |  | 18.6 | 19.2126 | 19.8454 | 20.499 | 20.8983 | 21.1313 | 21.4224 | 22.0381 | 22.4124 | 22.87 | 23.6853 | 24.093 | 24.3675 | 24.667 | 24.9998 | 25.3076 | 25.8567 | 26.2144 | 26.4806 | 26.7884 | 27.1794 | 27.5205 | 27.7452 | 27.8783 | 28.0696 | 28.3442 | 28.5521 | 28.8766 | 29.0929 | 23.217 | 24.1465 | 25.1131 | 26.1185 | 26.9636 | 27.6284 | 28.3495 | 29.341 | 29.9946 | 30.7833 | 31.7298 | 32.5185 | 32.6087 | 33.0819 | 33.6566 | 34.3439 | 34.8509 | 35.2228 | 35.9439 | 36.1805 | 36.7439 | 36.9129 | 37.5101 | 37.7918 | 38.1862 | 38.5355 | 39.0763 | 39.4932 | 39.9777 | 2.4377 | 2.5353 | 2.6368 | 2.7423 | 2.831 | 2.9008 | 2.9766 | 3.0807 | 3.1493 | 3.2321 | 3.3315 | 3.4143 | 3.4238 | 3.4734 | 3.5338 | 3.6059 | 3.6592 | 3.6982 | 3.7739 | 3.7988 | 3.8579 | 3.8757 | 3.9384 | 3.968 | 4.0094 | 4.046 | 4.1028 | 4.1466 | 4.1975
Oakville Hydro Electricity Distribution Inc. | 2022 | 256133 | 371082 |  | 371.082 | 383.3037 | 395.9279 | 408.9678 | 416.9347 | 421.5821 | 427.3913 | 439.6736 | 447.1426 | 456.2713 | 472.5371 | 480.67 | 486.1472 | 492.1224 | 498.7615 | 504.9027 | 515.8571 | 522.9942 | 528.3054 | 534.4466 | 542.2475 | 549.0526 | 553.534 | 556.1896 | 560.0071 | 565.4843 | 569.6338 | 576.1069 | 580.4223 | 256.133 | 266.3869 | 277.0513 | 288.1426 | 297.4656 | 304.7997 | 312.7553 | 323.6943 | 330.9041 | 339.6055 | 350.0473 | 358.7487 | 359.7432 | 364.9641 | 371.3037 | 378.8864 | 384.4802 | 388.5823 | 396.5379 | 399.1484 | 405.3637 | 407.2283 | 413.8165 | 416.9242 | 421.2749 | 425.1284 | 431.0952 | 435.6945 | 441.0397 | 38.9618 | 40.245 | 41.5705 | 42.9396 | 43.7761 | 44.264 | 44.874 | 46.1636 | 46.9478 | 47.9062 | 49.6141 | 50.468 | 51.0431 | 51.6704 | 52.3675 | 53.0123 | 54.1625 | 54.9118 | 55.4695 | 56.1143 | 56.9333 | 57.6478 | 58.1183 | 58.3972 | 58.798 | 59.3731 | 59.8087 | 60.4884 | 60.9415
Orangeville Hydro Limited | 2022 | 43994 | 50324 |  | 50.324 | 51.9814 | 53.6935 | 55.4619 | 56.5423 | 57.1725 | 57.9603 | 59.626 | 60.6389 | 61.8769 | 64.0828 | 65.1857 | 65.9285 | 66.7388 | 67.6392 | 68.472 | 69.9576 | 70.9255 | 71.6457 | 72.4786 | 73.5365 | 74.4593 | 75.0671 | 75.4272 | 75.9449 | 76.6877 | 77.2504 | 78.1283 | 78.7135 | 43.994 | 45.7552 | 47.587 | 49.492 | 51.0934 | 52.3531 | 53.7196 | 55.5985 | 56.8369 | 58.3314 | 60.1249 | 61.6195 | 61.7903 | 62.6871 | 63.776 | 65.0784 | 66.0392 | 66.7438 | 68.1103 | 68.5587 | 69.6262 | 69.9465 | 71.0781 | 71.6119 | 72.3592 | 73.0211 | 74.0459 | 74.8359 | 75.754 | 5.2838 | 5.4578 | 5.6375 | 5.8232 | 5.9367 | 6.0028 | 6.0856 | 6.2604 | 6.3668 | 6.4968 | 6.7284 | 6.8442 | 6.9222 | 7.0072 | 7.1018 | 7.1892 | 7.3452 | 7.4468 | 7.5224 | 7.6099 | 7.721 | 7.8179 | 7.8817 | 7.9195 | 7.9738 | 8.0518 | 8.1109 | 8.2031 | 8.2645
Oshawa PUC Networks Inc. | 2022 | 196817 | 231673 |  | 231.673 | 239.3032 | 247.1847 | 255.3258 | 260.2997 | 263.2011 | 266.8279 | 274.4959 | 279.159 | 284.8582 | 295.0132 | 300.0907 | 303.5102 | 307.2406 | 311.3855 | 315.2196 | 322.0587 | 326.5144 | 329.8303 | 333.6644 | 338.5346 | 342.7832 | 345.581 | 347.2389 | 349.6222 | 353.0418 | 355.6323 | 359.6736 | 362.3678 | 196.817 | 204.6963 | 212.891 | 221.4137 | 228.5777 | 234.2133 | 240.3266 | 248.7323 | 254.2724 | 260.9587 | 268.9823 | 275.6687 | 276.4329 | 280.4447 | 285.3161 | 291.1428 | 295.4412 | 298.5933 | 304.7066 | 306.7125 | 311.4884 | 312.9212 | 317.9837 | 320.3717 | 323.7149 | 326.676 | 331.2609 | 334.7951 | 338.9025 | 24.3245 | 25.1257 | 25.9532 | 26.808 | 27.3302 | 27.6348 | 28.0156 | 28.8207 | 29.3103 | 29.9087 | 30.9749 | 31.508 | 31.8671 | 32.2588 | 32.694 | 33.0965 | 33.8146 | 34.2824 | 34.6306 | 35.0331 | 35.5445 | 35.9905 | 36.2843 | 36.4584 | 36.7086 | 37.0676 | 37.3396 | 37.764 | 38.0468
Ottawa River Power Corporation | 2022 | 40509 | 40893 |  | 40.893 | 42.2398 | 43.631 | 45.068 | 45.9459 | 46.4581 | 47.0982 | 48.4518 | 49.2748 | 50.2808 | 52.0733 | 52.9695 | 53.5731 | 54.2316 | 54.9632 | 55.64 | 56.8471 | 57.6336 | 58.2189 | 58.8957 | 59.7553 | 60.5052 | 60.9991 | 61.2917 | 61.7124 | 62.316 | 62.7733 | 63.4866 | 63.9622 | 40.509 | 42.1307 | 43.8174 | 45.5715 | 47.046 | 48.2059 | 49.4642 | 51.1942 | 52.3345 | 53.7107 | 55.3621 | 56.7383 | 56.8956 | 57.7213 | 58.724 | 59.9232 | 60.8079 | 61.4567 | 62.7149 | 63.1278 | 64.1107 | 64.4056 | 65.4476 | 65.9391 | 66.6272 | 67.2367 | 68.1803 | 68.9077 | 69.7531 | 4.2936 | 4.435 | 4.6006 | 4.7848 | 4.9396 | 5.0614 | 5.1935 | 5.3751 | 5.4949 | 5.6394 | 5.8127 | 5.9572 | 5.9738 | 6.0605 | 6.1657 | 6.2916 | 6.3845 | 6.4526 | 6.5848 | 6.6281 | 6.7313 | 6.7623 | 6.8717 | 6.9233 | 6.9955 | 7.0595 | 7.1586 | 7.235 | 7.3237
PUC Distribution Inc. | 2022 | 119132 | 95433 |  | 95.433 | 98.5761 | 101.8227 | 105.1763 | 107.2252 | 108.4204 | 109.9143 | 113.073 | 114.9939 | 117.3416 | 121.5247 | 123.6163 | 125.0249 | 126.5616 | 128.269 | 129.8483 | 132.6655 | 134.501 | 135.8669 | 137.4463 | 139.4525 | 141.2026 | 142.3551 | 143.038 | 144.0198 | 145.4284 | 146.4955 | 148.1603 | 149.2701 | 119.132 | 123.9013 | 128.8615 | 134.0202 | 138.3565 | 141.7677 | 145.468 | 150.556 | 153.9093 | 157.9566 | 162.8132 | 166.8604 | 167.3229 | 169.7513 | 172.6999 | 176.2268 | 178.8286 | 180.7365 | 184.4368 | 185.651 | 188.5418 | 189.4091 | 192.4734 | 193.9188 | 195.9424 | 197.7348 | 200.51 | 202.6492 | 205.1354 | 12.5083 | 13.009 | 13.5298 | 14.0715 | 14.5268 | 14.8849 | 15.2734 | 15.8076 | 16.1597 | 16.5847 | 17.0946 | 17.5195 | 17.5681 | 17.823 | 18.1326 | 18.5029 | 18.7761 | 18.9764 | 19.365 | 19.4924 | 19.796 | 19.887 | 20.2088 | 20.3605 | 20.573 | 20.7612 | 21.0526 | 21.2772 | 21.5382
Renfrew Hydro Inc. | 2022 | 15591 | 15674 |  | 15.674 | 16.1902 | 16.7235 | 17.2742 | 17.6108 | 17.8071 | 18.0524 | 18.5712 | 18.8867 | 19.2723 | 19.9593 | 20.3028 | 20.5342 | 20.7866 | 21.067 | 21.3264 | 21.7891 | 22.0906 | 22.3149 | 22.5743 | 22.9038 | 23.1912 | 23.3805 | 23.4927 | 23.6539 | 23.8853 | 24.0606 | 24.334 | 24.5162 | 15.591 | 16.2152 | 16.8643 | 17.5394 | 18.1069 | 18.5534 | 19.0376 | 19.7035 | 20.1424 | 20.672 | 21.3076 | 21.8373 | 21.8978 | 22.2156 | 22.6015 | 23.0631 | 23.4036 | 23.6533 | 24.1375 | 24.2964 | 24.6748 | 24.7883 | 25.1893 | 25.3785 | 25.6433 | 25.8779 | 26.2411 | 26.521 | 26.8464 | 1.6457 | 1.7025 | 1.7707 | 1.8416 | 1.9011 | 1.948 | 1.9989 | 2.0688 | 2.1148 | 2.1705 | 2.2372 | 2.2928 | 2.2992 | 2.3325 | 2.373 | 2.4215 | 2.4573 | 2.4835 | 2.5343 | 2.551 | 2.5907 | 2.6026 | 2.6448 | 2.6646 | 2.6924 | 2.717 | 2.7552 | 2.7846 | 2.8187
Rideau St. Lawrence Distribution Inc. | 2022 | 20509 | 19814 |  | 19.814 | 20.4666 | 21.1406 | 21.8369 | 22.2623 | 22.5105 | 22.8206 | 23.4765 | 23.8753 | 24.3627 | 25.2312 | 25.6655 | 25.9579 | 26.277 | 26.6315 | 26.9594 | 27.5443 | 27.9254 | 28.209 | 28.5369 | 28.9534 | 29.3168 | 29.5561 | 29.6979 | 29.9017 | 30.1942 | 30.4157 | 30.7613 | 30.9918 | 20.509 | 21.33 | 22.184 | 23.0721 | 23.8186 | 24.4058 | 25.0428 | 25.9187 | 26.496 | 27.1928 | 28.0289 | 28.7256 | 28.8052 | 29.2233 | 29.7309 | 30.3381 | 30.786 | 31.1144 | 31.7515 | 31.9605 | 32.4582 | 32.6075 | 33.135 | 33.3838 | 33.7322 | 34.0407 | 34.5185 | 34.8868 | 35.3148 | 2.1533 | 2.2395 | 2.3292 | 2.4225 | 2.5008 | 2.5625 | 2.6294 | 2.7213 | 2.782 | 2.8551 | 2.9429 | 3.016 | 3.0244 | 3.0683 | 3.1216 | 3.1853 | 3.2324 | 3.2669 | 3.3337 | 3.3557 | 3.4079 | 3.4236 | 3.479 | 3.5051 | 3.5417 | 3.5741 | 3.6243 | 3.6629 | 3.7079
Sioux Lookout Hydro Inc. | 2022 | 20283 | 9589 |  | 9.589 | 9.9048 | 10.231 | 10.568 | 10.7739 | 10.894 | 11.0441 | 11.3615 | 11.5545 | 11.7903 | 12.2107 | 12.4208 | 12.5624 | 12.7168 | 12.8883 | 13.047 | 13.3301 | 13.5145 | 13.6518 | 13.8104 | 14.012 | 14.1879 | 14.3037 | 14.3723 | 14.4709 | 14.6125 | 14.7197 | 14.887 | 14.9985 | 20.283 | 21.095 | 21.9395 | 22.8178 | 23.5561 | 24.1369 | 24.7669 | 25.6331 | 26.2041 | 26.8931 | 27.72 | 28.4091 | 28.4878 | 28.9013 | 29.4033 | 30.0038 | 30.4467 | 30.7716 | 31.4016 | 31.6083 | 32.1005 | 32.2481 | 32.7699 | 33.0159 | 33.3605 | 33.6656 | 34.1381 | 34.5024 | 34.9256 | 2.1296 | 2.2149 | 2.3035 | 2.3958 | 2.4733 | 2.5343 | 2.6004 | 2.6914 | 2.7513 | 2.8236 | 2.9105 | 2.9828 | 2.9911 | 3.0345 | 3.0872 | 3.1502 | 3.1968 | 3.2309 | 3.297 | 3.3187 | 3.3704 | 3.3859 | 3.4407 | 3.4665 | 3.5027 | 3.5347 | 3.5843 | 3.6226 | 3.667
Synergy North Corporation | 2022 | 176597 | 170977 |  | 170.977 | 176.6082 | 182.4248 | 188.433 | 192.1038 | 194.2451 | 196.9217 | 202.5808 | 206.0221 | 210.2282 | 217.7227 | 221.4699 | 223.9936 | 226.7467 | 229.8057 | 232.6352 | 237.6825 | 240.9709 | 243.4181 | 246.2477 | 249.842 | 252.9774 | 255.0422 | 256.2658 | 258.0247 | 260.5484 | 262.4602 | 265.4427 | 267.4311 | 176.597 | 183.6668 | 191.0196 | 198.6668 | 205.0947 | 210.1514 | 215.6366 | 223.1787 | 228.1497 | 234.1491 | 241.3484 | 247.3479 | 248.0335 | 251.6332 | 256.0042 | 261.2323 | 265.089 | 267.9173 | 273.4025 | 275.2024 | 279.4877 | 280.7733 | 285.3157 | 287.4583 | 290.458 | 293.1149 | 297.2288 | 300.4 | 304.0853 | 18.5418 | 19.2841 | 20.0561 | 20.859 | 21.5339 | 22.0649 | 22.6408 | 23.4327 | 23.9546 | 24.5845 | 25.3404 | 25.9703 | 26.0423 | 26.4202 | 26.8792 | 27.4281 | 27.833 | 28.13 | 28.7059 | 28.8949 | 29.3448 | 29.4798 | 29.9567 | 30.1817 | 30.4967 | 30.7756 | 31.2076 | 31.5405 | 31.9275
Tillsonburg Hydro Inc. | 2022 | 29916 | 38862 |  | 38.862 | 40.1419 | 41.464 | 42.8296 | 43.664 | 44.1507 | 44.7591 | 46.0453 | 46.8275 | 47.7836 | 49.487 | 50.3387 | 50.9123 | 51.5381 | 52.2334 | 52.8765 | 54.0237 | 54.7712 | 55.3274 | 55.9705 | 56.7875 | 57.5002 | 57.9695 | 58.2476 | 58.6474 | 59.221 | 59.6556 | 60.3335 | 60.7854 | 29.916 | 31.1136 | 32.3592 | 33.6547 | 34.7436 | 35.6002 | 36.5294 | 37.8071 | 38.6492 | 39.6655 | 40.8851 | 41.9014 | 42.0175 | 42.6273 | 43.3678 | 44.2534 | 44.9068 | 45.3859 | 46.3151 | 46.62 | 47.346 | 47.5637 | 48.3332 | 48.6962 | 49.2044 | 49.6544 | 50.3514 | 50.8885 | 51.5129 | 4.0803 | 4.2147 | 4.3535 | 4.4969 | 4.5845 | 4.6356 | 4.6995 | 4.8345 | 4.9167 | 5.017 | 5.1959 | 5.2853 | 5.3455 | 5.4112 | 5.4842 | 5.5518 | 5.6722 | 5.7507 | 5.8091 | 5.8766 | 5.9624 | 6.0372 | 6.0865 | 6.1157 | 6.1577 | 6.2179 | 6.2635 | 6.3347 | 6.3822
Toronto Hydro-Electric System Limited | 2022 | 3716335 | 4347129 |  | 4347.129 | 4490.3026 | 4638.1918 | 4790.9516 | 4884.2818 | 4938.7245 | 5006.7778 | 5150.6619 | 5238.159 | 5345.0998 | 5535.649 | 5630.9237 | 5695.0882 | 5765.0859 | 5842.861 | 5914.8031 | 6043.1322 | 6126.7405 | 6188.9606 | 6260.9027 | 6352.2885 | 6432.0081 | 6484.5063 | 6515.6164 | 6560.3372 | 6624.5017 | 6673.1112 | 6748.942 | 6799.4959 | 3716.335 | 3865.1128 | 4019.8467 | 4180.7751 | 4316.0461 | 4422.4592 | 4537.8905 | 4696.6084 | 4801.218 | 4927.4709 | 5078.9744 | 5205.2273 | 5219.6562 | 5295.408 | 5387.3922 | 5497.4126 | 5578.5752 | 5638.0944 | 5753.5257 | 5791.4016 | 5881.5822 | 5908.6364 | 6004.2279 | 6049.3182 | 6112.4447 | 6168.3567 | 6254.9301 | 6321.6638 | 6399.2192 | 456.4272 | 471.4597 | 486.9873 | 503.0263 | 512.8256 | 518.5418 | 525.687 | 540.7941 | 549.9809 | 561.2092 | 581.2159 | 591.2193 | 597.9562 | 605.3056 | 613.4717 | 621.0252 | 634.4991 | 643.2776 | 649.8104 | 657.364 | 666.959 | 675.3292 | 680.8413 | 684.1077 | 688.8031 | 695.5401 | 700.6438 | 708.6057 | 713.9136
Wasaga Distribution Inc. | 2022 | 30003 | 37765 |  | 37.765 | 39.0088 | 40.2936 | 41.6206 | 42.4314 | 42.9044 | 43.4956 | 44.7456 | 45.5057 | 46.4347 | 48.0901 | 48.9178 | 49.4752 | 50.0833 | 50.7589 | 51.3839 | 52.4988 | 53.2251 | 53.7656 | 54.3906 | 55.1845 | 55.8771 | 56.3331 | 56.6034 | 56.9919 | 57.5493 | 57.9716 | 58.6304 | 59.0696 | 30.003 | 31.2041 | 32.4533 | 33.7526 | 34.8446 | 35.7037 | 36.6356 | 37.917 | 38.7616 | 39.7808 | 41.004 | 42.0232 | 42.1397 | 42.7513 | 43.4939 | 44.3821 | 45.0374 | 45.5179 | 46.4498 | 46.7556 | 47.4836 | 47.7021 | 48.4738 | 48.8378 | 49.3475 | 49.7988 | 50.4978 | 51.0365 | 51.6627 | 3.9651 | 4.0957 | 4.2306 | 4.37 | 4.4551 | 4.5048 | 4.5668 | 4.6981 | 4.7779 | 4.8754 | 5.0492 | 5.1361 | 5.1947 | 5.2585 | 5.3294 | 5.3951 | 5.5121 | 5.5884 | 5.6451 | 5.7107 | 5.7941 | 5.8668 | 5.9147 | 5.9431 | 5.9839 | 6.0424 | 6.0867 | 6.1559 | 6.202
Welland Hydro-Electric System Corp. | 2022 | 61728 | 83593 |  | 83.593 | 86.3462 | 89.19 | 92.1275 | 93.9222 | 94.9691 | 96.2777 | 99.0445 | 100.727 | 102.7835 | 106.4476 | 108.2797 | 109.5135 | 110.8596 | 112.3551 | 113.7385 | 116.2062 | 117.814 | 119.0105 | 120.3939 | 122.1512 | 123.6841 | 124.6936 | 125.2919 | 126.1518 | 127.3857 | 128.3204 | 129.7786 | 130.7507 | 61.728 | 64.1992 | 66.7693 | 69.4423 | 71.6891 | 73.4567 | 75.374 | 78.0103 | 79.7478 | 81.8449 | 84.3613 | 86.4584 | 86.698 | 87.9563 | 89.4841 | 91.3115 | 92.6596 | 93.6483 | 95.5656 | 96.1947 | 97.6926 | 98.1419 | 99.7297 | 100.4786 | 101.5272 | 102.4559 | 103.8938 | 105.0023 | 106.2905 | 8.7769 | 9.0659 | 9.3645 | 9.6729 | 9.8614 | 9.9713 | 10.1087 | 10.3992 | 10.5758 | 10.7918 | 11.1765 | 11.3688 | 11.4984 | 11.6397 | 11.7967 | 11.942 | 12.2011 | 12.3699 | 12.4955 | 12.6408 | 12.8253 | 12.9862 | 13.0922 | 13.155 | 13.2453 | 13.3749 | 13.473 | 13.6261 | 13.7282
Wellington North Power Inc. | 2022 | 17607 | 18211 |  | 18.211 | 18.8108 | 19.4303 | 20.0703 | 20.4612 | 20.6893 | 20.9744 | 21.5772 | 21.9437 | 22.3917 | 23.19 | 23.5891 | 23.8579 | 24.1511 | 24.4769 | 24.7783 | 25.3159 | 25.6662 | 25.9268 | 26.2282 | 26.611 | 26.945 | 27.1649 | 27.2952 | 27.4826 | 27.7514 | 27.955 | 28.2727 | 28.4845 | 17.607 | 18.3119 | 19.045 | 19.8074 | 20.4483 | 20.9524 | 21.4993 | 22.2513 | 22.7469 | 23.345 | 24.0628 | 24.661 | 24.7293 | 25.0882 | 25.524 | 26.0453 | 26.4298 | 26.7118 | 27.2587 | 27.4381 | 27.8654 | 27.9935 | 28.4464 | 28.66 | 28.9591 | 29.224 | 29.6342 | 29.9504 | 30.3178 | 1.9121 | 1.975 | 2.0401 | 2.1073 | 2.1483 | 2.1999 | 2.2573 | 2.3363 | 2.3883 | 2.4511 | 2.5265 | 2.5893 | 2.5965 | 2.6341 | 2.6799 | 2.7346 | 2.775 | 2.8046 | 2.862 | 2.8809 | 2.9257 | 2.9392 | 2.9867 | 3.0092 | 3.0406 | 3.0684 | 3.1114 | 3.1446 | 3.1832
Westario Power Inc. | 2022 | 80368 | 77257 |  | 77.257 | 79.8015 | 82.4298 | 85.1446 | 86.8033 | 87.7708 | 88.9803 | 91.5374 | 93.0923 | 94.9929 | 98.3793 | 100.0725 | 101.2129 | 102.4569 | 103.8391 | 105.1176 | 107.3983 | 108.8842 | 109.99 | 111.2685 | 112.8926 | 114.3094 | 115.2424 | 115.7953 | 116.59 | 117.7304 | 118.5943 | 119.9419 | 120.8404 | 80.368 | 83.5854 | 86.9316 | 90.4118 | 93.3371 | 95.6384 | 98.1346 | 101.567 | 103.8293 | 106.5595 | 109.8359 | 112.5662 | 112.8782 | 114.5164 | 116.5056 | 118.8849 | 120.6401 | 121.9272 | 124.4235 | 125.2426 | 127.1928 | 127.7778 | 129.8451 | 130.8202 | 132.1853 | 133.3945 | 135.2667 | 136.7098 | 138.387 | 8.4382 | 8.7761 | 9.1274 | 9.4928 | 9.7999 | 10.0416 | 10.3037 | 10.664 | 10.9016 | 11.1882 | 11.5322 | 11.8189 | 11.8517 | 12.0237 | 12.2325 | 12.4823 | 12.6666 | 12.8018 | 13.0639 | 13.1499 | 13.3546 | 13.416 | 13.6331 | 13.7355 | 13.8788 | 14.0058 | 14.2023 | 14.3539 | 14.53

## Result
Gross Capital Additions, 2023$ Billions
| Average 2015-22 | Average 2024-50
2022 P2D | 2.6253 | 4.4562 | Net Zero Case
2024 APO | 2.6253 | 3.8122 | Reference Scenario