## Model Inputs
Data Required for Cost Benchmarking
Welland Hydro-Electric System Corp.
Select Distributor from Dropdown Box: |  |  |  | Welland Hydro-Electric System Corp. | History | History | History | History | Bridge | Test
Required Item |  |  |  |  | 2020 | 2021 | 2022 | 2023 | 2024 | 2025
Gross Capital Cost Additions Data
1 |  | Total Gross Capital Additions |  |  | 4427375 | 3968109.59 | 4134288.96 | 4824776.14 | 5429450 | 5789562 |  | Enter Values
2 |  | HV Gross Capital Additions |  |  | 2020: 0 |  | Enter Values
Output and Other Business Conditions
3 |  | Number of Customers (Year End) |  |  | 24054 | 24627 | 25063 | 25753 | 25762.2315 | 26434.6046 |  | Enter Values
4 |  | Delivery Volume |  |  | 361736384 | 365670895 | 374393811 | 368103150.4872 | 377691782.8643 | 378360200.834 |  | Enter Values
5 |  | Annual Peak Demand |  |  | 79771 | 79523 | 76731 | 75441.7461 | 77406.9104 | 77543.9009 |  | Enter Values
6 |  | Distribution Circuit-km |  |  | 494 | 497 | 497 | 497 | 497 | 497 |  | Enter Values
7 |  | Ten Year Customer Growth Percentage |  |  | 12.34% | 13.13% | 13.65% | 15.33% | 14.65% | 16.62% |  | Enter Values
Inflation Measures
8 |  | Wage Growth |  |  | 2% | 3.053% | 3.045% | 3.5% | 2.3% | 2.3% |  | Enter values. The value provided is an arbitrary placeholder. | The applicability of the wage index used in the benchmarking analysis is under review by the OEB. Please refer to developments in EB-2021-0212 for current thinking about inflation measures.
9 |  | Growth in Economy-wide Inflation |  |  | 2% | 4.001% | 5.859% | 3.8% | 5.9% | 5.9% |  | Enter values. The value provided is an arbitrary placeholder.
10 |  | Rate of Return (WACC) |  |  | 5.316% | 5.002% | 5.465% | 6.67% | 6.5% | 6.5% |  | Enter Values. The default value provided is for 2020.
OM&A Expenses Included in Cost Benchmarking
|  |  | N | Use Method 1 [1A - 1B + 1C] | 6580465.99 | 0 | 0 | 0 | 0 | 0 | 0 | Formula
Choose a Method:
|  |  | Y | Use Method 2 [2A - 2B + 2C] | 6580465.99 | 6748527.67 | 6919284.02 | 7111430.83 | 7948685.3542 | 8677301.2634 | 0 | Formula
11 |  |  | OM&A Values Transfered to Calculations Worksheet |  | 6580465.99 | 6748527.67 | 6919284.02 | 7111430.83 | 7948685.3542 | 8677301.2634 | 0 | Formula
|  | Method 1: Enter Values Calculated Elsewhere |  |  | 2021: Enter Values Supported by Separate Calculations
|  | 1A | Total OM&A Consistent with accounts included in [2B] |  | 2020: 6580465.99 |  | Enter Values
|  | 1B | HV Cost (Accounts 5014, 5015, and 5112) if included in total |  | 2020: 0 |  | Enter Values
|  | 1C | LV Adjustment |  | 2020: 0 |  | Enter Values
Method 2: Enter Detailed Data
OM&A Data
|  |  | 5005 | Operation Supervision and Engineering | 309802.61 | 359227.58 | 262633.42 | 264929.34 | 284762.9841 | 334710.5 |  | Enter Values
|  |  | 5010 | Load Dispatching | 199054.37 | 295630.07 | 323467.55 | 438035.01 | 268577.416 | 287520.6332 |  | Enter Values
|  |  | 5012 | Station Buildings and Fixtures | 12122.38 | 8444.44 | 12850.77 | 13605.07 | 14412.0555 | 14844.4172 |  | Enter Values
|  |  | 5014 | Transformer Station Equipment - Operation Labor | 2020: 0 |  | Enter Values
|  |  | 5015 | Transformer Station Equipment - Operation Supplies and Expenses | 2020: 0 |  | Enter Values
|  |  | 5016 | Distribution Station Equipment - Operation Labor | 21352.75 | 17127.76 | 0 | 0 | 0 | 0 |  | Enter Values
|  |  | 5017 | Distribution Station Equipment - Operation Supplies and Expenses | 115660.04 | 108156.62 | 112837.1 | 117361.8 | 126612.6118 | 126063.5603 |  | Enter Values
|  |  | 5020 | Overhead Distribution Lines and Feeders - Operation Labor | 144008.58 | 209355.78 | 221672.94 | 196984.21 | 63169.4304 | 247405.1893 |  | Enter Values
|  |  | 5025 | Overhead Distribution Lines and Feeders - Operation Supplies and Expenses | 51928.24 | 43045.04 | 51488.02 | 73177.18 | 73276.23 | 75474.5169 |  | Enter Values
|  |  | 5035 | Overhead Distribution Transformers - Operation | 2020: 0; 2021: 0; 2022: 0 |  | Enter Values
|  |  | 5040 | Underground Distribution Lines and Feeders - Operation Labor | 210174.3 | 254439.89 | 270058.78 | 286561.91 | 278352.3576 | 384787.3227 |  | Enter Values
|  |  | 5045 | Underground Distribution Lines and Feeders - Operation Supplies and Expenses | 2020: 0; 2021: 0; 2022: 0 |  | Enter Values
|  |  | 5055 | Overhead Distribution Lines and Feeders | 319.89 | 0 | 785.01 | 1029.01 | 1248 | 1285.44 |  | Enter Values
|  |  | 5065 | Meter Expense | 201399.82 | 270883.12 | 284235.61 | 297975.16 | 391989.28 | 408339.4004 |  | Enter Values
|  |  | 5070 | Customer Premises - Operation Labor | 2020: 0; 2021: 0; 2022: 0 |  | Enter Values
|  |  | 5075 | Customer Premises - Operation Materials and Supplies | 2020: 0; 2021: 0; 2022: 0 |  | Enter Values
|  |  | 5085 | Miscellaneous Distribution Expense | 190089.74 | 114599.58 | 79894.42 | 84951.2 | 104699.2405 | 111519.4877 |  | Enter Values
|  |  | 5090 | Underground Distribution Lines and Feeders - Rental Paid | 2020: 0; 2021: 0; 2022: 0 |  | Enter Values
|  |  | 5095 | Overhead Distribution Lines and Feeders - Rental Paid | 73624.22 | 48867.69 | 39512.54 | 40707.26 | 42649.7328 | 43924.0268 |  | Enter Values
|  |  | 5096 | Other Rent (Distribution) | 2020: 0; 2021: 0; 2022: 0 |  | Enter Values
|  |  |  | Subtotal: Operation | 1529536.94 | 1729777.57 | 1659436.16 | 1815317.15 | 1649749.3387 | 2035874.4945 | 0 | Formula
|  |  | 5105 | Maintenance Supervision and Engineering | 100150.9 | 108460.21 | 104046.06 | 76060.36 | 130461.7832 | 237462.4152 |  | Enter Values
|  |  | 5110 | Maintenance of Buildings and Fixtures | 40816.16 | 35248.97 | 15047.06 | 29843.78 | 28393.7167 | 29453.144 |  | Enter Values
|  |  | 5112 | Maintenance of Transformer Station Equipment | 2020: 0 |  | Enter Values
|  |  | 5114 | Maintenance of Distribution Station Equipement | 67643.34 | 54177.91 | 64083.44 | 57392.68 | 100956.9736 | 98711.4589 |  | Enter Values
|  |  | 5120 | Maintenance of Poles, Towers and Fixtures | 84775.66 | 116447.92 | 116327.59 | 125824.92 | 149524.577 | 156175.8615 |  | Enter Values
|  |  | 5125 | Maintenance of Overhead Conductors and Devices | 646083.98 | 540991.78 | 647867.63 | 560717.97 | 670955.434 | 699534.278 |  | Enter Values
|  |  | 5130 | Maintenance of Overhead Services | 291756.89 | 423998.94 | 437270.94 | 422631.33 | 509069.1821 | 513950.5992 |  | Enter Values
|  |  | 5135 | Overhead Distribution Lines and Feeders - Right of Way | 212138.11 | 190848.53 | 251192.84 | 294753.94 | 371308.3243 | 346780.0228 |  | Enter Values
|  |  | 5145 | Maintenance of Underground Conduit | 5691.53 | 272.25 | 0 | 1097.3 | 996.5398 | 1031.2014 |  | Enter Values
|  |  | 5150 | Maintenance of Underground Conductors and Devices | 176970.61 | 59134.68 | 39341.16 | 57566.78 | 87610.5429 | 91248.199 |  | Enter Values
|  |  | 5155 | Maintenance of Underground Services | 104264.15 | 135804.1 | 186577.53 | 123395.84 | 157973.9512 | 164368.0787 |  | Enter Values
|  |  | 5160 | Maintenance of Line Transformers | 141791.3 | 143685.17 | 124619.98 | 130980.79 | 184215.0605 | 192526.1812 |  | Enter Values
|  |  | 5175 | Maintenance of Meters | 118559.34 | 122844.05 | 121390.47 | 129924.21 | 133916.7461 | 137934.2485 |  | Enter Values
|  |  |  | Subtotal: Maintenance | 1990641.97 | 1931914.51 | 2107764.7 | 2010189.9 | 2525382.8313 | 2669175.6884 | 0 | Formula
|  |  | 5305 | Supervision (Billing and Collection) | 2020: 0; 2022: 0 |  | Enter Values
|  |  | 5310 | Meter Reading Expense | 6202.14 | 5760 | 5890.9 | 6162.82 | 5990.4 | 6170.112 |  | Enter Values
|  |  | 5315 | Customer Billing | 914826.15 | 987038 | 983917.05 | 1001868.93 | 1088813.9298 | 1195091.8694 |  | Enter Values
|  |  | 5320 | Collecting | 372974.66 | 369532.72 | 330544.93 | 336558.08 | 405848.6814 | 420659.6727 |  | Enter Values
|  |  | 5325 | Collecting - Cash Over and Short | 41.19 | -9 | -1.67 | -2.82 | 0 | 0 |  | Enter Values
|  |  | 5330 | Collection Charges | 2020: 0; 2021: 0; 2022: 0 |  | Enter Values
|  |  | 5340 | Miscellaneous Customer Account Expenses | 18919.56 | 20472.53 | 20907.61 | 16225.25 | 22627.7254 | 23348.0412 |  | Enter Values
|  |  |  | Subtotal : Billing and Collections | 1312963.7 | 1382794.25 | 1341258.82 | 1360812.26 | 1523280.7366 | 1645269.6954 | 0 | Formula
|  |  | 5405 | Supervision (Community Relations) | 30345.95 | 26126.48 | 27088.29 | 39481.92 | 39685.9394 | 41135.9965 |  | Enter Values
|  |  | 5410 | Community Relations - Sundry | 6811.56 | 8869.47 | 17645.29 | 12688.48 | 16431.1088 | 16924.0421 |  | Enter Values
|  |  | 5420 | Community Safety Program | 0 | 2444.51 | 4149 | 898 | 4250 | 4377.5 |  | Enter Values
|  |  | 5425 | Miscellaneous Customer Service and Informational Expenses | 2020: 0; 2021: 0; 2022: 0 |  | Enter Values
|  |  |  | Subtotal: Community Relations | 37157.51 | 37440.46 | 48882.58 | 53068.4 | 60367.0482 | 62437.5386 | 0 | Formula
|  |  | 5605 | Executive Salaries and Expenses | 454291.35 | 474474.73 | 482796.26 | 505280.53 | 524489.9566 | 544445.9008 |  | Enter Values
|  |  | 5610 | Management Salaries and Expenses | 374837.19 | 396170.56 | 431776.37 | 441285.65 | 467022.3479 | 517524.5702 |  | Enter Values
|  |  | 5615 | General Administrative Salaries and Expenses | 356765.3 | 258505.51 | 278170.62 | 316638.39 | 354963.132 | 415307.2373 |  | Enter Values
|  |  | 5620 | Office Supplies | 2020: 0; 2021: 0; 2022: 0 |  | Enter Values
|  |  | 5625 | Administrative Expense Transferred - Credit | 2020: 0; 2021: 0; 2022: 0 |  | Enter Values
|  |  | 5630 | Outside Services Employed | 187513.32 | 212139.27 | 196895.59 | 202910.5 | 203026.072 | 302477.863 |  | Enter Values
|  |  | 5640 | Injuries and Damages | 2020: 0; 2021: 0; 2022: 0 |  | Enter Values
|  |  | 5645 | OMERS Pensions and Benefits | 103766 | 103766 | 103766 | 103766 | 103766 | 106455 |  | Enter Values
|  |  | 5646 | Employee Pensions and OPEB | 2020: 0; 2021: 0; 2022: 0 |  | Enter Values
|  |  | 5647 | Employee Sick Leave | 2020: 0; 2021: 0; 2022: 0 |  | Enter Values
|  |  | 5650 | Franchise Requirements | 2020: 0; 2021: 0; 2022: 0 |  | Enter Values
|  |  | 5655 | Regulatory Expenses | 113136.64 | 99371.95 | 121830.79 | 134141.15 | 351927.1242 | 182355.9379 |  | Enter Values
|  |  | 5665 | Miscellaneous General Expenses | 105301.09 | 107387.86 | 131180.44 | 150224.9 | 166345.4066 | 177061.0166 |  | Enter Values
|  |  | 5670 | Rent (Administrative and General) | 2020: 0; 2021: 0; 2022: 0 |  | Enter Values
|  |  | 5672 | Lease Payment Expense | 2020: 0; 2021: 0; 2022: 0 |  | Enter Values
|  |  | 5675 | Maintenance of General Plant | 2020: 0; 2021: 0; 2022: 0 |  | Enter Values
|  |  | 5680 | Electrical Safety Authority Fees | 10926 | 11043 | 11118 | 11429 | 11865.36 | 12221.3208 |  | Enter Values
|  |  |  | Sutotal: A&G Expenses | 1706536.89 | 1662858.88 | 1757534.07 | 1865676.12 | 2183405.3993 | 2257848.8466 | 0 | Formula
|  |  | 5635 | Property Insurance | 0 | 0 | 0 | 0 | 0 | 0 | 0 | Enter Values
|  |  | 6210 | Life Insurance | 0 | 0 | 0 | 0 | 0 | 0 | 0 | Enter Values
|  |  |  | Subtotal: Insurance | 0 | 0 | 0 | 0 | 0 | 0 | 0 | Formula
|  |  | 5515 | Advertinsing | 3628.98 | 3742 | 4407.69 | 6367 | 6500 | 6695 |  | Enter Values
|  |  |  | Subtotal Advertising | 3628.98 | 3742 | 4407.69 | 6367 | 6500 | 6695 | 0 | Formula
|  |  | 2A | Total of Above Accounts Used for Benchmarking | 6580465.99 | 6748527.67 | 6919284.02 | 7111430.83 | 7948685.3542 | 8677301.2634 | 0 | Formula
Adjustments to OM&A for Benchmarking
|  |  |  | 5014 | 0 | 0 | 0 | 0 | 0 | 0 | 0 | Formula
|  |  |  | 5015 | 0 | 0 | 0 | 0 | 0 | 0 | 0 | Formula
|  |  |  | 5112 | 0 | 0 | 0 | 0 | 0 | 0 | 0 | Formula
|  |  | 2B | Subtotal: HV Adjustment (to subtract from cost) | 0 | 0 | 0 | 0 | 0 | 0 | 0 | Formula
|  |  | 2C | LV Adjustment | 2020: 0 |  | Enter Values

## Benchmarking Calculations
Benchmarking Calculations for LDC Forecasting | [14 empty] | Used to populate the drop down box
| Selected LDC: |  |  | Welland Hydro-Electric System Corp. | [9 empty] | 1 | Click to Choose a Distributor | Alectra Utilities Corporation | Algoma Power Inc. | Atikokan Hydro Inc. | Bluewater Power Distribution Corporation | Brantford Power Inc. | Burlington Hydro Inc. | Canadian Niagara Power Inc. | Centre Wellington Hydro Ltd. | Chapleau Public Utilities Corporation | Cooperative Hydro Embrun Inc. | E.L.K. Energy Inc. | Elexicon Energy Inc. | Energy+ Inc. | Entegrus Powerlines Inc. | ENWIN Utilities Ltd. | EPCOR Electricity Distribution Ontario Inc. | ERTH Power Corporation | Espanola Regional Hydro Distribution Corporation | Essex Powerlines Corporation | Festival Hydro Inc. | Fort Frances Power Corporation | Greater Sudbury Hydro Inc. | Grimsby Power Incorporated | Halton Hills Hydro Inc. | Hearst Power Distribution Company Limited | Hydro 2000 Inc. | Hydro Hawkesbury Inc. | Hydro One Networks Inc. | Hydro Ottawa Limited | Innpower Corporation | Kingston Hydro Corporation | Kitchener-Wilmot Hydro Inc. | Lakefront Utilities Inc. | Lakeland Power Distribution Ltd. | London Hydro Inc. | Milton Hydro Distribution Inc. | Newmarket-Tay Power Distribution Ltd. | Niagara Peninsula Energy Inc. | Niagara-on-the-Lake Hydro Inc. | North Bay Hydro Distribution Limited | Northern Ontario Wires Inc. | Oakville Hydro Electricity Distribution Inc. | Orangeville Hydro Limited | Orillia Power Distribution Corporation | Oshawa PUC Networks Inc. | Ottawa River Power Corporation | Peterborough Distribution Incorporated | PUC Distribution Inc. | Renfrew Hydro Inc. | Rideau St. Lawrence Distribution Inc. | Sioux Lookout Hydro Inc. | Synergy North Corporation | Tillsonburg Hydro Inc. | Toronto Hydro-Electric System Limited | Wasaga Distribution Inc. | Waterloo North Hydro Inc. | Welland Hydro-Electric System Corp. | Wellington North Power Inc. | Westario Power Inc.
[7 empty] | Forecasted Values | [6 empty] | 2
| Line Reference Number |  | Row Number on 2.1.7 | Account |  | 2020 | 2021 | 2022 | 2023 | 2024 | 2025 | 2026 | Data Item Number | 3 |  | 2020 | 2020 | 2020 | 2020 | 2020 | 2020 | 2020 | 2020 | 2020 | 2020 | 2020 | 2020 | 2020 | 2020 | 2020 | 2020 | 2020 | 2020 | 2020 | 2020 | 2020 | 2020 | 2020 | 2020 | 2020 | 2020 | 2020 | 2020 | 2020 | 2020 | 2020 | 2020 | 2020 | 2020 | 2020 | 2020 | 2020 | 2020 | 2020 | 2020 | 2020 | 2020 | 2020 | 2020 | 2020 | 2020 | 2020 | 2020 | 2020 | 2020 | 2020 | 2020 | 2020 | 2020 | 2020 | 2020 | 2020 | 2020 | 2020
[14 empty] | 4 | 0
Section 1: Source Data and OM&A Calculations | [13 empty] | 5 | 0
[14 empty] | 6 | 0
| 1 | OM&A Data (Detail may be hidden or expanded using the +/- buttons to the left of the row numbers) | [11 empty] | 7 | 0
| 2 | 5005 | 2 | Operation Supervision and Engineering |  | 309802.61 | [7 empty] | 8 | 0 | 13134166.3 | 122914.96 | 0 | 588877 | 856308.89 | 0 | 89107.89 | 69281.61 | 0 | 0 | 21962.49 | 2168377.36 | 658662.74 | 571976.43 | 2700101.18 | 430726.61 | 381827 | 70164.73 | 65455.03 | 275259.43 | 113011.51 | 1380480.96 | 134290.26 | 326331.87 | 0 | 0 | 0 | 3008988.6 | 0 | 223342.45 | 141796.38 | 2227309.41 | 232652.67 | 0 | 2008376.04 | 0 | 617242.7 | 920280.04 | 89039.21 | 0 | 282678 | 2892573.28 | 340092.63 | 537872 | 726871.11 | 84627.32 | 1234349.31 | 467519.36 | 0 | 119845.32 | 0 | 268922.03 | 181161.13 | 13051098.16 | 0 | 1032522 | 309802.61 | 122390.79 | 0
| 3 | 5010 | 3 | Load Dispatching |  | 199054.37 | [7 empty] | 9 | 0 | 9757046.48 | 131696.73 | 0 | 392974 | 154616.29 | 2168629.03 | 243919.9 | 9796.09 | 0 | 0 | 9488.81 | 1159017.78 | 1013663.69 | 109354.57 | 557947.67 | 165113.03 | 4896 | 0 | 145158.8 | 73208.93 | 0 | 734003.12 | 104236.93 | 0 | 0 | 16424 | 0 | 2086012.09 | 2554801.08 | 53685.93 | 555916.82 | 714696.49 | 0 | 65173.01 | 2723191.49 | 184650 | 5914.91 | 11149.53 | 41136.66 | 239346.993 | 1477.39 | 1202724.14 | 5400.34 | 304299 | 0 | 5518.44 | 336041.93 | 299920.45 | 0 | 0 | 0 | 970174.19 | 247.3 | 7085578.01 | 13829.09 | 1070318 | 199054.37 | 0 | 0
| 4 | 5012 | 4 | Station Buildings and Fixtures |  | 12122.38 | [7 empty] | 10 | 0 | 307.99 | 63113.18 | 0 | 31640 | 6989.41 | 114040.18 | 135448.63 | 61193.54 | 0 | 788.62 | 0 | 443259.58 | 0 | 0 | 0 | 47811.17 | 0 | 3513.94 | 0 | 37337.51 | 62423.98 | 129394.41 | 30361.11 | 18780.7 | 0 | 0 | 0 | 2310323.3 | 2133400.75 | 70296.27 | 86251.51 | 0 | 0 | 0 | 336795.34 | 0 | 37742.47 | 239313.31 | 0 | 59266.816 | 1803.76 | 326576.47 | 0 | 0 | 37857.5 | 80415.33 | 18925.26 | 476863.77 | 382.25 | 6726.02 | 0 | 196877.51 | 0 | 442493.99 | 0 | 173108 | 12122.38 | 17182.4 | 0
| 5 | 5014 | 5 | Transformer Station Equipment - Operation Labor |  | 0 | [7 empty] | 11 | 0 | 0 | 0 | 0 | 0 | 1492.36 | 0 | 0 | 0 | 0 | 0 | 0 | 8516.15 | 0 | 0 | 275207.84 | 0 | 0 | 0 | 0 | 2055.56 | 83751.84 | 0 | 1480.21 | 0 | 0 | 0 | 33298.93 | 431991.65 | 352135.4 | 0 | 0 | 356951.23 | 0 | 0 | 0 | 0 | 0 | 35557.22 | 1810.7 | 0 | 0 | 115474.53 | 0 | 0 | 0 | 0 | 0 | 23232.06 | 0 | 0 | 0 | 0 | 0 | 128600.82 | 0 | 200629 | 0 | 0 | 0
| 6 | 5015 | 6 | Transformer Station Equipment - Operation Supplies and Expenses |  | 0 | [7 empty] | 12 | 0 | 0 | 0 | 0 | 0 | 80701.59 | 0 | 0 | 0 | 0 | 0 | 0 | 168927.12 | 172489.94 | 0 | 741.41 | 0 | 0 | 0 | 0 | 88917.83 | 8862.02 | 0 | 72337.34 | 9668.03 | 0 | 0 | 8497.4 | 121888.92 | 71067.89 | 0 | 0 | 536877.01 | 0 | 0 | 0 | 0 | 0 | 154403.36 | 0 | 0 | 0 | 25951.42 | 0 | 0 | 0 | 0 | 0 | 3728.76 | 0 | 0 | 0 | 5382.6 | 0 | 892764.46 | 0 | 64959 | 0 | 0 | 0
| 7 | 5016 | 7 | Distribution Station Equipment - Operation Labor |  | 21352.75 | [7 empty] | 13 | 0 | 1331438.22 | 18796.54 | 5570.38 | 24978 | 0 | 199997.4 | 93269.21 | 0 | 1062.91 | 0 | 0 | 185602.15 | 0 | 58922.73 | 0 | 5728.94 | 12089 | 7586.55 | 0 | 0 | 0 | 535602.51 | 0 | 254251.17 | 0 | 0 | 7175.41 | 3881620.17 | 905671.95 | 6587.67 | 70403.05 | 3237.45 | 61502.64 | 14655.6 | 13145.74 | 17011 | 21472.52 | 0 | 0 | 2407.3916 | 5723.71 | 62828.82 | 1932.84 | 20955 | 0 | 12774.69 | 145935.78 | 105723.25 | 2372.38 | 6390.05 | 0 | 0 | 0 | 3916129.12 | 21196.81 | 110388 | 21352.75 | 6702.45 | 10890.58
| 8 | 5017 | 8 | Distribution Station Equipment - Operation Supplies and Expenses |  | 115660.04 | [7 empty] | 14 | 0 | 1115604.48 | 2060.76 | 774.65 | 0 | 0 | 240086.21 | 38172.46 | 17111.91 | 350 | 0 | 0 | 89709.8 | 0 | 139141.85 | 0 | 0 | 2573 | 2758.5 | 0 | 0 | 0 | 265244.23 | 3183.43 | 16207.85 | 0 | 0 | 2399.87 | 1154952.75 | 123748.74 | 2853.63 | 8521.36 | 10094 | 220 | 0 | 139354.23 | 76835 | 10080 | 0 | 0 | 37.05 | 9999.96 | 2097.67 | 21581.26 | 333243 | 0 | 8262.45 | 88643.61 | 85479.81 | 35829.05 | 0 | 0 | 134765.24 | 12714.85 | 1844501.75 | 5496.35 | 59242 | 115660.04 | 19624.5 | 0
| 9 | 5020 | 9 | Overhead Distribution Lines and Feeders - Operation Labor |  | 144008.58 | [7 empty] | 15 | 0 | 22431925.87 | 113821.23 | 346006.46 | 761613 | 110.63 | 395817.71 | 118073.91 | 1307.09 | 151348.76 | 0 | 18257.46 | 930997.18 | 225468.92 | 129916.68 | 1598758.77 | 93034.89 | 10532 | 74132.21 | 94494.82 | 42352.11 | 0 | 161127.71 | 20487 | 399538.87 | 5105.94 | 0 | 2079.73 | 8834461.18 | 67575.8 | 78035.36 | 58572.54 | 42777.55 | 225960.13 | 9645.43 | 144047.27 | 13000 | 60527.02 | 348227.5 | 110729.53 | 9127.636 | 56026.96 | 345842.07 | 16295.19 | 0 | 725883.11 | 36185.24 | 261862.79 | 651361.77 | 23873.26 | 3794.01 | 411775.84 | 62268.72 | 1378.49 | 481004.53 | 0 | 786858 | 144008.58 | 11834.03 | 120228.61
| 10 | 5025 | 10 | Overhead Distribution Lines and Feeders - Operation Supplies and Expenses |  | 51928.24 | [7 empty] | 16 | 0 | 5852097.49 | 139493.17 | 32120.54 | 274766 | 11706.78 | 539176.1 | 40311.53 | 9524.41 | 54416.96 | 0 | 0 | 407090.97 | 150204.3 | 8813.82 | 118794.74 | 37185.31 | 936 | 28303.69 | 45173.16 | 40226.14 | 15574.48 | 374072 | 13805.59 | 14780.48 | 27540.22 | 0 | 895 | 461857.83 | 38032.28 | 979.19 | 17292.43 | 83861.97 | 50274.91 | 2767.8 | 273571.83 | 0 | 6779.41 | 17753.14 | 70900.78 | 396.15 | 2510.24 | 56544.51 | 13970.22 | 0 | -726807.78 | 0 | 265121.2 | 257397.38 | 25088.74 | 0 | 83270.74 | 603625.78 | 1309.56 | 2791211.88 | 0 | 241663 | 51928.24 | 9028.02 | 0
| 11 | 5035 | 11 | Overhead Distribution Transformers - Operation |  | 0 | [7 empty] | 17 | 0 | 0 | 535.68 | 0 | 0 | 440.23 | -11535.96 | 33162.31 | 0 | 0 | 2565.01 | 7161.94 | 33793.43 | 39504.86 | 3306.83 | 68010.37 | 38179.15 | 0 | 45955.44 | 2740.76 | 2768.78 | 0 | 54661.43 | 5159.69 | 35649.39 | 266.32 | 0 | 4057.85 | 0 | 264556.28 | 528.35 | 4447.28 | 0 | 0 | 4759.92 | 18858.58 | 0 | 3061.6 | 0 | 0 | 0 | 18006 | 9539.03 | 0 | 0 | 0 | 6120.7 | 2199.34 | 300566.78 | 1155.16 | 22978.37 | 3213.04 | 203982.64 | 1441.08 | 0 | 0 | 7459 | 0 | 11450.37 | 112874.01
| 12 | 5040 | 12 | Underground Distribution Lines and Feeders - Operation Labor |  | 210174.3 | [7 empty] | 18 | 0 | 9561286.89 | 16599.16 | 0 | 553914 | 149866.71 | 38740.58 | 98176.53 | 0 | 0 | 0 | 168287.92 | 474057.29 | 71735.99 | 141402.06 | 1255026.14 | 19748.42 | 344 | 50949.51 | 46389.4 | 2379.11 | 5661.1 | 11330.1 | 2900.03 | 46787.52 | 475.18 | 0 | 0 | 1642161.17 | 580795.66 | 4186.02 | 39038.39 | 372659.35 | 41117.91 | 4066.68 | 41249.34 | 40 | 137415.85 | 205221.45 | 0 | 174249.2321 | 0 | 85127.33 | 315.61 | 0 | 26913.99 | 6529.44 | 72457.07 | 194258.53 | 625.8 | 0 | 0 | 7408.26 | 0 | 576033.2 | 0 | 77075 | 210174.3 | 995.7 | 199718.79
| 13 | 5045 | 13 | Underground Distribution Lines and Feeders - Operation Supplies and Expenses |  | 0 | [7 empty] | 19 | 0 | 8873634.07 | 0 | 0 | 102732 | 0 | 376148.56 | 197492.16 | 1460 | 0 | 0 | 0 | 1116800.3 | 111332.49 | 481577.52 | 121722.82 | 21322.17 | 86 | 10892.38 | 17948.37 | 306.08 | 4942.58 | 4209.04 | 70853.17 | 53476.02 | 3712.83 | 0 | 0 | 153952.61 | 3670001.31 | 68819.49 | 28838 | 431759.1 | 4144.24 | 0 | 185782.52 | 338941 | 173474.9 | 490704.01 | 6021.24 | 80530.77 | 0 | 13060.86 | 1473.67 | 0 | 0 | 0 | 261969.78 | 16943.4 | 42.5 | 0 | 5178.87 | 5866.87 | 0 | 2745920.03 | 0 | 18346 | 0 | 4261.96 | 0
| 14 | 5055 | 14 | Overhead Distribution Lines and Feeders |  | 319.89 | [7 empty] | 20 | 0 | 0 | 0 | 0 | 0 | 0 | 27063.68 | 7767.07 | 0 | 0 | 0 | 6857.59 | 55608.76 | 69587.68 | 1831.75 | 367573.01 | 33954.83 | 0 | 3891.77 | 26491.68 | 9820.17 | 0 | 57082.04 | 12853.11 | 0 | 106.53 | 0 | 7.67 | 0 | 57627.32 | 0 | 902.71 | 0 | 0 | 2106.15 | 59785.83 | 0 | 45787.78 | 0 | 0 | 0 | 2673.32 | 17259.68 | 10201.37 | 0 | 0 | 868.15 | 766.55 | 7851.87 | 0 | 0 | 0 | 78167.97 | 2971.57 | 1106231.79 | 0 | 4161 | 319.89 | 3485.51 | 50373.27
| 15 | 5065 | 15 | Meter Expense |  | 201399.82 | [7 empty] | 21 | 0 | 3441224.13 | 201899.81 | 29772.7 | 488039 | 245711 | 315934.48 | 292513.54 | 93787.32 | 172.08 | 6489.59 | 17458.95 | 371058.14 | 981515.72 | 150361.76 | 619718.19 | 1751.57 | 0 | 4002.57 | 220277.61 | 282484.37 | 17920.15 | 767775.21 | 213986.18 | 74771.91 | 106.53 | 0 | 5630.86 | 11052701.7 | 682998.98 | 233765.58 | 468251.44 | 739095.78 | 0 | 148043.62 | 1833605.06 | 380499 | 317480 | 523499.35 | 28658.53 | 279349.0046 | 38697.29 | 681690.99 | 44460.26 | 0 | 410502.49 | 82585.12 | 93644.36 | 240866.23 | 39087.59 | 18429.24 | 65888.17 | 181503.3 | 7285.47 | 1350896.6 | 0 | 456653 | 201399.82 | 38098.16 | 44599.72
| 16 | 5070 | 16 | Customer Premises - Operation Labor |  | 0 | [7 empty] | 22 | 0 | 1813060.53 | 147224.29 | 0 | 324719 | 0 | 327906.51 | 3478.26 | 0 | 0 | 0 | 0 | 889190.03 | 1220.13 | 22693.8 | 96869.71 | 0 | 0 | 55352.71 | 549396.33 | 148766.35 | 40570.99 | 534918.54 | 45855.44 | 0 | 27901.42 | 0 | 0 | 26693693.29 | 332173.55 | 90613.14 | 460603.73 | 10378.36 | 83733.35 | 0 | 0 | 340138 | 418419.81 | 191943.4 | 42326.91 | 0 | 184294.22 | 1370536.52 | 43020.42 | 0 | 0 | 113772.28 | 0 | 218034.5 | 28848.75 | 33539.23 | 0 | 22231.07 | 51936.74 | 1280506.99 | 9824.08 | 0 | 0 | 61818.73 | 55289.91
| 17 | 5075 | 17 | Customer Premises - Operation Materials and Supplies |  | 0 | [7 empty] | 23 | 0 | 4518178.61 | 40577.61 | 0 | 0 | 0 | 131241.1 | 0 | 0 | 0 | 32403.7 | 0 | 300681.29 | 3308.85 | 861.78 | 5282.4 | 127.5 | 0 | 5157.54 | 0 | 4950.5 | 6985.43 | 101581.83 | 14757.67 | 0 | 2168.39 | 0 | 0 | 4295065.28 | 18796.47 | 71537.93 | -17257.54 | 14323.91 | 0 | 0 | 0 | 78821 | 1067.1 | 0 | 146553.01 | 0 | 83754.23 | 414892.19 | 82460.26 | 0 | 0 | 2798.59 | 0 | 38993.5 | 5496.53 | 2048.13 | 0 | 10658.51 | 20088.42 | 2880776.59 | 424 | 438027 | 0 | 17726.5 | 5825.94
| 18 | 5085 | 18 | Miscellaneous Distribution Expense |  | 190089.74 | [7 empty] | 24 | 0 | 2306031.63 | 359814.86 | 22817.96 | 335874 | 452381.4 | 0 | 582209.41 | 117989.86 | 0 | 6884.05 | 0 | 948083.63 | 0 | 0 | 13832.01 | 222441.81 | 518494 | 8191.84 | 169377.08 | 6601.25 | 152095.1 | 1072682.08 | 131968.71 | 18359.96 | 72854.65 | 0 | 0 | 19245656.84 | 10975821.65 | 189360.24 | 235691.84 | 0 | 53618.52 | 151232.39 | 2995935.62 | 1118797 | 827709.52 | 1619923.12 | 145670.6 | -146148.767 | 149626.05 | 293682.91 | 2253.1 | 0 | 86553.17 | 301418.55 | 132085.34 | 482515.76 | 146103.75 | 82983.72 | 33991.69 | 0 | 292342.2 | 5979660.14 | 0 | 981932 | 190089.74 | 74966.1 | 117102.65
| 19 | 5090 | 19 | Underground Distribution Lines and Feeders - Rental Paid |  | 0 | [7 empty] | 25 | 0 | 0 | 0 | 0 | 0 | 0 | 0 | 2520.18 | 0 | 0 | 0 | 0 | 0 | 0 | 0 | 0 | 0 | 0 | 0 | 0 | 0 | 0 | 0 | 0 | 0 | 0 | 0 | 0 | 0 | 0 | 0 | 0 | 2835.6 | 0 | 0 | 0 | 0 | 0 | 0 | 0 | 0 | 0 | 0 | 0 | 0 | 0 | 0 | 0 | 491.32 | 0 | 0 | 0 | 0 | 0 | 0 | 0 | 0 | 0 | 0 | 0
| 20 | 5095 | 20 | Overhead Distribution Lines and Feeders - Rental Paid |  | 73624.22 | [7 empty] | 26 | 0 | 0 | 20318.19 | 0 | 31779 | 0 | 0 | 99665.63 | 11133.59 | 4661.75 | 0 | 35523.86 | 232857.98 | 114322.39 | 0 | 0 | 0 | 0 | 28608.24 | 0 | 13543.09 | 0 | 247702.11 | 60197.82 | 0 | 18494.04 | 11701.36 | 2683.36 | 0 | 0 | 10087.97 | 56171.18 | 20736 | 0 | 86933.77 | 122601.54 | 0 | 50873.62 | 0 | 34678.3 | 88775.04 | 13106.28 | 72159.79 | 0 | 0 | 0 | 37264.31 | 0 | 482.97 | 19342.34 | 54579.36 | 1113.28 | 0 | 27288.06 | 0 | 0 | 0 | 73624.22 | 0 | 41664.72
| 21 | 5096 | 21 | Other Rent (Distribution) |  | 0 | [7 empty] | 27 | 0 | 0 | 2791 | 0 | 0 | 560 | 0 | 614.72 | 0 | 0 | 0 | 0 | 0 | 3047.67 | 0 | 0 | 27868.06 | 1249 | 0 | 147999.67 | 0 | 0 | 0 | 0 | 0 | 3700 | 0 | 0 | 0 | 272520.33 | 0 | 0 | 0 | 0 | 0 | 0 | 0 | 0 | 0 | 0 | 0 | 0 | 0 | 23829.89 | 0 | 0 | 6600 | 0 | 187879.08 | 1999.33 | 0 | 0 | 0 | 0 | 0 | 0 | 0 | 0 | 0 | 0
| 22 |  |  | Subtotal: Operation |  | 1529536.94 | [7 empty] | 28 | 0 | 84136002.69 | 1381657.17 | 437062.69 | 3911905 | 1960885.29 | 4863245.58 | 2075903.34 | 392585.42 | 212012.46 | 49130.97 | 284999.02 | 9983628.94 | 3616065.37 | 1820161.58 | 7799586.26 | 1144993.46 | 933026 | 399461.62 | 1530902.71 | 1030977.21 | 511799.18 | 6431867.32 | 938713.69 | 1268603.77 | 162432.05 | 28125.36 | 66726.08 | 85375327.38 | 23101725.44 | 1104679.22 | 2215441.12 | 5567593.21 | 753224.37 | 489384.37 | 10896300.43 | 2548732 | 2735049.21 | 4757975.43 | 717525.47 | 787337.3163 | 850377.41 | 7988562.21 | 607287.06 | 1196369 | 1287773.59 | 785740.61 | 2914002.32 | 4060110.55 | 330247.43 | 351313.45 | 604431.63 | 2751834.69 | 600164.87 | 46553408.06 | 50770.33 | 5723340 | 1529536.94 | 399565.22 | 758568.2
| 23 | 5105 | 22 | Maintenance Supervision and Engineering |  | 100150.9 | [7 empty] | 29 | 0 | 13706946.38 | 96521.06 | 0 | 0 | 115640.82 | 0 | 18489.41 | 18800.92 | 0 | 0 | 0 | 639128.29 | 0 | 591599.52 | 0 | 219836.66 | 0 | 66539.29 | 10306.19 | 0 | 61763.77 | 0 | 233941.97 | 0 | 16331.62 | 0 | 1000 | 11908709.13 | 0 | 0 | 57309.55 | 0 | 0 | 343999.98 | 1623674.62 | 0 | 188386.75 | 436756.94 | 17540.97 | 0 | 14130.08 | 346819.13 | 0 | 0 | 0 | 48717.75 | -1955.22 | 0 | 0 | 0 | 0 | 1841163.24 | 456.06 | 25881943.42 | 88358.04 | 585069 | 100150.9 | 71485.13 | 0
| 24 | 5110 | 23 | Maintenance of Buildings and Fixtures |  | 40816.16 | [7 empty] | 30 | 0 | 1336244.66 | 0 | 0 | 0 | 35815.57 | 739401.14 | 67559.55 | 0 | 0 | 8538.78 | 0 | 10773.79 | 0 | 0 | 0 | 26218.51 | 0 | 772.26 | 0 | 3922.16 | 2463.22 | 92217.34 | 3500 | 0 | 0 | 0 | 0 | 482052.71 | 0 | 0 | 62808.47 | 241671.93 | 0 | 0 | 86472.88 | 0 | 0 | 0 | 0 | 52100.8893 | 0 | 33225.36 | 0 | 0 | 17724.6 | 15363.38 | 6882.11 | 51526.09 | 0 | 0 | 0 | 15461.32 | 0 | 15977898.92 | 0 | 31934 | 40816.16 | 0 | 3949.98
| 25 | 5112 | 24 | Maintenance of Transformer Station Equipment |  | 0 | [7 empty] | 31 | 0 | 0 | 0 | 0 | 0 | 4455.88 | 0 | 0 | 0 | 0 | 0 | 0 | 0 | 4978.35 | 0 | 427146.52 | 0 | 0 | 0 | 0 | 8150 | 9535.45 | 0 | 50652.95 | 0 | 0 | 0 | 0 | 1137822.64 | 573554.34 | 0 | 0 | 673685.13 | 0 | 0 | 0 | 0 | 0 | 3954.04 | 12634 | 0 | 954.29 | 160400.12 | 0 | 0 | 0 | 0 | 0 | 120108.38 | 0 | 0 | 0 | 6727.44 | 0 | 1023456.79 | 0 | 64111 | 0 | 0 | 0
| 26 | 5114 | 25 | Maintenance of Distribution Station Equipement |  | 67643.34 | [7 empty] | 32 | 0 | 4707983.78 | 25875.55 | 7290.64 | 110995 | 0 | 585503.48 | 70239 | 37094.38 | 0 | 24765.25 | 0 | 411068.69 | 0 | 61621.37 | 20716.02 | 195506.08 | 92456 | 13096.95 | 0 | 930 | 0 | 54755.32 | 888.82 | 47604.12 | 0 | 0 | 0 | 9221858.18 | 820238.8 | 31590.76 | 146941.54 | 62004.34 | 0 | 59943.29 | 970372.28 | 0 | 67629.67 | 8755.16 | 1404.25 | 116272.8279 | 12336.65 | 139268.75 | 12177.08 | 0 | 245202.55 | 33341.79 | 0 | 299559.71 | 708.05 | 39099.93 | 0 | 194009.9 | 1052.09 | 727633.03 | 0 | 4542 | 67643.34 | 17946.45 | 282162.63
| 27 | 5120 | 26 | Maintenance of Poles, Towers and Fixtures |  | 84775.66 | [7 empty] | 33 | 0 | 435846.96 | 113694.48 | 0 | 6548 | 21553.08 | 44657.36 | 161877.78 | 26940.31 | 0 | 5321.5 | 38893.84 | 110168.03 | 58598.99 | 106429.2 | 937464.26 | 114286.28 | 64312 | 10380.26 | 79293.5 | 54334.13 | 11819.09 | 87796.81 | 105369.2 | 16497.75 | 61779.85 | 6008 | 5691.2 | 22198276.74 | 415701.47 | 46383.76 | 61148.4 | 372172.7 | 0 | 50462.57 | 566710.82 | 144965 | 61587.5 | 188622.65 | 46717.67 | 203749.3035 | 13469.23 | 10245.81 | 609.44 | 877764 | 378988.76 | 6055.12 | 0 | 19349.23 | 2768.52 | 26896.73 | 46569.64 | 548850.49 | 26521.6 | 2123331.73 | 6916.68 | 95655 | 84775.66 | 17354.16 | 150152.01
| 28 | 5125 | 27 | Maintenance of Overhead Conductors and Devices |  | 646083.98 | [7 empty] | 34 | 0 | 101465.41 | 955409.68 | 0 | 72183 | 49862.98 | 1414994.41 | 455368.55 | 17401.46 | 0 | 5816.85 | 112344.34 | 199275.53 | 965290.16 | 349815.91 | 0 | 147924.29 | 307468 | 32386.88 | 147935.73 | 109765.86 | 6813.34 | 117354.66 | 65590.22 | 0 | 78002.39 | 2220 | 13357.86 | 38593243.89 | 712598.08 | 54767.23 | 228048.9 | 1194424.58 | 0 | 119073.48 | 1489739.77 | 415073 | 239975.57 | 882949.17 | 76986.01 | 229081.7073 | 286797.28 | 53272.58 | 19436.56 | 44064 | 0 | 72996.54 | 175130.93 | 823203.82 | 25775.82 | 127440.28 | 0 | 957409.74 | 53313.69 | 5895745.13 | 105910.53 | 91298 | 646083.98 | 12407.05 | 180089.95
| 29 | 5130 | 28 | Maintenance of Overhead Services |  | 291756.89 | [7 empty] | 35 | 0 | 0 | 206923.07 | 2781.73 | 0 | 516688.75 | 410822.73 | 316969.67 | 33138.58 | 0 | 0 | 47763.15 | 61015.67 | 525401.25 | 336798.25 | 180195.84 | 241846.23 | 310426 | 60361.56 | 127553.96 | 857905.26 | 6552.17 | 307425.59 | 29165.81 | 0 | 34399.92 | 0 | 18334.01 | 9282044.32 | 248121.19 | 91805.05 | 83440.13 | 1867814.5 | 118667.73 | 643753.8 | 150843.23 | 0 | 14321.21 | 231425.6 | 47613.77 | 388480.6604 | 160066.63 | 46488.08 | 21575.77 | 0 | 0 | 50155.03 | 389865.1 | 14804.04 | 22733.06 | 93188 | 0 | 550449.96 | 23686.05 | 273138 | 51031.78 | 77377 | 291756.89 | 13476.96 | 88422.23
| 30 | 5135 | 29 | Overhead Distribution Lines and Feeders - Right of Way |  | 212138.11 | [7 empty] | 36 | 0 | 5098817.33 | 3595162.02 | 34126.83 | 0 | 382765.4 | 802353.4 | 492409.46 | 52013.16 | 0 | 6175 | 64737.48 | 1034939.97 | 511168.52 | 115451.68 | 1019853.05 | 114693.2 | 143843 | 111099.56 | 400555.13 | 177728.02 | 44625.55 | 723215.27 | 71514.72 | 221442.21 | 13028.42 | 3342.5 | 112507.11 | 132570429.51 | 3509575.84 | 305570.95 | 415246.96 | 0 | 65962.57 | 208054.9 | 1200577.82 | 473379 | 200833.44 | 344318.4 | 49327.25 | 630066.7694 | 102392 | 343179.5 | 84470.36 | 0 | 0 | 100547.27 | 82944.41 | 651630.73 | 64730.76 | 45334.17 | 66665.56 | 899493.88 | 66549.6 | 3229762.77 | 117439.42 | 349535 | 212138.11 | 66955.71 | 316768.39
| 31 | 5145 | 30 | Maintenance of Underground Conduit |  | 5691.53 | [7 empty] | 37 | 0 | 244267.61 | 0 | 0 | 2059 | 9970.32 | 47293.65 | 3312.31 | 378.4 | 0 | 0 | 0 | 32096.91 | 88754.68 | 8780.74 | 0 | 1850.33 | 0 | 4279.91 | 0 | 39214.46 | 146.36 | 88452.65 | 776.08 | 0 | 980.8 | 0 | 0 | 160092.39 | 224968.36 | 0 | 28117 | 224879.73 | 0 | 0 | 324267.7 | 0 | 2250.37 | 50827.06 | 0 | 0 | 23117.89 | 14748.13 | 1189.15 | 170129 | 250049.79 | 1367.94 | 0 | 91387.92 | 0 | 3246.71 | 0 | 17245.22 | 0 | 4149971.8 | 133.12 | 0 | 5691.53 | 74.29 | 375.44
| 32 | 5150 | 31 | Maintenance of Underground Conductors and Devices |  | 176970.61 | [7 empty] | 38 | 0 | 1038432.61 | 0 | 0 | 8437 | 29264.11 | 435267.44 | 26950.2 | 9103.57 | 0 | 8113.16 | 32634.94 | 501340.31 | 745015.16 | 65354.4 | 0 | 60447.29 | 46467 | 8489.24 | 102521.74 | 78332.04 | 11598.98 | 57730.63 | 10705.77 | 102516.51 | 1594 | 0 | 18235.83 | 1547007.39 | 458736.31 | 18527.41 | 101920.83 | 748070.51 | 0 | 34028.31 | 1079235.98 | 121306 | 189985.07 | 249569.01 | 20521.31 | 62899.6503 | 10163.15 | 268836.82 | -10530.39 | 0 | 0 | 11112.66 | 58588.09 | 152955.67 | 0 | 6843.56 | 0 | 173324.04 | 28406.23 | 5559827.3 | 190747.9 | 1085 | 176970.61 | 1127.59 | 18405.13
| 33 | 5155 | 32 | Maintenance of Underground Services |  | 104264.15 | [7 empty] | 39 | 0 | -12389.35 | 0 | 0 | 21000 | 393890.24 | 407702.1 | 57938.05 | 159786.55 | 0 | 1370.65 | 69221.53 | 307726.11 | 192997.5 | 212110.52 | 900563.29 | 221913.38 | 167353 | 5173.86 | 160149.82 | 77270 | 7102.15 | 66858 | 47498.66 | 0 | 9246.73 | 518 | 7958.92 | 7889737.67 | 242932.01 | 155796.96 | 72937.42 | 287208.42 | 57799.31 | 107667.16 | 1167571.78 | 0 | 145559.94 | 250661.78 | 48841.63 | 194354.5865 | 3450.14 | 24832.27 | 59957.32 | 0 | 44719.67 | 11437.96 | 221473.47 | 20828.45 | 3338.89 | 20882.28 | 0 | 283785.34 | 15173.35 | 790781.66 | 107940.57 | 325339 | 104264.15 | 4368.48 | 118715.5
| 34 | 5160 | 33 | Maintenance of Line Transformers |  | 141791.3 | [7 empty] | 40 | 0 | 78077.81 | 28567.34 | 0 | 589 | 12566.54 | 288092.65 | 44943.34 | 29749.81 | 0 | 2142.28 | 37726.5 | 93552.34 | 22550.23 | 41476.68 | 114731.17 | 46186.12 | 126031 | 2795.29 | 87487.39 | 22190.86 | 1406.81 | 139936.89 | 25380.27 | 0 | 63250.72 | 12015 | 26082.06 | 3446135.18 | 439437.74 | 32054.3 | 34747.58 | 350983.48 | 17808.29 | 50049.4 | 115284.08 | 161041 | 93820.56 | 320189.1 | 30778.6 | 170078.8653 | 10794.06 | 54324.18 | 11816.01 | 44748 | 0 | 144059.16 | 11982.75 | 35790.19 | 2746.61 | 26469.01 | 0 | 18200.3 | 35815.38 | 1861866.34 | 13427.29 | 23418 | 141791.3 | 0 | 50660.58
| 35 | 5175 | 34 | Maintenance of Meters |  | 118559.34 | [7 empty] | 41 | 0 | 27628.25 | 574224.89 | 34533.64 | 108 | 0 | 264551.67 | 422210.5 | 0 | 0 | 0 | 167027.69 | 827946.57 | 0 | 252347.48 | 0 | 245618.68 | 433361 | 257.02 | 469.66 | 108581.05 | 37297.81 | 48796.65 | 0 | 253.42 | 4991.78 | 7565.12 | 10750.74 | 5692737.47 | 1017639.36 | 25795.4 | 0 | 0 | 43824.35 | 25575.77 | 34379.43 | 16315 | 75902.36 | 0 | 57633.03 | 32057.0703 | 1770 | 2091 | 0 | 162745 | 0 | 6081.16 | 73563 | 78249.87 | 0 | 1258.61 | 12428.6 | 61724.11 | 7529.41 | 0 | 33546.72 | 0 | 118559.34 | 17967.35 | 284256.8
| 36 |  |  | Subtotal: Maintenance |  | 1990641.97 | [7 empty] | 42 | 0 | 26763321.45 | 5596378.09 | 78732.84 | 221919 | 1572473.69 | 5440640.03 | 2138267.82 | 384407.14 | 0 | 62243.47 | 570349.47 | 4229032.21 | 3114754.84 | 2141785.75 | 3600670.15 | 1636327.05 | 1691717 | 315632.08 | 1116273.12 | 1538323.84 | 201124.7 | 1784539.81 | 644984.47 | 388314.01 | 283606.23 | 31668.62 | 213917.73 | 244130147.22 | 8663503.5 | 762291.82 | 1292666.78 | 6022915.32 | 304062.25 | 1642608.66 | 8809130.39 | 1332079 | 1280252.44 | 2968028.91 | 409998.49 | 2079142.3302 | 639441.4 | 1497731.73 | 200701.3 | 1299450 | 936685.37 | 501235.76 | 1018474.64 | 2359394.1 | 122801.71 | 390659.28 | 125663.8 | 5567844.98 | 258503.46 | 67495356.89 | 715452.05 | 1649363 | 1990641.97 | 223163.17 | 1493958.64
| 37 | 5305 | 35 | Supervision (Billing and Collection) |  | 0 | [7 empty] | 43 | 0 | 2089229.65 | 100657.06 | 2954.88 | 201192 | 511238.88 | 0 | 174516.66 | 67049.36 | 0 | 0 | 110604.61 | 162400.57 | 918712.49 | 363236.24 | 0 | 136080.43 | 0 | 0 | 195810.33 | 83485.39 | 30228.33 | 219283.36 | 57942.04 | 145415.72 | 0 | 0 | 0 | 56996.65 | 0 | 105815.91 | 0 | 539687.33 | 0 | 149443.78 | 211572.34 | 0 | 157530.3 | 1292991.6 | 52472.06 | 0 | 99069.4 | 387257.2 | 82630.75 | 0 | 156667.56 | 0 | 320361.4626 | 63231.42 | 0 | 0 | 0 | 0 | 0 | 2043960.66 | 0 | 162563 | 0 | 52100.36 | 0
| 38 | 5310 | 36 | Meter Reading Expense |  | 6202.14 | [7 empty] | 44 | 0 | 110665.7 | 136231.63 | 29274 | 258748 | 506923.27 | 295440.41 | 89227.49 | 116034.92 | 42695.48 | 0 | 54892.69 | 190807.01 | 316424.47 | 69015.6 | 734161.17 | 175357.62 | 0 | 62635.27 | 26593.46 | 224734.6 | 12299.53 | 12303.56 | 75173.56 | 20731.77 | 15953.34 | 0 | 35909.93 | 9793119.11 | 350892.26 | 16645.08 | 253715.16 | 987652.22 | 237870.85 | 46663.53 | 1399449.52 | 308825 | 470696.11 | 599572.08 | 104998.92 | 318663.32 | 218323.11 | 608436.36 | 189958.56 | 132966 | 395850.81 | 55012.88 | 305949.87 | 364916.83 | 26932.68 | 63396.3 | 6804.74 | 238813.17 | 90570.71 | 4304944.92 | 137943.04 | 454052 | 6202.14 | 77327.9 | 117043.56
| 39 | 5315 | 37 | Customer Billing |  | 914826.15 | [7 empty] | 45 | 0 | 28891002.33 | 227714.43 | 143184.01 | 947769 | 1043452.56 | 930341.46 | 393655.66 | 281314.29 | 87002.58 | 200842.43 | 255283.29 | 4940176.07 | 1672068.23 | 1277152.03 | 1534148.11 | 546560.03 | 1229822 | 207147.8 | 799699.77 | 595825.31 | 159240.99 | 1553472.97 | 421396.02 | 322007.53 | 229342.14 | 139453.46 | 240435.67 | 43263686.28 | 7851531.51 | 400146.78 | 394383.04 | 2438848.6 | 223560.65 | 486947.31 | 1888920.34 | 1578718 | 914002.15 | 2963321.85 | 360498.22 | 426965.7768 | 226339.87 | 1566395.57 | 356765.07 | 863643 | 1212089.82 | 588954.38 | 782929.93 | 347013.25 | 312036.54 | 360502.46 | 201990.22 | 1497883.86 | 518520.73 | 22199865.82 | 500107.27 | 1475596 | 914826.15 | 102659.08 | 378562.81
| 40 | 5320 | 38 | Collecting |  | 372974.66 | [7 empty] | 46 | 0 | 5020949.62 | 167706.59 | 219.14 | 302029 | 209061.65 | 221179.97 | 280511.79 | 91644.88 | 0 | 0 | 87775.63 | 891387.61 | 295087.03 | 787039.54 | 37958.65 | 92749.73 | 165924 | 133841.85 | 259657.05 | 120191.45 | 29375.99 | 140859.21 | 8641.02 | 517670.62 | 42808.08 | 1499.21 | 112540.49 | 3367709.98 | 1151488.13 | 151282.5 | 161141.99 | 632404.19 | 24045.39 | 108928.96 | 962087.97 | 272600 | 734283 | 471419.62 | 89392.67 | 215996.144 | 99791.9 | 182673.3 | 107470.77 | 32328 | 178917.51 | 142897.53 | 753768 | 203357.52 | 40003.65 | 49463.67 | 97863.04 | 386749.6 | 4375.53 | 4082923.06 | 279638.47 | 651736 | 372974.66 | 106191.97 | 124279.94
| 41 | 5325 | 39 | Collecting - Cash Over and Short |  | 41.19 | [7 empty] | 47 | 0 | 1014.72 | 0 | 0 | 0 | -194.09 | 100 | 0 | -0.06 | 0 | 0 | 0 | 0.67 | 40.55 | 0 | 0 | 0 | 0 | 0 | 0 | 0 | 0 | 0 | 0 | 0 | 0 | 0 | 0 | 0 | 0 | -10.57 | 0 | 4.29 | -632.02 | 0 | 0 | 931 | 50.54 | 10.44 | 0 | 0.01 | -0.67 | 0 | 0 | 0 | 0 | -1121.08 | 0 | 0 | -0.1 | 5.88 | 0 | 0 | 0 | 0 | 0 | 0 | 41.19 | 0 | 0
| 42 | 5330 | 40 | Collection Charges |  | 0 | [7 empty] | 48 | 0 | 14014.53 | 0 | 0 | 0 | 0 | 120298.43 | 0 | 0 | 0 | 275 | 7016.05 | 2318.62 | 10869.29 | 0 | 0 | 0 | 0 | 0 | 0 | 0 | -171.9 | 0 | 361.8 | 1220.9 | 822.94 | 1012.5 | 0 | 0 | 13.05 | 0 | 0 | 0 | 3717.22 | 0 | -41529 | 0 | 0 | 0 | 0 | 0 | 728 | 0 | 0 | 0 | 0 | -6180 | 0 | 0 | 0 | 0 | 3923.56 | 0 | 0 | 0 | 952.61 | -25405 | 0 | 0 | 21106.49
| 43 | 5340 | 41 | Miscellaneous Customer Account Expenses |  | 18919.56 | [7 empty] | 49 | 0 | 184144.14 | 220656.81 | 0 | 0 | 667513.14 | 801288.42 | 488741.31 | 0 | 0 | 0 | 0 | 1922195.86 | 0 | 0 | 0 | 0 | 0 | 0 | 55815.84 | 144977.76 | 0 | 85481.76 | 34.86 | 0 | 23769.6 | 0 | 0 | 5533036.18 | 0 | 338825.15 | 0 | 0 | 49512.7 | 124979.44 | 0 | 0 | 4428.82 | 222158.29 | 5613.5 | 0 | 4308.04 | 80478.5 | 0 | 0 | 0 | -42.91 | 0 | 0 | 0 | 10114.8 | 0 | 0 | 66932.73 | 0 | 0 | 0 | 18919.56 | 55770.85 | 0
| 44 |  |  | Subtotal : Billing and Collections |  | 1312963.7 | [7 empty] | 50 | 0 | 36311020.69 | 852966.52 | 175632.03 | 1709738 | 2937995.41 | 2368648.69 | 1426652.91 | 556043.39 | 129698.06 | 201117.43 | 515572.27 | 8109286.41 | 3213202.06 | 2496443.41 | 2306267.93 | 950747.81 | 1395746 | 403624.92 | 1337576.45 | 1169214.51 | 230972.94 | 2011400.86 | 563549.3 | 1007046.54 | 312696.1 | 141965.17 | 388886.09 | 62014548.2 | 9353924.95 | 1012704.85 | 809240.19 | 4598596.63 | 538074.79 | 916963.02 | 4420501.17 | 2161074 | 2280990.92 | 5549473.88 | 612975.37 | 961625.2508 | 648559.65 | 2825240.93 | 736825.15 | 1028937 | 1943525.7 | 779520.8 | 2163009.2626 | 978519.02 | 378972.77 | 483483.11 | 310581.56 | 2123446.63 | 680399.7 | 32631694.46 | 918641.39 | 2718542 | 1312963.7 | 394050.16 | 640992.8
| 45 | 5405 | 42 | Supervision (Community Relations) |  | 30345.95 | [7 empty] | 51 | 0 | 829193.19 | 0 | 0 | 0 | 0 | 0 | 0 | 0 | 0 | 0 | 0 | 0 | 3313.39 | 0 | 0 | 0 | 31901 | 0 | 0 | 1015 | 12507.07 | 0 | 0 | 0 | 0 | 0 | 0 | 0 | 0 | 0 | 0 | 0 | 0 | 0 | 0 | 0 | 0 | 0 | 0 | 0 | 0 | 0 | 0 | 0 | 156303.08 | 430.7 | 0 | 57652.29 | 0 | 0 | 0 | 0 | 0 | 0 | 0 | 0 | 30345.95 | 0 | 0
| 46 | 5410 | 43 | Community Relations - Sundry |  | 6811.56 | [7 empty] | 52 | 0 | 3434679.11 | 6845.54 | 0 | 140827 | 143258.76 | 0 | 0 | 24322.94 | 0 | 4305 | 2777.29 | 10078.5 | 42238.88 | 13999.25 | 102480.5 | 158.78 | 0 | 0 | 33267.91 | 0 | 10432.64 | 0 | 0 | 0 | 3638.78 | 0 | 0 | 1270570.08 | 4109228.65 | 74184.32 | 0 | 134197.75 | 17214.79 | 2033.75 | 97670.97 | 17500 | 80334.69 | 72443.36 | 0 | 0 | 0 | 86056.35 | 9004.12 | 12648 | 162664.85 | 34820.68 | 0 | 490532.53 | 43 | 107.8 | 0 | 0 | 0 | 0 | 16479.31 | 216674 | 6811.56 | 4574.78 | 460
| 47 | 5420 | 44 | Community Safety Program |  | 0 | [7 empty] | 53 | 0 | 0 | 0 | 0 | 210215 | 13195 | 29372.5 | 0 | 1619 | 0 | 0 | 0 | 0 | 99739.37 | 0 | 0 | 7934.5 | 945 | 0 | 0 | 11252.63 | 880.47 | 0 | 0 | 0 | 0 | 0 | 0 | 105002.69 | 0 | 920 | 995.34 | 96999.77 | 0 | 0 | 25074.57 | 0 | 0 | 0 | 0 | 0 | 0 | 2022.93 | 0 | 0 | 61620.95 | 1411.45 | 0 | 25864.07 | 9299 | 18435.72 | 0 | 6029.15 | 0 | 2234663.04 | 0 | 24897 | 0 | 1272 | 12150.84
| 48 | 5425 | 45 | Miscellaneous Customer Service and Informational Expenses |  | 0 | [7 empty] | 54 | 0 | 0 | 27556.38 | 0 | 30 | 0 | 0 | 39402.41 | 8243.7 | 0 | 0 | 0 | 5 | 0 | 0 | 0 | 231699.22 | 445 | 0 | 0 | 0 | 18587.59 | 0 | 0 | 0 | 0 | 0 | 0 | 0 | 0 | 1531 | 178169.11 | 0 | 0 | 5149.5 | 0 | 0 | 0 | 0 | 0 | 0 | 0 | 634.16 | 0 | 0 | 443012.62 | 0 | 0 | 0 | 2136.02 | 9422.27 | 0 | 0 | 0 | 0 | 0 | 0 | 0 | 0 | 1492.98
| 49 |  |  | Subtotal: Community Relations |  | 37157.51 | [7 empty] | 55 | 0 | 4263872.3 | 34401.92 | 0 | 351072 | 156453.76 | 29372.5 | 39402.41 | 34185.64 | 0 | 4305 | 2777.29 | 10083.5 | 145291.64 | 13999.25 | 102480.5 | 239792.5 | 33291 | 0 | 33267.91 | 12267.63 | 42407.77 | 0 | 0 | 0 | 3638.78 | 0 | 0 | 1375572.77 | 4109228.65 | 76635.32 | 179164.45 | 231197.52 | 17214.79 | 7183.25 | 122745.54 | 17500 | 80334.69 | 72443.36 | 0 | 0 | 0 | 88713.44 | 9004.12 | 12648 | 823601.5 | 36662.83 | 0 | 574048.89 | 11478.02 | 27965.79 | 0 | 6029.15 | 0 | 2234663.04 | 16479.31 | 241571 | 37157.51 | 5846.78 | 14103.82
| 50 | 5605 | 47 | Executive Salaries and Expenses |  | 454291.35 | [7 empty] | 56 | 0 | 5969456.93 | 559544.56 | 8614.44 | 1203174 | 653308.63 | 2051538.95 | 623371.2 | 0 | 16200 | 50336.94 | 20529.71 | 2533329.94 | 1959629.12 | 610777 | 0 | 1201143.55 | 112428 | 23750 | 467442 | 983543.17 | 193852.35 | 1109897.48 | 280631.84 | 715584.99 | 12943.91 | 37128 | 144324.58 | 6354814.21 | 2420738.44 | 265534.55 | 302862.13 | 65533.17 | 28964.17 | 69987.93 | 1370866.8 | 96666 | 100118.44 | 506396.29 | 383986.45 | 0 | 25825.88 | 0 | 610531.99 | 264395 | 1227832.9 | 39963.46 | 154160.19 | 341017.99 | 135989.71 | 303870.24 | 176035.29 | 1003948.64 | 179437.26 | 9005167.01 | 426784.59 | 874754 | 454291.35 | 144933.63 | 544122.06
| 51 | 5610 | 48 | Management Salaries and Expenses |  | 374837.19 | [7 empty] | 57 | 0 | 38359974.33 | 484889.19 | 125651.25 | 48533 | 975761.69 | 148117.71 | 584146.16 | 370815.63 | 168622.49 | 112805.84 | 457866.08 | 1547169.72 | 2382259.05 | 3294562.93 | 1583346.536 | 23174.52 | 1270133 | 67049.22 | 1211477.44 | 0 | 0 | 583023.98 | 189429.53 | 630064.12 | 102475.72 | 77098.86 | 80210.16 | 26106098.38 | 10852888.47 | 634692.13 | 142010.37 | 752688.95 | 128552.61 | 0 | 2006731.46 | 1282096 | 1374123.11 | 2563791.25 | 43360.06 | 1071654.64 | 152983.73 | 1691595.08 | 0 | 560416 | 791429.69 | 341441.84 | 0 | 469114.53 | 126350.34 | 0 | 2698.44 | 0 | 127729.44 | 16208632.45 | 493974.96 | 174947 | 374837.19 | 102834.21 | 552466.6
| 52 | 5615 | 49 | General Administrative Salaries and Expenses |  | 356765.3 | [7 empty] | 58 | 0 | 8709241.99 | 2341635.57 | 91095.87 | 1739527 | 1338072.18 | 2385064.65 | 4213572.85 | 221941.2 | 22390.99 | 64134.19 | 40807.85 | 7946712.46 | 1319204.14 | 260485.66 | 2989726.204 | 509903.11 | 83798 | 44149.23 | 181839.73 | 511466.89 | 174388.39 | 531290.14 | 238174.56 | 975981.67 | 0 | 8224.87 | 0 | 47855058.29 | 4568233.93 | 765384.15 | 671798.52 | 497433.32 | 373519.65 | 47077.73 | 4091509.1 | 936690 | 1614586.74 | 500731.76 | 96584.44 | 354711.2249 | 139132.64 | 0 | 341254 | 174465 | 1019327.47 | 88321.85 | 1292627.43 | 409007.77 | 60022.24 | 231897.59 | 66827.88 | 1825389.57 | 348358.43 | 30094464.36 | 258706.39 | 1194173 | 356765.3 | 81028.69 | 443175.03
| 53 | 5620 | 50 | Office Supplies |  | 0 | [7 empty] | 59 | 0 | 17272257.54 | 137521.48 | 2985.35 | 3257 | 108669.05 | 411044.86 | 429196.08 | 99961.28 | 26777.8 | 35409.19 | 72349.99 | 998916.63 | 497611.09 | 478361.38 | 868040.76 | 0 | 27255 | 79296.11 | 221236.79 | 173796.77 | 37242.97 | 66682.67 | 40770.03 | 73523.12 | 9883.2 | 27259.68 | 15397.75 | 0 | 4480602.55 | 223015.57 | 24218.11 | 194077.01 | 85211.38 | 113744.71 | 2132915.64 | 300029 | 290613.69 | 77038.34 | 25477.16 | 4552.51 | 104220.17 | 193844.11 | 70152.65 | 190400 | 845632.83 | 79314.54 | -1023.24 | 444244.85 | 36704.97 | 8602.83 | 18267.87 | 248960.1 | 0 | 649116.07 | 65325.18 | 156982 | 0 | 22972.03 | 504107.36
| 54 | 5625 | 51 | Administrative Expense Transferred - Credit |  | 0 | [7 empty] | 60 | 0 | -14279773.43 | -628155.25 | 0 | 0 | 0 | -381829.09 | -4476188.39 | 0 | 0 | 0 | 0 | -11187.84 | -1200 | 0 | 0 | 0 | 0 | 0 | 0 | 0 | -12776.19 | 0 | 0 | 0 | 0 | 0 | 0 | -84444158.55 | -1185378.54 | 0 | 0 | -267269.94 | 0 | 0 | 0 | -156931 | 0 | 0 | 0 | 0 | 0 | -632524 | 0 | -140046 | -208551.57 | 0 | 0 | 0 | 0 | 44536.45 | 0 | 0 | 0 | 0 | 58546.18 | -638462 | 0 | 0 | 0
| 55 | 5630 | 52 | Outside Services Employed |  | 187513.32 | [7 empty] | 61 | 0 | 2992982.76 | 497880.62 | 54698.73 | 0 | 604487.01 | 533216.17 | 711169.34 | 55081.12 | 66420.54 | 44664.85 | 153564.8 | 439908.48 | 417423.34 | 421441.42 | 1831742.16 | 128830.91 | 279335 | 103701.47 | 225596.66 | 103693.3 | 62137.15 | 47000.04 | 239532.46 | 238271.25 | 93787.85 | 56170.07 | 42498.91 | 15403992.89 | 2041368.51 | 283775.47 | 449837.96 | 180699.6 | 177299.39 | 88407.77 | 1064618.65 | 638303 | 675943.37 | 53978.96 | 109566.06 | 270604.78 | 63229.69 | 389569.36 | 185379.03 | 144697 | 394958.43 | 17343.21 | 423797.88 | 297995.62 | 49070 | 79054.36 | 69925.54 | 205167.77 | 211028 | 17513733.96 | 267926.91 | 89102 | 187513.32 | 155394.31 | 129035.1
| 56 | 5640 | 53 | Injuries and Damages |  | 0 | [7 empty] | 62 | 0 | 0 | 0 | 0 | 0 | 0 | 144713.6 | 0 | 42889.94 | 3620.67 | 3861.65 | 38455.18 | 410278.2 | 211964.24 | 0 | 309867.12 | 86830.09 | 0 | 13160.39 | 121738.44 | 55757.06 | 0 | 0 | 0 | 78103.32 | 0 | 0 | 7439.04 | 227526.91 | 1014657.97 | 63140.68 | 79982.85 | 226289.57 | 42008.76 | 2672.23 | 596303.05 | 0 | 20647.68 | 0 | 26744.33 | 0 | 0 | 225990.21 | 23971.04 | 35458 | 195036.3 | 0 | 0 | 0 | 8043.8 | 19156.8 | 10447.92 | 276685.64 | 0 | 2636026.6 | 0 | 2000 | 0 | 0 | 7257.31
| 57 | 5645 | 54 | OMERS Pensions and Benefits |  | 103766 | [7 empty] | 63 | 0 | 1205679.48 | 209074.48 | 64730.4 | 1224461 | 139527.23 | 348956.25 | 857727.3 | 0 | 102961.19 | 0 | 0 | 0 | 256750.37 | 207771.6 | 0 | 0 | 225648 | 12764.6 | 489076 | 138704.24 | 68582.48 | 0 | 9981.66 | 86958.03 | 0 | 14559.17 | 26064.2 | 0 | -3093.15 | 30511 | 13416.85 | 2768.37 | 0 | 42553.7 | 62047.15 | 32010 | 117723.17 | 0 | 42615.67 | 364136.4352 | -8709 | 1870319.04 | 31306.49 | 0 | 802708.2 | 166785.5 | 28889 | 0 | 0 | 0 | 3339.21 | 952106.57 | 0 | 0 | 0 | 0 | 103766 | 0 | 186644.12
| 58 | 5646 | 55 | Employee Pensions and OPEB |  | 0 | [7 empty] | 64 | 0 | 0 | 0 | 0 | 342197 | 0 | 0 | 0 | 22554.64 | 0 | 0 | 0 | 0 | 0 | 115561.47 | 2015068.91 | 1589 | 0 | 0 | 0 | 0 | 0 | 399398.65 | 0 | 0 | 0 | 0 | 0 | 0 | 0 | 0 | 0 | 0 | 0 | -8587 | 0 | 0 | 0 | 0 | 0 | 0 | 0 | 399800 | 0 | 0 | 0 | 0 | 0 | 0 | 16714.39 | 1292.1 | 10716 | 0 | 0 | 0 | 0 | 175750 | 0 | 11806.68 | 0
| 59 | 5647 | 56 | Employee Sick Leave |  | 0 | [7 empty] | 65 | 0 | 0 | 0 | 0 | 0 | 0 | 0 | 0 | 0 | 0 | 0 | 0 | 0 | 0 | 0 | 0 | 0 | 0 | 0 | 0 | 0 | 0 | 0 | 0 | 0 | 0 | 0 | 0 | 0 | 0 | 0 | 0 | 0 | 0 | 0 | 0 | 0 | 0 | 0 | 0 | 17500 | 0 | 0 | 0 | -2539 | 0 | 85456.09 | 0 | 0 | 0 | 0 | 0 | 0 | 0 | 0 | 0 | 0 | 0 | 0 | 0
| 60 | 5650 | 57 | Franchise Requirements |  | 0 | [7 empty] | 66 | 0 | 0 | 0 | 0 | 0 | 82300 | 0 | 0 | 0 | 0 | 0 | 0 | 0 | 0 | 0 | 0 | 0 | 0 | 0 | 0 | 0 | 0 | 0 | 0 | 0 | 0 | 0 | 0 | 0 | 0 | 0 | 0 | 0 | 0 | 0 | 0 | 0 | 0 | 0 | 0 | 0 | 0 | 0 | 0 | 0 | 0 | 0 | 0 | 0 | 0 | 0 | 0 | 0 | 0 | 0 | 0 | 0 | 0 | 0 | 0
| 61 | 5655 | 58 | Regulatory Expenses |  | 113136.64 | [7 empty] | 67 | 0 | 3342153.29 | 135509.95 | 12332.02 | 322060 | 247404.01 | 240780.57 | 250938.5 | 111825.95 | 44009.01 | 72553.42 | 125587.78 | 1192320.58 | 285723.52 | 451910.55 | 330993.05 | 40165.36 | 152391 | 24546.55 | 283881.96 | 121424.7 | 39608.24 | 694392.13 | 112740.9 | 147841.38 | 50350.1 | 55386.81 | 86313.45 | 4737465.71 | 1385598.4 | 144451.3 | 179413.18 | 987607.95 | 73247.16 | 82157.42 | 707267.84 | 113393 | 225478.28 | 265313.21 | 46356.27 | 296186.0037 | 33234.11 | 774763.24 | 78929.87 | 55799 | 124281.98 | 159827.69 | 200089.92 | 279078.77 | 55401.06 | 42011.36 | 13141.32 | 328027.22 | 33640.62 | 4166976.37 | 51875.04 | 428144 | 113136.64 | 192001.44 | 182848.16
| 62 | 5665 | 59 | Miscellaneous General Expenses |  | 105301.09 | [7 empty] | 68 | 0 | 4010036.85 | 36916.72 | 22561.12 | 1241359 | 13032.29 | 737211.86 | 507416.16 | 99891.75 | 21243.68 | 0 | 6136.93 | 775476.23 | 8432.29 | 25849.92 | 136142.62 | 102097.54 | 759339.79 | 1985.02 | 141365.52 | 98236.62 | 81724.76 | 218233.52 | 111076.89 | 575218.28 | 15765.46 | 0 | 17900 | 23289351.64 | 1937503.44 | 287679.33 | 124074.8 | 104962.16 | 41566 | 887737.19 | 772749.89 | 413660 | 178411.64 | 36568.91 | 58220.4 | 99258.3736 | 12954.11 | 387294.49 | 148637.06 | 739246 | 452725.05 | 78858.61 | 91237.3 | 77826.28 | 41607.43 | 134830.4 | 36223.32 | 156763.84 | 204801.58 | 144306.38 | 119040.22 | 312096 | 105301.09 | 61685.55 | 231096.81
| 63 | 5670 | 60 | Rent (Administrative and General) |  | 0 | [7 empty] | 69 | 0 | 1360152.75 | 266504.92 | 0 | 0 | 14583.31 | 0 | 363466.44 | 0 | 0 | 16800 | 0 | 0 | 0 | 0 | 0 | 0 | 0 | 0 | 0 | 0 | 17151.64 | 0 | 0 | 0 | 14671.68 | 12314.79 | 0 | 10027899.27 | 0 | 824.15 | 249883.59 | 0 | 0 | 0 | 0 | 0 | 124533.08 | 0 | 0 | 0 | 0 | 2400 | 0 | 0 | 334707 | 14330.76 | 696454 | 0 | 0 | 8208.36 | 0 | 361508.26 | 150000 | -1076.63 | 0 | 0 | 0 | 0 | 0
| 64 | 5672 | 61 | Lease Payment Expense |  | 0 | [7 empty] | 70 | 0 | 0 | 0 | 0 | 0 | 0 | 0 | 0 | 0 | 0 | 0 | 0 | 0 | 35845.36 | 0 | 0 | 0 | 0 | 0 | 0 | 0 | 0 | 0 | 0 | 0 | 0 | 0 | 0 | 0 | 0 | 0 | 0 | 0 | 0 | 0 | 0 | 0 | 0 | 0 | 0 | 0 | 0 | 0 | 0 | 1294 | 0 | 0 | 0 | 0 | 0 | 0 | 0 | 0 | 0 | 0 | 0 | 0 | 0 | 0 | 0
| 65 | 5675 | 62 | Maintenance of General Plant |  | 0 | [7 empty] | 71 | 0 | 25809993.22 | 1144471.73 | 27663.87 | 289020 | 161793.27 | 401542.78 | -416720.65 | 17569.02 | 0 | 0 | 62585.5 | 1490509.5 | 1290623.83 | 615328.98 | 1638969.42 | 4135.96 | 189156 | 0 | 374884.49 | 120029.2 | 1421.1 | 623868.45 | 106485.67 | 205415.07 | 0 | 0 | 26255.63 | 80855724.36 | 6339473.19 | 313324.13 | 100591.09 | 1076100.66 | 65192.44 | 477989.49 | 684044.68 | 625649 | 529549.97 | 703477.09 | 319872.54 | 211050.91 | 0 | 530856.37 | 70875.99 | 330204 | 995736.52 | 191538.17 | 0 | 319986.58 | 14089.12 | 37171.45 | 12485 | 35146.34 | 0 | 25813228.88 | 28172.46 | 614484 | 0 | 6228.41 | 134917.91
| 66 | 5680 | 63 | Electrical Safety Authority Fees |  | 10926 | [7 empty] | 72 | 0 | 0 | 18233 | 0 | 0 | 25182 | 0 | 14758.15 | 9374.05 | 0 | 2061 | 5292 | 0 | 0 | 0 | 43450 | 8068 | 12329 | 3217.2 | 13136 | 10718 | 5328.2 | 0 | 0 | 0 | 2603 | 1600 | 4679.97 | 0 | 0 | 11175 | 12619 | 43877 | 0 | 14751.84 | 0 | 0 | 0 | 0 | 5400 | 12116.97 | 3789.96 | 37415 | 0 | 0 | 0 | 8612 | 15634 | 0 | 2911 | 3555 | 2668 | 0 | 0 | 575246 | 6313.36 | 0 | 10926 | 4849 | 0
| 67 |  |  | Sutotal: A&G Expenses |  | 1706536.89 | [7 empty] | 73 | 0 | 94752155.71 | 5204026.97 | 410333.05 | 6413588 | 4364120.67 | 7020358.31 | 3662853.14 | 1051904.58 | 472246.37 | 402627.08 | 983175.82 | 17323433.9 | 8664266.35 | 6482050.91 | 11747346.78 | 2105938.04 | 3111812.79 | 373619.79 | 3731675.03 | 2317369.95 | 668661.09 | 4273787.06 | 1328823.54 | 3726961.23 | 302480.92 | 289742.25 | 451083.69 | 130413773.11 | 33852593.21 | 3023507.46 | 2350708.45 | 3864767.82 | 1015561.56 | 1818493.01 | 13489054.26 | 4281565 | 5251729.17 | 4707295.81 | 1158183.38 | 2701771.8474 | 526661.29 | 5871322.9 | 1561038.12 | 2353789 | 6975824.8 | 1271793.72 | 2901866.48 | 2638272.39 | 546904.06 | 914186.94 | 422775.79 | 5393703.95 | 1254995.33 | 106805821.45 | 1776665.29 | 3383970 | 1706536.89 | 783733.95 | 2915670.46
| 68 | 5635 | 64 | Property Insurance |  | 0 | [7 empty] | 74 | 0 | 0 | 53460.3 | 8328.75 | 198399 | 151706.74 | 38294.92 | 66326.79 | 2191.35 | 10681.96 | 3568.32 | 35718.47 | 215994.74 | 25066.56 | 160738.92 | 456878.75 | 20949.84 | 75190 | 12648.35 | 12516.75 | 0 | 12449.81 | 135981.91 | 37016.5 | 71566.56 | 9094.22 | 5497.2 | 4575 | 4360240.8 | 1980427.73 | 48211.2 | 169944.1 | 194301.56 | 40298.04 | 51538.52 | 521293.36 | 144083 | 180143.77 | 324630.64 | 26941.01 | 126938.8 | 40096.99 | 126874.55 | 36207.53 | 45978 | 115884.96 | 12739.74 | 126387.34 | 159899.33 | 0 | 16771.07 | 17535.64 | 34417.08 | 0 | 1206736.63 | 13781.77 | 188689 | 0 | 45040.2 | 90553.02
| 69 | 6210 | 65 | Life Insurance |  | 0 | [7 empty] | 75 | 0 | 0 | 0 | 0 | 0 | 0 | 0 | 0 | 0 | 0 | 0 | 0 | 0 | 0 | 0 | 0 | 0 | 0 | 0 | 0 | 0 | 0 | 0 | 0 | 0 | 0 | 0 | 0 | 0 | 0 | 0 | 0 | 0 | 0 | 0 | 0 | 0 | 0 | 0 | 0 | 0 | 0 | 0 | 0 | 0 | 0 | 0 | 0 | 0 | 0 | 0 | 0 | 0 | 0 | 0 | 0 | 0 | 0 | 0 | 0
| 70 |  |  | Subtotal: Insurance |  | 0 | [7 empty] | 76 | 0 | 0 | 53460.3 | 8328.75 | 198399 | 151706.74 | 38294.92 | 66326.79 | 2191.35 | 10681.96 | 3568.32 | 35718.47 | 215994.74 | 25066.56 | 160738.92 | 456878.75 | 20949.84 | 75190 | 12648.35 | 12516.75 | 0 | 12449.81 | 135981.91 | 37016.5 | 71566.56 | 9094.22 | 5497.2 | 4575 | 4360240.8 | 1980427.73 | 48211.2 | 169944.1 | 194301.56 | 40298.04 | 51538.52 | 521293.36 | 144083 | 180143.77 | 324630.64 | 26941.01 | 126938.8 | 40096.99 | 126874.55 | 36207.53 | 45978 | 115884.96 | 12739.74 | 126387.34 | 159899.33 | 0 | 16771.07 | 17535.64 | 34417.08 | 0 | 1206736.63 | 13781.77 | 188689 | 0 | 45040.2 | 90553.02
| 71 | 5515 | 46 | Advertinsing |  | 3628.98 | [7 empty] | 77 | 0 | 0 | 0 | 0 | 0 | 0 | 0 | 0 | 0 | 0 | 140 | 350 | 0 | 0 | 0 | 0 | 0 | 2045 | 0 | 900 | 0 | 0 | 0 | 0 | 0 | 1650.97 | 0 | 0 | 0 | 0 | 0 | 0 | 0 | 0 | 0 | 0 | 0 | 0 | 0 | 0 | 0 | 0 | 6612.34 | 0 | 0 | 0 | 0 | 0 | 0 | 0 | 0 | 0 | 115210.48 | 0 | 0 | 0 | 0 | 3628.98 | 0 | 0
| 72 |  |  | Subtotal Advertising |  | 3628.98 | [7 empty] | 78 | 0 | 0 | 0 | 0 | 0 | 0 | 0 | 0 | 0 | 0 | 140 | 350 | 0 | 0 | 0 | 0 | 0 | 2045 | 0 | 900 | 0 | 0 | 0 | 0 | 0 | 1650.97 | 0 | 0 | 0 | 0 | 0 | 0 | 0 | 0 | 0 | 0 | 0 | 0 | 0 | 0 | 0 | 0 | 6612.34 | 0 | 0 | 0 | 0 | 0 | 0 | 0 | 0 | 0 | 115210.48 | 0 | 0 | 0 | 0 | 3628.98 | 0 | 0
| 73 |  |  | Total of Above Accounts Used for Benchmarking |  | 6580465.99 | [7 empty] | 79 | 0 | 246226372.84 | 13122890.97 | 1110089.36 | 12806621 | 11143635.56 | 19760560.03 | 9409406.41 | 2421317.52 | 824638.85 | 723132.27 | 2392942.34 | 39871459.7 | 18778646.82 | 13115179.82 | 26013230.37 | 6098748.7 | 7242827.79 | 1504986.76 | 7763111.97 | 6068153.14 | 1667415.49 | 14637576.96 | 3513087.5 | 6462492.11 | 1075599.27 | 496998.6 | 1125188.59 | 527669609.48 | 81061403.48 | 6028029.87 | 7017165.09 | 20479372.06 | 2668435.8 | 4926170.83 | 38259025.15 | 10485033 | 11808500.2 | 18379848.03 | 2925623.72 | 6656815.5446 | 2705136.74 | 18405058.1 | 3151063.28 | 5937171 | 12083295.92 | 3387693.46 | 9123740.0426 | 10770244.28 | 1390403.99 | 2184379.64 | 1480988.42 | 15992486.96 | 2794063.36 | 256927680.53 | 3491790.14 | 13905475 | 6580465.99 | 1851399.48 | 5913846.94
| 74 | [12 empty] | 80 | 0
| 75 | Adjustments to OM&A for Benchmarking | [11 empty] | 81 | 0
| 76 |  |  | 5014 |  | 0 | [7 empty] | 82 | 0 | 0 | 0 | 0 | 0 | 1492.36 | 0 | 0 | 0 | 0 | 0 | 0 | 8516.15 | 0 | 0 | 275207.84 | 0 | 0 | 0 | 0 | 2055.56 | 83751.84 | 0 | 1480.21 | 0 | 0 | 0 | 33298.93 | 431991.65 | 352135.4 | 0 | 0 | 356951.23 | 0 | 0 | 0 | 0 | 0 | 35557.22 | 1810.7 | 0 | 0 | 115474.53 | 0 | 0 | 0 | 0 | 0 | 23232.06 | 0 | 0 | 0 | 0 | 0 | 128600.82 | 0 | 200629 | 0 | 0 | 0
| 77 |  |  | 5015 |  | 0 | [7 empty] | 83 | 0 | 0 | 0 | 0 | 0 | 80701.59 | 0 | 0 | 0 | 0 | 0 | 0 | 168927.12 | 172489.94 | 0 | 741.41 | 0 | 0 | 0 | 0 | 88917.83 | 8862.02 | 0 | 72337.34 | 9668.03 | 0 | 0 | 8497.4 | 121888.92 | 71067.89 | 0 | 0 | 536877.01 | 0 | 0 | 0 | 0 | 0 | 154403.36 | 0 | 0 | 0 | 25951.42 | 0 | 0 | 0 | 0 | 0 | 3728.76 | 0 | 0 | 0 | 5382.6 | 0 | 892764.46 | 0 | 64959 | 0 | 0 | 0
| 78 |  |  | 5112 |  | 0 | [7 empty] | 84 | 0 | 0 | 0 | 0 | 0 | 4455.88 | 0 | 0 | 0 | 0 | 0 | 0 | 0 | 4978.35 | 0 | 427146.52 | 0 | 0 | 0 | 0 | 8150 | 9535.45 | 0 | 50652.95 | 0 | 0 | 0 | 0 | 1137822.64 | 573554.34 | 0 | 0 | 673685.13 | 0 | 0 | 0 | 0 | 0 | 3954.04 | 12634 | 0 | 954.29 | 160400.12 | 0 | 0 | 0 | 0 | 0 | 120108.38 | 0 | 0 | 0 | 6727.44 | 0 | 1023456.79 | 0 | 64111 | 0 | 0 | 0
| 79 |  |  | Subtotal: HV Adjustment (to subtract from cost) |  | 0 | [7 empty] | 85 | 0 | 0 | 0 | 0 | 0 | 86649.83 | 0 | 0 | 0 | 0 | 0 | 0 | 177443.27 | 177468.29 | 0 | 703095.77 | 0 | 0 | 0 | 0 | 99123.39 | 102149.31 | 0 | 124470.5 | 9668.03 | 0 | 0 | 41796.33 | 1691703.21 | 996757.63 | 0 | 0 | 1567513.37 | 0 | 0 | 0 | 0 | 0 | 193914.62 | 14444.7 | 0 | 954.29 | 301826.07 | 0 | 0 | 0 | 0 | 0 | 147069.2 | 0 | 0 | 0 | 12110.04 | 0 | 2044822.07 | 0 | 329699 | 0 | 0 | 0
| 80 |  |  | LV Adjustment |  | 0 | [7 empty] | 86 | 0 | 133643.41 | 0 | 0 | 65343.73 | 0 | 0 | 7052.28 | 44336.76 | 0 | 7052.28 | 23824.97 | 308764.3 | 0 | 147942.91 | 0 | 46057.52 | 30189.03 | 100591.8215 | 42765.48 | 33754.21 | 0 | 71756.22 | 0 | 0 | 14104.56 | 87261.1 | 7052.28 | 0 | 116540.1705 | 93383.51 | 0 | 0 | 0 | 262006.1 | 28920.68 | 0 | 65065.02 | 92818 | 0 | 0 | 71609.2245 | 0 | 38400.14 | 0 | 0 | 80722.4 | 73748.32 | 0 | 21156.84 | 31491.24 | 14104.56 | 0 | 0 | 0 | 13729.02 | 15529.3 | 0 | 5580.72 | 83399.74
| 81 |  |  | Total Adjusted OM&A Expense |  | 6580465.99 | 6748527.67 | 6919284.02 | 7111430.83 | 7948685.3542 | 8677301.2634 | 0 | 11 | 87 | 0 | 246360016.25 | 13122890.97 | 1110089.36 | 12871964.73 | 11056985.73 | 19760560.03 | 9416458.69 | 2465654.28 | 824638.85 | 730184.55 | 2416767.31 | 40002780.73 | 18601178.53 | 13263122.73 | 25310134.6 | 6144806.22 | 7273016.82 | 1605578.5815 | 7805877.45 | 6002783.96 | 1565266.18 | 14709333.18 | 3388617 | 6452824.08 | 1089703.83 | 584259.7 | 1090444.54 | 525977906.27 | 80181186.0205 | 6121413.38 | 7017165.09 | 18911858.69 | 2668435.8 | 5188176.93 | 38287945.83 | 10485033 | 11873565.22 | 18278751.41 | 2911179.02 | 6656815.5446 | 2775791.6745 | 18103232.03 | 3189463.42 | 5937171 | 12083295.92 | 3468415.86 | 9197488.3626 | 10623175.08 | 1411560.83 | 2215870.88 | 1495092.98 | 15980376.92 | 2794063.36 | 254882858.46 | 3505519.16 | 13591305.3 | 6580465.99 | 1856980.2 | 5997246.68
| 82 | [12 empty] | 88 | 0
| 83 | Gross Capital Cost Additions Data | [11 empty] | 89 | 0
| 84 |  |  | Total Gross Capital Additions |  | 4427375 | 3968109.59 | 4134288.96 | 4824776.14 | 5429450 | 5789562 | 0 | 1 | 90 | 0 | 317736218.1 | 7891000 | 146530.78 | 9878875 | 17787786.99 | 15484982.65 | 15953000 | 671497.09 | 98182.26 | 332426 | 1757039.37 | 46600755 | 14340997.92 | 15941486.57 | 16711080.81 | 4254929.14 | 6649512.65 | 536591.52 | 5892832.59 | 3224478.31 | 560913.72 | 11674370.87 | 1956441.98 | 6310970 | 188102.54 | 98541.62 | 227196.12 | 759901991.55 | 122921829 | 12338101 | 4167550.76 | 21476012.09 | 2376997 | 2340844.21 | 45385393.53 | 9705878 | 7433657 | 16835922.22 | 4915478.1 | 6013822.85 | 630867 | 19819369.56 | 1924938.04 | 2523061 | 16352635 | 652382.71 | 3438000 | 5885726.73 | 560128.38 | 746105 | 769404.06 | 10263696 | 2462134.71 | 565761123 | 2013359.47 | 19283430 | 4427375 | 1180043.89 | 5139721
| 85 |  |  | HV Gross Capital Additions |  | 0 | 0 | 0 | 0 | 0 | 0 | 0 | 2 | 91 | 0 | 1483554.55 | 0 | 0 | 0 | 0 | 0 | 0 | 0 | 0 | 0 | 0 | 0 | 180147.28 | 0 | 559252.34 | 0 | 0 | 0 | 0 | 0 | 4759 | 0 | 0 | 0 | 0 | 0 | 0 | 4809102.79 | 861706 | 0 | 0 | 2337362.19 | 0 | 0 | 0 | 0 | 0 | 767095.36 | 2334811.89 | 0 | 0 | 0 | 0 | 0 | 0 | 0 | 0 | 184849.52 | 0 | 0 | 0 | 0 | 0 | 0 | 0 | 536071 | 0 | 0 | 0
| 86 | [12 empty] | 92 | 0
| 87 | Output and Other Business Conditions | [11 empty] | 93 | 0
| 88 |  |  | Number of Customers |  | 24054 | 24627 | 25063 | 25753 | 25762.2315 | 26434.6046 | 0 | 3 | 94 | 0 | 1062041 | 12124 | 1627 | 36916 | 40663 | 68568 | 29719 | 7283 | 1223 | 2409 | 12612 | 169489 | 67311 | 60588 | 90104 | 18203 | 23551 | 3328 | 30665 | 21654 | 3761 | 47865 | 11685 | 22564 | 2659 | 1273 | 5474 | 1361461 | 346347 | 19281 | 27718 | 99027 | 10639 | 13936 | 162140 | 41221 | 44187 | 56973 | 9632 | 24290 | 5929 | 74002 | 12697 | 14552 | 59486 | 11442 | 37467 | 33751 | 4345 | 5899 | 2841 | 56887 | 7719 | 779176 | 14238 | 58439 | 24054 | 3859 | 23953
| 89 |  |  | Delivery Volume |  | 361736384 | 365670895 | 374393811 | 368103150.4872 | 377691782.8643 | 378360200.834 | 0 | 4 | 95 | 0 | 26058068488.38 | 228547637.74 | 30092178.51 | 950821500 | 973548097.77 | 1496242151 | 458372068.29 | 140475096.71 | 23165995 | 28610026 | 237430225 | 3454032041 | 1698604749.01 | 1167221095 | 2144359933.29 | 295684407.61 | 647581926 | 55685802.44 | 532060696.77 | 590935763.94 | 70535760.14 | 830196991.89 | 245875042.86 | 501052558 | 73935930.41 | 20253538 | 136192955.71 | 35848600867.77 | 7029452327 | 274665683.49 | 656626236.4 | 1768565494.82 | 238438637.15 | 284874312.27 | 3060094660.85 | 907146501 | 816369645.78 | 1142723830 | 220973865.87 | 474447071.25 | 114312944 | 1551177301.58 | 252987297.28 | 302369226 | 1037049355 | 176536347 | 745742296 | 610088241.97 | 83315207.37 | 98167184 | 78389530.97 | 935189552.39 | 169332738.03 | 23097362587.14 | 138525447.57 | 1385357265 | 361736384 | 94081529.4 | 434595672
| 90 |  |  | Annual Peak Demand |  | 79771 | 79523 | 76731 | 75441.7461 | 77406.9104 | 77543.9009 | 0 | 5 | 96 | 0 | 5597615 | 44860 | 5977 | 155794 | 196605 | 350364 | 101774 | 28899 | 6046 | 6881 | 64724 | 750598 | 338528 | 252034 | 473200 | 56416 | 118142 | 14291 | 126420 | 116734 | 14489 | 183537 | 61540 | 111082 | 14909 | 4873 | 28169 | 6494088 | 1437824 | 65476 | 115637 | 382289 | 44356 | 47322 | 684146 | 194762 | 185068 | 252115 | 48809 | 94066 | 21659 | 368091 | 51287 | 58367 | 244040 | 35988 | 148429 | 112835 | 15232 | 20242 | 19523 | 163651 | 36683 | 4493058 | 35106 | 287196 | 79771 | 16815 | 74978
| 91 |  |  | Distribution Circuit km |  | 494 | 497 | 497 | 497 | 497 | 497 | 0 | 6 | 97 | 0 | 49478 | 2198 | 92 | 1209 | 534 | 1513 | 1555 | 160 | 54 | 37 | 168 | 3867 | 1530 | 3043 | 4712 | 376 | 443 | 101 | 1613 | 263 | 81 | 1015 | 691 | 1671 | 97 | 21 | 71 | 123489 | 5913 | 1464 | 335 | 1993 | 221 | 353 | 3070 | 2767 | 1029 | 3287 | 369 | 574 | 370 | 2000 | 222 | 245 | 1006 | 510 | 576 | 738 | 81 | 107 | 712 | 1266 | 132 | 29010 | 291 | 1654 | 494 | 210 | 577
| 92 | [12 empty] | 98 | 0
| 93 | [12 empty] | 99 | 0
Section 2: Actual Cost Calculations | [13 empty] | 100 | 0
[14 empty] | 101 | 0
[14 empty] | 102 | 0
| 94 | Actual Cost | [11 empty] | 103 | 0
| 95 | [12 empty] | 104 | 0
| 96 | OM&A |  |  |  | 6580465.99 | 6748527.67 | 6919284.02 | 7111430.83 | 7948685.3542 | 8677301.2634 |  |  | 105 | 0 | 246360016.25 | 13122890.97 | 1110089.36 | 12871964.73 | 11056985.73 | 19760560.03 | 9416458.69 | 2465654.28 | 824638.85 | 730184.55 | 2416767.31 | 40002780.73 | 18601178.53 | 13263122.73 | 25310134.6 | 6144806.22 | 7273016.82 | 1605578.5815 | 7805877.45 | 6002783.96 | 1565266.18 | 14709333.18 | 3388617 | 6452824.08 | 1089703.83 | 584259.7 | 1090444.54 | 525977906.27 | 80181186.0205 | 6121413.38 | 7017165.09 | 18911858.69 | 2668435.8 | 5188176.93 | 38287945.83 | 10485033 | 11873565.22 | 18278751.41 | 2911179.02 | 6656815.5446 | 2775791.6745 | 18103232.03 | 3189463.42 | 5937171 | 12083295.92 | 3468415.86 | 9197488.3626 | 10623175.08 | 1411560.83 | 2215870.88 | 1495092.98 | 15980376.92 | 2794063.36 | 254882858.46 | 3505519.16 | 13591305.3 | 6580465.99 | 1856980.2 | 5997246.68
| 97 | [12 empty] | 106 | 0
| 98 | Capital | [11 empty] | 107 | 0
| 99 |  |  | Rate of Return |  | 5.316% | 5.002% | 5.465% | 6.67% | 6.5% | 6.5% | 0% | 10 | 108 | 0 | 5.316% | 0.053156 | 0.053156 | 0.053156 | 0.053156 | 0.053156 | 0.053156 | 0.053156 | 0.053156 | 0.053156 | 0.053156 | 0.053156 | 0.053156 | 0.053156 | 0.053156 | 0.053156 | 0.053156 | 0.053156 | 0.053156 | 0.053156 | 0.053156 | 0.053156 | 0.053156 | 0.053156 | 0.053156 | 0.053156 | 0.053156 | 0.053156 | 0.053156 | 0.053156 | 0.053156 | 0.053156 | 0.053156 | 0.053156 | 0.053156 | 0.053156 | 0.053156 | 0.053156 | 0.053156 | 0.053156 | 0.053156 | 0.053156 | 0.053156 | 0.053156 | 0.053156 | 0.053156 | 0.053156 | 0.053156 | 0.053156 | 0.053156 | 0.053156 | 0.053156 | 0.053156 | 0.053156 | 0.053156 | 0.053156 | 0.053156 | 0.053156 | 0.053156
| 100 |  |  | Depreciation Rate |  | 4.59% | 4.59% | 4.59% | 4.59% | 4.59% | 4.59% | 4.59% |  | 109 | 0 | 4.59% | 0.0459 | 0.0459 | 0.0459 | 0.0459 | 0.0459 | 0.0459 | 0.0459 | 0.0459 | 0.0459 | 0.0459 | 0.0459 | 0.0459 | 0.0459 | 0.0459 | 0.0459 | 0.0459 | 0.0459 | 0.0459 | 0.0459 | 0.0459 | 0.0459 | 0.0459 | 0.0459 | 0.0459 | 0.0459 | 0.0459 | 0.0459 | 0.0459 | 0.0459 | 0.0459 | 0.0459 | 0.0459 | 0.0459 | 0.0459 | 0.0459 | 0.0459 | 0.0459 | 0.0459 | 0.0459 | 0.0459 | 0.0459 | 0.0459 | 0.0459 | 0.0459 | 0.0459 | 0.0459 | 0.0459 | 0.0459 | 0.0459 | 0.0459 | 0.0459 | 0.0459 | 0.0459 | 0.0459 | 0.0459 | 0.0459 | 0.0459 | 0.0459
| 101 |  |  | Construction Cost Index |  | 176.3968 | 183.5982 | 194.6761 | 202.2161 | 214.5059 | 227.5425 | 227.5425 | 9 | 110 | 0 | 176.3968 | 176.3968 | 176.3968 | 176.3968 | 176.3968 | 176.3968 | 176.3968 | 176.3968 | 176.3968 | 176.3968 | 176.3968 | 176.3968 | 176.3968 | 176.3968 | 176.3968 | 176.3968 | 176.3968 | 176.3968 | 176.3968 | 176.3968 | 176.3968 | 176.3968 | 176.3968 | 176.3968 | 176.3968 | 176.3968 | 176.3968 | 176.3968 | 176.3968 | 176.3968 | 176.3968 | 176.3968 | 176.3968 | 176.3968 | 176.3968 | 176.3968 | 176.3968 | 176.3968 | 176.3968 | 176.3968 | 176.3968 | 176.3968 | 176.3968 | 176.3968 | 176.3968 | 176.3968 | 176.3968 | 176.3968 | 176.3968 | 176.3968 | 176.3968 | 176.3968 | 176.3968 | 176.3968 | 176.3968 | 176.3968 | 176.3968 | 176.3968 | 176.3968
| 102 |  |  | Capital Price |  | 17.3147 | 17.2505 | 18.9696 | 22.2666 | 22.9899 | 24.3871 | 10.4442 |  | 111 | 0 | 17.3147 | 17.3147 | 17.3147 | 17.3147 | 17.3147 | 17.3147 | 17.3147 | 17.3147 | 17.3147 | 17.3147 | 17.3147 | 17.3147 | 17.3147 | 17.3147 | 17.3147 | 17.3147 | 17.3147 | 17.3147 | 17.3147 | 17.3147 | 17.3147 | 17.3147 | 17.3147 | 17.3147 | 17.3147 | 17.3147 | 17.3147 | 17.3147 | 17.3147 | 17.3147 | 17.3147 | 17.3147 | 17.3147 | 17.3147 | 17.3147 | 17.3147 | 17.3147 | 17.3147 | 17.3147 | 17.3147 | 17.3147 | 17.3147 | 17.3147 | 17.3147 | 17.3147 | 17.3147 | 17.3147 | 17.3147 | 17.3147 | 17.3147 | 17.3147 | 17.3147 | 17.3147 | 17.3147 | 17.3147 | 17.3147 | 17.3147 | 17.3147 | 17.3147
| 103 |  |  | Gross Plant Additions |  | 4427375 | 3968109.59 | 4134288.96 | 4824776.14 | 5429450 | 5789562 | 0 | 1 | 112 | 0 | 317736218.1 | 7891000 | 146530.78 | 9878875 | 17787786.99 | 15484982.65 | 15953000 | 671497.09 | 98182.26 | 332426 | 1757039.37 | 46600755 | 14340997.92 | 15941486.57 | 16711080.81 | 4254929.14 | 6649512.65 | 536591.52 | 5892832.59 | 3224478.31 | 560913.72 | 11674370.87 | 1956441.98 | 6310970 | 188102.54 | 98541.62 | 227196.12 | 759901991.55 | 122921829 | 12338101 | 4167550.76 | 21476012.09 | 2376997 | 2340844.21 | 45385393.53 | 9705878 | 7433657 | 16835922.22 | 4915478.1 | 6013822.85 | 630867 | 19819369.56 | 1924938.04 | 2523061 | 16352635 | 652382.71 | 3438000 | 5885726.73 | 560128.38 | 746105 | 769404.06 | 10263696 | 2462134.71 | 565761123 | 2013359.47 | 19283430 | 4427375 | 1180043.89 | 5139721
| 104 |  |  | HV Capital Additions |  | 0 | 0 | 0 | 0 | 0 | 0 | 0 | 2 | 113 | 0 | 1483554.55 | 0 | 0 | 0 | 0 | 0 | 0 | 0 | 0 | 0 | 0 | 0 | 180147.28 | 0 | 559252.34 | 0 | 0 | 0 | 0 | 0 | 4759 | 0 | 0 | 0 | 0 | 0 | 0 | 4809102.79 | 861706 | 0 | 0 | 2337362.19 | 0 | 0 | 0 | 0 | 0 | 767095.36 | 2334811.89 | 0 | 0 | 0 | 0 | 0 | 0 | 0 | 0 | 184849.52 | 0 | 0 | 0 | 0 | 0 | 0 | 0 | 536071 | 0 | 0 | 0
| 105 |  |  | Quantity of Capital Additions |  | 25098.9551 | 21613.0051 | 21236.7563 | 23859.4997 | 25311.4269 | 25443.8675 | 0 |  | 114 | 0 | 1792848.2202 | 44734.3752 | 830.6885 | 56003.7132 | 100839.6321 | 87784.9479 | 90438.1558 | 3806.7422 | 556.5989 | 1884.5355 | 9960.7221 | 264181.4293 | 80278.3938 | 90372.8857 | 91565.3219 | 24121.353 | 37696.3368 | 3041.9575 | 33406.6891 | 18279.6886 | 3152.862 | 66182.4467 | 11091.143 | 35777.1258 | 1066.3604 | 558.6361 | 1287.9833 | 4280649.9288 | 691963.4188 | 69945.1577 | 23626.0017 | 108497.7247 | 13475.2852 | 13270.3337 | 257291.4995 | 55022.9867 | 42141.6806 | 91094.7826 | 14629.8936 | 34092.5875 | 3576.4087 | 112356.75 | 10912.546 | 14303.3275 | 92703.7016 | 3698.3821 | 19490.151 | 32318.4869 | 3175.3888 | 4229.6973 | 4361.7805 | 58185.2779 | 13957.9341 | 3207321.0422 | 11413.8104 | 106279.4819 | 25098.9551 | 6689.7131 | 29137.2713
| 106 |  |  | Quantity of Capital Removed |  | 13502.7205 | 14034.9877 | 14382.8187 | 14697.4144 | 15117.9541 | 15585.8345 | 16038.3182 |  | 115 | 0 | 1254175.2522 | 35910.7169 | 1520.9536 | 34416.9075 | 29514.6033 | 65692.1716 | 41126.1852 | 6631.2931 | 597.4866 | 1303.7823 | 6126.3851 | 172615.4549 | 67288.691 | 51871.6811 | 98555.2674 | 12496.1622 | 22463.7825 | 2014.6053 | 25908.2682 | 20269.8944 | 2348.9144 | 45035.5076 | 9481.7957 | 30753.0291 | 929.7447 | 384.91 | 1548.7704 | 2205031.3126 | 430981.5433 | 25261.6533 | 22635.1928 | 85040 | 6711.8849 | 12762.5704 | 134700.1309 | 46307.0931 | 44010.089 | 64826.0983 | 11267.4921 | 28140.4858 | 3742.9493 | 90675.8772 | 9494.9343 | 12128.7362 | 57482.17 | 6726.4173 | 33763.016 | 32065.4237 | 3202.9056 | 3045.0295 | 2346.1041 | 54079.2249 | 6473.2911 | 1645879.949 | 7873.9706 | 86561.0628 | 13502.7205 | 3624.7196 | 21096.0862
| 107 |  |  | Capital Quantity |  | 305773.1521 | 313351.1695 | 320205.1071 | 329367.1924 | 339560.6652 | 349418.6982 | 333380.3799 |  | 116 | 0 | 27862752.5369 | 791192.219 | 32445.9779 | 771410.4979 | 714344.7084 | 1453294.7725 | 945307.2912 | 141648.0655 | 12976.2488 | 28985.5965 | 137306.7784 | 3852251.266 | 1478974.2564 | 1168603.1889 | 2140183.636 | 283872.7327 | 504639.5797 | 44918.5355 | 571948.7096 | 439619.6937 | 51978.5525 | 1002312.6812 | 208184.4167 | 675024.73 | 20392.4918 | 8559.5651 | 33481.4865 | 50115516.495 | 9650557.983 | 595046.3207 | 494132.2647 | 1876181.0359 | 152991.8304 | 278559.4054 | 3057234.7425 | 1017585.0241 | 956957.0591 | 1438601.9802 | 248841.532 | 619034.5819 | 81379.1948 | 1997190.1806 | 208278.9253 | 266417.209 | 1287556.3898 | 143517.0048 | 721304.8256 | 698846.1728 | 69752.5611 | 67525.1797 | 53129.0555 | 1182302.6749 | 148514.9494 | 37419392.0523 | 175086.0398 | 1905580.3547 | 305773.1521 | 82034.9194 | 467650.9061
| 108 |  |  | Capital Cost |  | 5294377.6525 | 5405472.5631 | 6074176.8477 | 7333893.2252 | 7806455.4566 | 8521303.3506 | 3481892.0804 |  | 117 | 0 | 482435862.5624 | 13699274.6906 | 561793.1443 | 13356759.655 | 12368681.274 | 25163397.485 | 16367734.5889 | 2452597.1208 | 224680.1626 | 501877.595 | 2377428.9344 | 66700666.4131 | 25608030.6545 | 20234041.3667 | 37056688.3909 | 4915177.9416 | 8737694.9063 | 777752.0328 | 9903133.8943 | 7611893.5428 | 899994.2758 | 17354767.1671 | 3604655.6607 | 11687866.7113 | 353090.3617 | 148206.5054 | 579722.6881 | 867736322.7497 | 167096745.3267 | 10303062.6499 | 8555763.6497 | 32485556.3057 | 2649011.2769 | 4823179.1478 | 52935174.9481 | 17619203.5657 | 16569447.1 | 24908995.8469 | 4308622.3791 | 10718412.7659 | 1409058.2746 | 34580796.2152 | 3606292.05 | 4612940.3713 | 22293683.1776 | 2484957.289 | 12489193.7816 | 12100328.4121 | 1207746.3243 | 1169179.8312 | 919914.918 | 20471244.1826 | 2571495.3191 | 647906435.5685 | 3031566.4091 | 32994597.3885 | 5294377.6525 | 1420411.9649 | 8097246.2414
| 109 | [12 empty] | 118 | 0
| 110 | Total Actual Cost |  |  |  | 11874843.6425 | 12154000.2331 | 12993460.8677 | 14445324.0552 | 15755140.8108 | 17198604.6141 | 3481892.0804 |  | 119 | 0 | 728795878.8124 | 26822165.6606 | 1671882.5043 | 26228724.385 | 23425667.004 | 44923957.515 | 25784193.2789 | 4918251.4008 | 1049319.0126 | 1232062.145 | 4794196.2444 | 106703447.1431 | 44209209.1845 | 33497164.0967 | 62366822.9909 | 11059984.1616 | 16010711.7263 | 2383330.6143 | 17709011.3443 | 13614677.5028 | 2465260.4558 | 32064100.3471 | 6993272.6607 | 18140690.7913 | 1442794.1917 | 732466.2054 | 1670167.2281 | 1393714229.0197 | 247277931.3472 | 16424476.0299 | 15572928.7397 | 51397414.9957 | 5317447.0769 | 10011356.0778 | 91223120.7781 | 28104236.5657 | 28443012.32 | 43187747.2569 | 7219801.3991 | 17375228.3105 | 4184849.9491 | 52684028.2452 | 6795755.47 | 10550111.3713 | 34376979.0976 | 5953373.149 | 21686682.1442 | 22723503.4921 | 2619307.1543 | 3385050.7112 | 2415007.898 | 36451621.1026 | 5365558.6791 | 902789294.0285 | 6537085.5691 | 46585902.6885 | 11874843.6425 | 3277392.1649 | 14094492.9214
[14 empty] | 120 | 0
Section 3: Predicted Cost Calculations | [13 empty] | 121 | 0
[14 empty] | 122 | 0
| 111 | Predicted Cost | [11 empty] | 123 | 0
| 112 | [12 empty] | 124 | 0
| 113 |  |  | Output Quantity | [9 empty] | 125 | 0
| 114 |  |  | Number of Customers |  | 24054 | 24627 | 25063 | 25753 | 25762.2315 | 26434.6046 | 0 |  | 126 | 0 | 1062041 | 12124 | 1627 | 36916 | 40663 | 68568 | 29719 | 7283 | 1223 | 2409 | 12612 | 169489 | 67311 | 60588 | 90104 | 18203 | 23551 | 3328 | 30665 | 21654 | 3761 | 47865 | 11685 | 22564 | 2659 | 1273 | 5474 | 1361461 | 346347 | 19281 | 27718 | 99027 | 10639 | 13936 | 162140 | 41221 | 44187 | 56973 | 9632 | 24290 | 5929 | 74002 | 12697 | 14552 | 59486 | 11442 | 37467 | 33751 | 4345 | 5899 | 2841 | 56887 | 7719 | 779176 | 14238 | 58439 | 24054 | 3859 | 23953
| 115 |  |  | Delivery Volume |  | 361736384 | 365670895 | 374393811 | 368103150.4872 | 377691782.8643 | 378360200.834 | 0 |  | 127 | 0 | 26058068488.38 | 228547637.74 | 30092178.51 | 950821500 | 973548097.77 | 1496242151 | 458372068.29 | 140475096.71 | 23165995 | 28610026 | 237430225 | 3454032041 | 1698604749.01 | 1167221095 | 2144359933.29 | 295684407.61 | 647581926 | 55685802.44 | 532060696.77 | 590935763.94 | 70535760.14 | 830196991.89 | 245875042.86 | 501052558 | 73935930.41 | 20253538 | 136192955.71 | 35848600867.77 | 7029452327 | 274665683.49 | 656626236.4 | 1768565494.82 | 238438637.15 | 284874312.27 | 3060094660.85 | 907146501 | 816369645.78 | 1142723830 | 220973865.87 | 474447071.25 | 114312944 | 1551177301.58 | 252987297.28 | 302369226 | 1037049355 | 176536347 | 745742296 | 610088241.97 | 83315207.37 | 98167184 | 78389530.97 | 935189552.39 | 169332738.03 | 23097362587.14 | 138525447.57 | 1385357265 | 361736384 | 94081529.4 | 434595672
| 116 |  |  | Annual Peak Demand |  | 79771 | 79523 | 76731 | 75441.7461 | 77406.9104 | 77543.9009 | 0 |  | 128 | 0 | 5597615 | 44860 | 5977 | 155794 | 196605 | 350364 | 101774 | 28899 | 6046 | 6881 | 64724 | 750598 | 338528 | 252034 | 473200 | 56416 | 118142 | 14291 | 126420 | 116734 | 14489 | 183537 | 61540 | 111082 | 14909 | 4873 | 28169 | 6494088 | 1437824 | 65476 | 115637 | 382289 | 44356 | 47322 | 684146 | 194762 | 185068 | 252115 | 48809 | 94066 | 21659 | 368091 | 51287 | 58367 | 244040 | 35988 | 148429 | 112835 | 15232 | 20242 | 19523 | 163651 | 36683 | 4493058 | 35106 | 287196 | 79771 | 16815 | 74978
| 117 |  |  | Capacity Proxy |  | 104372 | 104372 | 104372 | 104372 | 104372 | 104372 | 104372 |  | 129 | 0 | 6110911.26 | 48304 | 8722 | 219364 | 197591 | 379690 | 116948 | 39945 | 8879 | 7251 | 65612 | 750598 | 382435 | 314474 | 656700 | 70523 | 136289 | 16594 | 143420 | 116734 | 18859 | 206940 | 61540 | 214152 | 22617 | 7653 | 40003 | 6507824.9978 | 1518168 | 66861 | 147462 | 386568 | 50701 | 69984 | 719375 | 194762 | 204588 | 269269 | 52067 | 121809 | 26895 | 380100 | 53650 | 74924 | 244040 | 47940 | 161697 | 156336 | 19991 | 39622 | 22753 | 221752 | 48436 | 5018278 | 37410 | 295130 | 104372 | 17897 | 94390
| 118 | [12 empty] | 130 | 0
| 119 |  |  | Input Prices | [9 empty] | 131 | 0
| 120 |  |  | GDP IPI [30% Weight] | 0 | 113.925 | 118.576 | 125.7306 | 130.6003 | 138.5376 | 146.9572 | 146.9572 | 9 | 132 | 0 | 113.925 | 113.925 | 113.925 | 113.925 | 113.925 | 113.925 | 113.925 | 113.925 | 113.925 | 113.925 | 113.925 | 113.925 | 113.925 | 113.925 | 113.925 | 113.925 | 113.925 | 113.925 | 113.925 | 113.925 | 113.925 | 113.925 | 113.925 | 113.925 | 113.925 | 113.925 | 113.925 | 113.925 | 113.925 | 113.925 | 113.925 | 113.925 | 113.925 | 113.925 | 113.925 | 113.925 | 113.925 | 113.925 | 113.925 | 113.925 | 113.925 | 113.925 | 113.925 | 113.925 | 113.925 | 113.925 | 113.925 | 113.925 | 113.925 | 113.925 | 113.925 | 113.925 | 113.925 | 113.925 | 113.925 | 113.925 | 113.925 | 113.925 | 113.925
| 121 |  |  | Average Hourly Earnings [70% Weight] | 0 | 1126.3 | 1161.2205 | 1197.129 | 1239.7703 | 1268.6155 | 1298.1318 | 1298.1318 | 8 | 133 | 0 | 1126.3 | 1126.3 | 1126.3 | 1126.3 | 1126.3 | 1126.3 | 1126.3 | 1126.3 | 1126.3 | 1126.3 | 1126.3 | 1126.3 | 1126.3 | 1126.3 | 1126.3 | 1126.3 | 1126.3 | 1126.3 | 1126.3 | 1126.3 | 1126.3 | 1126.3 | 1126.3 | 1126.3 | 1126.3 | 1126.3 | 1126.3 | 1126.3 | 1126.3 | 1126.3 | 1126.3 | 1126.3 | 1126.3 | 1126.3 | 1126.3 | 1126.3 | 1126.3 | 1126.3 | 1126.3 | 1126.3 | 1126.3 | 1126.3 | 1126.3 | 1126.3 | 1126.3 | 1126.3 | 1126.3 | 1126.3 | 1126.3 | 1126.3 | 1126.3 | 1126.3 | 1126.3 | 1126.3 | 1126.3 | 1126.3 | 1126.3 | 1126.3 | 1126.3
| 122 |  |  | OM&A Price Index Growth [30% GDPIPI growth + 70% AWE Growth] | 0% | 5.44% | 3.338% | 3.889% | 3.59% | 3.38% | 3.38% | 0% |  | 134 | 0 | 5.44% | 0.054396 | 0.054396 | 0.054396 | 0.054396 | 0.054396 | 0.054396 | 0.054396 | 0.054396 | 0.054396 | 0.054396 | 0.054396 | 0.054396 | 0.054396 | 0.054396 | 0.054396 | 0.054396 | 0.054396 | 0.054396 | 0.054396 | 0.054396 | 0.054396 | 0.054396 | 0.054396 | 0.054396 | 0.054396 | 0.054396 | 0.054396 | 0.054396 | 0.054396 | 0.054396 | 0.054396 | 0.054396 | 0.054396 | 0.054396 | 0.054396 | 0.054396 | 0.054396 | 0.054396 | 0.054396 | 0.054396 | 0.054396 | 0.054396 | 0.054396 | 0.054396 | 0.054396 | 0.054396 | 0.054396 | 0.054396 | 0.054396 | 0.054396 | 0.054396 | 0.054396 | 0.054396 | 0.054396 | 0.054396 | 0.054396 | 0.054396 | 0.054396
| 123 |  |  | OM&A Price Index Level |  | 135.6284 | 140.2318 | 145.7934 | 151.1225 | 156.3178 | 161.6916 | 161.6916 |  | 135 | 0 | 160.839 | 127.5627 | 135.4261 | 146.6249 | 137.5258 | 154.5108 | 135.6284 | 144.44 | 137.2032 | 159.6032 | 164.6254 | 161.6053 | 150.0962 | 140.0875 | 164.6254 | 130.843 | 140.9333 | 137.2032 | 164.6254 | 137.6789 | 135.4261 | 137.2032 | 154.5108 | 157.6749 | 137.2032 | 125.0866 | 125.0866 | 152.2227 | 159.6032 | 150.902 | 130.7472 | 150.0962 | 138.1666 | 139.4106 | 140.9333 | 154.5108 | 155.8705 | 135.6284 | 135.6284 | 127.9192 | 142.2952 | 157.6749 | 155.8705 | 150.902 | 160.839 | 117.7208 | 129.8615 | 127.5627 | 117.7208 | 136.1161 | 135.4261 | 135.4261 | 145.1528 | 160.839 | 150.902 | 150.0962 | 135.6284 | 137.0152 | 123.9343
| 124 | [12 empty] | 136 | 0
| 125 |  |  | Capital Price Index | 0 | 17.3147 | 17.2505 | 18.9696 | 22.2666 | 22.9899 | 24.3871 | 10.4442 |  | 137 | 0 | 17.3147 | 17.3147 | 17.3147 | 17.3147 | 17.3147 | 17.3147 | 17.3147 | 17.3147 | 17.3147 | 17.3147 | 17.3147 | 17.3147 | 17.3147 | 17.3147 | 17.3147 | 17.3147 | 17.3147 | 17.3147 | 17.3147 | 17.3147 | 17.3147 | 17.3147 | 17.3147 | 17.3147 | 17.3147 | 17.3147 | 17.3147 | 17.3147 | 17.3147 | 17.3147 | 17.3147 | 17.3147 | 17.3147 | 17.3147 | 17.3147 | 17.3147 | 17.3147 | 17.3147 | 17.3147 | 17.3147 | 17.3147 | 17.3147 | 17.3147 | 17.3147 | 17.3147 | 17.3147 | 17.3147 | 17.3147 | 17.3147 | 17.3147 | 17.3147 | 17.3147 | 17.3147 | 17.3147 | 17.3147 | 17.3147 | 17.3147 | 17.3147 | 17.3147
| 126 | [12 empty] | 138 | 0
| 127 |  |  | Business Conditions | [9 empty] | 139 | 0
| 128 |  |  | Line km |  | 494 | 497 | 497 | 497 | 497 | 497 | 0 |  | 140 | 0 | 49478 | 2198 | 92 | 1209 | 534 | 1513 | 1555 | 160 | 54 | 37 | 168 | 3867 | 1530 | 3043 | 4712 | 376 | 443 | 101 | 1613 | 263 | 81 | 1015 | 691 | 1671 | 97 | 21 | 71 | 123489 | 5913 | 1464 | 335 | 1993 | 221 | 353 | 3070 | 2767 | 1029 | 3287 | 369 | 574 | 370 | 2000 | 222 | 245 | 1006 | 510 | 576 | 738 | 81 | 107 | 712 | 1266 | 132 | 29010 | 291 | 1654 | 494 | 210 | 577
| 129 |  |  | 2002-2013 Average Line km |  | 444.8316 | 447.44 | 449.8 | 451.9455 | 453.9043 | 455.7 | 437.472 |  | 141 | 0 | 23054.7632 | 1877.3053 | 92.0789 | 795.4105 | 504.1579 | 1531.2579 | 1048.7789 | 148.8421 | 30.2368 | 30.3737 | 150.3421 | 3322.2105 | 1528.1947 | 1375.1895 | 1906.8947 | 338.4737 | 395.3105 | 135.6105 | 578.1737 | 268.9316 | 80.5158 | 944.0947 | 326.6316 | 1433.1684 | 73.6421 | 21.1579 | 67.0263 | 122469.8105 | 5470.9474 | 802.8421 | 350.7263 | 1864.6316 | 145.7368 | 493.1053 | 2770.9474 | 1417.3947 | 1064.5263 | 2154.2105 | 337.8737 | 584.9474 | 370 | 1596.4737 | 192.0158 | 272.5947 | 1118.5789 | 226.6421 | 553.9474 | 731.0526 | 67.6842 | 96.4421 | 338.0737 | 1247.7105 | 148.5316 | 17282.2632 | 249.1842 | 1517.9842 | 444.8316 | 105.5263 | 487.6947
| 130 |  |  | Customers Ten Years Ago |  | 21411 | [7 empty] | 142 | 0 | 937442 | 11612 | 1663 | 35688 | 37654 | 64329 | 28365 | 6463 | 1306 | 1958 | 11205 | 152238 | 60557 | 56311 | 84866 | 15533 | 21831 | 3300 | 28183 | 19579 | 3777 | 46710 | 10151 | 20790 | 2734 | 1196 | 5496 | 1258015 | 300664 | 14707 | 26944 | 86611 | 9571 | 12816 | 146974 | 29142 | 39825 | 51048 | 7882 | 23754 | 6026 | 62674 | 11256 | 12862 | 52710 | 10475 | 35012 | 32870 | 4155 | 5818 | 2754 | 55088 | 6700 | 700386 | 12046 | 51914 | 21411 | 3613 | 22007
| 131 |  |  | Ten Year Customer Growth Percentage |  | 12.34% | 13.13% | 13.65% | 15.33% | 14.65% | 16.62% | 0% |  | 143 | 0 | 13.29% | 0.044092 | -0.021648 | 0.034409 | 0.079912 | 0.065896 | 0.047735 | 0.12688 | -0.063553 | 0.23034 | 0.12557 | 0.11332 | 0.11153 | 0.075953 | 0.061721 | 0.17189 | 0.078787 | 0.0084848 | 0.088067 | 0.10598 | -0.0042362 | 0.024727 | 0.15112 | 0.085329 | -0.027432 | 0.064381 | -0.0040029 | 0.08223 | 0.15194 | 0.31101 | 0.028726 | 0.14335 | 0.11159 | 0.087391 | 0.10319 | 0.41449 | 0.10953 | 0.11607 | 0.22202 | 0.022565 | -0.016097 | 0.18074 | 0.12802 | 0.13139 | 0.12855 | 0.092315 | 0.070119 | 0.026803 | 0.045728 | 0.013922 | 0.03159 | 0.032657 | 0.15209 | 0.1125 | 0.18197 | 0.12569 | 0.12344 | 0.068087 | 0.088426
| 132 | [12 empty] | 144 | 0
| 133 | (Details of the predicted cost calculations may be hidden by using the +/- button to the left of row 248) | [11 empty] | 145 | 0
| 134 | [12 empty] | 146 | 0
| 135 | Company Values for Variables Used in the Prediction Equation | [11 empty] | 147 | 0
| 136 | [12 empty] | 148 | 0
| 137 |  |  | Constant |  | 1 | 1 | 1 | 1 | 1 | 1 | 1 |  | 149 | 0 | 1 | 1 | 1 | 1 | 1 | 1 | 1 | 1 | 1 | 1 | 1 | 1 | 1 | 1 | 1 | 1 | 1 | 1 | 1 | 1 | 1 | 1 | 1 | 1 | 1 | 1 | 1 | 1 | 1 | 1 | 1 | 1 | 1 | 1 | 1 | 1 | 1 | 1 | 1 | 1 | 1 | 1 | 1 | 1 | 1 | 1 | 1 | 1 | 1 | 1 | 1 | 1 | 1 | 1 | 1 | 1 | 1 | 1 | 1
| 138 |  |  | Capital Price / OM&A Price (WK) |  | 0.12766 | 0.12301 | 0.13011 | 0.14734 | 0.14707 | 0.15082 | 0.064593 |  | 150 | 0 | 0.10765 | 0.13574 | 0.12785 | 0.11809 | 0.1259 | 0.11206 | 0.12766 | 0.11987 | 0.1262 | 0.10849 | 0.10518 | 0.10714 | 0.11536 | 0.1236 | 0.10518 | 0.13233 | 0.12286 | 0.1262 | 0.10518 | 0.12576 | 0.12785 | 0.1262 | 0.11206 | 0.10981 | 0.1262 | 0.13842 | 0.13842 | 0.11375 | 0.10849 | 0.11474 | 0.13243 | 0.11536 | 0.12532 | 0.1242 | 0.12286 | 0.11206 | 0.11108 | 0.12766 | 0.12766 | 0.13536 | 0.12168 | 0.10981 | 0.11108 | 0.11474 | 0.10765 | 0.14708 | 0.13333 | 0.13574 | 0.14708 | 0.12721 | 0.12785 | 0.12785 | 0.11929 | 0.10765 | 0.11474 | 0.11536 | 0.12766 | 0.12637 | 0.13971
| 139 |  |  | Customers (Y1) |  | 24054 | 24627 | 25063 | 25753 | 25762.2315 | 26434.6046 | 0 |  | 151 | 0 | 1062041 | 12124 | 1627 | 36916 | 40663 | 68568 | 29719 | 7283 | 1223 | 2409 | 12612 | 169489 | 67311 | 60588 | 90104 | 18203 | 23551 | 3328 | 30665 | 21654 | 3761 | 47865 | 11685 | 22564 | 2659 | 1273 | 5474 | 1361461 | 346347 | 19281 | 27718 | 99027 | 10639 | 13936 | 162140 | 41221 | 44187 | 56973 | 9632 | 24290 | 5929 | 74002 | 12697 | 14552 | 59486 | 11442 | 37467 | 33751 | 4345 | 5899 | 2841 | 56887 | 7719 | 779176 | 14238 | 58439 | 24054 | 3859 | 23953
| 140 |  |  | Capacity (Y2) |  | 104372 | 104372 | 104372 | 104372 | 104372 | 104372 | 104372 |  | 152 | 0 | 6110911.26 | 48304 | 8722 | 219364 | 197591 | 379690 | 116948 | 39945 | 8879 | 7251 | 65612 | 750598 | 382435 | 314474 | 656700 | 70523 | 136289 | 16594 | 143420 | 116734 | 18859 | 206940 | 61540 | 214152 | 22617 | 7653 | 40003 | 6507824.9978 | 1518168 | 66861 | 147462 | 386568 | 50701 | 69984 | 719375 | 194762 | 204588 | 269269 | 52067 | 121809 | 26895 | 380100 | 53650 | 74924 | 244040 | 47940 | 161697 | 156336 | 19991 | 39622 | 22753 | 221752 | 48436 | 5018278 | 37410 | 295130 | 104372 | 17897 | 94390
| 141 |  |  | Deliveries (Y3) |  | 361736384 | 365670895 | 374393811 | 368103150.4872 | 377691782.8643 | 378360200.834 | 0 |  | 153 | 0 | 26058068488.38 | 228547637.74 | 30092178.51 | 950821500 | 973548097.77 | 1496242151 | 458372068.29 | 140475096.71 | 23165995 | 28610026 | 237430225 | 3454032041 | 1698604749.01 | 1167221095 | 2144359933.29 | 295684407.61 | 647581926 | 55685802.44 | 532060696.77 | 590935763.94 | 70535760.14 | 830196991.89 | 245875042.86 | 501052558 | 73935930.41 | 20253538 | 136192955.71 | 35848600867.77 | 7029452327 | 274665683.49 | 656626236.4 | 1768565494.82 | 238438637.15 | 284874312.27 | 3060094660.85 | 907146501 | 816369645.78 | 1142723830 | 220973865.87 | 474447071.25 | 114312944 | 1551177301.58 | 252987297.28 | 302369226 | 1037049355 | 176536347 | 745742296 | 610088241.97 | 83315207.37 | 98167184 | 78389530.97 | 935189552.39 | 169332738.03 | 23097362587.14 | 138525447.57 | 1385357265 | 361736384 | 94081529.4 | 434595672
| 142 |  |  | Average Line Length |  | 444.8316 | 447.44 | 449.8 | 451.9455 | 453.9043 | 455.7 | 437.472 |  | 154 | 0 | 23054.7632 | 1877.3053 | 92.0789 | 795.4105 | 504.1579 | 1531.2579 | 1048.7789 | 148.8421 | 30.2368 | 30.3737 | 150.3421 | 3322.2105 | 1528.1947 | 1375.1895 | 1906.8947 | 338.4737 | 395.3105 | 135.6105 | 578.1737 | 268.9316 | 80.5158 | 944.0947 | 326.6316 | 1433.1684 | 73.6421 | 21.1579 | 67.0263 | 122469.8105 | 5470.9474 | 802.8421 | 350.7263 | 1864.6316 | 145.7368 | 493.1053 | 2770.9474 | 1417.3947 | 1064.5263 | 2154.2105 | 337.8737 | 584.9474 | 370 | 1596.4737 | 192.0158 | 272.5947 | 1118.5789 | 226.6421 | 553.9474 | 731.0526 | 67.6842 | 96.4421 | 338.0737 | 1247.7105 | 148.5316 | 17282.2632 | 249.1842 | 1517.9842 | 444.8316 | 105.5263 | 487.6947
| 143 |  |  | Customers Added in last 10 years |  | 12.34% | 13.13% | 13.65% | 15.33% | 14.65% | 16.62% | 0% |  | 155 | 0 | 13.29% | 0.044092 | -0.021648 | 0.034409 | 0.079912 | 0.065896 | 0.047735 | 0.12688 | -0.063553 | 0.23034 | 0.12557 | 0.11332 | 0.11153 | 0.075953 | 0.061721 | 0.17189 | 0.078787 | 0.0084848 | 0.088067 | 0.10598 | -0.0042362 | 0.024727 | 0.15112 | 0.085329 | -0.027432 | 0.064381 | -0.0040029 | 0.08223 | 0.15194 | 0.31101 | 0.028726 | 0.14335 | 0.11159 | 0.087391 | 0.10319 | 0.41449 | 0.10953 | 0.11607 | 0.22202 | 0.022565 | -0.016097 | 0.18074 | 0.12802 | 0.13139 | 0.12855 | 0.092315 | 0.070119 | 0.026803 | 0.045728 | 0.013922 | 0.03159 | 0.032657 | 0.15209 | 0.1125 | 0.18197 | 0.12569 | 0.12344 | 0.068087 | 0.088426
| 144 |  |  | Trend |  | 14 | 15 | 16 | 17 | 18 | 19 | 20 |  | 156 | 0 | 14 | 14 | 14 | 14 | 14 | 14 | 14 | 14 | 14 | 14 | 14 | 14 | 14 | 14 | 14 | 14 | 14 | 14 | 14 | 14 | 14 | 14 | 14 | 14 | 14 | 14 | 14 | 14 | 14 | 14 | 14 | 14 | 14 | 14 | 14 | 14 | 14 | 14 | 14 | 14 | 14 | 14 | 14 | 14 | 14 | 14 | 14 | 14 | 14 | 14 | 14 | 14 | 14 | 14 | 14 | 14 | 14 | 14 | 14
| 145 | [12 empty] | 157 | 0
| 146 | [12 empty] | 158 | 0
| 147 | Company-Specific Parameter Estimates* | [11 empty] | 159 | 0
| 148 |  | 91 | Constant |  | 12.8158 | 12.8158 | 12.8158 | 12.8158 | 12.8158 | 12.8158 | 12.8158 |  | 160 | 0 | 12.8172 | 12.8097 | 12.8157 | 12.8145 | 12.8153 | 12.8168 | 12.8129 | 12.8133 | 12.8147 | 12.8109 | 12.8111 | 12.8149 | 12.8166 | 12.8214 | 12.8191 | 12.8123 | 12.8121 | 12.8205 | 12.8153 | 12.8157 | 12.8124 | 12.8161 | 12.8145 | 12.8115 | 12.8149 | 12.8177 | 12.8066 | 12.8151 | 12.8153 | 12.8159 | 12.8141 | 12.8202 | 12.8129 | 12.8195 | 12.8131 | 12.8193 | 12.8143 | 12.7877 | 12.8109 | 12.8148 | 12.8311 | 12.8119 | 12.8147 | 12.8141 | 12.8195 | 12.8144 | 12.8129 | 12.8064 | 12.8221 | 12.8123 | 12.8146 | 12.8098 | 12.8142 | 12.8023 | 12.8153 | 12.8136 | 12.8158 | 12.8153 | 12.8135
| 149 |  | 92 | Capital Price / OM&A Price (WK) |  | 0.62845 | 0.62845 | 0.62845 | 0.62845 | 0.62845 | 0.62845 | 0.62845 |  | 161 | 0 | 0.62713 | 0.62643 | 0.62654 | 0.6328 | 0.62664 | 0.62645 | 0.62778 | 0.62722 | 0.62666 | 0.63118 | 0.62749 | 0.62695 | 0.62626 | 0.62822 | 0.62672 | 0.62937 | 0.62772 | 0.6265 | 0.62608 | 0.6221 | 0.62704 | 0.62747 | 0.62877 | 0.62562 | 0.62749 | 0.62696 | 0.63025 | 0.63013 | 0.62764 | 0.6278 | 0.62904 | 0.62523 | 0.62668 | 0.62707 | 0.63058 | 0.62545 | 0.6277 | 0.62881 | 0.62469 | 0.62569 | 0.62681 | 0.62461 | 0.62744 | 0.62652 | 0.62689 | 0.62692 | 0.62561 | 0.6309 | 0.62426 | 0.62764 | 0.62667 | 0.63219 | 0.62699 | 0.63227 | 0.62623 | 0.62557 | 0.62845 | 0.62705 | 0.6269
| 150 |  | 93 | Customers (Y1) |  | 0.44343 | 0.44343 | 0.44343 | 0.44343 | 0.44343 | 0.44343 | 0.44343 |  | 162 | 0 | 0.42382 | 0.45714 | 0.4439 | 0.44057 | 0.44478 | 0.43873 | 0.4448 | 0.44755 | 0.44525 | 0.44745 | 0.44314 | 0.44038 | 0.43589 | 0.42638 | 0.45245 | 0.44062 | 0.45272 | 0.44522 | 0.44683 | 0.45202 | 0.4464 | 0.43863 | 0.43902 | 0.43648 | 0.43963 | 0.45389 | 0.44426 | 0.40373 | 0.44481 | 0.44246 | 0.4429 | 0.4801 | 0.44869 | 0.43983 | 0.45002 | 0.45821 | 0.44786 | 0.49067 | 0.44851 | 0.4453 | 0.42477 | 0.45612 | 0.44338 | 0.4471 | 0.45682 | 0.44495 | 0.37201 | 0.44132 | 0.43709 | 0.45049 | 0.44556 | 0.42625 | 0.44494 | 0.46436 | 0.44449 | 0.44953 | 0.44343 | 0.44683 | 0.44533
| 151 |  | 94 | Capacity (Y2) |  | 0.16239 | 0.16239 | 0.16239 | 0.16239 | 0.16239 | 0.16239 | 0.16239 |  | 163 | 0 | 0.19096 | 0.15666 | 0.16174 | 0.16083 | 0.15981 | 0.1631 | 0.16252 | 0.15481 | 0.15518 | 0.16256 | 0.16819 | 0.16531 | 0.16832 | 0.16915 | 0.16697 | 0.16553 | 0.1551 | 0.15785 | 0.16157 | 0.15456 | 0.1616 | 0.16457 | 0.15671 | 0.17462 | 0.15974 | 0.15558 | 0.16039 | 0.19341 | 0.16029 | 0.16089 | 0.16304 | 0.13324 | 0.16589 | 0.15709 | 0.15933 | 0.16041 | 0.15921 | 0.13794 | 0.16229 | 0.15852 | 0.14777 | 0.153 | 0.16052 | 0.15841 | 0.15097 | 0.16022 | 0.22133 | 0.16788 | 0.15563 | 0.15673 | 0.15984 | 0.17552 | 0.15948 | 0.13104 | 0.16304 | 0.15806 | 0.16239 | 0.15926 | 0.16259
| 152 |  | 95 | Deliveries (Y3) |  | 0.10416 | 0.10416 | 0.10416 | 0.10416 | 0.10416 | 0.10416 | 0.10416 |  | 164 | 0 | 0.094678 | 0.11096 | 0.09948 | 0.11006 | 0.10506 | 0.10907 | 0.10179 | 0.10977 | 0.10877 | 0.10661 | 0.10184 | 0.10395 | 0.10745 | 0.11285 | 0.086398 | 0.10467 | 0.10572 | 0.10303 | 0.10431 | 0.092676 | 0.10612 | 0.10433 | 0.11428 | 0.10574 | 0.10851 | 0.099503 | 0.1169 | 0.10604 | 0.10539 | 0.10314 | 0.10524 | 0.10889 | 0.1002 | 0.10423 | 0.10629 | 0.10063 | 0.10381 | 0.10318 | 0.10832 | 0.10728 | 0.11598 | 0.10318 | 0.10658 | 0.10528 | 0.10513 | 0.10578 | 0.090322 | 0.10111 | 0.10924 | 0.10739 | 0.10708 | 0.10677 | 0.10513 | 0.089453 | 0.10219 | 0.10393 | 0.10416 | 0.10426 | 0.10388
| 153 |  | 96 | WKWK |  | 0.12332 | 0.12332 | 0.12332 | 0.12332 | 0.12332 | 0.12332 | 0.12332 |  | 165 | 0 | 0.1215 | 0.12359 | 0.12325 | 0.13217 | 0.12013 | 0.12289 | 0.12919 | 0.12487 | 0.12097 | 0.13706 | 0.12871 | 0.12308 | 0.12189 | 0.13727 | 0.12198 | 0.12794 | 0.12677 | 0.12174 | 0.12172 | 0.11428 | 0.12322 | 0.13002 | 0.12618 | 0.13146 | 0.12181 | 0.12596 | 0.13567 | 0.12455 | 0.12369 | 0.1246 | 0.13312 | 0.12362 | 0.125 | 0.12618 | 0.13061 | 0.13132 | 0.12894 | 0.12284 | 0.11202 | 0.12071 | 0.11117 | 0.12795 | 0.12694 | 0.12261 | 0.1251 | 0.12358 | 0.1181 | 0.14194 | 0.1114 | 0.12417 | 0.12343 | 0.1425 | 0.12528 | 0.12446 | 0.121 | 0.13067 | 0.12332 | 0.12567 | 0.12658
| 154 |  | 97 | Y1Y1 |  | -0.37606 | -0.37606 | -0.37606 | -0.37606 | -0.37606 | -0.37606 | -0.37606 |  | 166 | 0 | -0.37229 | -0.4003 | -0.3541 | -0.38079 | -0.36934 | -0.37239 | -0.34794 | -0.39557 | -0.41444 | -0.33468 | -0.39218 | -0.37352 | -0.34926 | -0.36637 | -0.45925 | -0.42902 | -0.37267 | -0.43179 | -0.37735 | -0.35842 | -0.35454 | -0.39269 | -0.3894 | -0.31748 | -0.22895 | -0.43887 | -0.37338 | -0.40142 | -0.37925 | -0.37932 | -0.37139 | -0.34806 | -0.37422 | -0.37768 | -0.38956 | -0.46205 | -0.37219 | -0.30444 | -0.37416 | -0.35103 | -0.5183 | -0.40931 | -0.37469 | -0.396 | -0.40599 | -0.37281 | -0.51307 | -0.40964 | -0.25489 | -0.40561 | -0.33851 | -0.44696 | -0.39135 | -0.35637 | -0.24161 | -0.37604 | -0.37606 | -0.39025 | -0.38196
| 155 |  | 98 | Y2Y2 |  | 0.18277 | 0.18277 | 0.18277 | 0.18277 | 0.18277 | 0.18277 | 0.18277 |  | 167 | 0 | 0.25107 | 0.22273 | 0.21301 | 0.17336 | 0.19756 | 0.18996 | 0.20382 | 0.25153 | 0.17812 | 0.20464 | 0.16959 | 0.18635 | 0.20491 | 0.1825 | 0.15794 | 0.16845 | 0.11633 | 0.12513 | 0.18856 | 0.21778 | 0.19562 | 0.18108 | 0.17302 | 0.27741 | 0.23572 | 0.17421 | 0.10588 | 0.18618 | 0.19081 | 0.18058 | 0.18885 | 0.20335 | 0.18687 | 0.17513 | 0.16742 | 0.17122 | 0.18869 | 0.23286 | 0.19219 | 0.20632 | 0.1666 | 0.17928 | 0.19331 | 0.18085 | 0.18599 | 0.22907 | 0.0066008 | 0.16814 | 0.23847 | 0.17994 | 0.17481 | 0.15427 | 0.17868 | 0.2032 | 0.30866 | 0.18983 | 0.18277 | 0.19466 | 0.19408
| 156 |  | 99 | Y3Y3 |  | 0.16374 | 0.16374 | 0.16374 | 0.16374 | 0.16374 | 0.16374 | 0.16374 |  | 168 | 0 | 0.14597 | 0.17178 | 0.15484 | 0.17795 | 0.16647 | 0.17189 | 0.16002 | 0.17827 | 0.17433 | 0.16941 | 0.1553 | 0.16484 | 0.16731 | 0.18665 | 0.15476 | 0.16438 | 0.14312 | 0.15578 | 0.16397 | 0.13417 | 0.16891 | 0.16408 | 0.21578 | 0.15394 | 0.18141 | 0.14621 | 0.20679 | 0.15656 | 0.16404 | 0.16783 | 0.1666 | 0.169 | 0.15194 | 0.16973 | 0.16721 | 0.14752 | 0.16767 | 0.16213 | 0.17567 | 0.17125 | 0.17822 | 0.16292 | 0.17114 | 0.16716 | 0.15717 | 0.16152 | 0.14222 | 0.1557 | 0.17969 | 0.16936 | 0.17654 | 0.1668 | 0.16929 | 0.14636 | 0.15542 | 0.16233 | 0.16374 | 0.16202 | 0.15976
| 157 |  | 100 | WKY1 |  | 0.05599 | 0.05599 | 0.05599 | 0.05599 | 0.05599 | 0.05599 | 0.05599 |  | 169 | 0 | 0.05504 | 0.04916 | 0.053285 | 0.046439 | 0.053781 | 0.054124 | 0.053205 | 0.053513 | 0.05258 | 0.050297 | 0.054182 | 0.054045 | 0.055404 | 0.051313 | 0.052884 | 0.054667 | 0.051479 | 0.053176 | 0.054159 | 0.05842 | 0.053813 | 0.055239 | 0.04945 | 0.039288 | 0.05021 | 0.05259 | 0.04839 | 0.060342 | 0.054713 | 0.050898 | 0.053265 | 0.052299 | 0.054883 | 0.052741 | 0.055237 | 0.056034 | 0.050555 | 0.05439 | 0.056171 | 0.05401 | 0.054393 | 0.05509 | 0.053717 | 0.053535 | 0.053226 | 0.05427 | 0.053855 | 0.053373 | 0.055167 | 0.046101 | 0.054132 | 0.059101 | 0.054763 | 0.053566 | 0.053359 | 0.052963 | 0.05599 | 0.054453 | 0.053965
| 158 |  | 101 | WKY2 |  | 0.0087628 | 0.0087628 | 0.0087628 | 0.0087628 | 0.0087628 | 0.0087628 | 0.0087628 |  | 170 | 0 | 0.0081412 | 0.0083781 | 0.0097872 | 0.016353 | 0.0091958 | 0.0094218 | 0.01062 | 0.009259 | 0.010485 | 0.013606 | 0.0095944 | 0.0095187 | 0.0083372 | 0.010492 | 0.010885 | 0.0079388 | 0.011006 | 0.0097636 | 0.0094712 | 0.0080165 | 0.0096281 | 0.0087768 | 0.011465 | 0.02578 | 0.011841 | 0.011166 | 0.013064 | 0.0070053 | 0.0094876 | 0.010793 | 0.010125 | 0.010698 | 0.0091359 | 0.011021 | 0.010119 | 0.0099902 | 0.010347 | 0.0092014 | 0.0079296 | 0.0095805 | 0.0064691 | 0.008662 | 0.010172 | 0.010016 | 0.010146 | 0.0093677 | 0.0094352 | 0.011248 | 0.0089178 | 0.018023 | 0.0093353 | 0.0065931 | 0.0095373 | 0.013023 | 0.0098021 | 0.010509 | 0.0087628 | 0.0099898 | 0.0097205
| 159 |  | 102 | WKY3 |  | -0.0013678 | -0.0013678 | -0.0013678 | -0.0013678 | -0.0013678 | -0.0013678 | -0.0013678 |  | 171 | 0 | 0.00040339 | 0.0059947 | -0.00065026 | 0.001676 | 0.00027663 | -0.00026036 | -0.00022491 | 0.00085377 | -0.00094108 | 0.00068268 | 3.4374e-05 | 0.00010601 | -0.00057366 | 0.0022701 | -0.00032347 | 6.1302e-05 | 0.00114 | -0.00059076 | -0.00021441 | -0.0023827 | -1.5707e-05 | -0.00038826 | 0.0027193 | -0.0014134 | 0.00089397 | -0.0011295 | 0.0012109 | -0.0010943 | -9.2664e-05 | 0.0020224 | 0.00031725 | -0.00050436 | -0.00044749 | -0.00030348 | -0.00010414 | -0.002226 | 0.0025923 | 0.00032685 | 0.0014275 | -0.00024676 | -0.00014618 | -0.0012932 | -0.00018589 | -4.6542e-05 | 3.9914e-05 | -0.00037944 | 8.5619e-06 | -0.00016964 | -0.00032773 | -0.0057988 | -0.00042344 | -0.00037832 | -0.00057615 | 0.00086317 | 1.6871e-05 | -0.00057384 | -0.0013678 | -0.00072531 | -0.000163
| 160 |  | 103 | Y1Y2 |  | 0.14373 | 0.14373 | 0.14373 | 0.14373 | 0.14373 | 0.14373 | 0.14373 |  | 172 | 0 | 0.10195 | 0.13797 | 0.11557 | 0.15689 | 0.1355 | 0.14204 | 0.11784 | 0.12467 | 0.16991 | 0.11406 | 0.15457 | 0.14168 | 0.12037 | 0.14857 | 0.20277 | 0.17822 | 0.16928 | 0.19844 | 0.1417 | 0.10565 | 0.12594 | 0.15377 | 0.17713 | 0.06315 | 0.056931 | 0.17368 | 0.2066 | 0.1462 | 0.14122 | 0.14828 | 0.14016 | 0.12197 | 0.13473 | 0.15127 | 0.1591 | 0.18397 | 0.14105 | 0.083836 | 0.14434 | 0.12438 | 0.23264 | 0.16334 | 0.14207 | 0.15696 | 0.15315 | 0.1192 | 0.29722 | 0.16442 | 0.060242 | 0.16296 | 0.13835 | 0.19561 | 0.15732 | 0.1137 | 0.010267 | 0.1401 | 0.14373 | 0.14464 | 0.13962
| 161 |  | 104 | Y1Y3 |  | 0.062914 | 0.062914 | 0.062914 | 0.062914 | 0.062914 | 0.062914 | 0.062914 |  | 173 | 0 | 0.09119 | 0.10144 | 0.070267 | 0.052321 | 0.066109 | 0.060033 | 0.060515 | 0.10565 | 0.071028 | 0.050262 | 0.066071 | 0.062218 | 0.058429 | 0.043348 | 0.087725 | 0.077926 | 0.036829 | 0.071962 | 0.067324 | 0.088856 | 0.058279 | 0.068984 | 0.03833 | 0.084005 | 0.022877 | 0.09912 | 0.022508 | 0.065548 | 0.069628 | 0.060882 | 0.062872 | 0.071905 | 0.072811 | 0.055763 | 0.064504 | 0.10485 | 0.062592 | 0.068599 | 0.058454 | 0.060822 | 0.10871 | 0.081234 | 0.063908 | 0.069726 | 0.086219 | 0.084039 | 0.035908 | 0.072918 | 0.033865 | 0.068817 | 0.035811 | 0.076884 | 0.064616 | 0.083767 | 0.06366 | 0.069425 | 0.062914 | 0.076791 | 0.073164
| 162 |  | 105 | Y2Y3 |  | -0.19414 | -0.19414 | -0.19414 | -0.19414 | -0.19414 | -0.19414 | -0.19414 |  | 174 | 0 | -0.20664 | -0.23964 | -0.19378 | -0.19667 | -0.19982 | -0.19832 | -0.18759 | -0.24875 | -0.2125 | -0.18345 | -0.18795 | -0.19435 | -0.19208 | -0.19652 | -0.21876 | -0.20942 | -0.15026 | -0.19453 | -0.19832 | -0.19064 | -0.19299 | -0.19993 | -0.21718 | -0.20482 | -0.17421 | -0.21162 | -0.19951 | -0.18735 | -0.19997 | -0.19546 | -0.19653 | -0.20667 | -0.19132 | -0.19213 | -0.19818 | -0.21814 | -0.1971 | -0.19706 | -0.20102 | -0.19939 | -0.25473 | -0.21196 | -0.20211 | -0.20387 | -0.20895 | -0.21329 | -0.14836 | -0.19593 | -0.18137 | -0.20478 | -0.1816 | -0.21056 | -0.20157 | -0.20257 | -0.18647 | -0.19878 | -0.19414 | -0.20575 | -0.19969
| 163 |  | 106 | Average Line Length |  | 0.28349 | 0.28349 | 0.28349 | 0.28349 | 0.28349 | 0.28349 | 0.28349 |  | 175 | 0 | 0.28773 | 0.27093 | 0.28998 | 0.28299 | 0.28708 | 0.28515 | 0.28501 | 0.2837 | 0.28674 | 0.28176 | 0.28164 | 0.28537 | 0.2842 | 0.28483 | 0.2905 | 0.28379 | 0.28274 | 0.2912 | 0.28274 | 0.29844 | 0.28145 | 0.28829 | 0.28413 | 0.27953 | 0.28711 | 0.28962 | 0.27114 | 0.28104 | 0.28515 | 0.28738 | 0.28456 | 0.28038 | 0.28086 | 0.29238 | 0.28031 | 0.27894 | 0.28512 | 0.26489 | 0.27782 | 0.2862 | 0.30806 | 0.28425 | 0.28618 | 0.28527 | 0.28465 | 0.28472 | 0.31555 | 0.28165 | 0.29288 | 0.28111 | 0.28413 | 0.28562 | 0.28567 | 0.28632 | 0.28547 | 0.28452 | 0.28349 | 0.28615 | 0.28387
| 164 |  | 107 | Customers Added in last 10 years |  | 0.016232 | 0.016232 | 0.016232 | 0.016232 | 0.016232 | 0.016232 | 0.016232 |  | 176 | 0 | 0.01707 | 0.016552 | 0.016885 | 0.016313 | 0.016152 | 0.016394 | 0.016487 | 0.017042 | 0.016397 | 0.017149 | 0.016568 | 0.01624 | 0.015919 | 0.014945 | 0.017399 | 0.017165 | 0.016514 | 0.014788 | 0.0161 | 0.017492 | 0.017776 | 0.015676 | 0.01663 | 0.015547 | 0.015159 | 0.015823 | 0.016248 | 0.015625 | 0.016239 | 0.016694 | 0.016466 | 0.018086 | 0.016825 | 0.01608 | 0.017766 | 0.0085355 | 0.0171 | 0.019258 | 0.016493 | 0.016517 | 0.013388 | 0.016813 | 0.016332 | 0.016703 | 0.015967 | 0.016073 | 0.018282 | 0.018272 | 0.016742 | 0.01656 | 0.015803 | 0.017401 | 0.016879 | 0.019029 | 0.016075 | 0.016733 | 0.016232 | 0.016207 | 0.016324
| 165 |  | 108 | Trend |  | 0.016943 | 0.016943 | 0.016943 | 0.016943 | 0.016943 | 0.016943 | 0.016943 |  | 177 | 0 | 0.016787 | 0.016748 | 0.01701 | 0.016956 | 0.017203 | 0.017087 | 0.016907 | 0.017168 | 0.017428 | 0.017414 | 0.017206 | 0.016977 | 0.016996 | 0.017313 | 0.016956 | 0.01695 | 0.017117 | 0.016815 | 0.017069 | 0.016939 | 0.017193 | 0.017161 | 0.016861 | 0.017255 | 0.017003 | 0.016823 | 0.017382 | 0.016979 | 0.016909 | 0.016811 | 0.017125 | 0.01719 | 0.016923 | 0.016879 | 0.016966 | 0.01725 | 0.017318 | 0.016424 | 0.016899 | 0.017066 | 0.017635 | 0.017155 | 0.01719 | 0.017115 | 0.016953 | 0.017167 | 0.017631 | 0.017071 | 0.017054 | 0.016892 | 0.016875 | 0.017277 | 0.016923 | 0.016871 | 0.016763 | 0.016859 | 0.016943 | 0.016837 | 0.016955
| 166 | [12 empty] | 178 | 0
| 167 | Sample Mean Values | [11 empty] | 179 | 0
| 168 | [12 empty] | 180 | 0
| 169 |  |  | Constant |  | 1 | 1 | 1 | 1 | 1 | 1 | 1 |  | 181 | 0 | 1 | 1 | 1 | 1 | 1 | 1 | 1 | 1 | 1 | 1 | 1 | 1 | 1 | 1 | 1 | 1 | 1 | 1 | 1 | 1 | 1 | 1 | 1 | 1 | 1 | 1 | 1 | 1 | 1 | 1 | 1 | 1 | 1 | 1 | 1 | 1 | 1 | 1 | 1 | 1 | 1 | 1 | 1 | 1 | 1 | 1 | 1 | 1 | 1 | 1 | 1 | 1 | 1 | 1 | 1 | 1 | 1 | 1 | 1
| 170 |  |  | Capital Price / OM&A Price (WK) |  | 0.1644 | 0.1644 | 0.1644 | 0.1644 | 0.1644 | 0.1644 | 0.1644 |  | 182 | 0 | 0.1644 | 0.1644 | 0.1644 | 0.1644 | 0.1644 | 0.1644 | 0.1644 | 0.1644 | 0.1644 | 0.1644 | 0.1644 | 0.1644 | 0.1644 | 0.1644 | 0.1644 | 0.1644 | 0.1644 | 0.1644 | 0.1644 | 0.1644 | 0.1644 | 0.1644 | 0.1644 | 0.1644 | 0.1644 | 0.1644 | 0.1644 | 0.1644 | 0.1644 | 0.1644 | 0.1644 | 0.1644 | 0.1644 | 0.1644 | 0.1644 | 0.1644 | 0.1644 | 0.1644 | 0.1644 | 0.1644 | 0.1644 | 0.1644 | 0.1644 | 0.1644 | 0.1644 | 0.1644 | 0.1644 | 0.1644 | 0.1644 | 0.1644 | 0.1644 | 0.1644 | 0.1644 | 0.1644 | 0.1644 | 0.1644 | 0.1644 | 0.1644 | 0.1644
| 171 |  |  | Customers (Y1) |  | 63422.3118 | 63422.3118 | 63422.3118 | 63422.3118 | 63422.3118 | 63422.3118 | 63422.3118 |  | 183 | 0 | 63422.3118 | 63422.3118 | 63422.3118 | 63422.3118 | 63422.3118 | 63422.3118 | 63422.3118 | 63422.3118 | 63422.3118 | 63422.3118 | 63422.3118 | 63422.3118 | 63422.3118 | 63422.3118 | 63422.3118 | 63422.3118 | 63422.3118 | 63422.3118 | 63422.3118 | 63422.3118 | 63422.3118 | 63422.3118 | 63422.3118 | 63422.3118 | 63422.3118 | 63422.3118 | 63422.3118 | 63422.3118 | 63422.3118 | 63422.3118 | 63422.3118 | 63422.3118 | 63422.3118 | 63422.3118 | 63422.3118 | 63422.3118 | 63422.3118 | 63422.3118 | 63422.3118 | 63422.3118 | 63422.3118 | 63422.3118 | 63422.3118 | 63422.3118 | 63422.3118 | 63422.3118 | 63422.3118 | 63422.3118 | 63422.3118 | 63422.3118 | 63422.3118 | 63422.3118 | 63422.3118 | 63422.3118 | 63422.3118 | 63422.3118 | 63422.3118 | 63422.3118 | 63422.3118
| 172 |  |  | Capacity (Y2) |  | 345129.0146 | 345129.0146 | 345129.0146 | 345129.0146 | 345129.0146 | 345129.0146 | 345129.0146 |  | 184 | 0 | 345129.0146 | 345129.0146 | 345129.0146 | 345129.0146 | 345129.0146 | 345129.0146 | 345129.0146 | 345129.0146 | 345129.0146 | 345129.0146 | 345129.0146 | 345129.0146 | 345129.0146 | 345129.0146 | 345129.0146 | 345129.0146 | 345129.0146 | 345129.0146 | 345129.0146 | 345129.0146 | 345129.0146 | 345129.0146 | 345129.0146 | 345129.0146 | 345129.0146 | 345129.0146 | 345129.0146 | 345129.0146 | 345129.0146 | 345129.0146 | 345129.0146 | 345129.0146 | 345129.0146 | 345129.0146 | 345129.0146 | 345129.0146 | 345129.0146 | 345129.0146 | 345129.0146 | 345129.0146 | 345129.0146 | 345129.0146 | 345129.0146 | 345129.0146 | 345129.0146 | 345129.0146 | 345129.0146 | 345129.0146 | 345129.0146 | 345129.0146 | 345129.0146 | 345129.0146 | 345129.0146 | 345129.0146 | 345129.0146 | 345129.0146 | 345129.0146 | 345129.0146 | 345129.0146
| 173 |  |  | Deliveries (Y3 |  | 1630327994.0633 | 1630327994.0633 | 1630327994.0633 | 1630327994.0633 | 1630327994.0633 | 1630327994.0633 | 1630327994.0633 |  | 185 | 0 | 1630327994.0633 | 1630327994.0633 | 1630327994.0633 | 1630327994.0633 | 1630327994.0633 | 1630327994.0633 | 1630327994.0633 | 1630327994.0633 | 1630327994.0633 | 1630327994.0633 | 1630327994.0633 | 1630327994.0633 | 1630327994.0633 | 1630327994.0633 | 1630327994.0633 | 1630327994.0633 | 1630327994.0633 | 1630327994.0633 | 1630327994.0633 | 1630327994.0633 | 1630327994.0633 | 1630327994.0633 | 1630327994.0633 | 1630327994.0633 | 1630327994.0633 | 1630327994.0633 | 1630327994.0633 | 1630327994.0633 | 1630327994.0633 | 1630327994.0633 | 1630327994.0633 | 1630327994.0633 | 1630327994.0633 | 1630327994.0633 | 1630327994.0633 | 1630327994.0633 | 1630327994.0633 | 1630327994.0633 | 1630327994.0633 | 1630327994.0633 | 1630327994.0633 | 1630327994.0633 | 1630327994.0633 | 1630327994.0633 | 1630327994.0633 | 1630327994.0633 | 1630327994.0633 | 1630327994.0633 | 1630327994.0633 | 1630327994.0633 | 1630327994.0633 | 1630327994.0633 | 1630327994.0633 | 1630327994.0633 | 1630327994.0633 | 1630327994.0633 | 1630327994.0633 | 1630327994.0633 | 1630327994.0633
| 174 |  |  | WKWK |  | 1 | 1 | 1 | 1 | 1 | 1 | 1 |  | 186 | 0 | 1 | 1 | 1 | 1 | 1 | 1 | 1 | 1 | 1 | 1 | 1 | 1 | 1 | 1 | 1 | 1 | 1 | 1 | 1 | 1 | 1 | 1 | 1 | 1 | 1 | 1 | 1 | 1 | 1 | 1 | 1 | 1 | 1 | 1 | 1 | 1 | 1 | 1 | 1 | 1 | 1 | 1 | 1 | 1 | 1 | 1 | 1 | 1 | 1 | 1 | 1 | 1 | 1 | 1 | 1 | 1 | 1 | 1 | 1
| 175 |  |  | Y1Y1 |  | 1 | 1 | 1 | 1 | 1 | 1 | 1 |  | 187 | 0 | 1 | 1 | 1 | 1 | 1 | 1 | 1 | 1 | 1 | 1 | 1 | 1 | 1 | 1 | 1 | 1 | 1 | 1 | 1 | 1 | 1 | 1 | 1 | 1 | 1 | 1 | 1 | 1 | 1 | 1 | 1 | 1 | 1 | 1 | 1 | 1 | 1 | 1 | 1 | 1 | 1 | 1 | 1 | 1 | 1 | 1 | 1 | 1 | 1 | 1 | 1 | 1 | 1 | 1 | 1 | 1 | 1 | 1 | 1
| 176 |  |  | Y2Y2 |  | 1 | 1 | 1 | 1 | 1 | 1 | 1 |  | 188 | 0 | 1 | 1 | 1 | 1 | 1 | 1 | 1 | 1 | 1 | 1 | 1 | 1 | 1 | 1 | 1 | 1 | 1 | 1 | 1 | 1 | 1 | 1 | 1 | 1 | 1 | 1 | 1 | 1 | 1 | 1 | 1 | 1 | 1 | 1 | 1 | 1 | 1 | 1 | 1 | 1 | 1 | 1 | 1 | 1 | 1 | 1 | 1 | 1 | 1 | 1 | 1 | 1 | 1 | 1 | 1 | 1 | 1 | 1 | 1
| 177 |  |  | Y3Y3 |  | 1 | 1 | 1 | 1 | 1 | 1 | 1 |  | 189 | 0 | 1 | 1 | 1 | 1 | 1 | 1 | 1 | 1 | 1 | 1 | 1 | 1 | 1 | 1 | 1 | 1 | 1 | 1 | 1 | 1 | 1 | 1 | 1 | 1 | 1 | 1 | 1 | 1 | 1 | 1 | 1 | 1 | 1 | 1 | 1 | 1 | 1 | 1 | 1 | 1 | 1 | 1 | 1 | 1 | 1 | 1 | 1 | 1 | 1 | 1 | 1 | 1 | 1 | 1 | 1 | 1 | 1 | 1 | 1
| 178 |  |  | WKY1 |  | 1 | 1 | 1 | 1 | 1 | 1 | 1 |  | 190 | 0 | 1 | 1 | 1 | 1 | 1 | 1 | 1 | 1 | 1 | 1 | 1 | 1 | 1 | 1 | 1 | 1 | 1 | 1 | 1 | 1 | 1 | 1 | 1 | 1 | 1 | 1 | 1 | 1 | 1 | 1 | 1 | 1 | 1 | 1 | 1 | 1 | 1 | 1 | 1 | 1 | 1 | 1 | 1 | 1 | 1 | 1 | 1 | 1 | 1 | 1 | 1 | 1 | 1 | 1 | 1 | 1 | 1 | 1 | 1
| 179 |  |  | WKY2 |  | 1 | 1 | 1 | 1 | 1 | 1 | 1 |  | 191 | 0 | 1 | 1 | 1 | 1 | 1 | 1 | 1 | 1 | 1 | 1 | 1 | 1 | 1 | 1 | 1 | 1 | 1 | 1 | 1 | 1 | 1 | 1 | 1 | 1 | 1 | 1 | 1 | 1 | 1 | 1 | 1 | 1 | 1 | 1 | 1 | 1 | 1 | 1 | 1 | 1 | 1 | 1 | 1 | 1 | 1 | 1 | 1 | 1 | 1 | 1 | 1 | 1 | 1 | 1 | 1 | 1 | 1 | 1 | 1
| 180 |  |  | WKY3 |  | 1 | 1 | 1 | 1 | 1 | 1 | 1 |  | 192 | 0 | 1 | 1 | 1 | 1 | 1 | 1 | 1 | 1 | 1 | 1 | 1 | 1 | 1 | 1 | 1 | 1 | 1 | 1 | 1 | 1 | 1 | 1 | 1 | 1 | 1 | 1 | 1 | 1 | 1 | 1 | 1 | 1 | 1 | 1 | 1 | 1 | 1 | 1 | 1 | 1 | 1 | 1 | 1 | 1 | 1 | 1 | 1 | 1 | 1 | 1 | 1 | 1 | 1 | 1 | 1 | 1 | 1 | 1 | 1
| 181 |  |  | Y1Y2 |  | 1 | 1 | 1 | 1 | 1 | 1 | 1 |  | 193 | 0 | 1 | 1 | 1 | 1 | 1 | 1 | 1 | 1 | 1 | 1 | 1 | 1 | 1 | 1 | 1 | 1 | 1 | 1 | 1 | 1 | 1 | 1 | 1 | 1 | 1 | 1 | 1 | 1 | 1 | 1 | 1 | 1 | 1 | 1 | 1 | 1 | 1 | 1 | 1 | 1 | 1 | 1 | 1 | 1 | 1 | 1 | 1 | 1 | 1 | 1 | 1 | 1 | 1 | 1 | 1 | 1 | 1 | 1 | 1
| 182 |  |  | Y1Y3 |  | 1 | 1 | 1 | 1 | 1 | 1 | 1 |  | 194 | 0 | 1 | 1 | 1 | 1 | 1 | 1 | 1 | 1 | 1 | 1 | 1 | 1 | 1 | 1 | 1 | 1 | 1 | 1 | 1 | 1 | 1 | 1 | 1 | 1 | 1 | 1 | 1 | 1 | 1 | 1 | 1 | 1 | 1 | 1 | 1 | 1 | 1 | 1 | 1 | 1 | 1 | 1 | 1 | 1 | 1 | 1 | 1 | 1 | 1 | 1 | 1 | 1 | 1 | 1 | 1 | 1 | 1 | 1 | 1
| 183 |  |  | Y2Y3 |  | 1 | 1 | 1 | 1 | 1 | 1 | 1 |  | 195 | 0 | 1 | 1 | 1 | 1 | 1 | 1 | 1 | 1 | 1 | 1 | 1 | 1 | 1 | 1 | 1 | 1 | 1 | 1 | 1 | 1 | 1 | 1 | 1 | 1 | 1 | 1 | 1 | 1 | 1 | 1 | 1 | 1 | 1 | 1 | 1 | 1 | 1 | 1 | 1 | 1 | 1 | 1 | 1 | 1 | 1 | 1 | 1 | 1 | 1 | 1 | 1 | 1 | 1 | 1 | 1 | 1 | 1 | 1 | 1
| 184 |  |  | Average Line Length |  | 2722.798 | 2722.798 | 2722.798 | 2722.798 | 2722.798 | 2722.798 | 2722.798 |  | 196 | 0 | 2722.798 | 2722.798 | 2722.798 | 2722.798 | 2722.798 | 2722.798 | 2722.798 | 2722.798 | 2722.798 | 2722.798 | 2722.798 | 2722.798 | 2722.798 | 2722.798 | 2722.798 | 2722.798 | 2722.798 | 2722.798 | 2722.798 | 2722.798 | 2722.798 | 2722.798 | 2722.798 | 2722.798 | 2722.798 | 2722.798 | 2722.798 | 2722.798 | 2722.798 | 2722.798 | 2722.798 | 2722.798 | 2722.798 | 2722.798 | 2722.798 | 2722.798 | 2722.798 | 2722.798 | 2722.798 | 2722.798 | 2722.798 | 2722.798 | 2722.798 | 2722.798 | 2722.798 | 2722.798 | 2722.798 | 2722.798 | 2722.798 | 2722.798 | 2722.798 | 2722.798 | 2722.798 | 2722.798 | 2722.798 | 2722.798 | 2722.798 | 2722.798 | 2722.798
| 185 |  |  | Customers Added in last 10 years |  | 0.1286 | 0.1286 | 0.1286 | 0.1286 | 0.1286 | 0.1286 | 0.1286 |  | 197 | 0 | 12.86% | 0.1286 | 0.1286 | 0.1286 | 0.1286 | 0.1286 | 0.1286 | 0.1286 | 0.1286 | 0.1286 | 0.1286 | 0.1286 | 0.1286 | 0.1286 | 0.1286 | 0.1286 | 0.1286 | 0.1286 | 0.1286 | 0.1286 | 0.1286 | 0.1286 | 0.1286 | 0.1286 | 0.1286 | 0.1286 | 0.1286 | 0.1286 | 0.1286 | 0.1286 | 0.1286 | 0.1286 | 0.1286 | 0.1286 | 0.1286 | 0.1286 | 0.1286 | 0.1286 | 0.1286 | 0.1286 | 0.1286 | 0.1286 | 0.1286 | 0.1286 | 0.1286 | 0.1286 | 0.1286 | 0.1286 | 0.1286 | 0.1286 | 0.1286 | 0.1286 | 0.1286 | 0.1286 | 0.1286 | 0.1286 | 0.1286 | 0.1286 | 0.1286
| 186 | [12 empty] | 198 | 0
| 187 | [12 empty] | 199 | 0
| 188 | [12 empty] | 200 | 0
| 189 | 2013 Values Logged and Mean Scaled (where applicable) | [11 empty] | 201 | 0
| 190 | [12 empty] | 202 | 0
| 191 |  |  | Constant |  | 1 | 1 | 1 | 1 | 1 | 1 | 1 |  | 203 | 0 | 1 | 1 | 1 | 1 | 1 | 1 | 1 | 1 | 1 | 1 | 1 | 1 | 1 | 1 | 1 | 1 | 1 | 1 | 1 | 1 | 1 | 1 | 1 | 1 | 1 | 1 | 1 | 1 | 1 | 1 | 1 | 1 | 1 | 1 | 1 | 1 | 1 | 1 | 1 | 1 | 1 | 1 | 1 | 1 | 1 | 1 | 1 | 1 | 1 | 1 | 1 | 1 | 1 | 1 | 1 | 1 | 1 | 1 | 1
| 192 |  |  | Capital Price / OM&A Price (WK) |  | -0.25291 | -0.29 | -0.2339 | -0.10955 | -0.11138 | -0.086184 | -0.93419 |  | 204 | 0 | -0.42339 | -0.1916 | -0.25142 | -0.33087 | -0.2668 | -0.38325 | -0.25291 | -0.31585 | -0.26445 | -0.41568 | -0.44666 | -0.42815 | -0.35427 | -0.28526 | -0.44666 | -0.21699 | -0.29128 | -0.26445 | -0.44666 | -0.26791 | -0.25142 | -0.26445 | -0.38325 | -0.40353 | -0.26445 | -0.172 | -0.172 | -0.36833 | -0.41568 | -0.35962 | -0.21626 | -0.35427 | -0.27145 | -0.28041 | -0.29128 | -0.38325 | -0.39202 | -0.25291 | -0.25291 | -0.19439 | -0.30089 | -0.40353 | -0.39202 | -0.35962 | -0.42339 | -0.11131 | -0.20946 | -0.1916 | -0.11131 | -0.2565 | -0.25142 | -0.25142 | -0.32078 | -0.42339 | -0.35962 | -0.35427 | -0.25291 | -0.26308 | -0.16274
| 193 |  |  | Customers (Y1) |  | -0.96951 | -0.94597 | -0.92842 | -0.90126 | -0.90091 | -0.87514 | #NUM! |  | 205 | 0 | 2.8181 | -1.6546 | -3.6631 | -0.54117 | -0.4445 | 0.07801 | -0.75803 | -2.1643 | -3.9485 | -3.2706 | -1.6152 | 0.98297 | 0.059508 | -0.045719 | 0.35115 | -1.2482 | -0.99065 | -2.9474 | -0.72669 | -1.0746 | -2.8251 | -0.28143 | -1.6915 | -1.0335 | -3.1719 | -3.9084 | -2.4498 | 3.0665 | 1.6976 | -1.1907 | -0.82773 | 0.44558 | -1.7853 | -1.5153 | 0.93864 | -0.43087 | -0.36139 | -0.10724 | -1.8847 | -0.95975 | -2.37 | 0.15428 | -1.6084 | -1.4721 | -0.064075 | -1.7125 | -0.52636 | -0.63081 | -2.6808 | -2.375 | -3.1057 | -0.10875 | -2.1061 | 2.5084 | -1.4939 | -0.081832 | -0.96951 | -2.7994 | -0.97372
| 194 |  |  | Capacity (Y2) |  | -1.196 | -1.196 | -1.196 | -1.196 | -1.196 | -1.196 | -1.196 |  | 206 | 0 | 2.8739 | -1.9664 | -3.6781 | -0.45319 | -0.55772 | 0.095437 | -1.0822 | -2.1564 | -3.6602 | -3.8628 | -1.6602 | 0.77695 | 0.10264 | -0.093017 | 0.64331 | -1.588 | -0.92914 | -3.0349 | -0.87814 | -1.084 | -2.9069 | -0.51149 | -1.7242 | -0.47723 | -2.7252 | -3.8088 | -2.155 | 2.9368 | 1.4813 | -1.6413 | -0.85035 | 0.11339 | -1.918 | -1.5957 | 0.73446 | -0.57214 | -0.52292 | -0.24821 | -1.8914 | -1.0415 | -2.552 | 0.096516 | -1.8614 | -1.5274 | -0.34659 | -1.974 | -0.75819 | -0.79191 | -2.8486 | -2.1645 | -2.7192 | -0.44236 | -1.9637 | 2.6769 | -2.222 | -0.1565 | -1.196 | -2.9593 | -1.2965
| 195 |  |  | Deliveries (Y3) |  | -1.5056 | -1.4948 | -1.4712 | -1.4882 | -1.4625 | -1.4607 | #NUM! |  | 207 | 0 | 2.7715 | -1.9648 | -3.9923 | -0.53921 | -0.51559 | -0.085824 | -1.2689 | -2.4515 | -4.2539 | -4.0428 | -1.9267 | 0.75076 | 0.041026 | -0.33416 | 0.27406 | -1.7072 | -0.92329 | -3.3768 | -1.1198 | -1.0148 | -3.1404 | -0.67487 | -1.8917 | -1.1798 | -3.0933 | -4.3882 | -2.4825 | 3.0905 | 1.4613 | -1.781 | -0.90942 | 0.081388 | -1.9224 | -1.7445 | 0.62966 | -0.58623 | -0.69167 | -0.35537 | -1.9985 | -1.2344 | -2.6576 | -0.049767 | -1.8632 | -1.6849 | -0.4524 | -2.223 | -0.78216 | -0.98293 | -2.9739 | -2.8099 | -3.0348 | -0.55579 | -2.2647 | 2.6509 | -2.4655 | -0.16282 | -1.5056 | -2.8524 | -1.3221
| 196 |  |  | WKWK |  | 0.031981 | 0.04205 | 0.027354 | 0.0060005 | 0.0062032 | 0.0037139 | 0.43636 |  | 208 | 0 | 0.089631 | 0.018355 | 0.031605 | 0.054737 | 0.035592 | 0.073442 | 0.031981 | 0.049882 | 0.034968 | 0.086395 | 0.099754 | 0.091655 | 0.062752 | 0.040686 | 0.099754 | 0.023542 | 0.042421 | 0.034968 | 0.099754 | 0.035889 | 0.031605 | 0.034968 | 0.073442 | 0.081416 | 0.034968 | 0.014791 | 0.014791 | 0.067835 | 0.086395 | 0.064663 | 0.023383 | 0.062752 | 0.036843 | 0.039316 | 0.042421 | 0.073442 | 0.076838 | 0.031981 | 0.031981 | 0.018893 | 0.045268 | 0.081416 | 0.076838 | 0.064663 | 0.089631 | 0.0061945 | 0.021936 | 0.018355 | 0.0061945 | 0.032896 | 0.031605 | 0.031605 | 0.051449 | 0.089631 | 0.064663 | 0.062752 | 0.031981 | 0.034606 | 0.013242
| 197 |  |  | Y1Y1 |  | 0.46998 | 0.44743 | 0.43098 | 0.40614 | 0.40582 | 0.38294 | #NUM! |  | 209 | 0 | 3.9709 | 1.3689 | 6.7091 | 0.14643 | 0.098789 | 0.0030428 | 0.2873 | 2.342 | 7.7954 | 5.3484 | 1.3044 | 0.48312 | 0.0017706 | 0.0010451 | 0.061653 | 0.77904 | 0.49069 | 4.3437 | 0.26404 | 0.57741 | 3.9907 | 0.039602 | 1.4306 | 0.53402 | 5.0304 | 7.6379 | 3.0008 | 4.7017 | 1.441 | 0.70888 | 0.34257 | 0.099269 | 1.5936 | 1.1481 | 0.44053 | 0.092824 | 0.0653 | 0.00575 | 1.7761 | 0.46056 | 2.8084 | 0.011901 | 1.2936 | 1.0835 | 0.0020528 | 1.4664 | 0.13852 | 0.19896 | 3.5933 | 2.8204 | 4.8226 | 0.0059132 | 2.2179 | 3.1461 | 1.1159 | 0.0033483 | 0.46998 | 3.9183 | 0.47407
| 198 |  |  | Y2Y2 |  | 0.71516 | 0.71516 | 0.71516 | 0.71516 | 0.71516 | 0.71516 | 0.71516 |  | 210 | 0 | 4.1297 | 1.9334 | 6.7641 | 0.10269 | 0.15553 | 0.0045541 | 0.58557 | 2.3251 | 6.6986 | 7.4605 | 1.3781 | 0.30183 | 0.0052675 | 0.0043261 | 0.20692 | 1.2608 | 0.43165 | 4.6052 | 0.38557 | 0.58755 | 4.2251 | 0.13081 | 1.4865 | 0.11388 | 3.7134 | 7.2536 | 2.3219 | 4.3125 | 1.0972 | 1.3469 | 0.36155 | 0.0064286 | 1.8393 | 1.2731 | 0.26972 | 0.16367 | 0.13672 | 0.030803 | 1.7887 | 0.54232 | 3.2563 | 0.0046577 | 1.7325 | 1.1665 | 0.060061 | 1.9483 | 0.28743 | 0.31356 | 4.0574 | 2.3426 | 3.6971 | 0.097841 | 1.928 | 3.583 | 2.4686 | 0.012246 | 0.71516 | 4.3787 | 0.84043
| 199 |  |  | Y3Y3 |  | 1.1334 | 1.1172 | 1.0823 | 1.1073 | 1.0694 | 1.0668 | #NUM! |  | 211 | 0 | 3.8407 | 1.9302 | 7.9691 | 0.14537 | 0.13292 | 0.0036829 | 0.805 | 3.0049 | 9.0476 | 8.172 | 1.856 | 0.28182 | 0.00084156 | 0.05583 | 0.037554 | 1.4573 | 0.42623 | 5.7014 | 0.62695 | 0.51494 | 4.9311 | 0.22773 | 1.7893 | 0.69599 | 4.7844 | 9.6282 | 3.0813 | 4.7757 | 1.0677 | 1.5859 | 0.41352 | 0.003312 | 1.8479 | 1.5216 | 0.19824 | 0.17183 | 0.2392 | 0.063143 | 1.997 | 0.76185 | 3.5314 | 0.0012384 | 1.7358 | 1.4194 | 0.10233 | 2.4709 | 0.30588 | 0.48308 | 4.4221 | 3.9477 | 4.6051 | 0.15445 | 2.5644 | 3.5137 | 3.0393 | 0.013256 | 1.1334 | 4.068 | 0.874
| 200 |  |  | WKY1 |  | 0.2452 | 0.27433 | 0.21716 | 0.098733 | 0.10035 | 0.075424 | #NUM! |  | 212 | 0 | -1.1932 | 0.31702 | 0.92096 | 0.17906 | 0.11859 | -0.029898 | 0.19171 | 0.68359 | 1.0442 | 1.3595 | 0.72143 | -0.42086 | -0.021082 | 0.013042 | -0.15684 | 0.27085 | 0.28855 | 0.77946 | 0.32459 | 0.28791 | 0.71028 | 0.074425 | 0.64828 | 0.41703 | 0.83881 | 0.67224 | 0.42136 | -1.1295 | -0.70567 | 0.4282 | 0.179 | -0.15785 | 0.48462 | 0.42492 | -0.27341 | 0.16513 | 0.14167 | 0.027121 | 0.47666 | 0.18656 | 0.71311 | -0.062254 | 0.63054 | 0.52939 | 0.027129 | 0.19061 | 0.11025 | 0.12086 | 0.29839 | 0.60919 | 0.78081 | 0.027341 | 0.6756 | -1.0621 | 0.53724 | 0.02899 | 0.2452 | 0.73647 | 0.15847
| 201 |  |  | WKY2 |  | 0.30247 | 0.34683 | 0.27973 | 0.13102 | 0.13321 | 0.10307 | 1.1173 |  | 213 | 0 | -1.2168 | 0.37676 | 0.92473 | 0.14994 | 0.1488 | -0.036577 | 0.2737 | 0.68111 | 0.96796 | 1.6057 | 0.74153 | -0.33265 | -0.036362 | 0.026534 | -0.28734 | 0.34457 | 0.27064 | 0.80258 | 0.39223 | 0.29042 | 0.73085 | 0.13526 | 0.66082 | 0.19258 | 0.72069 | 0.6551 | 0.37065 | -1.0817 | -0.61576 | 0.59025 | 0.18389 | -0.04017 | 0.52063 | 0.44744 | -0.21393 | 0.21927 | 0.20499 | 0.062774 | 0.47835 | 0.20245 | 0.76787 | -0.038947 | 0.72971 | 0.5493 | 0.14674 | 0.21971 | 0.15881 | 0.15173 | 0.31707 | 0.5552 | 0.68366 | 0.11122 | 0.6299 | -1.1334 | 0.79907 | 0.055443 | 0.30247 | 0.77854 | 0.21099
| 202 |  |  | WKY3 |  | 0.38078 | 0.43349 | 0.34412 | 0.16303 | 0.1629 | 0.12589 | #NUM! |  | 214 | 0 | -1.1735 | 0.37645 | 1.0037 | 0.17841 | 0.13756 | 0.032893 | 0.3209 | 0.77432 | 1.1249 | 1.6805 | 0.86057 | -0.32144 | -0.014534 | 0.09532 | -0.12241 | 0.37045 | 0.26893 | 0.89301 | 0.50016 | 0.27189 | 0.78955 | 0.17847 | 0.72501 | 0.47609 | 0.81804 | 0.75476 | 0.42697 | -1.1383 | -0.60745 | 0.64048 | 0.19667 | -0.028833 | 0.52184 | 0.48918 | -0.18341 | 0.22468 | 0.27115 | 0.089875 | 0.50544 | 0.23995 | 0.79965 | 0.020082 | 0.7304 | 0.60592 | 0.19154 | 0.24743 | 0.16383 | 0.18833 | 0.33101 | 0.72072 | 0.76301 | 0.13973 | 0.72645 | -1.1224 | 0.88664 | 0.057683 | 0.38078 | 0.75041 | 0.21516
| 203 |  |  | Y1Y2 |  | 1.1595 | 1.1313 | 1.1104 | 1.0779 | 1.0774 | 1.0466 | #NUM! |  | 215 | 0 | 8.0991 | 3.2537 | 13.4731 | 0.24525 | 0.2479 | 0.007445 | 0.82033 | 4.6671 | 14.4524 | 12.6336 | 2.6814 | 0.76372 | 0.0061079 | 0.0042526 | 0.2259 | 1.9822 | 0.92045 | 8.9451 | 0.63814 | 1.1649 | 8.2125 | 0.14395 | 2.9166 | 0.4932 | 8.644 | 14.8865 | 5.2792 | 9.0058 | 2.5148 | 1.9543 | 0.70386 | 0.050524 | 3.4241 | 2.418 | 0.6894 | 0.24652 | 0.18898 | 0.026617 | 3.5647 | 0.99955 | 6.0481 | 0.01489 | 2.994 | 2.2485 | 0.022207 | 3.3805 | 0.39908 | 0.49954 | 7.6366 | 5.1408 | 8.445 | 0.048106 | 4.1358 | 6.7149 | 3.3194 | 0.012807 | 1.1595 | 8.2842 | 1.2624
| 204 |  |  | Y1Y3 |  | 1.4597 | 1.414 | 1.3659 | 1.3412 | 1.3175 | 1.2783 | #NUM! |  | 216 | 0 | 7.8106 | 3.251 | 14.624 | 0.2918 | 0.22918 | -0.0066952 | 0.96183 | 5.3057 | 16.7964 | 13.2223 | 3.1119 | 0.73798 | 0.0024414 | 0.015277 | 0.096236 | 2.131 | 0.91466 | 9.953 | 0.81374 | 1.0906 | 8.8721 | 0.18993 | 3.1999 | 1.2193 | 9.8117 | 17.151 | 6.0816 | 9.4771 | 2.4808 | 2.1206 | 0.75276 | 0.036264 | 3.4321 | 2.6435 | 0.59103 | 0.25259 | 0.24996 | 0.038109 | 3.7666 | 1.1847 | 6.2984 | -0.0076779 | 2.9969 | 2.4803 | 0.028988 | 3.807 | 0.41169 | 0.62004 | 7.9724 | 6.6735 | 9.4252 | 0.060441 | 4.7697 | 6.6497 | 3.6832 | 0.013324 | 1.4597 | 7.985 | 1.2874
| 205 |  |  | Y2Y3 |  | 1.8007 | 1.7877 | 1.7595 | 1.7798 | 1.749 | 1.7469 | #NUM! |  | 217 | 0 | 7.9652 | 3.8636 | 14.6839 | 0.24436 | 0.28755 | -0.0081908 | 1.3731 | 5.2865 | 15.5701 | 15.6164 | 3.1986 | 0.58331 | 0.0042109 | 0.031082 | 0.17631 | 2.7111 | 0.85787 | 10.2482 | 0.98332 | 1.1001 | 9.129 | 0.34519 | 3.2618 | 0.56305 | 8.43 | 16.7139 | 5.3496 | 9.0764 | 2.1647 | 2.9231 | 0.77332 | 0.0092285 | 3.6872 | 2.7836 | 0.46247 | 0.33541 | 0.36169 | 0.088205 | 3.7799 | 1.2856 | 6.7821 | -0.0048033 | 3.4682 | 2.5736 | 0.1568 | 4.3882 | 0.59303 | 0.7784 | 8.4716 | 6.082 | 8.2524 | 0.24586 | 4.4471 | 7.0964 | 5.4783 | 0.025482 | 1.8007 | 8.441 | 1.7141
| 206 |  |  | Average Line Length |  | -1.8117 | -1.8059 | -1.8006 | -1.7959 | -1.7915 | -1.7876 | -1.8284 |  | 218 | 0 | 2.1362 | -0.37182 | -3.3868 | -1.2306 | -1.6865 | -0.57557 | -0.95403 | -2.9065 | -4.5004 | -4.4958 | -2.8965 | 0.19897 | -0.57757 | -0.68307 | -0.35618 | -2.085 | -1.9297 | -2.9996 | -1.5495 | -2.315 | -3.521 | -1.0592 | -2.1206 | -0.64177 | -3.6102 | -4.8574 | -3.7043 | 3.8062 | 0.69779 | -1.2213 | -2.0494 | -0.3786 | -2.9276 | -1.7087 | 0.017529 | -0.65284 | -0.93913 | -0.23424 | -2.0867 | -1.5379 | -1.9959 | -0.53386 | -2.6518 | -2.3014 | -0.8896 | -2.486 | -1.5923 | -1.3149 | -3.6946 | -3.3405 | -2.0862 | -0.78035 | -2.9086 | 1.848 | -2.3912 | -0.58428 | -1.8117 | -3.2505 | -1.7197
| 207 |  |  | Customers Added in last 10 years |  | 95.99% | 102.1% | 106.1% | 119.2% | 113.9% | 129.2% | 0% |  | 219 | 0 | 103.4% | 0.34286 | -0.16833 | 0.26757 | 0.6214 | 0.51241 | 0.37119 | 0.98659 | -0.49419 | 1.7911 | 0.97643 | 0.88115 | 0.86727 | 0.59062 | 0.47994 | 1.3366 | 0.61265 | 0.065979 | 0.68482 | 0.82411 | -0.032941 | 0.19228 | 1.1751 | 0.66353 | -0.21332 | 0.50063 | -0.031127 | 0.63942 | 1.1815 | 2.4184 | 0.22338 | 1.1147 | 0.86771 | 0.67955 | 0.8024 | 3.2231 | 0.8517 | 0.90254 | 1.7265 | 0.17546 | -0.12517 | 1.4055 | 0.99549 | 1.0217 | 0.99963 | 0.71785 | 0.54525 | 0.20842 | 0.35558 | 0.10826 | 0.24565 | 0.25394 | 1.1827 | 0.87477 | 1.415 | 0.97736 | 0.95989 | 0.52945 | 0.68761
| 208 |  |  | Trend |  | 14 | 15 | 16 | 17 | 18 | 19 | 20 |  | 220 | 0 | 14 | 14 | 14 | 14 | 14 | 14 | 14 | 14 | 14 | 14 | 14 | 14 | 14 | 14 | 14 | 14 | 14 | 14 | 14 | 14 | 14 | 14 | 14 | 14 | 14 | 14 | 14 | 14 | 14 | 14 | 14 | 14 | 14 | 14 | 14 | 14 | 14 | 14 | 14 | 14 | 14 | 14 | 14 | 14 | 14 | 14 | 14 | 14 | 14 | 14 | 14 | 14 | 14 | 14 | 14 | 14 | 14 | 14 | 14
| 209 | [12 empty] | 221 | 0
| 210 | Product of Parameter and 2013 Values | [11 empty] | 222 | 0
| 211 | [12 empty] | 223 | 0
| 212 |  |  | Constant |  | 12.8158 | 12.8158 | 12.8158 | 12.8158 | 12.8158 | 12.8158 | 12.8158 |  | 224 | 0 | 12.8172 | 12.8097 | 12.8157 | 12.8145 | 12.8153 | 12.8168 | 12.8129 | 12.8133 | 12.8147 | 12.8109 | 12.8111 | 12.8149 | 12.8166 | 12.8214 | 12.8191 | 12.8123 | 12.8121 | 12.8205 | 12.8153 | 12.8157 | 12.8124 | 12.8161 | 12.8145 | 12.8115 | 12.8149 | 12.8177 | 12.8066 | 12.8151 | 12.8153 | 12.8159 | 12.8141 | 12.8202 | 12.8129 | 12.8195 | 12.8131 | 12.8193 | 12.8143 | 12.7877 | 12.8109 | 12.8148 | 12.8311 | 12.8119 | 12.8147 | 12.8141 | 12.8195 | 12.8144 | 12.8129 | 12.8064 | 12.8221 | 12.8123 | 12.8146 | 12.8098 | 12.8142 | 12.8023 | 12.8153 | 12.8136 | 12.8158 | 12.8153 | 12.8135
| 213 |  |  | Capital Price / OM&A Price (WK) |  | -0.15894 | -0.18225 | -0.14699 | -0.068847 | -0.07 | -0.054163 | -0.58709 |  | 225 | 0 | -0.26552 | -0.12002 | -0.15752 | -0.20937 | -0.16719 | -0.24009 | -0.15877 | -0.19811 | -0.16572 | -0.26237 | -0.28027 | -0.26843 | -0.22186 | -0.1792 | -0.27993 | -0.13657 | -0.18284 | -0.16568 | -0.27964 | -0.16667 | -0.15765 | -0.16594 | -0.24098 | -0.25245 | -0.16594 | -0.10784 | -0.1084 | -0.2321 | -0.2609 | -0.22577 | -0.13603 | -0.2215 | -0.17011 | -0.17584 | -0.18367 | -0.23971 | -0.24607 | -0.15903 | -0.15799 | -0.12163 | -0.1886 | -0.25204 | -0.24596 | -0.22531 | -0.26542 | -0.06978 | -0.13104 | -0.12088 | -0.069484 | -0.16099 | -0.15755 | -0.15894 | -0.20112 | -0.2677 | -0.2252 | -0.22162 | -0.15894 | -0.16497 | -0.10202
| 214 |  |  | Customers (Y1) |  | -0.42991 | -0.41947 | -0.41169 | -0.39965 | -0.39949 | -0.38806 | #NUM! |  | 226 | 0 | 1.1944 | -0.7564 | -1.626 | -0.23842 | -0.1977 | 0.034226 | -0.33717 | -0.96862 | -1.7581 | -1.4634 | -0.71574 | 0.43288 | 0.025939 | -0.019494 | 0.15888 | -0.54999 | -0.44848 | -1.3122 | -0.32471 | -0.48575 | -1.2611 | -0.12344 | -0.74261 | -0.45108 | -1.3944 | -1.774 | -1.0884 | 1.238 | 0.75513 | -0.52683 | -0.36661 | 0.21392 | -0.80104 | -0.66649 | 0.42241 | -0.19743 | -0.16185 | -0.052619 | -0.84532 | -0.42738 | -1.0067 | 0.070369 | -0.71315 | -0.65817 | -0.029271 | -0.76198 | -0.19581 | -0.27839 | -1.1717 | -1.0699 | -1.3838 | -0.046355 | -0.9371 | 1.1648 | -0.66403 | -0.036786 | -0.42991 | -1.2509 | -0.43362
| 215 |  |  | Capacity (Y2) |  | -0.19421 | -0.19421 | -0.19421 | -0.19421 | -0.19421 | -0.19421 | -0.19421 |  | 227 | 0 | 0.54881 | -0.30805 | -0.59491 | -0.072884 | -0.089127 | 0.015566 | -0.17588 | -0.33384 | -0.56798 | -0.62794 | -0.27923 | 0.12844 | 0.017276 | -0.015734 | 0.10741 | -0.26286 | -0.14411 | -0.47904 | -0.14188 | -0.16754 | -0.46977 | -0.084175 | -0.27021 | -0.083333 | -0.43532 | -0.59259 | -0.34564 | 0.56801 | 0.23744 | -0.26406 | -0.13864 | 0.015108 | -0.31817 | -0.25066 | 0.11702 | -0.091775 | -0.083253 | -0.034238 | -0.30695 | -0.16509 | -0.3771 | 0.014767 | -0.29879 | -0.24196 | -0.052326 | -0.31626 | -0.16781 | -0.13294 | -0.44333 | -0.33926 | -0.43464 | -0.077644 | -0.31316 | 0.35078 | -0.36228 | -0.024736 | -0.19421 | -0.47128 | -0.2108
| 216 |  |  | Deliveries (Y3) |  | -0.15682 | -0.15569 | -0.15324 | -0.155 | -0.15233 | -0.15214 | #NUM! |  | 228 | 0 | 0.2624 | -0.21801 | -0.39715 | -0.059347 | -0.054168 | -0.009361 | -0.12916 | -0.2691 | -0.46268 | -0.43101 | -0.1962 | 0.078043 | 0.0044084 | -0.03771 | 0.023678 | -0.17869 | -0.097611 | -0.34791 | -0.11681 | -0.09405 | -0.33327 | -0.070411 | -0.21618 | -0.12475 | -0.33566 | -0.43664 | -0.29019 | 0.32772 | 0.15402 | -0.18369 | -0.09571 | 0.0088622 | -0.19263 | -0.18183 | 0.066927 | -0.058991 | -0.071801 | -0.036665 | -0.21648 | -0.13242 | -0.30823 | -0.0051349 | -0.19857 | -0.17738 | -0.047561 | -0.23515 | -0.070646 | -0.099387 | -0.32486 | -0.30175 | -0.32498 | -0.059339 | -0.23809 | 0.23713 | -0.25196 | -0.016922 | -0.15682 | -0.2974 | -0.13734
| 217 |  |  | WKWK |  | 0.0039439 | 0.0051856 | 0.0033733 | 0.00073998 | 0.00076497 | 0.00045799 | 0.053811 |  | 229 | 0 | 0.010891 | 0.0022685 | 0.0038953 | 0.0072347 | 0.0042756 | 0.0090251 | 0.0041318 | 0.006229 | 0.0042302 | 0.011841 | 0.012839 | 0.011281 | 0.007649 | 0.0055848 | 0.012168 | 0.003012 | 0.0053776 | 0.0042569 | 0.012142 | 0.0041016 | 0.0038943 | 0.0045467 | 0.0092672 | 0.010703 | 0.0042593 | 0.0018631 | 0.0020068 | 0.0084492 | 0.010686 | 0.0080574 | 0.0031127 | 0.0077577 | 0.0046052 | 0.0049608 | 0.0055405 | 0.009644 | 0.0099072 | 0.0039287 | 0.0035826 | 0.0022807 | 0.0050324 | 0.010417 | 0.0097535 | 0.0079285 | 0.011213 | 0.00076549 | 0.0025908 | 0.0026053 | 0.00069006 | 0.0040846 | 0.003901 | 0.0045036 | 0.0064453 | 0.011156 | 0.0078243 | 0.0082 | 0.0039439 | 0.004349 | 0.0016762
| 218 |  |  | Y1Y1 |  | -0.17674 | -0.16826 | -0.16208 | -0.15273 | -0.15261 | -0.14401 | #NUM! |  | 230 | 0 | -1.4783 | -0.54797 | -2.3757 | -0.055761 | -0.036487 | -0.0011331 | -0.099964 | -0.92644 | -3.2307 | -1.79 | -0.51156 | -0.18045 | -0.0006184 | -0.00038289 | -0.028314 | -0.33422 | -0.18286 | -1.8756 | -0.099636 | -0.20696 | -1.4149 | -0.015551 | -0.55708 | -0.16954 | -1.1517 | -3.3521 | -1.1204 | -1.8874 | -0.54648 | -0.26889 | -0.12723 | -0.034552 | -0.59637 | -0.43363 | -0.17161 | -0.042889 | -0.024304 | -0.0017505 | -0.66454 | -0.16167 | -1.4556 | -0.0048711 | -0.48468 | -0.42908 | -0.00083341 | -0.54668 | -0.071073 | -0.081502 | -0.9159 | -1.144 | -1.6325 | -0.002643 | -0.86797 | -1.1212 | -0.2696 | -0.0012591 | -0.17674 | -1.5291 | -0.18107
| 219 |  |  | Y2Y2 |  | 0.13071 | 0.13071 | 0.13071 | 0.13071 | 0.13071 | 0.13071 | 0.13071 |  | 231 | 0 | 1.0369 | 0.43061 | 1.4408 | 0.017802 | 0.030726 | 0.00086511 | 0.11935 | 0.58482 | 1.1931 | 1.5267 | 0.2337 | 0.056246 | 0.0010794 | 0.0007895 | 0.032682 | 0.21238 | 0.050214 | 0.57625 | 0.072701 | 0.12796 | 0.82651 | 0.023687 | 0.2572 | 0.03159 | 0.87532 | 1.2637 | 0.24585 | 0.80291 | 0.20936 | 0.24323 | 0.068278 | 0.0013072 | 0.3437 | 0.22295 | 0.045156 | 0.028023 | 0.025798 | 0.007173 | 0.34376 | 0.11189 | 0.5425 | 0.00083504 | 0.3349 | 0.21097 | 0.011171 | 0.44629 | 0.0018973 | 0.052722 | 0.96756 | 0.42154 | 0.6463 | 0.015094 | 0.34449 | 0.72807 | 0.76197 | 0.0023247 | 0.13071 | 0.85236 | 0.16311
| 220 |  |  | Y3Y3 |  | 0.18559 | 0.18293 | 0.1772 | 0.18131 | 0.1751 | 0.17467 | #NUM! |  | 232 | 0 | 0.56063 | 0.33157 | 1.2339 | 0.025869 | 0.022126 | 0.00063305 | 0.12881 | 0.53569 | 1.5773 | 1.3844 | 0.28823 | 0.046457 | 0.0001408 | 0.01042 | 0.0058118 | 0.23956 | 0.061002 | 0.88818 | 0.1028 | 0.069089 | 0.83291 | 0.037365 | 0.38609 | 0.10714 | 0.86791 | 1.4077 | 0.63718 | 0.74768 | 0.17515 | 0.26617 | 0.068893 | 0.00055973 | 0.28077 | 0.25827 | 0.033147 | 0.025348 | 0.040106 | 0.010238 | 0.35081 | 0.13047 | 0.62935 | 0.00020175 | 0.29706 | 0.23727 | 0.016084 | 0.39909 | 0.043502 | 0.075214 | 0.79458 | 0.66858 | 0.81301 | 0.025762 | 0.43413 | 0.51428 | 0.47238 | 0.0021518 | 0.18559 | 0.65911 | 0.13963
| 221 |  |  | WKY1 |  | 0.013729 | 0.01536 | 0.012159 | 0.0055281 | 0.0056184 | 0.004223 | #NUM! |  | 233 | 0 | -0.065673 | 0.015585 | 0.049073 | 0.0083151 | 0.0063781 | -0.0016182 | 0.0102 | 0.036581 | 0.054904 | 0.06838 | 0.039089 | -0.022745 | -0.001168 | 0.0006692 | -0.0082946 | 0.014807 | 0.014855 | 0.041448 | 0.017579 | 0.016819 | 0.038223 | 0.0041112 | 0.032057 | 0.016384 | 0.042117 | 0.035353 | 0.020389 | -0.068156 | -0.038609 | 0.021795 | 0.0095346 | -0.0082555 | 0.026597 | 0.022411 | -0.015102 | 0.009253 | 0.007162 | 0.0014752 | 0.026774 | 0.010076 | 0.038788 | -0.0034296 | 0.03387 | 0.028341 | 0.001444 | 0.010345 | 0.0059375 | 0.0064508 | 0.016461 | 0.028085 | 0.042267 | 0.0016159 | 0.036998 | -0.05689 | 0.028666 | 0.0015354 | 0.013729 | 0.040103 | 0.0085516
| 222 |  |  | WKY2 |  | 0.0026505 | 0.0030392 | 0.0024512 | 0.0011481 | 0.0011673 | 0.00090321 | 0.0097903 |  | 234 | 0 | -0.0099061 | 0.0031565 | 0.0090505 | 0.002452 | 0.0013683 | -0.00034462 | 0.0029065 | 0.0063064 | 0.010149 | 0.021847 | 0.0071146 | -0.0031664 | -0.00030316 | 0.00027839 | -0.0031277 | 0.0027355 | 0.0029786 | 0.0078361 | 0.0037149 | 0.0023282 | 0.0070367 | 0.0011872 | 0.007576 | 0.0049645 | 0.0085335 | 0.0073148 | 0.004842 | -0.0075779 | -0.0058421 | 0.0063707 | 0.0018619 | -0.00042973 | 0.0047565 | 0.0049312 | -0.0021647 | 0.0021906 | 0.002121 | 0.00057761 | 0.0037931 | 0.0019396 | 0.0049674 | -0.00033736 | 0.0074225 | 0.0055017 | 0.0014888 | 0.0020582 | 0.0014984 | 0.0017067 | 0.0028276 | 0.010006 | 0.0063821 | 0.00073326 | 0.0060076 | -0.01476 | 0.0078325 | 0.00058265 | 0.0026505 | 0.0077774 | 0.002051
| 223 |  |  | WKY3 |  | -0.00052083 | -0.00059293 | -0.00047068 | -0.00022299 | -0.00022281 | -0.00017219 | #NUM! |  | 235 | 0 | -0.00047336 | 0.0022567 | -0.00065268 | 0.00029901 | 3.8053e-05 | -8.5638e-06 | -7.2174e-05 | 0.00066109 | -0.0010587 | 0.0011473 | 2.9581e-05 | -3.4074e-05 | 8.3376e-06 | 0.00021639 | 3.9596e-05 | 2.271e-05 | 0.0003066 | -0.00052755 | -0.00010724 | -0.00064784 | -1.2402e-05 | -6.9294e-05 | 0.0019715 | -0.00067292 | 0.00073131 | -0.00085246 | 0.00051704 | 0.0012457 | 5.6289e-05 | 0.0012953 | 6.2393e-05 | 1.4542e-05 | -0.00023352 | -0.00014845 | 1.9099e-05 | -0.00050012 | 0.0007029 | 2.9376e-05 | 0.00072151 | -5.9211e-05 | -0.00011689 | -2.5969e-05 | -0.00013578 | -2.8201e-05 | 7.6452e-06 | -9.3885e-05 | 1.4027e-06 | -3.1948e-05 | -0.00010848 | -0.0041794 | -0.00032309 | -5.2864e-05 | -0.00041855 | -0.00096881 | 1.4959e-05 | -3.3101e-05 | -0.00052083 | -0.00054428 | -3.5072e-05
| 224 |  |  | Y1Y2 |  | 0.16666 | 0.16261 | 0.15959 | 0.15492 | 0.15486 | 0.15043 | #NUM! |  | 236 | 0 | 0.82569 | 0.44892 | 1.5571 | 0.038478 | 0.033592 | 0.0010575 | 0.096671 | 0.58184 | 2.4557 | 1.441 | 0.41448 | 0.10821 | 0.00073524 | 0.00063183 | 0.045805 | 0.35326 | 0.15581 | 1.7751 | 0.090422 | 0.12307 | 1.0343 | 0.022135 | 0.51661 | 0.031146 | 0.49211 | 2.5855 | 1.0907 | 1.3166 | 0.35514 | 0.28979 | 0.098651 | 0.0061624 | 0.46134 | 0.36576 | 0.10968 | 0.045352 | 0.026655 | 0.0022315 | 0.51452 | 0.12432 | 1.4071 | 0.0024321 | 0.42537 | 0.35293 | 0.003401 | 0.40295 | 0.11861 | 0.082137 | 0.46005 | 0.83774 | 1.1684 | 0.0094102 | 0.65066 | 0.76345 | 0.034081 | 0.0017942 | 0.16666 | 1.1982 | 0.17626
| 225 |  |  | Y1Y3 |  | 0.091837 | 0.088963 | 0.085936 | 0.084383 | 0.082892 | 0.080424 | #NUM! |  | 237 | 0 | 0.71225 | 0.32977 | 1.0276 | 0.015268 | 0.015151 | -0.00040193 | 0.058205 | 0.56056 | 1.193 | 0.66458 | 0.20561 | 0.045916 | 0.00014265 | 0.00066224 | 0.0084423 | 0.16606 | 0.033686 | 0.71623 | 0.054784 | 0.096903 | 0.51705 | 0.013102 | 0.12265 | 0.10243 | 0.22447 | 1.7 | 0.13688 | 0.6212 | 0.17273 | 0.12911 | 0.047328 | 0.0026076 | 0.24989 | 0.14741 | 0.038124 | 0.026485 | 0.015646 | 0.0026142 | 0.22017 | 0.072056 | 0.68471 | -0.00062371 | 0.19152 | 0.17294 | 0.0024993 | 0.31993 | 0.014783 | 0.045212 | 0.26999 | 0.45925 | 0.33752 | 0.0046469 | 0.3082 | 0.55702 | 0.23447 | 0.00092503 | 0.091837 | 0.61317 | 0.094189
| 226 |  |  | Y2Y3 |  | -0.34958 | -0.34707 | -0.34159 | -0.34553 | -0.33956 | -0.33915 | #NUM! |  | 238 | 0 | -1.6459 | -0.92586 | -2.8454 | -0.048059 | -0.05746 | 0.0016244 | -0.25759 | -1.315 | -3.3087 | -2.8649 | -0.60117 | -0.11336 | -0.00080884 | -0.0061082 | -0.038569 | -0.56775 | -0.1289 | -1.9936 | -0.19501 | -0.20972 | -1.7618 | -0.069013 | -0.70838 | -0.11532 | -1.4686 | -3.5371 | -1.0673 | -1.7005 | -0.43289 | -0.57137 | -0.15199 | -0.0019073 | -0.70541 | -0.53482 | -0.09165 | -0.073166 | -0.071288 | -0.017382 | -0.75984 | -0.25632 | -1.7276 | 0.0010181 | -0.70095 | -0.52467 | -0.032762 | -0.93596 | -0.087981 | -0.15251 | -1.5365 | -1.2455 | -1.4987 | -0.051768 | -0.89639 | -1.4375 | -1.0215 | -0.0050655 | -0.34958 | -1.7368 | -0.3423
| 227 |  |  | Average Line Length |  | -0.51361 | -0.51195 | -0.51046 | -0.50911 | -0.50788 | -0.50676 | -0.51834 |  | 239 | 0 | 0.61465 | -0.10074 | -0.98211 | -0.34823 | -0.48417 | -0.16412 | -0.27191 | -0.82459 | -1.2904 | -1.2667 | -0.81577 | 0.05678 | -0.16415 | -0.19456 | -0.10347 | -0.59169 | -0.54561 | -0.8735 | -0.43811 | -0.69087 | -0.99097 | -0.30536 | -0.60253 | -0.17939 | -1.0365 | -1.4068 | -1.0044 | 1.0697 | 0.19897 | -0.35097 | -0.58318 | -0.10615 | -0.82224 | -0.49959 | 0.0049137 | -0.1821 | -0.26777 | -0.062046 | -0.57974 | -0.44014 | -0.61487 | -0.15175 | -0.75891 | -0.65653 | -0.25323 | -0.70783 | -0.50247 | -0.37035 | -1.0821 | -0.93904 | -0.59274 | -0.22288 | -0.83091 | 0.52913 | -0.68263 | -0.16624 | -0.51361 | -0.93012 | -0.48819
| 228 |  |  | Customers Added in last 10 years |  | 0.015581 | 0.016578 | 0.017228 | 0.019355 | 0.018493 | 0.02098 | 0 |  | 240 | 0 | 0.017642 | 0.0056752 | -0.0028423 | 0.0043649 | 0.010037 | 0.0084004 | 0.0061199 | 0.016814 | -0.0081033 | 0.030715 | 0.016178 | 0.01431 | 0.013806 | 0.0088267 | 0.0083504 | 0.022943 | 0.010117 | 0.00097566 | 0.011025 | 0.014415 | -0.00058556 | 0.0030141 | 0.019542 | 0.010316 | -0.0032337 | 0.0079217 | -0.00050574 | 0.0099909 | 0.019187 | 0.040374 | 0.0036781 | 0.020161 | 0.014599 | 0.010927 | 0.014255 | 0.02751 | 0.014564 | 0.017381 | 0.028475 | 0.0028981 | -0.0016757 | 0.02363 | 0.016259 | 0.017066 | 0.015961 | 0.011538 | 0.0099684 | 0.0038082 | 0.0059531 | 0.0017928 | 0.0038819 | 0.0044189 | 0.019962 | 0.016646 | 0.022747 | 0.016354 | 0.015581 | 0.0085807 | 0.011225
| 229 |  |  | Trend |  | 0.2372 | 0.25415 | 0.27109 | 0.28803 | 0.30498 | 0.32192 | 0.33886 |  | 241 | 0 | 0.23501 | 0.23447 | 0.23814 | 0.23738 | 0.24085 | 0.23922 | 0.2367 | 0.24036 | 0.244 | 0.2438 | 0.24089 | 0.23768 | 0.23795 | 0.24239 | 0.23738 | 0.23731 | 0.23964 | 0.2354 | 0.23897 | 0.23715 | 0.24071 | 0.24026 | 0.23605 | 0.24157 | 0.23804 | 0.23552 | 0.24334 | 0.2377 | 0.23672 | 0.23535 | 0.23975 | 0.24066 | 0.23693 | 0.23631 | 0.23753 | 0.24151 | 0.24246 | 0.22994 | 0.23658 | 0.23892 | 0.2469 | 0.24017 | 0.24067 | 0.2396 | 0.23734 | 0.24034 | 0.24683 | 0.239 | 0.23876 | 0.23649 | 0.23625 | 0.24187 | 0.23692 | 0.23619 | 0.23468 | 0.23603 | 0.2372 | 0.23571 | 0.23736
| 230 | [12 empty] | 242 | 0
| 231 |  |  | Log of Predicted Total Cost / OM&A Price |  | 11.6833 | 11.6958 | 11.7548 | 11.8566 | 11.874 | 11.9218 | #NUM! |  | 243 | 0 | 15.3706 | 11.637 | 9.393 | 12.1399 | 12.0935 | 12.7103 | 12.0455 | 10.5475 | 8.7537 | 9.499 | 10.8694 | 13.4429 | 12.7368 | 12.6387 | 12.998 | 11.4427 | 11.6557 | 10.018 | 11.8236 | 11.4853 | 9.9229 | 12.3315 | 11.0656 | 11.9911 | 9.577 | 8.8547 | 10.1631 | 15.8687 | 14.0552 | 11.6659 | 11.7559 | 12.9645 | 10.8298 | 11.3504 | 13.4436 | 12.348 | 12.2731 | 12.6996 | 11.0093 | 11.8049 | 10.7099 | 12.7575 | 10.9704 | 11.1736 | 12.4387 | 11.074 | 12.0317 | 12.0793 | 10.0349 | 10.2753 | 10.0473 | 12.4983 | 10.5729 | 15.012 | 11.1427 | 12.6108 | 11.6833 | 10.0536 | 11.7521
| 232 |  |  | Real Predicted Total Cost / OM&A Price |  | 118578.1685 | 120064.3198 | 127360.0616 | 141010.7865 | 143493.6137 | 150515.1662 | #NUM! |  | 244 | 0 | 4735520.497 | 113205.4376 | 12003.8991 | 187199.4448 | 178708.4676 | 331154.1971 | 170326.3342 | 38080.2617 | 6333.8078 | 13346.3277 | 52541.849 | 688952.8362 | 340032.9187 | 308256.4094 | 441547.0085 | 93214.0822 | 115343.4575 | 22427.5183 | 136430.7181 | 97279.6123 | 20392.5892 | 226736.2173 | 63932.7865 | 161320.7628 | 14429.2457 | 7007.2795 | 25927.8877 | 7792536.7458 | 1270793.7285 | 116524.1917 | 127501.3933 | 426986.2169 | 50505.7225 | 84998.1023 | 689419.0349 | 230502.4534 | 213863.6141 | 327603.864 | 60432.1204 | 133908.9275 | 44797.6944 | 347160.8113 | 58128.1815 | 71222.8147 | 252373.2686 | 64469.9796 | 168000.9596 | 176186.5295 | 22809.4197 | 29006.711 | 23093.0204 | 267873.0262 | 39061.4682 | 3308359.2826 | 69059.5843 | 299791.2064 | 118578.1685 | 23239.3135 | 127025.8638
| 233 |  |  | OM&A Price |  | 135.6284 | 140.2318 | 145.7934 | 151.1225 | 156.3178 | 161.6916 | 161.6916 |  | 245 | 0 | 160.839 | 127.5627 | 135.4261 | 146.6249 | 137.5258 | 154.5108 | 135.6284 | 144.44 | 137.2032 | 159.6032 | 164.6254 | 161.6053 | 150.0962 | 140.0875 | 164.6254 | 130.843 | 140.9333 | 137.2032 | 164.6254 | 137.6789 | 135.4261 | 137.2032 | 154.5108 | 157.6749 | 137.2032 | 125.0866 | 125.0866 | 152.2227 | 159.6032 | 150.902 | 130.7472 | 150.0962 | 138.1666 | 139.4106 | 140.9333 | 154.5108 | 155.8705 | 135.6284 | 135.6284 | 127.9192 | 142.2952 | 157.6749 | 155.8705 | 150.902 | 160.839 | 117.7208 | 129.8615 | 127.5627 | 117.7208 | 136.1161 | 135.4261 | 135.4261 | 145.1528 | 160.839 | 150.902 | 150.0962 | 135.6284 | 137.0152 | 123.9343
| 234 |  |  | Predicted Total Cost |  | 16082566.7486 | 16836831.8186 | 18568262.7611 | 21309905.286 | 22430601.0456 | 24337039.8986 | #NUM! |  | 246 | 0 | 761656578.1448 | 14440786.8813 | 1625641.5772 | 27448095.9882 | 24577028.5025 | 51166891.7932 | 23101087.4468 | 5500311.1303 | 869018.5581 | 2130116.3675 | 8649721.8028 | 111338443.2783 | 51037633.8782 | 43182866.2283 | 72689843.64 | 12196411.8299 | 16255733.7908 | 3077126.7618 | 22459958.6764 | 13393348.7385 | 2761689.4044 | 31108929.3479 | 9878304.4116 | 25436236.5143 | 1979738.3461 | 876516.7286 | 3243231.1706 | 1186201232.942 | 202822722.1704 | 17583731.7824 | 16670455.1806 | 64088989.6651 | 6978203.4429 | 11849635.3964 | 97162097.8339 | 35615112.8271 | 33335031.2548 | 44432386.4813 | 8196311.5319 | 17129521.6403 | 6374496.2291 | 54738549.1578 | 9060469.4687 | 10747664.0903 | 40591474.6466 | 7589459.4529 | 21816849.0596 | 22474822.5599 | 2685143.7991 | 3948279.8815 | 3127398.3552 | 36277006.897 | 5669882.764 | 532113336.2341 | 10421228.3288 | 44997507.5654 | 16082566.7486 | 3184140.2286 | 15742865.8987
| 235 | [12 empty] | 247 | 0
| 236 | [12 empty] | 248 | 0
[14 empty] | 249 | 0
[14 empty] | 250 | 0
Section 4: Benchmarking Results | [13 empty] | 251 | 0
[14 empty] | 252 | 0
[14 empty] | 253 | 0
| 237 | Actual Cost |  |  |  | 11874843.6425 | 12154000.2331 | 12993460.8677 | 14445324.0552 | 15755140.8108 | 17198604.6141 | 3481892.0804 |  | 254 | 0 | 728795878.8124 | 26822165.6606 | 1671882.5043 | 26228724.385 | 23425667.004 | 44923957.515 | 25784193.2789 | 4918251.4008 | 1049319.0126 | 1232062.145 | 4794196.2444 | 106703447.1431 | 44209209.1845 | 33497164.0967 | 62366822.9909 | 11059984.1616 | 16010711.7263 | 2383330.6143 | 17709011.3443 | 13614677.5028 | 2465260.4558 | 32064100.3471 | 6993272.6607 | 18140690.7913 | 1442794.1917 | 732466.2054 | 1670167.2281 | 1393714229.0197 | 247277931.3472 | 16424476.0299 | 15572928.7397 | 51397414.9957 | 5317447.0769 | 10011356.0778 | 91223120.7781 | 28104236.5657 | 28443012.32 | 43187747.2569 | 7219801.3991 | 17375228.3105 | 4184849.9491 | 52684028.2452 | 6795755.47 | 10550111.3713 | 34376979.0976 | 5953373.149 | 21686682.1442 | 22723503.4921 | 2619307.1543 | 3385050.7112 | 2415007.898 | 36451621.1026 | 5365558.6791 | 902789294.0285 | 6537085.5691 | 46585902.6885 | 11874843.6425 | 3277392.1649 | 14094492.9214
| 238 | Predicted Cost |  |  |  | 16082566.7486 | 16836831.8186 | 18568262.7611 | 21309905.286 | 22430601.0456 | 24337039.8986 | #NUM! |  | 255 | 0 | 761656578.1448 | 14440786.8813 | 1625641.5772 | 27448095.9882 | 24577028.5025 | 51166891.7932 | 23101087.4468 | 5500311.1303 | 869018.5581 | 2130116.3675 | 8649721.8028 | 111338443.2783 | 51037633.8782 | 43182866.2283 | 72689843.64 | 12196411.8299 | 16255733.7908 | 3077126.7618 | 22459958.6764 | 13393348.7385 | 2761689.4044 | 31108929.3479 | 9878304.4116 | 25436236.5143 | 1979738.3461 | 876516.7286 | 3243231.1706 | 1186201232.942 | 202822722.1704 | 17583731.7824 | 16670455.1806 | 64088989.6651 | 6978203.4429 | 11849635.3964 | 97162097.8339 | 35615112.8271 | 33335031.2548 | 44432386.4813 | 8196311.5319 | 17129521.6403 | 6374496.2291 | 54738549.1578 | 9060469.4687 | 10747664.0903 | 40591474.6466 | 7589459.4529 | 21816849.0596 | 22474822.5599 | 2685143.7991 | 3948279.8815 | 3127398.3552 | 36277006.897 | 5669882.764 | 532113336.2341 | 10421228.3288 | 44997507.5654 | 16082566.7486 | 3184140.2286 | 15742865.8987
| 239 | Actual less Predicted Cost |  |  |  | -4207723.1062 | -4682831.5855 | -5574801.8933 | -6864581.2308 | -6675460.2348 | -7138435.2846 | #NUM! |  | 256 | 0 | -32860699.3324 | 12381378.7793 | 46240.9271 | -1219371.6031 | -1151361.4985 | -6242934.2781 | 2683105.8321 | -582059.7295 | 180300.4545 | -898054.2225 | -3855525.5584 | -4634996.1352 | -6828424.6936 | -9685702.1315 | -10323020.6491 | -1136427.6683 | -245022.0646 | -693796.1475 | -4750947.3322 | 221328.7643 | -296428.9486 | 955170.9992 | -2885031.7509 | -7295545.723 | -536944.1543 | -144050.5232 | -1573063.9425 | 207512996.0777 | 44455209.1768 | -1159255.7525 | -1097526.4409 | -12691574.6694 | -1660756.3661 | -1838279.3186 | -5938977.0558 | -7510876.2614 | -4892018.9348 | -1244639.2244 | -976510.1328 | 245706.6702 | -2189646.28 | -2054520.9126 | -2264713.9987 | -197552.719 | -6214495.5491 | -1636086.3039 | -130166.9154 | 248680.9322 | -65836.6448 | -563229.1702 | -712390.4573 | 174614.2056 | -304324.0849 | 370675957.7944 | -3884142.7597 | 1588395.1231 | -4207723.1062 | 93251.9363 | -1648372.9773
| 240 | Percentage Difference (Arithmetic for Comparison) |  |  |  | -26.16% | -27.81% | -30.02% | -32.21% | -29.76% | -29.33% | #NUM! |  | 257 | 0 | -4.314% | 0.85739 | 0.028445 | -0.044425 | -0.046847 | -0.12201 | 0.11615 | -0.10582 | 0.20748 | -0.4216 | -0.44574 | -0.04163 | -0.13379 | -0.2243 | -0.14201 | -0.093177 | -0.015073 | -0.22547 | -0.21153 | 0.016525 | -0.10734 | 0.030704 | -0.29206 | -0.28682 | -0.27122 | -0.16434 | -0.48503 | 0.17494 | 0.21918 | -0.065928 | -0.065837 | -0.19803 | -0.23799 | -0.15513 | -0.061124 | -0.21089 | -0.14675 | -0.028012 | -0.11914 | 0.014344 | -0.3435 | -0.037533 | -0.24996 | -0.018381 | -0.1531 | -0.21557 | -0.0059663 | 0.011065 | -0.024519 | -0.14265 | -0.22779 | 0.0048134 | -0.053674 | 0.69661 | -0.37271 | 0.0353 | -0.26163 | 0.029286 | -0.10471
| 241 | [12 empty] | 258 | 0
| 242 | Percent Difference (Logarithmic) |  |  |  | -30.33% | -32.59% | -35.7% | -38.88% | -35.33% | -34.72% | #NUM! |  | 259 | 0 | -4.41% | 61.92% | 2.805% | -4.544% | -4.798% | -13.01% | 10.99% | -11.19% | 18.85% | -54.75% | -59.01% | -4.252% | -14.36% | -25.4% | -15.32% | -9.781% | -1.519% | -25.55% | -23.77% | 1.639% | -11.35% | 3.024% | -34.54% | -33.8% | -31.64% | -17.95% | -66.36% | 16.12% | 19.82% | -6.82% | -6.81% | -22.07% | -27.18% | -16.86% | -6.307% | -23.68% | -15.87% | -2.841% | -12.69% | 1.424% | -42.08% | -3.826% | -28.76% | -1.855% | -16.62% | -24.28% | -0.5984% | 1.1% | -2.482% | -15.39% | -25.85% | 0.4802% | -5.517% | 52.86% | -46.64% | 3.469% | -30.33% | 2.887% | -11.06%
| 243 |  | 186 | [10 empty] | 260 | 0 | -4.41% | 0.61917 | 0.028048 | -0.045442 | -0.04798 | -0.13012 | 0.10988 | -0.11185 | 0.18853 | -0.54749 | -0.59012 | -0.042521 | -0.14363 | -0.25398 | -0.15317 | -0.097808 | -0.015188 | -0.2555 | -0.23766 | 0.01639 | -0.11355 | 0.030242 | -0.34539 | -0.33802 | -0.31638 | -0.17954 | -0.66365 | 0.16122 | 0.19818 | -0.068201 | -0.068104 | -0.22068 | -0.2718 | -0.16858 | -0.063072 | -0.23685 | -0.15871 | -0.028412 | -0.12686 | 0.014242 | -0.42083 | -0.038256 | -0.28762 | -0.018552 | -0.16617 | -0.2428 | -0.0059842 | 0.011004 | -0.024824 | -0.15391 | -0.2585 | 0.0048018 | -0.055168 | 0.52863 | -0.46635 | 0.034691 | -0.30331 | 0.028866 | -0.1106 | -2.678% | -1.941%
| 244 | [12 empty] | 261 | 0 | 0% | 0 | 0 | 0 | 0 | 0 | 0 | 0 | 0 | 0 | 0 | 0 | 0 | 0 | 0 | 0 | 0 | 0 | 0 | 0 | 0 | 0 | 0 | 0 | 0 | 0 | 0 | 0 | 0 | 0 | 0 | 0 | 0 | 0 | 0 | 0 | 0 | 0 | 0 | 0 | 0 | 0 | 0 | 0 | 0 | 0 | 0 | 0 | 0 | 0 | 0 | 0 | 0 | 0 | 0 | 0 | 0 | 0 | 0 | 0% | 0%
| 245 | [12 empty] | 262 | 0
| 246 | Three Year Average | [11 empty] | 263
| 247 |  |  | Current Year | [9 empty] | 264 |  | -4.41% | 61.92% | 2.805% | -4.544% | -4.798% | -13.01% | 10.99% | -11.19% | 18.85% | -54.75% | -59.01% | -4.252% | -14.36% | -25.4% | -15.32% | -9.781% | -1.519% | -25.55% | -23.77% | 1.639% | -11.35% | 0.030242 | -0.34539 | -0.33802 | -0.31638 | -0.17954 | -0.66365 | 0.16122 | 0.19818 | -0.068201 | -0.068104 | -0.22068 | -0.2718 | -0.16858 | -0.063072 | -0.23685 | -0.15871 | -0.028412 | -0.12686 | 0.014242 | -0.42083 | -0.038256 | -0.28762 | -0.018552 | -0.16617 | -0.2428 | -0.0059842 | 0.011004 | -0.024824 | -0.15391 | -0.2585 | 0.0048018 | -0.055168 | 0.52863 | -0.46635 | 0.034691 | -0.30331 | 0.028866 | -0.1106 | -0.02678 | -0.019406
| 248 |  | 193 | Previous Year | [9 empty] | 265 |  | 0.1424% | 64.29% | 6.565% | 0.346% | -10.25% | -11.69% | 15.63% | -1.094% | 25.43% | -51.25% | -47.41% | -1.042% | -14.14% | -20.95% | -10.06% | -3.862% | 1.309% | -17.2% | -19.16% | 5.941% | -5.094% | 0.051321 | -0.3175 | -0.30262 | -0.28656 | -0.22365 | -0.69257 | 0.16342 | 0.20446 | -0.052908 | -0.038032 | -0.21129 | -0.24419 | -0.14175 | -0.057689 | -0.18748 | -0.097805 | 0.011406 | -0.095323 | 0.049053 | -0.38222 | 0.0033157 | -0.20676 | -0.074155 | -0.12017 | -0.18855 | 0.015391 | 0.054953 | 0.011197 | -0.11217 | -0.18973 | 0.061793 | 0.036978 | 0.52846 | -0.4291 | 0.080907 | -0.25437 | 0.067336 | -0.077325 | -0.059948 | -0.026103
| 249 |  | 192 | Two Years Ago | [9 empty] | 266 |  | -0.7609% | 66.06% | 9.559% | 3.683% | -9.375% | -13.88% | 17.05% | -0.28% | 24.16% | -44.84% | -47.77% | -5.461% | -13.12% | -16.02% | -2.689% | -19.31% | 6.618% | -24.78% | -12.32% | 10.85% | -0.7871% | 0.07614 | -0.27647 | -0.29151 | -0.213 | -0.15435 | -0.5766 | 0.15994 | 0.18231 | -0.022331 | 0.012553 | -0.19238 | -0.20986 | -0.09247 | -0.058884 | -0.17353 | -0.10019 | 0.012722 | -0.051763 | 0.032871 | -0.37347 | 0.010011 | -0.20003 | -0.056651 | -0.14449 | -0.21911 | 0.057975 | 0.081651 | 0.072309 | -0.094049 | -0.16916 | 0.074182 | 0.032266 | 0.52968 | -0.46738 | 0.097027 | -0.24023 | 0.087275 | -0.08484 | -0.041519 | -0.067791
| 250 |  |  | Three Year Average Performance | [9 empty] | 267 | [60 empty] | -0.042749 | -0.037767
| 251 | [14 empty] | -1.676% | 0.64088 | 0.063098 | -0.0017158 | -0.081409 | -0.12862 | 0.14556 | -0.041863 | 0.22814 | -0.5028 | -0.51397 | -0.035851 | -0.13875 | -0.20792 | -0.093553 | -0.10983 | 0.021361 | -0.22507 | -0.18414 | 0.061423 | -0.057453 | 0.052568 | -0.31312 | -0.31072 | -0.27198 | -0.18585 | -0.64427 | 0.16153 | 0.19498 | -0.047813 | -0.031194 | -0.20812 | -0.24195 | -0.13427 | -0.059882 | -0.19929 | -0.1189 | -0.0014278 | -0.091314 | 0.032055 | -0.39217 | -0.0083098 | -0.23147 | -0.049786 | -0.14361 | -0.21682 | 0.022461 | 0.049203 | 0.019561 | -0.12004 | -0.2058 | 0.046926 | 0.0046921 | 0.52892 | -0.45428 | 0.070875 | -0.26597 | 0.061159 | -0.090923
| 252 |  | 197 | [71 empty] | -0.042749 | -0.037767
| 253 | [14 empty] | -1.676% | 64.09% | 6.31% | -0.1716% | -8.141% | -12.86% | 14.56% | -4.186% | 22.81% | -50.28% | -51.4% | -3.585% | -13.87% | -20.79% | -9.355% | -10.98% | 2.136% | -22.51% | -18.41% | 6.142% | -5.745% | 0.052568 | -0.31312 | -0.31072 | -0.27198 | -0.18585 | -0.64427 | 0.16153 | 0.19498 | -0.047813 | -0.031194 | -0.20812 | -0.24195 | -0.13427 | -0.059882 | -0.19929 | -0.1189 | -0.0014278 | -0.091314 | 0.032055 | -0.39217 | -0.0083098 | -0.23147 | -0.049786 | -0.14361 | -0.21682 | 0.022461 | 0.049203 | 0.019561 | -0.12004 | -0.2058 | 0.046926 | 0.0046921 | 0.52892 | -0.45428 | 0.070875 | -0.26597 | 0.061159 | -0.090923 | 0 | 0
[16 empty] | 0% | 0% | 0% | 0% | 0% | 0% | 0% | 0% | 0% | 0% | 0% | 0% | 0% | 0% | 0% | 0% | 0% | 0% | 0% | 0% | 0% | 0% | 0% | 0% | 0% | 0% | 0% | 0% | 0% | 0% | 0% | 0% | 0% | 0% | 0% | 0% | 0% | 0% | 0% | 0% | 0% | 0% | 0% | 0% | 0% | 0% | 0% | 0% | 0% | 0% | 0% | 0% | 0% | 0% | 0% | 0% | 0% | 0% | 0%
[16 empty] | 25.92% | 92.25% | 33.14% | 25.79% | 25.53% | 17.32% | 41.32% | 19.15% | 49.18% | -24.42% | -28.68% | 26.08% | 15.97% | 4.933% | 15.01% | 20.55% | 28.81% | 4.782% | 6.565% | 31.97% | 18.98% | 33.36% | -4.208% | -3.47% | -1.307% | 12.38% | -36.03% | 46.45% | 50.15% | 23.51% | 23.52% | 8.263% | 3.152% | 13.47% | 24.02% | 6.646% | 14.46% | 27.49% | 17.65% | 31.76% | -11.75% | 26.51% | 1.569% | 28.48% | 13.71% | 6.051% | 29.73% | 31.43% | 27.85% | 14.94% | 4.481% | 30.81% | 24.81% | 83.19% | -16.3% | 33.8% | 0% | 33.22% | 19.27%

## Results
Summary of Cost Benchmarking Results
Welland Hydro-Electric System Corp.
|  |  | 2020 | 2021 | 2022 | 2023 | 2024 | 2025
|  |  | (History) | (History) | (History) | (History) | (Bridge) | (Test Year)
Cost Benchmarking Summary
| Actual Total Cost |  | 11874843.6425 | 12154000.2331 | 12993460.8677 | 14445324.0552 | 15755140.8108 | 17198604.6141
| Predicted Total Cost |  | 16082566.7486 | 16836831.8186 | 18568262.7611 | 21309905.286 | 22430601.0456 | 24337039.8986
| Difference |  | -4207723.1062 | -4682831.5855 | -5574801.8933 | -6864581.2308 | -6675460.2348 | -7138435.2846
| Percentage Difference (Cost Performance) |  | -30.33% | -32.59% | -35.7% | -38.88% | -35.33% | -34.72%
| Three-Year Average Performance |  |  |  | -32.87% | -35.72% | -36.64% | -36.31%
Stretch Factor Cohort
Annual Result | bar: 2020 to 2025
Three Year Average | bar: 2022 to 2025