## Cover
2024 Natural Gas Achievable Potential Study
Appendix X1: Measure Characteristics
2024-10-09
Prepared for:
CONTENTS
This workbook includes a single tab of data, the "Measure Summary Table" that provides a tabular summary of the critical measure input values and relevant data sources.
DISCLAIMER
Guidehouse Canada Ltd. (Guidehouse) has provided the information in this publication for informational purposes only. The information has been obtained from sources believed to be reliable; however, Guidehouse does not make any express or implied warranty or representation concerning such information. Any market forecasts or predictions contained in the publication reflect Guidehouse’s current expectations based on market data and trend analysis. Market predictions and expectations are inherently uncertain and actual results may differ materially from those contained in the publication. Guidehouse and its subsidiaries and affiliates hereby disclaim liability for any loss or damage caused by errors or omissions in this publication.
CONTACTS
Peter Steele-Mosey | Pedro Torres-Basanta
Director, Guidehouse | Associate Director, Guidehouse
peter.steele-mosey@guidehouse.com | ptorresbasanta@guidehouse.com
416.956.5050 | 416.643.1952
Alexander Di Illio
Senior Advisor, Ontario Energy Board
Alexander.DiIlio@oeb.ca
416.440.7718

## Measure Summary Table
Sector | End Use Category | Competition Group | Measure Name | Baseline Assumption | Efficient Assumption | Replacement Type | Customer Segment | Measure Stacking Type | Fuel Switching Flag | FS Stock Adjustment Type | Scaling Basis | Unit Basis | Measure Life | Base Measure Cost [$/ unit basis] | Efficient Measure Cost [$/ unit basis] | Labor Cost [$/ unit basis] | Cost Source(s) | Electric Energy Savings [kWh/ year/ unit basis] | Gas Savings [m^3/ year/ unit basis] | Electric Coincident Summer Peak Demand Savings [kW/ unit basis] | Electric Coincident Winter Peak Demand Savings [kW/ unit basis] | Savings Source(s) | Total Measure Density, Base + EE [unit basis/ scaling basis] | Baseline Initial Saturation | Efficient Measure Initial Saturation | Technical Suitability | Density/ Applicability Source(s) | Electric Energy Savings Loadshape | Gas Savings Loadshape | Electric Winter Peak Demand Loadshape | Market Share Mechanism | Residential Program Allocation | Commercial Program Allocation | Industrial Program Allocation | Low Income Program Allocation | Admin Sector Allocation
Commercial | Space Heating | SH Engine | Cold-Climate Heat Pump (ccHP) - FS ROB | Furnace (95%) or boiler (90%) and SEER 13 A/C | ccHP (2.6 average COP) | ROB Only | Com - Hospital | Engine | 1 | SH Engine Com | Commercial Buildings | commercial building | 16 | 0 | 826640.7255 | 0 | Illinois TRM, SAG input and discussion | -945718.9624 | 272028.8778 | 140.4325 | -1774.6426 | Illinois TRM V11 - 4.4.9 | 1 | 1 | 0 | 0 | Guidehouse and SAG SME-based assumptions | Com_Space_Cooling_&_Heating | Weather Sensitive | Heat Pump with Electric Backup | Payback-Based | 0 | 1 | 0 | 0 | Commercial
Commercial | Space Heating | SH Engine | Cold-Climate Heat Pump (ccHP) - FS ROB | Furnace (95%) or boiler (90%) and SEER 13 A/C | ccHP (2.6 average COP) | ROB Only | Com - Hotel - Large | Engine | 1 | SH Engine Com | Commercial Buildings | commercial building | 16 | 0 | 358230.3591 | 0 | Illinois TRM, SAG input and discussion | -506081.9598 | 143762.8747 | 52.4633 | -937.87 | Illinois TRM V11 - 4.4.9 | 1 | 1 | 0 | 0 | Guidehouse and SAG SME-based assumptions | Com_Space_Cooling_&_Heating | Weather Sensitive | Heat Pump with Electric Backup | Payback-Based | 0 | 1 | 0 | 0 | Commercial
Commercial | Space Heating | SH Engine | Cold-Climate Heat Pump (ccHP) - FS ROB | Furnace (95%) or boiler (90%) and SEER 13 A/C | ccHP (2.6 average COP) | ROB Only | Com - Hotel - Small | Engine | 1 | SH Engine Com | Commercial Buildings | commercial building | 16 | 0 | 35990.3778 | 0 | Illinois TRM, SAG input and discussion | -34250.7027 | 11554.7553 | 2.2645 | -79.5679 | Illinois TRM V11 - 4.4.9 | 1 | 1 | 0 | 0.01 | Guidehouse and SAG SME-based assumptions | Com_Space_Cooling_&_Heating | Weather Sensitive | Heat Pump with Electric Backup | Payback-Based | 0 | 1 | 0 | 0 | Commercial
Commercial | Space Heating | SH Engine | Cold-Climate Heat Pump (ccHP) - FS ROB | Furnace (95%) or boiler (90%) and SEER 13 A/C | ccHP (2.6 average COP) | ROB Only | Com - Long Term Care | Engine | 1 | SH Engine Com | Commercial Buildings | commercial building | 16 | 0 | 192837.4027 | 0 | Illinois TRM, SAG input and discussion | -277420.5441 | 77388.3583 | 10.9565 | -504.8606 | Illinois TRM V11 - 4.4.9 | 1 | 1 | 0 | 0 | Guidehouse and SAG SME-based assumptions | Com_Space_Cooling_&_Heating | Weather Sensitive | Heat Pump with Electric Backup | Payback-Based | 0 | 1 | 0 | 0 | Commercial
Commercial | Space Heating | SH Engine | Cold-Climate Heat Pump (ccHP) - FS ROB | Furnace (95%) or boiler (90%) and SEER 13 A/C | ccHP (2.6 average COP) | ROB Only | Com - Multi-residential - Large | Engine | 1 | SH Engine Com | Commercial Buildings | commercial building | 16 | 0 | 783466.4674 | 0 | Illinois TRM, SAG input and discussion | -1125353.3684 | 314416.0977 | 50.6076 | -2051.1653 | Illinois TRM V11 - 4.4.9 | 1 | 1 | 0 | 0 | Guidehouse and SAG SME-based assumptions | Com_Space_Cooling_&_Heating | Weather Sensitive | Heat Pump with Electric Backup | Payback-Based | 0 | 1 | 0 | 0 | Commercial
Commercial | Space Heating | SH Engine | Cold-Climate Heat Pump (ccHP) - FS ROB | Furnace (95%) or boiler (90%) and SEER 13 A/C | ccHP (2.6 average COP) | ROB Only | Com - Multi-residential - Large - Low-Income | Engine | 1 | SH Engine Com | Commercial Buildings | commercial building | 16 | 0 | 783466.4674 | 0 | Illinois TRM, SAG input and discussion | -1126042.0473 | 314416.0977 | 48.2239 | -2051.1653 | Illinois TRM V11 - 4.4.9 | 1 | 1 | 0 | 0 | Guidehouse and SAG SME-based assumptions | Com_Space_Cooling_&_Heating | Weather Sensitive | Heat Pump with Electric Backup | Payback-Based | 0 | 1 | 0 | 0 | Low Income
Commercial | Space Heating | SH Engine | Cold-Climate Heat Pump (ccHP) - FS ROB | Furnace (95%) or boiler (90%) and SEER 13 A/C | ccHP (2.6 average COP) | ROB Only | Com - Multi-residential - Small | Engine | 1 | SH Engine Com | Commercial Buildings | commercial building | 16 | 0 | 43820.9502 | 0 | Illinois TRM, SAG input and discussion | -42107.0846 | 14068.7702 | 1.3578 | -96.8798 | Illinois TRM V11 - 4.4.9 | 1 | 1 | 0 | 0.01 | Guidehouse and SAG SME-based assumptions | Com_Space_Cooling_&_Heating | Weather Sensitive | Heat Pump with Electric Backup | Payback-Based | 0 | 1 | 0 | 0 | Commercial
Commercial | Space Heating | SH Engine | Cold-Climate Heat Pump (ccHP) - FS ROB | Furnace (95%) or boiler (90%) and SEER 13 A/C | ccHP (2.6 average COP) | ROB Only | Com - Multi-residential - Small - Low-Income | Engine | 1 | SH Engine Com | Commercial Buildings | commercial building | 16 | 0 | 43820.9502 | 0 | Illinois TRM, SAG input and discussion | -42079.9063 | 14068.7702 | 1.4518 | -96.8798 | Illinois TRM V11 - 4.4.9 | 1 | 1 | 0 | 0.01 | Guidehouse and SAG SME-based assumptions | Com_Space_Cooling_&_Heating | Weather Sensitive | Heat Pump with Electric Backup | Payback-Based | 0 | 1 | 0 | 0 | Low Income
Commercial | Space Heating | SH Engine | Cold-Climate Heat Pump (ccHP) - FS ROB | Furnace (95%) or boiler (90%) and SEER 13 A/C | ccHP (2.6 average COP) | ROB Only | Com - Office - Large | Engine | 1 | SH Engine Com | Commercial Buildings | commercial building | 16 | 0 | 466352.1467 | 0 | Illinois TRM, SAG input and discussion | -658828.6066 | 187153.6667 | 68.2978 | -1220.9397 | Illinois TRM V11 - 4.4.9 | 1 | 1 | 0 | 0 | Guidehouse and SAG SME-based assumptions | Com_Space_Cooling_&_Heating | Weather Sensitive | Heat Pump with Electric Backup | Payback-Based | 0 | 1 | 0 | 0 | Commercial
Commercial | Space Heating | SH Engine | Cold-Climate Heat Pump (ccHP) - FS ROB | Furnace (95%) or boiler (90%) and SEER 13 A/C | ccHP (2.6 average COP) | ROB Only | Com - Office - Small | Engine | 1 | SH Engine Com | Commercial Buildings | commercial building | 16 | 0 | 27439.8328 | 0 | Illinois TRM, SAG input and discussion | -21861.0601 | 7399.7527 | 1.7041 | -60.6642 | Illinois TRM V11 - 4.4.9 | 1 | 1 | 0 | 0.01 | Guidehouse and SAG SME-based assumptions | Com_Space_Cooling_&_Heating | Weather Sensitive | Heat Pump with Electric Backup | Payback-Based | 0 | 1 | 0 | 0 | Commercial
Commercial | Space Heating | SH Engine | Cold-Climate Heat Pump (ccHP) - FS ROB | Furnace (95%) or boiler (90%) and SEER 13 A/C | ccHP (2.6 average COP) | ROB Only | Com - Other Commercial - Large | Engine | 1 | SH Engine Com | Commercial Buildings | commercial building | 16 | 0 | 439789.576 | 0 | Illinois TRM, SAG input and discussion | -629381.6169 | 176493.734 | 36.4453 | -1151.3972 | Illinois TRM V11 - 4.4.9 | 1 | 1 | 0 | 0 | Guidehouse and SAG SME-based assumptions | Com_Space_Cooling_&_Heating | Weather Sensitive | Heat Pump with Electric Backup | Payback-Based | 0 | 1 | 0 | 0 | Commercial
Commercial | Space Heating | SH Engine | Cold-Climate Heat Pump (ccHP) - FS ROB | Furnace (95%) or boiler (90%) and SEER 13 A/C | ccHP (2.6 average COP) | ROB Only | Com - Other Commercial - Small | Engine | 1 | SH Engine Com | Commercial Buildings | commercial building | 16 | 0 | 19041.0154 | 0 | Illinois TRM, SAG input and discussion | -18081.7909 | 6113.1415 | 1.3325 | -42.0961 | Illinois TRM V11 - 4.4.9 | 1 | 1 | 0 | 0.01 | Guidehouse and SAG SME-based assumptions | Com_Space_Cooling_&_Heating | Weather Sensitive | Heat Pump with Electric Backup | Payback-Based | 0 | 1 | 0 | 0 | Commercial
Commercial | Space Heating | SH Engine | Cold-Climate Heat Pump (ccHP) - FS ROB | Furnace (95%) or boiler (90%) and SEER 13 A/C | ccHP (2.6 average COP) | ROB Only | Com - Restaurant | Engine | 1 | SH Engine Com | Commercial Buildings | commercial building | 16 | 0 | 7424.8673 | 0 | Illinois TRM, SAG input and discussion | -7070.5451 | 2383.7628 | 0.45133 | -16.415 | Illinois TRM V11 - 4.4.9 | 1 | 1 | 0 | 0.01 | Guidehouse and SAG SME-based assumptions | Com_Space_Cooling_&_Heating | Weather Sensitive | Heat Pump with Electric Backup | Payback-Based | 0 | 1 | 0 | 0 | Commercial
Commercial | Space Heating | SH Engine | Cold-Climate Heat Pump (ccHP) - FS ROB | Furnace (95%) or boiler (90%) and SEER 13 A/C | ccHP (2.6 average COP) | ROB Only | Com - Retail - Large | Engine | 1 | SH Engine Com | Commercial Buildings | commercial building | 16 | 0 | 222585.603 | 0 | Illinois TRM, SAG input and discussion | -318541.6262 | 89326.7288 | 18.4457 | -582.7433 | Illinois TRM V11 - 4.4.9 | 1 | 1 | 0 | 0 | Guidehouse and SAG SME-based assumptions | Com_Space_Cooling_&_Heating | Weather Sensitive | Heat Pump with Electric Backup | Payback-Based | 0 | 1 | 0 | 0 | Commercial
Commercial | Space Heating | SH Engine | Cold-Climate Heat Pump (ccHP) - FS ROB | Furnace (95%) or boiler (90%) and SEER 13 A/C | ccHP (2.6 average COP) | ROB Only | Com - Retail - Small | Engine | 1 | SH Engine Com | Commercial Buildings | commercial building | 16 | 0 | 18753.0402 | 0 | Illinois TRM, SAG input and discussion | -17808.323 | 6020.6867 | 1.3123 | -41.4594 | Illinois TRM V11 - 4.4.9 | 1 | 1 | 0 | 0.01 | Guidehouse and SAG SME-based assumptions | Com_Space_Cooling_&_Heating | Weather Sensitive | Heat Pump with Electric Backup | Payback-Based | 0 | 1 | 0 | 0 | Commercial
Commercial | Space Heating | SH Engine | Cold-Climate Heat Pump (ccHP) - FS ROB | Furnace (95%) or boiler (90%) and SEER 13 A/C | ccHP (2.6 average COP) | ROB Only | Com - Schools - Large | Engine | 1 | SH Engine Com | Commercial Buildings | commercial building | 16 | 0 | 240036.3446 | 0 | Illinois TRM, SAG input and discussion | -340199.7576 | 96329.9566 | 31.3678 | -628.4305 | Illinois TRM V11 - 4.4.9 | 1 | 1 | 0 | 0 | Guidehouse and SAG SME-based assumptions | Com_Space_Cooling_&_Heating | Weather Sensitive | Heat Pump with Electric Backup | Payback-Based | 0 | 1 | 0 | 0 | Commercial
Commercial | Space Heating | SH Engine | Cold-Climate Heat Pump (ccHP) - FS ROB | Furnace (95%) or boiler (90%) and SEER 13 A/C | ccHP (2.6 average COP) | ROB Only | Com - Schools - Small | Engine | 1 | SH Engine Com | Commercial Buildings | commercial building | 16 | 0 | 77324.7725 | 0 | Illinois TRM, SAG input and discussion | -75721.2214 | 21689.8494 | 10.1048 | -202.4412 | Illinois TRM V11 - 4.4.9 | 1 | 1 | 0 | 0 | Guidehouse and SAG SME-based assumptions | Com_Space_Cooling_&_Heating | Weather Sensitive | Heat Pump with Electric Backup | Payback-Based | 0 | 1 | 0 | 0 | Commercial
Commercial | Space Heating | SH Engine | Cold-Climate Heat Pump (ccHP) - FS ROB | Furnace (95%) or boiler (90%) and SEER 13 A/C | ccHP (2.6 average COP) | ROB Only | Com - University/College | Engine | 1 | SH Engine Com | Commercial Buildings | commercial building | 16 | 0 | 364172.8578 | 0 | Illinois TRM, SAG input and discussion | -523826.8097 | 146147.6829 | 20.9718 | -953.4278 | Illinois TRM V11 - 4.4.9 | 1 | 1 | 0 | 0 | Guidehouse and SAG SME-based assumptions | Com_Space_Cooling_&_Heating | Weather Sensitive | Heat Pump with Electric Backup | Payback-Based | 0 | 1 | 0 | 0 | Commercial
Commercial | Space Heating | SH Engine | Cold-Climate Heat Pump (ccHP) - FS ROB | Furnace (95%) or boiler (90%) and SEER 13 A/C | ccHP (2.6 average COP) | ROB Only | Com - Warehousing - Large | Engine | 1 | SH Engine Com | Commercial Buildings | commercial building | 16 | 0 | 225179.6778 | 0 | Illinois TRM, SAG input and discussion | -563638.17 | 156345.6186 | 11.1529 | -589.5348 | Illinois TRM V11 - 4.4.9 | 1 | 1 | 0 | 0 | Guidehouse and SAG SME-based assumptions | Com_Space_Cooling_&_Heating | Weather Sensitive | Heat Pump with Electric Backup | Payback-Based | 0 | 1 | 0 | 0 | Commercial
Commercial | Space Heating | SH Engine | Cold-Climate Heat Pump (ccHP) - FS ROB | Furnace (95%) or boiler (90%) and SEER 13 A/C | ccHP (2.6 average COP) | ROB Only | Com - Warehousing - Small | Engine | 1 | SH Engine Com | Commercial Buildings | commercial building | 16 | 0 | 15263.3583 | 0 | Illinois TRM, SAG input and discussion | -38205.0966 | 10597.578 | 0.75597 | -39.9604 | Illinois TRM V11 - 4.4.9 | 1 | 1 | 0 | 0.01 | Guidehouse and SAG SME-based assumptions | Com_Space_Cooling_&_Heating | Weather Sensitive | Heat Pump with Electric Backup | Payback-Based | 0 | 1 | 0 | 0 | Commercial
Commercial | Space Heating | SH Engine | Cold-Climate Heat Pump (ccHP) - FS ROB | Furnace (95%) or boiler (90%) and SEER 13 A/C | ccHP (2.6 average COP) | ROB Only | Com - Multi-residential - Medium | Engine | 1 | SH Engine Com | Commercial Buildings | commercial building | 16 | 0 | 212755.2501 | 0 | Illinois TRM, SAG input and discussion | -306074.8402 | 85381.6701 | 12.0882 | -557.0068 | Illinois TRM V11 - 4.4.9 | 1 | 1 | 0 | 0 | Guidehouse and SAG SME-based assumptions | Com_Space_Cooling_&_Heating | Weather Sensitive | Heat Pump with Electric Backup | Payback-Based | 0 | 1 | 0 | 0 | Commercial
Commercial | Space Heating | SH Engine | Cold-Climate Heat Pump (ccHP) - FS ROB | Furnace (95%) or boiler (90%) and SEER 13 A/C | ccHP (2.6 average COP) | ROB Only | Com - Multi-residential - Medium - Low-Income | Engine | 1 | SH Engine Com | Commercial Buildings | commercial building | 16 | 0 | 212755.2501 | 0 | Illinois TRM, SAG input and discussion | -305928.8155 | 85381.6701 | 12.5936 | -557.0068 | Illinois TRM V11 - 4.4.9 | 1 | 1 | 0 | 0 | Guidehouse and SAG SME-based assumptions | Com_Space_Cooling_&_Heating | Weather Sensitive | Heat Pump with Electric Backup | Payback-Based | 0 | 1 | 0 | 0 | Commercial
Commercial | Space Heating | SH Engine | Cold-Climate Heat Pump (ccHP) - FS NEW | Furnace (95%) or boiler (90%) and SEER 13 A/C | ccHP (2.6 average COP) | NEW Only | Com - Hospital | Engine | 1 | SH Engine Com | Commercial Buildings | commercial building | 16 | 0 | 567474.2576 | 0 | Illinois TRM, SAG input and discussion | -945718.9624 | 272028.8778 | 140.4325 | -1774.6426 | Illinois TRM V11 - 4.4.9 | 1 | 1 | 0 | 0.5 | Guidehouse and SAG SME-based assumptions | Com_Space_Cooling_&_Heating | Weather Sensitive | Heat Pump with Electric Backup | Payback-Based | 0 | 1 | 0 | 0 | Commercial
Commercial | Space Heating | SH Engine | Cold-Climate Heat Pump (ccHP) - FS NEW | Furnace (95%) or boiler (90%) and SEER 13 A/C | ccHP (2.6 average COP) | NEW Only | Com - Hotel - Large | Engine | 1 | SH Engine Com | Commercial Buildings | commercial building | 16 | 0 | 245918.8143 | 0 | Illinois TRM, SAG input and discussion | -506081.9598 | 143762.8747 | 52.4633 | -937.87 | Illinois TRM V11 - 4.4.9 | 1 | 1 | 0 | 0.5 | Guidehouse and SAG SME-based assumptions | Com_Space_Cooling_&_Heating | Weather Sensitive | Heat Pump with Electric Backup | Payback-Based | 0 | 1 | 0 | 0 | Commercial
Commercial | Space Heating | SH Engine | Cold-Climate Heat Pump (ccHP) - FS NEW | Furnace (95%) or boiler (90%) and SEER 13 A/C | ccHP (2.6 average COP) | NEW Only | Com - Hotel - Small | Engine | 1 | SH Engine Com | Commercial Buildings | commercial building | 16 | 0 | 24706.7587 | 0 | Illinois TRM, SAG input and discussion | -34250.7027 | 11554.7553 | 2.2645 | -79.5679 | Illinois TRM V11 - 4.4.9 | 1 | 1 | 0 | 0.5 | Guidehouse and SAG SME-based assumptions | Com_Space_Cooling_&_Heating | Weather Sensitive | Heat Pump with Electric Backup | Payback-Based | 0 | 1 | 0 | 0 | Commercial
Commercial | Space Heating | SH Engine | Cold-Climate Heat Pump (ccHP) - FS NEW | Furnace (95%) or boiler (90%) and SEER 13 A/C | ccHP (2.6 average COP) | NEW Only | Com - Long Term Care | Engine | 1 | SH Engine Com | Commercial Buildings | commercial building | 16 | 0 | 132379.471 | 0 | Illinois TRM, SAG input and discussion | -277420.5441 | 77388.3583 | 10.9565 | -504.8606 | Illinois TRM V11 - 4.4.9 | 1 | 1 | 0 | 0.5 | Guidehouse and SAG SME-based assumptions | Com_Space_Cooling_&_Heating | Weather Sensitive | Heat Pump with Electric Backup | Payback-Based | 0 | 1 | 0 | 0 | Commercial
Commercial | Space Heating | SH Engine | Cold-Climate Heat Pump (ccHP) - FS NEW | Furnace (95%) or boiler (90%) and SEER 13 A/C | ccHP (2.6 average COP) | NEW Only | Com - Multi-residential - Large | Engine | 1 | SH Engine Com | Commercial Buildings | commercial building | 16 | 0 | 537835.892 | 0 | Illinois TRM, SAG input and discussion | -1125353.3684 | 314416.0977 | 50.6076 | -2051.1653 | Illinois TRM V11 - 4.4.9 | 1 | 1 | 0 | 0.5 | Guidehouse and SAG SME-based assumptions | Com_Space_Cooling_&_Heating | Weather Sensitive | Heat Pump with Electric Backup | Payback-Based | 0 | 1 | 0 | 0 | Commercial
Commercial | Space Heating | SH Engine | Cold-Climate Heat Pump (ccHP) - FS NEW | Furnace (95%) or boiler (90%) and SEER 13 A/C | ccHP (2.6 average COP) | NEW Only | Com - Multi-residential - Large - Low-Income | Engine | 1 | SH Engine Com | Commercial Buildings | commercial building | 16 | 0 | 537835.892 | 0 | Illinois TRM, SAG input and discussion | -1126042.0473 | 314416.0977 | 48.2239 | -2051.1653 | Illinois TRM V11 - 4.4.9 | 1 | 1 | 0 | 0.5 | Guidehouse and SAG SME-based assumptions | Com_Space_Cooling_&_Heating | Weather Sensitive | Heat Pump with Electric Backup | Payback-Based | 0 | 1 | 0 | 0 | Low Income
Commercial | Space Heating | SH Engine | Cold-Climate Heat Pump (ccHP) - FS NEW | Furnace (95%) or boiler (90%) and SEER 13 A/C | ccHP (2.6 average COP) | NEW Only | Com - Multi-residential - Small | Engine | 1 | SH Engine Com | Commercial Buildings | commercial building | 16 | 0 | 30082.3083 | 0 | Illinois TRM, SAG input and discussion | -42107.0846 | 14068.7702 | 1.3578 | -96.8798 | Illinois TRM V11 - 4.4.9 | 1 | 1 | 0 | 0.5 | Guidehouse and SAG SME-based assumptions | Com_Space_Cooling_&_Heating | Weather Sensitive | Heat Pump with Electric Backup | Payback-Based | 0 | 1 | 0 | 0 | Commercial
Commercial | Space Heating | SH Engine | Cold-Climate Heat Pump (ccHP) - FS NEW | Furnace (95%) or boiler (90%) and SEER 13 A/C | ccHP (2.6 average COP) | NEW Only | Com - Multi-residential - Small - Low-Income | Engine | 1 | SH Engine Com | Commercial Buildings | commercial building | 16 | 0 | 30082.3083 | 0 | Illinois TRM, SAG input and discussion | -42079.9063 | 14068.7702 | 1.4518 | -96.8798 | Illinois TRM V11 - 4.4.9 | 1 | 1 | 0 | 0.5 | Guidehouse and SAG SME-based assumptions | Com_Space_Cooling_&_Heating | Weather Sensitive | Heat Pump with Electric Backup | Payback-Based | 0 | 1 | 0 | 0 | Low Income
Commercial | Space Heating | SH Engine | Cold-Climate Heat Pump (ccHP) - FS NEW | Furnace (95%) or boiler (90%) and SEER 13 A/C | ccHP (2.6 average COP) | NEW Only | Com - Office - Large | Engine | 1 | SH Engine Com | Commercial Buildings | commercial building | 16 | 0 | 320142.5118 | 0 | Illinois TRM, SAG input and discussion | -658828.6066 | 187153.6667 | 68.2978 | -1220.9397 | Illinois TRM V11 - 4.4.9 | 1 | 1 | 0 | 0.5 | Guidehouse and SAG SME-based assumptions | Com_Space_Cooling_&_Heating | Weather Sensitive | Heat Pump with Electric Backup | Payback-Based | 0 | 1 | 0 | 0 | Commercial
Commercial | Space Heating | SH Engine | Cold-Climate Heat Pump (ccHP) - FS NEW | Furnace (95%) or boiler (90%) and SEER 13 A/C | ccHP (2.6 average COP) | NEW Only | Com - Office - Small | Engine | 1 | SH Engine Com | Commercial Buildings | commercial building | 16 | 0 | 18836.9606 | 0 | Illinois TRM, SAG input and discussion | -21861.0601 | 7399.7527 | 1.7041 | -60.6642 | Illinois TRM V11 - 4.4.9 | 1 | 1 | 0 | 0.5 | Guidehouse and SAG SME-based assumptions | Com_Space_Cooling_&_Heating | Weather Sensitive | Heat Pump with Electric Backup | Payback-Based | 0 | 1 | 0 | 0 | Commercial
Commercial | Space Heating | SH Engine | Cold-Climate Heat Pump (ccHP) - FS NEW | Furnace (95%) or boiler (90%) and SEER 13 A/C | ccHP (2.6 average COP) | NEW Only | Com - Other Commercial - Large | Engine | 1 | SH Engine Com | Commercial Buildings | commercial building | 16 | 0 | 301907.7762 | 0 | Illinois TRM, SAG input and discussion | -629381.6169 | 176493.734 | 36.4453 | -1151.3972 | Illinois TRM V11 - 4.4.9 | 1 | 1 | 0 | 0.5 | Guidehouse and SAG SME-based assumptions | Com_Space_Cooling_&_Heating | Weather Sensitive | Heat Pump with Electric Backup | Payback-Based | 0 | 1 | 0 | 0 | Commercial
Commercial | Space Heating | SH Engine | Cold-Climate Heat Pump (ccHP) - FS NEW | Furnace (95%) or boiler (90%) and SEER 13 A/C | ccHP (2.6 average COP) | NEW Only | Com - Other Commercial - Small | Engine | 1 | SH Engine Com | Commercial Buildings | commercial building | 16 | 0 | 13071.3207 | 0 | Illinois TRM, SAG input and discussion | -18081.7909 | 6113.1415 | 1.3325 | -42.0961 | Illinois TRM V11 - 4.4.9 | 1 | 1 | 0 | 0.5 | Guidehouse and SAG SME-based assumptions | Com_Space_Cooling_&_Heating | Weather Sensitive | Heat Pump with Electric Backup | Payback-Based | 0 | 1 | 0 | 0 | Commercial
Commercial | Space Heating | SH Engine | Cold-Climate Heat Pump (ccHP) - FS NEW | Furnace (95%) or boiler (90%) and SEER 13 A/C | ccHP (2.6 average COP) | NEW Only | Com - Restaurant | Engine | 1 | SH Engine Com | Commercial Buildings | commercial building | 16 | 0 | 5097.0402 | 0 | Illinois TRM, SAG input and discussion | -7070.5451 | 2383.7628 | 0.45133 | -16.415 | Illinois TRM V11 - 4.4.9 | 1 | 1 | 0 | 0.5 | Guidehouse and SAG SME-based assumptions | Com_Space_Cooling_&_Heating | Weather Sensitive | Heat Pump with Electric Backup | Payback-Based | 0 | 1 | 0 | 0 | Commercial
Commercial | Space Heating | SH Engine | Cold-Climate Heat Pump (ccHP) - FS NEW | Furnace (95%) or boiler (90%) and SEER 13 A/C | ccHP (2.6 average COP) | NEW Only | Com - Retail - Large | Engine | 1 | SH Engine Com | Commercial Buildings | commercial building | 16 | 0 | 152801.0851 | 0 | Illinois TRM, SAG input and discussion | -318541.6262 | 89326.7288 | 18.4457 | -582.7433 | Illinois TRM V11 - 4.4.9 | 1 | 1 | 0 | 0.5 | Guidehouse and SAG SME-based assumptions | Com_Space_Cooling_&_Heating | Weather Sensitive | Heat Pump with Electric Backup | Payback-Based | 0 | 1 | 0 | 0 | Commercial
Commercial | Space Heating | SH Engine | Cold-Climate Heat Pump (ccHP) - FS NEW | Furnace (95%) or boiler (90%) and SEER 13 A/C | ccHP (2.6 average COP) | NEW Only | Com - Retail - Small | Engine | 1 | SH Engine Com | Commercial Buildings | commercial building | 16 | 0 | 12873.6309 | 0 | Illinois TRM, SAG input and discussion | -17808.323 | 6020.6867 | 1.3123 | -41.4594 | Illinois TRM V11 - 4.4.9 | 1 | 1 | 0 | 0.5 | Guidehouse and SAG SME-based assumptions | Com_Space_Cooling_&_Heating | Weather Sensitive | Heat Pump with Electric Backup | Payback-Based | 0 | 1 | 0 | 0 | Commercial
Commercial | Space Heating | SH Engine | Cold-Climate Heat Pump (ccHP) - FS NEW | Furnace (95%) or boiler (90%) and SEER 13 A/C | ccHP (2.6 average COP) | NEW Only | Com - Schools - Large | Engine | 1 | SH Engine Com | Commercial Buildings | commercial building | 16 | 0 | 164780.711 | 0 | Illinois TRM, SAG input and discussion | -340199.7576 | 96329.9566 | 31.3678 | -628.4305 | Illinois TRM V11 - 4.4.9 | 1 | 1 | 0 | 0.5 | Guidehouse and SAG SME-based assumptions | Com_Space_Cooling_&_Heating | Weather Sensitive | Heat Pump with Electric Backup | Payback-Based | 0 | 1 | 0 | 0 | Commercial
Commercial | Space Heating | SH Engine | Cold-Climate Heat Pump (ccHP) - FS NEW | Furnace (95%) or boiler (90%) and SEER 13 A/C | ccHP (2.6 average COP) | NEW Only | Com - Schools - Small | Engine | 1 | SH Engine Com | Commercial Buildings | commercial building | 16 | 0 | 53082.0906 | 0 | Illinois TRM, SAG input and discussion | -75721.2214 | 21689.8494 | 10.1048 | -202.4412 | Illinois TRM V11 - 4.4.9 | 1 | 1 | 0 | 0.5 | Guidehouse and SAG SME-based assumptions | Com_Space_Cooling_&_Heating | Weather Sensitive | Heat Pump with Electric Backup | Payback-Based | 0 | 1 | 0 | 0 | Commercial
Commercial | Space Heating | SH Engine | Cold-Climate Heat Pump (ccHP) - FS NEW | Furnace (95%) or boiler (90%) and SEER 13 A/C | ccHP (2.6 average COP) | NEW Only | Com - University/College | Engine | 1 | SH Engine Com | Commercial Buildings | commercial building | 16 | 0 | 249998.2347 | 0 | Illinois TRM, SAG input and discussion | -523826.8097 | 146147.6829 | 20.9718 | -953.4278 | Illinois TRM V11 - 4.4.9 | 1 | 1 | 0 | 0.5 | Guidehouse and SAG SME-based assumptions | Com_Space_Cooling_&_Heating | Weather Sensitive | Heat Pump with Electric Backup | Payback-Based | 0 | 1 | 0 | 0 | Commercial
Commercial | Space Heating | SH Engine | Cold-Climate Heat Pump (ccHP) - FS NEW | Furnace (95%) or boiler (90%) and SEER 13 A/C | ccHP (2.6 average COP) | NEW Only | Com - Warehousing - Large | Engine | 1 | SH Engine Com | Commercial Buildings | commercial building | 16 | 0 | 154581.8716 | 0 | Illinois TRM, SAG input and discussion | -563638.17 | 156345.6186 | 11.1529 | -589.5348 | Illinois TRM V11 - 4.4.9 | 1 | 1 | 0 | 0.5 | Guidehouse and SAG SME-based assumptions | Com_Space_Cooling_&_Heating | Weather Sensitive | Heat Pump with Electric Backup | Payback-Based | 0 | 1 | 0 | 0 | Commercial
Commercial | Space Heating | SH Engine | Cold-Climate Heat Pump (ccHP) - FS NEW | Furnace (95%) or boiler (90%) and SEER 13 A/C | ccHP (2.6 average COP) | NEW Only | Com - Warehousing - Small | Engine | 1 | SH Engine Com | Commercial Buildings | commercial building | 16 | 0 | 10478.0259 | 0 | Illinois TRM, SAG input and discussion | -38205.0966 | 10597.578 | 0.75597 | -39.9604 | Illinois TRM V11 - 4.4.9 | 1 | 1 | 0 | 0.5 | Guidehouse and SAG SME-based assumptions | Com_Space_Cooling_&_Heating | Weather Sensitive | Heat Pump with Electric Backup | Payback-Based | 0 | 1 | 0 | 0 | Commercial
Commercial | Space Heating | SH Engine | Cold-Climate Heat Pump (ccHP) - FS NEW | Furnace (95%) or boiler (90%) and SEER 13 A/C | ccHP (2.6 average COP) | NEW Only | Com - Multi-residential - Medium | Engine | 1 | SH Engine Com | Commercial Buildings | commercial building | 16 | 0 | 146052.7214 | 0 | Illinois TRM, SAG input and discussion | -306074.8402 | 85381.6701 | 12.0882 | -557.0068 | Illinois TRM V11 - 4.4.9 | 1 | 1 | 0 | 0.5 | Guidehouse and SAG SME-based assumptions | Com_Space_Cooling_&_Heating | Weather Sensitive | Heat Pump with Electric Backup | Payback-Based | 0 | 1 | 0 | 0 | Commercial
Commercial | Space Heating | SH Engine | Cold-Climate Heat Pump (ccHP) - FS NEW | Furnace (95%) or boiler (90%) and SEER 13 A/C | ccHP (2.6 average COP) | NEW Only | Com - Multi-residential - Medium - Low-Income | Engine | 1 | SH Engine Com | Commercial Buildings | commercial building | 16 | 0 | 146052.7214 | 0 | Illinois TRM, SAG input and discussion | -305928.8155 | 85381.6701 | 12.5936 | -557.0068 | Illinois TRM V11 - 4.4.9 | 1 | 1 | 0 | 0.5 | Guidehouse and SAG SME-based assumptions | Com_Space_Cooling_&_Heating | Weather Sensitive | Heat Pump with Electric Backup | Payback-Based | 0 | 1 | 0 | 0 | Commercial
Commercial | Space Heating | SH Engine | ASHP with Gas Heating (Hybrid) - FS ROB | Furnace (95%) or boiler (90%) and SEER 13 A/C | ASHP (3.5 average COP) with existing heating backup | ROB Only | Com - Hospital | Engine | 1 | NA | Commercial Buildings | commercial building | 16 | 0 | 1280504.3586 | 0 | SAG input, webscraping (York, Trane, Goodman), CA eTRM | -692101.0879 | 272028.8778 | 140.4325 | 0 | Illinois TRM V11 - 4.4.9 | 1 | 1 | 0 | 0 | Guidehouse and SAG SME-based assumptions | Com_Space_Cooling_&_Heating | Weather Sensitive | Heat Pump with Gas Backup | Payback-Based | 0 | 1 | 0 | 0 | Commercial
Commercial | Space Heating | SH Engine | ASHP with Gas Heating (Hybrid) - FS ROB | Furnace (95%) or boiler (90%) and SEER 13 A/C | ASHP (3.5 average COP) with existing heating backup | ROB Only | Com - Hotel - Large | Engine | 1 | NA | Commercial Buildings | commercial building | 16 | 0 | 483828.1628 | 0 | SAG input, webscraping (York, Trane, Goodman), CA eTRM | -318641.2353 | 123933.5127 | 52.4633 | 0 | Illinois TRM V11 - 4.4.9 | 1 | 1 | 0 | 0 | Guidehouse and SAG SME-based assumptions | Com_Space_Cooling_&_Heating | Weather Sensitive | Heat Pump with Gas Backup | Payback-Based | 0 | 1 | 0 | 0 | Commercial
Commercial | Space Heating | SH Engine | ASHP with Gas Heating (Hybrid) - FS ROB | Furnace (95%) or boiler (90%) and SEER 13 A/C | ASHP (3.5 average COP) with existing heating backup | ROB Only | Com - Hotel - Small | Engine | 1 | NA | Commercial Buildings | commercial building | 16 | 0 | 4440.7029 | 0 | SAG input, webscraping (York, Trane, Goodman), CA eTRM | -9095.5083 | 5067.8751 | 2.2645 | 0 | Illinois TRM V11 - 4.4.9 | 1 | 1 | 0 | 0.7 | Guidehouse and SAG SME-based assumptions | Com_Space_Cooling_&_Heating | Weather Sensitive | Heat Pump with Gas Backup | Payback-Based | 0 | 1 | 0 | 0 | Commercial
Commercial | Space Heating | SH Engine | ASHP with Gas Heating (Hybrid) - FS ROB | Furnace (95%) or boiler (90%) and SEER 13 A/C | ASHP (3.5 average COP) with existing heating backup | ROB Only | Com - Long Term Care | Engine | 1 | NA | Commercial Buildings | commercial building | 16 | 0 | 107930.1786 | 0 | SAG input, webscraping (York, Trane, Goodman), CA eTRM | -66545.3422 | 25882.3941 | 10.9565 | 0 | Illinois TRM V11 - 4.4.9 | 1 | 1 | 0 | 0.2 | Guidehouse and SAG SME-based assumptions | Com_Space_Cooling_&_Heating | Weather Sensitive | Heat Pump with Gas Backup | Payback-Based | 0 | 1 | 0 | 0 | Commercial
Commercial | Space Heating | SH Engine | ASHP with Gas Heating (Hybrid) - FS ROB | Furnace (95%) or boiler (90%) and SEER 13 A/C | ASHP (3.5 average COP) with existing heating backup | ROB Only | Com - Multi-residential - Large | Engine | 1 | NA | Commercial Buildings | commercial building | 16 | 0 | 467022.5302 | 0 | SAG input, webscraping (York, Trane, Goodman), CA eTRM | -307370.5418 | 119549.847 | 50.6076 | 0 | Illinois TRM V11 - 4.4.9 | 1 | 1 | 0 | 0 | Guidehouse and SAG SME-based assumptions | Com_Space_Cooling_&_Heating | Weather Sensitive | Heat Pump with Gas Backup | Payback-Based | 0 | 1 | 0 | 0 | Commercial
Commercial | Space Heating | SH Engine | ASHP with Gas Heating (Hybrid) - FS ROB | Furnace (95%) or boiler (90%) and SEER 13 A/C | ASHP (3.5 average COP) with existing heating backup | ROB Only | Com - Multi-residential - Large - Low-Income | Engine | 1 | NA | Commercial Buildings | commercial building | 16 | 0 | 445435.1103 | 0 | SAG input, webscraping (York, Trane, Goodman), CA eTRM | -292892.9438 | 113918.876 | 48.2239 | 0 | Illinois TRM V11 - 4.4.9 | 1 | 1 | 0 | 0 | Guidehouse and SAG SME-based assumptions | Com_Space_Cooling_&_Heating | Weather Sensitive | Heat Pump with Gas Backup | Payback-Based | 0 | 1 | 0 | 0 | Low Income
Commercial | Space Heating | SH Engine | ASHP with Gas Heating (Hybrid) - FS ROB | Furnace (95%) or boiler (90%) and SEER 13 A/C | ASHP (3.5 average COP) with existing heating backup | ROB Only | Com - Multi-residential - Small | Engine | 1 | NA | Commercial Buildings | commercial building | 16 | 0 | 3705.6561 | 0 | SAG input, webscraping (York, Trane, Goodman), CA eTRM | -2574.7768 | 3038.6113 | 1.3578 | 0 | Illinois TRM V11 - 4.4.9 | 1 | 1 | 0 | 0.7 | Guidehouse and SAG SME-based assumptions | Com_Space_Cooling_&_Heating | Weather Sensitive | Heat Pump with Gas Backup | Payback-Based | 0 | 1 | 0 | 0 | Commercial
Commercial | Space Heating | SH Engine | ASHP with Gas Heating (Hybrid) - FS ROB | Furnace (95%) or boiler (90%) and SEER 13 A/C | ASHP (3.5 average COP) with existing heating backup | ROB Only | Com - Multi-residential - Small - Low-Income | Engine | 1 | NA | Commercial Buildings | commercial building | 16 | 0 | 3781.914 | 0 | SAG input, webscraping (York, Trane, Goodman), CA eTRM | -3146.1276 | 3249.1386 | 1.4518 | 0 | Illinois TRM V11 - 4.4.9 | 1 | 1 | 0 | 0.7 | Guidehouse and SAG SME-based assumptions | Com_Space_Cooling_&_Heating | Weather Sensitive | Heat Pump with Gas Backup | Payback-Based | 0 | 1 | 0 | 0 | Low Income
Commercial | Space Heating | SH Engine | ASHP with Gas Heating (Hybrid) - FS ROB | Furnace (95%) or boiler (90%) and SEER 13 A/C | ASHP (3.5 average COP) with existing heating backup | ROB Only | Com - Office - Large | Engine | 1 | NA | Commercial Buildings | commercial building | 16 | 0 | 627230.765 | 0 | SAG input, webscraping (York, Trane, Goodman), CA eTRM | -414814.1561 | 161339.3679 | 68.2978 | 0 | Illinois TRM V11 - 4.4.9 | 1 | 1 | 0 | 0 | Guidehouse and SAG SME-based assumptions | Com_Space_Cooling_&_Heating | Weather Sensitive | Heat Pump with Gas Backup | Payback-Based | 0 | 1 | 0 | 0 | Commercial
Commercial | Space Heating | SH Engine | ASHP with Gas Heating (Hybrid) - FS ROB | Furnace (95%) or boiler (90%) and SEER 13 A/C | ASHP (3.5 average COP) with existing heating backup | ROB Only | Com - Office - Small | Engine | 1 | NA | Commercial Buildings | commercial building | 16 | 0 | 3986.4027 | 0 | SAG input, webscraping (York, Trane, Goodman), CA eTRM | -5631.6526 | 3203.3561 | 1.7041 | 0 | Illinois TRM V11 - 4.4.9 | 1 | 1 | 0 | 0.7 | Guidehouse and SAG SME-based assumptions | Com_Space_Cooling_&_Heating | Weather Sensitive | Heat Pump with Gas Backup | Payback-Based | 0 | 1 | 0 | 0 | Commercial
Commercial | Space Heating | SH Engine | ASHP with Gas Heating (Hybrid) - FS ROB | Furnace (95%) or boiler (90%) and SEER 13 A/C | ASHP (3.5 average COP) with existing heating backup | ROB Only | Com - Other Commercial - Large | Engine | 1 | NA | Commercial Buildings | commercial building | 16 | 0 | 338764.9841 | 0 | SAG input, webscraping (York, Trane, Goodman), CA eTRM | -221354.6493 | 86094.5044 | 36.4453 | 0 | Illinois TRM V11 - 4.4.9 | 1 | 1 | 0 | 0 | Guidehouse and SAG SME-based assumptions | Com_Space_Cooling_&_Heating | Weather Sensitive | Heat Pump with Gas Backup | Payback-Based | 0 | 1 | 0 | 0 | Commercial
Commercial | Space Heating | SH Engine | ASHP with Gas Heating (Hybrid) - FS ROB | Furnace (95%) or boiler (90%) and SEER 13 A/C | ASHP (3.5 average COP) with existing heating backup | ROB Only | Com - Other Commercial - Small | Engine | 1 | NA | Commercial Buildings | commercial building | 16 | 0 | 3685.1575 | 0 | SAG input, webscraping (York, Trane, Goodman), CA eTRM | -5628.4464 | 2982.0203 | 1.3325 | 0 | Illinois TRM V11 - 4.4.9 | 1 | 1 | 0 | 0.7 | Guidehouse and SAG SME-based assumptions | Com_Space_Cooling_&_Heating | Weather Sensitive | Heat Pump with Gas Backup | Payback-Based | 0 | 1 | 0 | 0 | Commercial
Commercial | Space Heating | SH Engine | ASHP with Gas Heating (Hybrid) - FS ROB | Furnace (95%) or boiler (90%) and SEER 13 A/C | ASHP (3.5 average COP) with existing heating backup | ROB Only | Com - Restaurant | Engine | 1 | NA | Commercial Buildings | commercial building | 16 | 0 | 2970.8706 | 0 | SAG input, webscraping (York, Trane, Goodman), CA eTRM | -1780.2331 | 1010.069 | 0.45133 | 0 | Illinois TRM V11 - 4.4.9 | 1 | 1 | 0 | 0.7 | Guidehouse and SAG SME-based assumptions | Com_Space_Cooling_&_Heating | Weather Sensitive | Heat Pump with Gas Backup | Payback-Based | 0 | 1 | 0 | 0 | Commercial
Commercial | Space Heating | SH Engine | ASHP with Gas Heating (Hybrid) - FS ROB | Furnace (95%) or boiler (90%) and SEER 13 A/C | ASHP (3.5 average COP) with existing heating backup | ROB Only | Com - Retail - Large | Engine | 1 | NA | Commercial Buildings | commercial building | 16 | 0 | 175754.4359 | 0 | SAG input, webscraping (York, Trane, Goodman), CA eTRM | -112031.6642 | 43574.0141 | 18.4457 | 0 | Illinois TRM V11 - 4.4.9 | 1 | 1 | 0 | 0 | Guidehouse and SAG SME-based assumptions | Com_Space_Cooling_&_Heating | Weather Sensitive | Heat Pump with Gas Backup | Payback-Based | 0 | 1 | 0 | 0 | Commercial
Commercial | Space Heating | SH Engine | ASHP with Gas Heating (Hybrid) - FS ROB | Furnace (95%) or boiler (90%) and SEER 13 A/C | ASHP (3.5 average COP) with existing heating backup | ROB Only | Com - Retail - Small | Engine | 1 | NA | Commercial Buildings | commercial building | 16 | 0 | 3668.8212 | 0 | SAG input, webscraping (York, Trane, Goodman), CA eTRM | -5543.3221 | 2936.9204 | 1.3123 | 0 | Illinois TRM V11 - 4.4.9 | 1 | 1 | 0 | 0.7 | Guidehouse and SAG SME-based assumptions | Com_Space_Cooling_&_Heating | Weather Sensitive | Heat Pump with Gas Backup | Payback-Based | 0 | 1 | 0 | 0 | Commercial
Commercial | Space Heating | SH Engine | ASHP with Gas Heating (Hybrid) - FS ROB | Furnace (95%) or boiler (90%) and SEER 13 A/C | ASHP (3.5 average COP) with existing heating backup | ROB Only | Com - Schools - Large | Engine | 1 | NA | Commercial Buildings | commercial building | 16 | 0 | 292781.5967 | 0 | SAG input, webscraping (York, Trane, Goodman), CA eTRM | -190515.9015 | 74099.9666 | 31.3678 | 0 | Illinois TRM V11 - 4.4.9 | 1 | 1 | 0 | 0 | Guidehouse and SAG SME-based assumptions | Com_Space_Cooling_&_Heating | Weather Sensitive | Heat Pump with Gas Backup | Payback-Based | 0 | 1 | 0 | 0 | Commercial
Commercial | Space Heating | SH Engine | ASHP with Gas Heating (Hybrid) - FS ROB | Furnace (95%) or boiler (90%) and SEER 13 A/C | ASHP (3.5 average COP) with existing heating backup | ROB Only | Com - Schools - Small | Engine | 1 | NA | Commercial Buildings | commercial building | 16 | 0 | 100216.801 | 0 | SAG input, webscraping (York, Trane, Goodman), CA eTRM | -42018.0992 | 16684.4996 | 10.1048 | 0 | Illinois TRM V11 - 4.4.9 | 1 | 1 | 0 | 0 | Guidehouse and SAG SME-based assumptions | Com_Space_Cooling_&_Heating | Weather Sensitive | Heat Pump with Gas Backup | Payback-Based | 0 | 1 | 0 | 0 | Commercial
Commercial | Space Heating | SH Engine | ASHP with Gas Heating (Hybrid) - FS ROB | Furnace (95%) or boiler (90%) and SEER 13 A/C | ASHP (3.5 average COP) with existing heating backup | ROB Only | Com - University/College | Engine | 1 | NA | Commercial Buildings | commercial building | 16 | 0 | 198632.286 | 0 | SAG input, webscraping (York, Trane, Goodman), CA eTRM | -127374.6889 | 49541.5874 | 20.9718 | 0 | Illinois TRM V11 - 4.4.9 | 1 | 1 | 0 | 0 | Guidehouse and SAG SME-based assumptions | Com_Space_Cooling_&_Heating | Weather Sensitive | Heat Pump with Gas Backup | Payback-Based | 0 | 1 | 0 | 0 | Commercial
Commercial | Space Heating | SH Engine | ASHP with Gas Heating (Hybrid) - FS ROB | Furnace (95%) or boiler (90%) and SEER 13 A/C | ASHP (3.5 average COP) with existing heating backup | ROB Only | Com - Warehousing - Large | Engine | 1 | NA | Commercial Buildings | commercial building | 16 | 0 | 109708.6056 | 0 | SAG input, webscraping (York, Trane, Goodman), CA eTRM | -119546.3906 | 45581.813 | 11.1529 | 0 | Illinois TRM V11 - 4.4.9 | 1 | 1 | 0 | 0.25 | Guidehouse and SAG SME-based assumptions | Com_Space_Cooling_&_Heating | Weather Sensitive | Heat Pump with Gas Backup | Payback-Based | 0 | 1 | 0 | 0 | Commercial
Commercial | Space Heating | SH Engine | ASHP with Gas Heating (Hybrid) - FS ROB | Furnace (95%) or boiler (90%) and SEER 13 A/C | ASHP (3.5 average COP) with existing heating backup | ROB Only | Com - Warehousing - Small | Engine | 1 | NA | Commercial Buildings | commercial building | 16 | 0 | 15551.3293 | 0 | SAG input, webscraping (York, Trane, Goodman), CA eTRM | -8103.2152 | 3089.6729 | 0.75597 | 0 | Illinois TRM V11 - 4.4.9 | 1 | 1 | 0 | 0.25 | Guidehouse and SAG SME-based assumptions | Com_Space_Cooling_&_Heating | Weather Sensitive | Heat Pump with Gas Backup | Payback-Based | 0 | 1 | 0 | 0 | Commercial
Commercial | Space Heating | SH Engine | ASHP with Gas Heating (Hybrid) - FS ROB | Furnace (95%) or boiler (90%) and SEER 13 A/C | ASHP (3.5 average COP) with existing heating backup | ROB Only | Com - Multi-residential - Medium | Engine | 1 | NA | Commercial Buildings | commercial building | 16 | 0 | 118178.9785 | 0 | SAG input, webscraping (York, Trane, Goodman), CA eTRM | -73418.6975 | 28555.7425 | 12.0882 | 0 | Illinois TRM V11 - 4.4.9 | 1 | 1 | 0 | 0 | Guidehouse and SAG SME-based assumptions | Com_Space_Cooling_&_Heating | Weather Sensitive | Heat Pump with Gas Backup | Payback-Based | 0 | 1 | 0 | 0 | Commercial
Commercial | Space Heating | SH Engine | ASHP with Gas Heating (Hybrid) - FS ROB | Furnace (95%) or boiler (90%) and SEER 13 A/C | ASHP (3.5 average COP) with existing heating backup | ROB Only | Com - Multi-residential - Medium - Low-Income | Engine | 1 | NA | Commercial Buildings | commercial building | 16 | 0 | 122756.2877 | 0 | SAG input, webscraping (York, Trane, Goodman), CA eTRM | -76488.4688 | 29749.7109 | 12.5936 | 0 | Illinois TRM V11 - 4.4.9 | 1 | 1 | 0 | 0 | Guidehouse and SAG SME-based assumptions | Com_Space_Cooling_&_Heating | Weather Sensitive | Heat Pump with Gas Backup | Payback-Based | 0 | 1 | 0 | 0 | Commercial
Commercial | Space Heating | SH Engine | ASHP with Gas Heating (Hybrid) - FS NEW | Furnace (95%) or boiler (90%) and SEER 13 A/C | ASHP (3.5 average COP) with existing heating backup | NEW Only | Com - Hospital | Engine | 1 | NA | Commercial Buildings | commercial building | 16 | 0 | 1280504.3586 | 0 | SAG input, webscraping (York, Trane, Goodman), CA eTRM | -692101.0879 | 272028.8778 | 140.4325 | 0 | Illinois TRM V11 - 4.4.9 | 1 | 1 | 0 | 0.05 | Guidehouse and SAG SME-based assumptions | Com_Space_Cooling_&_Heating | Weather Sensitive | Heat Pump with Gas Backup | Payback-Based | 0 | 1 | 0 | 0 | Commercial
Commercial | Space Heating | SH Engine | ASHP with Gas Heating (Hybrid) - FS NEW | Furnace (95%) or boiler (90%) and SEER 13 A/C | ASHP (3.5 average COP) with existing heating backup | NEW Only | Com - Hotel - Large | Engine | 1 | NA | Commercial Buildings | commercial building | 16 | 0 | 483828.1628 | 0 | SAG input, webscraping (York, Trane, Goodman), CA eTRM | -318641.2353 | 123933.5127 | 52.4633 | 0 | Illinois TRM V11 - 4.4.9 | 1 | 1 | 0 | 0.05 | Guidehouse and SAG SME-based assumptions | Com_Space_Cooling_&_Heating | Weather Sensitive | Heat Pump with Gas Backup | Payback-Based | 0 | 1 | 0 | 0 | Commercial
Commercial | Space Heating | SH Engine | ASHP with Gas Heating (Hybrid) - FS NEW | Furnace (95%) or boiler (90%) and SEER 13 A/C | ASHP (3.5 average COP) with existing heating backup | NEW Only | Com - Hotel - Small | Engine | 1 | NA | Commercial Buildings | commercial building | 16 | 0 | 4440.7029 | 0 | SAG input, webscraping (York, Trane, Goodman), CA eTRM | -9095.5083 | 5067.8751 | 2.2645 | 0 | Illinois TRM V11 - 4.4.9 | 1 | 1 | 0 | 1 | Guidehouse and SAG SME-based assumptions | Com_Space_Cooling_&_Heating | Weather Sensitive | Heat Pump with Gas Backup | Payback-Based | 0 | 1 | 0 | 0 | Commercial
Commercial | Space Heating | SH Engine | ASHP with Gas Heating (Hybrid) - FS NEW | Furnace (95%) or boiler (90%) and SEER 13 A/C | ASHP (3.5 average COP) with existing heating backup | NEW Only | Com - Long Term Care | Engine | 1 | NA | Commercial Buildings | commercial building | 16 | 0 | 107930.1786 | 0 | SAG input, webscraping (York, Trane, Goodman), CA eTRM | -66545.3422 | 25882.3941 | 10.9565 | 0 | Illinois TRM V11 - 4.4.9 | 1 | 1 | 0 | 0.2 | Guidehouse and SAG SME-based assumptions | Com_Space_Cooling_&_Heating | Weather Sensitive | Heat Pump with Gas Backup | Payback-Based | 0 | 1 | 0 | 0 | Commercial
Commercial | Space Heating | SH Engine | ASHP with Gas Heating (Hybrid) - FS NEW | Furnace (95%) or boiler (90%) and SEER 13 A/C | ASHP (3.5 average COP) with existing heating backup | NEW Only | Com - Multi-residential - Large | Engine | 1 | NA | Commercial Buildings | commercial building | 16 | 0 | 467022.5302 | 0 | SAG input, webscraping (York, Trane, Goodman), CA eTRM | -307370.5418 | 119549.847 | 50.6076 | 0 | Illinois TRM V11 - 4.4.9 | 1 | 1 | 0 | 0.05 | Guidehouse and SAG SME-based assumptions | Com_Space_Cooling_&_Heating | Weather Sensitive | Heat Pump with Gas Backup | Payback-Based | 0 | 1 | 0 | 0 | Commercial
Commercial | Space Heating | SH Engine | ASHP with Gas Heating (Hybrid) - FS NEW | Furnace (95%) or boiler (90%) and SEER 13 A/C | ASHP (3.5 average COP) with existing heating backup | NEW Only | Com - Multi-residential - Large - Low-Income | Engine | 1 | NA | Commercial Buildings | commercial building | 16 | 0 | 445435.1103 | 0 | SAG input, webscraping (York, Trane, Goodman), CA eTRM | -292892.9438 | 113918.876 | 48.2239 | 0 | Illinois TRM V11 - 4.4.9 | 1 | 1 | 0 | 0.05 | Guidehouse and SAG SME-based assumptions | Com_Space_Cooling_&_Heating | Weather Sensitive | Heat Pump with Gas Backup | Payback-Based | 0 | 1 | 0 | 0 | Low Income
Commercial | Space Heating | SH Engine | ASHP with Gas Heating (Hybrid) - FS NEW | Furnace (95%) or boiler (90%) and SEER 13 A/C | ASHP (3.5 average COP) with existing heating backup | NEW Only | Com - Multi-residential - Small | Engine | 1 | NA | Commercial Buildings | commercial building | 16 | 0 | 3705.6561 | 0 | SAG input, webscraping (York, Trane, Goodman), CA eTRM | -2574.7768 | 3038.6113 | 1.3578 | 0 | Illinois TRM V11 - 4.4.9 | 1 | 1 | 0 | 1 | Guidehouse and SAG SME-based assumptions | Com_Space_Cooling_&_Heating | Weather Sensitive | Heat Pump with Gas Backup | Payback-Based | 0 | 1 | 0 | 0 | Commercial
Commercial | Space Heating | SH Engine | ASHP with Gas Heating (Hybrid) - FS NEW | Furnace (95%) or boiler (90%) and SEER 13 A/C | ASHP (3.5 average COP) with existing heating backup | NEW Only | Com - Multi-residential - Small - Low-Income | Engine | 1 | NA | Commercial Buildings | commercial building | 16 | 0 | 3781.914 | 0 | SAG input, webscraping (York, Trane, Goodman), CA eTRM | -3146.1276 | 3249.1386 | 1.4518 | 0 | Illinois TRM V11 - 4.4.9 | 1 | 1 | 0 | 1 | Guidehouse and SAG SME-based assumptions | Com_Space_Cooling_&_Heating | Weather Sensitive | Heat Pump with Gas Backup | Payback-Based | 0 | 1 | 0 | 0 | Low Income
Commercial | Space Heating | SH Engine | ASHP with Gas Heating (Hybrid) - FS NEW | Furnace (95%) or boiler (90%) and SEER 13 A/C | ASHP (3.5 average COP) with existing heating backup | NEW Only | Com - Office - Large | Engine | 1 | NA | Commercial Buildings | commercial building | 16 | 0 | 627230.765 | 0 | SAG input, webscraping (York, Trane, Goodman), CA eTRM | -414814.1561 | 161339.3679 | 68.2978 | 0 | Illinois TRM V11 - 4.4.9 | 1 | 1 | 0 | 0.05 | Guidehouse and SAG SME-based assumptions | Com_Space_Cooling_&_Heating | Weather Sensitive | Heat Pump with Gas Backup | Payback-Based | 0 | 1 | 0 | 0 | Commercial
Commercial | Space Heating | SH Engine | ASHP with Gas Heating (Hybrid) - FS NEW | Furnace (95%) or boiler (90%) and SEER 13 A/C | ASHP (3.5 average COP) with existing heating backup | NEW Only | Com - Office - Small | Engine | 1 | NA | Commercial Buildings | commercial building | 16 | 0 | 3986.4027 | 0 | SAG input, webscraping (York, Trane, Goodman), CA eTRM | -5631.6526 | 3203.3561 | 1.7041 | 0 | Illinois TRM V11 - 4.4.9 | 1 | 1 | 0 | 1 | Guidehouse and SAG SME-based assumptions | Com_Space_Cooling_&_Heating | Weather Sensitive | Heat Pump with Gas Backup | Payback-Based | 0 | 1 | 0 | 0 | Commercial
Commercial | Space Heating | SH Engine | ASHP with Gas Heating (Hybrid) - FS NEW | Furnace (95%) or boiler (90%) and SEER 13 A/C | ASHP (3.5 average COP) with existing heating backup | NEW Only | Com - Other Commercial - Large | Engine | 1 | NA | Commercial Buildings | commercial building | 16 | 0 | 338764.9841 | 0 | SAG input, webscraping (York, Trane, Goodman), CA eTRM | -221354.6493 | 86094.5044 | 36.4453 | 0 | Illinois TRM V11 - 4.4.9 | 1 | 1 | 0 | 0.2 | Guidehouse and SAG SME-based assumptions | Com_Space_Cooling_&_Heating | Weather Sensitive | Heat Pump with Gas Backup | Payback-Based | 0 | 1 | 0 | 0 | Commercial
Commercial | Space Heating | SH Engine | ASHP with Gas Heating (Hybrid) - FS NEW | Furnace (95%) or boiler (90%) and SEER 13 A/C | ASHP (3.5 average COP) with existing heating backup | NEW Only | Com - Other Commercial - Small | Engine | 1 | NA | Commercial Buildings | commercial building | 16 | 0 | 3685.1575 | 0 | SAG input, webscraping (York, Trane, Goodman), CA eTRM | -5628.4464 | 2982.0203 | 1.3325 | 0 | Illinois TRM V11 - 4.4.9 | 1 | 1 | 0 | 1 | Guidehouse and SAG SME-based assumptions | Com_Space_Cooling_&_Heating | Weather Sensitive | Heat Pump with Gas Backup | Payback-Based | 0 | 1 | 0 | 0 | Commercial
Commercial | Space Heating | SH Engine | ASHP with Gas Heating (Hybrid) - FS NEW | Furnace (95%) or boiler (90%) and SEER 13 A/C | ASHP (3.5 average COP) with existing heating backup | NEW Only | Com - Restaurant | Engine | 1 | NA | Commercial Buildings | commercial building | 16 | 0 | 2970.8706 | 0 | SAG input, webscraping (York, Trane, Goodman), CA eTRM | -1780.2331 | 1010.069 | 0.45133 | 0 | Illinois TRM V11 - 4.4.9 | 1 | 1 | 0 | 1 | Guidehouse and SAG SME-based assumptions | Com_Space_Cooling_&_Heating | Weather Sensitive | Heat Pump with Gas Backup | Payback-Based | 0 | 1 | 0 | 0 | Commercial
Commercial | Space Heating | SH Engine | ASHP with Gas Heating (Hybrid) - FS NEW | Furnace (95%) or boiler (90%) and SEER 13 A/C | ASHP (3.5 average COP) with existing heating backup | NEW Only | Com - Retail - Large | Engine | 1 | NA | Commercial Buildings | commercial building | 16 | 0 | 175754.4359 | 0 | SAG input, webscraping (York, Trane, Goodman), CA eTRM | -112031.6642 | 43574.0141 | 18.4457 | 0 | Illinois TRM V11 - 4.4.9 | 1 | 1 | 0 | 0.5 | Guidehouse and SAG SME-based assumptions | Com_Space_Cooling_&_Heating | Weather Sensitive | Heat Pump with Gas Backup | Payback-Based | 0 | 1 | 0 | 0 | Commercial
Commercial | Space Heating | SH Engine | ASHP with Gas Heating (Hybrid) - FS NEW | Furnace (95%) or boiler (90%) and SEER 13 A/C | ASHP (3.5 average COP) with existing heating backup | NEW Only | Com - Retail - Small | Engine | 1 | NA | Commercial Buildings | commercial building | 16 | 0 | 3668.8212 | 0 | SAG input, webscraping (York, Trane, Goodman), CA eTRM | -5543.3221 | 2936.9204 | 1.3123 | 0 | Illinois TRM V11 - 4.4.9 | 1 | 1 | 0 | 1 | Guidehouse and SAG SME-based assumptions | Com_Space_Cooling_&_Heating | Weather Sensitive | Heat Pump with Gas Backup | Payback-Based | 0 | 1 | 0 | 0 | Commercial
Commercial | Space Heating | SH Engine | ASHP with Gas Heating (Hybrid) - FS NEW | Furnace (95%) or boiler (90%) and SEER 13 A/C | ASHP (3.5 average COP) with existing heating backup | NEW Only | Com - Schools - Large | Engine | 1 | NA | Commercial Buildings | commercial building | 16 | 0 | 292781.5967 | 0 | SAG input, webscraping (York, Trane, Goodman), CA eTRM | -190515.9015 | 74099.9666 | 31.3678 | 0 | Illinois TRM V11 - 4.4.9 | 1 | 1 | 0 | 0.5 | Guidehouse and SAG SME-based assumptions | Com_Space_Cooling_&_Heating | Weather Sensitive | Heat Pump with Gas Backup | Payback-Based | 0 | 1 | 0 | 0 | Commercial
Commercial | Space Heating | SH Engine | ASHP with Gas Heating (Hybrid) - FS NEW | Furnace (95%) or boiler (90%) and SEER 13 A/C | ASHP (3.5 average COP) with existing heating backup | NEW Only | Com - Schools - Small | Engine | 1 | NA | Commercial Buildings | commercial building | 16 | 0 | 100216.801 | 0 | SAG input, webscraping (York, Trane, Goodman), CA eTRM | -42018.0992 | 16684.4996 | 10.1048 | 0 | Illinois TRM V11 - 4.4.9 | 1 | 1 | 0 | 1 | Guidehouse and SAG SME-based assumptions | Com_Space_Cooling_&_Heating | Weather Sensitive | Heat Pump with Gas Backup | Payback-Based | 0 | 1 | 0 | 0 | Commercial
Commercial | Space Heating | SH Engine | ASHP with Gas Heating (Hybrid) - FS NEW | Furnace (95%) or boiler (90%) and SEER 13 A/C | ASHP (3.5 average COP) with existing heating backup | NEW Only | Com - University/College | Engine | 1 | NA | Commercial Buildings | commercial building | 16 | 0 | 198632.286 | 0 | SAG input, webscraping (York, Trane, Goodman), CA eTRM | -127374.6889 | 49541.5874 | 20.9718 | 0 | Illinois TRM V11 - 4.4.9 | 1 | 1 | 0 | 0.05 | Guidehouse and SAG SME-based assumptions | Com_Space_Cooling_&_Heating | Weather Sensitive | Heat Pump with Gas Backup | Payback-Based | 0 | 1 | 0 | 0 | Commercial
Commercial | Space Heating | SH Engine | ASHP with Gas Heating (Hybrid) - FS NEW | Furnace (95%) or boiler (90%) and SEER 13 A/C | ASHP (3.5 average COP) with existing heating backup | NEW Only | Com - Warehousing - Large | Engine | 1 | NA | Commercial Buildings | commercial building | 16 | 0 | 109708.6056 | 0 | SAG input, webscraping (York, Trane, Goodman), CA eTRM | -119546.3906 | 45581.813 | 11.1529 | 0 | Illinois TRM V11 - 4.4.9 | 1 | 1 | 0 | 0.2 | Guidehouse and SAG SME-based assumptions | Com_Space_Cooling_&_Heating | Weather Sensitive | Heat Pump with Gas Backup | Payback-Based | 0 | 1 | 0 | 0 | Commercial
Commercial | Space Heating | SH Engine | ASHP with Gas Heating (Hybrid) - FS NEW | Furnace (95%) or boiler (90%) and SEER 13 A/C | ASHP (3.5 average COP) with existing heating backup | NEW Only | Com - Warehousing - Small | Engine | 1 | NA | Commercial Buildings | commercial building | 16 | 0 | 15551.3293 | 0 | SAG input, webscraping (York, Trane, Goodman), CA eTRM | -8103.2152 | 3089.6729 | 0.75597 | 0 | Illinois TRM V11 - 4.4.9 | 1 | 1 | 0 | 1 | Guidehouse and SAG SME-based assumptions | Com_Space_Cooling_&_Heating | Weather Sensitive | Heat Pump with Gas Backup | Payback-Based | 0 | 1 | 0 | 0 | Commercial
Commercial | Space Heating | SH Engine | ASHP with Gas Heating (Hybrid) - FS NEW | Furnace (95%) or boiler (90%) and SEER 13 A/C | ASHP (3.5 average COP) with existing heating backup | NEW Only | Com - Multi-residential - Medium | Engine | 1 | NA | Commercial Buildings | commercial building | 16 | 0 | 118178.9785 | 0 | SAG input, webscraping (York, Trane, Goodman), CA eTRM | -73418.6975 | 28555.7425 | 12.0882 | 0 | Illinois TRM V11 - 4.4.9 | 1 | 1 | 0 | 0.75 | Guidehouse and SAG SME-based assumptions | Com_Space_Cooling_&_Heating | Weather Sensitive | Heat Pump with Gas Backup | Payback-Based | 0 | 1 | 0 | 0 | Commercial
Commercial | Space Heating | SH Engine | ASHP with Gas Heating (Hybrid) - FS NEW | Furnace (95%) or boiler (90%) and SEER 13 A/C | ASHP (3.5 average COP) with existing heating backup | NEW Only | Com - Multi-residential - Medium - Low-Income | Engine | 1 | NA | Commercial Buildings | commercial building | 16 | 0 | 122756.2877 | 0 | SAG input, webscraping (York, Trane, Goodman), CA eTRM | -76488.4688 | 29749.7109 | 12.5936 | 0 | Illinois TRM V11 - 4.4.9 | 1 | 1 | 0 | 0.75 | Guidehouse and SAG SME-based assumptions | Com_Space_Cooling_&_Heating | Weather Sensitive | Heat Pump with Gas Backup | Payback-Based | 0 | 1 | 0 | 0 | Commercial
Commercial | Space Heating | SH Engine | Ground Source Heat Pump (GSHP) - FS ROB | Furnace (95%) or boiler (90%) and SEER 13 A/C | GSHP (3.7 COP) | ROB Only | Com - Hospital | Engine | 1 | SH Engine Com | Commercial Buildings | commercial building | 25 | 0 | 7703826.3292 | 0 | Illinois TRM V11 - 4.4.44 | -652497.0955 | 272028.8778 | 140.4325 | -599.5414 | Illinois TRM V11 - 4.4.44 | 1 | 1 | 0 | 0.2 | Guidehouse SME-based Assumptions | Com_Ground_Source_Heat_Pump | Weather Sensitive | Ground Source Heat Pump | Payback-Based | 0 | 1 | 0 | 0 | Commercial
Commercial | Space Heating | SH Engine | Ground Source Heat Pump (GSHP) - FS ROB | Furnace (95%) or boiler (90%) and SEER 13 A/C | GSHP (3.7 COP) | ROB Only | Com - Hotel - Large | Engine | 1 | SH Engine Com | Commercial Buildings | commercial building | 25 | 0 | 4788391.8229 | 0 | Illinois TRM V11 - 4.4.44 | -351118.9321 | 143762.8747 | 52.4633 | -316.848 | Illinois TRM V11 - 4.4.44 | 1 | 1 | 0 | 0.2 | Guidehouse SME-based Assumptions | Com_Ground_Source_Heat_Pump | Weather Sensitive | Ground Source Heat Pump | Payback-Based | 0 | 1 | 0 | 0 | Commercial
Commercial | Space Heating | SH Engine | Ground Source Heat Pump (GSHP) - FS ROB | Furnace (95%) or boiler (90%) and SEER 13 A/C | GSHP (3.7 COP) | ROB Only | Com - Hotel - Small | Engine | 1 | SH Engine Com | Commercial Buildings | commercial building | 25 | 0 | 406241.962 | 0 | Illinois TRM V11 - 4.4.44 | -21103.8078 | 11554.7553 | 2.2645 | -26.881 | Illinois TRM V11 - 4.4.44 | 1 | 1 | 0 | 0.2 | Guidehouse SME-based Assumptions | Com_Ground_Source_Heat_Pump | Weather Sensitive | Ground Source Heat Pump | Payback-Based | 0 | 1 | 0 | 0 | Commercial
Commercial | Space Heating | SH Engine | Ground Source Heat Pump (GSHP) - FS ROB | Furnace (95%) or boiler (90%) and SEER 13 A/C | GSHP (3.7 COP) | ROB Only | Com - Long Term Care | Engine | 1 | SH Engine Com | Commercial Buildings | commercial building | 25 | 0 | 2577618.0574 | 0 | Illinois TRM V11 - 4.4.44 | -194003.0809 | 77388.3583 | 10.9565 | -170.561 | Illinois TRM V11 - 4.4.44 | 1 | 1 | 0 | 0.2 | Guidehouse SME-based Assumptions | Com_Ground_Source_Heat_Pump | Weather Sensitive | Ground Source Heat Pump | Payback-Based | 0 | 1 | 0 | 0 | Commercial
Commercial | Space Heating | SH Engine | Ground Source Heat Pump (GSHP) - FS ROB | Furnace (95%) or boiler (90%) and SEER 13 A/C | GSHP (3.7 COP) | ROB Only | Com - Multi-residential - Large | Engine | 1 | SH Engine Com | Commercial Buildings | commercial building | 25 | 0 | 10472435.7674 | 0 | Illinois TRM V11 - 4.4.44 | -786442.015 | 314416.0977 | 50.6076 | -692.9612 | Illinois TRM V11 - 4.4.44 | 1 | 1 | 0 | 0.2 | Guidehouse SME-based Assumptions | Com_Ground_Source_Heat_Pump | Weather Sensitive | Ground Source Heat Pump | Payback-Based | 0 | 1 | 0 | 0 | Commercial
Commercial | Space Heating | SH Engine | Ground Source Heat Pump (GSHP) - FS ROB | Furnace (95%) or boiler (90%) and SEER 13 A/C | GSHP (3.7 COP) | ROB Only | Com - Multi-residential - Large - Low-Income | Engine | 1 | SH Engine Com | Commercial Buildings | commercial building | 25 | 0 | 10472435.7674 | 0 | Illinois TRM V11 - 4.4.44 | -787130.6939 | 314416.0977 | 48.2239 | -692.9612 | Illinois TRM V11 - 4.4.44 | 1 | 1 | 0 | 0.2 | Guidehouse SME-based Assumptions | Com_Ground_Source_Heat_Pump | Weather Sensitive | Ground Source Heat Pump | Payback-Based | 0 | 1 | 0 | 0 | Low Income
Commercial | Space Heating | SH Engine | Ground Source Heat Pump (GSHP) - FS ROB | Furnace (95%) or boiler (90%) and SEER 13 A/C | GSHP (3.7 COP) | ROB Only | Com - Multi-residential - Small | Engine | 1 | SH Engine Com | Commercial Buildings | commercial building | 25 | 0 | 494629.6718 | 0 | Illinois TRM V11 - 4.4.44 | -26099.7665 | 14068.7702 | 1.3578 | -32.7297 | Illinois TRM V11 - 4.4.44 | 1 | 1 | 0 | 0.2 | Guidehouse SME-based Assumptions | Com_Ground_Source_Heat_Pump | Weather Sensitive | Ground Source Heat Pump | Payback-Based | 0 | 1 | 0 | 0 | Commercial
Commercial | Space Heating | SH Engine | Ground Source Heat Pump (GSHP) - FS ROB | Furnace (95%) or boiler (90%) and SEER 13 A/C | GSHP (3.7 COP) | ROB Only | Com - Multi-residential - Small - Low-Income | Engine | 1 | SH Engine Com | Commercial Buildings | commercial building | 25 | 0 | 494629.6718 | 0 | Illinois TRM V11 - 4.4.44 | -26072.5881 | 14068.7702 | 1.4518 | -32.7297 | Illinois TRM V11 - 4.4.44 | 1 | 1 | 0 | 0.2 | Guidehouse SME-based Assumptions | Com_Ground_Source_Heat_Pump | Weather Sensitive | Ground Source Heat Pump | Payback-Based | 0 | 1 | 0 | 0 | Low Income
Commercial | Space Heating | SH Engine | Ground Source Heat Pump (GSHP) - FS ROB | Furnace (95%) or boiler (90%) and SEER 13 A/C | GSHP (3.7 COP) | ROB Only | Com - Office - Large | Engine | 1 | SH Engine Com | Commercial Buildings | commercial building | 25 | 0 | 6233633.6076 | 0 | Illinois TRM V11 - 4.4.44 | -457094.3349 | 187153.6667 | 68.2978 | -412.4796 | Illinois TRM V11 - 4.4.44 | 1 | 1 | 0 | 0.2 | Guidehouse SME-based Assumptions | Com_Ground_Source_Heat_Pump | Weather Sensitive | Ground Source Heat Pump | Payback-Based | 0 | 1 | 0 | 0 | Commercial
Commercial | Space Heating | SH Engine | Ground Source Heat Pump (GSHP) - FS ROB | Furnace (95%) or boiler (90%) and SEER 13 A/C | GSHP (3.7 COP) | ROB Only | Com - Office - Small | Engine | 1 | SH Engine Com | Commercial Buildings | commercial building | 25 | 0 | 309727.5492 | 0 | Illinois TRM V11 - 4.4.44 | -13441.6892 | 7399.7527 | 1.7041 | -20.4947 | Illinois TRM V11 - 4.4.44 | 1 | 1 | 0 | 0.2 | Guidehouse SME-based Assumptions | Com_Ground_Source_Heat_Pump | Weather Sensitive | Ground Source Heat Pump | Payback-Based | 0 | 1 | 0 | 0 | Commercial
Commercial | Space Heating | SH Engine | Ground Source Heat Pump (GSHP) - FS ROB | Furnace (95%) or boiler (90%) and SEER 13 A/C | GSHP (3.7 COP) | ROB Only | Com - Other Commercial - Large | Engine | 1 | SH Engine Com | Commercial Buildings | commercial building | 25 | 0 | 5878577.1659 | 0 | Illinois TRM V11 - 4.4.44 | -439137.7627 | 176493.734 | 36.4453 | -388.9855 | Illinois TRM V11 - 4.4.44 | 1 | 1 | 0 | 0.2 | Guidehouse SME-based Assumptions | Com_Ground_Source_Heat_Pump | Weather Sensitive | Ground Source Heat Pump | Payback-Based | 0 | 1 | 0 | 0 | Commercial
Commercial | Space Heating | SH Engine | Ground Source Heat Pump (GSHP) - FS ROB | Furnace (95%) or boiler (90%) and SEER 13 A/C | GSHP (3.7 COP) | ROB Only | Com - Other Commercial - Small | Engine | 1 | SH Engine Com | Commercial Buildings | commercial building | 25 | 0 | 214925.7636 | 0 | Illinois TRM V11 - 4.4.44 | -11126.3144 | 6113.1415 | 1.3325 | -14.2216 | Illinois TRM V11 - 4.4.44 | 1 | 1 | 0 | 0.2 | Guidehouse SME-based Assumptions | Com_Ground_Source_Heat_Pump | Weather Sensitive | Ground Source Heat Pump | Payback-Based | 0 | 1 | 0 | 0 | Commercial
Commercial | Space Heating | SH Engine | Ground Source Heat Pump (GSHP) - FS ROB | Furnace (95%) or boiler (90%) and SEER 13 A/C | GSHP (3.7 COP) | ROB Only | Com - Restaurant | Engine | 1 | SH Engine Com | Commercial Buildings | commercial building | 25 | 0 | 83808.3072 | 0 | Illinois TRM V11 - 4.4.44 | -4358.3215 | 2383.7628 | 0.45133 | -5.5456 | Illinois TRM V11 - 4.4.44 | 1 | 1 | 0 | 0.2 | Guidehouse SME-based Assumptions | Com_Ground_Source_Heat_Pump | Weather Sensitive | Ground Source Heat Pump | Payback-Based | 0 | 1 | 0 | 0 | Commercial
Commercial | Space Heating | SH Engine | Ground Source Heat Pump (GSHP) - FS ROB | Furnace (95%) or boiler (90%) and SEER 13 A/C | GSHP (3.7 COP) | ROB Only | Com - Retail - Large | Engine | 1 | SH Engine Com | Commercial Buildings | commercial building | 25 | 0 | 2975256.1557 | 0 | Illinois TRM V11 - 4.4.44 | -222255.7083 | 89326.7288 | 18.4457 | -196.8727 | Illinois TRM V11 - 4.4.44 | 1 | 1 | 0 | 0.2 | Guidehouse SME-based Assumptions | Com_Ground_Source_Heat_Pump | Weather Sensitive | Ground Source Heat Pump | Payback-Based | 0 | 1 | 0 | 0 | Commercial
Commercial | Space Heating | SH Engine | Ground Source Heat Pump (GSHP) - FS ROB | Furnace (95%) or boiler (90%) and SEER 13 A/C | GSHP (3.7 COP) | ROB Only | Com - Retail - Small | Engine | 1 | SH Engine Com | Commercial Buildings | commercial building | 25 | 0 | 211675.2391 | 0 | Illinois TRM V11 - 4.4.44 | -10958.0406 | 6020.6867 | 1.3123 | -14.0066 | Illinois TRM V11 - 4.4.44 | 1 | 1 | 0 | 0.2 | Guidehouse SME-based Assumptions | Com_Ground_Source_Heat_Pump | Weather Sensitive | Ground Source Heat Pump | Payback-Based | 0 | 1 | 0 | 0 | Commercial
Commercial | Space Heating | SH Engine | Ground Source Heat Pump (GSHP) - FS ROB | Furnace (95%) or boiler (90%) and SEER 13 A/C | GSHP (3.7 COP) | ROB Only | Com - Schools - Large | Engine | 1 | SH Engine Com | Commercial Buildings | commercial building | 25 | 0 | 3208516.6444 | 0 | Illinois TRM V11 - 4.4.44 | -236365.0106 | 96329.9566 | 31.3678 | -212.3076 | Illinois TRM V11 - 4.4.44 | 1 | 1 | 0 | 0.2 | Guidehouse SME-based Assumptions | Com_Ground_Source_Heat_Pump | Weather Sensitive | Ground Source Heat Pump | Payback-Based | 0 | 1 | 0 | 0 | Commercial
Commercial | Space Heating | SH Engine | Ground Source Heat Pump (GSHP) - FS ROB | Furnace (95%) or boiler (90%) and SEER 13 A/C | GSHP (3.7 COP) | ROB Only | Com - Schools - Small | Engine | 1 | SH Engine Com | Commercial Buildings | commercial building | 25 | 0 | 1033584.3928 | 0 | Illinois TRM V11 - 4.4.44 | -52341.5781 | 21689.8494 | 10.1048 | -68.3923 | Illinois TRM V11 - 4.4.44 | 1 | 1 | 0 | 0.2 | Guidehouse SME-based Assumptions | Com_Ground_Source_Heat_Pump | Weather Sensitive | Ground Source Heat Pump | Payback-Based | 0 | 1 | 0 | 0 | Commercial
Commercial | Space Heating | SH Engine | Ground Source Heat Pump (GSHP) - FS ROB | Furnace (95%) or boiler (90%) and SEER 13 A/C | GSHP (3.7 COP) | ROB Only | Com - University/College | Engine | 1 | SH Engine Com | Commercial Buildings | commercial building | 25 | 0 | 4867823.9856 | 0 | Illinois TRM V11 - 4.4.44 | -366293.1803 | 146147.6829 | 20.9718 | -322.104 | Illinois TRM V11 - 4.4.44 | 1 | 1 | 0 | 0.2 | Guidehouse SME-based Assumptions | Com_Ground_Source_Heat_Pump | Weather Sensitive | Ground Source Heat Pump | Payback-Based | 0 | 1 | 0 | 0 | Commercial
Commercial | Space Heating | SH Engine | Ground Source Heat Pump (GSHP) - FS ROB | Furnace (95%) or boiler (90%) and SEER 13 A/C | GSHP (3.7 COP) | ROB Only | Com - Warehousing - Large | Engine | 1 | SH Engine Com | Commercial Buildings | commercial building | 25 | 0 | 3009930.623 | 0 | Illinois TRM V11 - 4.4.44 | -395112.113 | 156345.6186 | 11.1529 | -199.1672 | Illinois TRM V11 - 4.4.44 | 1 | 1 | 0 | 0.2 | Guidehouse SME-based Assumptions | Com_Ground_Source_Heat_Pump | Weather Sensitive | Ground Source Heat Pump | Payback-Based | 0 | 1 | 0 | 0 | Commercial
Commercial | Space Heating | SH Engine | Ground Source Heat Pump (GSHP) - FS ROB | Furnace (95%) or boiler (90%) and SEER 13 A/C | GSHP (3.7 COP) | ROB Only | Com - Warehousing - Small | Engine | 1 | SH Engine Com | Commercial Buildings | commercial building | 25 | 0 | 204022.1836 | 0 | Illinois TRM V11 - 4.4.44 | -26781.8917 | 10597.578 | 0.75597 | -13.5002 | Illinois TRM V11 - 4.4.44 | 1 | 1 | 0 | 0.2 | Guidehouse SME-based Assumptions | Com_Ground_Source_Heat_Pump | Weather Sensitive | Ground Source Heat Pump | Payback-Based | 0 | 1 | 0 | 0 | Commercial
Commercial | Space Heating | SH Engine | Ground Source Heat Pump (GSHP) - FS ROB | Furnace (95%) or boiler (90%) and SEER 13 A/C | GSHP (3.7 COP) | ROB Only | Com - Multi-residential - Medium | Engine | 1 | SH Engine Com | Commercial Buildings | commercial building | 25 | 0 | 2843855.8423 | 0 | Illinois TRM V11 - 4.4.44 | -214041.3292 | 85381.6701 | 12.0882 | -188.178 | Illinois TRM V11 - 4.4.44 | 1 | 1 | 0 | 0.2 | Guidehouse SME-based Assumptions | Com_Ground_Source_Heat_Pump | Weather Sensitive | Ground Source Heat Pump | Payback-Based | 0 | 1 | 0 | 0 | Commercial
Commercial | Space Heating | SH Engine | Ground Source Heat Pump (GSHP) - FS ROB | Furnace (95%) or boiler (90%) and SEER 13 A/C | GSHP (3.7 COP) | ROB Only | Com - Multi-residential - Medium - Low-Income | Engine | 1 | SH Engine Com | Commercial Buildings | commercial building | 25 | 0 | 2843855.8423 | 0 | Illinois TRM V11 - 4.4.44 | -213895.3045 | 85381.6701 | 12.5936 | -188.178 | Illinois TRM V11 - 4.4.44 | 1 | 1 | 0 | 0.2 | Guidehouse SME-based Assumptions | Com_Ground_Source_Heat_Pump | Weather Sensitive | Ground Source Heat Pump | Payback-Based | 0 | 1 | 0 | 0 | Commercial
Commercial | Space Heating | SH Engine | Ground Source Heat Pump (GSHP) - FS NEW | Furnace (95%) or boiler (90%) and SEER 13 A/C | GSHP (3.7 COP) | NEW Only | Com - Hospital | Engine | 1 | SH Engine Com | Commercial Buildings | commercial building | 25 | 0 | 7703826.3292 | 0 | Illinois TRM V11 - 4.4.44 | -652497.0955 | 272028.8778 | 140.4325 | -599.5414 | Illinois TRM V11 - 4.4.44 | 1 | 1 | 0 | 0.8 | Guidehouse SME-based Assumptions | Com_Ground_Source_Heat_Pump | Weather Sensitive | Ground Source Heat Pump | Payback-Based | 0 | 1 | 0 | 0 | Commercial
Commercial | Space Heating | SH Engine | Ground Source Heat Pump (GSHP) - FS NEW | Furnace (95%) or boiler (90%) and SEER 13 A/C | GSHP (3.7 COP) | NEW Only | Com - Hotel - Large | Engine | 1 | SH Engine Com | Commercial Buildings | commercial building | 25 | 0 | 4788391.8229 | 0 | Illinois TRM V11 - 4.4.44 | -351118.9321 | 143762.8747 | 52.4633 | -316.848 | Illinois TRM V11 - 4.4.44 | 1 | 1 | 0 | 0.8 | Guidehouse SME-based Assumptions | Com_Ground_Source_Heat_Pump | Weather Sensitive | Ground Source Heat Pump | Payback-Based | 0 | 1 | 0 | 0 | Commercial
Commercial | Space Heating | SH Engine | Ground Source Heat Pump (GSHP) - FS NEW | Furnace (95%) or boiler (90%) and SEER 13 A/C | GSHP (3.7 COP) | NEW Only | Com - Hotel - Small | Engine | 1 | SH Engine Com | Commercial Buildings | commercial building | 25 | 0 | 406241.962 | 0 | Illinois TRM V11 - 4.4.44 | -21103.8078 | 11554.7553 | 2.2645 | -26.881 | Illinois TRM V11 - 4.4.44 | 1 | 1 | 0 | 0.8 | Guidehouse SME-based Assumptions | Com_Ground_Source_Heat_Pump | Weather Sensitive | Ground Source Heat Pump | Payback-Based | 0 | 1 | 0 | 0 | Commercial
Commercial | Space Heating | SH Engine | Ground Source Heat Pump (GSHP) - FS NEW | Furnace (95%) or boiler (90%) and SEER 13 A/C | GSHP (3.7 COP) | NEW Only | Com - Long Term Care | Engine | 1 | SH Engine Com | Commercial Buildings | commercial building | 25 | 0 | 2577618.0574 | 0 | Illinois TRM V11 - 4.4.44 | -194003.0809 | 77388.3583 | 10.9565 | -170.561 | Illinois TRM V11 - 4.4.44 | 1 | 1 | 0 | 0.8 | Guidehouse SME-based Assumptions | Com_Ground_Source_Heat_Pump | Weather Sensitive | Ground Source Heat Pump | Payback-Based | 0 | 1 | 0 | 0 | Commercial
Commercial | Space Heating | SH Engine | Ground Source Heat Pump (GSHP) - FS NEW | Furnace (95%) or boiler (90%) and SEER 13 A/C | GSHP (3.7 COP) | NEW Only | Com - Multi-residential - Large | Engine | 1 | SH Engine Com | Commercial Buildings | commercial building | 25 | 0 | 10472435.7674 | 0 | Illinois TRM V11 - 4.4.44 | -786442.015 | 314416.0977 | 50.6076 | -692.9612 | Illinois TRM V11 - 4.4.44 | 1 | 1 | 0 | 0.8 | Guidehouse SME-based Assumptions | Com_Ground_Source_Heat_Pump | Weather Sensitive | Ground Source Heat Pump | Payback-Based | 0 | 1 | 0 | 0 | Commercial
Commercial | Space Heating | SH Engine | Ground Source Heat Pump (GSHP) - FS NEW | Furnace (95%) or boiler (90%) and SEER 13 A/C | GSHP (3.7 COP) | NEW Only | Com - Multi-residential - Large - Low-Income | Engine | 1 | SH Engine Com | Commercial Buildings | commercial building | 25 | 0 | 10472435.7674 | 0 | Illinois TRM V11 - 4.4.44 | -787130.6939 | 314416.0977 | 48.2239 | -692.9612 | Illinois TRM V11 - 4.4.44 | 1 | 1 | 0 | 0.8 | Guidehouse SME-based Assumptions | Com_Ground_Source_Heat_Pump | Weather Sensitive | Ground Source Heat Pump | Payback-Based | 0 | 1 | 0 | 0 | Low Income
Commercial | Space Heating | SH Engine | Ground Source Heat Pump (GSHP) - FS NEW | Furnace (95%) or boiler (90%) and SEER 13 A/C | GSHP (3.7 COP) | NEW Only | Com - Multi-residential - Small | Engine | 1 | SH Engine Com | Commercial Buildings | commercial building | 25 | 0 | 494629.6718 | 0 | Illinois TRM V11 - 4.4.44 | -26099.7665 | 14068.7702 | 1.3578 | -32.7297 | Illinois TRM V11 - 4.4.44 | 1 | 1 | 0 | 0.8 | Guidehouse SME-based Assumptions | Com_Ground_Source_Heat_Pump | Weather Sensitive | Ground Source Heat Pump | Payback-Based | 0 | 1 | 0 | 0 | Commercial
Commercial | Space Heating | SH Engine | Ground Source Heat Pump (GSHP) - FS NEW | Furnace (95%) or boiler (90%) and SEER 13 A/C | GSHP (3.7 COP) | NEW Only | Com - Multi-residential - Small - Low-Income | Engine | 1 | SH Engine Com | Commercial Buildings | commercial building | 25 | 0 | 494629.6718 | 0 | Illinois TRM V11 - 4.4.44 | -26072.5881 | 14068.7702 | 1.4518 | -32.7297 | Illinois TRM V11 - 4.4.44 | 1 | 1 | 0 | 0.8 | Guidehouse SME-based Assumptions | Com_Ground_Source_Heat_Pump | Weather Sensitive | Ground Source Heat Pump | Payback-Based | 0 | 1 | 0 | 0 | Low Income
Commercial | Space Heating | SH Engine | Ground Source Heat Pump (GSHP) - FS NEW | Furnace (95%) or boiler (90%) and SEER 13 A/C | GSHP (3.7 COP) | NEW Only | Com - Office - Large | Engine | 1 | SH Engine Com | Commercial Buildings | commercial building | 25 | 0 | 6233633.6076 | 0 | Illinois TRM V11 - 4.4.44 | -457094.3349 | 187153.6667 | 68.2978 | -412.4796 | Illinois TRM V11 - 4.4.44 | 1 | 1 | 0 | 0.8 | Guidehouse SME-based Assumptions | Com_Ground_Source_Heat_Pump | Weather Sensitive | Ground Source Heat Pump | Payback-Based | 0 | 1 | 0 | 0 | Commercial
Commercial | Space Heating | SH Engine | Ground Source Heat Pump (GSHP) - FS NEW | Furnace (95%) or boiler (90%) and SEER 13 A/C | GSHP (3.7 COP) | NEW Only | Com - Office - Small | Engine | 1 | SH Engine Com | Commercial Buildings | commercial building | 25 | 0 | 309727.5492 | 0 | Illinois TRM V11 - 4.4.44 | -13441.6892 | 7399.7527 | 1.7041 | -20.4947 | Illinois TRM V11 - 4.4.44 | 1 | 1 | 0 | 0.8 | Guidehouse SME-based Assumptions | Com_Ground_Source_Heat_Pump | Weather Sensitive | Ground Source Heat Pump | Payback-Based | 0 | 1 | 0 | 0 | Commercial
Commercial | Space Heating | SH Engine | Ground Source Heat Pump (GSHP) - FS NEW | Furnace (95%) or boiler (90%) and SEER 13 A/C | GSHP (3.7 COP) | NEW Only | Com - Other Commercial - Large | Engine | 1 | SH Engine Com | Commercial Buildings | commercial building | 25 | 0 | 5878577.1659 | 0 | Illinois TRM V11 - 4.4.44 | -439137.7627 | 176493.734 | 36.4453 | -388.9855 | Illinois TRM V11 - 4.4.44 | 1 | 1 | 0 | 0.8 | Guidehouse SME-based Assumptions | Com_Ground_Source_Heat_Pump | Weather Sensitive | Ground Source Heat Pump | Payback-Based | 0 | 1 | 0 | 0 | Commercial
Commercial | Space Heating | SH Engine | Ground Source Heat Pump (GSHP) - FS NEW | Furnace (95%) or boiler (90%) and SEER 13 A/C | GSHP (3.7 COP) | NEW Only | Com - Other Commercial - Small | Engine | 1 | SH Engine Com | Commercial Buildings | commercial building | 25 | 0 | 214925.7636 | 0 | Illinois TRM V11 - 4.4.44 | -11126.3144 | 6113.1415 | 1.3325 | -14.2216 | Illinois TRM V11 - 4.4.44 | 1 | 1 | 0 | 0.8 | Guidehouse SME-based Assumptions | Com_Ground_Source_Heat_Pump | Weather Sensitive | Ground Source Heat Pump | Payback-Based | 0 | 1 | 0 | 0 | Commercial
Commercial | Space Heating | SH Engine | Ground Source Heat Pump (GSHP) - FS NEW | Furnace (95%) or boiler (90%) and SEER 13 A/C | GSHP (3.7 COP) | NEW Only | Com - Restaurant | Engine | 1 | SH Engine Com | Commercial Buildings | commercial building | 25 | 0 | 83808.3072 | 0 | Illinois TRM V11 - 4.4.44 | -4358.3215 | 2383.7628 | 0.45133 | -5.5456 | Illinois TRM V11 - 4.4.44 | 1 | 1 | 0 | 0.8 | Guidehouse SME-based Assumptions | Com_Ground_Source_Heat_Pump | Weather Sensitive | Ground Source Heat Pump | Payback-Based | 0 | 1 | 0 | 0 | Commercial
Commercial | Space Heating | SH Engine | Ground Source Heat Pump (GSHP) - FS NEW | Furnace (95%) or boiler (90%) and SEER 13 A/C | GSHP (3.7 COP) | NEW Only | Com - Retail - Large | Engine | 1 | SH Engine Com | Commercial Buildings | commercial building | 25 | 0 | 2975256.1557 | 0 | Illinois TRM V11 - 4.4.44 | -222255.7083 | 89326.7288 | 18.4457 | -196.8727 | Illinois TRM V11 - 4.4.44 | 1 | 1 | 0 | 0.8 | Guidehouse SME-based Assumptions | Com_Ground_Source_Heat_Pump | Weather Sensitive | Ground Source Heat Pump | Payback-Based | 0 | 1 | 0 | 0 | Commercial
Commercial | Space Heating | SH Engine | Ground Source Heat Pump (GSHP) - FS NEW | Furnace (95%) or boiler (90%) and SEER 13 A/C | GSHP (3.7 COP) | NEW Only | Com - Retail - Small | Engine | 1 | SH Engine Com | Commercial Buildings | commercial building | 25 | 0 | 211675.2391 | 0 | Illinois TRM V11 - 4.4.44 | -10958.0406 | 6020.6867 | 1.3123 | -14.0066 | Illinois TRM V11 - 4.4.44 | 1 | 1 | 0 | 0.8 | Guidehouse SME-based Assumptions | Com_Ground_Source_Heat_Pump | Weather Sensitive | Ground Source Heat Pump | Payback-Based | 0 | 1 | 0 | 0 | Commercial
Commercial | Space Heating | SH Engine | Ground Source Heat Pump (GSHP) - FS NEW | Furnace (95%) or boiler (90%) and SEER 13 A/C | GSHP (3.7 COP) | NEW Only | Com - Schools - Large | Engine | 1 | SH Engine Com | Commercial Buildings | commercial building | 25 | 0 | 3208516.6444 | 0 | Illinois TRM V11 - 4.4.44 | -236365.0106 | 96329.9566 | 31.3678 | -212.3076 | Illinois TRM V11 - 4.4.44 | 1 | 1 | 0 | 0.8 | Guidehouse SME-based Assumptions | Com_Ground_Source_Heat_Pump | Weather Sensitive | Ground Source Heat Pump | Payback-Based | 0 | 1 | 0 | 0 | Commercial
Commercial | Space Heating | SH Engine | Ground Source Heat Pump (GSHP) - FS NEW | Furnace (95%) or boiler (90%) and SEER 13 A/C | GSHP (3.7 COP) | NEW Only | Com - Schools - Small | Engine | 1 | SH Engine Com | Commercial Buildings | commercial building | 25 | 0 | 1033584.3928 | 0 | Illinois TRM V11 - 4.4.44 | -52341.5781 | 21689.8494 | 10.1048 | -68.3923 | Illinois TRM V11 - 4.4.44 | 1 | 1 | 0 | 0.8 | Guidehouse SME-based Assumptions | Com_Ground_Source_Heat_Pump | Weather Sensitive | Ground Source Heat Pump | Payback-Based | 0 | 1 | 0 | 0 | Commercial
Commercial | Space Heating | SH Engine | Ground Source Heat Pump (GSHP) - FS NEW | Furnace (95%) or boiler (90%) and SEER 13 A/C | GSHP (3.7 COP) | NEW Only | Com - University/College | Engine | 1 | SH Engine Com | Commercial Buildings | commercial building | 25 | 0 | 4867823.9856 | 0 | Illinois TRM V11 - 4.4.44 | -366293.1803 | 146147.6829 | 20.9718 | -322.104 | Illinois TRM V11 - 4.4.44 | 1 | 1 | 0 | 0.8 | Guidehouse SME-based Assumptions | Com_Ground_Source_Heat_Pump | Weather Sensitive | Ground Source Heat Pump | Payback-Based | 0 | 1 | 0 | 0 | Commercial
Commercial | Space Heating | SH Engine | Ground Source Heat Pump (GSHP) - FS NEW | Furnace (95%) or boiler (90%) and SEER 13 A/C | GSHP (3.7 COP) | NEW Only | Com - Warehousing - Large | Engine | 1 | SH Engine Com | Commercial Buildings | commercial building | 25 | 0 | 3009930.623 | 0 | Illinois TRM V11 - 4.4.44 | -395112.113 | 156345.6186 | 11.1529 | -199.1672 | Illinois TRM V11 - 4.4.44 | 1 | 1 | 0 | 0.8 | Guidehouse SME-based Assumptions | Com_Ground_Source_Heat_Pump | Weather Sensitive | Ground Source Heat Pump | Payback-Based | 0 | 1 | 0 | 0 | Commercial
Commercial | Space Heating | SH Engine | Ground Source Heat Pump (GSHP) - FS NEW | Furnace (95%) or boiler (90%) and SEER 13 A/C | GSHP (3.7 COP) | NEW Only | Com - Warehousing - Small | Engine | 1 | SH Engine Com | Commercial Buildings | commercial building | 25 | 0 | 204022.1836 | 0 | Illinois TRM V11 - 4.4.44 | -26781.8917 | 10597.578 | 0.75597 | -13.5002 | Illinois TRM V11 - 4.4.44 | 1 | 1 | 0 | 0.8 | Guidehouse SME-based Assumptions | Com_Ground_Source_Heat_Pump | Weather Sensitive | Ground Source Heat Pump | Payback-Based | 0 | 1 | 0 | 0 | Commercial
Commercial | Space Heating | SH Engine | Ground Source Heat Pump (GSHP) - FS NEW | Furnace (95%) or boiler (90%) and SEER 13 A/C | GSHP (3.7 COP) | NEW Only | Com - Multi-residential - Medium | Engine | 1 | SH Engine Com | Commercial Buildings | commercial building | 25 | 0 | 2843855.8423 | 0 | Illinois TRM V11 - 4.4.44 | -214041.3292 | 85381.6701 | 12.0882 | -188.178 | Illinois TRM V11 - 4.4.44 | 1 | 1 | 0 | 0.8 | Guidehouse SME-based Assumptions | Com_Ground_Source_Heat_Pump | Weather Sensitive | Ground Source Heat Pump | Payback-Based | 0 | 1 | 0 | 0 | Commercial
Commercial | Space Heating | SH Engine | Ground Source Heat Pump (GSHP) - FS NEW | Furnace (95%) or boiler (90%) and SEER 13 A/C | GSHP (3.7 COP) | NEW Only | Com - Multi-residential - Medium - Low-Income | Engine | 1 | SH Engine Com | Commercial Buildings | commercial building | 25 | 0 | 2843855.8423 | 0 | Illinois TRM V11 - 4.4.44 | -213895.3045 | 85381.6701 | 12.5936 | -188.178 | Illinois TRM V11 - 4.4.44 | 1 | 1 | 0 | 0.8 | Guidehouse SME-based Assumptions | Com_Ground_Source_Heat_Pump | Weather Sensitive | Ground Source Heat Pump | Payback-Based | 0 | 1 | 0 | 0 | Commercial
Commercial | Space Heating | SH Engine | Ductless Mini-Split Heat Pump (DMSHP) - FS ROB | Furnace (95%) and SEER 13 A/C, small commercial | DMSHP (2.9 COP), small commercial | ROB Only | Com - Hospital | Engine | 1 | SH Engine Com | Commercial Buildings | commercial building | 15 | 0 | 0 | 0 | Illinois TRM V11 - 4.4.59 | 0 | 0 | 0 | 0 | Illinois TRM V11 - 4.4.59 | 1 | 1 | 0 | 0 | Guidehouse and SAG SME-based assumptions | Com_Space_Cooling_&_Heating | Weather Sensitive | Heat Pump with Electric Backup | Payback-Based | 0 | 1 | 0 | 0 | Commercial
Commercial | Space Heating | SH Engine | Ductless Mini-Split Heat Pump (DMSHP) - FS ROB | Furnace (95%) and SEER 13 A/C, small commercial | DMSHP (2.9 COP), small commercial | ROB Only | Com - Hotel - Large | Engine | 1 | SH Engine Com | Commercial Buildings | commercial building | 15 | 0 | 0 | 0 | Illinois TRM V11 - 4.4.59 | 0 | 0 | 0 | 0 | Illinois TRM V11 - 4.4.59 | 1 | 1 | 0 | 0 | Guidehouse and SAG SME-based assumptions | Com_Space_Cooling_&_Heating | Weather Sensitive | Heat Pump with Electric Backup | Payback-Based | 0 | 1 | 0 | 0 | Commercial
Commercial | Space Heating | SH Engine | Ductless Mini-Split Heat Pump (DMSHP) - FS ROB | Furnace (95%) and SEER 13 A/C, small commercial | DMSHP (2.9 COP), small commercial | ROB Only | Com - Hotel - Small | Engine | 1 | SH Engine Com | Commercial Buildings | commercial building | 15 | 0 | 71249.801 | 0 | Illinois TRM V11 - 4.4.59 | -29757.8585 | 11554.7553 | 1.9814 | -79.5679 | Illinois TRM V11 - 4.4.59 | 1 | 1 | 0 | 0.01 | Guidehouse and SAG SME-based assumptions | Com_Space_Cooling_&_Heating | Weather Sensitive | Heat Pump with Electric Backup | Payback-Based | 0 | 1 | 0 | 0 | Commercial
Commercial | Space Heating | SH Engine | Ductless Mini-Split Heat Pump (DMSHP) - FS ROB | Furnace (95%) and SEER 13 A/C, small commercial | DMSHP (2.9 COP), small commercial | ROB Only | Com - Long Term Care | Engine | 1 | SH Engine Com | Commercial Buildings | commercial building | 15 | 0 | 0 | 0 | Illinois TRM V11 - 4.4.59 | 0 | 0 | 0 | 0 | Illinois TRM V11 - 4.4.59 | 1 | 1 | 0 | 0 | Guidehouse and SAG SME-based assumptions | Com_Space_Cooling_&_Heating | Weather Sensitive | Heat Pump with Electric Backup | Payback-Based | 0 | 1 | 0 | 0 | Commercial
Commercial | Space Heating | SH Engine | Ductless Mini-Split Heat Pump (DMSHP) - FS ROB | Furnace (95%) and SEER 13 A/C, small commercial | DMSHP (2.9 COP), small commercial | ROB Only | Com - Multi-residential - Large | Engine | 1 | SH Engine Com | Commercial Buildings | commercial building | 15 | 0 | 0 | 0 | Illinois TRM V11 - 4.4.59 | 0 | 0 | 0 | 0 | Illinois TRM V11 - 4.4.59 | 1 | 1 | 0 | 0 | Guidehouse and SAG SME-based assumptions | Com_Space_Cooling_&_Heating | Weather Sensitive | Heat Pump with Electric Backup | Payback-Based | 0 | 1 | 0 | 0 | Commercial
Commercial | Space Heating | SH Engine | Ductless Mini-Split Heat Pump (DMSHP) - FS ROB | Furnace (95%) and SEER 13 A/C, small commercial | DMSHP (2.9 COP), small commercial | ROB Only | Com - Multi-residential - Large - Low-Income | Engine | 1 | SH Engine Com | Commercial Buildings | commercial building | 15 | 0 | 0 | 0 | Illinois TRM V11 - 4.4.59 | 0 | 0 | 0 | 0 | Illinois TRM V11 - 4.4.59 | 1 | 1 | 0 | 0 | Guidehouse and SAG SME-based assumptions | Com_Space_Cooling_&_Heating | Weather Sensitive | Heat Pump with Electric Backup | Payback-Based | 0 | 1 | 0 | 0 | Low Income
Commercial | Space Heating | SH Engine | Ductless Mini-Split Heat Pump (DMSHP) - FS ROB | Furnace (95%) and SEER 13 A/C, small commercial | DMSHP (2.9 COP), small commercial | ROB Only | Com - Multi-residential - Small | Engine | 1 | SH Engine Com | Commercial Buildings | commercial building | 15 | 0 | 88697.8452 | 0 | Illinois TRM V11 - 4.4.59 | -36586.1744 | 14068.7702 | 1.188 | -96.8798 | Illinois TRM V11 - 4.4.59 | 1 | 1 | 0 | 0.01 | Guidehouse and SAG SME-based assumptions | Com_Space_Cooling_&_Heating | Weather Sensitive | Heat Pump with Electric Backup | Payback-Based | 0 | 1 | 0 | 0 | Commercial
Commercial | Space Heating | SH Engine | Ductless Mini-Split Heat Pump (DMSHP) - FS ROB | Furnace (95%) and SEER 13 A/C, small commercial | DMSHP (2.9 COP), small commercial | ROB Only | Com - Multi-residential - Small - Low-Income | Engine | 1 | SH Engine Com | Commercial Buildings | commercial building | 15 | 0 | 88567.0388 | 0 | Illinois TRM V11 - 4.4.59 | -36562.3933 | 14068.7702 | 1.2704 | -96.8798 | Illinois TRM V11 - 4.4.59 | 1 | 1 | 0 | 0.01 | Guidehouse and SAG SME-based assumptions | Com_Space_Cooling_&_Heating | Weather Sensitive | Heat Pump with Electric Backup | Payback-Based | 0 | 1 | 0 | 0 | Low Income
Commercial | Space Heating | SH Engine | Ductless Mini-Split Heat Pump (DMSHP) - FS ROB | Furnace (95%) and SEER 13 A/C, small commercial | DMSHP (2.9 COP), small commercial | ROB Only | Com - Office - Large | Engine | 1 | SH Engine Com | Commercial Buildings | commercial building | 15 | 0 | 0 | 0 | Illinois TRM V11 - 4.4.59 | 0 | 0 | 0 | 0 | Illinois TRM V11 - 4.4.59 | 1 | 1 | 0 | 0 | Guidehouse and SAG SME-based assumptions | Com_Space_Cooling_&_Heating | Weather Sensitive | Heat Pump with Electric Backup | Payback-Based | 0 | 1 | 0 | 0 | Commercial
Commercial | Space Heating | SH Engine | Ductless Mini-Split Heat Pump (DMSHP) - FS ROB | Furnace (95%) and SEER 13 A/C, small commercial | DMSHP (2.9 COP), small commercial | ROB Only | Com - Office - Small | Engine | 1 | SH Engine Com | Commercial Buildings | commercial building | 15 | 0 | 54353.5484 | 0 | Illinois TRM V11 - 4.4.59 | -18992.9773 | 7399.7527 | 1.4911 | -60.6642 | Illinois TRM V11 - 4.4.59 | 1 | 1 | 0 | 0.01 | Guidehouse and SAG SME-based assumptions | Com_Space_Cooling_&_Heating | Weather Sensitive | Heat Pump with Electric Backup | Payback-Based | 0 | 1 | 0 | 0 | Commercial
Commercial | Space Heating | SH Engine | Ductless Mini-Split Heat Pump (DMSHP) - FS ROB | Furnace (95%) and SEER 13 A/C, small commercial | DMSHP (2.9 COP), small commercial | ROB Only | Com - Other Commercial - Large | Engine | 1 | SH Engine Com | Commercial Buildings | commercial building | 15 | 0 | 0 | 0 | Illinois TRM V11 - 4.4.59 | 0 | 0 | 0 | 0 | Illinois TRM V11 - 4.4.59 | 1 | 1 | 0 | 0 | Guidehouse and SAG SME-based assumptions | Com_Space_Cooling_&_Heating | Weather Sensitive | Heat Pump with Electric Backup | Payback-Based | 0 | 1 | 0 | 0 | Commercial
Commercial | Space Heating | SH Engine | Ductless Mini-Split Heat Pump (DMSHP) - FS ROB | Furnace (95%) and SEER 13 A/C, small commercial | DMSHP (2.9 COP), small commercial | ROB Only | Com - Other Commercial - Small | Engine | 1 | SH Engine Com | Commercial Buildings | commercial building | 15 | 0 | 25578.9918 | 0 | Illinois TRM V11 - 4.4.59 | -15709.6678 | 6113.1415 | 1.1659 | -42.0961 | Illinois TRM V11 - 4.4.59 | 1 | 1 | 0 | 0.01 | Guidehouse and SAG SME-based assumptions | Com_Space_Cooling_&_Heating | Weather Sensitive | Heat Pump with Electric Backup | Payback-Based | 0 | 1 | 0 | 0 | Commercial
Commercial | Space Heating | SH Engine | Ductless Mini-Split Heat Pump (DMSHP) - FS ROB | Furnace (95%) and SEER 13 A/C, small commercial | DMSHP (2.9 COP), small commercial | ROB Only | Com - Restaurant | Engine | 1 | SH Engine Com | Commercial Buildings | commercial building | 15 | 0 | 10069.1934 | 0 | Illinois TRM V11 - 4.4.59 | -6143.0929 | 2383.7628 | 0.39492 | -16.415 | Illinois TRM V11 - 4.4.59 | 1 | 1 | 0 | 0.01 | Guidehouse and SAG SME-based assumptions | Com_Space_Cooling_&_Heating | Weather Sensitive | Heat Pump with Electric Backup | Payback-Based | 0 | 1 | 0 | 0 | Commercial
Commercial | Space Heating | SH Engine | Ductless Mini-Split Heat Pump (DMSHP) - FS ROB | Furnace (95%) and SEER 13 A/C, small commercial | DMSHP (2.9 COP), small commercial | ROB Only | Com - Retail - Large | Engine | 1 | SH Engine Com | Commercial Buildings | commercial building | 15 | 0 | 0 | 0 | Illinois TRM V11 - 4.4.59 | 0 | 0 | 0 | 0 | Illinois TRM V11 - 4.4.59 | 1 | 1 | 0 | 0 | Guidehouse and SAG SME-based assumptions | Com_Space_Cooling_&_Heating | Weather Sensitive | Heat Pump with Electric Backup | Payback-Based | 0 | 1 | 0 | 0 | Commercial
Commercial | Space Heating | SH Engine | Ductless Mini-Split Heat Pump (DMSHP) - FS ROB | Furnace (95%) and SEER 13 A/C, small commercial | DMSHP (2.9 COP), small commercial | ROB Only | Com - Retail - Small | Engine | 1 | SH Engine Com | Commercial Buildings | commercial building | 15 | 0 | 25192.1366 | 0 | Illinois TRM V11 - 4.4.59 | -15472.0757 | 6020.6867 | 1.1483 | -41.4594 | Illinois TRM V11 - 4.4.59 | 1 | 1 | 0 | 0.01 | Guidehouse and SAG SME-based assumptions | Com_Space_Cooling_&_Heating | Weather Sensitive | Heat Pump with Electric Backup | Payback-Based | 0 | 1 | 0 | 0 | Commercial
Commercial | Space Heating | SH Engine | Ductless Mini-Split Heat Pump (DMSHP) - FS ROB | Furnace (95%) and SEER 13 A/C, small commercial | DMSHP (2.9 COP), small commercial | ROB Only | Com - Schools - Large | Engine | 1 | SH Engine Com | Commercial Buildings | commercial building | 15 | 0 | 0 | 0 | Illinois TRM V11 - 4.4.59 | 0 | 0 | 0 | 0 | Illinois TRM V11 - 4.4.59 | 1 | 1 | 0 | 0 | Guidehouse and SAG SME-based assumptions | Com_Space_Cooling_&_Heating | Weather Sensitive | Heat Pump with Electric Backup | Payback-Based | 0 | 1 | 0 | 0 | Commercial
Commercial | Space Heating | SH Engine | Ductless Mini-Split Heat Pump (DMSHP) - FS ROB | Furnace (95%) and SEER 13 A/C, small commercial | DMSHP (2.9 COP), small commercial | ROB Only | Com - Schools - Small | Engine | 1 | SH Engine Com | Commercial Buildings | commercial building | 15 | 0 | 0 | 0 | Illinois TRM V11 - 4.4.59 | 0 | 0 | 0 | 0 | Illinois TRM V11 - 4.4.59 | 1 | 1 | 0 | 0 | Guidehouse and SAG SME-based assumptions | Com_Space_Cooling_&_Heating | Weather Sensitive | Heat Pump with Electric Backup | Payback-Based | 0 | 1 | 0 | 0 | Commercial
Commercial | Space Heating | SH Engine | Ductless Mini-Split Heat Pump (DMSHP) - FS ROB | Furnace (95%) and SEER 13 A/C, small commercial | DMSHP (2.9 COP), small commercial | ROB Only | Com - University/College | Engine | 1 | SH Engine Com | Commercial Buildings | commercial building | 15 | 0 | 0 | 0 | Illinois TRM V11 - 4.4.59 | 0 | 0 | 0 | 0 | Illinois TRM V11 - 4.4.59 | 1 | 1 | 0 | 0 | Guidehouse and SAG SME-based assumptions | Com_Space_Cooling_&_Heating | Weather Sensitive | Heat Pump with Electric Backup | Payback-Based | 0 | 1 | 0 | 0 | Commercial
Commercial | Space Heating | SH Engine | Ductless Mini-Split Heat Pump (DMSHP) - FS ROB | Furnace (95%) and SEER 13 A/C, small commercial | DMSHP (2.9 COP), small commercial | ROB Only | Com - Warehousing - Large | Engine | 1 | SH Engine Com | Commercial Buildings | commercial building | 15 | 0 | 0 | 0 | Illinois TRM V11 - 4.4.59 | 0 | 0 | 0 | 0 | Illinois TRM V11 - 4.4.59 | 1 | 1 | 0 | 0 | Guidehouse and SAG SME-based assumptions | Com_Space_Cooling_&_Heating | Weather Sensitive | Heat Pump with Electric Backup | Payback-Based | 0 | 1 | 0 | 0 | Commercial
Commercial | Space Heating | SH Engine | Ductless Mini-Split Heat Pump (DMSHP) - FS ROB | Furnace (95%) and SEER 13 A/C, small commercial | DMSHP (2.9 COP), small commercial | ROB Only | Com - Warehousing - Small | Engine | 1 | SH Engine Com | Commercial Buildings | commercial building | 15 | 0 | 0 | 0 | Illinois TRM V11 - 4.4.59 | 0 | 0 | 0 | 0 | Illinois TRM V11 - 4.4.59 | 1 | 1 | 0 | 0.01 | Guidehouse and SAG SME-based assumptions | Com_Space_Cooling_&_Heating | Weather Sensitive | Heat Pump with Electric Backup | Payback-Based | 0 | 1 | 0 | 0 | Commercial
Commercial | Space Heating | SH Engine | Ductless Mini-Split Heat Pump (DMSHP) - FS ROB | Furnace (95%) and SEER 13 A/C, small commercial | DMSHP (2.9 COP), small commercial | ROB Only | Com - Multi-residential - Medium | Engine | 1 | SH Engine Com | Commercial Buildings | commercial building | 15 | 0 | 0 | 0 | Illinois TRM V11 - 4.4.59 | 0 | 0 | 0 | 0 | Illinois TRM V11 - 4.4.59 | 1 | 1 | 0 | 0 | Guidehouse and SAG SME-based assumptions | Com_Space_Cooling_&_Heating | Weather Sensitive | Heat Pump with Electric Backup | Payback-Based | 0 | 1 | 0 | 0 | Commercial
Commercial | Space Heating | SH Engine | Ductless Mini-Split Heat Pump (DMSHP) - FS ROB | Furnace (95%) and SEER 13 A/C, small commercial | DMSHP (2.9 COP), small commercial | ROB Only | Com - Multi-residential - Medium - Low-Income | Engine | 1 | SH Engine Com | Commercial Buildings | commercial building | 15 | 0 | 0 | 0 | Illinois TRM V11 - 4.4.59 | 0 | 0 | 0 | 0 | Illinois TRM V11 - 4.4.59 | 1 | 1 | 0 | 0 | Guidehouse and SAG SME-based assumptions | Com_Space_Cooling_&_Heating | Weather Sensitive | Heat Pump with Electric Backup | Payback-Based | 0 | 1 | 0 | 0 | Commercial
Commercial | Space Heating | SH Engine | Ductless Mini-Split Heat Pump (DMSHP) - FS NEW | Furnace (95%) and SEER 13 A/C, small commercial | DMSHP (2.9 COP), small commercial | NEW Only | Com - Hospital | Engine | 1 | SH Engine Com | Commercial Buildings | commercial building | 15 | 0 | 0 | 0 | Illinois TRM V11 - 4.4.59 | 0 | 0 | 0 | 0 | Illinois TRM V11 - 4.4.59 | 1 | 1 | 0 | 0 | Guidehouse and SAG SME-based assumptions | Com_Space_Cooling_&_Heating | Weather Sensitive | Heat Pump with Electric Backup | Payback-Based | 0 | 1 | 0 | 0 | Commercial
Commercial | Space Heating | SH Engine | Ductless Mini-Split Heat Pump (DMSHP) - FS NEW | Furnace (95%) and SEER 13 A/C, small commercial | DMSHP (2.9 COP), small commercial | NEW Only | Com - Hotel - Large | Engine | 1 | SH Engine Com | Commercial Buildings | commercial building | 15 | 0 | 0 | 0 | Illinois TRM V11 - 4.4.59 | 0 | 0 | 0 | 0 | Illinois TRM V11 - 4.4.59 | 1 | 1 | 0 | 0 | Guidehouse and SAG SME-based assumptions | Com_Space_Cooling_&_Heating | Weather Sensitive | Heat Pump with Electric Backup | Payback-Based | 0 | 1 | 0 | 0 | Commercial
Commercial | Space Heating | SH Engine | Ductless Mini-Split Heat Pump (DMSHP) - FS NEW | Furnace (95%) and SEER 13 A/C, small commercial | DMSHP (2.9 COP), small commercial | NEW Only | Com - Hotel - Small | Engine | 1 | SH Engine Com | Commercial Buildings | commercial building | 15 | 0 | 71249.801 | 0 | Illinois TRM V11 - 4.4.59 | -29757.8585 | 11554.7553 | 1.9814 | -79.5679 | Illinois TRM V11 - 4.4.59 | 1 | 1 | 0 | 1 | Guidehouse and SAG SME-based assumptions | Com_Space_Cooling_&_Heating | Weather Sensitive | Heat Pump with Electric Backup | Payback-Based | 0 | 1 | 0 | 0 | Commercial
Commercial | Space Heating | SH Engine | Ductless Mini-Split Heat Pump (DMSHP) - FS NEW | Furnace (95%) and SEER 13 A/C, small commercial | DMSHP (2.9 COP), small commercial | NEW Only | Com - Long Term Care | Engine | 1 | SH Engine Com | Commercial Buildings | commercial building | 15 | 0 | 0 | 0 | Illinois TRM V11 - 4.4.59 | 0 | 0 | 0 | 0 | Illinois TRM V11 - 4.4.59 | 1 | 1 | 0 | 0 | Guidehouse and SAG SME-based assumptions | Com_Space_Cooling_&_Heating | Weather Sensitive | Heat Pump with Electric Backup | Payback-Based | 0 | 1 | 0 | 0 | Commercial
Commercial | Space Heating | SH Engine | Ductless Mini-Split Heat Pump (DMSHP) - FS NEW | Furnace (95%) and SEER 13 A/C, small commercial | DMSHP (2.9 COP), small commercial | NEW Only | Com - Multi-residential - Large | Engine | 1 | SH Engine Com | Commercial Buildings | commercial building | 15 | 0 | 0 | 0 | Illinois TRM V11 - 4.4.59 | 0 | 0 | 0 | 0 | Illinois TRM V11 - 4.4.59 | 1 | 1 | 0 | 0 | Guidehouse and SAG SME-based assumptions | Com_Space_Cooling_&_Heating | Weather Sensitive | Heat Pump with Electric Backup | Payback-Based | 0 | 1 | 0 | 0 | Commercial
Commercial | Space Heating | SH Engine | Ductless Mini-Split Heat Pump (DMSHP) - FS NEW | Furnace (95%) and SEER 13 A/C, small commercial | DMSHP (2.9 COP), small commercial | NEW Only | Com - Multi-residential - Large - Low-Income | Engine | 1 | SH Engine Com | Commercial Buildings | commercial building | 15 | 0 | 0 | 0 | Illinois TRM V11 - 4.4.59 | 0 | 0 | 0 | 0 | Illinois TRM V11 - 4.4.59 | 1 | 1 | 0 | 0 | Guidehouse and SAG SME-based assumptions | Com_Space_Cooling_&_Heating | Weather Sensitive | Heat Pump with Electric Backup | Payback-Based | 0 | 1 | 0 | 0 | Low Income
Commercial | Space Heating | SH Engine | Ductless Mini-Split Heat Pump (DMSHP) - FS NEW | Furnace (95%) and SEER 13 A/C, small commercial | DMSHP (2.9 COP), small commercial | NEW Only | Com - Multi-residential - Small | Engine | 1 | SH Engine Com | Commercial Buildings | commercial building | 15 | 0 | 88697.8452 | 0 | Illinois TRM V11 - 4.4.59 | -36586.1744 | 14068.7702 | 1.188 | -96.8798 | Illinois TRM V11 - 4.4.59 | 1 | 1 | 0 | 1 | Guidehouse and SAG SME-based assumptions | Com_Space_Cooling_&_Heating | Weather Sensitive | Heat Pump with Electric Backup | Payback-Based | 0 | 1 | 0 | 0 | Commercial
Commercial | Space Heating | SH Engine | Ductless Mini-Split Heat Pump (DMSHP) - FS NEW | Furnace (95%) and SEER 13 A/C, small commercial | DMSHP (2.9 COP), small commercial | NEW Only | Com - Multi-residential - Small - Low-Income | Engine | 1 | SH Engine Com | Commercial Buildings | commercial building | 15 | 0 | 88567.0388 | 0 | Illinois TRM V11 - 4.4.59 | -36562.3933 | 14068.7702 | 1.2704 | -96.8798 | Illinois TRM V11 - 4.4.59 | 1 | 1 | 0 | 1 | Guidehouse and SAG SME-based assumptions | Com_Space_Cooling_&_Heating | Weather Sensitive | Heat Pump with Electric Backup | Payback-Based | 0 | 1 | 0 | 0 | Low Income
Commercial | Space Heating | SH Engine | Ductless Mini-Split Heat Pump (DMSHP) - FS NEW | Furnace (95%) and SEER 13 A/C, small commercial | DMSHP (2.9 COP), small commercial | NEW Only | Com - Office - Large | Engine | 1 | SH Engine Com | Commercial Buildings | commercial building | 15 | 0 | 0 | 0 | Illinois TRM V11 - 4.4.59 | 0 | 0 | 0 | 0 | Illinois TRM V11 - 4.4.59 | 1 | 1 | 0 | 0 | Guidehouse and SAG SME-based assumptions | Com_Space_Cooling_&_Heating | Weather Sensitive | Heat Pump with Electric Backup | Payback-Based | 0 | 1 | 0 | 0 | Commercial
Commercial | Space Heating | SH Engine | Ductless Mini-Split Heat Pump (DMSHP) - FS NEW | Furnace (95%) and SEER 13 A/C, small commercial | DMSHP (2.9 COP), small commercial | NEW Only | Com - Office - Small | Engine | 1 | SH Engine Com | Commercial Buildings | commercial building | 15 | 0 | 54353.5484 | 0 | Illinois TRM V11 - 4.4.59 | -18992.9773 | 7399.7527 | 1.4911 | -60.6642 | Illinois TRM V11 - 4.4.59 | 1 | 1 | 0 | 1 | Guidehouse and SAG SME-based assumptions | Com_Space_Cooling_&_Heating | Weather Sensitive | Heat Pump with Electric Backup | Payback-Based | 0 | 1 | 0 | 0 | Commercial
Commercial | Space Heating | SH Engine | Ductless Mini-Split Heat Pump (DMSHP) - FS NEW | Furnace (95%) and SEER 13 A/C, small commercial | DMSHP (2.9 COP), small commercial | NEW Only | Com - Other Commercial - Large | Engine | 1 | SH Engine Com | Commercial Buildings | commercial building | 15 | 0 | 0 | 0 | Illinois TRM V11 - 4.4.59 | 0 | 0 | 0 | 0 | Illinois TRM V11 - 4.4.59 | 1 | 1 | 0 | 0 | Guidehouse and SAG SME-based assumptions | Com_Space_Cooling_&_Heating | Weather Sensitive | Heat Pump with Electric Backup | Payback-Based | 0 | 1 | 0 | 0 | Commercial
Commercial | Space Heating | SH Engine | Ductless Mini-Split Heat Pump (DMSHP) - FS NEW | Furnace (95%) and SEER 13 A/C, small commercial | DMSHP (2.9 COP), small commercial | NEW Only | Com - Other Commercial - Small | Engine | 1 | SH Engine Com | Commercial Buildings | commercial building | 15 | 0 | 25578.9918 | 0 | Illinois TRM V11 - 4.4.59 | -15709.6678 | 6113.1415 | 1.1659 | -42.0961 | Illinois TRM V11 - 4.4.59 | 1 | 1 | 0 | 1 | Guidehouse and SAG SME-based assumptions | Com_Space_Cooling_&_Heating | Weather Sensitive | Heat Pump with Electric Backup | Payback-Based | 0 | 1 | 0 | 0 | Commercial
Commercial | Space Heating | SH Engine | Ductless Mini-Split Heat Pump (DMSHP) - FS NEW | Furnace (95%) and SEER 13 A/C, small commercial | DMSHP (2.9 COP), small commercial | NEW Only | Com - Restaurant | Engine | 1 | SH Engine Com | Commercial Buildings | commercial building | 15 | 0 | 10069.1934 | 0 | Illinois TRM V11 - 4.4.59 | -6143.0929 | 2383.7628 | 0.39492 | -16.415 | Illinois TRM V11 - 4.4.59 | 1 | 1 | 0 | 1 | Guidehouse and SAG SME-based assumptions | Com_Space_Cooling_&_Heating | Weather Sensitive | Heat Pump with Electric Backup | Payback-Based | 0 | 1 | 0 | 0 | Commercial
Commercial | Space Heating | SH Engine | Ductless Mini-Split Heat Pump (DMSHP) - FS NEW | Furnace (95%) and SEER 13 A/C, small commercial | DMSHP (2.9 COP), small commercial | NEW Only | Com - Retail - Large | Engine | 1 | SH Engine Com | Commercial Buildings | commercial building | 15 | 0 | 0 | 0 | Illinois TRM V11 - 4.4.59 | 0 | 0 | 0 | 0 | Illinois TRM V11 - 4.4.59 | 1 | 1 | 0 | 0 | Guidehouse and SAG SME-based assumptions | Com_Space_Cooling_&_Heating | Weather Sensitive | Heat Pump with Electric Backup | Payback-Based | 0 | 1 | 0 | 0 | Commercial
Commercial | Space Heating | SH Engine | Ductless Mini-Split Heat Pump (DMSHP) - FS NEW | Furnace (95%) and SEER 13 A/C, small commercial | DMSHP (2.9 COP), small commercial | NEW Only | Com - Retail - Small | Engine | 1 | SH Engine Com | Commercial Buildings | commercial building | 15 | 0 | 25192.1366 | 0 | Illinois TRM V11 - 4.4.59 | -15472.0757 | 6020.6867 | 1.1483 | -41.4594 | Illinois TRM V11 - 4.4.59 | 1 | 1 | 0 | 1 | Guidehouse and SAG SME-based assumptions | Com_Space_Cooling_&_Heating | Weather Sensitive | Heat Pump with Electric Backup | Payback-Based | 0 | 1 | 0 | 0 | Commercial
Commercial | Space Heating | SH Engine | Ductless Mini-Split Heat Pump (DMSHP) - FS NEW | Furnace (95%) and SEER 13 A/C, small commercial | DMSHP (2.9 COP), small commercial | NEW Only | Com - Schools - Large | Engine | 1 | SH Engine Com | Commercial Buildings | commercial building | 15 | 0 | 0 | 0 | Illinois TRM V11 - 4.4.59 | 0 | 0 | 0 | 0 | Illinois TRM V11 - 4.4.59 | 1 | 1 | 0 | 0 | Guidehouse and SAG SME-based assumptions | Com_Space_Cooling_&_Heating | Weather Sensitive | Heat Pump with Electric Backup | Payback-Based | 0 | 1 | 0 | 0 | Commercial
Commercial | Space Heating | SH Engine | Ductless Mini-Split Heat Pump (DMSHP) - FS NEW | Furnace (95%) and SEER 13 A/C, small commercial | DMSHP (2.9 COP), small commercial | NEW Only | Com - Schools - Small | Engine | 1 | SH Engine Com | Commercial Buildings | commercial building | 15 | 0 | 0 | 0 | Illinois TRM V11 - 4.4.59 | 0 | 0 | 0 | 0 | Illinois TRM V11 - 4.4.59 | 1 | 1 | 0 | 0 | Guidehouse and SAG SME-based assumptions | Com_Space_Cooling_&_Heating | Weather Sensitive | Heat Pump with Electric Backup | Payback-Based | 0 | 1 | 0 | 0 | Commercial
Commercial | Space Heating | SH Engine | Ductless Mini-Split Heat Pump (DMSHP) - FS NEW | Furnace (95%) and SEER 13 A/C, small commercial | DMSHP (2.9 COP), small commercial | NEW Only | Com - University/College | Engine | 1 | SH Engine Com | Commercial Buildings | commercial building | 15 | 0 | 0 | 0 | Illinois TRM V11 - 4.4.59 | 0 | 0 | 0 | 0 | Illinois TRM V11 - 4.4.59 | 1 | 1 | 0 | 0 | Guidehouse and SAG SME-based assumptions | Com_Space_Cooling_&_Heating | Weather Sensitive | Heat Pump with Electric Backup | Payback-Based | 0 | 1 | 0 | 0 | Commercial
Commercial | Space Heating | SH Engine | Ductless Mini-Split Heat Pump (DMSHP) - FS NEW | Furnace (95%) and SEER 13 A/C, small commercial | DMSHP (2.9 COP), small commercial | NEW Only | Com - Warehousing - Large | Engine | 1 | SH Engine Com | Commercial Buildings | commercial building | 15 | 0 | 0 | 0 | Illinois TRM V11 - 4.4.59 | 0 | 0 | 0 | 0 | Illinois TRM V11 - 4.4.59 | 1 | 1 | 0 | 0 | Guidehouse and SAG SME-based assumptions | Com_Space_Cooling_&_Heating | Weather Sensitive | Heat Pump with Electric Backup | Payback-Based | 0 | 1 | 0 | 0 | Commercial
Commercial | Space Heating | SH Engine | Ductless Mini-Split Heat Pump (DMSHP) - FS NEW | Furnace (95%) and SEER 13 A/C, small commercial | DMSHP (2.9 COP), small commercial | NEW Only | Com - Warehousing - Small | Engine | 1 | SH Engine Com | Commercial Buildings | commercial building | 15 | 0 | 0 | 0 | Illinois TRM V11 - 4.4.59 | 0 | 0 | 0 | 0 | Illinois TRM V11 - 4.4.59 | 1 | 1 | 0 | 0 | Guidehouse and SAG SME-based assumptions | Com_Space_Cooling_&_Heating | Weather Sensitive | Heat Pump with Electric Backup | Payback-Based | 0 | 1 | 0 | 0 | Commercial
Commercial | Space Heating | SH Engine | Ductless Mini-Split Heat Pump (DMSHP) - FS NEW | Furnace (95%) and SEER 13 A/C, small commercial | DMSHP (2.9 COP), small commercial | NEW Only | Com - Multi-residential - Medium | Engine | 1 | SH Engine Com | Commercial Buildings | commercial building | 15 | 0 | 0 | 0 | Illinois TRM V11 - 4.4.59 | 0 | 0 | 0 | 0 | Illinois TRM V11 - 4.4.59 | 1 | 1 | 0 | 0 | Guidehouse and SAG SME-based assumptions | Com_Space_Cooling_&_Heating | Weather Sensitive | Heat Pump with Electric Backup | Payback-Based | 0 | 1 | 0 | 0 | Commercial
Commercial | Space Heating | SH Engine | Ductless Mini-Split Heat Pump (DMSHP) - FS NEW | Furnace (95%) and SEER 13 A/C, small commercial | DMSHP (2.9 COP), small commercial | NEW Only | Com - Multi-residential - Medium - Low-Income | Engine | 1 | SH Engine Com | Commercial Buildings | commercial building | 15 | 0 | 0 | 0 | Illinois TRM V11 - 4.4.59 | 0 | 0 | 0 | 0 | Illinois TRM V11 - 4.4.59 | 1 | 1 | 0 | 0 | Guidehouse and SAG SME-based assumptions | Com_Space_Cooling_&_Heating | Weather Sensitive | Heat Pump with Electric Backup | Payback-Based | 0 | 1 | 0 | 0 | Commercial
Commercial | Space Heating | SH Engine | Gas Heat Pumps for Space Heating - ROB | Code furnace (0.95%) or boiler (0.80%) baseline | Gas Heat Pump (Space Heating COP 1.2) | ROB Only | Com - Hospital | Engine | 0 | NA | Commercial Buildings | commercial building | 15 | 0 | 2246827.3009 | 0 | Illinois TRM V11 - 4.4.55 | 0 | 68007.2194 | 0 | 0 | Illinois TRM V11 - 4.4.55 | 1 | 1 | 0 | 0 | Guidehouse and SAG SME-based assumptions | None | Weather Sensitive | None | Payback-Based | 0 | 1 | 0 | 0 | Commercial
Commercial | Space Heating | SH Engine | Gas Heat Pumps for Space Heating - ROB | Code furnace (0.95%) or boiler (0.80%) baseline | Gas Heat Pump (Space Heating COP 1.2) | ROB Only | Com - Hotel - Large | Engine | 0 | NA | Commercial Buildings | commercial building | 15 | 0 | 1187411.9924 | 0 | Illinois TRM V11 - 4.4.55 | 0 | 35940.7187 | 0 | 0 | Illinois TRM V11 - 4.4.55 | 1 | 1 | 0 | 0 | Guidehouse and SAG SME-based assumptions | None | Weather Sensitive | None | Payback-Based | 0 | 1 | 0 | 0 | Commercial
Commercial | Space Heating | SH Engine | Gas Heat Pumps for Space Heating - ROB | Code furnace (0.95%) or boiler (0.80%) baseline | Gas Heat Pump (Space Heating COP 1.2) | ROB Only | Com - Hotel - Small | Engine | 0 | NA | Commercial Buildings | commercial building | 15 | 0 | 116543.9804 | 0 | Illinois TRM V11 - 4.4.55 | 0 | 2407.2407 | 0 | 0 | Illinois TRM V11 - 4.4.55 | 1 | 1 | 0 | 0.7 | Guidehouse and SAG SME-based assumptions | None | Weather Sensitive | None | Payback-Based | 0 | 1 | 0 | 0 | Commercial
Commercial | Space Heating | SH Engine | Gas Heat Pumps for Space Heating - ROB | Code furnace (0.95%) or boiler (0.80%) baseline | Gas Heat Pump (Space Heating COP 1.2) | ROB Only | Com - Long Term Care | Engine | 0 | NA | Commercial Buildings | commercial building | 15 | 0 | 639190.5062 | 0 | Illinois TRM V11 - 4.4.55 | 0 | 19347.0896 | 0 | 0 | Illinois TRM V11 - 4.4.55 | 1 | 1 | 0 | 0.2 | Guidehouse and SAG SME-based assumptions | None | Weather Sensitive | None | Payback-Based | 0 | 1 | 0 | 0 | Commercial
Commercial | Space Heating | SH Engine | Gas Heat Pumps for Space Heating - ROB | Code furnace (0.95%) or boiler (0.80%) baseline | Gas Heat Pump (Space Heating COP 1.2) | ROB Only | Com - Multi-residential - Large | Engine | 0 | NA | Commercial Buildings | commercial building | 15 | 0 | 2596925.2893 | 0 | Illinois TRM V11 - 4.4.55 | 0 | 78604.0244 | 0 | 0 | Illinois TRM V11 - 4.4.55 | 1 | 1 | 0 | 0 | Guidehouse and SAG SME-based assumptions | None | Weather Sensitive | None | Payback-Based | 0 | 1 | 0 | 0 | Commercial
Commercial | Space Heating | SH Engine | Gas Heat Pumps for Space Heating - ROB | Code furnace (0.95%) or boiler (0.80%) baseline | Gas Heat Pump (Space Heating COP 1.2) | ROB Only | Com - Multi-residential - Large - Low-Income | Engine | 0 | NA | Commercial Buildings | commercial building | 15 | 0 | 2596925.2893 | 0 | Illinois TRM V11 - 4.4.55 | 0 | 78604.0244 | 0 | 0 | Illinois TRM V11 - 4.4.55 | 1 | 1 | 0 | 0 | Guidehouse and SAG SME-based assumptions | None | Weather Sensitive | None | Payback-Based | 0 | 1 | 0 | 0 | Low Income
Commercial | Space Heating | SH Engine | Gas Heat Pumps for Space Heating - ROB | Code furnace (0.95%) or boiler (0.80%) baseline | Gas Heat Pump (Space Heating COP 1.2) | ROB Only | Com - Multi-residential - Small | Engine | 0 | NA | Commercial Buildings | commercial building | 15 | 0 | 141900.9264 | 0 | Illinois TRM V11 - 4.4.55 | 0 | 2930.9938 | 0 | 0 | Illinois TRM V11 - 4.4.55 | 1 | 1 | 0 | 0.7 | Guidehouse and SAG SME-based assumptions | None | Weather Sensitive | None | Payback-Based | 0 | 1 | 0 | 0 | Commercial
Commercial | Space Heating | SH Engine | Gas Heat Pumps for Space Heating - ROB | Code furnace (0.95%) or boiler (0.80%) baseline | Gas Heat Pump (Space Heating COP 1.2) | ROB Only | Com - Multi-residential - Small - Low-Income | Engine | 0 | NA | Commercial Buildings | commercial building | 15 | 0 | 141900.9264 | 0 | Illinois TRM V11 - 4.4.55 | 0 | 2930.9938 | 0 | 0 | Illinois TRM V11 - 4.4.55 | 1 | 1 | 0 | 0.7 | Guidehouse and SAG SME-based assumptions | None | Weather Sensitive | None | Payback-Based | 0 | 1 | 0 | 0 | Low Income
Commercial | Space Heating | SH Engine | Gas Heat Pumps for Space Heating - ROB | Code furnace (0.95%) or boiler (0.80%) baseline | Gas Heat Pump (Space Heating COP 1.2) | ROB Only | Com - Office - Large | Engine | 0 | NA | Commercial Buildings | commercial building | 15 | 0 | 1545799.0022 | 0 | Illinois TRM V11 - 4.4.55 | 0 | 46788.4167 | 0 | 0 | Illinois TRM V11 - 4.4.55 | 1 | 1 | 0 | 0 | Guidehouse and SAG SME-based assumptions | None | Weather Sensitive | None | Payback-Based | 0 | 1 | 0 | 0 | Commercial
Commercial | Space Heating | SH Engine | Gas Heat Pumps for Space Heating - ROB | Code furnace (0.95%) or boiler (0.80%) baseline | Gas Heat Pump (Space Heating COP 1.2) | ROB Only | Com - Office - Small | Engine | 0 | NA | Commercial Buildings | commercial building | 15 | 0 | 88855.62 | 0 | Illinois TRM V11 - 4.4.55 | 0 | 1541.6151 | 0 | 0 | Illinois TRM V11 - 4.4.55 | 1 | 1 | 0 | 0.7 | Guidehouse and SAG SME-based assumptions | None | Weather Sensitive | None | Payback-Based | 0 | 1 | 0 | 0 | Commercial
Commercial | Space Heating | SH Engine | Gas Heat Pumps for Space Heating - ROB | Code furnace (0.95%) or boiler (0.80%) baseline | Gas Heat Pump (Space Heating COP 1.2) | ROB Only | Com - Other Commercial - Large | Engine | 0 | NA | Commercial Buildings | commercial building | 15 | 0 | 1457753.1003 | 0 | Illinois TRM V11 - 4.4.55 | 0 | 44123.4335 | 0 | 0 | Illinois TRM V11 - 4.4.55 | 1 | 1 | 0 | 0 | Guidehouse and SAG SME-based assumptions | None | Weather Sensitive | None | Payback-Based | 0 | 1 | 0 | 0 | Commercial
Commercial | Space Heating | SH Engine | Gas Heat Pumps for Space Heating - ROB | Code furnace (0.95%) or boiler (0.80%) baseline | Gas Heat Pump (Space Heating COP 1.2) | ROB Only | Com - Other Commercial - Small | Engine | 0 | NA | Commercial Buildings | commercial building | 15 | 0 | 61658.5836 | 0 | Illinois TRM V11 - 4.4.55 | 0 | 1273.5712 | 0 | 0 | Illinois TRM V11 - 4.4.55 | 1 | 1 | 0 | 0.7 | Guidehouse and SAG SME-based assumptions | None | Weather Sensitive | None | Payback-Based | 0 | 1 | 0 | 0 | Commercial
Commercial | Space Heating | SH Engine | Gas Heat Pumps for Space Heating - ROB | Code furnace (0.95%) or boiler (0.80%) baseline | Gas Heat Pump (Space Heating COP 1.2) | ROB Only | Com - Restaurant | Engine | 0 | NA | Commercial Buildings | commercial building | 15 | 0 | 24043.1925 | 0 | Illinois TRM V11 - 4.4.55 | 0 | 496.6173 | 0 | 0 | Illinois TRM V11 - 4.4.55 | 1 | 1 | 0 | 0.7 | Guidehouse and SAG SME-based assumptions | None | Weather Sensitive | None | Payback-Based | 0 | 1 | 0 | 0 | Commercial
Commercial | Space Heating | SH Engine | Gas Heat Pumps for Space Heating - ROB | Code furnace (0.95%) or boiler (0.80%) baseline | Gas Heat Pump (Space Heating COP 1.2) | ROB Only | Com - Retail - Large | Engine | 0 | NA | Commercial Buildings | commercial building | 15 | 0 | 737795.6881 | 0 | Illinois TRM V11 - 4.4.55 | 0 | 22331.6822 | 0 | 0 | Illinois TRM V11 - 4.4.55 | 1 | 1 | 0 | 0 | Guidehouse and SAG SME-based assumptions | None | Weather Sensitive | None | Payback-Based | 0 | 1 | 0 | 0 | Commercial
Commercial | Space Heating | SH Engine | Gas Heat Pumps for Space Heating - ROB | Code furnace (0.95%) or boiler (0.80%) baseline | Gas Heat Pump (Space Heating COP 1.2) | ROB Only | Com - Retail - Small | Engine | 0 | NA | Commercial Buildings | commercial building | 15 | 0 | 60726.0628 | 0 | Illinois TRM V11 - 4.4.55 | 0 | 1254.3097 | 0 | 0 | Illinois TRM V11 - 4.4.55 | 1 | 1 | 0 | 0.7 | Guidehouse and SAG SME-based assumptions | None | Weather Sensitive | None | Payback-Based | 0 | 1 | 0 | 0 | Commercial
Commercial | Space Heating | SH Engine | Gas Heat Pumps for Space Heating - ROB | Code furnace (0.95%) or boiler (0.80%) baseline | Gas Heat Pump (Space Heating COP 1.2) | ROB Only | Com - Schools - Large | Engine | 0 | NA | Commercial Buildings | commercial building | 15 | 0 | 795638.9707 | 0 | Illinois TRM V11 - 4.4.55 | 0 | 24082.4891 | 0 | 0 | Illinois TRM V11 - 4.4.55 | 1 | 1 | 0 | 0 | Guidehouse and SAG SME-based assumptions | None | Weather Sensitive | None | Payback-Based | 0 | 1 | 0 | 0 | Commercial
Commercial | Space Heating | SH Engine | Gas Heat Pumps for Space Heating - ROB | Code furnace (0.95%) or boiler (0.80%) baseline | Gas Heat Pump (Space Heating COP 1.2) | ROB Only | Com - Schools - Small | Engine | 0 | NA | Commercial Buildings | commercial building | 15 | 0 | 256305.3627 | 0 | Illinois TRM V11 - 4.4.55 | 0 | 5422.4624 | 0 | 0 | Illinois TRM V11 - 4.4.55 | 1 | 1 | 0 | 0 | Guidehouse and SAG SME-based assumptions | None | Weather Sensitive | None | Payback-Based | 0 | 1 | 0 | 0 | Commercial
Commercial | Space Heating | SH Engine | Gas Heat Pumps for Space Heating - ROB | Code furnace (0.95%) or boiler (0.80%) baseline | Gas Heat Pump (Space Heating COP 1.2) | ROB Only | Com - University/College | Engine | 0 | NA | Commercial Buildings | commercial building | 15 | 0 | 1207109.3576 | 0 | Illinois TRM V11 - 4.4.55 | 0 | 36536.9207 | 0 | 0 | Illinois TRM V11 - 4.4.55 | 1 | 1 | 0 | 0 | Guidehouse and SAG SME-based assumptions | None | Weather Sensitive | None | Payback-Based | 0 | 1 | 0 | 0 | Commercial
Commercial | Space Heating | SH Engine | Gas Heat Pumps for Space Heating - ROB | Code furnace (0.95%) or boiler (0.80%) baseline | Gas Heat Pump (Space Heating COP 1.2) | ROB Only | Com - Warehousing - Large | Engine | 0 | NA | Commercial Buildings | commercial building | 15 | 0 | 746394.1654 | 0 | Illinois TRM V11 - 4.4.55 | 0 | 39086.4046 | 0 | 0 | Illinois TRM V11 - 4.4.55 | 1 | 1 | 0 | 0.25 | Guidehouse and SAG SME-based assumptions | None | Weather Sensitive | None | Payback-Based | 0 | 1 | 0 | 0 | Commercial
Commercial | Space Heating | SH Engine | Gas Heat Pumps for Space Heating - ROB | Code furnace (0.95%) or boiler (0.80%) baseline | Gas Heat Pump (Space Heating COP 1.2) | ROB Only | Com - Warehousing - Small | Engine | 0 | NA | Commercial Buildings | commercial building | 15 | 0 | 50592.8497 | 0 | Illinois TRM V11 - 4.4.55 | 0 | 2649.3945 | 0 | 0 | Illinois TRM V11 - 4.4.55 | 1 | 1 | 0 | 0.25 | Guidehouse and SAG SME-based assumptions | None | Weather Sensitive | None | Payback-Based | 0 | 1 | 0 | 0 | Commercial
Commercial | Space Heating | SH Engine | Gas Heat Pumps for Space Heating - ROB | Code furnace (0.95%) or boiler (0.80%) baseline | Gas Heat Pump (Space Heating COP 1.2) | ROB Only | Com - Multi-residential - Medium | Engine | 0 | NA | Commercial Buildings | commercial building | 15 | 0 | 705211.4064 | 0 | Illinois TRM V11 - 4.4.55 | 0 | 21345.4175 | 0 | 0 | Illinois TRM V11 - 4.4.55 | 1 | 1 | 0 | 0 | Guidehouse and SAG SME-based assumptions | None | Weather Sensitive | None | Payback-Based | 0 | 1 | 0 | 0 | Commercial
Commercial | Space Heating | SH Engine | Gas Heat Pumps for Space Heating - ROB | Code furnace (0.95%) or boiler (0.80%) baseline | Gas Heat Pump (Space Heating COP 1.2) | ROB Only | Com - Multi-residential - Medium - Low-Income | Engine | 0 | NA | Commercial Buildings | commercial building | 15 | 0 | 705211.4064 | 0 | Illinois TRM V11 - 4.4.55 | 0 | 21345.4175 | 0 | 0 | Illinois TRM V11 - 4.4.55 | 1 | 1 | 0 | 0 | Guidehouse and SAG SME-based assumptions | None | Weather Sensitive | None | Payback-Based | 0 | 1 | 0 | 0 | Commercial
Commercial | Space Heating | SH Engine | Gas Heat Pumps for Space Heating - NEW | Code furnace (0.95%) or boiler (0.80%) baseline | Gas Heat Pump (Space Heating COP 1.2) | NEW Only | Com - Hospital | Engine | 0 | NA | Commercial Buildings | commercial building | 15 | 0 | 2246827.3009 | 0 | Illinois TRM V11 - 4.4.55 | 0 | 68007.2194 | 0 | 0 | Illinois TRM V11 - 4.4.55 | 1 | 1 | 0 | 1 | Guidehouse and SAG SME-based assumptions | None | Weather Sensitive | None | Payback-Based | 0 | 1 | 0 | 0 | Commercial
Commercial | Space Heating | SH Engine | Gas Heat Pumps for Space Heating - NEW | Code furnace (0.95%) or boiler (0.80%) baseline | Gas Heat Pump (Space Heating COP 1.2) | NEW Only | Com - Hotel - Large | Engine | 0 | NA | Commercial Buildings | commercial building | 15 | 0 | 1187411.9924 | 0 | Illinois TRM V11 - 4.4.55 | 0 | 35940.7187 | 0 | 0 | Illinois TRM V11 - 4.4.55 | 1 | 1 | 0 | 1 | Guidehouse and SAG SME-based assumptions | None | Weather Sensitive | None | Payback-Based | 0 | 1 | 0 | 0 | Commercial
Commercial | Space Heating | SH Engine | Gas Heat Pumps for Space Heating - NEW | Code furnace (0.95%) or boiler (0.80%) baseline | Gas Heat Pump (Space Heating COP 1.2) | NEW Only | Com - Hotel - Small | Engine | 0 | NA | Commercial Buildings | commercial building | 15 | 0 | 116543.9804 | 0 | Illinois TRM V11 - 4.4.55 | 0 | 2407.2407 | 0 | 0 | Illinois TRM V11 - 4.4.55 | 1 | 1 | 0 | 1 | Guidehouse and SAG SME-based assumptions | None | Weather Sensitive | None | Payback-Based | 0 | 1 | 0 | 0 | Commercial
Commercial | Space Heating | SH Engine | Gas Heat Pumps for Space Heating - NEW | Code furnace (0.95%) or boiler (0.80%) baseline | Gas Heat Pump (Space Heating COP 1.2) | NEW Only | Com - Long Term Care | Engine | 0 | NA | Commercial Buildings | commercial building | 15 | 0 | 639190.5062 | 0 | Illinois TRM V11 - 4.4.55 | 0 | 19347.0896 | 0 | 0 | Illinois TRM V11 - 4.4.55 | 1 | 1 | 0 | 1 | Guidehouse and SAG SME-based assumptions | None | Weather Sensitive | None | Payback-Based | 0 | 1 | 0 | 0 | Commercial
Commercial | Space Heating | SH Engine | Gas Heat Pumps for Space Heating - NEW | Code furnace (0.95%) or boiler (0.80%) baseline | Gas Heat Pump (Space Heating COP 1.2) | NEW Only | Com - Multi-residential - Large | Engine | 0 | NA | Commercial Buildings | commercial building | 15 | 0 | 2596925.2893 | 0 | Illinois TRM V11 - 4.4.55 | 0 | 78604.0244 | 0 | 0 | Illinois TRM V11 - 4.4.55 | 1 | 1 | 0 | 1 | Guidehouse and SAG SME-based assumptions | None | Weather Sensitive | None | Payback-Based | 0 | 1 | 0 | 0 | Commercial
Commercial | Space Heating | SH Engine | Gas Heat Pumps for Space Heating - NEW | Code furnace (0.95%) or boiler (0.80%) baseline | Gas Heat Pump (Space Heating COP 1.2) | NEW Only | Com - Multi-residential - Large - Low-Income | Engine | 0 | NA | Commercial Buildings | commercial building | 15 | 0 | 2596925.2893 | 0 | Illinois TRM V11 - 4.4.55 | 0 | 78604.0244 | 0 | 0 | Illinois TRM V11 - 4.4.55 | 1 | 1 | 0 | 1 | Guidehouse and SAG SME-based assumptions | None | Weather Sensitive | None | Payback-Based | 0 | 1 | 0 | 0 | Low Income
Commercial | Space Heating | SH Engine | Gas Heat Pumps for Space Heating - NEW | Code furnace (0.95%) or boiler (0.80%) baseline | Gas Heat Pump (Space Heating COP 1.2) | NEW Only | Com - Multi-residential - Small | Engine | 0 | NA | Commercial Buildings | commercial building | 15 | 0 | 141900.9264 | 0 | Illinois TRM V11 - 4.4.55 | 0 | 2930.9938 | 0 | 0 | Illinois TRM V11 - 4.4.55 | 1 | 1 | 0 | 1 | Guidehouse and SAG SME-based assumptions | None | Weather Sensitive | None | Payback-Based | 0 | 1 | 0 | 0 | Commercial
Commercial | Space Heating | SH Engine | Gas Heat Pumps for Space Heating - NEW | Code furnace (0.95%) or boiler (0.80%) baseline | Gas Heat Pump (Space Heating COP 1.2) | NEW Only | Com - Multi-residential - Small - Low-Income | Engine | 0 | NA | Commercial Buildings | commercial building | 15 | 0 | 141900.9264 | 0 | Illinois TRM V11 - 4.4.55 | 0 | 2930.9938 | 0 | 0 | Illinois TRM V11 - 4.4.55 | 1 | 1 | 0 | 1 | Guidehouse and SAG SME-based assumptions | None | Weather Sensitive | None | Payback-Based | 0 | 1 | 0 | 0 | Low Income
Commercial | Space Heating | SH Engine | Gas Heat Pumps for Space Heating - NEW | Code furnace (0.95%) or boiler (0.80%) baseline | Gas Heat Pump (Space Heating COP 1.2) | NEW Only | Com - Office - Large | Engine | 0 | NA | Commercial Buildings | commercial building | 15 | 0 | 1545799.0022 | 0 | Illinois TRM V11 - 4.4.55 | 0 | 46788.4167 | 0 | 0 | Illinois TRM V11 - 4.4.55 | 1 | 1 | 0 | 1 | Guidehouse and SAG SME-based assumptions | None | Weather Sensitive | None | Payback-Based | 0 | 1 | 0 | 0 | Commercial
Commercial | Space Heating | SH Engine | Gas Heat Pumps for Space Heating - NEW | Code furnace (0.95%) or boiler (0.80%) baseline | Gas Heat Pump (Space Heating COP 1.2) | NEW Only | Com - Office - Small | Engine | 0 | NA | Commercial Buildings | commercial building | 15 | 0 | 88855.62 | 0 | Illinois TRM V11 - 4.4.55 | 0 | 1541.6151 | 0 | 0 | Illinois TRM V11 - 4.4.55 | 1 | 1 | 0 | 1 | Guidehouse and SAG SME-based assumptions | None | Weather Sensitive | None | Payback-Based | 0 | 1 | 0 | 0 | Commercial
Commercial | Space Heating | SH Engine | Gas Heat Pumps for Space Heating - NEW | Code furnace (0.95%) or boiler (0.80%) baseline | Gas Heat Pump (Space Heating COP 1.2) | NEW Only | Com - Other Commercial - Large | Engine | 0 | NA | Commercial Buildings | commercial building | 15 | 0 | 1457753.1003 | 0 | Illinois TRM V11 - 4.4.55 | 0 | 44123.4335 | 0 | 0 | Illinois TRM V11 - 4.4.55 | 1 | 1 | 0 | 1 | Guidehouse and SAG SME-based assumptions | None | Weather Sensitive | None | Payback-Based | 0 | 1 | 0 | 0 | Commercial
Commercial | Space Heating | SH Engine | Gas Heat Pumps for Space Heating - NEW | Code furnace (0.95%) or boiler (0.80%) baseline | Gas Heat Pump (Space Heating COP 1.2) | NEW Only | Com - Other Commercial - Small | Engine | 0 | NA | Commercial Buildings | commercial building | 15 | 0 | 61658.5836 | 0 | Illinois TRM V11 - 4.4.55 | 0 | 1273.5712 | 0 | 0 | Illinois TRM V11 - 4.4.55 | 1 | 1 | 0 | 1 | Guidehouse and SAG SME-based assumptions | None | Weather Sensitive | None | Payback-Based | 0 | 1 | 0 | 0 | Commercial
Commercial | Space Heating | SH Engine | Gas Heat Pumps for Space Heating - NEW | Code furnace (0.95%) or boiler (0.80%) baseline | Gas Heat Pump (Space Heating COP 1.2) | NEW Only | Com - Restaurant | Engine | 0 | NA | Commercial Buildings | commercial building | 15 | 0 | 24043.1925 | 0 | Illinois TRM V11 - 4.4.55 | 0 | 496.6173 | 0 | 0 | Illinois TRM V11 - 4.4.55 | 1 | 1 | 0 | 1 | Guidehouse and SAG SME-based assumptions | None | Weather Sensitive | None | Payback-Based | 0 | 1 | 0 | 0 | Commercial
Commercial | Space Heating | SH Engine | Gas Heat Pumps for Space Heating - NEW | Code furnace (0.95%) or boiler (0.80%) baseline | Gas Heat Pump (Space Heating COP 1.2) | NEW Only | Com - Retail - Large | Engine | 0 | NA | Commercial Buildings | commercial building | 15 | 0 | 737795.6881 | 0 | Illinois TRM V11 - 4.4.55 | 0 | 22331.6822 | 0 | 0 | Illinois TRM V11 - 4.4.55 | 1 | 1 | 0 | 1 | Guidehouse and SAG SME-based assumptions | None | Weather Sensitive | None | Payback-Based | 0 | 1 | 0 | 0 | Commercial
Commercial | Space Heating | SH Engine | Gas Heat Pumps for Space Heating - NEW | Code furnace (0.95%) or boiler (0.80%) baseline | Gas Heat Pump (Space Heating COP 1.2) | NEW Only | Com - Retail - Small | Engine | 0 | NA | Commercial Buildings | commercial building | 15 | 0 | 60726.0628 | 0 | Illinois TRM V11 - 4.4.55 | 0 | 1254.3097 | 0 | 0 | Illinois TRM V11 - 4.4.55 | 1 | 1 | 0 | 1 | Guidehouse and SAG SME-based assumptions | None | Weather Sensitive | None | Payback-Based | 0 | 1 | 0 | 0 | Commercial
Commercial | Space Heating | SH Engine | Gas Heat Pumps for Space Heating - NEW | Code furnace (0.95%) or boiler (0.80%) baseline | Gas Heat Pump (Space Heating COP 1.2) | NEW Only | Com - Schools - Large | Engine | 0 | NA | Commercial Buildings | commercial building | 15 | 0 | 795638.9707 | 0 | Illinois TRM V11 - 4.4.55 | 0 | 24082.4891 | 0 | 0 | Illinois TRM V11 - 4.4.55 | 1 | 1 | 0 | 1 | Guidehouse and SAG SME-based assumptions | None | Weather Sensitive | None | Payback-Based | 0 | 1 | 0 | 0 | Commercial
Commercial | Space Heating | SH Engine | Gas Heat Pumps for Space Heating - NEW | Code furnace (0.95%) or boiler (0.80%) baseline | Gas Heat Pump (Space Heating COP 1.2) | NEW Only | Com - Schools - Small | Engine | 0 | NA | Commercial Buildings | commercial building | 15 | 0 | 256305.3627 | 0 | Illinois TRM V11 - 4.4.55 | 0 | 5422.4624 | 0 | 0 | Illinois TRM V11 - 4.4.55 | 1 | 1 | 0 | 1 | Guidehouse and SAG SME-based assumptions | None | Weather Sensitive | None | Payback-Based | 0 | 1 | 0 | 0 | Commercial
Commercial | Space Heating | SH Engine | Gas Heat Pumps for Space Heating - NEW | Code furnace (0.95%) or boiler (0.80%) baseline | Gas Heat Pump (Space Heating COP 1.2) | NEW Only | Com - University/College | Engine | 0 | NA | Commercial Buildings | commercial building | 15 | 0 | 1207109.3576 | 0 | Illinois TRM V11 - 4.4.55 | 0 | 36536.9207 | 0 | 0 | Illinois TRM V11 - 4.4.55 | 1 | 1 | 0 | 1 | Guidehouse and SAG SME-based assumptions | None | Weather Sensitive | None | Payback-Based | 0 | 1 | 0 | 0 | Commercial
Commercial | Space Heating | SH Engine | Gas Heat Pumps for Space Heating - NEW | Code furnace (0.95%) or boiler (0.80%) baseline | Gas Heat Pump (Space Heating COP 1.2) | NEW Only | Com - Warehousing - Large | Engine | 0 | NA | Commercial Buildings | commercial building | 15 | 0 | 746394.1654 | 0 | Illinois TRM V11 - 4.4.55 | 0 | 39086.4046 | 0 | 0 | Illinois TRM V11 - 4.4.55 | 1 | 1 | 0 | 1 | Guidehouse and SAG SME-based assumptions | None | Weather Sensitive | None | Payback-Based | 0 | 1 | 0 | 0 | Commercial
Commercial | Space Heating | SH Engine | Gas Heat Pumps for Space Heating - NEW | Code furnace (0.95%) or boiler (0.80%) baseline | Gas Heat Pump (Space Heating COP 1.2) | NEW Only | Com - Warehousing - Small | Engine | 0 | NA | Commercial Buildings | commercial building | 15 | 0 | 50592.8497 | 0 | Illinois TRM V11 - 4.4.55 | 0 | 2649.3945 | 0 | 0 | Illinois TRM V11 - 4.4.55 | 1 | 1 | 0 | 1 | Guidehouse and SAG SME-based assumptions | None | Weather Sensitive | None | Payback-Based | 0 | 1 | 0 | 0 | Commercial
Commercial | Space Heating | SH Engine | Gas Heat Pumps for Space Heating - NEW | Code furnace (0.95%) or boiler (0.80%) baseline | Gas Heat Pump (Space Heating COP 1.2) | NEW Only | Com - Multi-residential - Medium | Engine | 0 | NA | Commercial Buildings | commercial building | 15 | 0 | 705211.4064 | 0 | Illinois TRM V11 - 4.4.55 | 0 | 21345.4175 | 0 | 0 | Illinois TRM V11 - 4.4.55 | 1 | 1 | 0 | 1 | Guidehouse and SAG SME-based assumptions | None | Weather Sensitive | None | Payback-Based | 0 | 1 | 0 | 0 | Commercial
Commercial | Space Heating | SH Engine | Gas Heat Pumps for Space Heating - NEW | Code furnace (0.95%) or boiler (0.80%) baseline | Gas Heat Pump (Space Heating COP 1.2) | NEW Only | Com - Multi-residential - Medium - Low-Income | Engine | 0 | NA | Commercial Buildings | commercial building | 15 | 0 | 705211.4064 | 0 | Illinois TRM V11 - 4.4.55 | 0 | 21345.4175 | 0 | 0 | Illinois TRM V11 - 4.4.55 | 1 | 1 | 0 | 1 | Guidehouse and SAG SME-based assumptions | None | Weather Sensitive | None | Payback-Based | 0 | 1 | 0 | 0 | Commercial
Commercial | Space Heating | NA | Unit Heater | Non-Condensing Unit Heater (80% TE) | Condensing Unit Heater (90% TE) | ROB and NEW | Com - Warehousing - Large | Engine | 0 | NA | Commercial Buildings | commercial building | 18 | 0 | 3791.1671 | 0 | OEB TRM V7 | -607.998 | 1299.623 | 0 | 0 | OEB TRM V7 | 1 | 0.5 | 0.5 | 0.1 | 2019 APS, Xcel Energy Potential Study | Com_Space_Cooling_&_Heating | Weather Sensitive | None | Payback-Based | 0 | 1 | 0 | 0 | Commercial
Commercial | Space Heating | NA | Unit Heater | Non-Condensing Unit Heater (80% TE) | Condensing Unit Heater (90% TE) | ROB and NEW | Com - Warehousing - Small | Engine | 0 | NA | Commercial Buildings | commercial building | 18 | 0 | 1156.3954 | 0 | OEB TRM V7 | -185.4537 | 396.4157 | 0 | 0 | OEB TRM V7 | 1 | 0.5 | 0.5 | 0.2 | 2019 APS, Xcel Energy Potential Study | Com_Space_Cooling_&_Heating | Weather Sensitive | None | Payback-Based | 0 | 1 | 0 | 0 | Commercial
Commercial | Space Heating | NA | Wall Insulation - NEW | Wall Insulation (R24.5 blended baseline) | Wall Insulation (R30) | NEW Only | Com - Hotel - Large | Envelope | 0 | SH Envelope Com | Commercial Buildings | commercial building | 30 | 0 | 4689.1207 | 0 | SAG input | 9.4224 | 85.0053 | 0.032613 | 0 | Illinois TRM - 4.8.30 | 1 | 0.25 | 0.75 | 0.5 | 2019 APS, PA TRM 2016, CO TRM 2015 | Com_Space_Cooling_&_Heating | Weather Sensitive | None | Payback-Based | 0 | 1 | 0 | 0 | Commercial
Commercial | Space Heating | NA | Wall Insulation - NEW | Wall Insulation (R24.5 blended baseline) | Wall Insulation (R30) | NEW Only | Com - Multi-residential - Large | Envelope | 0 | SH Envelope Com | Commercial Buildings | commercial building | 30 | 0 | 13331.9227 | 0 | SAG input | 26.7894 | 241.6838 | 0.092725 | 0 | Illinois TRM - 4.8.30 | 1 | 0.25 | 0.75 | 0.5 | 2019 APS, PA TRM 2016, CO TRM 2015 | Com_Space_Cooling_&_Heating | Weather Sensitive | None | Payback-Based | 0 | 1 | 0 | 0 | Commercial
Commercial | Space Heating | NA | Wall Insulation - NEW | Wall Insulation (R24.5 blended baseline) | Wall Insulation (R30) | NEW Only | Com - Multi-residential - Large - Low-Income | Envelope | 0 | SH Envelope Com | Commercial Buildings | commercial building | 30 | 0 | 13331.9227 | 0 | SAG input | 26.7894 | 241.6838 | 0.092725 | 0 | Illinois TRM - 4.8.30 | 1 | 0.25 | 0.75 | 0.5 | 2019 APS, PA TRM 2016, CO TRM 2015 | Com_Space_Cooling_&_Heating | Weather Sensitive | None | Payback-Based | 0 | 1 | 0 | 0 | Low Income
Commercial | Space Heating | NA | Wall Insulation - NEW | Wall Insulation (R24.5 blended baseline) | Wall Insulation (R30) | NEW Only | Com - Office - Large | Envelope | 0 | SH Envelope Com | Commercial Buildings | commercial building | 30 | 0 | 0 | 0 | SAG input | 0 | 0 | 0 | 0 | Illinois TRM - 4.8.30 | 1 | 1 | 0 | 0 | 2019 APS, PA TRM 2016, CO TRM 2015 | Com_Space_Cooling_&_Heating | Weather Sensitive | None | Payback-Based | 0 | 1 | 0 | 0 | Commercial
Commercial | Space Heating | NA | Wall Insulation - NEW | Wall Insulation (R24.5 blended baseline) | Wall Insulation (R30) | NEW Only | Com - Other Commercial - Large | Envelope | 0 | SH Envelope Com | Commercial Buildings | commercial building | 30 | 0 | 4662.9966 | 0 | SAG input | 9.3699 | 84.5318 | 0.032432 | 0 | Illinois TRM - 4.8.30 | 1 | 0.25 | 0.75 | 0.5 | 2019 APS, PA TRM 2016, CO TRM 2015 | Com_Space_Cooling_&_Heating | Weather Sensitive | None | Payback-Based | 0 | 1 | 0 | 0 | Commercial
Commercial | Space Heating | NA | Wall Insulation - NEW | Wall Insulation (R24.5 blended baseline) | Wall Insulation (R30) | NEW Only | Com - Retail - Large | Envelope | 0 | SH Envelope Com | Commercial Buildings | commercial building | 30 | 0 | 5847.5946 | 0 | SAG input | 11.7503 | 106.0064 | 0.040671 | 0 | Illinois TRM - 4.8.30 | 1 | 0.25 | 0.75 | 0.5 | 2019 APS, PA TRM 2016, CO TRM 2015 | Com_Space_Cooling_&_Heating | Weather Sensitive | None | Payback-Based | 0 | 1 | 0 | 0 | Commercial
Commercial | Space Heating | NA | Wall Insulation - NEW | Wall Insulation (R24.5 blended baseline) | Wall Insulation (R30) | NEW Only | Com - Restaurant | Envelope | 0 | SH Envelope Com | Commercial Buildings | commercial building | 30 | 0 | 296.1708 | 0 | SAG input | 0.59513 | 5.0865 | 0.0020599 | 0 | Illinois TRM - 4.8.30 | 1 | 0.25 | 0.75 | 0.2 | 2019 APS, PA TRM 2016, CO TRM 2015 | Com_Space_Cooling_&_Heating | Weather Sensitive | None | Payback-Based | 0 | 1 | 0 | 0 | Commercial
Commercial | Space Heating | NA | Wall Insulation - NEW | Wall Insulation (R24.5 blended baseline) | Wall Insulation (R30) | NEW Only | Com - Schools - Large | Envelope | 0 | SH Envelope Com | Commercial Buildings | commercial building | 30 | 0 | 16671.8308 | 0 | SAG input | 33.5007 | 302.2304 | 0.11595 | 0 | Illinois TRM - 4.8.30 | 1 | 0.25 | 0.75 | 0.5 | 2019 APS, PA TRM 2016, CO TRM 2015 | Com_Space_Cooling_&_Heating | Weather Sensitive | None | Payback-Based | 0 | 1 | 0 | 0 | Commercial
Commercial | Space Heating | NA | Wall Insulation - NEW | Wall Insulation (R24.5 blended baseline) | Wall Insulation (R30) | NEW Only | Com - Warehousing - Large | Envelope | 0 | SH Envelope Com | Commercial Buildings | commercial building | 30 | 0 | 1724.726 | 0 | SAG input | 3.4657 | 31.2662 | 0.011996 | 0 | Illinois TRM - 4.8.30 | 1 | 0.25 | 0.75 | 0.5 | 2019 APS, PA TRM 2016, CO TRM 2015 | Com_Space_Cooling_&_Heating | Weather Sensitive | None | Payback-Based | 0 | 1 | 0 | 0 | Commercial
Commercial | Space Heating | NA | Wall Insulation - NEW | Wall Insulation (R24.5 blended baseline) | Wall Insulation (R30) | NEW Only | Com - Hospital | Envelope | 0 | SH Envelope Com | Commercial Buildings | commercial building | 30 | 0 | 14888.6766 | 0 | SAG input | 29.9176 | 269.905 | 0.10355 | 0 | Illinois TRM - 4.8.30 | 1 | 0.25 | 0.75 | 0.5 | 2019 APS, PA TRM 2016, CO TRM 2015 | Com_Space_Cooling_&_Heating | Weather Sensitive | None | Payback-Based | 0 | 1 | 0 | 0 | Commercial
Commercial | Space Heating | NA | Wall Insulation - NEW | Wall Insulation (R24.5 blended baseline) | Wall Insulation (R30) | NEW Only | Com - Hotel - Small | Envelope | 0 | SH Envelope Com | Commercial Buildings | commercial building | 30 | 0 | 0 | 0 | SAG input | 0 | 0 | 0 | 0 | Illinois TRM - 4.8.30 | 1 | 1 | 0 | 0 | 2019 APS, PA TRM 2016, CO TRM 2015 | Com_Space_Cooling_&_Heating | Weather Sensitive | None | Payback-Based | 0 | 1 | 0 | 0 | Commercial
Commercial | Space Heating | NA | Wall Insulation - NEW | Wall Insulation (R24.5 blended baseline) | Wall Insulation (R30) | NEW Only | Com - Long Term Care | Envelope | 0 | SH Envelope Com | Commercial Buildings | commercial building | 30 | 0 | 0 | 0 | SAG input | 0 | 0 | 0 | 0 | Illinois TRM - 4.8.30 | 1 | 1 | 0 | 0 | 2019 APS, PA TRM 2016, CO TRM 2015 | Com_Space_Cooling_&_Heating | Weather Sensitive | None | Payback-Based | 0 | 1 | 0 | 0 | Commercial
Commercial | Space Heating | NA | Wall Insulation - NEW | Wall Insulation (R24.5 blended baseline) | Wall Insulation (R30) | NEW Only | Com - Multi-residential - Small | Envelope | 0 | SH Envelope Com | Commercial Buildings | commercial building | 30 | 0 | 464.6243 | 0 | SAG input | 0.93363 | 7.9795 | 0.0032315 | 0 | Illinois TRM - 4.8.30 | 1 | 0.25 | 0.75 | 0.5 | 2019 APS, PA TRM 2016, CO TRM 2015 | Com_Space_Cooling_&_Heating | Weather Sensitive | None | Payback-Based | 0 | 1 | 0 | 0 | Commercial
Commercial | Space Heating | NA | Wall Insulation - NEW | Wall Insulation (R24.5 blended baseline) | Wall Insulation (R30) | NEW Only | Com - Multi-residential - Small - Low-Income | Envelope | 0 | SH Envelope Com | Commercial Buildings | commercial building | 30 | 0 | 464.6243 | 0 | SAG input | 0.93363 | 7.9795 | 0.0032315 | 0 | Illinois TRM - 4.8.30 | 1 | 0.25 | 0.75 | 0.5 | 2019 APS, PA TRM 2016, CO TRM 2015 | Com_Space_Cooling_&_Heating | Weather Sensitive | None | Payback-Based | 0 | 1 | 0 | 0 | Low Income
Commercial | Space Heating | NA | Wall Insulation - NEW | Wall Insulation (R24.5 blended baseline) | Wall Insulation (R30) | NEW Only | Com - Office - Small | Envelope | 0 | SH Envelope Com | Commercial Buildings | commercial building | 30 | 0 | 979.4004 | 0 | SAG input | 1.968 | 16.8203 | 0.0068118 | 0 | Illinois TRM - 4.8.30 | 1 | 0.25 | 0.75 | 0.5 | 2019 APS, PA TRM 2016, CO TRM 2015 | Com_Space_Cooling_&_Heating | Weather Sensitive | None | Payback-Based | 0 | 1 | 0 | 0 | Commercial
Commercial | Space Heating | NA | Wall Insulation - NEW | Wall Insulation (R24.5 blended baseline) | Wall Insulation (R30) | NEW Only | Com - Other Commercial - Small | Envelope | 0 | SH Envelope Com | Commercial Buildings | commercial building | 30 | 0 | 201.8879 | 0 | SAG input | 0.40568 | 3.4672 | 0.0014042 | 0 | Illinois TRM - 4.8.30 | 1 | 0.25 | 0.75 | 0.5 | 2019 APS, PA TRM 2016, CO TRM 2015 | Com_Space_Cooling_&_Heating | Weather Sensitive | None | Payback-Based | 0 | 1 | 0 | 0 | Commercial
Commercial | Space Heating | NA | Wall Insulation - NEW | Wall Insulation (R24.5 blended baseline) | Wall Insulation (R30) | NEW Only | Com - Retail - Small | Envelope | 0 | SH Envelope Com | Commercial Buildings | commercial building | 30 | 0 | 0 | 0 | SAG input | 0 | 0 | 0 | 0 | Illinois TRM - 4.8.30 | 1 | 1 | 0 | 0 | 2019 APS, PA TRM 2016, CO TRM 2015 | Com_Space_Cooling_&_Heating | Weather Sensitive | None | Payback-Based | 0 | 1 | 0 | 0 | Commercial
Commercial | Space Heating | NA | Wall Insulation - NEW | Wall Insulation (R24.5 blended baseline) | Wall Insulation (R30) | NEW Only | Com - Schools - Small | Envelope | 0 | SH Envelope Com | Commercial Buildings | commercial building | 30 | 0 | 5370.6264 | 0 | SAG input | 10.7918 | 97.3598 | 0.037353 | 0 | Illinois TRM - 4.8.30 | 1 | 0.25 | 0.75 | 0.5 | 2019 APS, PA TRM 2016, CO TRM 2015 | Com_Space_Cooling_&_Heating | Weather Sensitive | None | Payback-Based | 0 | 1 | 0 | 0 | Commercial
Commercial | Space Heating | NA | Wall Insulation - NEW | Wall Insulation (R24.5 blended baseline) | Wall Insulation (R30) | NEW Only | Com - Warehousing - Small | Envelope | 0 | SH Envelope Com | Commercial Buildings | commercial building | 30 | 0 | 151.9793 | 0 | SAG input | 0.30539 | 2.7551 | 0.001057 | 0 | Illinois TRM - 4.8.30 | 1 | 0.25 | 0.75 | 0.5 | 2019 APS, PA TRM 2016, CO TRM 2015 | Com_Space_Cooling_&_Heating | Weather Sensitive | None | Payback-Based | 0 | 1 | 0 | 0 | Commercial
Commercial | Space Heating | NA | Wall Insulation - NEW | Wall Insulation (R24.5 blended baseline) | Wall Insulation (R30) | NEW Only | Com - University/College | Envelope | 0 | SH Envelope Com | Commercial Buildings | commercial building | 30 | 0 | 5439.2865 | 0 | SAG input | 10.9298 | 98.6045 | 0.037831 | 0 | Illinois TRM - 4.8.30 | 1 | 0.25 | 0.75 | 0.5 | 2019 APS, PA TRM 2016, CO TRM 2015 | Com_Space_Cooling_&_Heating | Weather Sensitive | None | Payback-Based | 0 | 1 | 0 | 0 | Commercial
Commercial | Space Heating | NA | Wall Insulation - RET | Wall Insulation (R10) | Wall Insulation (R24) | RET Only | Com - Hotel - Large | Envelope | 0 | SH Envelope Com | Commercial Buildings | commercial building | 30 | 0 | 11935.9435 | 0 | SAG input | 73.452 | 784.7233 | 0.25424 | 0 | Illinois TRM - 4.8.30 | 1 | 0.25 | 0.75 | 0.5 | 2019 APS, PA TRM 2016, CO TRM 2015 | Com_Space_Cooling_&_Heating | Weather Sensitive | None | Payback-Based | 0 | 1 | 0 | 0 | Commercial
Commercial | Space Heating | NA | Wall Insulation - RET | Wall Insulation (R10) | Wall Insulation (R24) | RET Only | Com - Multi-residential - Large | Envelope | 0 | SH Envelope Com | Commercial Buildings | commercial building | 30 | 0 | 33935.8032 | 0 | SAG input | 208.8357 | 2231.0943 | 0.72283 | 0 | Illinois TRM - 4.8.30 | 1 | 0.25 | 0.75 | 0.5 | 2019 APS, PA TRM 2016, CO TRM 2015 | Com_Space_Cooling_&_Heating | Weather Sensitive | None | Payback-Based | 0 | 1 | 0 | 0 | Commercial
Commercial | Space Heating | NA | Wall Insulation - RET | Wall Insulation (R10) | Wall Insulation (R24) | RET Only | Com - Multi-residential - Large - Low-Income | Envelope | 0 | SH Envelope Com | Commercial Buildings | commercial building | 30 | 0 | 33935.8032 | 0 | SAG input | 208.8357 | 2231.0943 | 0.72283 | 0 | Illinois TRM - 4.8.30 | 1 | 0.25 | 0.75 | 0.5 | 2019 APS, PA TRM 2016, CO TRM 2015 | Com_Space_Cooling_&_Heating | Weather Sensitive | None | Payback-Based | 0 | 1 | 0 | 0 | Low Income
Commercial | Space Heating | NA | Wall Insulation - RET | Wall Insulation (R10) | Wall Insulation (R24) | RET Only | Com - Office - Large | Envelope | 0 | SH Envelope Com | Commercial Buildings | commercial building | 30 | 0 | 0 | 0 | SAG input | 0 | 0 | 0 | 0 | Illinois TRM - 4.8.30 | 1 | 1 | 0 | 0 | 2019 APS, PA TRM 2016, CO TRM 2015 | Com_Space_Cooling_&_Heating | Weather Sensitive | None | Payback-Based | 0 | 1 | 0 | 0 | Commercial
Commercial | Space Heating | NA | Wall Insulation - RET | Wall Insulation (R10) | Wall Insulation (R24) | RET Only | Com - Other Commercial - Large | Envelope | 0 | SH Envelope Com | Commercial Buildings | commercial building | 30 | 0 | 11869.4459 | 0 | SAG input | 73.0427 | 780.3515 | 0.25282 | 0 | Illinois TRM - 4.8.30 | 1 | 0.25 | 0.75 | 0.5 | 2019 APS, PA TRM 2016, CO TRM 2015 | Com_Space_Cooling_&_Heating | Weather Sensitive | None | Payback-Based | 0 | 1 | 0 | 0 | Commercial
Commercial | Space Heating | NA | Wall Insulation - RET | Wall Insulation (R10) | Wall Insulation (R24) | RET Only | Com - Retail - Large | Envelope | 0 | SH Envelope Com | Commercial Buildings | commercial building | 30 | 0 | 14884.7864 | 0 | SAG input | 91.5987 | 978.5937 | 0.31705 | 0 | Illinois TRM - 4.8.30 | 1 | 0.25 | 0.75 | 0.5 | 2019 APS, PA TRM 2016, CO TRM 2015 | Com_Space_Cooling_&_Heating | Weather Sensitive | None | Payback-Based | 0 | 1 | 0 | 0 | Commercial
Commercial | Space Heating | NA | Wall Insulation - RET | Wall Insulation (R10) | Wall Insulation (R24) | RET Only | Com - Restaurant | Envelope | 0 | SH Envelope Com | Commercial Buildings | commercial building | 30 | 0 | 753.8892 | 0 | SAG input | 4.6393 | 39.6513 | 0.016058 | 0 | Illinois TRM - 4.8.30 | 1 | 0.25 | 0.75 | 0.2 | 2019 APS, PA TRM 2016, CO TRM 2015 | Com_Space_Cooling_&_Heating | Weather Sensitive | None | Payback-Based | 0 | 1 | 0 | 0 | Commercial
Commercial | Space Heating | NA | Wall Insulation - RET | Wall Insulation (R10) | Wall Insulation (R24) | RET Only | Com - Schools - Large | Envelope | 0 | SH Envelope Com | Commercial Buildings | commercial building | 30 | 0 | 42437.3874 | 0 | SAG input | 261.1532 | 2790.0272 | 0.90392 | 0 | Illinois TRM - 4.8.30 | 1 | 0.25 | 0.75 | 0.5 | 2019 APS, PA TRM 2016, CO TRM 2015 | Com_Space_Cooling_&_Heating | Weather Sensitive | None | Payback-Based | 0 | 1 | 0 | 0 | Commercial
Commercial | Space Heating | NA | Wall Insulation - RET | Wall Insulation (R10) | Wall Insulation (R24) | RET Only | Com - Warehousing - Large | Envelope | 0 | SH Envelope Com | Commercial Buildings | commercial building | 30 | 0 | 4390.2118 | 0 | SAG input | 27.0167 | 288.6325 | 0.093512 | 0 | Illinois TRM - 4.8.30 | 1 | 0.25 | 0.75 | 0.5 | 2019 APS, PA TRM 2016, CO TRM 2015 | Com_Space_Cooling_&_Heating | Weather Sensitive | None | Payback-Based | 0 | 1 | 0 | 0 | Commercial
Commercial | Space Heating | NA | Wall Insulation - RET | Wall Insulation (R10) | Wall Insulation (R24) | RET Only | Com - Hospital | Envelope | 0 | SH Envelope Com | Commercial Buildings | commercial building | 30 | 0 | 37898.4494 | 0 | SAG input | 233.2212 | 2491.6167 | 0.80724 | 0 | Illinois TRM - 4.8.30 | 1 | 0.25 | 0.75 | 0.5 | 2019 APS, PA TRM 2016, CO TRM 2015 | Com_Space_Cooling_&_Heating | Weather Sensitive | None | Payback-Based | 0 | 1 | 0 | 0 | Commercial
Commercial | Space Heating | NA | Wall Insulation - RET | Wall Insulation (R10) | Wall Insulation (R24) | RET Only | Com - Hotel - Small | Envelope | 0 | SH Envelope Com | Commercial Buildings | commercial building | 30 | 0 | 0 | 0 | SAG input | 0 | 0 | 0 | 0 | Illinois TRM - 4.8.30 | 1 | 1 | 0 | 0 | 2019 APS, PA TRM 2016, CO TRM 2015 | Com_Space_Cooling_&_Heating | Weather Sensitive | None | Payback-Based | 0 | 1 | 0 | 0 | Commercial
Commercial | Space Heating | NA | Wall Insulation - RET | Wall Insulation (R10) | Wall Insulation (R24) | RET Only | Com - Long Term Care | Envelope | 0 | SH Envelope Com | Commercial Buildings | commercial building | 30 | 0 | 0 | 0 | SAG input | 0 | 0 | 0 | 0 | Illinois TRM - 4.8.30 | 1 | 1 | 0 | 0 | 2019 APS, PA TRM 2016, CO TRM 2015 | Com_Space_Cooling_&_Heating | Weather Sensitive | None | Payback-Based | 0 | 1 | 0 | 0 | Commercial
Commercial | Space Heating | NA | Wall Insulation - RET | Wall Insulation (R10) | Wall Insulation (R24) | RET Only | Com - Multi-residential - Small | Envelope | 0 | SH Envelope Com | Commercial Buildings | commercial building | 30 | 0 | 1182.6801 | 0 | SAG input | 7.278 | 62.2038 | 0.025191 | 0 | Illinois TRM - 4.8.30 | 1 | 0.25 | 0.75 | 0.5 | 2019 APS, PA TRM 2016, CO TRM 2015 | Com_Space_Cooling_&_Heating | Weather Sensitive | None | Payback-Based | 0 | 1 | 0 | 0 | Commercial
Commercial | Space Heating | NA | Wall Insulation - RET | Wall Insulation (R10) | Wall Insulation (R24) | RET Only | Com - Multi-residential - Small - Low-Income | Envelope | 0 | SH Envelope Com | Commercial Buildings | commercial building | 30 | 0 | 1182.6801 | 0 | SAG input | 7.278 | 62.2038 | 0.025191 | 0 | Illinois TRM - 4.8.30 | 1 | 0.25 | 0.75 | 0.5 | 2019 APS, PA TRM 2016, CO TRM 2015 | Com_Space_Cooling_&_Heating | Weather Sensitive | None | Payback-Based | 0 | 1 | 0 | 0 | Low Income
Commercial | Space Heating | NA | Wall Insulation - RET | Wall Insulation (R10) | Wall Insulation (R24) | RET Only | Com - Office - Small | Envelope | 0 | SH Envelope Com | Commercial Buildings | commercial building | 30 | 0 | 2493.0192 | 0 | SAG input | 15.3417 | 131.122 | 0.053101 | 0 | Illinois TRM - 4.8.30 | 1 | 0.25 | 0.75 | 0.5 | 2019 APS, PA TRM 2016, CO TRM 2015 | Com_Space_Cooling_&_Heating | Weather Sensitive | None | Payback-Based | 0 | 1 | 0 | 0 | Commercial
Commercial | Space Heating | NA | Wall Insulation - RET | Wall Insulation (R10) | Wall Insulation (R24) | RET Only | Com - Other Commercial - Small | Envelope | 0 | SH Envelope Com | Commercial Buildings | commercial building | 30 | 0 | 513.8964 | 0 | SAG input | 3.1624 | 27.0287 | 0.010946 | 0 | Illinois TRM - 4.8.30 | 1 | 0.25 | 0.75 | 0.5 | 2019 APS, PA TRM 2016, CO TRM 2015 | Com_Space_Cooling_&_Heating | Weather Sensitive | None | Payback-Based | 0 | 1 | 0 | 0 | Commercial
Commercial | Space Heating | NA | Wall Insulation - RET | Wall Insulation (R10) | Wall Insulation (R24) | RET Only | Com - Retail - Small | Envelope | 0 | SH Envelope Com | Commercial Buildings | commercial building | 30 | 0 | 0 | 0 | SAG input | 0 | 0 | 0 | 0 | Illinois TRM - 4.8.30 | 1 | 1 | 0 | 0 | 2019 APS, PA TRM 2016, CO TRM 2015 | Com_Space_Cooling_&_Heating | Weather Sensitive | None | Payback-Based | 0 | 1 | 0 | 0 | Commercial
Commercial | Space Heating | NA | Wall Insulation - RET | Wall Insulation (R10) | Wall Insulation (R24) | RET Only | Com - Schools - Small | Envelope | 0 | SH Envelope Com | Commercial Buildings | commercial building | 30 | 0 | 13670.6853 | 0 | SAG input | 84.1273 | 898.7731 | 0.29119 | 0 | Illinois TRM - 4.8.30 | 1 | 0.25 | 0.75 | 0.5 | 2019 APS, PA TRM 2016, CO TRM 2015 | Com_Space_Cooling_&_Heating | Weather Sensitive | None | Payback-Based | 0 | 1 | 0 | 0 | Commercial
Commercial | Space Heating | NA | Wall Insulation - RET | Wall Insulation (R10) | Wall Insulation (R24) | RET Only | Com - Warehousing - Small | Envelope | 0 | SH Envelope Com | Commercial Buildings | commercial building | 30 | 0 | 386.8563 | 0 | SAG input | 2.3807 | 25.4337 | 0.00824 | 0 | Illinois TRM - 4.8.30 | 1 | 0.25 | 0.75 | 0.5 | 2019 APS, PA TRM 2016, CO TRM 2015 | Com_Space_Cooling_&_Heating | Weather Sensitive | None | Payback-Based | 0 | 1 | 0 | 0 | Commercial
Commercial | Space Heating | NA | Wall Insulation - RET | Wall Insulation (R10) | Wall Insulation (R24) | RET Only | Com - University/College | Envelope | 0 | SH Envelope Com | Commercial Buildings | commercial building | 30 | 0 | 13845.4565 | 0 | SAG input | 85.2028 | 910.2634 | 0.29491 | 0 | Illinois TRM - 4.8.30 | 1 | 0.25 | 0.75 | 0.5 | 2019 APS, PA TRM 2016, CO TRM 2015 | Com_Space_Cooling_&_Heating | Weather Sensitive | None | Payback-Based | 0 | 1 | 0 | 0 | Commercial
Commercial | Space Heating | NA | Wall Insulation - NEW | Wall Insulation (R24.5 blended baseline) | Wall Insulation (R30) | RET Only | Com - Multi-residential - Medium | Envelope | 0 | SH Envelope Com | Commercial Buildings | commercial building | 30 | 0 | 3620.3675 | 0 | SAG input | 7.2748 | 65.6308 | 0.02518 | 0 | Illinois TRM - 4.8.30 | 1 | 0.25 | 0.75 | 0.5 | 2019 APS, PA TRM 2016, CO TRM 2015 | Com_Space_Cooling_&_Heating | Weather Sensitive | None | Payback-Based | 0 | 1 | 0 | 0 | Commercial
Commercial | Space Heating | NA | Wall Insulation - NEW | Wall Insulation (R24.5 blended baseline) | Wall Insulation (R30) | RET Only | Com - Multi-residential - Medium - Low-Income | Envelope | 0 | SH Envelope Com | Commercial Buildings | commercial building | 30 | 0 | 3620.3675 | 0 | SAG input | 7.2748 | 65.6308 | 0.02518 | 0 | Illinois TRM - 4.8.30 | 1 | 0.25 | 0.75 | 0.5 | 2019 APS, PA TRM 2016, CO TRM 2015 | Com_Space_Cooling_&_Heating | Weather Sensitive | None | Payback-Based | 0 | 1 | 0 | 0 | Commercial
Commercial | Space Heating | NA | Wall Insulation - RET | Wall Insulation (R10) | Wall Insulation (R24) | RET Only | Com - Multi-residential - Medium | Envelope | 0 | SH Envelope Com | Commercial Buildings | commercial building | 30 | 0 | 9215.4809 | 0 | SAG input | 56.7107 | 605.8677 | 0.19629 | 0 | Illinois TRM - 4.8.30 | 1 | 0.25 | 0.75 | 0.5 | 2019 APS, PA TRM 2016, CO TRM 2015 | Com_Space_Cooling_&_Heating | Weather Sensitive | None | Payback-Based | 0 | 1 | 0 | 0 | Commercial
Commercial | Space Heating | NA | Wall Insulation - RET | Wall Insulation (R10) | Wall Insulation (R24) | RET Only | Com - Multi-residential - Medium - Low-Income | Envelope | 0 | SH Envelope Com | Commercial Buildings | commercial building | 30 | 0 | 9215.4809 | 0 | SAG input | 56.7107 | 605.8677 | 0.19629 | 0 | Illinois TRM - 4.8.30 | 1 | 0.25 | 0.75 | 0.5 | 2019 APS, PA TRM 2016, CO TRM 2015 | Com_Space_Cooling_&_Heating | Weather Sensitive | None | Payback-Based | 0 | 1 | 0 | 0 | Commercial
Commercial | Space Heating | NA | Duct Insulation - NEW | Duct Insulation (R8) | Duct Insulation (R10) | NEW Only | Com - Hospital | Envelope | 0 | SH Envelope Com | Commercial Buildings | commercial building | 20 | 0 | 0 | 0 | Illinois TRM V11 | 0 | 0 | 0 | 0 | Iowa TRM 2023 | 1 | 0.85 | 0.15 | 0 | 2019 APS, Fortis BC/BC Hydro End Use Report | Com_Space_Cooling_&_Heating | Weather Sensitive | None | Payback-Based | 0 | 1 | 0 | 0 | Commercial
Commercial | Space Heating | NA | Duct Insulation - NEW | Duct Insulation (R8) | Duct Insulation (R10) | NEW Only | Com - Hotel - Large | Envelope | 0 | SH Envelope Com | Commercial Buildings | commercial building | 20 | 0 | 0 | 0 | Illinois TRM V11 | 0 | 0 | 0 | 0 | Iowa TRM 2023 | 1 | 0.85 | 0.15 | 0 | 2019 APS, Fortis BC/BC Hydro End Use Report | Com_Space_Cooling_&_Heating | Weather Sensitive | None | Payback-Based | 0 | 1 | 0 | 0 | Commercial
Commercial | Space Heating | NA | Duct Insulation - NEW | Duct Insulation (R8) | Duct Insulation (R10) | NEW Only | Com - Hotel - Small | Envelope | 0 | SH Envelope Com | Commercial Buildings | commercial building | 20 | 0 | 5.718 | 0 | Illinois TRM V11 | 0.03992 | 0.058697 | 0.00013817 | 0 | Iowa TRM 2023 | 1 | 0.25 | 0.75 | 0.5 | 2019 APS, Fortis BC/BC Hydro End Use Report | Com_Space_Cooling_&_Heating | Weather Sensitive | None | Payback-Based | 0 | 1 | 0 | 0 | Commercial
Commercial | Space Heating | NA | Duct Insulation - NEW | Duct Insulation (R8) | Duct Insulation (R10) | NEW Only | Com - Long Term Care | Envelope | 0 | SH Envelope Com | Commercial Buildings | commercial building | 20 | 0 | 0 | 0 | Illinois TRM V11 | 0 | 0 | 0 | 0 | Iowa TRM 2023 | 1 | 0.85 | 0.15 | 0 | 2019 APS, Fortis BC/BC Hydro End Use Report | Com_Space_Cooling_&_Heating | Weather Sensitive | None | Payback-Based | 0 | 1 | 0 | 0 | Commercial
Commercial | Space Heating | NA | Duct Insulation - NEW | Duct Insulation (R8) | Duct Insulation (R10) | NEW Only | Com - Multi-residential - Large | Envelope | 0 | SH Envelope Com | Commercial Buildings | commercial building | 20 | 0 | 0 | 0 | Illinois TRM V11 | 0 | 0 | 0 | 0 | Iowa TRM 2023 | 1 | 0.5 | 0.5 | 1 | 2019 APS, Fortis BC/BC Hydro End Use Report | Com_Space_Cooling_&_Heating | Weather Sensitive | None | Payback-Based | 0 | 1 | 0 | 0 | Commercial
Commercial | Space Heating | NA | Duct Insulation - NEW | Duct Insulation (R8) | Duct Insulation (R10) | NEW Only | Com - Multi-residential - Large - Low-Income | Envelope | 0 | SH Envelope Com | Commercial Buildings | commercial building | 20 | 0 | 0 | 0 | Illinois TRM V11 | 0 | 0 | 0 | 0 | Iowa TRM 2023 | 1 | 0.5 | 0.5 | 1 | 2019 APS, Fortis BC/BC Hydro End Use Report | Com_Space_Cooling_&_Heating | Weather Sensitive | None | Payback-Based | 0 | 1 | 0 | 0 | Low Income
Commercial | Space Heating | NA | Duct Insulation - NEW | Duct Insulation (R8) | Duct Insulation (R10) | NEW Only | Com - Multi-residential - Small | Envelope | 0 | SH Envelope Com | Commercial Buildings | commercial building | 20 | 0 | 6.9621 | 0 | Illinois TRM V11 | 0.048606 | 0.071467 | 0.00016824 | 0 | Iowa TRM 2023 | 1 | 0.25 | 0.75 | 1 | 2019 APS, Fortis BC/BC Hydro End Use Report | Com_Space_Cooling_&_Heating | Weather Sensitive | None | Payback-Based | 0 | 1 | 0 | 0 | Commercial
Commercial | Space Heating | NA | Duct Insulation - NEW | Duct Insulation (R8) | Duct Insulation (R10) | NEW Only | Com - Multi-residential - Small - Low-Income | Envelope | 0 | SH Envelope Com | Commercial Buildings | commercial building | 20 | 0 | 6.9621 | 0 | Illinois TRM V11 | 0.048606 | 0.071467 | 0.00016824 | 0 | Iowa TRM 2023 | 1 | 0.25 | 0.75 | 1 | 2019 APS, Fortis BC/BC Hydro End Use Report | Com_Space_Cooling_&_Heating | Weather Sensitive | None | Payback-Based | 0 | 1 | 0 | 0 | Low Income
Commercial | Space Heating | NA | Duct Insulation - NEW | Duct Insulation (R8) | Duct Insulation (R10) | NEW Only | Com - Office - Large | Envelope | 0 | SH Envelope Com | Commercial Buildings | commercial building | 20 | 0 | 0 | 0 | Illinois TRM V11 | 0 | 0 | 0 | 0 | Iowa TRM 2023 | 1 | 0.85 | 0.15 | 0 | 2019 APS, Fortis BC/BC Hydro End Use Report | Com_Space_Cooling_&_Heating | Weather Sensitive | None | Payback-Based | 0 | 1 | 0 | 0 | Commercial
Commercial | Space Heating | NA | Duct Insulation - NEW | Duct Insulation (R8) | Duct Insulation (R10) | NEW Only | Com - Office - Small | Envelope | 0 | SH Envelope Com | Commercial Buildings | commercial building | 20 | 0 | 11.0348 | 0 | Illinois TRM V11 | 0.077039 | 0.10697 | 0.00026665 | 0 | Iowa TRM 2023 | 1 | 0.25 | 0.75 | 0.5 | 2019 APS, Fortis BC/BC Hydro End Use Report | Com_Space_Cooling_&_Heating | Weather Sensitive | None | Payback-Based | 0 | 1 | 0 | 0 | Commercial
Commercial | Space Heating | NA | Duct Insulation - NEW | Duct Insulation (R8) | Duct Insulation (R10) | NEW Only | Com - Other Commercial - Large | Envelope | 0 | SH Envelope Com | Commercial Buildings | commercial building | 20 | 0 | 0 | 0 | Illinois TRM V11 | 0 | 0 | 0 | 0 | Iowa TRM 2023 | 1 | 1 | 0 | 0 | 2019 APS, Fortis BC/BC Hydro End Use Report | Com_Space_Cooling_&_Heating | Weather Sensitive | None | Payback-Based | 0 | 1 | 0 | 0 | Commercial
Commercial | Space Heating | NA | Duct Insulation - NEW | Duct Insulation (R8) | Duct Insulation (R10) | RET Only | Com - Other Commercial - Small | Envelope | 0 | SH Envelope Com | Commercial Buildings | commercial building | 20 | 0 | 0 | 0 | Illinois TRM V11 | 0 | 0 | 0 | 0 | Iowa TRM 2023 | 1 | 1 | 0 | 0 | 2019 APS, Fortis BC/BC Hydro End Use Report | Com_Space_Cooling_&_Heating | Weather Sensitive | None | Payback-Based | 0 | 1 | 0 | 0 | Commercial
Commercial | Space Heating | NA | Duct Insulation - NEW | Duct Insulation (R8) | Duct Insulation (R10) | RET Only | Com - Restaurant | Envelope | 0 | SH Envelope Com | Commercial Buildings | commercial building | 20 | 0 | 9.5205 | 0 | Illinois TRM V11 | 0.066467 | 0.14316 | 0.00023006 | 0 | Iowa TRM 2023 | 1 | 0.25 | 0.75 | 0.5 | 2019 APS, Fortis BC/BC Hydro End Use Report | Com_Space_Cooling_&_Heating | Weather Sensitive | None | Payback-Based | 0 | 1 | 0 | 0 | Commercial
Commercial | Space Heating | NA | Duct Insulation - NEW | Duct Insulation (R8) | Duct Insulation (R10) | RET Only | Com - Retail - Large | Envelope | 0 | SH Envelope Com | Commercial Buildings | commercial building | 20 | 0 | 0 | 0 | Illinois TRM V11 | 0 | 0 | 0 | 0 | Iowa TRM 2023 | 1 | 0.85 | 0.15 | 0 | 2019 APS, Fortis BC/BC Hydro End Use Report | Com_Space_Cooling_&_Heating | Weather Sensitive | None | Payback-Based | 0 | 1 | 0 | 0 | Commercial
Commercial | Space Heating | NA | Duct Insulation - NEW | Duct Insulation (R8) | Duct Insulation (R10) | RET Only | Com - Retail - Small | Envelope | 0 | SH Envelope Com | Commercial Buildings | commercial building | 20 | 0 | 7.0357 | 0 | Illinois TRM V11 | 0.04912 | 0.072223 | 0.00017002 | 0 | Iowa TRM 2023 | 1 | 0.25 | 0.75 | 0.5 | 2019 APS, Fortis BC/BC Hydro End Use Report | Com_Space_Cooling_&_Heating | Weather Sensitive | None | Payback-Based | 0 | 1 | 0 | 0 | Commercial
Commercial | Space Heating | NA | Duct Insulation - NEW | Duct Insulation (R8) | Duct Insulation (R10) | RET Only | Com - Schools - Large | Envelope | 0 | SH Envelope Com | Commercial Buildings | commercial building | 20 | 0 | 0 | 0 | Illinois TRM V11 | 0 | 0 | 0 | 0 | Iowa TRM 2023 | 1 | 0.85 | 0.15 | 0 | 2019 APS, Fortis BC/BC Hydro End Use Report | Com_Space_Cooling_&_Heating | Weather Sensitive | None | Payback-Based | 0 | 1 | 0 | 0 | Commercial
Commercial | Space Heating | NA | Duct Insulation - NEW | Duct Insulation (R8) | Duct Insulation (R10) | RET Only | Com - Schools - Small | Envelope | 0 | SH Envelope Com | Commercial Buildings | commercial building | 20 | 0 | 0 | 0 | Illinois TRM V11 | 0 | 0 | 0 | 0 | Iowa TRM 2023 | 1 | 0.85 | 0.15 | 0 | 2019 APS, Fortis BC/BC Hydro End Use Report | Com_Space_Cooling_&_Heating | Weather Sensitive | None | Payback-Based | 0 | 1 | 0 | 0 | Commercial
Commercial | Space Heating | NA | Duct Insulation - NEW | Duct Insulation (R8) | Duct Insulation (R10) | RET Only | Com - University/College | Envelope | 0 | SH Envelope Com | Commercial Buildings | commercial building | 20 | 0 | 0 | 0 | Illinois TRM V11 | 0 | 0 | 0 | 0 | Iowa TRM 2023 | 1 | 0.85 | 0.15 | 0 | 2019 APS, Fortis BC/BC Hydro End Use Report | Com_Space_Cooling_&_Heating | Weather Sensitive | None | Payback-Based | 0 | 1 | 0 | 0 | Commercial
Commercial | Space Heating | NA | Duct Insulation - NEW | Duct Insulation (R8) | Duct Insulation (R10) | RET Only | Com - Warehousing - Large | Envelope | 0 | SH Envelope Com | Commercial Buildings | commercial building | 20 | 0 | 0 | 0 | Illinois TRM V11 | 0 | 0 | 0 | 0 | Iowa TRM 2023 | 1 | 1 | 0 | 0 | 2019 APS, Fortis BC/BC Hydro End Use Report | Com_Space_Cooling_&_Heating | Weather Sensitive | None | Payback-Based | 0 | 1 | 0 | 0 | Commercial
Commercial | Space Heating | NA | Duct Insulation - NEW | Duct Insulation (R8) | Duct Insulation (R10) | RET Only | Com - Warehousing - Small | Envelope | 0 | SH Envelope Com | Commercial Buildings | commercial building | 20 | 0 | 0 | 0 | Illinois TRM V11 | 0 | 0 | 0 | 0 | Iowa TRM 2023 | 1 | 1 | 0 | 0 | 2019 APS, Fortis BC/BC Hydro End Use Report | Com_Space_Cooling_&_Heating | Weather Sensitive | None | Payback-Based | 0 | 1 | 0 | 0 | Commercial
Commercial | Space Heating | NA | Duct Insulation - RET | Duct Insulation (R2) | Duct Insulation (R10) | RET Only | Com - Hospital | Envelope | 0 | SH Envelope Com | Commercial Buildings | commercial building | 20 | 0 | 0 | 0 | Illinois TRM V11 | 0 | 0 | 0 | 0 | Iowa TRM 2023 | 1 | 0.85 | 0.15 | 0 | 2019 APS, Fortis BC/BC Hydro End Use Report | Com_Space_Cooling_&_Heating | Weather Sensitive | None | Payback-Based | 0 | 1 | 0 | 0 | Commercial
Commercial | Space Heating | NA | Duct Insulation - RET | Duct Insulation (R2) | Duct Insulation (R10) | RET Only | Com - Hotel - Large | Envelope | 0 | SH Envelope Com | Commercial Buildings | commercial building | 20 | 0 | 0 | 0 | Illinois TRM V11 | 0 | 0 | 0 | 0 | Iowa TRM 2023 | 1 | 0.85 | 0.15 | 0 | 2019 APS, Fortis BC/BC Hydro End Use Report | Com_Space_Cooling_&_Heating | Weather Sensitive | None | Payback-Based | 0 | 1 | 0 | 0 | Commercial
Commercial | Space Heating | NA | Duct Insulation - RET | Duct Insulation (R2) | Duct Insulation (R10) | RET Only | Com - Hotel - Small | Envelope | 0 | SH Envelope Com | Commercial Buildings | commercial building | 20 | 0 | 22.872 | 0 | Illinois TRM V11 | 0.63872 | 1.0602 | 0.0022108 | 0 | Iowa TRM 2023 | 1 | 0.25 | 0.75 | 0.5 | 2019 APS, Fortis BC/BC Hydro End Use Report | Com_Space_Cooling_&_Heating | Weather Sensitive | None | Payback-Based | 0 | 1 | 0 | 0 | Commercial
Commercial | Space Heating | NA | Duct Insulation - RET | Duct Insulation (R2) | Duct Insulation (R10) | RET Only | Com - Long Term Care | Envelope | 0 | SH Envelope Com | Commercial Buildings | commercial building | 20 | 0 | 0 | 0 | Illinois TRM V11 | 0 | 0 | 0 | 0 | Iowa TRM 2023 | 1 | 0.85 | 0.15 | 0 | 2019 APS, Fortis BC/BC Hydro End Use Report | Com_Space_Cooling_&_Heating | Weather Sensitive | None | Payback-Based | 0 | 1 | 0 | 0 | Commercial
Commercial | Space Heating | NA | Duct Insulation - RET | Duct Insulation (R2) | Duct Insulation (R10) | RET Only | Com - Multi-residential - Large | Envelope | 0 | SH Envelope Com | Commercial Buildings | commercial building | 20 | 0 | 0 | 0 | Illinois TRM V11 | 0 | 0 | 0 | 0 | Iowa TRM 2023 | 1 | 0.5 | 0.5 | 1 | 2019 APS, Fortis BC/BC Hydro End Use Report | Com_Space_Cooling_&_Heating | Weather Sensitive | None | Payback-Based | 0 | 1 | 0 | 0 | Commercial
Commercial | Space Heating | NA | Duct Insulation - RET | Duct Insulation (R2) | Duct Insulation (R10) | RET Only | Com - Multi-residential - Large - Low-Income | Envelope | 0 | SH Envelope Com | Commercial Buildings | commercial building | 20 | 0 | 0 | 0 | Illinois TRM V11 | 0 | 0 | 0 | 0 | Iowa TRM 2023 | 1 | 0.5 | 0.5 | 1 | 2019 APS, Fortis BC/BC Hydro End Use Report | Com_Space_Cooling_&_Heating | Weather Sensitive | None | Payback-Based | 0 | 1 | 0 | 0 | Low Income
Commercial | Space Heating | NA | Duct Insulation - RET | Duct Insulation (R2) | Duct Insulation (R10) | RET Only | Com - Multi-residential - Small | Envelope | 0 | SH Envelope Com | Commercial Buildings | commercial building | 20 | 0 | 27.8483 | 0 | Illinois TRM V11 | 0.77769 | 1.2909 | 0.0026918 | 0 | Iowa TRM 2023 | 1 | 0.25 | 0.75 | 1 | 2019 APS, Fortis BC/BC Hydro End Use Report | Com_Space_Cooling_&_Heating | Weather Sensitive | None | Payback-Based | 0 | 1 | 0 | 0 | Commercial
Commercial | Space Heating | NA | Duct Insulation - RET | Duct Insulation (R2) | Duct Insulation (R10) | RET Only | Com - Multi-residential - Small - Low-Income | Envelope | 0 | SH Envelope Com | Commercial Buildings | commercial building | 20 | 0 | 27.8483 | 0 | Illinois TRM V11 | 0.77769 | 1.2909 | 0.0026918 | 0 | Iowa TRM 2023 | 1 | 0.25 | 0.75 | 1 | 2019 APS, Fortis BC/BC Hydro End Use Report | Com_Space_Cooling_&_Heating | Weather Sensitive | None | Payback-Based | 0 | 1 | 0 | 0 | Low Income
Commercial | Space Heating | NA | Duct Insulation - RET | Duct Insulation (R2) | Duct Insulation (R10) | RET Only | Com - Office - Large | Envelope | 0 | SH Envelope Com | Commercial Buildings | commercial building | 20 | 0 | 0 | 0 | Illinois TRM V11 | 0 | 0 | 0 | 0 | Iowa TRM 2023 | 1 | 0.85 | 0.15 | 0 | 2019 APS, Fortis BC/BC Hydro End Use Report | Com_Space_Cooling_&_Heating | Weather Sensitive | None | Payback-Based | 0 | 1 | 0 | 0 | Commercial
Commercial | Space Heating | NA | Duct Insulation - RET | Duct Insulation (R2) | Duct Insulation (R10) | RET Only | Com - Office - Small | Envelope | 0 | SH Envelope Com | Commercial Buildings | commercial building | 20 | 0 | 44.1392 | 0 | Illinois TRM V11 | 1.2326 | 1.7186 | 0.0042664 | 0 | Iowa TRM 2023 | 1 | 0.25 | 0.75 | 0.5 | 2019 APS, Fortis BC/BC Hydro End Use Report | Com_Space_Cooling_&_Heating | Weather Sensitive | None | Payback-Based | 0 | 1 | 0 | 0 | Commercial
Commercial | Space Heating | NA | Duct Insulation - RET | Duct Insulation (R2) | Duct Insulation (R10) | RET Only | Com - Other Commercial - Large | Envelope | 0 | SH Envelope Com | Commercial Buildings | commercial building | 20 | 0 | 0 | 0 | Illinois TRM V11 | 0 | 0 | 0 | 0 | Iowa TRM 2023 | 1 | 1 | 0 | 0 | 2019 APS, Fortis BC/BC Hydro End Use Report | Com_Space_Cooling_&_Heating | Weather Sensitive | None | Payback-Based | 0 | 1 | 0 | 0 | Commercial
Commercial | Space Heating | NA | Duct Insulation - RET | Duct Insulation (R2) | Duct Insulation (R10) | RET Only | Com - Other Commercial - Small | Envelope | 0 | SH Envelope Com | Commercial Buildings | commercial building | 20 | 0 | 0 | 0 | Illinois TRM V11 | 0 | 0 | 0 | 0 | Iowa TRM 2023 | 1 | 1 | 0 | 0 | 2019 APS, Fortis BC/BC Hydro End Use Report | Com_Space_Cooling_&_Heating | Weather Sensitive | None | Payback-Based | 0 | 1 | 0 | 0 | Commercial
Commercial | Space Heating | NA | Duct Insulation - RET | Duct Insulation (R2) | Duct Insulation (R10) | RET Only | Com - Restaurant | Envelope | 0 | SH Envelope Com | Commercial Buildings | commercial building | 20 | 0 | 38.0821 | 0 | Illinois TRM V11 | 1.0635 | 1.7653 | 0.003681 | 0 | Iowa TRM 2023 | 1 | 0.25 | 0.75 | 0.5 | 2019 APS, Fortis BC/BC Hydro End Use Report | Com_Space_Cooling_&_Heating | Weather Sensitive | None | Payback-Based | 0 | 1 | 0 | 0 | Commercial
Commercial | Space Heating | NA | Duct Insulation - RET | Duct Insulation (R2) | Duct Insulation (R10) | RET Only | Com - Retail - Large | Envelope | 0 | SH Envelope Com | Commercial Buildings | commercial building | 20 | 0 | 0 | 0 | Illinois TRM V11 | 0 | 0 | 0 | 0 | Iowa TRM 2023 | 1 | 0.85 | 0.15 | 0 | 2019 APS, Fortis BC/BC Hydro End Use Report | Com_Space_Cooling_&_Heating | Weather Sensitive | None | Payback-Based | 0 | 1 | 0 | 0 | Commercial
Commercial | Space Heating | NA | Duct Insulation - RET | Duct Insulation (R2) | Duct Insulation (R10) | RET Only | Com - Retail - Small | Envelope | 0 | SH Envelope Com | Commercial Buildings | commercial building | 20 | 0 | 28.1429 | 0 | Illinois TRM V11 | 0.78592 | 1.3045 | 0.0027203 | 0 | Iowa TRM 2023 | 1 | 0.25 | 0.75 | 0.5 | 2019 APS, Fortis BC/BC Hydro End Use Report | Com_Space_Cooling_&_Heating | Weather Sensitive | None | Payback-Based | 0 | 1 | 0 | 0 | Commercial
Commercial | Space Heating | NA | Duct Insulation - RET | Duct Insulation (R2) | Duct Insulation (R10) | RET Only | Com - Schools - Large | Envelope | 0 | SH Envelope Com | Commercial Buildings | commercial building | 20 | 0 | 0 | 0 | Illinois TRM V11 | 0 | 0 | 0 | 0 | Iowa TRM 2023 | 1 | 0.85 | 0.15 | 0 | 2019 APS, Fortis BC/BC Hydro End Use Report | Com_Space_Cooling_&_Heating | Weather Sensitive | None | Payback-Based | 0 | 1 | 0 | 0 | Commercial
Commercial | Space Heating | NA | Duct Insulation - RET | Duct Insulation (R2) | Duct Insulation (R10) | RET Only | Com - Schools - Small | Envelope | 0 | SH Envelope Com | Commercial Buildings | commercial building | 20 | 0 | 0 | 0 | Illinois TRM V11 | 0 | 0 | 0 | 0 | Iowa TRM 2023 | 1 | 0.85 | 0.15 | 0 | 2019 APS, Fortis BC/BC Hydro End Use Report | Com_Space_Cooling_&_Heating | Weather Sensitive | None | Payback-Based | 0 | 1 | 0 | 0 | Commercial
Commercial | Space Heating | NA | Duct Insulation - RET | Duct Insulation (R2) | Duct Insulation (R10) | RET Only | Com - University/College | Envelope | 0 | SH Envelope Com | Commercial Buildings | commercial building | 20 | 0 | 0 | 0 | Illinois TRM V11 | 0 | 0 | 0 | 0 | Iowa TRM 2023 | 1 | 0.85 | 0.15 | 0 | 2019 APS, Fortis BC/BC Hydro End Use Report | Com_Space_Cooling_&_Heating | Weather Sensitive | None | Payback-Based | 0 | 1 | 0 | 0 | Commercial
Commercial | Space Heating | NA | Duct Insulation - RET | Duct Insulation (R2) | Duct Insulation (R10) | RET Only | Com - Warehousing - Large | Envelope | 0 | SH Envelope Com | Commercial Buildings | commercial building | 20 | 0 | 0 | 0 | Illinois TRM V11 | 0 | 0 | 0 | 0 | Iowa TRM 2023 | 1 | 1 | 0 | 0 | 2019 APS, Fortis BC/BC Hydro End Use Report | Com_Space_Cooling_&_Heating | Weather Sensitive | None | Payback-Based | 0 | 1 | 0 | 0 | Commercial
Commercial | Space Heating | NA | Duct Insulation - RET | Duct Insulation (R2) | Duct Insulation (R10) | RET Only | Com - Warehousing - Small | Envelope | 0 | SH Envelope Com | Commercial Buildings | commercial building | 20 | 0 | 0 | 0 | Illinois TRM V11 | 0 | 0 | 0 | 0 | Iowa TRM 2023 | 1 | 1 | 0 | 0 | 2019 APS, Fortis BC/BC Hydro End Use Report | Com_Space_Cooling_&_Heating | Weather Sensitive | None | Payback-Based | 0 | 1 | 0 | 0 | Commercial
Commercial | Space Heating | NA | Duct Insulation - NEW | Duct Insulation (R8) | Duct Insulation (R10) | RET Only | Com - Multi-residential - Medium | Envelope | 0 | SH Envelope Com | Commercial Buildings | commercial building | 20 | 0 | 0 | 0 | Illinois TRM V11 | 0 | 0 | 0 | 0 | Iowa TRM 2023 | 1 | 0.5 | 0.5 | 1 | 2019 APS, Fortis BC/BC Hydro End Use Report | Com_Space_Cooling_&_Heating | Weather Sensitive | None | Payback-Based | 0 | 1 | 0 | 0 | Commercial
Commercial | Space Heating | NA | Duct Insulation - NEW | Duct Insulation (R8) | Duct Insulation (R10) | RET Only | Com - Multi-residential - Medium - Low-Income | Envelope | 0 | SH Envelope Com | Commercial Buildings | commercial building | 20 | 0 | 0 | 0 | Illinois TRM V11 | 0 | 0 | 0 | 0 | Iowa TRM 2023 | 1 | 0.5 | 0.5 | 1 | 2019 APS, Fortis BC/BC Hydro End Use Report | Com_Space_Cooling_&_Heating | Weather Sensitive | None | Payback-Based | 0 | 1 | 0 | 0 | Commercial
Commercial | Space Heating | NA | Duct Insulation - RET | Duct Insulation (R2) | Duct Insulation (R10) | RET Only | Com - Multi-residential - Medium | Envelope | 0 | SH Envelope Com | Commercial Buildings | commercial building | 20 | 0 | 0 | 0 | Illinois TRM V11 | 0 | 0 | 0 | 0 | Iowa TRM 2023 | 1 | 0.5 | 0.5 | 1 | 2019 APS, Fortis BC/BC Hydro End Use Report | Com_Space_Cooling_&_Heating | Weather Sensitive | None | Payback-Based | 0 | 1 | 0 | 0 | Commercial
Commercial | Space Heating | NA | Duct Insulation - RET | Duct Insulation (R2) | Duct Insulation (R10) | RET Only | Com - Multi-residential - Medium - Low-Income | Envelope | 0 | SH Envelope Com | Commercial Buildings | commercial building | 20 | 0 | 0 | 0 | Illinois TRM V11 | 0 | 0 | 0 | 0 | Iowa TRM 2023 | 1 | 0.5 | 0.5 | 1 | 2019 APS, Fortis BC/BC Hydro End Use Report | Com_Space_Cooling_&_Heating | Weather Sensitive | None | Payback-Based | 0 | 1 | 0 | 0 | Commercial
Commercial | Space Heating | NA | Roof Insulation - NEW | Roof Insulation (R39.2 blended baseline) | Roof-deck insulation (R50) | NEW Only | Com - Hotel - Large | Envelope | 0 | SH Envelope Com | Commercial Buildings | commercial building | 20 | 0 | 0 | 0 | Illinois TRM V11 - 4.8.2 | 0 | 0 | 0 | 0 | Illinois TRM V11 - 4.8.2 | 1 | 1 | 0 | 1 | 2019 APS | Com_Space_Cooling_&_Heating | Weather Sensitive | None | Payback-Based | 0 | 1 | 0 | 0 | Commercial
Commercial | Space Heating | NA | Roof Insulation - NEW | Roof Insulation (R39.2 blended baseline) | Roof-deck insulation (R50) | NEW Only | Com - Multi-residential - Large | Envelope | 0 | SH Envelope Com | Commercial Buildings | commercial building | 20 | 0 | 0 | 0 | Illinois TRM V11 - 4.8.2 | 0 | 0 | 0 | 0 | Illinois TRM V11 - 4.8.2 | 1 | 1 | 0 | 1 | 2019 APS | Com_Space_Cooling_&_Heating | Weather Sensitive | None | Payback-Based | 0 | 1 | 0 | 0 | Commercial
Commercial | Space Heating | NA | Roof Insulation - NEW | Roof Insulation (R39.2 blended baseline) | Roof-deck insulation (R50) | NEW Only | Com - Multi-residential - Large - Low-Income | Envelope | 0 | SH Envelope Com | Commercial Buildings | commercial building | 20 | 0 | 0 | 0 | Illinois TRM V11 - 4.8.2 | 0 | 0 | 0 | 0 | Illinois TRM V11 - 4.8.2 | 1 | 1 | 0 | 1 | 2019 APS | Com_Space_Cooling_&_Heating | Weather Sensitive | None | Payback-Based | 0 | 1 | 0 | 0 | Low Income
Commercial | Space Heating | NA | Roof Insulation - NEW | Roof Insulation (R39.2 blended baseline) | Roof-deck insulation (R50) | NEW Only | Com - Office - Large | Envelope | 0 | SH Envelope Com | Commercial Buildings | commercial building | 20 | 0 | 38469.1696 | 0 | Illinois TRM V11 - 4.8.2 | 21.9837 | 253.8489 | 0.076091 | 0 | Illinois TRM V11 - 4.8.2 | 1 | 0.8 | 0.2 | 0.75 | 2019 APS | Com_Space_Cooling_&_Heating | Weather Sensitive | None | Payback-Based | 0 | 1 | 0 | 0 | Commercial
Commercial | Space Heating | NA | Roof Insulation - NEW | Roof Insulation (R39.2 blended baseline) | Roof-deck insulation (R50) | NEW Only | Com - Other Commercial - Large | Envelope | 0 | SH Envelope Com | Commercial Buildings | commercial building | 20 | 0 | 2249.5836 | 0 | Illinois TRM V11 - 4.8.2 | 1.2856 | 14.8445 | 0.0044496 | 0 | Illinois TRM V11 - 4.8.2 | 1 | 0.8 | 0.2 | 0.75 | 2019 APS | Com_Space_Cooling_&_Heating | Weather Sensitive | None | Payback-Based | 0 | 1 | 0 | 0 | Commercial
Commercial | Space Heating | NA | Roof Insulation - NEW | Roof Insulation (R39.2 blended baseline) | Roof-deck insulation (R50) | NEW Only | Com - Retail - Large | Envelope | 0 | SH Envelope Com | Commercial Buildings | commercial building | 20 | 0 | 5669.0792 | 0 | Illinois TRM V11 - 4.8.2 | 3.2397 | 37.4089 | 0.011213 | 0 | Illinois TRM V11 - 4.8.2 | 1 | 0.8 | 0.2 | 0.75 | 2019 APS | Com_Space_Cooling_&_Heating | Weather Sensitive | None | Payback-Based | 0 | 1 | 0 | 0 | Commercial
Commercial | Space Heating | NA | Roof Insulation - NEW | Roof Insulation (R39.2 blended baseline) | Roof-deck insulation (R50) | NEW Only | Com - Restaurant | Envelope | 0 | SH Envelope Com | Commercial Buildings | commercial building | 20 | 0 | 3808.0016 | 0 | Illinois TRM V11 - 4.8.2 | 2.1761 | 34.8714 | 0.0075321 | 0 | Illinois TRM V11 - 4.8.2 | 1 | 0.8 | 0.2 | 0.75 | 2019 APS | Com_Space_Cooling_&_Heating | Weather Sensitive | None | Payback-Based | 0 | 1 | 0 | 0 | Commercial
Commercial | Space Heating | NA | Roof Insulation - NEW | Roof Insulation (R39.2 blended baseline) | Roof-deck insulation (R50) | NEW Only | Com - Schools - Large | Envelope | 0 | SH Envelope Com | Commercial Buildings | commercial building | 20 | 0 | 0 | 0 | Illinois TRM V11 - 4.8.2 | 0 | 0 | 0 | 0 | Illinois TRM V11 - 4.8.2 | 1 | 1 | 0 | 1 | 2019 APS | Com_Space_Cooling_&_Heating | Weather Sensitive | None | Payback-Based | 0 | 1 | 0 | 0 | Commercial
Commercial | Space Heating | NA | Roof Insulation - NEW | Roof Insulation (R39.2 blended baseline) | Roof-deck insulation (R50) | NEW Only | Com - Warehousing - Large | Envelope | 0 | SH Envelope Com | Commercial Buildings | commercial building | 20 | 0 | 0 | 0 | Illinois TRM V11 - 4.8.2 | 0 | 0 | 0 | 0 | Illinois TRM V11 - 4.8.2 | 1 | 1 | 0 | 1 | 2019 APS | Com_Space_Cooling_&_Heating | Weather Sensitive | None | Payback-Based | 0 | 1 | 0 | 0 | Commercial
Commercial | Space Heating | NA | Roof Insulation - NEW | Roof Insulation (R39.2 blended baseline) | Roof-deck insulation (R50) | NEW Only | Com - Hospital | Envelope | 0 | SH Envelope Com | Commercial Buildings | commercial building | 20 | 0 | 0 | 0 | Illinois TRM V11 - 4.8.2 | 0 | 0 | 0 | 0 | Illinois TRM V11 - 4.8.2 | 1 | 1 | 0 | 1 | 2019 APS | Com_Space_Cooling_&_Heating | Weather Sensitive | None | Payback-Based | 0 | 1 | 0 | 0 | Commercial
Commercial | Space Heating | NA | Roof Insulation - NEW | Roof Insulation (R39.2 blended baseline) | Roof-deck insulation (R50) | NEW Only | Com - Hotel - Small | Envelope | 0 | SH Envelope Com | Commercial Buildings | commercial building | 20 | 0 | 1478.0494 | 0 | Illinois TRM V11 - 4.8.2 | 0.84465 | 9.24 | 0.0029235 | 0 | Illinois TRM V11 - 4.8.2 | 1 | 0.8 | 0.2 | 0.75 | 2019 APS | Com_Space_Cooling_&_Heating | Weather Sensitive | None | Payback-Based | 0 | 1 | 0 | 0 | Commercial
Commercial | Space Heating | NA | Roof Insulation - NEW | Roof Insulation (R39.2 blended baseline) | Roof-deck insulation (R50) | NEW Only | Com - Long Term Care | Envelope | 0 | SH Envelope Com | Commercial Buildings | commercial building | 20 | 0 | 12055.9038 | 0 | Illinois TRM V11 - 4.8.2 | 6.8895 | 79.554 | 0.023846 | 0 | Illinois TRM V11 - 4.8.2 | 1 | 0.8 | 0.2 | 0.75 | 2019 APS | Com_Space_Cooling_&_Heating | Weather Sensitive | None | Payback-Based | 0 | 1 | 0 | 0 | Commercial
Commercial | Space Heating | NA | Roof Insulation - NEW | Roof Insulation (R39.2 blended baseline) | Roof-deck insulation (R50) | NEW Only | Com - Multi-residential - Small | Envelope | 0 | SH Envelope Com | Commercial Buildings | commercial building | 20 | 0 | 224.1501 | 0 | Illinois TRM V11 - 4.8.2 | 0.12809 | 1.4013 | 0.00044336 | 0 | Illinois TRM V11 - 4.8.2 | 1 | 0.8 | 0.2 | 0.75 | 2019 APS | Com_Space_Cooling_&_Heating | Weather Sensitive | None | Payback-Based | 0 | 1 | 0 | 0 | Commercial
Commercial | Space Heating | NA | Roof Insulation - NEW | Roof Insulation (R39.2 blended baseline) | Roof-deck insulation (R50) | NEW Only | Com - Multi-residential - Small - Low-Income | Envelope | 0 | SH Envelope Com | Commercial Buildings | commercial building | 20 | 0 | 224.1501 | 0 | Illinois TRM V11 - 4.8.2 | 0.12809 | 1.4013 | 0.00044336 | 0 | Illinois TRM V11 - 4.8.2 | 1 | 0.8 | 0.2 | 0.75 | 2019 APS | Com_Space_Cooling_&_Heating | Weather Sensitive | None | Payback-Based | 0 | 1 | 0 | 0 | Low Income
Commercial | Space Heating | NA | Roof Insulation - NEW | Roof Insulation (R39.2 blended baseline) | Roof-deck insulation (R50) | NEW Only | Com - Office - Small | Envelope | 0 | SH Envelope Com | Commercial Buildings | commercial building | 20 | 0 | 1099.1573 | 0 | Illinois TRM V11 - 4.8.2 | 0.62813 | 6.4888 | 0.0021741 | 0 | Illinois TRM V11 - 4.8.2 | 1 | 0.8 | 0.2 | 0.75 | 2019 APS | Com_Space_Cooling_&_Heating | Weather Sensitive | None | Payback-Based | 0 | 1 | 0 | 0 | Commercial
Commercial | Space Heating | NA | Roof Insulation - NEW | Roof Insulation (R39.2 blended baseline) | Roof-deck insulation (R50) | NEW Only | Com - Other Commercial - Small | Envelope | 0 | SH Envelope Com | Commercial Buildings | commercial building | 20 | 0 | 97.3974 | 0 | Illinois TRM V11 - 4.8.2 | 0.055659 | 0.60888 | 0.00019265 | 0 | Illinois TRM V11 - 4.8.2 | 1 | 0.8 | 0.2 | 0.75 | 2019 APS | Com_Space_Cooling_&_Heating | Weather Sensitive | None | Payback-Based | 0 | 1 | 0 | 0 | Commercial
Commercial | Space Heating | NA | Roof Insulation - NEW | Roof Insulation (R39.2 blended baseline) | Roof-deck insulation (R50) | NEW Only | Com - Retail - Small | Envelope | 0 | SH Envelope Com | Commercial Buildings | commercial building | 20 | 0 | 477.6251 | 0 | Illinois TRM V11 - 4.8.2 | 0.27294 | 2.9859 | 0.00094473 | 0 | Illinois TRM V11 - 4.8.2 | 1 | 0.8 | 0.2 | 0.75 | 2019 APS | Com_Space_Cooling_&_Heating | Weather Sensitive | None | Payback-Based | 0 | 1 | 0 | 0 | Commercial
Commercial | Space Heating | NA | Roof Insulation - NEW | Roof Insulation (R39.2 blended baseline) | Roof-deck insulation (R50) | NEW Only | Com - Schools - Small | Envelope | 0 | SH Envelope Com | Commercial Buildings | commercial building | 20 | 0 | 0 | 0 | Illinois TRM V11 - 4.8.2 | 0 | 0 | 0 | 0 | Illinois TRM V11 - 4.8.2 | 1 | 1 | 0 | 1 | 2019 APS | Com_Space_Cooling_&_Heating | Weather Sensitive | None | Payback-Based | 0 | 1 | 0 | 0 | Commercial
Commercial | Space Heating | NA | Roof Insulation - NEW | Roof Insulation (R39.2 blended baseline) | Roof-deck insulation (R50) | NEW Only | Com - Warehousing - Small | Envelope | 0 | SH Envelope Com | Commercial Buildings | commercial building | 20 | 0 | 0 | 0 | Illinois TRM V11 - 4.8.2 | 0 | 0 | 0 | 0 | Illinois TRM V11 - 4.8.2 | 1 | 1 | 0 | 1 | 2019 APS | Com_Space_Cooling_&_Heating | Weather Sensitive | None | Payback-Based | 0 | 1 | 0 | 0 | Commercial
Commercial | Space Heating | NA | Roof Insulation - NEW | Roof Insulation (R39.2 blended baseline) | Roof-deck insulation (R50) | NEW Only | Com - University/College | Envelope | 0 | SH Envelope Com | Commercial Buildings | commercial building | 20 | 0 | 0 | 0 | Illinois TRM V11 - 4.8.2 | 0 | 0 | 0 | 0 | Illinois TRM V11 - 4.8.2 | 1 | 1 | 0 | 1 | 2019 APS | Com_Space_Cooling_&_Heating | Weather Sensitive | None | Payback-Based | 0 | 1 | 0 | 0 | Commercial
Commercial | Space Heating | NA | Roof Insulation - RET | Roof Insulation (R13.5) | Roof-deck insulation (R30) | RET Only | Com - Hotel - Large | Envelope | 0 | SH Envelope Com | Commercial Buildings | commercial building | 20 | 0 | 0 | 0 | Illinois TRM V11 - 4.8.2 | 0 | 0 | 0 | 0 | Illinois TRM V11 - 4.8.2 | 1 | 1 | 0 | 1 | 2019 APS | Com_Space_Cooling_&_Heating | Weather Sensitive | None | Payback-Based | 0 | 1 | 0 | 0 | Commercial
Commercial | Space Heating | NA | Roof Insulation - RET | Roof Insulation (R13.5) | Roof-deck insulation (R30) | RET Only | Com - Multi-residential - Large | Envelope | 0 | SH Envelope Com | Commercial Buildings | commercial building | 20 | 0 | 0 | 0 | Illinois TRM V11 - 4.8.2 | 0 | 0 | 0 | 0 | Illinois TRM V11 - 4.8.2 | 1 | 1 | 0 | 1 | 2019 APS | Com_Space_Cooling_&_Heating | Weather Sensitive | None | Payback-Based | 0 | 1 | 0 | 0 | Commercial
Commercial | Space Heating | NA | Roof Insulation - RET | Roof Insulation (R13.5) | Roof-deck insulation (R30) | RET Only | Com - Multi-residential - Large - Low-Income | Envelope | 0 | SH Envelope Com | Commercial Buildings | commercial building | 20 | 0 | 0 | 0 | Illinois TRM V11 - 4.8.2 | 0 | 0 | 0 | 0 | Illinois TRM V11 - 4.8.2 | 1 | 1 | 0 | 1 | 2019 APS | Com_Space_Cooling_&_Heating | Weather Sensitive | None | Payback-Based | 0 | 1 | 0 | 0 | Low Income
Commercial | Space Heating | NA | Roof Insulation - RET | Roof Insulation (R13.5) | Roof-deck insulation (R30) | RET Only | Com - Office - Large | Envelope | 0 | SH Envelope Com | Commercial Buildings | commercial building | 20 | 0 | 38469.1696 | 52813.6058 | Illinois TRM V11 - 4.8.2 | 162.5406 | 2509.1307 | 0.56259 | 0 | Illinois TRM V11 - 4.8.2 | 1 | 0.8 | 0.2 | 0.75 | 2019 APS | Com_Space_Cooling_&_Heating | Weather Sensitive | None | Payback-Based | 0 | 1 | 0 | 0 | Commercial
Commercial | Space Heating | NA | Roof Insulation - RET | Roof Insulation (R13.5) | Roof-deck insulation (R30) | RET Only | Com - Other Commercial - Large | Envelope | 0 | SH Envelope Com | Commercial Buildings | commercial building | 20 | 0 | 2249.5836 | 3088.4114 | Illinois TRM V11 - 4.8.2 | 9.505 | 146.7279 | 0.032899 | 0 | Illinois TRM V11 - 4.8.2 | 1 | 0.8 | 0.2 | 0.75 | 2019 APS | Com_Space_Cooling_&_Heating | Weather Sensitive | None | Payback-Based | 0 | 1 | 0 | 0 | Commercial
Commercial | Space Heating | NA | Roof Insulation - RET | Roof Insulation (R13.5) | Roof-deck insulation (R30) | RET Only | Com - Retail - Large | Envelope | 0 | SH Envelope Com | Commercial Buildings | commercial building | 20 | 0 | 5669.0792 | 7782.9732 | Illinois TRM V11 - 4.8.2 | 23.9531 | 369.7626 | 0.082908 | 0 | Illinois TRM V11 - 4.8.2 | 1 | 0.8 | 0.2 | 0.75 | 2019 APS | Com_Space_Cooling_&_Heating | Weather Sensitive | None | Payback-Based | 0 | 1 | 0 | 0 | Commercial
Commercial | Space Heating | NA | Roof Insulation - RET | Roof Insulation (R13.5) | Roof-deck insulation (R30) | RET Only | Com - Restaurant | Envelope | 0 | SH Envelope Com | Commercial Buildings | commercial building | 20 | 0 | 3808.0016 | 5227.9345 | Illinois TRM V11 - 4.8.2 | 16.0896 | 198.6999 | 0.05569 | 0 | Illinois TRM V11 - 4.8.2 | 1 | 0.8 | 0.2 | 0.75 | 2019 APS | Com_Space_Cooling_&_Heating | Weather Sensitive | None | Payback-Based | 0 | 1 | 0 | 0 | Commercial
Commercial | Space Heating | NA | Roof Insulation - RET | Roof Insulation (R13.5) | Roof-deck insulation (R30) | RET Only | Com - Schools - Large | Envelope | 0 | SH Envelope Com | Commercial Buildings | commercial building | 20 | 0 | 0 | 0 | Illinois TRM V11 - 4.8.2 | 0 | 0 | 0 | 0 | Illinois TRM V11 - 4.8.2 | 1 | 1 | 0 | 1 | 2019 APS | Com_Space_Cooling_&_Heating | Weather Sensitive | None | Payback-Based | 0 | 1 | 0 | 0 | Commercial
Commercial | Space Heating | NA | Roof Insulation - RET | Roof Insulation (R13.5) | Roof-deck insulation (R30) | RET Only | Com - Warehousing - Large | Envelope | 0 | SH Envelope Com | Commercial Buildings | commercial building | 20 | 0 | 0 | 0 | Illinois TRM V11 - 4.8.2 | 0 | 0 | 0 | 0 | Illinois TRM V11 - 4.8.2 | 1 | 1 | 0 | 1 | 2019 APS | Com_Space_Cooling_&_Heating | Weather Sensitive | None | Payback-Based | 0 | 1 | 0 | 0 | Commercial
Commercial | Space Heating | NA | Roof Insulation - RET | Roof Insulation (R13.5) | Roof-deck insulation (R30) | RET Only | Com - Hospital | Envelope | 0 | SH Envelope Com | Commercial Buildings | commercial building | 20 | 0 | 0 | 0 | Illinois TRM V11 - 4.8.2 | 0 | 0 | 0 | 0 | Illinois TRM V11 - 4.8.2 | 1 | 1 | 0 | 1 | 2019 APS | Com_Space_Cooling_&_Heating | Weather Sensitive | None | Payback-Based | 0 | 1 | 0 | 0 | Commercial
Commercial | Space Heating | NA | Roof Insulation - RET | Roof Insulation (R13.5) | Roof-deck insulation (R30) | RET Only | Com - Hotel - Small | Envelope | 0 | SH Envelope Com | Commercial Buildings | commercial building | 20 | 0 | 1478.0494 | 2029.1864 | Illinois TRM V11 - 4.8.2 | 6.2451 | 77.124 | 0.021616 | 0 | Illinois TRM V11 - 4.8.2 | 1 | 0.8 | 0.2 | 0.75 | 2019 APS | Com_Space_Cooling_&_Heating | Weather Sensitive | None | Payback-Based | 0 | 1 | 0 | 0 | Commercial
Commercial | Space Heating | NA | Roof Insulation - RET | Roof Insulation (R13.5) | Roof-deck insulation (R30) | RET Only | Com - Long Term Care | Envelope | 0 | SH Envelope Com | Commercial Buildings | commercial building | 20 | 0 | 12055.9038 | 16551.3255 | Illinois TRM V11 - 4.8.2 | 50.9388 | 786.3398 | 0.17631 | 0 | Illinois TRM V11 - 4.8.2 | 1 | 0.8 | 0.2 | 0.75 | 2019 APS | Com_Space_Cooling_&_Heating | Weather Sensitive | None | Payback-Based | 0 | 1 | 0 | 0 | Commercial
Commercial | Space Heating | NA | Roof Insulation - RET | Roof Insulation (R13.5) | Roof-deck insulation (R30) | RET Only | Com - Multi-residential - Small | Envelope | 0 | SH Envelope Com | Commercial Buildings | commercial building | 20 | 0 | 224.1501 | 307.7315 | Illinois TRM V11 - 4.8.2 | 0.94708 | 11.6961 | 0.0032781 | 0 | Illinois TRM V11 - 4.8.2 | 1 | 0.8 | 0.2 | 0.75 | 2019 APS | Com_Space_Cooling_&_Heating | Weather Sensitive | None | Payback-Based | 0 | 1 | 0 | 0 | Commercial
Commercial | Space Heating | NA | Roof Insulation - RET | Roof Insulation (R13.5) | Roof-deck insulation (R30) | RET Only | Com - Multi-residential - Small - Low-Income | Envelope | 0 | SH Envelope Com | Commercial Buildings | commercial building | 20 | 0 | 224.1501 | 307.7315 | Illinois TRM V11 - 4.8.2 | 0.94708 | 11.6961 | 0.0032781 | 0 | Illinois TRM V11 - 4.8.2 | 1 | 0.8 | 0.2 | 0.75 | 2019 APS | Com_Space_Cooling_&_Heating | Weather Sensitive | None | Payback-Based | 0 | 1 | 0 | 0 | Low Income
Commercial | Space Heating | NA | Roof Insulation - RET | Roof Insulation (R13.5) | Roof-deck insulation (R30) | RET Only | Com - Office - Small | Envelope | 0 | SH Envelope Com | Commercial Buildings | commercial building | 20 | 0 | 1099.1573 | 1509.0126 | Illinois TRM V11 - 4.8.2 | 4.6442 | 48.175 | 0.016075 | 0 | Illinois TRM V11 - 4.8.2 | 1 | 0.8 | 0.2 | 0.75 | 2019 APS | Com_Space_Cooling_&_Heating | Weather Sensitive | None | Payback-Based | 0 | 1 | 0 | 0 | Commercial
Commercial | Space Heating | NA | Roof Insulation - RET | Roof Insulation (R13.5) | Roof-deck insulation (R30) | RET Only | Com - Other Commercial - Small | Envelope | 0 | SH Envelope Com | Commercial Buildings | commercial building | 20 | 0 | 97.3974 | 133.7151 | Illinois TRM V11 - 4.8.2 | 0.41153 | 5.0822 | 0.0014244 | 0 | Illinois TRM V11 - 4.8.2 | 1 | 0.8 | 0.2 | 0.75 | 2019 APS | Com_Space_Cooling_&_Heating | Weather Sensitive | None | Payback-Based | 0 | 1 | 0 | 0 | Commercial
Commercial | Space Heating | NA | Roof Insulation - RET | Roof Insulation (R13.5) | Roof-deck insulation (R30) | RET Only | Com - Retail - Small | Envelope | 0 | SH Envelope Com | Commercial Buildings | commercial building | 20 | 0 | 477.6251 | 655.7226 | Illinois TRM V11 - 4.8.2 | 2.0181 | 24.9223 | 0.006985 | 0 | Illinois TRM V11 - 4.8.2 | 1 | 0.8 | 0.2 | 0.75 | 2019 APS | Com_Space_Cooling_&_Heating | Weather Sensitive | None | Payback-Based | 0 | 1 | 0 | 0 | Commercial
Commercial | Space Heating | NA | Roof Insulation - RET | Roof Insulation (R13.5) | Roof-deck insulation (R30) | RET Only | Com - Schools - Small | Envelope | 0 | SH Envelope Com | Commercial Buildings | commercial building | 20 | 0 | 0 | 0 | Illinois TRM V11 - 4.8.2 | 0 | 0 | 0 | 0 | Illinois TRM V11 - 4.8.2 | 1 | 1 | 0 | 1 | 2019 APS | Com_Space_Cooling_&_Heating | Weather Sensitive | None | Payback-Based | 0 | 1 | 0 | 0 | Commercial
Commercial | Space Heating | NA | Roof Insulation - RET | Roof Insulation (R13.5) | Roof-deck insulation (R30) | RET Only | Com - Warehousing - Small | Envelope | 0 | SH Envelope Com | Commercial Buildings | commercial building | 20 | 0 | 0 | 0 | Illinois TRM V11 - 4.8.2 | 0 | 0 | 0 | 0 | Illinois TRM V11 - 4.8.2 | 1 | 1 | 0 | 1 | 2019 APS | Com_Space_Cooling_&_Heating | Weather Sensitive | None | Payback-Based | 0 | 1 | 0 | 0 | Commercial
Commercial | Space Heating | NA | Roof Insulation - RET | Roof Insulation (R13.5) | Roof-deck insulation (R30) | RET Only | Com - University/College | Envelope | 0 | SH Envelope Com | Commercial Buildings | commercial building | 20 | 0 | 0 | 0 | Illinois TRM V11 - 4.8.2 | 0 | 0 | 0 | 0 | Illinois TRM V11 - 4.8.2 | 1 | 1 | 0 | 1 | 2019 APS | Com_Space_Cooling_&_Heating | Weather Sensitive | None | Payback-Based | 0 | 1 | 0 | 0 | Commercial
Commercial | Space Heating | NA | Roof Insulation - NEW | Roof Insulation (R39.2 blended baseline) | Roof-deck insulation (R50) | RET Only | Com - Multi-residential - Medium | Envelope | 0 | SH Envelope Com | Commercial Buildings | commercial building | 20 | 0 | 0 | 0 | Illinois TRM V11 - 4.8.2 | 0 | 0 | 0 | 0 | Illinois TRM V11 - 4.8.2 | 1 | 1 | 0 | 1 | 2019 APS | Com_Space_Cooling_&_Heating | Weather Sensitive | None | Payback-Based | 0 | 1 | 0 | 0 | Commercial
Commercial | Space Heating | NA | Roof Insulation - NEW | Roof Insulation (R39.2 blended baseline) | Roof-deck insulation (R50) | RET Only | Com - Multi-residential - Medium - Low-Income | Envelope | 0 | SH Envelope Com | Commercial Buildings | commercial building | 20 | 0 | 0 | 0 | Illinois TRM V11 - 4.8.2 | 0 | 0 | 0 | 0 | Illinois TRM V11 - 4.8.2 | 1 | 1 | 0 | 1 | 2019 APS | Com_Space_Cooling_&_Heating | Weather Sensitive | None | Payback-Based | 0 | 1 | 0 | 0 | Commercial
Commercial | Space Heating | NA | Roof Insulation - RET | Roof Insulation (R13.5) | Roof-deck insulation (R30) | RET Only | Com - Multi-residential - Medium | Envelope | 0 | SH Envelope Com | Commercial Buildings | commercial building | 20 | 0 | 0 | 0 | Illinois TRM V11 - 4.8.2 | 0 | 0 | 0 | 0 | Illinois TRM V11 - 4.8.2 | 1 | 1 | 0 | 1 | 2019 APS | Com_Space_Cooling_&_Heating | Weather Sensitive | None | Payback-Based | 0 | 1 | 0 | 0 | Commercial
Commercial | Space Heating | NA | Roof Insulation - RET | Roof Insulation (R13.5) | Roof-deck insulation (R30) | RET Only | Com - Multi-residential - Medium - Low-Income | Envelope | 0 | SH Envelope Com | Commercial Buildings | commercial building | 20 | 0 | 0 | 0 | Illinois TRM V11 - 4.8.2 | 0 | 0 | 0 | 0 | Illinois TRM V11 - 4.8.2 | 1 | 1 | 0 | 1 | 2019 APS | Com_Space_Cooling_&_Heating | Weather Sensitive | None | Payback-Based | 0 | 1 | 0 | 0 | Commercial
Commercial | Space Heating | NA | Duct Sealing | 25% baseline leakage | Seal to 8% leakage | NEW Only | Com - Hospital | Envelope | 0 | SH Envelope Com | Commercial Buildings | commercial building | 18 | 0 | 0 | 0 | Michigan MEMD 2023 | 0 | 0 | 0 | 0 | Michigan MEMD 2023 | 0.7244 | 0.43297 | 0.56703 | 0.5 | Building assumptions, 2019 APS, IESO REUS 2018 | Com_Space_Cooling_&_Heating | Weather Sensitive | None | Payback-Based | 0 | 1 | 0 | 0 | Commercial
Commercial | Space Heating | NA | Duct Sealing | 25% baseline leakage | Seal to 8% leakage | NEW Only | Com - Hotel - Large | Envelope | 0 | SH Envelope Com | Commercial Buildings | commercial building | 18 | 0 | 0 | 0 | Michigan MEMD 2023 | 0 | 0 | 0 | 0 | Michigan MEMD 2023 | 0.7244 | 0.43297 | 0.56703 | 0.5 | Building assumptions, 2019 APS, IESO REUS 2018 | Com_Space_Cooling_&_Heating | Weather Sensitive | None | Payback-Based | 0 | 1 | 0 | 0 | Commercial
Commercial | Space Heating | NA | Duct Sealing | 25% baseline leakage | Seal to 8% leakage | NEW Only | Com - Hotel - Small | Envelope | 0 | SH Envelope Com | Commercial Buildings | commercial building | 18 | 0 | 4168.1519 | 3440.4688 | Michigan MEMD 2023 | 607.0826 | 2007.4673 | 2.1013 | 0 | Michigan MEMD 2023 | 0.7244 | 0.25 | 0.75 | 0.5 | Building assumptions, 2019 APS, IESO REUS 2018 | Com_Space_Cooling_&_Heating | Weather Sensitive | None | Payback-Based | 0 | 1 | 0 | 0 | Commercial
Commercial | Space Heating | NA | Duct Sealing | 25% baseline leakage | Seal to 8% leakage | NEW Only | Com - Long Term Care | Envelope | 0 | SH Envelope Com | Commercial Buildings | commercial building | 18 | 0 | 0 | 0 | Michigan MEMD 2023 | 0 | 0 | 0 | 0 | Michigan MEMD 2023 | 0.7244 | 0.43297 | 0.56703 | 0.5 | Building assumptions, 2019 APS, IESO REUS 2018 | Com_Space_Cooling_&_Heating | Weather Sensitive | None | Payback-Based | 0 | 1 | 0 | 0 | Commercial
Commercial | Space Heating | NA | Duct Sealing | 25% baseline leakage | Seal to 8% leakage | NEW Only | Com - Multi-residential - Large | Envelope | 0 | SH Envelope Com | Commercial Buildings | commercial building | 18 | 0 | 0 | 0 | Michigan MEMD 2023 | 0 | 0 | 0 | 0 | Michigan MEMD 2023 | 0.7244 | 0.43297 | 0.56703 | 0.5 | Building assumptions, 2019 APS, IESO REUS 2018 | Com_Space_Cooling_&_Heating | Weather Sensitive | None | Payback-Based | 0 | 1 | 0 | 0 | Commercial
Commercial | Space Heating | NA | Duct Sealing | 25% baseline leakage | Seal to 8% leakage | NEW Only | Com - Multi-residential - Large - Low-Income | Envelope | 0 | SH Envelope Com | Commercial Buildings | commercial building | 18 | 0 | 0 | 0 | Michigan MEMD 2023 | 0 | 0 | 0 | 0 | Michigan MEMD 2023 | 0.7244 | 0.43297 | 0.56703 | 0.5 | Building assumptions, 2019 APS, IESO REUS 2018 | Com_Space_Cooling_&_Heating | Weather Sensitive | None | Payback-Based | 0 | 1 | 0 | 0 | Low Income
Commercial | Space Heating | NA | Duct Sealing | 25% baseline leakage | Seal to 8% leakage | NEW Only | Com - Multi-residential - Small | Envelope | 0 | SH Envelope Com | Commercial Buildings | commercial building | 18 | 0 | 5075.0336 | 4189.0255 | Michigan MEMD 2023 | 739.168 | 2444.2401 | 2.5584 | 0 | Michigan MEMD 2023 | 0.7244 | 0.25 | 0.75 | 0.5 | Building assumptions, 2019 APS, IESO REUS 2018 | Com_Space_Cooling_&_Heating | Weather Sensitive | None | Payback-Based | 0 | 1 | 0 | 0 | Commercial
Commercial | Space Heating | NA | Duct Sealing | 25% baseline leakage | Seal to 8% leakage | NEW Only | Com - Multi-residential - Small - Low-Income | Envelope | 0 | SH Envelope Com | Commercial Buildings | commercial building | 18 | 0 | 5075.0336 | 4189.0255 | Michigan MEMD 2023 | 739.168 | 2444.2401 | 2.5584 | 0 | Michigan MEMD 2023 | 0.7244 | 0.25 | 0.75 | 0.5 | Building assumptions, 2019 APS, IESO REUS 2018 | Com_Space_Cooling_&_Heating | Weather Sensitive | None | Payback-Based | 0 | 1 | 0 | 0 | Low Income
Commercial | Space Heating | NA | Duct Sealing | 25% baseline leakage | Seal to 8% leakage | NEW Only | Com - Office - Large | Envelope | 0 | SH Envelope Com | Commercial Buildings | commercial building | 18 | 0 | 0 | 0 | Michigan MEMD 2023 | 0 | 0 | 0 | 0 | Michigan MEMD 2023 | 0.7244 | 0.43297 | 0.56703 | 0.5 | Building assumptions, 2019 APS, IESO REUS 2018 | Com_Space_Cooling_&_Heating | Weather Sensitive | None | Payback-Based | 0 | 1 | 0 | 0 | Commercial
Commercial | Space Heating | NA | Duct Sealing | 25% baseline leakage | Seal to 8% leakage | NEW Only | Com - Office - Small | Envelope | 0 | SH Envelope Com | Commercial Buildings | commercial building | 18 | 0 | 3177.8881 | 2623.0869 | Michigan MEMD 2023 | 462.8527 | 1530.536 | 1.602 | 0 | Michigan MEMD 2023 | 0.7244 | 0.25 | 0.75 | 0.5 | Building assumptions, 2019 APS, IESO REUS 2018 | Com_Space_Cooling_&_Heating | Weather Sensitive | None | Payback-Based | 0 | 1 | 0 | 0 | Commercial
Commercial | Space Heating | NA | Duct Sealing | 25% baseline leakage | Seal to 8% leakage | NEW Only | Com - Other Commercial - Large | Envelope | 0 | SH Envelope Com | Commercial Buildings | commercial building | 18 | 0 | 0 | 0 | Michigan MEMD 2023 | 0 | 0 | 0 | 0 | Michigan MEMD 2023 | 0.7244 | 0.43297 | 0.56703 | 0.5 | Building assumptions, 2019 APS, IESO REUS 2018 | Com_Space_Cooling_&_Heating | Weather Sensitive | None | Payback-Based | 0 | 1 | 0 | 0 | Commercial
Commercial | Space Heating | NA | Duct Sealing | 25% baseline leakage | Seal to 8% leakage | RET Only | Com - Other Commercial - Small | Envelope | 0 | SH Envelope Com | Commercial Buildings | commercial building | 18 | 0 | 2205.1962 | 1820.2093 | Michigan MEMD 2023 | 321.1822 | 1062.0677 | 1.1117 | 0 | Michigan MEMD 2023 | 0.7244 | 0.25 | 0.75 | 0.5 | Building assumptions, 2019 APS, IESO REUS 2018 | Com_Space_Cooling_&_Heating | Weather Sensitive | None | Payback-Based | 0 | 1 | 0 | 0 | Commercial
Commercial | Space Heating | NA | Duct Sealing | 25% baseline leakage | Seal to 8% leakage | RET Only | Com - Restaurant | Envelope | 0 | SH Envelope Com | Commercial Buildings | commercial building | 18 | 0 | 859.8958 | 709.7737 | Michigan MEMD 2023 | 125.242 | 414.1434 | 0.43349 | 0 | Michigan MEMD 2023 | 0.7244 | 0.25 | 0.75 | 0.5 | Building assumptions, 2019 APS, IESO REUS 2018 | Com_Space_Cooling_&_Heating | Weather Sensitive | None | Payback-Based | 0 | 1 | 0 | 0 | Commercial
Commercial | Space Heating | NA | Duct Sealing | 25% baseline leakage | Seal to 8% leakage | RET Only | Com - Retail - Large | Envelope | 0 | SH Envelope Com | Commercial Buildings | commercial building | 18 | 0 | 0 | 0 | Michigan MEMD 2023 | 0 | 0 | 0 | 0 | Michigan MEMD 2023 | 0.7244 | 0.43297 | 0.56703 | 0.5 | Building assumptions, 2019 APS, IESO REUS 2018 | Com_Space_Cooling_&_Heating | Weather Sensitive | None | Payback-Based | 0 | 1 | 0 | 0 | Commercial
Commercial | Space Heating | NA | Duct Sealing | 25% baseline leakage | Seal to 8% leakage | RET Only | Com - Retail - Small | Envelope | 0 | SH Envelope Com | Commercial Buildings | commercial building | 18 | 0 | 2171.845 | 1792.6805 | Michigan MEMD 2023 | 316.3247 | 1046.005 | 1.0949 | 0 | Michigan MEMD 2023 | 0.7244 | 0.25 | 0.75 | 0.5 | Building assumptions, 2019 APS, IESO REUS 2018 | Com_Space_Cooling_&_Heating | Weather Sensitive | None | Payback-Based | 0 | 1 | 0 | 0 | Commercial
Commercial | Space Heating | NA | Duct Sealing | 25% baseline leakage | Seal to 8% leakage | RET Only | Com - Schools - Large | Envelope | 0 | SH Envelope Com | Commercial Buildings | commercial building | 18 | 0 | 0 | 0 | Michigan MEMD 2023 | 0 | 0 | 0 | 0 | Michigan MEMD 2023 | 0.7244 | 0.43297 | 0.56703 | 0.5 | Building assumptions, 2019 APS, IESO REUS 2018 | Com_Space_Cooling_&_Heating | Weather Sensitive | None | Payback-Based | 0 | 1 | 0 | 0 | Commercial
Commercial | Space Heating | NA | Duct Sealing | 25% baseline leakage | Seal to 8% leakage | RET Only | Com - Schools - Small | Envelope | 0 | SH Envelope Com | Commercial Buildings | commercial building | 18 | 0 | 0 | 0 | Michigan MEMD 2023 | 0 | 0 | 0 | 0 | Michigan MEMD 2023 | 0.7244 | 0.43297 | 0.56703 | 0.5 | Building assumptions, 2019 APS, IESO REUS 2018 | Com_Space_Cooling_&_Heating | Weather Sensitive | None | Payback-Based | 0 | 1 | 0 | 0 | Commercial
Commercial | Space Heating | NA | Duct Sealing | 25% baseline leakage | Seal to 8% leakage | RET Only | Com - University/College | Envelope | 0 | SH Envelope Com | Commercial Buildings | commercial building | 18 | 0 | 0 | 0 | Michigan MEMD 2023 | 0 | 0 | 0 | 0 | Michigan MEMD 2023 | 0.7244 | 0.43297 | 0.56703 | 0.5 | Building assumptions, 2019 APS, IESO REUS 2018 | Com_Space_Cooling_&_Heating | Weather Sensitive | None | Payback-Based | 0 | 1 | 0 | 0 | Commercial
Commercial | Space Heating | NA | Duct Sealing | 25% baseline leakage | Seal to 8% leakage | RET Only | Com - Warehousing - Large | Envelope | 0 | SH Envelope Com | Commercial Buildings | commercial building | 18 | 0 | 0 | 0 | Michigan MEMD 2023 | 0 | 0 | 0 | 0 | Michigan MEMD 2023 | 0.7244 | 0.43297 | 0.56703 | 0.5 | Building assumptions, 2019 APS, IESO REUS 2018 | Com_Space_Cooling_&_Heating | Weather Sensitive | None | Payback-Based | 0 | 1 | 0 | 0 | Commercial
Commercial | Space Heating | NA | Duct Sealing | 25% baseline leakage | Seal to 8% leakage | RET Only | Com - Warehousing - Small | Envelope | 0 | SH Envelope Com | Commercial Buildings | commercial building | 18 | 0 | 0 | 0 | Michigan MEMD 2023 | 0 | 0 | 0 | 0 | Michigan MEMD 2023 | 0.7244 | 0.43297 | 0.56703 | 0.5 | Building assumptions, 2019 APS, IESO REUS 2018 | Com_Space_Cooling_&_Heating | Weather Sensitive | None | Payback-Based | 0 | 1 | 0 | 0 | Commercial
Commercial | Space Heating | NA | Duct Sealing | 25% baseline leakage | Seal to 8% leakage | RET Only | Com - Multi-residential - Medium | Envelope | 0 | SH Envelope Com | Commercial Buildings | commercial building | 18 | 0 | 0 | 0 | Michigan MEMD 2023 | 0 | 0 | 0 | 0 | Michigan MEMD 2023 | 0.7244 | 0.43297 | 0.56703 | 0.5 | Building assumptions, 2019 APS, IESO REUS 2018 | Com_Space_Cooling_&_Heating | Weather Sensitive | None | Payback-Based | 0 | 1 | 0 | 0 | Commercial
Commercial | Space Heating | NA | Duct Sealing | 25% baseline leakage | Seal to 8% leakage | RET Only | Com - Multi-residential - Medium - Low-Income | Envelope | 0 | SH Envelope Com | Commercial Buildings | commercial building | 18 | 0 | 0 | 0 | Michigan MEMD 2023 | 0 | 0 | 0 | 0 | Michigan MEMD 2023 | 0.7244 | 0.43297 | 0.56703 | 0.5 | Building assumptions, 2019 APS, IESO REUS 2018 | Com_Space_Cooling_&_Heating | Weather Sensitive | None | Payback-Based | 0 | 1 | 0 | 0 | Commercial
Commercial | Space Heating | NA | Air Sealing | 0.4 CFM75/sq.ft. leakage rate | 0.25 CFM75/sq.ft. leakage rate | NEW Only | Com - Hospital | Envelope | 0 | SH Envelope Com | Commercial Buildings | commercial building | 25 | 0 | 4064.3218 | 57162.7195 | NRCan Report by Proskiw Engineering Ltd. | 3017.1598 | 4660.3081 | 0.67462 | 0 | Michigan MEMD 2023 | 0.5 | 0.63 | 0.37 | 1 | Res measure (REUS), Building assumptions | Com_Space_Cooling_&_Heating | Weather Sensitive | None | Payback-Based | 0 | 1 | 0 | 0 | Commercial
Commercial | Space Heating | NA | Air Sealing | 0.4 CFM75/sq.ft. leakage rate | 0.25 CFM75/sq.ft. leakage rate | NEW Only | Com - Hotel - Large | Envelope | 0 | SH Envelope Com | Commercial Buildings | commercial building | 25 | 0 | 2147.9285 | 30209.5753 | NRCan Report by Proskiw Engineering Ltd. | 1594.5203 | 2462.8977 | 0.35653 | 0 | Michigan MEMD 2023 | 0.5 | 0.63 | 0.37 | 1 | Res measure (REUS), Building assumptions | Com_Space_Cooling_&_Heating | Weather Sensitive | None | Payback-Based | 0 | 1 | 0 | 0 | Commercial
Commercial | Space Heating | NA | Air Sealing | 0.4 CFM75/sq.ft. leakage rate | 0.25 CFM75/sq.ft. leakage rate | NEW Only | Com - Hotel - Small | Envelope | 0 | SH Envelope Com | Commercial Buildings | commercial building | 25 | 0 | 280.5351 | 3945.5903 | NRCan Report by Proskiw Engineering Ltd. | 208.256 | 257.3379 | 0.046565 | 0 | Michigan MEMD 2023 | 1 | 0.63 | 0.37 | 1 | Res measure (REUS), Building assumptions | Com_Space_Cooling_&_Heating | Weather Sensitive | None | Payback-Based | 0 | 1 | 0 | 0 | Commercial
Commercial | Space Heating | NA | Air Sealing | 0.4 CFM75/sq.ft. leakage rate | 0.25 CFM75/sq.ft. leakage rate | NEW Only | Com - Long Term Care | Envelope | 0 | SH Envelope Com | Commercial Buildings | commercial building | 25 | 0 | 1503.1145 | 21140.578 | NRCan Report by Proskiw Engineering Ltd. | 1115.8409 | 1723.529 | 0.2495 | 0 | Michigan MEMD 2023 | 0.5 | 0.63 | 0.37 | 1 | Res measure (REUS), Building assumptions | Com_Space_Cooling_&_Heating | Weather Sensitive | None | Payback-Based | 0 | 1 | 0 | 0 | Commercial
Commercial | Space Heating | NA | Air Sealing | 0.4 CFM75/sq.ft. leakage rate | 0.25 CFM75/sq.ft. leakage rate | NEW Only | Com - Multi-residential - Large | Envelope | 0 | SH Envelope Com | Commercial Buildings | commercial building | 25 | 0 | 6106.9055 | 85890.6714 | NRCan Report by Proskiw Engineering Ltd. | 4533.4771 | 7002.4134 | 1.0137 | 0 | Michigan MEMD 2023 | 0.5 | 0.63 | 0.37 | 1 | Res measure (REUS), Building assumptions | Com_Space_Cooling_&_Heating | Weather Sensitive | None | Payback-Based | 0 | 1 | 0 | 0 | Commercial
Commercial | Space Heating | NA | Air Sealing | 0.4 CFM75/sq.ft. leakage rate | 0.25 CFM75/sq.ft. leakage rate | NEW Only | Com - Multi-residential - Large - Low-Income | Envelope | 0 | SH Envelope Com | Commercial Buildings | commercial building | 25 | 0 | 6106.9055 | 85890.6714 | NRCan Report by Proskiw Engineering Ltd. | 4533.4771 | 7002.4134 | 1.0137 | 0 | Michigan MEMD 2023 | 0.5 | 0.63 | 0.37 | 1 | Res measure (REUS), Building assumptions | Com_Space_Cooling_&_Heating | Weather Sensitive | None | Payback-Based | 0 | 1 | 0 | 0 | Low Income
Commercial | Space Heating | NA | Air Sealing | 0.4 CFM75/sq.ft. leakage rate | 0.25 CFM75/sq.ft. leakage rate | NEW Only | Com - Multi-residential - Small | Envelope | 0 | SH Envelope Com | Commercial Buildings | commercial building | 25 | 0 | 341.5722 | 4804.0484 | NRCan Report by Proskiw Engineering Ltd. | 253.567 | 313.3279 | 0.056696 | 0 | Michigan MEMD 2023 | 1 | 0.63 | 0.37 | 1 | Res measure (REUS), Building assumptions | Com_Space_Cooling_&_Heating | Weather Sensitive | None | Payback-Based | 0 | 1 | 0 | 0 | Commercial
Commercial | Space Heating | NA | Air Sealing | 0.4 CFM75/sq.ft. leakage rate | 0.25 CFM75/sq.ft. leakage rate | NEW Only | Com - Multi-residential - Small - Low-Income | Envelope | 0 | SH Envelope Com | Commercial Buildings | commercial building | 25 | 0 | 341.5722 | 4804.0484 | NRCan Report by Proskiw Engineering Ltd. | 253.567 | 313.3279 | 0.056696 | 0 | Michigan MEMD 2023 | 1 | 0.63 | 0.37 | 1 | Res measure (REUS), Building assumptions | Com_Space_Cooling_&_Heating | Weather Sensitive | None | Payback-Based | 0 | 1 | 0 | 0 | Low Income
Commercial | Space Heating | NA | Air Sealing | 0.4 CFM75/sq.ft. leakage rate | 0.25 CFM75/sq.ft. leakage rate | NEW Only | Com - Office - Large | Envelope | 0 | SH Envelope Com | Commercial Buildings | commercial building | 25 | 0 | 4543.8583 | 63907.1687 | NRCan Report by Proskiw Engineering Ltd. | 3373.145 | 5210.1632 | 0.75422 | 0 | Michigan MEMD 2023 | 0.5 | 0.63 | 0.37 | 1 | Res measure (REUS), Building assumptions | Com_Space_Cooling_&_Heating | Weather Sensitive | None | Payback-Based | 0 | 1 | 0 | 0 | Commercial
Commercial | Space Heating | NA | Air Sealing | 0.4 CFM75/sq.ft. leakage rate | 0.25 CFM75/sq.ft. leakage rate | NEW Only | Com - Office - Small | Envelope | 0 | SH Envelope Com | Commercial Buildings | commercial building | 25 | 0 | 267.3574 | 3760.2529 | NRCan Report by Proskiw Engineering Ltd. | 198.4735 | 245.2499 | 0.044378 | 0 | Michigan MEMD 2023 | 1 | 0.63 | 0.37 | 1 | Res measure (REUS), Building assumptions | Com_Space_Cooling_&_Heating | Weather Sensitive | None | Payback-Based | 0 | 1 | 0 | 0 | Commercial
Commercial | Space Heating | NA | Air Sealing | 0.4 CFM75/sq.ft. leakage rate | 0.25 CFM75/sq.ft. leakage rate | NEW Only | Com - Other Commercial - Large | Envelope | 0 | SH Envelope Com | Commercial Buildings | commercial building | 25 | 0 | 3428.0387 | 48213.706 | NRCan Report by Proskiw Engineering Ltd. | 2544.8134 | 3930.7214 | 0.56901 | 0 | Michigan MEMD 2023 | 0.5 | 0.63 | 0.37 | 1 | Res measure (REUS), Building assumptions | Com_Space_Cooling_&_Heating | Weather Sensitive | None | Payback-Based | 0 | 1 | 0 | 0 | Commercial
Commercial | Space Heating | NA | Air Sealing | 0.4 CFM75/sq.ft. leakage rate | 0.25 CFM75/sq.ft. leakage rate | NEW Only | Com - Other Commercial - Small | Envelope | 0 | SH Envelope Com | Commercial Buildings | commercial building | 25 | 0 | 148.4195 | 2087.4481 | NRCan Report by Proskiw Engineering Ltd. | 110.1796 | 136.1468 | 0.024636 | 0 | Michigan MEMD 2023 | 1 | 0.63 | 0.37 | 1 | Res measure (REUS), Building assumptions | Com_Space_Cooling_&_Heating | Weather Sensitive | None | Payback-Based | 0 | 1 | 0 | 0 | Commercial
Commercial | Space Heating | NA | Air Sealing | 0.4 CFM75/sq.ft. leakage rate | 0.25 CFM75/sq.ft. leakage rate | NEW Only | Com - Restaurant | Envelope | 0 | SH Envelope Com | Commercial Buildings | commercial building | 25 | 0 | 192.916 | 2713.2701 | NRCan Report by Proskiw Engineering Ltd. | 143.2117 | 176.9639 | 0.032021 | 0 | Michigan MEMD 2023 | 1 | 0.63 | 0.37 | 1 | Res measure (REUS), Building assumptions | Com_Space_Cooling_&_Heating | Weather Sensitive | None | Payback-Based | 0 | 1 | 0 | 0 | Commercial
Commercial | Space Heating | NA | Air Sealing | 0.4 CFM75/sq.ft. leakage rate | 0.25 CFM75/sq.ft. leakage rate | NEW Only | Com - Retail - Large | Envelope | 0 | SH Envelope Com | Commercial Buildings | commercial building | 25 | 0 | 1734.9935 | 24401.8445 | NRCan Report by Proskiw Engineering Ltd. | 1287.9769 | 1989.4105 | 0.28799 | 0 | Michigan MEMD 2023 | 0.5 | 0.63 | 0.37 | 1 | Res measure (REUS), Building assumptions | Com_Space_Cooling_&_Heating | Weather Sensitive | None | Payback-Based | 0 | 1 | 0 | 0 | Commercial
Commercial | Space Heating | NA | Air Sealing | 0.4 CFM75/sq.ft. leakage rate | 0.25 CFM75/sq.ft. leakage rate | NEW Only | Com - Retail - Small | Envelope | 0 | SH Envelope Com | Commercial Buildings | commercial building | 25 | 0 | 146.1748 | 2055.8777 | NRCan Report by Proskiw Engineering Ltd. | 108.5132 | 134.0877 | 0.024263 | 0 | Michigan MEMD 2023 | 1 | 0.63 | 0.37 | 1 | Res measure (REUS), Building assumptions | Com_Space_Cooling_&_Heating | Weather Sensitive | None | Payback-Based | 0 | 1 | 0 | 0 | Commercial
Commercial | Space Heating | NA | Air Sealing | 0.4 CFM75/sq.ft. leakage rate | 0.25 CFM75/sq.ft. leakage rate | NEW Only | Com - Schools - Large | Envelope | 0 | SH Envelope Com | Commercial Buildings | commercial building | 25 | 0 | 2672.8818 | 37592.7891 | NRCan Report by Proskiw Engineering Ltd. | 1984.2207 | 3064.8293 | 0.44366 | 0 | Michigan MEMD 2023 | 0.5 | 0.63 | 0.37 | 1 | Res measure (REUS), Building assumptions | Com_Space_Cooling_&_Heating | Weather Sensitive | None | Payback-Based | 0 | 1 | 0 | 0 | Commercial
Commercial | Space Heating | NA | Air Sealing | 0.4 CFM75/sq.ft. leakage rate | 0.25 CFM75/sq.ft. leakage rate | NEW Only | Com - Schools - Small | Envelope | 0 | SH Envelope Com | Commercial Buildings | commercial building | 25 | 0 | 861.0362 | 12110.0572 | NRCan Report by Proskiw Engineering Ltd. | 639.1924 | 987.2973 | 0.14292 | 0 | Michigan MEMD 2023 | 1 | 0.63 | 0.37 | 1 | Res measure (REUS), Building assumptions | Com_Space_Cooling_&_Heating | Weather Sensitive | None | Payback-Based | 0 | 1 | 0 | 0 | Commercial
Commercial | Space Heating | NA | Air Sealing | 0.4 CFM75/sq.ft. leakage rate | 0.25 CFM75/sq.ft. leakage rate | NEW Only | Com - University/College | Envelope | 0 | SH Envelope Com | Commercial Buildings | commercial building | 25 | 0 | 2183.5594 | 30710.7064 | NRCan Report by Proskiw Engineering Ltd. | 1620.971 | 2503.7534 | 0.36244 | 0 | Michigan MEMD 2023 | 0.5 | 0.63 | 0.37 | 1 | Res measure (REUS), Building assumptions | Com_Space_Cooling_&_Heating | Weather Sensitive | None | Payback-Based | 0 | 1 | 0 | 0 | Commercial
Commercial | Space Heating | NA | Air Sealing | 0.4 CFM75/sq.ft. leakage rate | 0.25 CFM75/sq.ft. leakage rate | NEW Only | Com - Warehousing - Large | Envelope | 0 | SH Envelope Com | Commercial Buildings | commercial building | 25 | 0 | 1350.1643 | 18989.408 | NRCan Report by Proskiw Engineering Ltd. | 1002.298 | 1548.1505 | 0.22411 | 0 | Michigan MEMD 2023 | 0 | 0.63 | 0.37 | 1 | Res measure (REUS), Building assumptions | Com_Space_Cooling_&_Heating | Weather Sensitive | None | Payback-Based | 0 | 1 | 0 | 0 | Commercial
Commercial | Space Heating | NA | Air Sealing | 0.4 CFM75/sq.ft. leakage rate | 0.25 CFM75/sq.ft. leakage rate | NEW Only | Com - Warehousing - Small | Envelope | 0 | SH Envelope Com | Commercial Buildings | commercial building | 25 | 0 | 118.9737 | 1673.3072 | NRCan Report by Proskiw Engineering Ltd. | 88.3204 | 136.4198 | 0.019748 | 0 | Michigan MEMD 2023 | 0 | 0.63 | 0.37 | 1 | Res measure (REUS), Building assumptions | Com_Space_Cooling_&_Heating | Weather Sensitive | None | Payback-Based | 0 | 1 | 0 | 0 | Commercial
Commercial | Space Heating | NA | Air Sealing | 0.4 CFM75/sq.ft. leakage rate | 0.25 CFM75/sq.ft. leakage rate | NEW Only | Com - Multi-residential - Medium | Envelope | 0 | SH Envelope Com | Commercial Buildings | commercial building | 25 | 0 | 1658.3686 | 23324.1524 | NRCan Report by Proskiw Engineering Ltd. | 1231.0942 | 1901.5494 | 0.27527 | 0 | Michigan MEMD 2023 | 0.5 | 0.63 | 0.37 | 1 | Res measure (REUS), Building assumptions | Com_Space_Cooling_&_Heating | Weather Sensitive | None | Payback-Based | 0 | 1 | 0 | 0 | Commercial
Commercial | Space Heating | NA | Air Sealing | 0.4 CFM75/sq.ft. leakage rate | 0.25 CFM75/sq.ft. leakage rate | NEW Only | Com - Multi-residential - Medium - Low-Income | Envelope | 0 | SH Envelope Com | Commercial Buildings | commercial building | 25 | 0 | 1658.3686 | 23324.1524 | NRCan Report by Proskiw Engineering Ltd. | 1231.0942 | 1901.5494 | 0.27527 | 0 | Michigan MEMD 2023 | 0.5 | 0.63 | 0.37 | 1 | Res measure (REUS), Building assumptions | Com_Space_Cooling_&_Heating | Weather Sensitive | None | Payback-Based | 0 | 1 | 0 | 0 | Commercial
Commercial | Space Heating | NA | Air Curtain - NEW | No Air Curtain | Air Curtain | NEW Only | Com - Hospital | Envelope | 0 | SH Envelope Com | Commercial Buildings | commercial building | 15 | 0 | 0 | 0 | OEB TRM V7 | 0 | 0 | 0 | 0 | OEB TRM V7 | 1 | 1 | 0 | 1 | 2019 APS | Com_Space_Cooling_&_Heating | Weather Sensitive | None | Payback-Based | 0 | 1 | 0 | 0 | Commercial
Commercial | Space Heating | NA | Air Curtain - NEW | No Air Curtain | Air Curtain | NEW Only | Com - Hotel - Large | Envelope | 0 | SH Envelope Com | Commercial Buildings | commercial building | 15 | 0 | 0 | 0 | OEB TRM V7 | 0 | 0 | 0 | 0 | OEB TRM V7 | 1 | 1 | 0 | 1 | 2019 APS | Com_Space_Cooling_&_Heating | Weather Sensitive | None | Payback-Based | 0 | 1 | 0 | 0 | Commercial
Commercial | Space Heating | NA | Air Curtain - NEW | No Air Curtain | Air Curtain | NEW Only | Com - Hotel - Small | Envelope | 0 | SH Envelope Com | Commercial Buildings | commercial building | 15 | 0 | 0 | 0 | OEB TRM V7 | 0 | 0 | 0 | 0 | OEB TRM V7 | 1 | 1 | 0 | 1 | 2019 APS | Com_Space_Cooling_&_Heating | Weather Sensitive | None | Payback-Based | 0 | 1 | 0 | 0 | Commercial
Commercial | Space Heating | NA | Air Curtain - NEW | No Air Curtain | Air Curtain | NEW Only | Com - Long Term Care | Envelope | 0 | SH Envelope Com | Commercial Buildings | commercial building | 15 | 0 | 0.8552 | 0 | OEB TRM V7 | 0.060258 | 0.54909 | 0 | 0 | OEB TRM V7 | 1 | 0.75 | 0.25 | 0.8 | 2019 APS | Com_Space_Cooling_&_Heating | Weather Sensitive | None | Payback-Based | 0 | 1 | 0 | 0 | Commercial
Commercial | Space Heating | NA | Air Curtain - NEW | No Air Curtain | Air Curtain | NEW Only | Com - Multi-residential - Large | Envelope | 0 | SH Envelope Com | Commercial Buildings | commercial building | 15 | 0 | 0 | 0 | OEB TRM V7 | 0 | 0 | 0 | 0 | OEB TRM V7 | 1 | 1 | 0 | 1 | 2019 APS | Com_Space_Cooling_&_Heating | Weather Sensitive | None | Payback-Based | 0 | 1 | 0 | 0 | Commercial
Commercial | Space Heating | NA | Air Curtain - NEW | No Air Curtain | Air Curtain | NEW Only | Com - Multi-residential - Large - Low-Income | Envelope | 0 | SH Envelope Com | Commercial Buildings | commercial building | 15 | 0 | 0 | 0 | OEB TRM V7 | 0 | 0 | 0 | 0 | OEB TRM V7 | 1 | 1 | 0 | 1 | 2019 APS | Com_Space_Cooling_&_Heating | Weather Sensitive | None | Payback-Based | 0 | 1 | 0 | 0 | Low Income
Commercial | Space Heating | NA | Air Curtain - NEW | No Air Curtain | Air Curtain | NEW Only | Com - Multi-residential - Small | Envelope | 0 | SH Envelope Com | Commercial Buildings | commercial building | 15 | 0 | 0 | 0 | OEB TRM V7 | 0 | 0 | 0 | 0 | OEB TRM V7 | 1 | 1 | 0 | 1 | 2019 APS | Com_Space_Cooling_&_Heating | Weather Sensitive | None | Payback-Based | 0 | 1 | 0 | 0 | Commercial
Commercial | Space Heating | NA | Air Curtain - NEW | No Air Curtain | Air Curtain | NEW Only | Com - Multi-residential - Small - Low-Income | Envelope | 0 | SH Envelope Com | Commercial Buildings | commercial building | 15 | 0 | 0 | 0 | OEB TRM V7 | 0 | 0 | 0 | 0 | OEB TRM V7 | 1 | 1 | 0 | 1 | 2019 APS | Com_Space_Cooling_&_Heating | Weather Sensitive | None | Payback-Based | 0 | 1 | 0 | 0 | Low Income
Commercial | Space Heating | NA | Air Curtain - NEW | No Air Curtain | Air Curtain | NEW Only | Com - Office - Large | Envelope | 0 | SH Envelope Com | Commercial Buildings | commercial building | 15 | 0 | 0.53013 | 0 | OEB TRM V7 | 0.037354 | 0.34038 | 0 | 0 | OEB TRM V7 | 1 | 0.75 | 0.25 | 0.8 | 2019 APS | Com_Space_Cooling_&_Heating | Weather Sensitive | None | Payback-Based | 0 | 1 | 0 | 0 | Commercial
Commercial | Space Heating | NA | Air Curtain - NEW | No Air Curtain | Air Curtain | NEW Only | Com - Office - Small | Envelope | 0 | SH Envelope Com | Commercial Buildings | commercial building | 15 | 0 | 0 | 0 | OEB TRM V7 | 0 | 0 | 0 | 0 | OEB TRM V7 | 1 | 1 | 0 | 1 | 2019 APS | Com_Space_Cooling_&_Heating | Weather Sensitive | None | Payback-Based | 0 | 1 | 0 | 0 | Commercial
Commercial | Space Heating | NA | Air Curtain - NEW | No Air Curtain | Air Curtain | NEW Only | Com - Other Commercial - Large | Envelope | 0 | SH Envelope Com | Commercial Buildings | commercial building | 15 | 0 | 8.7545 | 0 | OEB TRM V7 | 0.61684 | 5.6209 | 0 | 0 | OEB TRM V7 | 1 | 0.75 | 0.25 | 0.8 | 2019 APS | Com_Space_Cooling_&_Heating | Weather Sensitive | None | Payback-Based | 0 | 1 | 0 | 0 | Commercial
Commercial | Space Heating | NA | Air Curtain - NEW | No Air Curtain | Air Curtain | NEW Only | Com - Other Commercial - Small | Envelope | 0 | SH Envelope Com | Commercial Buildings | commercial building | 15 | 0 | 0.37903 | 0 | OEB TRM V7 | 0.026707 | 0.24336 | 0 | 0 | OEB TRM V7 | 1 | 0.75 | 0.25 | 0.8 | 2019 APS | Com_Space_Cooling_&_Heating | Weather Sensitive | None | Payback-Based | 0 | 1 | 0 | 0 | Commercial
Commercial | Space Heating | NA | Air Curtain - NEW | No Air Curtain | Air Curtain | NEW Only | Com - Restaurant | Envelope | 0 | SH Envelope Com | Commercial Buildings | commercial building | 15 | 0 | 1.9119 | 0 | OEB TRM V7 | 0.13471 | 1.2276 | 0 | 0 | OEB TRM V7 | 1 | 0.75 | 0.25 | 0.8 | 2019 APS | Com_Space_Cooling_&_Heating | Weather Sensitive | None | Payback-Based | 0 | 1 | 0 | 0 | Commercial
Commercial | Space Heating | NA | Air Curtain - NEW | No Air Curtain | Air Curtain | NEW Only | Com - Retail - Large | Envelope | 0 | SH Envelope Com | Commercial Buildings | commercial building | 15 | 0 | 0 | 0 | OEB TRM V7 | 0 | 0 | 0 | 0 | OEB TRM V7 | 1 | 1 | 0 | 1 | 2019 APS | Com_Space_Cooling_&_Heating | Weather Sensitive | None | Payback-Based | 0 | 1 | 0 | 0 | Commercial
Commercial | Space Heating | NA | Air Curtain - NEW | No Air Curtain | Air Curtain | NEW Only | Com - Retail - Small | Envelope | 0 | SH Envelope Com | Commercial Buildings | commercial building | 15 | 0 | 0.76283 | 0 | OEB TRM V7 | 0.053749 | 0.48978 | 0 | 0 | OEB TRM V7 | 1 | 0.75 | 0.25 | 0.8 | 2019 APS | Com_Space_Cooling_&_Heating | Weather Sensitive | None | Payback-Based | 0 | 1 | 0 | 0 | Commercial
Commercial | Space Heating | NA | Air Curtain - NEW | No Air Curtain | Air Curtain | NEW Only | Com - Schools - Large | Envelope | 0 | SH Envelope Com | Commercial Buildings | commercial building | 15 | 0 | 2.7282 | 0 | OEB TRM V7 | 0.19223 | 1.7517 | 0 | 0 | OEB TRM V7 | 1 | 0.75 | 0.25 | 0.8 | 2019 APS | Com_Space_Cooling_&_Heating | Weather Sensitive | None | Payback-Based | 0 | 1 | 0 | 0 | Commercial
Commercial | Space Heating | NA | Air Curtain - NEW | No Air Curtain | Air Curtain | NEW Only | Com - Schools - Small | Envelope | 0 | SH Envelope Com | Commercial Buildings | commercial building | 15 | 0 | 0.87887 | 0 | OEB TRM V7 | 0.061926 | 0.56429 | 0 | 0 | OEB TRM V7 | 1 | 0.75 | 0.25 | 0.8 | 2019 APS | Com_Space_Cooling_&_Heating | Weather Sensitive | None | Payback-Based | 0 | 1 | 0 | 0 | Commercial
Commercial | Space Heating | NA | Air Curtain - NEW | No Air Curtain | Air Curtain | NEW Only | Com - University/College | Envelope | 0 | SH Envelope Com | Commercial Buildings | commercial building | 15 | 0 | 1.6053 | 0 | OEB TRM V7 | 0.11311 | 1.0307 | 0 | 0 | OEB TRM V7 | 1 | 0.75 | 0.25 | 0.8 | 2019 APS | Com_Space_Cooling_&_Heating | Weather Sensitive | None | Payback-Based | 0 | 1 | 0 | 0 | Commercial
Commercial | Space Heating | NA | Air Curtain - NEW | No Air Curtain | Air Curtain | NEW Only | Com - Warehousing - Large | Envelope | 0 | SH Envelope Com | Commercial Buildings | commercial building | 15 | 0 | 55.1777 | 0 | OEB TRM V7 | -0.049629 | 24.4886 | 0 | 0 | OEB TRM V7 | 1 | 0.75 | 0.25 | 0.8 | 2019 APS | Com_Space_Cooling_&_Heating | Weather Sensitive | None | Payback-Based | 0 | 1 | 0 | 0 | Commercial
Commercial | Space Heating | NA | Air Curtain - NEW | No Air Curtain | Air Curtain | NEW Only | Com - Warehousing - Small | Envelope | 0 | SH Envelope Com | Commercial Buildings | commercial building | 15 | 0 | 4.8621 | 0 | OEB TRM V7 | -0.0043732 | 2.1579 | 0 | 0 | OEB TRM V7 | 1 | 0.75 | 0.25 | 0.8 | 2019 APS | Com_Space_Cooling_&_Heating | Weather Sensitive | None | Payback-Based | 0 | 1 | 0 | 0 | Commercial
Commercial | Space Heating | NA | Air Curtain - RET | No Air Curtain | Air Curtain | RET Only | Com - Hospital | Envelope | 0 | SH Envelope Com | Commercial Buildings | commercial building | 15 | 0 | 0 | 0 | OEB TRM V7 | 0 | 0 | 0 | 0 | OEB TRM V7 | 1 | 1 | 0 | 1 | 2019 APS | Com_Space_Cooling_&_Heating | Weather Sensitive | None | Payback-Based | 0 | 1 | 0 | 0 | Commercial
Commercial | Space Heating | NA | Air Curtain - RET | No Air Curtain | Air Curtain | RET Only | Com - Hotel - Large | Envelope | 0 | SH Envelope Com | Commercial Buildings | commercial building | 15 | 0 | 0 | 0 | OEB TRM V7 | 0 | 0 | 0 | 0 | OEB TRM V7 | 1 | 1 | 0 | 1 | 2019 APS | Com_Space_Cooling_&_Heating | Weather Sensitive | None | Payback-Based | 0 | 1 | 0 | 0 | Commercial
Commercial | Space Heating | NA | Air Curtain - RET | No Air Curtain | Air Curtain | RET Only | Com - Hotel - Small | Envelope | 0 | SH Envelope Com | Commercial Buildings | commercial building | 15 | 0 | 0 | 0 | OEB TRM V7 | 0 | 0 | 0 | 0 | OEB TRM V7 | 1 | 1 | 0 | 1 | 2019 APS | Com_Space_Cooling_&_Heating | Weather Sensitive | None | Payback-Based | 0 | 1 | 0 | 0 | Commercial
Commercial | Space Heating | NA | Air Curtain - RET | No Air Curtain | Air Curtain | RET Only | Com - Long Term Care | Envelope | 0 | SH Envelope Com | Commercial Buildings | commercial building | 15 | 0 | 0.8552 | 0 | OEB TRM V7 | 0.060258 | 0.54909 | 0 | 0 | OEB TRM V7 | 1 | 0.75 | 0.25 | 0.8 | 2019 APS | Com_Space_Cooling_&_Heating | Weather Sensitive | None | Payback-Based | 0 | 1 | 0 | 0 | Commercial
Commercial | Space Heating | NA | Air Curtain - RET | No Air Curtain | Air Curtain | RET Only | Com - Multi-residential - Large | Envelope | 0 | SH Envelope Com | Commercial Buildings | commercial building | 15 | 0 | 0 | 0 | OEB TRM V7 | 0 | 0 | 0 | 0 | OEB TRM V7 | 1 | 1 | 0 | 1 | 2019 APS | Com_Space_Cooling_&_Heating | Weather Sensitive | None | Payback-Based | 0 | 1 | 0 | 0 | Commercial
Commercial | Space Heating | NA | Air Curtain - RET | No Air Curtain | Air Curtain | RET Only | Com - Multi-residential - Large - Low-Income | Envelope | 0 | SH Envelope Com | Commercial Buildings | commercial building | 15 | 0 | 0 | 0 | OEB TRM V7 | 0 | 0 | 0 | 0 | OEB TRM V7 | 1 | 1 | 0 | 1 | 2019 APS | Com_Space_Cooling_&_Heating | Weather Sensitive | None | Payback-Based | 0 | 1 | 0 | 0 | Low Income
Commercial | Space Heating | NA | Air Curtain - RET | No Air Curtain | Air Curtain | RET Only | Com - Multi-residential - Small | Envelope | 0 | SH Envelope Com | Commercial Buildings | commercial building | 15 | 0 | 0 | 0 | OEB TRM V7 | 0 | 0 | 0 | 0 | OEB TRM V7 | 1 | 1 | 0 | 1 | 2019 APS | Com_Space_Cooling_&_Heating | Weather Sensitive | None | Payback-Based | 0 | 1 | 0 | 0 | Commercial
Commercial | Space Heating | NA | Air Curtain - RET | No Air Curtain | Air Curtain | RET Only | Com - Multi-residential - Small - Low-Income | Envelope | 0 | SH Envelope Com | Commercial Buildings | commercial building | 15 | 0 | 0 | 0 | OEB TRM V7 | 0 | 0 | 0 | 0 | OEB TRM V7 | 1 | 1 | 0 | 1 | 2019 APS | Com_Space_Cooling_&_Heating | Weather Sensitive | None | Payback-Based | 0 | 1 | 0 | 0 | Low Income
Commercial | Space Heating | NA | Air Curtain - RET | No Air Curtain | Air Curtain | RET Only | Com - Office - Large | Envelope | 0 | SH Envelope Com | Commercial Buildings | commercial building | 15 | 0 | 0.53013 | 0 | OEB TRM V7 | 0.037354 | 0.34038 | 0 | 0 | OEB TRM V7 | 1 | 0.75 | 0.25 | 0.8 | 2019 APS | Com_Space_Cooling_&_Heating | Weather Sensitive | None | Payback-Based | 0 | 1 | 0 | 0 | Commercial
Commercial | Space Heating | NA | Air Curtain - RET | No Air Curtain | Air Curtain | RET Only | Com - Office - Small | Envelope | 0 | SH Envelope Com | Commercial Buildings | commercial building | 15 | 0 | 0 | 0 | OEB TRM V7 | 0 | 0 | 0 | 0 | OEB TRM V7 | 1 | 1 | 0 | 1 | 2019 APS | Com_Space_Cooling_&_Heating | Weather Sensitive | None | Payback-Based | 0 | 1 | 0 | 0 | Commercial
Commercial | Space Heating | NA | Air Curtain - RET | No Air Curtain | Air Curtain | RET Only | Com - Other Commercial - Large | Envelope | 0 | SH Envelope Com | Commercial Buildings | commercial building | 15 | 0 | 8.7545 | 0 | OEB TRM V7 | 0.61684 | 5.6209 | 0 | 0 | OEB TRM V7 | 1 | 0.75 | 0.25 | 0.8 | 2019 APS | Com_Space_Cooling_&_Heating | Weather Sensitive | None | Payback-Based | 0 | 1 | 0 | 0 | Commercial
Commercial | Space Heating | NA | Air Curtain - RET | No Air Curtain | Air Curtain | RET Only | Com - Other Commercial - Small | Envelope | 0 | SH Envelope Com | Commercial Buildings | commercial building | 15 | 0 | 0.37903 | 0 | OEB TRM V7 | 0.026707 | 0.24336 | 0 | 0 | OEB TRM V7 | 1 | 0.75 | 0.25 | 0.8 | 2019 APS | Com_Space_Cooling_&_Heating | Weather Sensitive | None | Payback-Based | 0 | 1 | 0 | 0 | Commercial
Commercial | Space Heating | NA | Air Curtain - RET | No Air Curtain | Air Curtain | RET Only | Com - Restaurant | Envelope | 0 | SH Envelope Com | Commercial Buildings | commercial building | 15 | 0 | 1.9119 | 0 | OEB TRM V7 | 0.13471 | 1.2276 | 0 | 0 | OEB TRM V7 | 1 | 0.75 | 0.25 | 0.8 | 2019 APS | Com_Space_Cooling_&_Heating | Weather Sensitive | None | Payback-Based | 0 | 1 | 0 | 0 | Commercial
Commercial | Space Heating | NA | Air Curtain - RET | No Air Curtain | Air Curtain | RET Only | Com - Retail - Large | Envelope | 0 | SH Envelope Com | Commercial Buildings | commercial building | 15 | 0 | 0 | 0 | OEB TRM V7 | 0 | 0 | 0 | 0 | OEB TRM V7 | 1 | 1 | 0 | 1 | 2019 APS | Com_Space_Cooling_&_Heating | Weather Sensitive | None | Payback-Based | 0 | 1 | 0 | 0 | Commercial
Commercial | Space Heating | NA | Air Curtain - RET | No Air Curtain | Air Curtain | RET Only | Com - Retail - Small | Envelope | 0 | SH Envelope Com | Commercial Buildings | commercial building | 15 | 0 | 0.76283 | 0 | OEB TRM V7 | 0.053749 | 0.48978 | 0 | 0 | OEB TRM V7 | 1 | 0.75 | 0.25 | 0.8 | 2019 APS | Com_Space_Cooling_&_Heating | Weather Sensitive | None | Payback-Based | 0 | 1 | 0 | 0 | Commercial
Commercial | Space Heating | NA | Air Curtain - RET | No Air Curtain | Air Curtain | RET Only | Com - Schools - Large | Envelope | 0 | SH Envelope Com | Commercial Buildings | commercial building | 15 | 0 | 2.7282 | 0 | OEB TRM V7 | 0.19223 | 1.7517 | 0 | 0 | OEB TRM V7 | 1 | 0.75 | 0.25 | 0.8 | 2019 APS | Com_Space_Cooling_&_Heating | Weather Sensitive | None | Payback-Based | 0 | 1 | 0 | 0 | Commercial
Commercial | Space Heating | NA | Air Curtain - RET | No Air Curtain | Air Curtain | RET Only | Com - Schools - Small | Envelope | 0 | SH Envelope Com | Commercial Buildings | commercial building | 15 | 0 | 0.87887 | 0 | OEB TRM V7 | 0.061926 | 0.56429 | 0 | 0 | OEB TRM V7 | 1 | 0.75 | 0.25 | 0.8 | 2019 APS | Com_Space_Cooling_&_Heating | Weather Sensitive | None | Payback-Based | 0 | 1 | 0 | 0 | Commercial
Commercial | Space Heating | NA | Air Curtain - RET | No Air Curtain | Air Curtain | RET Only | Com - University/College | Envelope | 0 | SH Envelope Com | Commercial Buildings | commercial building | 15 | 0 | 1.6053 | 0 | OEB TRM V7 | 0.11311 | 1.0307 | 0 | 0 | OEB TRM V7 | 1 | 0.75 | 0.25 | 0.8 | 2019 APS | Com_Space_Cooling_&_Heating | Weather Sensitive | None | Payback-Based | 0 | 1 | 0 | 0 | Commercial
Commercial | Space Heating | NA | Air Curtain - RET | No Air Curtain | Air Curtain | RET Only | Com - Warehousing - Large | Envelope | 0 | SH Envelope Com | Commercial Buildings | commercial building | 15 | 0 | 55.1777 | 0 | OEB TRM V7 | -0.049629 | 24.4886 | 0 | 0 | OEB TRM V7 | 1 | 0.75 | 0.25 | 0.8 | 2019 APS | Com_Space_Cooling_&_Heating | Weather Sensitive | None | Payback-Based | 0 | 1 | 0 | 0 | Commercial
Commercial | Space Heating | NA | Air Curtain - RET | No Air Curtain | Air Curtain | RET Only | Com - Warehousing - Small | Envelope | 0 | SH Envelope Com | Commercial Buildings | commercial building | 15 | 0 | 4.8621 | 0 | OEB TRM V7 | -0.0043732 | 2.1579 | 0 | 0 | OEB TRM V7 | 1 | 0.75 | 0.25 | 0.8 | 2019 APS | Com_Space_Cooling_&_Heating | Weather Sensitive | None | Payback-Based | 0 | 1 | 0 | 0 | Commercial
Commercial | Space Heating | NA | Air Curtain - NEW | No Air Curtain | Air Curtain | NEW Only | Com - Multi-residential - Medium | Envelope | 0 | SH Envelope Com | Commercial Buildings | commercial building | 15 | 0 | 0 | 0 | OEB TRM V7 | 0 | 0 | 0 | 0 | OEB TRM V7 | 1 | 1 | 0 | 1 | 2019 APS | Com_Space_Cooling_&_Heating | Weather Sensitive | None | Payback-Based | 0 | 1 | 0 | 0 | Commercial
Commercial | Space Heating | NA | Air Curtain - NEW | No Air Curtain | Air Curtain | NEW Only | Com - Multi-residential - Medium - Low-Income | Envelope | 0 | SH Envelope Com | Commercial Buildings | commercial building | 15 | 0 | 0 | 0 | OEB TRM V7 | 0 | 0 | 0 | 0 | OEB TRM V7 | 1 | 1 | 0 | 1 | 2019 APS | Com_Space_Cooling_&_Heating | Weather Sensitive | None | Payback-Based | 0 | 1 | 0 | 0 | Commercial
Commercial | Space Heating | NA | Air Curtain - RET | No Air Curtain | Air Curtain | RET Only | Com - Multi-residential - Medium | Envelope | 0 | SH Envelope Com | Commercial Buildings | commercial building | 15 | 0 | 0 | 0 | OEB TRM V7 | 0 | 0 | 0 | 0 | OEB TRM V7 | 1 | 1 | 0 | 1 | 2019 APS | Com_Space_Cooling_&_Heating | Weather Sensitive | None | Payback-Based | 0 | 1 | 0 | 0 | Commercial
Commercial | Space Heating | NA | Air Curtain - RET | No Air Curtain | Air Curtain | RET Only | Com - Multi-residential - Medium - Low-Income | Envelope | 0 | SH Envelope Com | Commercial Buildings | commercial building | 15 | 0 | 0 | 0 | OEB TRM V7 | 0 | 0 | 0 | 0 | OEB TRM V7 | 1 | 1 | 0 | 1 | 2019 APS | Com_Space_Cooling_&_Heating | Weather Sensitive | None | Payback-Based | 0 | 1 | 0 | 0 | Commercial
Commercial | Space Heating | NA | Windows - NEW | Code Window, U 0.32 (avg 0.29-0.36) | Triple-Pane Window, U 0.3 | NEW Only | Com - Hotel - Large | Envelope | 0 | SH Envelope Com | Commercial Buildings | commercial building | 30 | 0 | 0 | 0 | Iowa TRM V5 - 3.7.5 | 0 | 0 | 0 | 0 | New York TRM v10 - Window | 1 | 0.53644 | 0.46356 | 1 | 2019 APS, ENERGY STAR V7 Analysis Report, MI MEMD | Com_Space_Cooling_&_Heating | Weather Sensitive | None | Payback-Based | 0 | 1 | 0 | 0 | Commercial
Commercial | Space Heating | NA | Windows - NEW | Code Window, U 0.32 (avg 0.29-0.36) | Triple-Pane Window, U 0.3 | NEW Only | Com - Multi-residential - Large | Envelope | 0 | SH Envelope Com | Commercial Buildings | commercial building | 30 | 0 | 7715.6185 | 0 | Iowa TRM V5 - 3.7.5 | 50.1557 | 452.4854 | 0.23147 | 0 | New York TRM v10 - Window | 1 | 0.53644 | 0.46356 | 1 | 2019 APS, ENERGY STAR V7 Analysis Report, MI MEMD | Com_Space_Cooling_&_Heating | Weather Sensitive | None | Payback-Based | 0 | 1 | 0 | 0 | Commercial
Commercial | Space Heating | NA | Windows - NEW | Code Window, U 0.32 (avg 0.29-0.36) | Triple-Pane Window, U 0.3 | NEW Only | Com - Multi-residential - Large - Low-Income | Envelope | 0 | SH Envelope Com | Commercial Buildings | commercial building | 30 | 0 | 7715.6185 | 0 | Iowa TRM V5 - 3.7.5 | 50.1557 | 452.4854 | 0.23147 | 0 | New York TRM v10 - Window | 1 | 0.53644 | 0.46356 | 1 | 2019 APS, ENERGY STAR V7 Analysis Report, MI MEMD | Com_Space_Cooling_&_Heating | Weather Sensitive | None | Payback-Based | 0 | 1 | 0 | 0 | Low Income
Commercial | Space Heating | NA | Windows - NEW | Code Window, U 0.32 (avg 0.29-0.36) | Triple-Pane Window, U 0.3 | NEW Only | Com - Office - Large | Envelope | 0 | SH Envelope Com | Commercial Buildings | commercial building | 30 | 0 | 0 | 0 | Iowa TRM V5 - 3.7.5 | 0 | 0 | 0 | 0 | New York TRM v10 - Window | 1 | 0.53644 | 0.46356 | 1 | 2019 APS, ENERGY STAR V7 Analysis Report, MI MEMD | Com_Space_Cooling_&_Heating | Weather Sensitive | None | Payback-Based | 0 | 1 | 0 | 0 | Commercial
Commercial | Space Heating | NA | Windows - NEW | Code Window, U 0.32 (avg 0.29-0.36) | Triple-Pane Window, U 0.3 | NEW Only | Com - Other Commercial - Large | Envelope | 0 | SH Envelope Com | Commercial Buildings | commercial building | 30 | 0 | 0 | 0 | Iowa TRM V5 - 3.7.5 | 0 | 0 | 0 | 0 | New York TRM v10 - Window | 1 | 0.53644 | 0.46356 | 1 | 2019 APS, ENERGY STAR V7 Analysis Report, MI MEMD | Com_Space_Cooling_&_Heating | Weather Sensitive | None | Payback-Based | 0 | 1 | 0 | 0 | Commercial
Commercial | Space Heating | NA | Windows - NEW | Code Window, U 0.32 (avg 0.29-0.36) | Triple-Pane Window, U 0.3 | NEW Only | Com - Retail - Large | Envelope | 0 | SH Envelope Com | Commercial Buildings | commercial building | 30 | 0 | 0 | 0 | Iowa TRM V5 - 3.7.5 | 0 | 0 | 0 | 0 | New York TRM v10 - Window | 1 | 0.53644 | 0.46356 | 1 | 2019 APS, ENERGY STAR V7 Analysis Report, MI MEMD | Com_Space_Cooling_&_Heating | Weather Sensitive | None | Payback-Based | 0 | 1 | 0 | 0 | Commercial
Commercial | Space Heating | NA | Windows - NEW | Code Window, U 0.32 (avg 0.29-0.36) | Triple-Pane Window, U 0.3 | NEW Only | Com - Restaurant | Envelope | 0 | SH Envelope Com | Commercial Buildings | commercial building | 30 | 0 | 243.7349 | 0 | Iowa TRM V5 - 3.7.5 | 1.5844 | 13.5416 | 0.007312 | 0 | New York TRM v10 - Window | 1 | 0.53644 | 0.46356 | 1 | 2019 APS, ENERGY STAR V7 Analysis Report, MI MEMD | Com_Space_Cooling_&_Heating | Weather Sensitive | None | Payback-Based | 0 | 1 | 0 | 0 | Commercial
Commercial | Space Heating | NA | Windows - NEW | Code Window, U 0.32 (avg 0.29-0.36) | Triple-Pane Window, U 0.3 | NEW Only | Com - Schools - Large | Envelope | 0 | SH Envelope Com | Commercial Buildings | commercial building | 30 | 0 | 0 | 0 | Iowa TRM V5 - 3.7.5 | 0 | 0 | 0 | 0 | New York TRM v10 - Window | 1 | 0.53644 | 0.46356 | 1 | 2019 APS, ENERGY STAR V7 Analysis Report, MI MEMD | Com_Space_Cooling_&_Heating | Weather Sensitive | None | Payback-Based | 0 | 1 | 0 | 0 | Commercial
Commercial | Space Heating | NA | Windows - NEW | Code Window, U 0.32 (avg 0.29-0.36) | Triple-Pane Window, U 0.3 | NEW Only | Com - Warehousing - Large | Envelope | 0 | SH Envelope Com | Commercial Buildings | commercial building | 30 | 0 | 0 | 0 | Iowa TRM V5 - 3.7.5 | 0 | 0 | 0 | 0 | New York TRM v10 - Window | 1 | 0.53644 | 0.46356 | 1 | 2019 APS, ENERGY STAR V7 Analysis Report, MI MEMD | Com_Space_Cooling_&_Heating | Weather Sensitive | None | Payback-Based | 0 | 1 | 0 | 0 | Commercial
Commercial | Space Heating | NA | Windows - NEW | Code Window, U 0.32 (avg 0.29-0.36) | Triple-Pane Window, U 0.3 | NEW Only | Com - Hospital | Envelope | 0 | SH Envelope Com | Commercial Buildings | commercial building | 30 | 0 | 0 | 0 | Iowa TRM V5 - 3.7.5 | 0 | 0 | 0 | 0 | New York TRM v10 - Window | 1 | 0.53644 | 0.46356 | 1 | 2019 APS, ENERGY STAR V7 Analysis Report, MI MEMD | Com_Space_Cooling_&_Heating | Weather Sensitive | None | Payback-Based | 0 | 1 | 0 | 0 | Commercial
Commercial | Space Heating | NA | Windows - NEW | Code Window, U 0.32 (avg 0.29-0.36) | Triple-Pane Window, U 0.3 | NEW Only | Com - Hotel - Small | Envelope | 0 | SH Envelope Com | Commercial Buildings | commercial building | 30 | 0 | 354.4351 | 0 | Iowa TRM V5 - 3.7.5 | 2.304 | 19.692 | 0.010633 | 0 | New York TRM v10 - Window | 1 | 0.53644 | 0.46356 | 1 | 2019 APS, ENERGY STAR V7 Analysis Report, MI MEMD | Com_Space_Cooling_&_Heating | Weather Sensitive | None | Payback-Based | 0 | 1 | 0 | 0 | Commercial
Commercial | Space Heating | NA | Windows - NEW | Code Window, U 0.32 (avg 0.29-0.36) | Triple-Pane Window, U 0.3 | NEW Only | Com - Long Term Care | Envelope | 0 | SH Envelope Com | Commercial Buildings | commercial building | 30 | 0 | 0 | 0 | Iowa TRM V5 - 3.7.5 | 0 | 0 | 0 | 0 | New York TRM v10 - Window | 1 | 0.53644 | 0.46356 | 1 | 2019 APS, ENERGY STAR V7 Analysis Report, MI MEMD | Com_Space_Cooling_&_Heating | Weather Sensitive | None | Payback-Based | 0 | 1 | 0 | 0 | Commercial
Commercial | Space Heating | NA | Windows - NEW | Code Window, U 0.32 (avg 0.29-0.36) | Triple-Pane Window, U 0.3 | NEW Only | Com - Multi-residential - Small | Envelope | 0 | SH Envelope Com | Commercial Buildings | commercial building | 30 | 0 | 431.551 | 0 | Iowa TRM V5 - 3.7.5 | 2.8053 | 23.9764 | 0.012947 | 0 | New York TRM v10 - Window | 1 | 0.53644 | 0.46356 | 1 | 2019 APS, ENERGY STAR V7 Analysis Report, MI MEMD | Com_Space_Cooling_&_Heating | Weather Sensitive | None | Payback-Based | 0 | 1 | 0 | 0 | Commercial
Commercial | Space Heating | NA | Windows - NEW | Code Window, U 0.32 (avg 0.29-0.36) | Triple-Pane Window, U 0.3 | NEW Only | Com - Multi-residential - Small - Low-Income | Envelope | 0 | SH Envelope Com | Commercial Buildings | commercial building | 30 | 0 | 431.551 | 0 | Iowa TRM V5 - 3.7.5 | 2.8053 | 23.9764 | 0.012947 | 0 | New York TRM v10 - Window | 1 | 0.53644 | 0.46356 | 1 | 2019 APS, ENERGY STAR V7 Analysis Report, MI MEMD | Com_Space_Cooling_&_Heating | Weather Sensitive | None | Payback-Based | 0 | 1 | 0 | 0 | Low Income
Commercial | Space Heating | NA | Windows - NEW | Code Window, U 0.32 (avg 0.29-0.36) | Triple-Pane Window, U 0.3 | NEW Only | Com - Office - Small | Envelope | 0 | SH Envelope Com | Commercial Buildings | commercial building | 30 | 0 | 337.7861 | 0 | Iowa TRM V5 - 3.7.5 | 2.1958 | 18.767 | 0.010134 | 0 | New York TRM v10 - Window | 1 | 0.53644 | 0.46356 | 1 | 2019 APS, ENERGY STAR V7 Analysis Report, MI MEMD | Com_Space_Cooling_&_Heating | Weather Sensitive | None | Payback-Based | 0 | 1 | 0 | 0 | Commercial
Commercial | Space Heating | NA | Windows - NEW | Code Window, U 0.32 (avg 0.29-0.36) | Triple-Pane Window, U 0.3 | NEW Only | Com - Other Commercial - Small | Envelope | 0 | SH Envelope Com | Commercial Buildings | commercial building | 30 | 0 | 187.5169 | 0 | Iowa TRM V5 - 3.7.5 | 1.219 | 10.4182 | 0.0056255 | 0 | New York TRM v10 - Window | 1 | 0.53644 | 0.46356 | 1 | 2019 APS, ENERGY STAR V7 Analysis Report, MI MEMD | Com_Space_Cooling_&_Heating | Weather Sensitive | None | Payback-Based | 0 | 1 | 0 | 0 | Commercial
Commercial | Space Heating | NA | Windows - NEW | Code Window, U 0.32 (avg 0.29-0.36) | Triple-Pane Window, U 0.3 | NEW Only | Com - Retail - Small | Envelope | 0 | SH Envelope Com | Commercial Buildings | commercial building | 30 | 0 | 184.6809 | 0 | Iowa TRM V5 - 3.7.5 | 1.2005 | 10.2606 | 0.0055404 | 0 | New York TRM v10 - Window | 1 | 0.53644 | 0.46356 | 1 | 2019 APS, ENERGY STAR V7 Analysis Report, MI MEMD | Com_Space_Cooling_&_Heating | Weather Sensitive | None | Payback-Based | 0 | 1 | 0 | 0 | Commercial
Commercial | Space Heating | NA | Windows - NEW | Code Window, U 0.32 (avg 0.29-0.36) | Triple-Pane Window, U 0.3 | NEW Only | Com - Schools - Small | Envelope | 0 | SH Envelope Com | Commercial Buildings | commercial building | 30 | 0 | 1087.8548 | 0 | Iowa TRM V5 - 3.7.5 | 7.0716 | 63.7977 | 0.032636 | 0 | New York TRM v10 - Window | 1 | 0.53644 | 0.46356 | 1 | 2019 APS, ENERGY STAR V7 Analysis Report, MI MEMD | Com_Space_Cooling_&_Heating | Weather Sensitive | None | Payback-Based | 0 | 1 | 0 | 0 | Commercial
Commercial | Space Heating | NA | Windows - NEW | Code Window, U 0.32 (avg 0.29-0.36) | Triple-Pane Window, U 0.3 | NEW Only | Com - Warehousing - Small | Envelope | 0 | SH Envelope Com | Commercial Buildings | commercial building | 30 | 0 | 150.3143 | 0 | Iowa TRM V5 - 3.7.5 | 0.97712 | 8.8152 | 0.0045094 | 0 | New York TRM v10 - Window | 1 | 0.53644 | 0.46356 | 1 | 2019 APS, ENERGY STAR V7 Analysis Report, MI MEMD | Com_Space_Cooling_&_Heating | Weather Sensitive | None | Payback-Based | 0 | 1 | 0 | 0 | Commercial
Commercial | Space Heating | NA | Windows - NEW | Code Window, U 0.32 (avg 0.29-0.36) | Triple-Pane Window, U 0.3 | NEW Only | Com - University/College | Envelope | 0 | SH Envelope Com | Commercial Buildings | commercial building | 30 | 0 | 0 | 0 | Iowa TRM V5 - 3.7.5 | 0 | 0 | 0 | 0 | New York TRM v10 - Window | 1 | 0.53644 | 0.46356 | 1 | 2019 APS, ENERGY STAR V7 Analysis Report, MI MEMD | Com_Space_Cooling_&_Heating | Weather Sensitive | None | Payback-Based | 0 | 1 | 0 | 0 | Commercial
Commercial | Space Heating | NA | Windows - RET | Existing Window, U 0.52 | Triple-Pane Window, U 0.3 | RET Only | Com - Hotel - Large | Envelope | 0 | SH Envelope Com | Commercial Buildings | commercial building | 30 | 0 | 0 | 0 | Iowa TRM V5 - 3.7.5 | 0 | 0 | 0 | 0 | New York TRM v10 - Window | 1 | 0.53644 | 0.46356 | 1 | 2019 APS, ENERGY STAR V7 Analysis Report, MI MEMD | Com_Space_Cooling_&_Heating | Weather Sensitive | None | Payback-Based | 0 | 1 | 0 | 0 | Commercial
Commercial | Space Heating | NA | Windows - RET | Existing Window, U 0.52 | Triple-Pane Window, U 0.3 | RET Only | Com - Multi-residential - Large | Envelope | 0 | SH Envelope Com | Commercial Buildings | commercial building | 30 | 0 | 19289.0462 | 0 | Iowa TRM V5 - 3.7.5 | 376.1677 | 4018.7845 | 1.736 | 0 | New York TRM v10 - Window | 1 | 0.53644 | 0.46356 | 1 | 2019 APS, ENERGY STAR V7 Analysis Report, MI MEMD | Com_Space_Cooling_&_Heating | Weather Sensitive | None | Payback-Based | 0 | 1 | 0 | 0 | Commercial
Commercial | Space Heating | NA | Windows - RET | Existing Window, U 0.52 | Triple-Pane Window, U 0.3 | RET Only | Com - Multi-residential - Large - Low-Income | Envelope | 0 | SH Envelope Com | Commercial Buildings | commercial building | 30 | 0 | 19289.0462 | 0 | Iowa TRM V5 - 3.7.5 | 376.1677 | 4018.7845 | 1.736 | 0 | New York TRM v10 - Window | 1 | 0.53644 | 0.46356 | 1 | 2019 APS, ENERGY STAR V7 Analysis Report, MI MEMD | Com_Space_Cooling_&_Heating | Weather Sensitive | None | Payback-Based | 0 | 1 | 0 | 0 | Low Income
Commercial | Space Heating | NA | Windows - RET | Existing Window, U 0.52 | Triple-Pane Window, U 0.3 | RET Only | Com - Office - Large | Envelope | 0 | SH Envelope Com | Commercial Buildings | commercial building | 30 | 0 | 0 | 0 | Iowa TRM V5 - 3.7.5 | 0 | 0 | 0 | 0 | New York TRM v10 - Window | 1 | 0.53644 | 0.46356 | 1 | 2019 APS, ENERGY STAR V7 Analysis Report, MI MEMD | Com_Space_Cooling_&_Heating | Weather Sensitive | None | Payback-Based | 0 | 1 | 0 | 0 | Commercial
Commercial | Space Heating | NA | Windows - RET | Existing Window, U 0.52 | Triple-Pane Window, U 0.3 | RET Only | Com - Other Commercial - Large | Envelope | 0 | SH Envelope Com | Commercial Buildings | commercial building | 30 | 0 | 0 | 0 | Iowa TRM V5 - 3.7.5 | 0 | 0 | 0 | 0 | New York TRM v10 - Window | 1 | 0.53644 | 0.46356 | 1 | 2019 APS, ENERGY STAR V7 Analysis Report, MI MEMD | Com_Space_Cooling_&_Heating | Weather Sensitive | None | Payback-Based | 0 | 1 | 0 | 0 | Commercial
Commercial | Space Heating | NA | Windows - RET | Existing Window, U 0.52 | Triple-Pane Window, U 0.3 | RET Only | Com - Retail - Large | Envelope | 0 | SH Envelope Com | Commercial Buildings | commercial building | 30 | 0 | 0 | 0 | Iowa TRM V5 - 3.7.5 | 0 | 0 | 0 | 0 | New York TRM v10 - Window | 1 | 0.53644 | 0.46356 | 1 | 2019 APS, ENERGY STAR V7 Analysis Report, MI MEMD | Com_Space_Cooling_&_Heating | Weather Sensitive | None | Payback-Based | 0 | 1 | 0 | 0 | Commercial
Commercial | Space Heating | NA | Windows - RET | Existing Window, U 0.52 | Triple-Pane Window, U 0.3 | RET Only | Com - Restaurant | Envelope | 0 | SH Envelope Com | Commercial Buildings | commercial building | 30 | 0 | 609.3373 | 0 | Iowa TRM V5 - 3.7.5 | 11.8831 | 101.5621 | 0.05484 | 0 | New York TRM v10 - Window | 1 | 0.53644 | 0.46356 | 1 | 2019 APS, ENERGY STAR V7 Analysis Report, MI MEMD | Com_Space_Cooling_&_Heating | Weather Sensitive | None | Payback-Based | 0 | 1 | 0 | 0 | Commercial
Commercial | Space Heating | NA | Windows - RET | Existing Window, U 0.52 | Triple-Pane Window, U 0.3 | RET Only | Com - Schools - Large | Envelope | 0 | SH Envelope Com | Commercial Buildings | commercial building | 30 | 0 | 0 | 0 | Iowa TRM V5 - 3.7.5 | 0 | 0 | 0 | 0 | New York TRM v10 - Window | 1 | 0.53644 | 0.46356 | 1 | 2019 APS, ENERGY STAR V7 Analysis Report, MI MEMD | Com_Space_Cooling_&_Heating | Weather Sensitive | None | Payback-Based | 0 | 1 | 0 | 0 | Commercial
Commercial | Space Heating | NA | Windows - RET | Existing Window, U 0.52 | Triple-Pane Window, U 0.3 | RET Only | Com - Warehousing - Large | Envelope | 0 | SH Envelope Com | Commercial Buildings | commercial building | 30 | 0 | 0 | 0 | Iowa TRM V5 - 3.7.5 | 0 | 0 | 0 | 0 | New York TRM v10 - Window | 1 | 0.53644 | 0.46356 | 1 | 2019 APS, ENERGY STAR V7 Analysis Report, MI MEMD | Com_Space_Cooling_&_Heating | Weather Sensitive | None | Payback-Based | 0 | 1 | 0 | 0 | Commercial
Commercial | Space Heating | NA | Windows - RET | Existing Window, U 0.52 | Triple-Pane Window, U 0.3 | RET Only | Com - Hospital | Envelope | 0 | SH Envelope Com | Commercial Buildings | commercial building | 30 | 0 | 0 | 0 | Iowa TRM V5 - 3.7.5 | 0 | 0 | 0 | 0 | New York TRM v10 - Window | 1 | 0.53644 | 0.46356 | 1 | 2019 APS, ENERGY STAR V7 Analysis Report, MI MEMD | Com_Space_Cooling_&_Heating | Weather Sensitive | None | Payback-Based | 0 | 1 | 0 | 0 | Commercial
Commercial | Space Heating | NA | Windows - RET | Existing Window, U 0.52 | Triple-Pane Window, U 0.3 | RET Only | Com - Hotel - Small | Envelope | 0 | SH Envelope Com | Commercial Buildings | commercial building | 30 | 0 | 886.0878 | 0 | Iowa TRM V5 - 3.7.5 | 17.2802 | 147.6899 | 0.079748 | 0 | New York TRM v10 - Window | 1 | 0.53644 | 0.46356 | 1 | 2019 APS, ENERGY STAR V7 Analysis Report, MI MEMD | Com_Space_Cooling_&_Heating | Weather Sensitive | None | Payback-Based | 0 | 1 | 0 | 0 | Commercial
Commercial | Space Heating | NA | Windows - RET | Existing Window, U 0.52 | Triple-Pane Window, U 0.3 | RET Only | Com - Long Term Care | Envelope | 0 | SH Envelope Com | Commercial Buildings | commercial building | 30 | 0 | 0 | 0 | Iowa TRM V5 - 3.7.5 | 0 | 0 | 0 | 0 | New York TRM v10 - Window | 1 | 0.53644 | 0.46356 | 1 | 2019 APS, ENERGY STAR V7 Analysis Report, MI MEMD | Com_Space_Cooling_&_Heating | Weather Sensitive | None | Payback-Based | 0 | 1 | 0 | 0 | Commercial
Commercial | Space Heating | NA | Windows - RET | Existing Window, U 0.52 | Triple-Pane Window, U 0.3 | RET Only | Com - Multi-residential - Small | Envelope | 0 | SH Envelope Com | Commercial Buildings | commercial building | 30 | 0 | 1078.8775 | 0 | Iowa TRM V5 - 3.7.5 | 21.0399 | 179.8233 | 0.097099 | 0 | New York TRM v10 - Window | 1 | 0.53644 | 0.46356 | 1 | 2019 APS, ENERGY STAR V7 Analysis Report, MI MEMD | Com_Space_Cooling_&_Heating | Weather Sensitive | None | Payback-Based | 0 | 1 | 0 | 0 | Commercial
Commercial | Space Heating | NA | Windows - RET | Existing Window, U 0.52 | Triple-Pane Window, U 0.3 | RET Only | Com - Multi-residential - Small - Low-Income | Envelope | 0 | SH Envelope Com | Commercial Buildings | commercial building | 30 | 0 | 1078.8775 | 0 | Iowa TRM V5 - 3.7.5 | 21.0399 | 179.8233 | 0.097099 | 0 | New York TRM v10 - Window | 1 | 0.53644 | 0.46356 | 1 | 2019 APS, ENERGY STAR V7 Analysis Report, MI MEMD | Com_Space_Cooling_&_Heating | Weather Sensitive | None | Payback-Based | 0 | 1 | 0 | 0 | Low Income
Commercial | Space Heating | NA | Windows - RET | Existing Window, U 0.52 | Triple-Pane Window, U 0.3 | RET Only | Com - Office - Small | Envelope | 0 | SH Envelope Com | Commercial Buildings | commercial building | 30 | 0 | 844.4653 | 0 | Iowa TRM V5 - 3.7.5 | 16.4684 | 140.7524 | 0.076002 | 0 | New York TRM v10 - Window | 1 | 0.53644 | 0.46356 | 1 | 2019 APS, ENERGY STAR V7 Analysis Report, MI MEMD | Com_Space_Cooling_&_Heating | Weather Sensitive | None | Payback-Based | 0 | 1 | 0 | 0 | Commercial
Commercial | Space Heating | NA | Windows - RET | Existing Window, U 0.52 | Triple-Pane Window, U 0.3 | RET Only | Com - Other Commercial - Small | Envelope | 0 | SH Envelope Com | Commercial Buildings | commercial building | 30 | 0 | 468.7923 | 0 | Iowa TRM V5 - 3.7.5 | 9.1422 | 78.1366 | 0.042191 | 0 | New York TRM v10 - Window | 1 | 0.53644 | 0.46356 | 1 | 2019 APS, ENERGY STAR V7 Analysis Report, MI MEMD | Com_Space_Cooling_&_Heating | Weather Sensitive | None | Payback-Based | 0 | 1 | 0 | 0 | Commercial
Commercial | Space Heating | NA | Windows - RET | Existing Window, U 0.52 | Triple-Pane Window, U 0.3 | RET Only | Com - Retail - Small | Envelope | 0 | SH Envelope Com | Commercial Buildings | commercial building | 30 | 0 | 461.7023 | 0 | Iowa TRM V5 - 3.7.5 | 9.0039 | 76.9548 | 0.041553 | 0 | New York TRM v10 - Window | 1 | 0.53644 | 0.46356 | 1 | 2019 APS, ENERGY STAR V7 Analysis Report, MI MEMD | Com_Space_Cooling_&_Heating | Weather Sensitive | None | Payback-Based | 0 | 1 | 0 | 0 | Commercial
Commercial | Space Heating | NA | Windows - RET | Existing Window, U 0.52 | Triple-Pane Window, U 0.3 | RET Only | Com - Schools - Small | Envelope | 0 | SH Envelope Com | Commercial Buildings | commercial building | 30 | 0 | 2719.6371 | 0 | Iowa TRM V5 - 3.7.5 | 53.0373 | 566.6239 | 0.24477 | 0 | New York TRM v10 - Window | 1 | 0.53644 | 0.46356 | 1 | 2019 APS, ENERGY STAR V7 Analysis Report, MI MEMD | Com_Space_Cooling_&_Heating | Weather Sensitive | None | Payback-Based | 0 | 1 | 0 | 0 | Commercial
Commercial | Space Heating | NA | Windows - RET | Existing Window, U 0.52 | Triple-Pane Window, U 0.3 | RET Only | Com - Warehousing - Small | Envelope | 0 | SH Envelope Com | Commercial Buildings | commercial building | 30 | 0 | 375.7859 | 0 | Iowa TRM V5 - 3.7.5 | 7.3284 | 78.2933 | 0.033821 | 0 | New York TRM v10 - Window | 1 | 0.53644 | 0.46356 | 1 | 2019 APS, ENERGY STAR V7 Analysis Report, MI MEMD | Com_Space_Cooling_&_Heating | Weather Sensitive | None | Payback-Based | 0 | 1 | 0 | 0 | Commercial
Commercial | Space Heating | NA | Windows - RET | Existing Window, U 0.52 | Triple-Pane Window, U 0.3 | RET Only | Com - University/College | Envelope | 0 | SH Envelope Com | Commercial Buildings | commercial building | 30 | 0 | 0 | 0 | Iowa TRM V5 - 3.7.5 | 0 | 0 | 0 | 0 | New York TRM v10 - Window | 1 | 0.53644 | 0.46356 | 1 | 2019 APS, ENERGY STAR V7 Analysis Report, MI MEMD | Com_Space_Cooling_&_Heating | Weather Sensitive | None | Payback-Based | 0 | 1 | 0 | 0 | Commercial
Commercial | Space Heating | NA | Windows - NEW | Code Window, U 0.32 (avg 0.29-0.36) | Triple-Pane Window, U 0.3 | NEW Only | Com - Multi-residential - Medium | Envelope | 0 | SH Envelope Com | Commercial Buildings | commercial building | 30 | 0 | 2095.2248 | 0 | Iowa TRM V5 - 3.7.5 | 13.6201 | 122.8752 | 0.062857 | 0 | New York TRM v10 - Window | 1 | 0.53644 | 0.46356 | 1 | 2019 APS, ENERGY STAR V7 Analysis Report, MI MEMD | Com_Space_Cooling_&_Heating | Weather Sensitive | None | Payback-Based | 0 | 1 | 0 | 0 | Commercial
Commercial | Space Heating | NA | Windows - NEW | Code Window, U 0.32 (avg 0.29-0.36) | Triple-Pane Window, U 0.3 | NEW Only | Com - Multi-residential - Medium - Low-Income | Envelope | 0 | SH Envelope Com | Commercial Buildings | commercial building | 30 | 0 | 2095.2248 | 0 | Iowa TRM V5 - 3.7.5 | 13.6201 | 122.8752 | 0.062857 | 0 | New York TRM v10 - Window | 1 | 0.53644 | 0.46356 | 1 | 2019 APS, ENERGY STAR V7 Analysis Report, MI MEMD | Com_Space_Cooling_&_Heating | Weather Sensitive | None | Payback-Based | 0 | 1 | 0 | 0 | Commercial
Commercial | Space Heating | NA | Windows - RET | Existing Window, U 0.52 | Triple-Pane Window, U 0.3 | RET Only | Com - Multi-residential - Medium | Envelope | 0 | SH Envelope Com | Commercial Buildings | commercial building | 30 | 0 | 5238.0619 | 0 | Iowa TRM V5 - 3.7.5 | 102.1507 | 1091.3262 | 0.47143 | 0 | New York TRM v10 - Window | 1 | 0.53644 | 0.46356 | 1 | 2019 APS, ENERGY STAR V7 Analysis Report, MI MEMD | Com_Space_Cooling_&_Heating | Weather Sensitive | None | Payback-Based | 0 | 1 | 0 | 0 | Commercial
Commercial | Space Heating | NA | Windows - RET | Existing Window, U 0.52 | Triple-Pane Window, U 0.3 | RET Only | Com - Multi-residential - Medium - Low-Income | Envelope | 0 | SH Envelope Com | Commercial Buildings | commercial building | 30 | 0 | 5238.0619 | 0 | Iowa TRM V5 - 3.7.5 | 102.1507 | 1091.3262 | 0.47143 | 0 | New York TRM v10 - Window | 1 | 0.53644 | 0.46356 | 1 | 2019 APS, ENERGY STAR V7 Analysis Report, MI MEMD | Com_Space_Cooling_&_Heating | Weather Sensitive | None | Payback-Based | 0 | 1 | 0 | 0 | Commercial
Commercial | Space Heating | NA | High Speed Door - RET | Conventional Speed Door | High Speed Door | RET Only | Com - Hotel - Large | Envelope | 0 | SH Envelope Com | Commercial Buildings | commercial building | 15 | 0 | 0 | 0 | Illinois TRM V11 - 4.8.2 | 0 | 0 | 0 | 0 | SAG input | 0 | 1 | 0 | 0 | Guidehouse SME-based Assumptions | None | Weather Sensitive | None | Payback-Based | 0 | 1 | 0 | 0 | Commercial
Commercial | Space Heating | NA | High Speed Door - RET | Conventional Speed Door | High Speed Door | RET Only | Com - Multi-residential - Large | Envelope | 0 | SH Envelope Com | Commercial Buildings | commercial building | 15 | 0 | 0 | 0 | Illinois TRM V11 - 4.8.2 | 0 | 0 | 0 | 0 | SAG input | 0 | 1 | 0 | 0 | Guidehouse SME-based Assumptions | None | Weather Sensitive | None | Payback-Based | 0 | 1 | 0 | 0 | Commercial
Commercial | Space Heating | NA | High Speed Door - RET | Conventional Speed Door | High Speed Door | RET Only | Com - Multi-residential - Large - Low-Income | Envelope | 0 | SH Envelope Com | Commercial Buildings | commercial building | 15 | 0 | 0 | 0 | Illinois TRM V11 - 4.8.2 | 0 | 0 | 0 | 0 | SAG input | 0 | 1 | 0 | 0 | Guidehouse SME-based Assumptions | None | Weather Sensitive | None | Payback-Based | 0 | 1 | 0 | 0 | Low Income
Commercial | Space Heating | NA | High Speed Door - RET | Conventional Speed Door | High Speed Door | RET Only | Com - Office - Large | Envelope | 0 | SH Envelope Com | Commercial Buildings | commercial building | 15 | 0 | 0 | 0 | Illinois TRM V11 - 4.8.2 | 0 | 0 | 0 | 0 | SAG input | 0 | 1 | 0 | 0 | Guidehouse SME-based Assumptions | None | Weather Sensitive | None | Payback-Based | 0 | 1 | 0 | 0 | Commercial
Commercial | Space Heating | NA | High Speed Door - RET | Conventional Speed Door | High Speed Door | RET Only | Com - Other Commercial - Large | Envelope | 0 | SH Envelope Com | Commercial Buildings | commercial building | 15 | 0 | 0 | 0 | Illinois TRM V11 - 4.8.2 | 0 | 0 | 0 | 0 | SAG input | 0 | 1 | 0 | 0 | Guidehouse SME-based Assumptions | None | Weather Sensitive | None | Payback-Based | 0 | 1 | 0 | 0 | Commercial
Commercial | Space Heating | NA | High Speed Door - RET | Conventional Speed Door | High Speed Door | RET Only | Com - Retail - Large | Envelope | 0 | SH Envelope Com | Commercial Buildings | commercial building | 15 | 0 | 0 | 0 | Illinois TRM V11 - 4.8.2 | 0 | 0 | 0 | 0 | SAG input | 0 | 1 | 0 | 0 | Guidehouse SME-based Assumptions | None | Weather Sensitive | None | Payback-Based | 0 | 1 | 0 | 0 | Commercial
Commercial | Space Heating | NA | High Speed Door - RET | Conventional Speed Door | High Speed Door | RET Only | Com - Restaurant | Envelope | 0 | SH Envelope Com | Commercial Buildings | commercial building | 15 | 0 | 0 | 0 | Illinois TRM V11 - 4.8.2 | 0 | 0 | 0 | 0 | SAG input | 0 | 1 | 0 | 0 | Guidehouse SME-based Assumptions | None | Weather Sensitive | None | Payback-Based | 0 | 1 | 0 | 0 | Commercial
Commercial | Space Heating | NA | High Speed Door - RET | Conventional Speed Door | High Speed Door | RET Only | Com - Schools - Large | Envelope | 0 | SH Envelope Com | Commercial Buildings | commercial building | 15 | 0 | 0 | 0 | Illinois TRM V11 - 4.8.2 | 0 | 0 | 0 | 0 | SAG input | 0 | 1 | 0 | 0 | Guidehouse SME-based Assumptions | None | Weather Sensitive | None | Payback-Based | 0 | 1 | 0 | 0 | Commercial
Commercial | Space Heating | NA | High Speed Door - RET | Conventional Speed Door | High Speed Door | RET Only | Com - Warehousing - Large | Envelope | 0 | SH Envelope Com | Commercial Buildings | commercial building | 15 | 0 | 34053.5398 | 0 | Illinois TRM V11 - 4.8.2 | 3952.6998 | 16137.7303 | 0 | 0 | SAG input | 1 | 0.2 | 0.8 | 1 | Guidehouse SME-based Assumptions | None | Weather Sensitive | None | Payback-Based | 0 | 1 | 0 | 0 | Commercial
Commercial | Space Heating | NA | High Speed Door - RET | Conventional Speed Door | High Speed Door | RET Only | Com - Hospital | Envelope | 0 | SH Envelope Com | Commercial Buildings | commercial building | 15 | 0 | 0 | 0 | Illinois TRM V11 - 4.8.2 | 0 | 0 | 0 | 0 | SAG input | 0 | 1 | 0 | 0 | Guidehouse SME-based Assumptions | None | Weather Sensitive | None | Payback-Based | 0 | 1 | 0 | 0 | Commercial
Commercial | Space Heating | NA | High Speed Door - RET | Conventional Speed Door | High Speed Door | RET Only | Com - Hotel - Small | Envelope | 0 | SH Envelope Com | Commercial Buildings | commercial building | 15 | 0 | 0 | 0 | Illinois TRM V11 - 4.8.2 | 0 | 0 | 0 | 0 | SAG input | 0 | 1 | 0 | 0 | Guidehouse SME-based Assumptions | None | Weather Sensitive | None | Payback-Based | 0 | 1 | 0 | 0 | Commercial
Commercial | Space Heating | NA | High Speed Door - RET | Conventional Speed Door | High Speed Door | RET Only | Com - Long Term Care | Envelope | 0 | SH Envelope Com | Commercial Buildings | commercial building | 15 | 0 | 0 | 0 | Illinois TRM V11 - 4.8.2 | 0 | 0 | 0 | 0 | SAG input | 0 | 1 | 0 | 0 | Guidehouse SME-based Assumptions | None | Weather Sensitive | None | Payback-Based | 0 | 1 | 0 | 0 | Commercial
Commercial | Space Heating | NA | High Speed Door - RET | Conventional Speed Door | High Speed Door | RET Only | Com - Multi-residential - Small | Envelope | 0 | SH Envelope Com | Commercial Buildings | commercial building | 15 | 0 | 0 | 0 | Illinois TRM V11 - 4.8.2 | 0 | 0 | 0 | 0 | SAG input | 0 | 1 | 0 | 0 | Guidehouse SME-based Assumptions | None | Weather Sensitive | None | Payback-Based | 0 | 1 | 0 | 0 | Commercial
Commercial | Space Heating | NA | High Speed Door - RET | Conventional Speed Door | High Speed Door | RET Only | Com - Multi-residential - Small - Low-Income | Envelope | 0 | SH Envelope Com | Commercial Buildings | commercial building | 15 | 0 | 0 | 0 | Illinois TRM V11 - 4.8.2 | 0 | 0 | 0 | 0 | SAG input | 0 | 1 | 0 | 0 | Guidehouse SME-based Assumptions | None | Weather Sensitive | None | Payback-Based | 0 | 1 | 0 | 0 | Low Income
Commercial | Space Heating | NA | High Speed Door - RET | Conventional Speed Door | High Speed Door | RET Only | Com - Office - Small | Envelope | 0 | SH Envelope Com | Commercial Buildings | commercial building | 15 | 0 | 0 | 0 | Illinois TRM V11 - 4.8.2 | 0 | 0 | 0 | 0 | SAG input | 0 | 1 | 0 | 0 | Guidehouse SME-based Assumptions | None | Weather Sensitive | None | Payback-Based | 0 | 1 | 0 | 0 | Commercial
Commercial | Space Heating | NA | High Speed Door - RET | Conventional Speed Door | High Speed Door | RET Only | Com - Other Commercial - Small | Envelope | 0 | SH Envelope Com | Commercial Buildings | commercial building | 15 | 0 | 0 | 0 | Illinois TRM V11 - 4.8.2 | 0 | 0 | 0 | 0 | SAG input | 0 | 1 | 0 | 0 | Guidehouse SME-based Assumptions | None | Weather Sensitive | None | Payback-Based | 0 | 1 | 0 | 0 | Commercial
Commercial | Space Heating | NA | High Speed Door - RET | Conventional Speed Door | High Speed Door | RET Only | Com - Retail - Small | Envelope | 0 | SH Envelope Com | Commercial Buildings | commercial building | 15 | 0 | 0 | 0 | Illinois TRM V11 - 4.8.2 | 0 | 0 | 0 | 0 | SAG input | 0 | 1 | 0 | 0 | Guidehouse SME-based Assumptions | None | Weather Sensitive | None | Payback-Based | 0 | 1 | 0 | 0 | Commercial
Commercial | Space Heating | NA | High Speed Door - RET | Conventional Speed Door | High Speed Door | RET Only | Com - Schools - Small | Envelope | 0 | SH Envelope Com | Commercial Buildings | commercial building | 15 | 0 | 0 | 0 | Illinois TRM V11 - 4.8.2 | 0 | 0 | 0 | 0 | SAG input | 0 | 1 | 0 | 0 | Guidehouse SME-based Assumptions | None | Weather Sensitive | None | Payback-Based | 0 | 1 | 0 | 0 | Commercial
Commercial | Space Heating | NA | High Speed Door - RET | Conventional Speed Door | High Speed Door | RET Only | Com - Warehousing - Small | Envelope | 0 | SH Envelope Com | Commercial Buildings | commercial building | 15 | 0 | 3000.7272 | 0 | Illinois TRM V11 - 4.8.2 | 348.3037 | 1422.0233 | 0 | 0 | SAG input | 1 | 0.8 | 0.2 | 1 | Guidehouse SME-based Assumptions | None | Weather Sensitive | None | Payback-Based | 0 | 1 | 0 | 0 | Commercial
Commercial | Space Heating | NA | High Speed Door - RET | Conventional Speed Door | High Speed Door | RET Only | Com - University/College | Envelope | 0 | SH Envelope Com | Commercial Buildings | commercial building | 15 | 0 | 0 | 0 | Illinois TRM V11 - 4.8.2 | 0 | 0 | 0 | 0 | SAG input | 0 | 1 | 0 | 0 | Guidehouse SME-based Assumptions | None | Weather Sensitive | None | Payback-Based | 0 | 1 | 0 | 0 | Commercial
Commercial | Space Heating | NA | High Speed Door - RET | Conventional Speed Door | High Speed Door | RET Only | Com - Multi-residential - Medium | Envelope | 0 | SH Envelope Com | Commercial Buildings | commercial building | 15 | 0 | 0 | 0 | Illinois TRM V11 - 4.8.2 | 0 | 0 | 0 | 0 | SAG input | 0 | 1 | 0 | 0 | Guidehouse SME-based Assumptions | None | Weather Sensitive | None | Payback-Based | 0 | 1 | 0 | 0 | Commercial
Commercial | Space Heating | NA | High Speed Door - RET | Conventional Speed Door | High Speed Door | RET Only | Com - Multi-residential - Medium - Low-Income | Envelope | 0 | SH Envelope Com | Commercial Buildings | commercial building | 15 | 0 | 0 | 0 | Illinois TRM V11 - 4.8.2 | 0 | 0 | 0 | 0 | SAG input | 0 | 1 | 0 | 0 | Guidehouse SME-based Assumptions | None | Weather Sensitive | None | Payback-Based | 0 | 1 | 0 | 0 | Commercial
Commercial | Space Heating | NA | Door Dock Seals | No Door Dock Seals | Door Dock Seals | RET Only | Com - Warehousing - Large | Envelope | 0 | SH Envelope Com | Commercial Buildings | commercial building | 10 | 0 | 30991.1711 | 0 | OEB TRM V7 | 7651.8386 | 31240.2438 | 0 | 0 | OEB TRM V7 | 0.5 | 0.5 | 0.5 | 1 | 2019 APS | Com_Space_Cooling_&_Heating | Weather Sensitive | None | Payback-Based | 0 | 1 | 0 | 0 | Commercial
Commercial | Space Heating | NA | Door Dock Seals | No Door Dock Seals | Door Dock Seals | RET Only | Com - Warehousing - Small | Envelope | 0 | SH Envelope Com | Commercial Buildings | commercial building | 10 | 0 | 2730.8777 | 0 | OEB TRM V7 | 674.2641 | 2752.8254 | 0 | 0 | OEB TRM V7 | 1 | 0.5 | 0.5 | 1 | 2019 APS | Com_Space_Cooling_&_Heating | Weather Sensitive | None | Payback-Based | 0 | 1 | 0 | 0 | Commercial
Commercial | Space Heating | NA | Smart Thermostat (Small Commercial) - NEW | Programmable thermostat and code HVAC (95% furnace) | Smart (Adaptive) Thermostat | NEW Only | Com - Hospital | Envelope | 0 | SH Envelope Com | Commercial Buildings | commercial building | 15 | 0 | 0 | 0 | Illinois TRM V11 - 4.8.48 | 0 | 0 | 0 | 0 | Illinois TRM V11 - 4.4.48 | 0 | 0.4955 | 0.5045 | 0.25 | 2019 APS (SaskPower PS), REUS | Com_Space_Cooling_&_Heating | Weather Sensitive | None | Payback-Based | 0 | 1 | 0 | 0 | Commercial
Commercial | Space Heating | NA | Smart Thermostat (Small Commercial) - NEW | Programmable thermostat and code HVAC (95% furnace) | Smart (Adaptive) Thermostat | NEW Only | Com - Hotel - Large | Envelope | 0 | SH Envelope Com | Commercial Buildings | commercial building | 15 | 0 | 0 | 0 | Illinois TRM V11 - 4.8.48 | 0 | 0 | 0 | 0 | Illinois TRM V11 - 4.4.48 | 0 | 0.30712 | 0.69288 | 0.12559 | 2019 APS (SaskPower PS), REUS | Com_Space_Cooling_&_Heating | Weather Sensitive | None | Payback-Based | 0 | 1 | 0 | 0 | Commercial
Commercial | Space Heating | NA | Smart Thermostat (Small Commercial) - NEW | Programmable thermostat and code HVAC (95% furnace) | Smart (Adaptive) Thermostat | NEW Only | Com - Hotel - Small | Envelope | 0 | SH Envelope Com | Commercial Buildings | commercial building | 15 | 0 | 1583.6658 | 0 | Illinois TRM V11 - 4.8.48 | 324.2439 | 610.0911 | 1.1223 | 0 | Illinois TRM V11 - 4.4.48 | 1 | 0.30712 | 0.69288 | 0.12559 | 2019 APS (SaskPower PS), REUS | Com_Space_Cooling_&_Heating | Weather Sensitive | None | Payback-Based | 0 | 1 | 0 | 0 | Commercial
Commercial | Space Heating | NA | Smart Thermostat (Small Commercial) - NEW | Programmable thermostat and code HVAC (95% furnace) | Smart (Adaptive) Thermostat | NEW Only | Com - Long Term Care | Envelope | 0 | SH Envelope Com | Commercial Buildings | commercial building | 15 | 0 | 0 | 0 | Illinois TRM V11 - 4.8.48 | 0 | 0 | 0 | 0 | Illinois TRM V11 - 4.4.48 | 0 | 0.7188 | 0.2812 | 0.098371 | 2019 APS (SaskPower PS), REUS | Com_Space_Cooling_&_Heating | Weather Sensitive | None | Payback-Based | 0 | 1 | 0 | 0 | Commercial
Commercial | Space Heating | NA | Smart Thermostat (Small Commercial) - NEW | Programmable thermostat and code HVAC (95% furnace) | Smart (Adaptive) Thermostat | NEW Only | Com - Multi-residential - Large | Envelope | 0 | SH Envelope Com | Commercial Buildings | commercial building | 15 | 0 | 0 | 0 | Illinois TRM V11 - 4.8.48 | 0 | 0 | 0 | 0 | Illinois TRM V11 - 4.4.48 | 0 | 0.7075 | 0.2925 | 0.95 | 2019 APS (SaskPower PS), REUS | Com_Space_Cooling_&_Heating | Weather Sensitive | None | Payback-Based | 0 | 1 | 0 | 0 | Commercial
Commercial | Space Heating | NA | Smart Thermostat (Small Commercial) - NEW | Programmable thermostat and code HVAC (95% furnace) | Smart (Adaptive) Thermostat | NEW Only | Com - Multi-residential - Large - Low-Income | Envelope | 0 | SH Envelope Com | Commercial Buildings | commercial building | 15 | 0 | 0 | 0 | Illinois TRM V11 - 4.8.48 | 0 | 0 | 0 | 0 | Illinois TRM V11 - 4.4.48 | 0 | 0.7075 | 0.2925 | 0.95 | 2019 APS (SaskPower PS), REUS | Com_Space_Cooling_&_Heating | Weather Sensitive | None | Payback-Based | 0 | 1 | 0 | 0 | Low Income
Commercial | Space Heating | NA | Smart Thermostat (Small Commercial) - NEW | Programmable thermostat and code HVAC (95% furnace) | Smart (Adaptive) Thermostat | NEW Only | Com - Multi-residential - Small | Envelope | 0 | SH Envelope Com | Commercial Buildings | commercial building | 15 | 0 | 964.1152 | 0 | Illinois TRM V11 - 4.8.48 | 194.4111 | 742.8311 | 0.67291 | 0 | Illinois TRM V11 - 4.4.48 | 1 | 0.7075 | 0.2925 | 0.12559 | 2019 APS (SaskPower PS), REUS | Com_Space_Cooling_&_Heating | Weather Sensitive | None | Payback-Based | 0 | 1 | 0 | 0 | Commercial
Commercial | Space Heating | NA | Smart Thermostat (Small Commercial) - NEW | Programmable thermostat and code HVAC (95% furnace) | Smart (Adaptive) Thermostat | NEW Only | Com - Multi-residential - Small - Low-Income | Envelope | 0 | SH Envelope Com | Commercial Buildings | commercial building | 15 | 0 | 964.1152 | 0 | Illinois TRM V11 - 4.8.48 | 207.8807 | 742.8311 | 0.71953 | 0 | Illinois TRM V11 - 4.4.48 | 1 | 0.7075 | 0.2925 | 0.12559 | 2019 APS (SaskPower PS), REUS | Com_Space_Cooling_&_Heating | Weather Sensitive | None | Payback-Based | 0 | 1 | 0 | 0 | Low Income
Commercial | Space Heating | NA | Smart Thermostat (Small Commercial) - NEW | Programmable thermostat and code HVAC (95% furnace) | Smart (Adaptive) Thermostat | NEW Only | Com - Office - Large | Envelope | 0 | SH Envelope Com | Commercial Buildings | commercial building | 15 | 0 | 0 | 0 | Illinois TRM V11 - 4.8.48 | 0 | 0 | 0 | 0 | Illinois TRM V11 - 4.4.48 | 0 | 0.6674 | 0.3326 | 0.059885 | 2019 APS (SaskPower PS), REUS | Com_Space_Cooling_&_Heating | Weather Sensitive | None | Payback-Based | 0 | 1 | 0 | 0 | Commercial
Commercial | Space Heating | NA | Smart Thermostat (Small Commercial) - NEW | Programmable thermostat and code HVAC (95% furnace) | Smart (Adaptive) Thermostat | NEW Only | Com - Office - Small | Envelope | 0 | SH Envelope Com | Commercial Buildings | commercial building | 15 | 0 | 301.8552 | 0 | Illinois TRM V11 - 4.8.48 | 244 | 390.7069 | 0.84454 | 0 | Illinois TRM V11 - 4.4.48 | 1 | 0.6674 | 0.3326 | 0.029943 | 2019 APS (SaskPower PS), REUS | Com_Space_Cooling_&_Heating | Weather Sensitive | None | Payback-Based | 0 | 1 | 0 | 0 | Commercial
Commercial | Space Heating | NA | Smart Thermostat (Small Commercial) - NEW | Programmable thermostat and code HVAC (95% furnace) | Smart (Adaptive) Thermostat | NEW Only | Com - Other Commercial - Large | Envelope | 0 | SH Envelope Com | Commercial Buildings | commercial building | 15 | 0 | 0 | 0 | Illinois TRM V11 - 4.8.48 | 0 | 0 | 0 | 0 | Illinois TRM V11 - 4.4.48 | 0 | 0.3492 | 0.6508 | 0.042606 | 2019 APS (SaskPower PS), REUS | Com_Space_Cooling_&_Heating | Weather Sensitive | None | Payback-Based | 0 | 1 | 0 | 0 | Commercial
Commercial | Space Heating | NA | Smart Thermostat (Small Commercial) - NEW | Programmable thermostat and code HVAC (95% furnace) | Smart (Adaptive) Thermostat | NEW Only | Com - Other Commercial - Small | Envelope | 0 | SH Envelope Com | Commercial Buildings | commercial building | 15 | 0 | 167.5704 | 0 | Illinois TRM V11 - 4.8.48 | 190.7904 | 322.7739 | 0.66037 | 0 | Illinois TRM V11 - 4.4.48 | 1 | 0.3492 | 0.6508 | 0.042606 | 2019 APS (SaskPower PS), REUS | Com_Space_Cooling_&_Heating | Weather Sensitive | None | Payback-Based | 0 | 1 | 0 | 0 | Commercial
Commercial | Space Heating | NA | Smart Thermostat (Small Commercial) - NEW | Programmable thermostat and code HVAC (95% furnace) | Smart (Adaptive) Thermostat | NEW Only | Com - Restaurant | Envelope | 0 | SH Envelope Com | Commercial Buildings | commercial building | 15 | 0 | 272.2605 | 0 | Illinois TRM V11 - 4.8.48 | 64.6245 | 125.8627 | 0.22368 | 0 | Illinois TRM V11 - 4.4.48 | 1 | 0.3548 | 0.6452 | 0.0072882 | 2019 APS (SaskPower PS), REUS | Com_Space_Cooling_&_Heating | Weather Sensitive | None | Payback-Based | 0 | 1 | 0 | 0 | Commercial
Commercial | Space Heating | NA | Smart Thermostat (Small Commercial) - NEW | Programmable thermostat and code HVAC (95% furnace) | Smart (Adaptive) Thermostat | NEW Only | Com - Retail - Large | Envelope | 0 | SH Envelope Com | Commercial Buildings | commercial building | 15 | 0 | 0 | 0 | Illinois TRM V11 - 4.8.48 | 0 | 0 | 0 | 0 | Illinois TRM V11 - 4.4.48 | 0 | 0.38433 | 0.61567 | 0.093741 | 2019 APS (SaskPower PS), REUS | Com_Space_Cooling_&_Heating | Weather Sensitive | None | Payback-Based | 0 | 1 | 0 | 0 | Commercial
Commercial | Space Heating | NA | Smart Thermostat (Small Commercial) - NEW | Programmable thermostat and code HVAC (95% furnace) | Smart (Adaptive) Thermostat | NEW Only | Com - Retail - Small | Envelope | 0 | SH Envelope Com | Commercial Buildings | commercial building | 15 | 0 | 206.2951 | 0 | Illinois TRM V11 - 4.8.48 | 187.9049 | 317.8923 | 0.65039 | 0 | Illinois TRM V11 - 4.4.48 | 1 | 0.38433 | 0.61567 | 0.093741 | 2019 APS (SaskPower PS), REUS | Com_Space_Cooling_&_Heating | Weather Sensitive | None | Payback-Based | 0 | 1 | 0 | 0 | Commercial
Commercial | Space Heating | NA | Smart Thermostat (Small Commercial) - NEW | Programmable thermostat and code HVAC (95% furnace) | Smart (Adaptive) Thermostat | NEW Only | Com - Schools - Large | Envelope | 0 | SH Envelope Com | Commercial Buildings | commercial building | 15 | 0 | 0 | 0 | Illinois TRM V11 - 4.8.48 | 0 | 0 | 0 | 0 | Illinois TRM V11 - 4.4.48 | 0 | 0.86967 | 0.13033 | 0.12061 | 2019 APS (SaskPower PS), REUS | Com_Space_Cooling_&_Heating | Weather Sensitive | None | Payback-Based | 0 | 1 | 0 | 0 | Commercial
Commercial | Space Heating | NA | Smart Thermostat (Small Commercial) - NEW | Programmable thermostat and code HVAC (95% furnace) | Smart (Adaptive) Thermostat | NEW Only | Com - Schools - Small | Envelope | 0 | SH Envelope Com | Commercial Buildings | commercial building | 15 | 0 | 0 | 0 | Illinois TRM V11 - 4.8.48 | 0 | 0 | 0 | 0 | Illinois TRM V11 - 4.4.48 | 0 | 0.86967 | 0.13033 | 0.12061 | 2019 APS (SaskPower PS), REUS | Com_Space_Cooling_&_Heating | Weather Sensitive | None | Payback-Based | 0 | 1 | 0 | 0 | Commercial
Commercial | Space Heating | NA | Smart Thermostat (Small Commercial) - NEW | Programmable thermostat and code HVAC (95% furnace) | Smart (Adaptive) Thermostat | NEW Only | Com - University/College | Envelope | 0 | SH Envelope Com | Commercial Buildings | commercial building | 15 | 0 | 0 | 0 | Illinois TRM V11 - 4.8.48 | 0 | 0 | 0 | 0 | Illinois TRM V11 - 4.4.48 | 0 | 0.5255 | 0.4745 | 0.11704 | 2019 APS (SaskPower PS), REUS | Com_Space_Cooling_&_Heating | Weather Sensitive | None | Payback-Based | 0 | 1 | 0 | 0 | Commercial
Commercial | Space Heating | NA | Smart Thermostat (Small Commercial) - NEW | Programmable thermostat and code HVAC (95% furnace) | Smart (Adaptive) Thermostat | NEW Only | Com - Warehousing - Large | Envelope | 0 | SH Envelope Com | Commercial Buildings | commercial building | 15 | 0 | 0 | 0 | Illinois TRM V11 - 4.8.48 | 0 | 0 | 0 | 0 | Illinois TRM V11 - 4.4.48 | 0 | 1 | 0 | 0.201 | 2019 APS (SaskPower PS), REUS | Com_Space_Cooling_&_Heating | Weather Sensitive | None | Payback-Based | 0 | 1 | 0 | 0 | Commercial
Commercial | Space Heating | NA | Smart Thermostat (Small Commercial) - NEW | Programmable thermostat and code HVAC (95% furnace) | Smart (Adaptive) Thermostat | NEW Only | Com - Warehousing - Small | Envelope | 0 | SH Envelope Com | Commercial Buildings | commercial building | 15 | 0 | 0 | 0 | Illinois TRM V11 - 4.8.48 | 0 | 0 | 0 | 0 | Illinois TRM V11 - 4.4.48 | 0 | 1 | 0 | 0.201 | 2019 APS (SaskPower PS), REUS | Com_Space_Cooling_&_Heating | Weather Sensitive | None | Payback-Based | 0 | 1 | 0 | 0 | Commercial
Commercial | Space Heating | NA | Smart Thermostat (Small Commercial) - NEW | Programmable thermostat and code HVAC (95% furnace) | Smart (Adaptive) Thermostat | NEW Only | Com - Multi-residential - Medium | Envelope | 0 | SH Envelope Com | Commercial Buildings | commercial building | 15 | 0 | 0 | 0 | Illinois TRM V11 - 4.8.48 | 0 | 0 | 0 | 0 | Illinois TRM V11 - 4.4.48 | 0 | 0.7075 | 0.2925 | 0.95 | 2019 APS (SaskPower PS), REUS | Com_Space_Cooling_&_Heating | Weather Sensitive | None | Payback-Based | 0 | 1 | 0 | 0 | Commercial
Commercial | Space Heating | NA | Smart Thermostat (Small Commercial) - NEW | Programmable thermostat and code HVAC (95% furnace) | Smart (Adaptive) Thermostat | NEW Only | Com - Multi-residential - Medium - Low-Income | Envelope | 0 | SH Envelope Com | Commercial Buildings | commercial building | 15 | 0 | 0 | 0 | Illinois TRM V11 - 4.8.48 | 0 | 0 | 0 | 0 | Illinois TRM V11 - 4.4.48 | 0 | 0.7075 | 0.2925 | 0.95 | 2019 APS (SaskPower PS), REUS | Com_Space_Cooling_&_Heating | Weather Sensitive | None | Payback-Based | 0 | 1 | 0 | 0 | Commercial
Commercial | Space Heating | NA | Smart Thermostat (Small Commercial) - RET | Programmable thermostat and avg. existing HVAC (80% furnace) | Smart (Adaptive) Thermostat | RET Only | Com - Hospital | Envelope | 0 | SH Envelope Com | Commercial Buildings | commercial building | 15 | 0 | 0 | 0 | Illinois TRM V11 - 4.8.48 | 0 | 0 | 0 | 0 | Illinois TRM V11 - 4.8.48 | 0 | 0.4955 | 0.5045 | 0.25 | 2019 APS (SaskPower PS), REUS | Com_Space_Cooling_&_Heating | Weather Sensitive | None | Payback-Based | 0 | 1 | 0 | 0 | Commercial
Commercial | Space Heating | NA | Smart Thermostat (Small Commercial) - RET | Programmable thermostat and avg. existing HVAC (80% furnace) | Smart (Adaptive) Thermostat | RET Only | Com - Hotel - Large | Envelope | 0 | SH Envelope Com | Commercial Buildings | commercial building | 15 | 0 | 0 | 0 | Illinois TRM V11 - 4.8.48 | 0 | 0 | 0 | 0 | Illinois TRM V11 - 4.8.48 | 0 | 0.30712 | 0.69288 | 0.12559 | 2019 APS (SaskPower PS), REUS | Com_Space_Cooling_&_Heating | Weather Sensitive | None | Payback-Based | 0 | 1 | 0 | 0 | Commercial
Commercial | Space Heating | NA | Smart Thermostat (Small Commercial) - RET | Programmable thermostat and avg. existing HVAC (80% furnace) | Smart (Adaptive) Thermostat | RET Only | Com - Hotel - Small | Envelope | 0 | SH Envelope Com | Commercial Buildings | commercial building | 15 | 0 | 1583.6658 | 0 | Illinois TRM V11 - 4.8.48 | 324.2439 | 540.4267 | 1.1223 | 0 | Illinois TRM V11 - 4.8.48 | 1 | 0.30712 | 0.69288 | 0.12559 | 2019 APS (SaskPower PS), REUS | Com_Space_Cooling_&_Heating | Weather Sensitive | None | Payback-Based | 0 | 1 | 0 | 0 | Commercial
Commercial | Space Heating | NA | Smart Thermostat (Small Commercial) - RET | Programmable thermostat and avg. existing HVAC (80% furnace) | Smart (Adaptive) Thermostat | RET Only | Com - Long Term Care | Envelope | 0 | SH Envelope Com | Commercial Buildings | commercial building | 15 | 0 | 0 | 0 | Illinois TRM V11 - 4.8.48 | 0 | 0 | 0 | 0 | Illinois TRM V11 - 4.8.48 | 0 | 0.7188 | 0.2812 | 0.098371 | 2019 APS (SaskPower PS), REUS | Com_Space_Cooling_&_Heating | Weather Sensitive | None | Payback-Based | 0 | 1 | 0 | 0 | Commercial
Commercial | Space Heating | NA | Smart Thermostat (Small Commercial) - RET | Programmable thermostat and avg. existing HVAC (80% furnace) | Smart (Adaptive) Thermostat | RET Only | Com - Multi-residential - Large | Envelope | 0 | SH Envelope Com | Commercial Buildings | commercial building | 15 | 0 | 0 | 0 | Illinois TRM V11 - 4.8.48 | 0 | 0 | 0 | 0 | Illinois TRM V11 - 4.8.48 | 0 | 0.7075 | 0.2925 | 0.95 | 2019 APS (SaskPower PS), REUS | Com_Space_Cooling_&_Heating | Weather Sensitive | None | Payback-Based | 0 | 1 | 0 | 0 | Commercial
Commercial | Space Heating | NA | Smart Thermostat (Small Commercial) - RET | Programmable thermostat and avg. existing HVAC (80% furnace) | Smart (Adaptive) Thermostat | RET Only | Com - Multi-residential - Large - Low-Income | Envelope | 0 | SH Envelope Com | Commercial Buildings | commercial building | 15 | 0 | 0 | 0 | Illinois TRM V11 - 4.8.48 | 0 | 0 | 0 | 0 | Illinois TRM V11 - 4.8.48 | 0 | 0.7075 | 0.2925 | 0.95 | 2019 APS (SaskPower PS), REUS | Com_Space_Cooling_&_Heating | Weather Sensitive | None | Payback-Based | 0 | 1 | 0 | 0 | Low Income
Commercial | Space Heating | NA | Smart Thermostat (Small Commercial) - RET | Programmable thermostat and avg. existing HVAC (80% furnace) | Smart (Adaptive) Thermostat | RET Only | Com - Multi-residential - Small | Envelope | 0 | SH Envelope Com | Commercial Buildings | commercial building | 15 | 0 | 964.1152 | 0 | Illinois TRM V11 - 4.8.48 | 194.4111 | 658.0095 | 0.67291 | 0 | Illinois TRM V11 - 4.8.48 | 1 | 0.7075 | 0.2925 | 0.95 | 2019 APS (SaskPower PS), REUS | Com_Space_Cooling_&_Heating | Weather Sensitive | None | Payback-Based | 0 | 1 | 0 | 0 | Commercial
Commercial | Space Heating | NA | Smart Thermostat (Small Commercial) - RET | Programmable thermostat and avg. existing HVAC (80% furnace) | Smart (Adaptive) Thermostat | RET Only | Com - Multi-residential - Small - Low-Income | Envelope | 0 | SH Envelope Com | Commercial Buildings | commercial building | 15 | 0 | 964.1152 | 0 | Illinois TRM V11 - 4.8.48 | 207.8807 | 658.0095 | 0.71953 | 0 | Illinois TRM V11 - 4.8.48 | 1 | 0.7075 | 0.2925 | 0.95 | 2019 APS (SaskPower PS), REUS | Com_Space_Cooling_&_Heating | Weather Sensitive | None | Payback-Based | 0 | 1 | 0 | 0 | Low Income
Commercial | Space Heating | NA | Smart Thermostat (Small Commercial) - RET | Programmable thermostat and avg. existing HVAC (80% furnace) | Smart (Adaptive) Thermostat | RET Only | Com - Office - Large | Envelope | 0 | SH Envelope Com | Commercial Buildings | commercial building | 15 | 0 | 0 | 0 | Illinois TRM V11 - 4.8.48 | 0 | 0 | 0 | 0 | Illinois TRM V11 - 4.8.48 | 0 | 0.6674 | 0.3326 | 0.059885 | 2019 APS (SaskPower PS), REUS | Com_Space_Cooling_&_Heating | Weather Sensitive | None | Payback-Based | 0 | 1 | 0 | 0 | Commercial
Commercial | Space Heating | NA | Smart Thermostat (Small Commercial) - RET | Programmable thermostat and avg. existing HVAC (80% furnace) | Smart (Adaptive) Thermostat | RET Only | Com - Office - Small | Envelope | 0 | SH Envelope Com | Commercial Buildings | commercial building | 15 | 0 | 301.8552 | 0 | Illinois TRM V11 - 4.8.48 | 244 | 389.0974 | 0.84454 | 0 | Illinois TRM V11 - 4.8.48 | 1 | 0.6674 | 0.3326 | 0.029943 | 2019 APS (SaskPower PS), REUS | Com_Space_Cooling_&_Heating | Weather Sensitive | None | Payback-Based | 0 | 1 | 0 | 0 | Commercial
Commercial | Space Heating | NA | Smart Thermostat (Small Commercial) - RET | Programmable thermostat and avg. existing HVAC (80% furnace) | Smart (Adaptive) Thermostat | RET Only | Com - Other Commercial - Large | Envelope | 0 | SH Envelope Com | Commercial Buildings | commercial building | 15 | 0 | 0 | 0 | Illinois TRM V11 - 4.8.48 | 0 | 0 | 0 | 0 | Illinois TRM V11 - 4.8.48 | 0 | 0.3492 | 0.6508 | 0.042606 | 2019 APS (SaskPower PS), REUS | Com_Space_Cooling_&_Heating | Weather Sensitive | None | Payback-Based | 0 | 1 | 0 | 0 | Commercial
Commercial | Space Heating | NA | Smart Thermostat (Small Commercial) - RET | Programmable thermostat and avg. existing HVAC (80% furnace) | Smart (Adaptive) Thermostat | RET Only | Com - Other Commercial - Small | Envelope | 0 | SH Envelope Com | Commercial Buildings | commercial building | 15 | 0 | 167.5704 | 0 | Illinois TRM V11 - 4.8.48 | 190.7904 | 285.9173 | 0.66037 | 0 | Illinois TRM V11 - 4.8.48 | 1 | 0.3492 | 0.6508 | 0.042606 | 2019 APS (SaskPower PS), REUS | Com_Space_Cooling_&_Heating | Weather Sensitive | None | Payback-Based | 0 | 1 | 0 | 0 | Commercial
Commercial | Space Heating | NA | Smart Thermostat (Small Commercial) - RET | Programmable thermostat and avg. existing HVAC (80% furnace) | Smart (Adaptive) Thermostat | RET Only | Com - Restaurant | Envelope | 0 | SH Envelope Com | Commercial Buildings | commercial building | 15 | 0 | 272.2605 | 0 | Illinois TRM V11 - 4.8.48 | 64.6245 | 163.3166 | 0.22368 | 0 | Illinois TRM V11 - 4.8.48 | 1 | 0.3548 | 0.6452 | 0.0072882 | 2019 APS (SaskPower PS), REUS | Com_Space_Cooling_&_Heating | Weather Sensitive | None | Payback-Based | 0 | 1 | 0 | 0 | Commercial
Commercial | Space Heating | NA | Smart Thermostat (Small Commercial) - RET | Programmable thermostat and avg. existing HVAC (80% furnace) | Smart (Adaptive) Thermostat | RET Only | Com - Retail - Large | Envelope | 0 | SH Envelope Com | Commercial Buildings | commercial building | 15 | 0 | 0 | 0 | Illinois TRM V11 - 4.8.48 | 0 | 0 | 0 | 0 | Illinois TRM V11 - 4.8.48 | 0 | 0.38433 | 0.61567 | 0.093741 | 2019 APS (SaskPower PS), REUS | Com_Space_Cooling_&_Heating | Weather Sensitive | None | Payback-Based | 0 | 1 | 0 | 0 | Commercial
Commercial | Space Heating | NA | Smart Thermostat (Small Commercial) - RET | Programmable thermostat and avg. existing HVAC (80% furnace) | Smart (Adaptive) Thermostat | RET Only | Com - Retail - Small | Envelope | 0 | SH Envelope Com | Commercial Buildings | commercial building | 15 | 0 | 206.2951 | 0 | Illinois TRM V11 - 4.8.48 | 187.9049 | 281.5931 | 0.65039 | 0 | Illinois TRM V11 - 4.8.48 | 1 | 0.38433 | 0.61567 | 0.093741 | 2019 APS (SaskPower PS), REUS | Com_Space_Cooling_&_Heating | Weather Sensitive | None | Payback-Based | 0 | 1 | 0 | 0 | Commercial
Commercial | Space Heating | NA | Smart Thermostat (Small Commercial) - RET | Programmable thermostat and avg. existing HVAC (80% furnace) | Smart (Adaptive) Thermostat | RET Only | Com - Schools - Large | Envelope | 0 | SH Envelope Com | Commercial Buildings | commercial building | 15 | 0 | 0 | 0 | Illinois TRM V11 - 4.8.48 | 0 | 0 | 0 | 0 | Illinois TRM V11 - 4.8.48 | 0 | 0.86967 | 0.13033 | 0.12061 | 2019 APS (SaskPower PS), REUS | Com_Space_Cooling_&_Heating | Weather Sensitive | None | Payback-Based | 0 | 1 | 0 | 0 | Commercial
Commercial | Space Heating | NA | Smart Thermostat (Small Commercial) - RET | Programmable thermostat and avg. existing HVAC (80% furnace) | Smart (Adaptive) Thermostat | RET Only | Com - Schools - Small | Envelope | 0 | SH Envelope Com | Commercial Buildings | commercial building | 15 | 0 | 0 | 0 | Illinois TRM V11 - 4.8.48 | 0 | 0 | 0 | 0 | Illinois TRM V11 - 4.8.48 | 0 | 0.86967 | 0.13033 | 0.12061 | 2019 APS (SaskPower PS), REUS | Com_Space_Cooling_&_Heating | Weather Sensitive | None | Payback-Based | 0 | 1 | 0 | 0 | Commercial
Commercial | Space Heating | NA | Smart Thermostat (Small Commercial) - RET | Programmable thermostat and avg. existing HVAC (80% furnace) | Smart (Adaptive) Thermostat | RET Only | Com - University/College | Envelope | 0 | SH Envelope Com | Commercial Buildings | commercial building | 15 | 0 | 0 | 0 | Illinois TRM V11 - 4.8.48 | 0 | 0 | 0 | 0 | Illinois TRM V11 - 4.8.48 | 0 | 0.5255 | 0.4745 | 0.11704 | 2019 APS (SaskPower PS), REUS | Com_Space_Cooling_&_Heating | Weather Sensitive | None | Payback-Based | 0 | 1 | 0 | 0 | Commercial
Commercial | Space Heating | NA | Smart Thermostat (Small Commercial) - RET | Programmable thermostat and avg. existing HVAC (80% furnace) | Smart (Adaptive) Thermostat | RET Only | Com - Warehousing - Large | Envelope | 0 | SH Envelope Com | Commercial Buildings | commercial building | 15 | 0 | 0 | 0 | Illinois TRM V11 - 4.8.48 | 0 | 0 | 0 | 0 | Illinois TRM V11 - 4.8.48 | 0 | 1 | 0 | 0.201 | 2019 APS (SaskPower PS), REUS | Com_Space_Cooling_&_Heating | Weather Sensitive | None | Payback-Based | 0 | 1 | 0 | 0 | Commercial
Commercial | Space Heating | NA | Smart Thermostat (Small Commercial) - RET | Programmable thermostat and avg. existing HVAC (80% furnace) | Smart (Adaptive) Thermostat | RET Only | Com - Warehousing - Small | Envelope | 0 | SH Envelope Com | Commercial Buildings | commercial building | 15 | 0 | 0 | 0 | Illinois TRM V11 - 4.8.48 | 0 | 0 | 0 | 0 | Illinois TRM V11 - 4.8.48 | 0 | 1 | 0 | 0.201 | 2019 APS (SaskPower PS), REUS | Com_Space_Cooling_&_Heating | Weather Sensitive | None | Payback-Based | 0 | 1 | 0 | 0 | Commercial
Commercial | Space Heating | NA | Smart Thermostat (Small Commercial) - RET | Programmable thermostat and avg. existing HVAC (80% furnace) | Smart (Adaptive) Thermostat | RET Only | Com - Multi-residential - Medium | Envelope | 0 | SH Envelope Com | Commercial Buildings | commercial building | 15 | 0 | 0 | 0 | Illinois TRM V11 - 4.8.48 | 0 | 0 | 0 | 0 | Illinois TRM V11 - 4.8.48 | 0 | 0.7075 | 0.2925 | 0.95 | 2019 APS (SaskPower PS), REUS | Com_Space_Cooling_&_Heating | Weather Sensitive | None | Payback-Based | 0 | 1 | 0 | 0 | Commercial
Commercial | Space Heating | NA | Smart Thermostat (Small Commercial) - RET | Programmable thermostat and avg. existing HVAC (80% furnace) | Smart (Adaptive) Thermostat | RET Only | Com - Multi-residential - Medium - Low-Income | Envelope | 0 | SH Envelope Com | Commercial Buildings | commercial building | 15 | 0 | 0 | 0 | Illinois TRM V11 - 4.8.48 | 0 | 0 | 0 | 0 | Illinois TRM V11 - 4.8.48 | 0 | 0.7075 | 0.2925 | 0.95 | 2019 APS (SaskPower PS), REUS | Com_Space_Cooling_&_Heating | Weather Sensitive | None | Payback-Based | 0 | 1 | 0 | 0 | Commercial
Commercial | Space Heating | NA | Kitchen Demand Control Ventilation - NEW | Constant Volume Kitchen Ventilation | Kitchen Demand Control Ventilation | NEW Only | Com - Hospital | Envelope | 0 | SH Envelope Com | Commercial Buildings | commercial building | 15 | 0 | 0 | 0 | OEB TRM V7 | 0 | 0 | 0 | 0 | OEB TRM V7 | 1 | 0.9 | 0.1 | 0 | 2019 APS, CBSA, SDG&E 2012 Workpaper | Com_Space_Cooling_&_Heating | Weather Sensitive | None | Payback-Based | 0 | 1 | 0 | 0 | Commercial
Commercial | Space Heating | NA | Kitchen Demand Control Ventilation - NEW | Constant Volume Kitchen Ventilation | Kitchen Demand Control Ventilation | NEW Only | Com - Hotel - Large | Envelope | 0 | SH Envelope Com | Commercial Buildings | commercial building | 15 | 0 | 0 | 0 | OEB TRM V7 | 0 | 0 | 0 | 0 | OEB TRM V7 | 1 | 0.9 | 0.1 | 0 | 2019 APS, CBSA, SDG&E 2012 Workpaper | Com_Space_Cooling_&_Heating | Weather Sensitive | None | Payback-Based | 0 | 1 | 0 | 0 | Commercial
Commercial | Space Heating | NA | Kitchen Demand Control Ventilation - NEW | Constant Volume Kitchen Ventilation | Kitchen Demand Control Ventilation | NEW Only | Com - Hotel - Small | Envelope | 0 | SH Envelope Com | Commercial Buildings | commercial building | 15 | 0 | 0 | 0 | OEB TRM V7 | 0 | 0 | 0 | 0 | OEB TRM V7 | 1 | 1 | 0 | 0 | 2019 APS, CBSA, SDG&E 2012 Workpaper | Com_Space_Cooling_&_Heating | Weather Sensitive | None | Payback-Based | 0 | 1 | 0 | 0 | Commercial
Commercial | Space Heating | NA | Kitchen Demand Control Ventilation - NEW | Constant Volume Kitchen Ventilation | Kitchen Demand Control Ventilation | NEW Only | Com - Long Term Care | Envelope | 0 | SH Envelope Com | Commercial Buildings | commercial building | 15 | 0 | 0 | 0 | OEB TRM V7 | 0 | 0 | 0 | 0 | OEB TRM V7 | 1 | 1 | 0 | 0 | 2019 APS, CBSA, SDG&E 2012 Workpaper | Com_Space_Cooling_&_Heating | Weather Sensitive | None | Payback-Based | 0 | 1 | 0 | 0 | Commercial
Commercial | Space Heating | NA | Kitchen Demand Control Ventilation - NEW | Constant Volume Kitchen Ventilation | Kitchen Demand Control Ventilation | NEW Only | Com - Multi-residential - Large | Envelope | 0 | SH Envelope Com | Commercial Buildings | commercial building | 15 | 0 | 0 | 0 | OEB TRM V7 | 0 | 0 | 0 | 0 | OEB TRM V7 | 1 | 1 | 0 | 0 | 2019 APS, CBSA, SDG&E 2012 Workpaper | Com_Space_Cooling_&_Heating | Weather Sensitive | None | Payback-Based | 0 | 1 | 0 | 0 | Commercial
Commercial | Space Heating | NA | Kitchen Demand Control Ventilation - NEW | Constant Volume Kitchen Ventilation | Kitchen Demand Control Ventilation | NEW Only | Com - Multi-residential - Large - Low-Income | Envelope | 0 | SH Envelope Com | Commercial Buildings | commercial building | 15 | 0 | 0 | 0 | OEB TRM V7 | 0 | 0 | 0 | 0 | OEB TRM V7 | 1 | 1 | 0 | 0 | 2019 APS, CBSA, SDG&E 2012 Workpaper | Com_Space_Cooling_&_Heating | Weather Sensitive | None | Payback-Based | 0 | 1 | 0 | 0 | Low Income
Commercial | Space Heating | NA | Kitchen Demand Control Ventilation - NEW | Constant Volume Kitchen Ventilation | Kitchen Demand Control Ventilation | NEW Only | Com - Multi-residential - Small | Envelope | 0 | SH Envelope Com | Commercial Buildings | commercial building | 15 | 0 | 0 | 0 | OEB TRM V7 | 0 | 0 | 0 | 0 | OEB TRM V7 | 1 | 1 | 0 | 0 | 2019 APS, CBSA, SDG&E 2012 Workpaper | Com_Space_Cooling_&_Heating | Weather Sensitive | None | Payback-Based | 0 | 1 | 0 | 0 | Commercial
Commercial | Space Heating | NA | Kitchen Demand Control Ventilation - NEW | Constant Volume Kitchen Ventilation | Kitchen Demand Control Ventilation | NEW Only | Com - Multi-residential - Small - Low-Income | Envelope | 0 | SH Envelope Com | Commercial Buildings | commercial building | 15 | 0 | 0 | 0 | OEB TRM V7 | 0 | 0 | 0 | 0 | OEB TRM V7 | 1 | 1 | 0 | 0 | 2019 APS, CBSA, SDG&E 2012 Workpaper | Com_Space_Cooling_&_Heating | Weather Sensitive | None | Payback-Based | 0 | 1 | 0 | 0 | Low Income
Commercial | Space Heating | NA | Kitchen Demand Control Ventilation - NEW | Constant Volume Kitchen Ventilation | Kitchen Demand Control Ventilation | NEW Only | Com - Office - Large | Envelope | 0 | SH Envelope Com | Commercial Buildings | commercial building | 15 | 0 | 0 | 0 | OEB TRM V7 | 0 | 0 | 0 | 0 | OEB TRM V7 | 1 | 0.9 | 0.1 | 0 | 2019 APS, CBSA, SDG&E 2012 Workpaper | Com_Space_Cooling_&_Heating | Weather Sensitive | None | Payback-Based | 0 | 1 | 0 | 0 | Commercial
Commercial | Space Heating | NA | Kitchen Demand Control Ventilation - NEW | Constant Volume Kitchen Ventilation | Kitchen Demand Control Ventilation | NEW Only | Com - Office - Small | Envelope | 0 | SH Envelope Com | Commercial Buildings | commercial building | 15 | 0 | 0 | 0 | OEB TRM V7 | 0 | 0 | 0 | 0 | OEB TRM V7 | 1 | 1 | 0 | 0 | 2019 APS, CBSA, SDG&E 2012 Workpaper | Com_Space_Cooling_&_Heating | Weather Sensitive | None | Payback-Based | 0 | 1 | 0 | 0 | Commercial
Commercial | Space Heating | NA | Kitchen Demand Control Ventilation - NEW | Constant Volume Kitchen Ventilation | Kitchen Demand Control Ventilation | NEW Only | Com - Other Commercial - Large | Envelope | 0 | SH Envelope Com | Commercial Buildings | commercial building | 15 | 0 | 0 | 0 | OEB TRM V7 | 0 | 0 | 0 | 0 | OEB TRM V7 | 1 | 1 | 0 | 0 | 2019 APS, CBSA, SDG&E 2012 Workpaper | Com_Space_Cooling_&_Heating | Weather Sensitive | None | Payback-Based | 0 | 1 | 0 | 0 | Commercial
Commercial | Space Heating | NA | Kitchen Demand Control Ventilation - NEW | Constant Volume Kitchen Ventilation | Kitchen Demand Control Ventilation | NEW Only | Com - Other Commercial - Small | Envelope | 0 | SH Envelope Com | Commercial Buildings | commercial building | 15 | 0 | 0 | 0 | OEB TRM V7 | 0 | 0 | 0 | 0 | OEB TRM V7 | 1 | 1 | 0 | 0 | 2019 APS, CBSA, SDG&E 2012 Workpaper | Com_Space_Cooling_&_Heating | Weather Sensitive | None | Payback-Based | 0 | 1 | 0 | 0 | Commercial
Commercial | Space Heating | NA | Kitchen Demand Control Ventilation - NEW | Constant Volume Kitchen Ventilation | Kitchen Demand Control Ventilation | NEW Only | Com - Restaurant | Envelope | 0 | SH Envelope Com | Commercial Buildings | commercial building | 15 | 0 | 0 | 0 | OEB TRM V7 | 0 | 0 | 0 | 0 | OEB TRM V7 | 1 | 0.9 | 0.1 | 0 | 2019 APS, CBSA, SDG&E 2012 Workpaper | Com_Space_Cooling_&_Heating | Weather Sensitive | None | Payback-Based | 0 | 1 | 0 | 0 | Commercial
Commercial | Space Heating | NA | Kitchen Demand Control Ventilation - NEW | Constant Volume Kitchen Ventilation | Kitchen Demand Control Ventilation | NEW Only | Com - Retail - Large | Envelope | 0 | SH Envelope Com | Commercial Buildings | commercial building | 15 | 0 | 0 | 0 | OEB TRM V7 | 0 | 0 | 0 | 0 | OEB TRM V7 | 1 | 1 | 0 | 0 | 2019 APS, CBSA, SDG&E 2012 Workpaper | Com_Space_Cooling_&_Heating | Weather Sensitive | None | Payback-Based | 0 | 1 | 0 | 0 | Commercial
Commercial | Space Heating | NA | Kitchen Demand Control Ventilation - NEW | Constant Volume Kitchen Ventilation | Kitchen Demand Control Ventilation | NEW Only | Com - Retail - Small | Envelope | 0 | SH Envelope Com | Commercial Buildings | commercial building | 15 | 0 | 0 | 0 | OEB TRM V7 | 0 | 0 | 0 | 0 | OEB TRM V7 | 1 | 1 | 0 | 0 | 2019 APS, CBSA, SDG&E 2012 Workpaper | Com_Space_Cooling_&_Heating | Weather Sensitive | None | Payback-Based | 0 | 1 | 0 | 0 | Commercial
Commercial | Space Heating | NA | Kitchen Demand Control Ventilation - NEW | Constant Volume Kitchen Ventilation | Kitchen Demand Control Ventilation | NEW Only | Com - Schools - Large | Envelope | 0 | SH Envelope Com | Commercial Buildings | commercial building | 15 | 0 | 0 | 0 | OEB TRM V7 | 0 | 0 | 0 | 0 | OEB TRM V7 | 1 | 0.9 | 0.1 | 0 | 2019 APS, CBSA, SDG&E 2012 Workpaper | Com_Space_Cooling_&_Heating | Weather Sensitive | None | Payback-Based | 0 | 1 | 0 | 0 | Commercial
Commercial | Space Heating | NA | Kitchen Demand Control Ventilation - NEW | Constant Volume Kitchen Ventilation | Kitchen Demand Control Ventilation | NEW Only | Com - Schools - Small | Envelope | 0 | SH Envelope Com | Commercial Buildings | commercial building | 15 | 0 | 0 | 0 | OEB TRM V7 | 0 | 0 | 0 | 0 | OEB TRM V7 | 1 | 0.9 | 0.1 | 0 | 2019 APS, CBSA, SDG&E 2012 Workpaper | Com_Space_Cooling_&_Heating | Weather Sensitive | None | Payback-Based | 0 | 1 | 0 | 0 | Commercial
Commercial | Space Heating | NA | Kitchen Demand Control Ventilation - NEW | Constant Volume Kitchen Ventilation | Kitchen Demand Control Ventilation | NEW Only | Com - University/College | Envelope | 0 | SH Envelope Com | Commercial Buildings | commercial building | 15 | 0 | 0 | 0 | OEB TRM V7 | 0 | 0 | 0 | 0 | OEB TRM V7 | 1 | 0.9 | 0.1 | 0 | 2019 APS, CBSA, SDG&E 2012 Workpaper | Com_Space_Cooling_&_Heating | Weather Sensitive | None | Payback-Based | 0 | 1 | 0 | 0 | Commercial
Commercial | Space Heating | NA | Kitchen Demand Control Ventilation - NEW | Constant Volume Kitchen Ventilation | Kitchen Demand Control Ventilation | NEW Only | Com - Warehousing - Large | Envelope | 0 | SH Envelope Com | Commercial Buildings | commercial building | 15 | 0 | 0 | 0 | OEB TRM V7 | 0 | 0 | 0 | 0 | OEB TRM V7 | 1 | 1 | 0 | 0 | 2019 APS, CBSA, SDG&E 2012 Workpaper | Com_Space_Cooling_&_Heating | Weather Sensitive | None | Payback-Based | 0 | 1 | 0 | 0 | Commercial
Commercial | Space Heating | NA | Kitchen Demand Control Ventilation - NEW | Constant Volume Kitchen Ventilation | Kitchen Demand Control Ventilation | NEW Only | Com - Warehousing - Small | Envelope | 0 | SH Envelope Com | Commercial Buildings | commercial building | 15 | 0 | 0 | 0 | OEB TRM V7 | 0 | 0 | 0 | 0 | OEB TRM V7 | 1 | 1 | 0 | 0 | 2019 APS, CBSA, SDG&E 2012 Workpaper | Com_Space_Cooling_&_Heating | Weather Sensitive | None | Payback-Based | 0 | 1 | 0 | 0 | Commercial
Commercial | Space Heating | NA | Kitchen Demand Control Ventilation - RET | Constant Volume Kitchen Ventilation | Kitchen Demand Control Ventilation | RET Only | Com - Hospital | Envelope | 0 | SH Envelope Com | Commercial Buildings | commercial building | 15 | 0 | 3410.7199 | 0 | OEB TRM V7 | 4470.0984 | 3010.5808 | 0 | 0 | OEB TRM V7 | 1 | 0.9 | 0.1 | 1 | 2019 APS, CBSA, SDG&E 2012 Workpaper | Com_Space_Cooling_&_Heating | Weather Sensitive | None | Payback-Based | 0 | 1 | 0 | 0 | Commercial
Commercial | Space Heating | NA | Kitchen Demand Control Ventilation - RET | Constant Volume Kitchen Ventilation | Kitchen Demand Control Ventilation | RET Only | Com - Hotel - Large | Envelope | 0 | SH Envelope Com | Commercial Buildings | commercial building | 15 | 0 | 390.5439 | 0 | OEB TRM V7 | 511.8479 | 344.7261 | 0 | 0 | OEB TRM V7 | 1 | 0.9 | 0.1 | 1 | 2019 APS, CBSA, SDG&E 2012 Workpaper | Com_Space_Cooling_&_Heating | Weather Sensitive | None | Payback-Based | 0 | 1 | 0 | 0 | Commercial
Commercial | Space Heating | NA | Kitchen Demand Control Ventilation - RET | Constant Volume Kitchen Ventilation | Kitchen Demand Control Ventilation | RET Only | Com - Hotel - Small | Envelope | 0 | SH Envelope Com | Commercial Buildings | commercial building | 15 | 0 | 0 | 0 | OEB TRM V7 | 0 | 0 | 0 | 0 | OEB TRM V7 | 1 | 1 | 0 | 1 | 2019 APS, CBSA, SDG&E 2012 Workpaper | Com_Space_Cooling_&_Heating | Weather Sensitive | None | Payback-Based | 0 | 1 | 0 | 0 | Commercial
Commercial | Space Heating | NA | Kitchen Demand Control Ventilation - RET | Constant Volume Kitchen Ventilation | Kitchen Demand Control Ventilation | RET Only | Com - Long Term Care | Envelope | 0 | SH Envelope Com | Commercial Buildings | commercial building | 15 | 0 | 0 | 0 | OEB TRM V7 | 0 | 0 | 0 | 0 | OEB TRM V7 | 1 | 1 | 0 | 1 | 2019 APS, CBSA, SDG&E 2012 Workpaper | Com_Space_Cooling_&_Heating | Weather Sensitive | None | Payback-Based | 0 | 1 | 0 | 0 | Commercial
Commercial | Space Heating | NA | Kitchen Demand Control Ventilation - RET | Constant Volume Kitchen Ventilation | Kitchen Demand Control Ventilation | RET Only | Com - Multi-residential - Large | Envelope | 0 | SH Envelope Com | Commercial Buildings | commercial building | 15 | 0 | 0 | 0 | OEB TRM V7 | 0 | 0 | 0 | 0 | OEB TRM V7 | 1 | 1 | 0 | 1 | 2019 APS, CBSA, SDG&E 2012 Workpaper | Com_Space_Cooling_&_Heating | Weather Sensitive | None | Payback-Based | 0 | 1 | 0 | 0 | Commercial
Commercial | Space Heating | NA | Kitchen Demand Control Ventilation - RET | Constant Volume Kitchen Ventilation | Kitchen Demand Control Ventilation | RET Only | Com - Multi-residential - Large - Low-Income | Envelope | 0 | SH Envelope Com | Commercial Buildings | commercial building | 15 | 0 | 0 | 0 | OEB TRM V7 | 0 | 0 | 0 | 0 | OEB TRM V7 | 1 | 1 | 0 | 1 | 2019 APS, CBSA, SDG&E 2012 Workpaper | Com_Space_Cooling_&_Heating | Weather Sensitive | None | Payback-Based | 0 | 1 | 0 | 0 | Low Income
Commercial | Space Heating | NA | Kitchen Demand Control Ventilation - RET | Constant Volume Kitchen Ventilation | Kitchen Demand Control Ventilation | RET Only | Com - Multi-residential - Small | Envelope | 0 | SH Envelope Com | Commercial Buildings | commercial building | 15 | 0 | 0 | 0 | OEB TRM V7 | 0 | 0 | 0 | 0 | OEB TRM V7 | 1 | 1 | 0 | 1 | 2019 APS, CBSA, SDG&E 2012 Workpaper | Com_Space_Cooling_&_Heating | Weather Sensitive | None | Payback-Based | 0 | 1 | 0 | 0 | Commercial
Commercial | Space Heating | NA | Kitchen Demand Control Ventilation - RET | Constant Volume Kitchen Ventilation | Kitchen Demand Control Ventilation | RET Only | Com - Multi-residential - Small - Low-Income | Envelope | 0 | SH Envelope Com | Commercial Buildings | commercial building | 15 | 0 | 0 | 0 | OEB TRM V7 | 0 | 0 | 0 | 0 | OEB TRM V7 | 1 | 1 | 0 | 1 | 2019 APS, CBSA, SDG&E 2012 Workpaper | Com_Space_Cooling_&_Heating | Weather Sensitive | None | Payback-Based | 0 | 1 | 0 | 0 | Low Income
Commercial | Space Heating | NA | Kitchen Demand Control Ventilation - RET | Constant Volume Kitchen Ventilation | Kitchen Demand Control Ventilation | RET Only | Com - Office - Large | Envelope | 0 | SH Envelope Com | Commercial Buildings | commercial building | 15 | 0 | 5084.1866 | 0 | OEB TRM V7 | 6663.3484 | 4487.7197 | 0 | 0 | OEB TRM V7 | 1 | 0.9 | 0.1 | 1 | 2019 APS, CBSA, SDG&E 2012 Workpaper | Com_Space_Cooling_&_Heating | Weather Sensitive | None | Payback-Based | 0 | 1 | 0 | 0 | Commercial
Commercial | Space Heating | NA | Kitchen Demand Control Ventilation - RET | Constant Volume Kitchen Ventilation | Kitchen Demand Control Ventilation | RET Only | Com - Office - Small | Envelope | 0 | SH Envelope Com | Commercial Buildings | commercial building | 15 | 0 | 0 | 0 | OEB TRM V7 | 0 | 0 | 0 | 0 | OEB TRM V7 | 1 | 1 | 0 | 1 | 2019 APS, CBSA, SDG&E 2012 Workpaper | Com_Space_Cooling_&_Heating | Weather Sensitive | None | Payback-Based | 0 | 1 | 0 | 0 | Commercial
Commercial | Space Heating | NA | Kitchen Demand Control Ventilation - RET | Constant Volume Kitchen Ventilation | Kitchen Demand Control Ventilation | RET Only | Com - Other Commercial - Large | Envelope | 0 | SH Envelope Com | Commercial Buildings | commercial building | 15 | 0 | 0 | 0 | OEB TRM V7 | 0 | 0 | 0 | 0 | OEB TRM V7 | 1 | 1 | 0 | 1 | 2019 APS, CBSA, SDG&E 2012 Workpaper | Com_Space_Cooling_&_Heating | Weather Sensitive | None | Payback-Based | 0 | 1 | 0 | 0 | Commercial
Commercial | Space Heating | NA | Kitchen Demand Control Ventilation - RET | Constant Volume Kitchen Ventilation | Kitchen Demand Control Ventilation | RET Only | Com - Other Commercial - Small | Envelope | 0 | SH Envelope Com | Commercial Buildings | commercial building | 15 | 0 | 0 | 0 | OEB TRM V7 | 0 | 0 | 0 | 0 | OEB TRM V7 | 1 | 1 | 0 | 1 | 2019 APS, CBSA, SDG&E 2012 Workpaper | Com_Space_Cooling_&_Heating | Weather Sensitive | None | Payback-Based | 0 | 1 | 0 | 0 | Commercial
Commercial | Space Heating | NA | Kitchen Demand Control Ventilation - RET | Constant Volume Kitchen Ventilation | Kitchen Demand Control Ventilation | RET Only | Com - Restaurant | Envelope | 0 | SH Envelope Com | Commercial Buildings | commercial building | 15 | 0 | 739.3082 | 0 | OEB TRM V7 | 968.9392 | 652.574 | 0 | 0 | OEB TRM V7 | 1 | 0.9 | 0.1 | 1 | 2019 APS, CBSA, SDG&E 2012 Workpaper | Com_Space_Cooling_&_Heating | Weather Sensitive | None | Payback-Based | 0 | 1 | 0 | 0 | Commercial
Commercial | Space Heating | NA | Kitchen Demand Control Ventilation - RET | Constant Volume Kitchen Ventilation | Kitchen Demand Control Ventilation | RET Only | Com - Retail - Large | Envelope | 0 | SH Envelope Com | Commercial Buildings | commercial building | 15 | 0 | 0 | 0 | OEB TRM V7 | 0 | 0 | 0 | 0 | OEB TRM V7 | 1 | 1 | 0 | 1 | 2019 APS, CBSA, SDG&E 2012 Workpaper | Com_Space_Cooling_&_Heating | Weather Sensitive | None | Payback-Based | 0 | 1 | 0 | 0 | Commercial
Commercial | Space Heating | NA | Kitchen Demand Control Ventilation - RET | Constant Volume Kitchen Ventilation | Kitchen Demand Control Ventilation | RET Only | Com - Retail - Small | Envelope | 0 | SH Envelope Com | Commercial Buildings | commercial building | 15 | 0 | 0 | 0 | OEB TRM V7 | 0 | 0 | 0 | 0 | OEB TRM V7 | 1 | 1 | 0 | 1 | 2019 APS, CBSA, SDG&E 2012 Workpaper | Com_Space_Cooling_&_Heating | Weather Sensitive | None | Payback-Based | 0 | 1 | 0 | 0 | Commercial
Commercial | Space Heating | NA | Kitchen Demand Control Ventilation - RET | Constant Volume Kitchen Ventilation | Kitchen Demand Control Ventilation | RET Only | Com - Schools - Large | Envelope | 0 | SH Envelope Com | Commercial Buildings | commercial building | 15 | 0 | 2616.8842 | 0 | OEB TRM V7 | 3429.6953 | 2309.8764 | 0 | 0 | OEB TRM V7 | 1 | 0.9 | 0.1 | 1 | 2019 APS, CBSA, SDG&E 2012 Workpaper | Com_Space_Cooling_&_Heating | Weather Sensitive | None | Payback-Based | 0 | 1 | 0 | 0 | Commercial
Commercial | Space Heating | NA | Kitchen Demand Control Ventilation - RET | Constant Volume Kitchen Ventilation | Kitchen Demand Control Ventilation | RET Only | Com - Schools - Small | Envelope | 0 | SH Envelope Com | Commercial Buildings | commercial building | 15 | 0 | 842.9972 | 0 | OEB TRM V7 | 1104.8344 | 744.0984 | 0 | 0 | OEB TRM V7 | 1 | 0.9 | 0.1 | 1 | 2019 APS, CBSA, SDG&E 2012 Workpaper | Com_Space_Cooling_&_Heating | Weather Sensitive | None | Payback-Based | 0 | 1 | 0 | 0 | Commercial
Commercial | Space Heating | NA | Kitchen Demand Control Ventilation - RET | Constant Volume Kitchen Ventilation | Kitchen Demand Control Ventilation | RET Only | Com - University/College | Envelope | 0 | SH Envelope Com | Commercial Buildings | commercial building | 15 | 0 | 2137.8132 | 0 | OEB TRM V7 | 2801.8237 | 1887.0091 | 0 | 0 | OEB TRM V7 | 1 | 0.9 | 0.1 | 1 | 2019 APS, CBSA, SDG&E 2012 Workpaper | Com_Space_Cooling_&_Heating | Weather Sensitive | None | Payback-Based | 0 | 1 | 0 | 0 | Commercial
Commercial | Space Heating | NA | Kitchen Demand Control Ventilation - RET | Constant Volume Kitchen Ventilation | Kitchen Demand Control Ventilation | RET Only | Com - Warehousing - Large | Envelope | 0 | SH Envelope Com | Commercial Buildings | commercial building | 15 | 0 | 0 | 0 | OEB TRM V7 | 0 | 0 | 0 | 0 | OEB TRM V7 | 1 | 1 | 0 | 1 | 2019 APS, CBSA, SDG&E 2012 Workpaper | Com_Space_Cooling_&_Heating | Weather Sensitive | None | Payback-Based | 0 | 1 | 0 | 0 | Commercial
Commercial | Space Heating | NA | Kitchen Demand Control Ventilation - RET | Constant Volume Kitchen Ventilation | Kitchen Demand Control Ventilation | RET Only | Com - Warehousing - Small | Envelope | 0 | SH Envelope Com | Commercial Buildings | commercial building | 15 | 0 | 0 | 0 | OEB TRM V7 | 0 | 0 | 0 | 0 | OEB TRM V7 | 1 | 1 | 0 | 1 | 2019 APS, CBSA, SDG&E 2012 Workpaper | Com_Space_Cooling_&_Heating | Weather Sensitive | None | Payback-Based | 0 | 1 | 0 | 0 | Commercial
Commercial | Space Heating | NA | Kitchen Demand Control Ventilation - NEW | Constant Volume Kitchen Ventilation | Kitchen Demand Control Ventilation | RET Only | Com - Multi-residential - Medium | Envelope | 0 | SH Envelope Com | Commercial Buildings | commercial building | 15 | 0 | 0 | 0 | OEB TRM V7 | 0 | 0 | 0 | 0 | OEB TRM V7 | 1 | 1 | 0 | 1 | 2019 APS, CBSA, SDG&E 2012 Workpaper | Com_Space_Cooling_&_Heating | Weather Sensitive | None | Payback-Based | 0 | 1 | 0 | 0 | Commercial
Commercial | Space Heating | NA | Kitchen Demand Control Ventilation - NEW | Constant Volume Kitchen Ventilation | Kitchen Demand Control Ventilation | RET Only | Com - Multi-residential - Medium - Low-Income | Envelope | 0 | SH Envelope Com | Commercial Buildings | commercial building | 15 | 0 | 0 | 0 | OEB TRM V7 | 0 | 0 | 0 | 0 | OEB TRM V7 | 1 | 1 | 0 | 1 | 2019 APS, CBSA, SDG&E 2012 Workpaper | Com_Space_Cooling_&_Heating | Weather Sensitive | None | Payback-Based | 0 | 1 | 0 | 0 | Commercial
Commercial | Space Heating | NA | Kitchen Demand Control Ventilation - RET | Constant Volume Kitchen Ventilation | Kitchen Demand Control Ventilation | RET Only | Com - Multi-residential - Medium | Envelope | 0 | SH Envelope Com | Commercial Buildings | commercial building | 15 | 0 | 0 | 0 | OEB TRM V7 | 0 | 0 | 0 | 0 | OEB TRM V7 | 1 | 1 | 0 | 1 | 2019 APS, CBSA, SDG&E 2012 Workpaper | Com_Space_Cooling_&_Heating | Weather Sensitive | None | Payback-Based | 0 | 1 | 0 | 0 | Commercial
Commercial | Space Heating | NA | Kitchen Demand Control Ventilation - RET | Constant Volume Kitchen Ventilation | Kitchen Demand Control Ventilation | RET Only | Com - Multi-residential - Medium - Low-Income | Envelope | 0 | SH Envelope Com | Commercial Buildings | commercial building | 15 | 0 | 0 | 0 | OEB TRM V7 | 0 | 0 | 0 | 0 | OEB TRM V7 | 1 | 1 | 0 | 1 | 2019 APS, CBSA, SDG&E 2012 Workpaper | Com_Space_Cooling_&_Heating | Weather Sensitive | None | Payback-Based | 0 | 1 | 0 | 0 | Commercial
Commercial | Space Heating | NA | Demand Control Ventilation - NEW | No Demand Control Ventilation | Demand Control Ventilation | NEW Only | Com - Hospital | Envelope | 0 | SH Envelope Com | Commercial Buildings | commercial building | 15 | 0 | 0 | 0 | OEB TRM V7 | 0 | 0 | 0 | 0 | OEB TRM V7, SAG input | 0 | 0 | 0 | 0 | SAG inputs | None | Weather Sensitive | None | Payback-Based | 0 | 1 | 0 | 0 | Commercial
Commercial | Space Heating | NA | Demand Control Ventilation - NEW | No Demand Control Ventilation | Demand Control Ventilation | NEW Only | Com - Hotel - Large | Envelope | 0 | SH Envelope Com | Commercial Buildings | commercial building | 15 | 0 | 765 | 0 | OEB TRM V7 | 10564.4002 | 7115.0515 | 0 | 0 | OEB TRM V7, SAG input | 1 | 0.1 | 0.9 | 1 | SAG inputs | None | Weather Sensitive | None | Payback-Based | 0 | 1 | 0 | 0 | Commercial
Commercial | Space Heating | NA | Demand Control Ventilation - NEW | No Demand Control Ventilation | Demand Control Ventilation | NEW Only | Com - Hotel - Small | Envelope | 0 | SH Envelope Com | Commercial Buildings | commercial building | 15 | 0 | 750 | 0 | OEB TRM V7 | 1379.7875 | 929.2775 | 0 | 0 | OEB TRM V7, SAG input | 1 | 0.1 | 0.9 | 1 | SAG inputs | None | Weather Sensitive | None | Payback-Based | 0 | 1 | 0 | 0 | Commercial
Commercial | Space Heating | NA | Demand Control Ventilation - NEW | No Demand Control Ventilation | Demand Control Ventilation | NEW Only | Com - Long Term Care | Envelope | 0 | SH Envelope Com | Commercial Buildings | commercial building | 15 | 0 | 1938.075 | 0 | OEB TRM V7 | 9222.0965 | 6211.0191 | 0 | 0 | OEB TRM V7, SAG input | 1 | 0.1 | 0.9 | 1 | SAG inputs | None | Weather Sensitive | None | Payback-Based | 0 | 1 | 0 | 0 | Commercial
Commercial | Space Heating | NA | Demand Control Ventilation - NEW | No Demand Control Ventilation | Demand Control Ventilation | NEW Only | Com - Multi-residential - Large | Envelope | 0 | SH Envelope Com | Commercial Buildings | commercial building | 15 | 0 | 0 | 0 | OEB TRM V7 | 0 | 0 | 0 | 0 | OEB TRM V7, SAG input | 0 | 0 | 0 | 0 | SAG inputs | None | Weather Sensitive | None | Payback-Based | 0 | 1 | 0 | 0 | Commercial
Commercial | Space Heating | NA | Demand Control Ventilation - NEW | No Demand Control Ventilation | Demand Control Ventilation | NEW Only | Com - Multi-residential - Large - Low-Income | Envelope | 0 | SH Envelope Com | Commercial Buildings | commercial building | 15 | 0 | 0 | 0 | OEB TRM V7 | 0 | 0 | 0 | 0 | OEB TRM V7, SAG input | 0 | 0 | 0 | 0 | SAG inputs | None | Weather Sensitive | None | Payback-Based | 0 | 1 | 0 | 0 | Low Income
Commercial | Space Heating | NA | Demand Control Ventilation - NEW | No Demand Control Ventilation | Demand Control Ventilation | NEW Only | Com - Multi-residential - Small | Envelope | 0 | SH Envelope Com | Commercial Buildings | commercial building | 15 | 0 | 0 | 0 | OEB TRM V7 | 0 | 0 | 0 | 0 | OEB TRM V7, SAG input | 0 | 0 | 0 | 0 | SAG inputs | None | Weather Sensitive | None | Payback-Based | 0 | 1 | 0 | 0 | Commercial
Commercial | Space Heating | NA | Demand Control Ventilation - NEW | No Demand Control Ventilation | Demand Control Ventilation | NEW Only | Com - Multi-residential - Small - Low-Income | Envelope | 0 | SH Envelope Com | Commercial Buildings | commercial building | 15 | 0 | 0 | 0 | OEB TRM V7 | 0 | 0 | 0 | 0 | OEB TRM V7, SAG input | 0 | 0 | 0 | 0 | SAG inputs | None | Weather Sensitive | None | Payback-Based | 0 | 1 | 0 | 0 | Low Income
Commercial | Space Heating | NA | Demand Control Ventilation - NEW | No Demand Control Ventilation | Demand Control Ventilation | NEW Only | Com - Office - Large | Envelope | 0 | SH Envelope Com | Commercial Buildings | commercial building | 15 | 0 | 1528.4965 | 0 | OEB TRM V7 | 1201.9314 | 809.4926 | 0 | 0 | OEB TRM V7, SAG input | 1 | 0.1 | 0.9 | 1 | SAG inputs | None | Weather Sensitive | None | Payback-Based | 0 | 1 | 0 | 0 | Commercial
Commercial | Space Heating | NA | Demand Control Ventilation - NEW | No Demand Control Ventilation | Demand Control Ventilation | NEW Only | Com - Office - Small | Envelope | 0 | SH Envelope Com | Commercial Buildings | commercial building | 15 | 0 | 750 | 0 | OEB TRM V7 | 70.7208 | 47.63 | 0 | 0 | OEB TRM V7, SAG input | 1 | 0.1 | 0.9 | 1 | SAG inputs | None | Weather Sensitive | None | Payback-Based | 0 | 1 | 0 | 0 | Commercial
Commercial | Space Heating | NA | Demand Control Ventilation - NEW | No Demand Control Ventilation | Demand Control Ventilation | NEW Only | Com - Other Commercial - Large | Envelope | 0 | SH Envelope Com | Commercial Buildings | commercial building | 15 | 0 | 920.55 | 0 | OEB TRM V7 | 12405.1272 | 8354.7685 | 0 | 0 | OEB TRM V7, SAG input | 1 | 0.1 | 0.9 | 1 | SAG inputs | None | Weather Sensitive | None | Payback-Based | 0 | 1 | 0 | 0 | Commercial
Commercial | Space Heating | NA | Demand Control Ventilation - NEW | No Demand Control Ventilation | Demand Control Ventilation | NEW Only | Com - Other Commercial - Small | Envelope | 0 | SH Envelope Com | Commercial Buildings | commercial building | 15 | 0 | 750 | 0 | OEB TRM V7 | 537.0892 | 361.7259 | 0 | 0 | OEB TRM V7, SAG input | 1 | 0.1 | 0.9 | 1 | SAG inputs | None | Weather Sensitive | None | Payback-Based | 0 | 1 | 0 | 0 | Commercial
Commercial | Space Heating | NA | Demand Control Ventilation - NEW | No Demand Control Ventilation | Demand Control Ventilation | NEW Only | Com - Restaurant | Envelope | 0 | SH Envelope Com | Commercial Buildings | commercial building | 15 | 0 | 0 | 0 | OEB TRM V7 | 0 | 0 | 0 | 0 | OEB TRM V7, SAG input | 0 | 0 | 0 | 0 | SAG inputs | None | Weather Sensitive | None | Payback-Based | 0 | 1 | 0 | 0 | Commercial
Commercial | Space Heating | NA | Demand Control Ventilation - NEW | No Demand Control Ventilation | Demand Control Ventilation | NEW Only | Com - Retail - Large | Envelope | 0 | SH Envelope Com | Commercial Buildings | commercial building | 15 | 0 | 1104.6 | 0 | OEB TRM V7 | 4576.367 | 3082.1519 | 0 | 0 | OEB TRM V7, SAG input | 1 | 0.1 | 0.9 | 1 | SAG inputs | None | Weather Sensitive | None | Payback-Based | 0 | 1 | 0 | 0 | Commercial
Commercial | Space Heating | NA | Demand Control Ventilation - NEW | No Demand Control Ventilation | Demand Control Ventilation | NEW Only | Com - Retail - Small | Envelope | 0 | SH Envelope Com | Commercial Buildings | commercial building | 15 | 0 | 750 | 0 | OEB TRM V7 | 385.5631 | 259.6741 | 0 | 0 | OEB TRM V7, SAG input | 1 | 0.1 | 0.9 | 1 | SAG inputs | None | Weather Sensitive | None | Payback-Based | 0 | 1 | 0 | 0 | Commercial
Commercial | Space Heating | NA | Demand Control Ventilation - NEW | No Demand Control Ventilation | Demand Control Ventilation | NEW Only | Com - Schools - Large | Envelope | 0 | SH Envelope Com | Commercial Buildings | commercial building | 15 | 0 | 750 | 0 | OEB TRM V7 | 12405.0008 | 8354.6835 | 0 | 0 | OEB TRM V7, SAG input | 1 | 0.1 | 0.9 | 1 | SAG inputs | None | Weather Sensitive | None | Payback-Based | 0 | 1 | 0 | 0 | Commercial
Commercial | Space Heating | NA | Demand Control Ventilation - NEW | No Demand Control Ventilation | Demand Control Ventilation | NEW Only | Com - Schools - Small | Envelope | 0 | SH Envelope Com | Commercial Buildings | commercial building | 15 | 0 | 750 | 0 | OEB TRM V7 | 3996.1193 | 2691.3591 | 0 | 0 | OEB TRM V7, SAG input | 1 | 0.1 | 0.9 | 1 | SAG inputs | None | Weather Sensitive | None | Payback-Based | 0 | 1 | 0 | 0 | Commercial
Commercial | Space Heating | NA | Demand Control Ventilation - NEW | No Demand Control Ventilation | Demand Control Ventilation | NEW Only | Com - University/College | Envelope | 0 | SH Envelope Com | Commercial Buildings | commercial building | 15 | 0 | 750 | 0 | OEB TRM V7 | 1218.1669 | 820.4271 | 0 | 0 | OEB TRM V7, SAG input | 1 | 0.1 | 0.9 | 1 | SAG inputs | None | Weather Sensitive | None | Payback-Based | 0 | 1 | 0 | 0 | Commercial
Commercial | Space Heating | NA | Demand Control Ventilation - NEW | No Demand Control Ventilation | Demand Control Ventilation | NEW Only | Com - Warehousing - Large | Envelope | 0 | SH Envelope Com | Commercial Buildings | commercial building | 15 | 0 | 0 | 0 | OEB TRM V7 | 0 | 0 | 0 | 0 | OEB TRM V7, SAG input | 0 | 0 | 0 | 0 | SAG inputs | None | Weather Sensitive | None | Payback-Based | 0 | 1 | 0 | 0 | Commercial
Commercial | Space Heating | NA | Demand Control Ventilation - NEW | No Demand Control Ventilation | Demand Control Ventilation | NEW Only | Com - Warehousing - Small | Envelope | 0 | SH Envelope Com | Commercial Buildings | commercial building | 15 | 0 | 0 | 0 | OEB TRM V7 | 0 | 0 | 0 | 0 | OEB TRM V7, SAG input | 0 | 0 | 0 | 0 | SAG inputs | None | Weather Sensitive | None | Payback-Based | 0 | 1 | 0 | 0 | Commercial
Commercial | Space Heating | NA | Demand Control Ventilation - RET | No Demand Control Ventilation | Demand Control Ventilation | RET Only | Com - Hospital | Envelope | 0 | SH Envelope Com | Commercial Buildings | commercial building | 15 | 0 | 0 | 0 | OEB TRM V7 | 0 | 0 | 0 | 0 | OEB TRM V7, SAG input | 0 | 0 | 0 | 0 | SAG inputs | None | Weather Sensitive | None | Payback-Based | 0 | 1 | 0 | 0 | Commercial
Commercial | Space Heating | NA | Demand Control Ventilation - RET | No Demand Control Ventilation | Demand Control Ventilation | RET Only | Com - Hotel - Large | Envelope | 0 | SH Envelope Com | Commercial Buildings | commercial building | 15 | 0 | 1071 | 0 | OEB TRM V7 | 10564.4002 | 7115.0515 | 0 | 0 | OEB TRM V7, SAG input | 1 | 0.1 | 0.9 | 1 | SAG inputs | None | Weather Sensitive | None | Payback-Based | 0 | 1 | 0 | 0 | Commercial
Commercial | Space Heating | NA | Demand Control Ventilation - RET | No Demand Control Ventilation | Demand Control Ventilation | RET Only | Com - Hotel - Small | Envelope | 0 | SH Envelope Com | Commercial Buildings | commercial building | 15 | 0 | 1050 | 0 | OEB TRM V7 | 1379.7875 | 929.2775 | 0 | 0 | OEB TRM V7, SAG input | 1 | 0.1 | 0.9 | 1 | SAG inputs | None | Weather Sensitive | None | Payback-Based | 0 | 1 | 0 | 0 | Commercial
Commercial | Space Heating | NA | Demand Control Ventilation - RET | No Demand Control Ventilation | Demand Control Ventilation | RET Only | Com - Long Term Care | Envelope | 0 | SH Envelope Com | Commercial Buildings | commercial building | 15 | 0 | 2713.305 | 0 | OEB TRM V7 | 9222.0965 | 6211.0191 | 0 | 0 | OEB TRM V7, SAG input | 1 | 0.1 | 0.9 | 1 | SAG inputs | None | Weather Sensitive | None | Payback-Based | 0 | 1 | 0 | 0 | Commercial
Commercial | Space Heating | NA | Demand Control Ventilation - RET | No Demand Control Ventilation | Demand Control Ventilation | RET Only | Com - Multi-residential - Large | Envelope | 0 | SH Envelope Com | Commercial Buildings | commercial building | 15 | 0 | 0 | 0 | OEB TRM V7 | 0 | 0 | 0 | 0 | OEB TRM V7, SAG input | 0 | 0 | 0 | 0 | SAG inputs | None | Weather Sensitive | None | Payback-Based | 0 | 1 | 0 | 0 | Commercial
Commercial | Space Heating | NA | Demand Control Ventilation - RET | No Demand Control Ventilation | Demand Control Ventilation | RET Only | Com - Multi-residential - Large - Low-Income | Envelope | 0 | SH Envelope Com | Commercial Buildings | commercial building | 15 | 0 | 0 | 0 | OEB TRM V7 | 0 | 0 | 0 | 0 | OEB TRM V7, SAG input | 0 | 0 | 0 | 0 | SAG inputs | None | Weather Sensitive | None | Payback-Based | 0 | 1 | 0 | 0 | Low Income
Commercial | Space Heating | NA | Demand Control Ventilation - RET | No Demand Control Ventilation | Demand Control Ventilation | RET Only | Com - Multi-residential - Small | Envelope | 0 | SH Envelope Com | Commercial Buildings | commercial building | 15 | 0 | 0 | 0 | OEB TRM V7 | 0 | 0 | 0 | 0 | OEB TRM V7, SAG input | 0 | 0 | 0 | 0 | SAG inputs | None | Weather Sensitive | None | Payback-Based | 0 | 1 | 0 | 0 | Commercial
Commercial | Space Heating | NA | Demand Control Ventilation - RET | No Demand Control Ventilation | Demand Control Ventilation | RET Only | Com - Multi-residential - Small - Low-Income | Envelope | 0 | SH Envelope Com | Commercial Buildings | commercial building | 15 | 0 | 0 | 0 | OEB TRM V7 | 0 | 0 | 0 | 0 | OEB TRM V7, SAG input | 0 | 0 | 0 | 0 | SAG inputs | None | Weather Sensitive | None | Payback-Based | 0 | 1 | 0 | 0 | Low Income
Commercial | Space Heating | NA | Demand Control Ventilation - RET | No Demand Control Ventilation | Demand Control Ventilation | RET Only | Com - Office - Large | Envelope | 0 | SH Envelope Com | Commercial Buildings | commercial building | 15 | 0 | 2139.8951 | 0 | OEB TRM V7 | 1201.9314 | 809.4926 | 0 | 0 | OEB TRM V7, SAG input | 1 | 0.1 | 0.9 | 1 | SAG inputs | None | Weather Sensitive | None | Payback-Based | 0 | 1 | 0 | 0 | Commercial
Commercial | Space Heating | NA | Demand Control Ventilation - RET | No Demand Control Ventilation | Demand Control Ventilation | RET Only | Com - Office - Small | Envelope | 0 | SH Envelope Com | Commercial Buildings | commercial building | 15 | 0 | 1050 | 0 | OEB TRM V7 | 70.7208 | 47.63 | 0 | 0 | OEB TRM V7, SAG input | 1 | 0.1 | 0.9 | 1 | SAG inputs | None | Weather Sensitive | None | Payback-Based | 0 | 1 | 0 | 0 | Commercial
Commercial | Space Heating | NA | Demand Control Ventilation - RET | No Demand Control Ventilation | Demand Control Ventilation | RET Only | Com - Other Commercial - Large | Envelope | 0 | SH Envelope Com | Commercial Buildings | commercial building | 15 | 0 | 1288.77 | 0 | OEB TRM V7 | 12405.1272 | 8354.7685 | 0 | 0 | OEB TRM V7, SAG input | 1 | 0.1 | 0.9 | 1 | SAG inputs | None | Weather Sensitive | None | Payback-Based | 0 | 1 | 0 | 0 | Commercial
Commercial | Space Heating | NA | Demand Control Ventilation - RET | No Demand Control Ventilation | Demand Control Ventilation | RET Only | Com - Other Commercial - Small | Envelope | 0 | SH Envelope Com | Commercial Buildings | commercial building | 15 | 0 | 1050 | 0 | OEB TRM V7 | 537.0892 | 361.7259 | 0 | 0 | OEB TRM V7, SAG input | 1 | 0.1 | 0.9 | 1 | SAG inputs | None | Weather Sensitive | None | Payback-Based | 0 | 1 | 0 | 0 | Commercial
Commercial | Space Heating | NA | Demand Control Ventilation - RET | No Demand Control Ventilation | Demand Control Ventilation | RET Only | Com - Restaurant | Envelope | 0 | SH Envelope Com | Commercial Buildings | commercial building | 15 | 0 | 0 | 0 | OEB TRM V7 | 0 | 0 | 0 | 0 | OEB TRM V7, SAG input | 0 | 0 | 0 | 0 | SAG inputs | None | Weather Sensitive | None | Payback-Based | 0 | 1 | 0 | 0 | Commercial
Commercial | Space Heating | NA | Demand Control Ventilation - RET | No Demand Control Ventilation | Demand Control Ventilation | RET Only | Com - Retail - Large | Envelope | 0 | SH Envelope Com | Commercial Buildings | commercial building | 15 | 0 | 1546.44 | 0 | OEB TRM V7 | 4576.367 | 3082.1519 | 0 | 0 | OEB TRM V7, SAG input | 1 | 0.1 | 0.9 | 1 | SAG inputs | None | Weather Sensitive | None | Payback-Based | 0 | 1 | 0 | 0 | Commercial
Commercial | Space Heating | NA | Demand Control Ventilation - RET | No Demand Control Ventilation | Demand Control Ventilation | RET Only | Com - Retail - Small | Envelope | 0 | SH Envelope Com | Commercial Buildings | commercial building | 15 | 0 | 1050 | 0 | OEB TRM V7 | 385.5631 | 259.6741 | 0 | 0 | OEB TRM V7, SAG input | 1 | 0.1 | 0.9 | 1 | SAG inputs | None | Weather Sensitive | None | Payback-Based | 0 | 1 | 0 | 0 | Commercial
Commercial | Space Heating | NA | Demand Control Ventilation - RET | No Demand Control Ventilation | Demand Control Ventilation | RET Only | Com - Schools - Large | Envelope | 0 | SH Envelope Com | Commercial Buildings | commercial building | 15 | 0 | 1050 | 0 | OEB TRM V7 | 12405.0008 | 8354.6835 | 0 | 0 | OEB TRM V7, SAG input | 1 | 0.1 | 0.9 | 1 | SAG inputs | None | Weather Sensitive | None | Payback-Based | 0 | 1 | 0 | 0 | Commercial
Commercial | Space Heating | NA | Demand Control Ventilation - RET | No Demand Control Ventilation | Demand Control Ventilation | RET Only | Com - Schools - Small | Envelope | 0 | SH Envelope Com | Commercial Buildings | commercial building | 15 | 0 | 1050 | 0 | OEB TRM V7 | 3996.1193 | 2691.3591 | 0 | 0 | OEB TRM V7, SAG input | 1 | 0.1 | 0.9 | 1 | SAG inputs | None | Weather Sensitive | None | Payback-Based | 0 | 1 | 0 | 0 | Commercial
Commercial | Space Heating | NA | Demand Control Ventilation - RET | No Demand Control Ventilation | Demand Control Ventilation | RET Only | Com - University/College | Envelope | 0 | SH Envelope Com | Commercial Buildings | commercial building | 15 | 0 | 1050 | 0 | OEB TRM V7 | 1218.1669 | 820.4271 | 0 | 0 | OEB TRM V7, SAG input | 1 | 0.1 | 0.9 | 1 | SAG inputs | None | Weather Sensitive | None | Payback-Based | 0 | 1 | 0 | 0 | Commercial
Commercial | Space Heating | NA | Demand Control Ventilation - RET | No Demand Control Ventilation | Demand Control Ventilation | RET Only | Com - Warehousing - Large | Envelope | 0 | SH Envelope Com | Commercial Buildings | commercial building | 15 | 0 | 0 | 0 | OEB TRM V7 | 0 | 0 | 0 | 0 | OEB TRM V7, SAG input | 0 | 0 | 0 | 0 | SAG inputs | None | Weather Sensitive | None | Payback-Based | 0 | 1 | 0 | 0 | Commercial
Commercial | Space Heating | NA | Demand Control Ventilation - RET | No Demand Control Ventilation | Demand Control Ventilation | RET Only | Com - Warehousing - Small | Envelope | 0 | SH Envelope Com | Commercial Buildings | commercial building | 15 | 0 | 0 | 0 | OEB TRM V7 | 0 | 0 | 0 | 0 | OEB TRM V7, SAG input | 0 | 0 | 0 | 0 | SAG inputs | None | Weather Sensitive | None | Payback-Based | 0 | 1 | 0 | 0 | Commercial
Commercial | Space Heating | NA | Demand Control Ventilation - NEW | No Demand Control Ventilation | Demand Control Ventilation | RET Only | Com - Multi-residential - Medium | Envelope | 0 | SH Envelope Com | Commercial Buildings | commercial building | 15 | 0 | 0 | 0 | OEB TRM V7 | 0 | 0 | 0 | 0 | OEB TRM V7, SAG input | 0 | 0 | 0 | 0 | SAG inputs | None | Weather Sensitive | None | Payback-Based | 0 | 1 | 0 | 0 | Commercial
Commercial | Space Heating | NA | Demand Control Ventilation - NEW | No Demand Control Ventilation | Demand Control Ventilation | RET Only | Com - Multi-residential - Medium - Low-Income | Envelope | 0 | SH Envelope Com | Commercial Buildings | commercial building | 15 | 0 | 0 | 0 | OEB TRM V7 | 0 | 0 | 0 | 0 | OEB TRM V7, SAG input | 0 | 0 | 0 | 0 | SAG inputs | None | Weather Sensitive | None | Payback-Based | 0 | 1 | 0 | 0 | Commercial
Commercial | Space Heating | NA | Demand Control Ventilation - RET | No Demand Control Ventilation | Demand Control Ventilation | RET Only | Com - Multi-residential - Medium | Envelope | 0 | SH Envelope Com | Commercial Buildings | commercial building | 15 | 0 | 0 | 0 | OEB TRM V7 | 0 | 0 | 0 | 0 | OEB TRM V7, SAG input | 0 | 0 | 0 | 0 | SAG inputs | None | Weather Sensitive | None | Payback-Based | 0 | 1 | 0 | 0 | Commercial
Commercial | Space Heating | NA | Demand Control Ventilation - RET | No Demand Control Ventilation | Demand Control Ventilation | RET Only | Com - Multi-residential - Medium - Low-Income | Envelope | 0 | SH Envelope Com | Commercial Buildings | commercial building | 15 | 0 | 0 | 0 | OEB TRM V7 | 0 | 0 | 0 | 0 | OEB TRM V7, SAG input | 0 | 0 | 0 | 0 | SAG inputs | None | Weather Sensitive | None | Payback-Based | 0 | 1 | 0 | 0 | Commercial
Commercial | Space Heating | NA | Energy Recovery Ventilation - RET | No ERV Baseline | Average 65-85% ERV | NEW Only | Com - Hospital | Envelope | 0 | SH Envelope Com | Commercial Buildings | commercial building | 14 | 0 | 7374.7775 | 0 | OEB TRM V7 | 0 | 6280.8521 | 0 | 0 | OEB TRM V7 | 1 | 0.65 | 0.35 | 1 | 2019 APS, Xcel Potential Study, SAG input | Com_Space_Cooling_&_Heating | Weather Sensitive | None | Payback-Based | 0 | 1 | 0 | 0 | Commercial
Commercial | Space Heating | NA | Energy Recovery Ventilation - RET | No ERV Baseline | Average 65-85% ERV | NEW Only | Com - Hotel - Large | Envelope | 0 | SH Envelope Com | Commercial Buildings | commercial building | 14 | 0 | 389.7451 | 0 | OEB TRM V7 | 0 | 237.7445 | 0 | 0 | OEB TRM V7 | 1 | 0.65 | 0.35 | 1 | 2019 APS, Xcel Potential Study, SAG input | Com_Space_Cooling_&_Heating | Weather Sensitive | None | Payback-Based | 0 | 1 | 0 | 0 | Commercial
Commercial | Space Heating | NA | Energy Recovery Ventilation - RET | No ERV Baseline | Average 65-85% ERV | NEW Only | Com - Hotel - Small | Envelope | 0 | SH Envelope Com | Commercial Buildings | commercial building | 14 | 0 | 67.8714 | 0 | OEB TRM V7 | 0 | 41.4015 | 0 | 0 | OEB TRM V7 | 1 | 0.65 | 0.35 | 1 | 2019 APS, Xcel Potential Study, SAG input | Com_Space_Cooling_&_Heating | Weather Sensitive | None | Payback-Based | 0 | 1 | 0 | 0 | Commercial
Commercial | Space Heating | NA | Energy Recovery Ventilation - RET | No ERV Baseline | Average 65-85% ERV | NEW Only | Com - Long Term Care | Envelope | 0 | SH Envelope Com | Commercial Buildings | commercial building | 14 | 0 | 218.194 | 0 | OEB TRM V7 | 0 | 185.8286 | 0 | 0 | OEB TRM V7 | 1 | 0.65 | 0.35 | 1 | 2019 APS, Xcel Potential Study, SAG input | Com_Space_Cooling_&_Heating | Weather Sensitive | None | Payback-Based | 0 | 1 | 0 | 0 | Commercial
Commercial | Space Heating | NA | Energy Recovery Ventilation - RET | No ERV Baseline | Average 65-85% ERV | NEW Only | Com - Multi-residential - Large | Envelope | 0 | SH Envelope Com | Commercial Buildings | commercial building | 14 | 0 | 11081.0786 | 0 | OEB TRM V7 | 0 | 9437.3853 | 0 | 0 | OEB TRM V7 | 1 | 0.65 | 0.35 | 1 | 2019 APS, Xcel Potential Study, SAG input | Com_Space_Cooling_&_Heating | Weather Sensitive | None | Payback-Based | 0 | 1 | 0 | 0 | Commercial
Commercial | Space Heating | NA | Energy Recovery Ventilation - RET | No ERV Baseline | Average 65-85% ERV | NEW Only | Com - Multi-residential - Large - Low-Income | Envelope | 0 | SH Envelope Com | Commercial Buildings | commercial building | 14 | 0 | 11081.0786 | 0 | OEB TRM V7 | 0 | 9437.3853 | 0 | 0 | OEB TRM V7 | 1 | 0.65 | 0.35 | 1 | 2019 APS, Xcel Potential Study, SAG input | Com_Space_Cooling_&_Heating | Weather Sensitive | None | Payback-Based | 0 | 1 | 0 | 0 | Low Income
Commercial | Space Heating | NA | Energy Recovery Ventilation - RET | No ERV Baseline | Average 65-85% ERV | NEW Only | Com - Multi-residential - Small | Envelope | 0 | SH Envelope Com | Commercial Buildings | commercial building | 14 | 0 | 619.7884 | 0 | OEB TRM V7 | 0 | 527.8531 | 0 | 0 | OEB TRM V7 | 1 | 0.65 | 0.35 | 1 | 2019 APS, Xcel Potential Study, SAG input | Com_Space_Cooling_&_Heating | Weather Sensitive | None | Payback-Based | 0 | 1 | 0 | 0 | Commercial
Commercial | Space Heating | NA | Energy Recovery Ventilation - RET | No ERV Baseline | Average 65-85% ERV | NEW Only | Com - Multi-residential - Small - Low-Income | Envelope | 0 | SH Envelope Com | Commercial Buildings | commercial building | 14 | 0 | 619.7884 | 0 | OEB TRM V7 | 0 | 527.8531 | 0 | 0 | OEB TRM V7 | 1 | 0.65 | 0.35 | 1 | 2019 APS, Xcel Potential Study, SAG input | Com_Space_Cooling_&_Heating | Weather Sensitive | None | Payback-Based | 0 | 1 | 0 | 0 | Low Income
Commercial | Space Heating | NA | Energy Recovery Ventilation - RET | No ERV Baseline | Average 65-85% ERV | NEW Only | Com - Office - Large | Envelope | 0 | SH Envelope Com | Commercial Buildings | commercial building | 14 | 0 | 8244.9042 | 0 | OEB TRM V7 | 0 | 2665.8524 | 0 | 0 | OEB TRM V7 | 1 | 0.65 | 0.35 | 1 | 2019 APS, Xcel Potential Study, SAG input | Com_Space_Cooling_&_Heating | Weather Sensitive | None | Payback-Based | 0 | 1 | 0 | 0 | Commercial
Commercial | Space Heating | NA | Energy Recovery Ventilation - RET | No ERV Baseline | Average 65-85% ERV | NEW Only | Com - Office - Small | Envelope | 0 | SH Envelope Com | Commercial Buildings | commercial building | 14 | 0 | 485.1244 | 0 | OEB TRM V7 | 0 | 156.8569 | 0 | 0 | OEB TRM V7 | 1 | 0.65 | 0.35 | 1 | 2019 APS, Xcel Potential Study, SAG input | Com_Space_Cooling_&_Heating | Weather Sensitive | None | Payback-Based | 0 | 1 | 0 | 0 | Commercial
Commercial | Space Heating | NA | Energy Recovery Ventilation - RET | No ERV Baseline | Average 65-85% ERV | NEW Only | Com - Other Commercial - Large | Envelope | 0 | SH Envelope Com | Commercial Buildings | commercial building | 14 | 0 | 6220.2316 | 0 | OEB TRM V7 | 0 | 2944.2429 | 0 | 0 | OEB TRM V7 | 1 | 0.65 | 0.35 | 1 | 2019 APS, Xcel Potential Study, SAG input | Com_Space_Cooling_&_Heating | Weather Sensitive | None | Payback-Based | 0 | 1 | 0 | 0 | Commercial
Commercial | Space Heating | NA | Energy Recovery Ventilation - RET | No ERV Baseline | Average 65-85% ERV | NEW Only | Com - Other Commercial - Small | Envelope | 0 | SH Envelope Com | Commercial Buildings | commercial building | 14 | 0 | 269.3095 | 0 | OEB TRM V7 | 0 | 127.4732 | 0 | 0 | OEB TRM V7 | 1 | 0.65 | 0.35 | 1 | 2019 APS, Xcel Potential Study, SAG input | Com_Space_Cooling_&_Heating | Weather Sensitive | None | Payback-Based | 0 | 1 | 0 | 0 | Commercial
Commercial | Space Heating | NA | Energy Recovery Ventilation - RET | No ERV Baseline | Average 65-85% ERV | NEW Only | Com - Restaurant | Envelope | 0 | SH Envelope Com | Commercial Buildings | commercial building | 14 | 0 | 350.0492 | 0 | OEB TRM V7 | 0 | 154.0216 | 0 | 0 | OEB TRM V7 | 1 | 0.65 | 0.35 | 1 | 2019 APS, Xcel Potential Study, SAG input | Com_Space_Cooling_&_Heating | Weather Sensitive | None | Payback-Based | 0 | 1 | 0 | 0 | Commercial
Commercial | Space Heating | NA | Energy Recovery Ventilation - RET | No ERV Baseline | Average 65-85% ERV | NEW Only | Com - Retail - Large | Envelope | 0 | SH Envelope Com | Commercial Buildings | commercial building | 14 | 0 | 3148.1737 | 0 | OEB TRM V7 | 0 | 1164.8243 | 0 | 0 | OEB TRM V7 | 1 | 0.65 | 0.35 | 1 | 2019 APS, Xcel Potential Study, SAG input | Com_Space_Cooling_&_Heating | Weather Sensitive | None | Payback-Based | 0 | 1 | 0 | 0 | Commercial
Commercial | Space Heating | NA | Energy Recovery Ventilation - RET | No ERV Baseline | Average 65-85% ERV | NEW Only | Com - Retail - Small | Envelope | 0 | SH Envelope Com | Commercial Buildings | commercial building | 14 | 0 | 265.2365 | 0 | OEB TRM V7 | 0 | 98.1375 | 0 | 0 | OEB TRM V7 | 1 | 0.65 | 0.35 | 1 | 2019 APS, Xcel Potential Study, SAG input | Com_Space_Cooling_&_Heating | Weather Sensitive | None | Payback-Based | 0 | 1 | 0 | 0 | Commercial
Commercial | Space Heating | NA | Energy Recovery Ventilation - RET | No ERV Baseline | Average 65-85% ERV | NEW Only | Com - Schools - Large | Envelope | 0 | SH Envelope Com | Commercial Buildings | commercial building | 14 | 0 | 4849.9871 | 0 | OEB TRM V7 | 0 | 1325.6631 | 0 | 0 | OEB TRM V7 | 1 | 0.65 | 0.35 | 1 | 2019 APS, Xcel Potential Study, SAG input | Com_Space_Cooling_&_Heating | Weather Sensitive | None | Payback-Based | 0 | 1 | 0 | 0 | Commercial
Commercial | Space Heating | NA | Energy Recovery Ventilation - RET | No ERV Baseline | Average 65-85% ERV | NEW Only | Com - Schools - Small | Envelope | 0 | SH Envelope Com | Commercial Buildings | commercial building | 14 | 0 | 1562.364 | 0 | OEB TRM V7 | 0 | 427.0462 | 0 | 0 | OEB TRM V7 | 1 | 0.65 | 0.35 | 1 | 2019 APS, Xcel Potential Study, SAG input | Com_Space_Cooling_&_Heating | Weather Sensitive | None | Payback-Based | 0 | 1 | 0 | 0 | Commercial
Commercial | Space Heating | NA | Energy Recovery Ventilation - RET | No ERV Baseline | Average 65-85% ERV | NEW Only | Com - University/College | Envelope | 0 | SH Envelope Com | Commercial Buildings | commercial building | 14 | 0 | 3962.1038 | 0 | OEB TRM V7 | 0 | 1082.975 | 0 | 0 | OEB TRM V7 | 1 | 0.65 | 0.35 | 1 | 2019 APS, Xcel Potential Study, SAG input | Com_Space_Cooling_&_Heating | Weather Sensitive | None | Payback-Based | 0 | 1 | 0 | 0 | Commercial
Commercial | Space Heating | NA | Energy Recovery Ventilation - RET | No ERV Baseline | Average 65-85% ERV | NEW Only | Com - Warehousing - Large | Envelope | 0 | SH Envelope Com | Commercial Buildings | commercial building | 14 | 0 | 163.3263 | 0 | OEB TRM V7 | 0 | 50.6312 | 0 | 0 | OEB TRM V7 | 1 | 0.65 | 0.35 | 1 | 2019 APS, Xcel Potential Study, SAG input | Com_Space_Cooling_&_Heating | Weather Sensitive | None | Payback-Based | 0 | 1 | 0 | 0 | Commercial
Commercial | Space Heating | NA | Energy Recovery Ventilation - RET | No ERV Baseline | Average 65-85% ERV | NEW Only | Com - Warehousing - Small | Envelope | 0 | SH Envelope Com | Commercial Buildings | commercial building | 14 | 0 | 14.392 | 0 | OEB TRM V7 | 0 | 4.4615 | 0 | 0 | OEB TRM V7 | 1 | 0.65 | 0.35 | 1 | 2019 APS, Xcel Potential Study, SAG input | Com_Space_Cooling_&_Heating | Weather Sensitive | None | Payback-Based | 0 | 1 | 0 | 0 | Commercial
Commercial | Space Heating | NA | Energy Recovery Ventilation - NEW | Code 55% ERV | Average 65-85% ERV | RET Only | Com - Hospital | Envelope | 0 | SH Envelope Com | Commercial Buildings | commercial building | 14 | 0 | 28872.2537 | 0 | OEB TRM V7 | -8093.8183 | 21368.4177 | 0 | 0 | OEB TRM V7 | 1 | 0.65 | 0.35 | 1 | 2019 APS, Xcel Potential Study, SAG input | Com_Space_Cooling_&_Heating | Weather Sensitive | None | Payback-Based | 0 | 1 | 0 | 0 | Commercial
Commercial | Space Heating | NA | Energy Recovery Ventilation - NEW | Code 55% ERV | Average 65-85% ERV | RET Only | Com - Hotel - Large | Envelope | 0 | SH Envelope Com | Commercial Buildings | commercial building | 14 | 0 | 1525.852 | 0 | OEB TRM V7 | -305.9499 | 806.7723 | 0 | 0 | OEB TRM V7 | 1 | 0.65 | 0.35 | 1 | 2019 APS, Xcel Potential Study, SAG input | Com_Space_Cooling_&_Heating | Weather Sensitive | None | Payback-Based | 0 | 1 | 0 | 0 | Commercial
Commercial | Space Heating | NA | Energy Recovery Ventilation - NEW | Code 55% ERV | Average 65-85% ERV | RET Only | Com - Hotel - Small | Envelope | 0 | SH Envelope Com | Commercial Buildings | commercial building | 14 | 0 | 265.7165 | 0 | OEB TRM V7 | -53.279 | 140.4938 | 0 | 0 | OEB TRM V7 | 1 | 0.65 | 0.35 | 1 | 2019 APS, Xcel Potential Study, SAG input | Com_Space_Cooling_&_Heating | Weather Sensitive | None | Payback-Based | 0 | 1 | 0 | 0 | Commercial
Commercial | Space Heating | NA | Energy Recovery Ventilation - NEW | Code 55% ERV | Average 65-85% ERV | RET Only | Com - Long Term Care | Envelope | 0 | SH Envelope Com | Commercial Buildings | commercial building | 14 | 0 | 854.2297 | 0 | OEB TRM V7 | -239.468 | 632.2172 | 0 | 0 | OEB TRM V7 | 1 | 0.65 | 0.35 | 1 | 2019 APS, Xcel Potential Study, SAG input | Com_Space_Cooling_&_Heating | Weather Sensitive | None | Payback-Based | 0 | 1 | 0 | 0 | Commercial
Commercial | Space Heating | NA | Energy Recovery Ventilation - NEW | Code 55% ERV | Average 65-85% ERV | RET Only | Com - Multi-residential - Large | Envelope | 0 | SH Envelope Com | Commercial Buildings | commercial building | 14 | 0 | 43382.4227 | 0 | OEB TRM V7 | -12161.4838 | 32107.4252 | 0 | 0 | OEB TRM V7 | 1 | 0.65 | 0.35 | 1 | 2019 APS, Xcel Potential Study, SAG input | Com_Space_Cooling_&_Heating | Weather Sensitive | None | Payback-Based | 0 | 1 | 0 | 0 | Commercial
Commercial | Space Heating | NA | Energy Recovery Ventilation - NEW | Code 55% ERV | Average 65-85% ERV | RET Only | Com - Multi-residential - Large - Low-Income | Envelope | 0 | SH Envelope Com | Commercial Buildings | commercial building | 14 | 0 | 43382.4227 | 0 | OEB TRM V7 | -12161.4838 | 32107.4252 | 0 | 0 | OEB TRM V7 | 1 | 0.65 | 0.35 | 1 | 2019 APS, Xcel Potential Study, SAG input | Com_Space_Cooling_&_Heating | Weather Sensitive | None | Payback-Based | 0 | 1 | 0 | 0 | Low Income
Commercial | Space Heating | NA | Energy Recovery Ventilation - NEW | Code 55% ERV | Average 65-85% ERV | RET Only | Com - Multi-residential - Small | Envelope | 0 | SH Envelope Com | Commercial Buildings | commercial building | 14 | 0 | 2426.4714 | 0 | OEB TRM V7 | -680.2177 | 1795.8368 | 0 | 0 | OEB TRM V7 | 1 | 0.65 | 0.35 | 1 | 2019 APS, Xcel Potential Study, SAG input | Com_Space_Cooling_&_Heating | Weather Sensitive | None | Payback-Based | 0 | 1 | 0 | 0 | Commercial
Commercial | Space Heating | NA | Energy Recovery Ventilation - NEW | Code 55% ERV | Average 65-85% ERV | RET Only | Com - Multi-residential - Small - Low-Income | Envelope | 0 | SH Envelope Com | Commercial Buildings | commercial building | 14 | 0 | 2426.4714 | 0 | OEB TRM V7 | -680.2177 | 1795.8368 | 0 | 0 | OEB TRM V7 | 1 | 0.65 | 0.35 | 1 | 2019 APS, Xcel Potential Study, SAG input | Com_Space_Cooling_&_Heating | Weather Sensitive | None | Payback-Based | 0 | 1 | 0 | 0 | Low Income
Commercial | Space Heating | NA | Energy Recovery Ventilation - NEW | Code 55% ERV | Average 65-85% ERV | RET Only | Com - Office - Large | Envelope | 0 | SH Envelope Com | Commercial Buildings | commercial building | 14 | 0 | 32278.8 | 0 | OEB TRM V7 | -3442.2475 | 9100.313 | 0 | 0 | OEB TRM V7 | 1 | 0.65 | 0.35 | 1 | 2019 APS, Xcel Potential Study, SAG input | Com_Space_Cooling_&_Heating | Weather Sensitive | None | Payback-Based | 0 | 1 | 0 | 0 | Commercial
Commercial | Space Heating | NA | Energy Recovery Ventilation - NEW | Code 55% ERV | Average 65-85% ERV | RET Only | Com - Office - Small | Envelope | 0 | SH Envelope Com | Commercial Buildings | commercial building | 14 | 0 | 1899.2619 | 0 | OEB TRM V7 | -202.5394 | 535.456 | 0 | 0 | OEB TRM V7 | 1 | 0.65 | 0.35 | 1 | 2019 APS, Xcel Potential Study, SAG input | Com_Space_Cooling_&_Heating | Weather Sensitive | None | Payback-Based | 0 | 1 | 0 | 0 | Commercial
Commercial | Space Heating | NA | Energy Recovery Ventilation - NEW | Code 55% ERV | Average 65-85% ERV | RET Only | Com - Other Commercial - Large | Envelope | 0 | SH Envelope Com | Commercial Buildings | commercial building | 14 | 0 | 24352.2066 | 0 | OEB TRM V7 | -3794.3413 | 10014.5728 | 0 | 0 | OEB TRM V7 | 1 | 0.65 | 0.35 | 1 | 2019 APS, Xcel Potential Study, SAG input | Com_Space_Cooling_&_Heating | Weather Sensitive | None | Payback-Based | 0 | 1 | 0 | 0 | Commercial
Commercial | Space Heating | NA | Energy Recovery Ventilation - NEW | Code 55% ERV | Average 65-85% ERV | RET Only | Com - Other Commercial - Small | Envelope | 0 | SH Envelope Com | Commercial Buildings | commercial building | 14 | 0 | 1054.3468 | 0 | OEB TRM V7 | -164.2788 | 433.5883 | 0 | 0 | OEB TRM V7 | 1 | 0.65 | 0.35 | 1 | 2019 APS, Xcel Potential Study, SAG input | Com_Space_Cooling_&_Heating | Weather Sensitive | None | Payback-Based | 0 | 1 | 0 | 0 | Commercial
Commercial | Space Heating | NA | Energy Recovery Ventilation - NEW | Code 55% ERV | Average 65-85% ERV | RET Only | Com - Restaurant | Envelope | 0 | SH Envelope Com | Commercial Buildings | commercial building | 14 | 0 | 1370.4425 | 0 | OEB TRM V7 | -199.528 | 525.0738 | 0 | 0 | OEB TRM V7 | 1 | 0.65 | 0.35 | 1 | 2019 APS, Xcel Potential Study, SAG input | Com_Space_Cooling_&_Heating | Weather Sensitive | None | Payback-Based | 0 | 1 | 0 | 0 | Commercial
Commercial | Space Heating | NA | Energy Recovery Ventilation - NEW | Code 55% ERV | Average 65-85% ERV | RET Only | Com - Retail - Large | Envelope | 0 | SH Envelope Com | Commercial Buildings | commercial building | 14 | 0 | 12325.1002 | 0 | OEB TRM V7 | -1503.253 | 3958.8285 | 0 | 0 | OEB TRM V7 | 1 | 0.65 | 0.35 | 1 | 2019 APS, Xcel Potential Study, SAG input | Com_Space_Cooling_&_Heating | Weather Sensitive | None | Payback-Based | 0 | 1 | 0 | 0 | Commercial
Commercial | Space Heating | NA | Energy Recovery Ventilation - NEW | Code 55% ERV | Average 65-85% ERV | RET Only | Com - Retail - Small | Envelope | 0 | SH Envelope Com | Commercial Buildings | commercial building | 14 | 0 | 1038.4009 | 0 | OEB TRM V7 | -126.6504 | 333.5349 | 0 | 0 | OEB TRM V7 | 1 | 0.65 | 0.35 | 1 | 2019 APS, Xcel Potential Study, SAG input | Com_Space_Cooling_&_Heating | Weather Sensitive | None | Payback-Based | 0 | 1 | 0 | 0 | Commercial
Commercial | Space Heating | NA | Energy Recovery Ventilation - NEW | Code 55% ERV | Average 65-85% ERV | RET Only | Com - Schools - Large | Envelope | 0 | SH Envelope Com | Commercial Buildings | commercial building | 14 | 0 | 18987.6996 | 0 | OEB TRM V7 | -1709.6205 | 4516.5505 | 0 | 0 | OEB TRM V7 | 1 | 0.65 | 0.35 | 1 | 2019 APS, Xcel Potential Study, SAG input | Com_Space_Cooling_&_Heating | Weather Sensitive | None | Payback-Based | 0 | 1 | 0 | 0 | Commercial
Commercial | Space Heating | NA | Energy Recovery Ventilation - NEW | Code 55% ERV | Average 65-85% ERV | RET Only | Com - Schools - Small | Envelope | 0 | SH Envelope Com | Commercial Buildings | commercial building | 14 | 0 | 6116.6552 | 0 | OEB TRM V7 | -550.7333 | 1454.9515 | 0 | 0 | OEB TRM V7 | 1 | 0.65 | 0.35 | 1 | 2019 APS, Xcel Potential Study, SAG input | Com_Space_Cooling_&_Heating | Weather Sensitive | None | Payback-Based | 0 | 1 | 0 | 0 | Commercial
Commercial | Space Heating | NA | Energy Recovery Ventilation - NEW | Code 55% ERV | Average 65-85% ERV | RET Only | Com - University/College | Envelope | 0 | SH Envelope Com | Commercial Buildings | commercial building | 14 | 0 | 15511.6362 | 0 | OEB TRM V7 | -1396.6416 | 3689.7091 | 0 | 0 | OEB TRM V7 | 1 | 0.65 | 0.35 | 1 | 2019 APS, Xcel Potential Study, SAG input | Com_Space_Cooling_&_Heating | Weather Sensitive | None | Payback-Based | 0 | 1 | 0 | 0 | Commercial
Commercial | Space Heating | NA | Energy Recovery Ventilation - NEW | Code 55% ERV | Average 65-85% ERV | RET Only | Com - Warehousing - Large | Envelope | 0 | SH Envelope Com | Commercial Buildings | commercial building | 14 | 0 | 639.4226 | 0 | OEB TRM V7 | -65.3305 | 171.901 | 0 | 0 | OEB TRM V7 | 1 | 0.65 | 0.35 | 1 | 2019 APS, Xcel Potential Study, SAG input | Com_Space_Cooling_&_Heating | Weather Sensitive | None | Payback-Based | 0 | 1 | 0 | 0 | Commercial
Commercial | Space Heating | NA | Energy Recovery Ventilation - NEW | Code 55% ERV | Average 65-85% ERV | RET Only | Com - Warehousing - Small | Envelope | 0 | SH Envelope Com | Commercial Buildings | commercial building | 14 | 0 | 56.3446 | 0 | OEB TRM V7 | -5.7568 | 15.1476 | 0 | 0 | OEB TRM V7 | 1 | 0.65 | 0.35 | 1 | 2019 APS, Xcel Potential Study, SAG input | Com_Space_Cooling_&_Heating | Weather Sensitive | None | Payback-Based | 0 | 1 | 0 | 0 | Commercial
Commercial | Space Heating | NA | Energy Recovery Ventilation - RET | No ERV Baseline | Average 65-85% ERV | RET Only | Com - Multi-residential - Medium | Envelope | 0 | SH Envelope Com | Commercial Buildings | commercial building | 14 | 0 | 0 | 0 | OEB TRM V7 | 0 | 0 | 0 | 0 | OEB TRM V7 | 1 | 0.65 | 0.35 | 1 | 2019 APS, Xcel Potential Study, SAG input | Com_Space_Cooling_&_Heating | Weather Sensitive | None | Payback-Based | 0 | 1 | 0 | 0 | Commercial
Commercial | Space Heating | NA | Energy Recovery Ventilation - RET | No ERV Baseline | Average 65-85% ERV | RET Only | Com - Multi-residential - Medium - Low-Income | Envelope | 0 | SH Envelope Com | Commercial Buildings | commercial building | 14 | 0 | 0 | 0 | OEB TRM V7 | 0 | 0 | 0 | 0 | OEB TRM V7 | 1 | 0.65 | 0.35 | 1 | 2019 APS, Xcel Potential Study, SAG input | Com_Space_Cooling_&_Heating | Weather Sensitive | None | Payback-Based | 0 | 1 | 0 | 0 | Commercial
Commercial | Space Heating | NA | Energy Recovery Ventilation - NEW | Code 55% ERV | Average 65-85% ERV | RET Only | Com - Multi-residential - Medium | Envelope | 0 | SH Envelope Com | Commercial Buildings | commercial building | 14 | 0 | 0 | 0 | OEB TRM V7 | 0 | 0 | 0 | 0 | OEB TRM V7 | 1 | 0.65 | 0.35 | 1 | 2019 APS, Xcel Potential Study, SAG input | Com_Space_Cooling_&_Heating | Weather Sensitive | None | Payback-Based | 0 | 1 | 0 | 0 | Commercial
Commercial | Space Heating | NA | Energy Recovery Ventilation - NEW | Code 55% ERV | Average 65-85% ERV | RET Only | Com - Multi-residential - Medium - Low-Income | Envelope | 0 | SH Envelope Com | Commercial Buildings | commercial building | 14 | 0 | 0 | 0 | OEB TRM V7 | 0 | 0 | 0 | 0 | OEB TRM V7 | 1 | 0.65 | 0.35 | 1 | 2019 APS, Xcel Potential Study, SAG input | Com_Space_Cooling_&_Heating | Weather Sensitive | None | Payback-Based | 0 | 1 | 0 | 0 | Commercial
Commercial | Space Heating | NA | Destratification Fans - NEW | No Destratification Fans | HVLS (High Volume Low Speed) Destratification Fans | NEW Only | Com - Warehousing - Large | Envelope | 0 | SH Envelope Com | Commercial Buildings | commercial building | 15 | 0 | 18348.7 | 0 | OEB TRM V7 | 0 | 3826 | 0 | 0 | OEB TRM V7 | 1 | 0.7 | 0.3 | 0.65 | 2019 APS, GH estimates, building assumptions, SAG input | None | Weather Sensitive | None | Payback-Based | 0 | 1 | 0 | 0 | Commercial
Commercial | Space Heating | NA | Destratification Fans - NEW | No Destratification Fans | HVLS (High Volume Low Speed) Destratification Fans | NEW Only | Com - Warehousing - Small | Envelope | 0 | SH Envelope Com | Commercial Buildings | commercial building | 15 | 0 | 0 | 0 | OEB TRM V7 | 0 | 0 | 0 | 0 | OEB TRM V7 | 1 | 0.7 | 0.3 | 0.65 | 2019 APS, GH estimates, building assumptions, SAG input | None | Weather Sensitive | None | Payback-Based | 0 | 1 | 0 | 0 | Commercial
Commercial | Space Heating | NA | Destratification Fans - NEW | No Destratification Fans | HVLS (High Volume Low Speed) Destratification Fans | NEW Only | Com - Warehousing - Large | Envelope | 0 | SH Envelope Com | Commercial Buildings | commercial building | 15 | 0 | 18348.7 | 0 | OEB TRM V7 | 0 | 5024 | 0 | 0 | OEB TRM V7 | 1 | 0.7 | 0.3 | 0.65 | 2019 APS, GH estimates, building assumptions, SAG input | Com_Space_Cooling_&_Heating | Weather Sensitive | None | Payback-Based | 0 | 1 | 0 | 0 | Commercial
Commercial | Space Heating | NA | Destratification Fans - NEW | No Destratification Fans | HVLS (High Volume Low Speed) Destratification Fans | NEW Only | Com - Warehousing - Small | Envelope | 0 | SH Envelope Com | Commercial Buildings | commercial building | 15 | 0 | 0 | 0 | OEB TRM V7 | 0 | 0 | 0 | 0 | OEB TRM V7 | 1 | 0.7 | 0.3 | 0.65 | 2019 APS, GH estimates, building assumptions, SAG input | Com_Space_Cooling_&_Heating | Weather Sensitive | None | Payback-Based | 0 | 1 | 0 | 0 | Commercial
Commercial | Space Heating | NA | Condensing Make-Up Air Unit (MUA) | Conventional MUA (80% efficiency) | Condensing MAU (90% efficiency) | NEW Only | Com - Hospital | Envelope | 0 | SH Envelope Com | Commercial Buildings | commercial building | 20 | 0 | 3306.3586 | 0 | OEB TRM V7 | 4031.545 | 4494.9269 | 0 | 0 | OEB TRM V7 | 1 | 0.86 | 0.14 | 0.5 | 2019 APS, Xcel PS, Union gas end use survey | Com_Space_Cooling_&_Heating | Weather Sensitive | None | Payback-Based | 0 | 1 | 0 | 0 | Commercial
Commercial | Space Heating | NA | Condensing Make-Up Air Unit (MUA) | Conventional MUA (80% efficiency) | Condensing MAU (90% efficiency) | NEW Only | Com - Hotel - Large | Envelope | 0 | SH Envelope Com | Commercial Buildings | commercial building | 20 | 0 | 174.7357 | 0 | OEB TRM V7 | 213.0607 | 237.5496 | 0 | 0 | OEB TRM V7 | 1 | 0.86 | 0.14 | 0.5 | 2019 APS, Xcel PS, Union gas end use survey | Com_Space_Cooling_&_Heating | Weather Sensitive | None | Payback-Based | 0 | 1 | 0 | 0 | Commercial
Commercial | Space Heating | NA | Condensing Make-Up Air Unit (MUA) | Conventional MUA (80% efficiency) | Condensing MAU (90% efficiency) | NEW Only | Com - Hotel - Small | Envelope | 0 | SH Envelope Com | Commercial Buildings | commercial building | 20 | 0 | 30.429 | 0 | OEB TRM V7 | 37.103 | 41.3676 | 0 | 0 | OEB TRM V7 | 1 | 0.86 | 0.14 | 0.5 | 2019 APS, Xcel PS, Union gas end use survey | Com_Space_Cooling_&_Heating | Weather Sensitive | None | Payback-Based | 0 | 1 | 0 | 0 | Commercial
Commercial | Space Heating | NA | Condensing Make-Up Air Unit (MUA) | Conventional MUA (80% efficiency) | Condensing MAU (90% efficiency) | NEW Only | Com - Long Term Care | Envelope | 0 | SH Envelope Com | Commercial Buildings | commercial building | 20 | 0 | 97.8237 | 0 | OEB TRM V7 | 142.1898 | 231.613 | 0 | 0 | OEB TRM V7 | 1 | 0.86 | 0.14 | 0.5 | 2019 APS, Xcel PS, Union gas end use survey | Com_Space_Cooling_&_Heating | Weather Sensitive | None | Payback-Based | 0 | 1 | 0 | 0 | Commercial
Commercial | Space Heating | NA | Condensing Make-Up Air Unit (MUA) | Conventional MUA (80% efficiency) | Condensing MAU (90% efficiency) | NEW Only | Com - Multi-residential - Large | Envelope | 0 | SH Envelope Com | Commercial Buildings | commercial building | 20 | 0 | 4968.0169 | 0 | OEB TRM V7 | 7221.1695 | 11762.5649 | 0 | 0 | OEB TRM V7 | 1 | 0.86 | 0.14 | 1 | 2019 APS, Xcel PS, Union gas end use survey | Com_Space_Cooling_&_Heating | Weather Sensitive | None | Payback-Based | 0 | 1 | 0 | 0 | Commercial
Commercial | Space Heating | NA | Condensing Make-Up Air Unit (MUA) | Conventional MUA (80% efficiency) | Condensing MAU (90% efficiency) | NEW Only | Com - Multi-residential - Large - Low-Income | Envelope | 0 | SH Envelope Com | Commercial Buildings | commercial building | 20 | 0 | 4968.0169 | 0 | OEB TRM V7 | 7221.1695 | 11762.5649 | 0 | 0 | OEB TRM V7 | 1 | 0.86 | 0.14 | 1 | 2019 APS, Xcel PS, Union gas end use survey | Com_Space_Cooling_&_Heating | Weather Sensitive | None | Payback-Based | 0 | 1 | 0 | 0 | Low Income
Commercial | Space Heating | NA | Condensing Make-Up Air Unit (MUA) | Conventional MUA (80% efficiency) | Condensing MAU (90% efficiency) | NEW Only | Com - Multi-residential - Small | Envelope | 0 | SH Envelope Com | Commercial Buildings | commercial building | 20 | 0 | 277.8718 | 0 | OEB TRM V7 | 403.8954 | 657.9053 | 0 | 0 | OEB TRM V7 | 1 | 0.86 | 0.14 | 1 | 2019 APS, Xcel PS, Union gas end use survey | Com_Space_Cooling_&_Heating | Weather Sensitive | None | Payback-Based | 0 | 1 | 0 | 0 | Commercial
Commercial | Space Heating | NA | Condensing Make-Up Air Unit (MUA) | Conventional MUA (80% efficiency) | Condensing MAU (90% efficiency) | NEW Only | Com - Multi-residential - Small - Low-Income | Envelope | 0 | SH Envelope Com | Commercial Buildings | commercial building | 20 | 0 | 277.8718 | 0 | OEB TRM V7 | 403.8954 | 657.9053 | 0 | 0 | OEB TRM V7 | 1 | 0.86 | 0.14 | 1 | 2019 APS, Xcel PS, Union gas end use survey | Com_Space_Cooling_&_Heating | Weather Sensitive | None | Payback-Based | 0 | 1 | 0 | 0 | Low Income
Commercial | Space Heating | NA | Condensing Make-Up Air Unit (MUA) | Conventional MUA (80% efficiency) | Condensing MAU (90% efficiency) | NEW Only | Com - Office - Large | Envelope | 0 | SH Envelope Com | Commercial Buildings | commercial building | 20 | 0 | 3696.4654 | 0 | OEB TRM V7 | 4507.2143 | 5025.2691 | 0 | 0 | OEB TRM V7 | 1 | 0.86 | 0.14 | 0.5 | 2019 APS, Xcel PS, Union gas end use survey | Com_Space_Cooling_&_Heating | Weather Sensitive | None | Payback-Based | 0 | 1 | 0 | 0 | Commercial
Commercial | Space Heating | NA | Condensing Make-Up Air Unit (MUA) | Conventional MUA (80% efficiency) | Condensing MAU (90% efficiency) | NEW Only | Com - Office - Small | Envelope | 0 | SH Envelope Com | Commercial Buildings | commercial building | 20 | 0 | 217.4974 | 0 | OEB TRM V7 | 265.2013 | 295.6833 | 0 | 0 | OEB TRM V7 | 1 | 0.86 | 0.14 | 0.40833 | 2019 APS, Xcel PS, Union gas end use survey | Com_Space_Cooling_&_Heating | Weather Sensitive | None | Payback-Based | 0 | 1 | 0 | 0 | Commercial
Commercial | Space Heating | NA | Condensing Make-Up Air Unit (MUA) | Conventional MUA (80% efficiency) | Condensing MAU (90% efficiency) | NEW Only | Com - Other Commercial - Large | Envelope | 0 | SH Envelope Com | Commercial Buildings | commercial building | 20 | 0 | 2788.7372 | 0 | OEB TRM V7 | 3400.3933 | 3791.2311 | 0 | 0 | OEB TRM V7 | 1 | 1 | 0 | 0.5 | 2019 APS, Xcel PS, Union gas end use survey | Com_Space_Cooling_&_Heating | Weather Sensitive | None | Payback-Based | 0 | 1 | 0 | 0 | Commercial
Commercial | Space Heating | NA | Condensing Make-Up Air Unit (MUA) | Conventional MUA (80% efficiency) | Condensing MAU (90% efficiency) | NEW Only | Com - Other Commercial - Small | Envelope | 0 | SH Envelope Com | Commercial Buildings | commercial building | 20 | 0 | 120.7404 | 0 | OEB TRM V7 | 147.2225 | 164.1442 | 0 | 0 | OEB TRM V7 | 1 | 1 | 0 | 0.5 | 2019 APS, Xcel PS, Union gas end use survey | Com_Space_Cooling_&_Heating | Weather Sensitive | None | Payback-Based | 0 | 1 | 0 | 0 | Commercial
Commercial | Space Heating | NA | Condensing Make-Up Air Unit (MUA) | Conventional MUA (80% efficiency) | Condensing MAU (90% efficiency) | NEW Only | Com - Restaurant | Envelope | 0 | SH Envelope Com | Commercial Buildings | commercial building | 20 | 0 | 156.9387 | 0 | OEB TRM V7 | 191.3602 | 213.355 | 0 | 0 | OEB TRM V7 | 1 | 0.63 | 0.37 | 0.5 | 2019 APS, Xcel PS, Union gas end use survey | Com_Space_Cooling_&_Heating | Weather Sensitive | None | Payback-Based | 0 | 1 | 0 | 0 | Commercial
Commercial | Space Heating | NA | Condensing Make-Up Air Unit (MUA) | Conventional MUA (80% efficiency) | Condensing MAU (90% efficiency) | NEW Only | Com - Retail - Large | Envelope | 0 | SH Envelope Com | Commercial Buildings | commercial building | 20 | 0 | 1411.4312 | 0 | OEB TRM V7 | 1721.0016 | 1918.8119 | 0 | 0 | OEB TRM V7 | 1 | 0.86 | 0.14 | 0.5 | 2019 APS, Xcel PS, Union gas end use survey | Com_Space_Cooling_&_Heating | Weather Sensitive | None | Payback-Based | 0 | 1 | 0 | 0 | Commercial
Commercial | Space Heating | NA | Condensing Make-Up Air Unit (MUA) | Conventional MUA (80% efficiency) | Condensing MAU (90% efficiency) | NEW Only | Com - Retail - Small | Envelope | 0 | SH Envelope Com | Commercial Buildings | commercial building | 20 | 0 | 118.9144 | 0 | OEB TRM V7 | 144.996 | 161.6617 | 0 | 0 | OEB TRM V7 | 1 | 0.86 | 0.14 | 0.5 | 2019 APS, Xcel PS, Union gas end use survey | Com_Space_Cooling_&_Heating | Weather Sensitive | None | Payback-Based | 0 | 1 | 0 | 0 | Commercial
Commercial | Space Heating | NA | Condensing Make-Up Air Unit (MUA) | Conventional MUA (80% efficiency) | Condensing MAU (90% efficiency) | NEW Only | Com - Schools - Large | Envelope | 0 | SH Envelope Com | Commercial Buildings | commercial building | 20 | 0 | 2174.4109 | 0 | OEB TRM V7 | 2651.3263 | 2956.0672 | 0 | 0 | OEB TRM V7 | 1 | 0.86 | 0.14 | 0.5 | 2019 APS, Xcel PS, Union gas end use survey | Com_Space_Cooling_&_Heating | Weather Sensitive | None | Payback-Based | 0 | 1 | 0 | 0 | Commercial
Commercial | Space Heating | NA | Condensing Make-Up Air Unit (MUA) | Conventional MUA (80% efficiency) | Condensing MAU (90% efficiency) | NEW Only | Com - Schools - Small | Envelope | 0 | SH Envelope Com | Commercial Buildings | commercial building | 20 | 0 | 700.4599 | 0 | OEB TRM V7 | 854.0923 | 952.2609 | 0 | 0 | OEB TRM V7 | 1 | 0.86 | 0.14 | 0.5 | 2019 APS, Xcel PS, Union gas end use survey | Com_Space_Cooling_&_Heating | Weather Sensitive | None | Payback-Based | 0 | 1 | 0 | 0 | Commercial
Commercial | Space Heating | NA | Condensing Make-Up Air Unit (MUA) | Conventional MUA (80% efficiency) | Condensing MAU (90% efficiency) | NEW Only | Com - University/College | Envelope | 0 | SH Envelope Com | Commercial Buildings | commercial building | 20 | 0 | 1776.3432 | 0 | OEB TRM V7 | 2165.9501 | 2414.9022 | 0 | 0 | OEB TRM V7 | 1 | 0.86 | 0.14 | 0.5 | 2019 APS, Xcel PS, Union gas end use survey | Com_Space_Cooling_&_Heating | Weather Sensitive | None | Payback-Based | 0 | 1 | 0 | 0 | Commercial
Commercial | Space Heating | NA | Condensing Make-Up Air Unit (MUA) | Conventional MUA (80% efficiency) | Condensing MAU (90% efficiency) | NEW Only | Com - Warehousing - Large | Envelope | 0 | SH Envelope Com | Commercial Buildings | commercial building | 20 | 0 | 73.2246 | 0 | OEB TRM V7 | 89.2851 | 99.5474 | 0 | 0 | OEB TRM V7 | 1 | 0.86 | 0.14 | 0.5 | 2019 APS, Xcel PS, Union gas end use survey | Com_Space_Cooling_&_Heating | Weather Sensitive | None | Payback-Based | 0 | 1 | 0 | 0 | Commercial
Commercial | Space Heating | NA | Condensing Make-Up Air Unit (MUA) | Conventional MUA (80% efficiency) | Condensing MAU (90% efficiency) | NEW Only | Com - Warehousing - Small | Envelope | 0 | SH Envelope Com | Commercial Buildings | commercial building | 20 | 0 | 6.4524 | 0 | OEB TRM V7 | 7.8676 | 8.7719 | 0 | 0 | OEB TRM V7 | 1 | 0.86 | 0.14 | 0.5 | 2019 APS, Xcel PS, Union gas end use survey | Com_Space_Cooling_&_Heating | Weather Sensitive | None | Payback-Based | 0 | 1 | 0 | 0 | Commercial
Commercial | Space Heating | NA | Condensing Make-Up Air Unit (MUA) | Conventional MUA (80% efficiency) | Condensing MAU (90% efficiency) | NEW Only | Com - Multi-residential - Medium | Envelope | 0 | SH Envelope Com | Commercial Buildings | commercial building | 20 | 0 | 1349.0963 | 0 | OEB TRM V7 | 1644.9947 | 1834.0688 | 0 | 0 | OEB TRM V7 | 1 | 0.86 | 0.14 | 1 | 2019 APS, Xcel PS, Union gas end use survey | Com_Space_Cooling_&_Heating | Weather Sensitive | None | Payback-Based | 0 | 1 | 0 | 0 | Commercial
Commercial | Space Heating | NA | Condensing Make-Up Air Unit (MUA) | Conventional MUA (80% efficiency) | Condensing MAU (90% efficiency) | NEW Only | Com - Multi-residential - Medium - Low-Income | Envelope | 0 | SH Envelope Com | Commercial Buildings | commercial building | 20 | 0 | 1349.0963 | 0 | OEB TRM V7 | 1644.9947 | 1834.0688 | 0 | 0 | OEB TRM V7 | 1 | 0.86 | 0.14 | 1 | 2019 APS, Xcel PS, Union gas end use survey | Com_Space_Cooling_&_Heating | Weather Sensitive | None | Payback-Based | 0 | 1 | 0 | 0 | Commercial
Commercial | Space Heating | NA | Boiler Controls - RET | No Boiler Controls | Lockout/reset controls, high turndown, linkageless controls, oxygen trim controls, shut-off damper | RET Only | Com - Hospital | Envelope | 0 | SH Envelope Com | Commercial Buildings | commercial building | 18 | 0 | 90320.2272 | 0 | Illinois TRM V11 - 4.4.4, 4.4.20-23 | 0 | 23966.1626 | 0 | 0 | Illinois TRM V11 - 4.4.4, 4.4.20-23 | 1 | 0.05 | 0.95 | 1 | 2019 APS, CBECS, BC Hydro PS | None | Weather Sensitive | None | Payback-Based | 0 | 1 | 0 | 0 | Commercial
Commercial | Space Heating | NA | Boiler Controls - RET | No Boiler Controls | Lockout/reset controls, high turndown, linkageless controls, oxygen trim controls, shut-off damper | RET Only | Com - Hotel - Large | Envelope | 0 | SH Envelope Com | Commercial Buildings | commercial building | 18 | 0 | 90310.0611 | 0 | Illinois TRM V11 - 4.4.4, 4.4.20-23 | 0 | 12665.7304 | 0 | 0 | Illinois TRM V11 - 4.4.4, 4.4.20-23 | 1 | 0.32 | 0.68 | 1 | 2019 APS, CBECS, BC Hydro PS | None | Weather Sensitive | None | Payback-Based | 0 | 1 | 0 | 0 | Commercial
Commercial | Space Heating | NA | Boiler Controls - RET | No Boiler Controls | Lockout/reset controls, high turndown, linkageless controls, oxygen trim controls, shut-off damper | RET Only | Com - Hotel - Small | Envelope | 0 | SH Envelope Com | Commercial Buildings | commercial building | 18 | 0 | 0 | 0 | Illinois TRM V11 - 4.4.4, 4.4.20-23 | 0 | 0 | 0 | 0 | Illinois TRM V11 - 4.4.4, 4.4.20-23 | 0 | 0.32 | 0.68 | 1 | 2019 APS, CBECS, BC Hydro PS | None | Weather Sensitive | None | Payback-Based | 0 | 1 | 0 | 0 | Commercial
Commercial | Space Heating | NA | Boiler Controls - RET | No Boiler Controls | Lockout/reset controls, high turndown, linkageless controls, oxygen trim controls, shut-off damper | RET Only | Com - Long Term Care | Envelope | 0 | SH Envelope Com | Commercial Buildings | commercial building | 18 | 0 | 90304.8003 | 0 | Illinois TRM V11 - 4.4.4, 4.4.20-23 | 0 | 6818.0334 | 0 | 0 | Illinois TRM V11 - 4.4.4, 4.4.20-23 | 1 | 0.32 | 0.68 | 1 | 2019 APS, CBECS, BC Hydro PS | None | Weather Sensitive | None | Payback-Based | 0 | 1 | 0 | 0 | Commercial
Commercial | Space Heating | NA | Boiler Controls - RET | No Boiler Controls | Lockout/reset controls, high turndown, linkageless controls, oxygen trim controls, shut-off damper | RET Only | Com - Multi-residential - Large | Envelope | 0 | SH Envelope Com | Commercial Buildings | commercial building | 18 | 0 | 90323.5868 | 0 | Illinois TRM V11 - 4.4.4, 4.4.20-23 | 0 | 27700.5419 | 0 | 0 | Illinois TRM V11 - 4.4.4, 4.4.20-23 | 1 | 0.32 | 0.68 | 1 | 2019 APS, CBECS, BC Hydro PS | None | Weather Sensitive | None | Payback-Based | 0 | 1 | 0 | 0 | Commercial
Commercial | Space Heating | NA | Boiler Controls - RET | No Boiler Controls | Lockout/reset controls, high turndown, linkageless controls, oxygen trim controls, shut-off damper | RET Only | Com - Multi-residential - Large - Low-Income | Envelope | 0 | SH Envelope Com | Commercial Buildings | commercial building | 18 | 0 | 90323.5868 | 0 | Illinois TRM V11 - 4.4.4, 4.4.20-23 | 0 | 27700.5419 | 0 | 0 | Illinois TRM V11 - 4.4.4, 4.4.20-23 | 1 | 0.32 | 0.68 | 1 | 2019 APS, CBECS, BC Hydro PS | None | Weather Sensitive | None | Payback-Based | 0 | 1 | 0 | 0 | Low Income
Commercial | Space Heating | NA | Boiler Controls - RET | No Boiler Controls | Lockout/reset controls, high turndown, linkageless controls, oxygen trim controls, shut-off damper | RET Only | Com - Multi-residential - Small | Envelope | 0 | SH Envelope Com | Commercial Buildings | commercial building | 18 | 0 | 0 | 0 | Illinois TRM V11 - 4.4.4, 4.4.20-23 | 0 | 0 | 0 | 0 | Illinois TRM V11 - 4.4.4, 4.4.20-23 | 0 | 0.32 | 0.68 | 1 | 2019 APS, CBECS, BC Hydro PS | None | Weather Sensitive | None | Payback-Based | 0 | 1 | 0 | 0 | Commercial
Commercial | Space Heating | NA | Boiler Controls - RET | No Boiler Controls | Lockout/reset controls, high turndown, linkageless controls, oxygen trim controls, shut-off damper | RET Only | Com - Multi-residential - Small - Low-Income | Envelope | 0 | SH Envelope Com | Commercial Buildings | commercial building | 18 | 0 | 0 | 0 | Illinois TRM V11 - 4.4.4, 4.4.20-23 | 0 | 0 | 0 | 0 | Illinois TRM V11 - 4.4.4, 4.4.20-23 | 0 | 0.32 | 0.68 | 1 | 2019 APS, CBECS, BC Hydro PS | None | Weather Sensitive | None | Payback-Based | 0 | 1 | 0 | 0 | Low Income
Commercial | Space Heating | NA | Boiler Controls - RET | No Boiler Controls | Lockout/reset controls, high turndown, linkageless controls, oxygen trim controls, shut-off damper | RET Only | Com - Office - Large | Envelope | 0 | SH Envelope Com | Commercial Buildings | commercial building | 18 | 0 | 90313.5002 | 0 | Illinois TRM V11 - 4.4.4, 4.4.20-23 | 0 | 16488.526 | 0 | 0 | Illinois TRM V11 - 4.4.4, 4.4.20-23 | 1 | 0.26 | 0.74 | 1 | 2019 APS, CBECS, BC Hydro PS | None | Weather Sensitive | None | Payback-Based | 0 | 1 | 0 | 0 | Commercial
Commercial | Space Heating | NA | Boiler Controls - RET | No Boiler Controls | Lockout/reset controls, high turndown, linkageless controls, oxygen trim controls, shut-off damper | RET Only | Com - Office - Small | Envelope | 0 | SH Envelope Com | Commercial Buildings | commercial building | 18 | 0 | 0 | 0 | Illinois TRM V11 - 4.4.4, 4.4.20-23 | 0 | 0 | 0 | 0 | Illinois TRM V11 - 4.4.4, 4.4.20-23 | 0 | 0.26 | 0.74 | 1 | 2019 APS, CBECS, BC Hydro PS | None | Weather Sensitive | None | Payback-Based | 0 | 1 | 0 | 0 | Commercial
Commercial | Space Heating | NA | Boiler Controls - RET | No Boiler Controls | Lockout/reset controls, high turndown, linkageless controls, oxygen trim controls, shut-off damper | RET Only | Com - Other Commercial - Large | Envelope | 0 | SH Envelope Com | Commercial Buildings | commercial building | 18 | 0 | 90312.6553 | 0 | Illinois TRM V11 - 4.4.4, 4.4.20-23 | 0 | 15549.3695 | 0 | 0 | Illinois TRM V11 - 4.4.4, 4.4.20-23 | 1 | 0.205 | 0.795 | 1 | 2019 APS, CBECS, BC Hydro PS | None | Weather Sensitive | None | Payback-Based | 0 | 1 | 0 | 0 | Commercial
Commercial | Space Heating | NA | Boiler Controls - RET | No Boiler Controls | Lockout/reset controls, high turndown, linkageless controls, oxygen trim controls, shut-off damper | RET Only | Com - Other Commercial - Small | Envelope | 0 | SH Envelope Com | Commercial Buildings | commercial building | 18 | 0 | 0 | 0 | Illinois TRM V11 - 4.4.4, 4.4.20-23 | 0 | 0 | 0 | 0 | Illinois TRM V11 - 4.4.4, 4.4.20-23 | 0 | 0.205 | 0.795 | 1 | 2019 APS, CBECS, BC Hydro PS | None | Weather Sensitive | None | Payback-Based | 0 | 1 | 0 | 0 | Commercial
Commercial | Space Heating | NA | Boiler Controls - RET | No Boiler Controls | Lockout/reset controls, high turndown, linkageless controls, oxygen trim controls, shut-off damper | RET Only | Com - Restaurant | Envelope | 0 | SH Envelope Com | Commercial Buildings | commercial building | 18 | 0 | 0 | 0 | Illinois TRM V11 - 4.4.4, 4.4.20-23 | 0 | 0 | 0 | 0 | Illinois TRM V11 - 4.4.4, 4.4.20-23 | 0 | 0.27 | 0.73 | 1 | 2019 APS, CBECS, BC Hydro PS | None | Weather Sensitive | None | Payback-Based | 0 | 1 | 0 | 0 | Commercial
Commercial | Space Heating | NA | Boiler Controls - RET | No Boiler Controls | Lockout/reset controls, high turndown, linkageless controls, oxygen trim controls, shut-off damper | RET Only | Com - Retail - Large | Envelope | 0 | SH Envelope Com | Commercial Buildings | commercial building | 18 | 0 | 90305.7466 | 0 | Illinois TRM V11 - 4.4.4, 4.4.20-23 | 0 | 7869.8222 | 0 | 0 | Illinois TRM V11 - 4.4.4, 4.4.20-23 | 1 | 0.29 | 0.71 | 1 | 2019 APS, CBECS, BC Hydro PS | None | Weather Sensitive | None | Payback-Based | 0 | 1 | 0 | 0 | Commercial
Commercial | Space Heating | NA | Boiler Controls - RET | No Boiler Controls | Lockout/reset controls, high turndown, linkageless controls, oxygen trim controls, shut-off damper | RET Only | Com - Retail - Small | Envelope | 0 | SH Envelope Com | Commercial Buildings | commercial building | 18 | 0 | 0 | 0 | Illinois TRM V11 - 4.4.4, 4.4.20-23 | 0 | 0 | 0 | 0 | Illinois TRM V11 - 4.4.4, 4.4.20-23 | 0 | 0.29 | 0.71 | 1 | 2019 APS, CBECS, BC Hydro PS | None | Weather Sensitive | None | Payback-Based | 0 | 1 | 0 | 0 | Commercial
Commercial | Space Heating | NA | Boiler Controls - RET | No Boiler Controls | Lockout/reset controls, high turndown, linkageless controls, oxygen trim controls, shut-off damper | RET Only | Com - Schools - Large | Envelope | 0 | SH Envelope Com | Commercial Buildings | commercial building | 18 | 0 | 90306.3016 | 0 | Illinois TRM V11 - 4.4.4, 4.4.20-23 | 0 | 8486.8174 | 0 | 0 | Illinois TRM V11 - 4.4.4, 4.4.20-23 | 1 | 0.05 | 0.95 | 1 | 2019 APS, CBECS, BC Hydro PS | None | Weather Sensitive | None | Payback-Based | 0 | 1 | 0 | 0 | Commercial
Commercial | Space Heating | NA | Boiler Controls - RET | No Boiler Controls | Lockout/reset controls, high turndown, linkageless controls, oxygen trim controls, shut-off damper | RET Only | Com - Schools - Small | Envelope | 0 | SH Envelope Com | Commercial Buildings | commercial building | 18 | 0 | 0 | 0 | Illinois TRM V11 - 4.4.4, 4.4.20-23 | 0 | 0 | 0 | 0 | Illinois TRM V11 - 4.4.4, 4.4.20-23 | 0 | 0.05 | 0.95 | 1 | 2019 APS, CBECS, BC Hydro PS | None | Weather Sensitive | None | Payback-Based | 0 | 1 | 0 | 0 | Commercial
Commercial | Space Heating | NA | Boiler Controls - RET | No Boiler Controls | Lockout/reset controls, high turndown, linkageless controls, oxygen trim controls, shut-off damper | RET Only | Com - University/College | Envelope | 0 | SH Envelope Com | Commercial Buildings | commercial building | 18 | 0 | 90310.2501 | 0 | Illinois TRM V11 - 4.4.4, 4.4.20-23 | 0 | 12875.8357 | 0 | 0 | Illinois TRM V11 - 4.4.4, 4.4.20-23 | 1 | 0.05 | 0.95 | 1 | 2019 APS, CBECS, BC Hydro PS | None | Weather Sensitive | None | Payback-Based | 0 | 1 | 0 | 0 | Commercial
Commercial | Space Heating | NA | Boiler Controls - RET | No Boiler Controls | Lockout/reset controls, high turndown, linkageless controls, oxygen trim controls, shut-off damper | RET Only | Com - Warehousing - Large | Envelope | 0 | SH Envelope Com | Commercial Buildings | commercial building | 18 | 0 | 90305.8291 | 0 | Illinois TRM V11 - 4.4.4, 4.4.20-23 | 0 | 13774.2895 | 0 | 0 | Illinois TRM V11 - 4.4.4, 4.4.20-23 | 1 | 0.24 | 0.76 | 1 | 2019 APS, CBECS, BC Hydro PS | None | Weather Sensitive | None | Payback-Based | 0 | 1 | 0 | 0 | Commercial
Commercial | Space Heating | NA | Boiler Controls - RET | No Boiler Controls | Lockout/reset controls, high turndown, linkageless controls, oxygen trim controls, shut-off damper | RET Only | Com - Warehousing - Small | Envelope | 0 | SH Envelope Com | Commercial Buildings | commercial building | 18 | 0 | 0 | 0 | Illinois TRM V11 - 4.4.4, 4.4.20-23 | 0 | 0 | 0 | 0 | Illinois TRM V11 - 4.4.4, 4.4.20-23 | 0 | 0.24 | 0.76 | 1 | 2019 APS, CBECS, BC Hydro PS | None | Weather Sensitive | None | Payback-Based | 0 | 1 | 0 | 0 | Commercial
Commercial | Space Heating | NA | Boiler Controls - RET | No Boiler Controls | Lockout/reset controls, high turndown, linkageless controls, oxygen trim controls, shut-off damper | RET Only | Com - Multi-residential - Medium | Envelope | 0 | SH Envelope Com | Commercial Buildings | commercial building | 18 | 0 | 90313.5002 | 0 | Illinois TRM V11 - 4.4.4, 4.4.20-23 | 0 | 7522.2565 | 0 | 0 | Illinois TRM V11 - 4.4.4, 4.4.20-23 | 1 | 0.32 | 0.68 | 1 | 2019 APS, CBECS, BC Hydro PS | None | Weather Sensitive | None | Payback-Based | 0 | 1 | 0 | 0 | Commercial
Commercial | Space Heating | NA | Boiler Controls - RET | No Boiler Controls | Lockout/reset controls, high turndown, linkageless controls, oxygen trim controls, shut-off damper | RET Only | Com - Multi-residential - Medium - Low-Income | Envelope | 0 | SH Envelope Com | Commercial Buildings | commercial building | 18 | 0 | 90312.6553 | 0 | Illinois TRM V11 - 4.4.4, 4.4.20-23 | 0 | 7522.2565 | 0 | 0 | Illinois TRM V11 - 4.4.4, 4.4.20-23 | 1 | 0.32 | 0.68 | 1 | 2019 APS, CBECS, BC Hydro PS | None | Weather Sensitive | None | Payback-Based | 0 | 1 | 0 | 0 | Commercial
Commercial | Space Heating | NA | Steam Trap | Failed Steam Trap | Steam Trap | RET Only | Com - Hospital | Envelope | 0 | SH Envelope Com | Commercial Buildings | commercial building | 6 | 0 | 131.1354 | 0 | Illinois TRM V11 - 4.4.16 | 0 | 866.0845 | 0 | 0 | Illinois TRM V11 - 4.4.16 | 1 | 0.9 | 0.1 | 0.4 | Michigan Potential Study 2021, SAG input | None | Weather Sensitive | None | Payback-Based | 0 | 1 | 0 | 0 | Commercial
Commercial | Space Heating | NA | Steam Trap | Failed Steam Trap | Steam Trap | RET Only | Com - Hotel - Large | Envelope | 0 | SH Envelope Com | Commercial Buildings | commercial building | 6 | 0 | 69.303 | 0 | Illinois TRM V11 - 4.4.16 | 0 | 457.7117 | 0 | 0 | Illinois TRM V11 - 4.4.16 | 1 | 0.9 | 0.1 | 0.3 | Michigan Potential Study 2021, SAG input | None | Weather Sensitive | None | Payback-Based | 0 | 1 | 0 | 0 | Commercial
Commercial | Space Heating | NA | Steam Trap | Failed Steam Trap | Steam Trap | RET Only | Com - Hotel - Small | Envelope | 0 | SH Envelope Com | Commercial Buildings | commercial building | 6 | 0 | 8.0334 | 0 | Illinois TRM V11 - 4.4.16 | 0 | 53.0565 | 0 | 0 | Illinois TRM V11 - 4.4.16 | 1 | 0.9 | 0.1 | 0 | Michigan Potential Study 2021, SAG input | None | Weather Sensitive | None | Payback-Based | 0 | 1 | 0 | 0 | Commercial
Commercial | Space Heating | NA | Steam Trap | Failed Steam Trap | Steam Trap | RET Only | Com - Long Term Care | Envelope | 0 | SH Envelope Com | Commercial Buildings | commercial building | 6 | 0 | 48.498 | 0 | Illinois TRM V11 - 4.4.16 | 0 | 320.3054 | 0 | 0 | Illinois TRM V11 - 4.4.16 | 1 | 0.9 | 0.1 | 0 | Michigan Potential Study 2021, SAG input | None | Weather Sensitive | None | Payback-Based | 0 | 1 | 0 | 0 | Commercial
Commercial | Space Heating | NA | Steam Trap | Failed Steam Trap | Steam Trap | RET Only | Com - Multi-residential - Large | Envelope | 0 | SH Envelope Com | Commercial Buildings | commercial building | 6 | 0 | 197.0395 | 0 | Illinois TRM V11 - 4.4.16 | 0 | 925.1556 | 0 | 0 | Illinois TRM V11 - 4.4.16 | 1 | 0.9 | 0.1 | 0 | Michigan Potential Study 2021, SAG input | None | Weather Sensitive | None | Payback-Based | 0 | 1 | 0 | 0 | Commercial
Commercial | Space Heating | NA | Steam Trap | Failed Steam Trap | Steam Trap | RET Only | Com - Multi-residential - Large - Low-Income | Envelope | 0 | SH Envelope Com | Commercial Buildings | commercial building | 6 | 0 | 197.0395 | 0 | Illinois TRM V11 - 4.4.16 | 0 | 925.1556 | 0 | 0 | Illinois TRM V11 - 4.4.16 | 1 | 0.9 | 0.1 | 0 | Michigan Potential Study 2021, SAG input | None | Weather Sensitive | None | Payback-Based | 0 | 1 | 0 | 0 | Low Income
Commercial | Space Heating | NA | Steam Trap | Failed Steam Trap | Steam Trap | RET Only | Com - Multi-residential - Small | Envelope | 0 | SH Envelope Com | Commercial Buildings | commercial building | 6 | 0 | 9.7812 | 0 | Illinois TRM V11 - 4.4.16 | 0 | 45.9257 | 0 | 0 | Illinois TRM V11 - 4.4.16 | 1 | 0.9 | 0.1 | 0 | Michigan Potential Study 2021, SAG input | None | Weather Sensitive | None | Payback-Based | 0 | 1 | 0 | 0 | Commercial
Commercial | Space Heating | NA | Steam Trap | Failed Steam Trap | Steam Trap | RET Only | Com - Multi-residential - Small - Low-Income | Envelope | 0 | SH Envelope Com | Commercial Buildings | commercial building | 6 | 0 | 9.7812 | 0 | Illinois TRM V11 - 4.4.16 | 0 | 45.9257 | 0 | 0 | Illinois TRM V11 - 4.4.16 | 1 | 0.9 | 0.1 | 0 | Michigan Potential Study 2021, SAG input | None | Weather Sensitive | None | Payback-Based | 0 | 1 | 0 | 0 | Low Income
Commercial | Space Heating | NA | Steam Trap | Failed Steam Trap | Steam Trap | RET Only | Com - Office - Large | Envelope | 0 | SH Envelope Com | Commercial Buildings | commercial building | 6 | 0 | 146.6077 | 0 | Illinois TRM V11 - 4.4.16 | 0 | 968.2711 | 0 | 0 | Illinois TRM V11 - 4.4.16 | 1 | 0.9 | 0.1 | 0 | Michigan Potential Study 2021, SAG input | None | Weather Sensitive | None | Payback-Based | 0 | 1 | 0 | 0 | Commercial
Commercial | Space Heating | NA | Steam Trap | Failed Steam Trap | Steam Trap | RET Only | Com - Office - Small | Envelope | 0 | SH Envelope Com | Commercial Buildings | commercial building | 6 | 0 | 7.656 | 0 | Illinois TRM V11 - 4.4.16 | 0 | 50.5643 | 0 | 0 | Illinois TRM V11 - 4.4.16 | 1 | 0.9 | 0.1 | 0 | Michigan Potential Study 2021, SAG input | None | Weather Sensitive | None | Payback-Based | 0 | 1 | 0 | 0 | Commercial
Commercial | Space Heating | NA | Steam Trap | Failed Steam Trap | Steam Trap | RET Only | Com - Other Commercial - Large | Envelope | 0 | SH Envelope Com | Commercial Buildings | commercial building | 6 | 0 | 110.6058 | 0 | Illinois TRM V11 - 4.4.16 | 0 | 730.4961 | 0 | 0 | Illinois TRM V11 - 4.4.16 | 1 | 0.9 | 0.1 | 0 | Michigan Potential Study 2021, SAG input | None | Weather Sensitive | None | Payback-Based | 0 | 1 | 0 | 0 | Commercial
Commercial | Space Heating | NA | Steam Trap | Failed Steam Trap | Steam Trap | RET Only | Com - Other Commercial - Small | Envelope | 0 | SH Envelope Com | Commercial Buildings | commercial building | 6 | 0 | 4.2501 | 0 | Illinois TRM V11 - 4.4.16 | 0 | 28.07 | 0 | 0 | Illinois TRM V11 - 4.4.16 | 1 | 0.9 | 0.1 | 0 | Michigan Potential Study 2021, SAG input | None | Weather Sensitive | None | Payback-Based | 0 | 1 | 0 | 0 | Commercial
Commercial | Space Heating | NA | Steam Trap | Failed Steam Trap | Steam Trap | RET Only | Com - Restaurant | Envelope | 0 | SH Envelope Com | Commercial Buildings | commercial building | 6 | 0 | 5.5243 | 0 | Illinois TRM V11 - 4.4.16 | 0 | 36.4855 | 0 | 0 | Illinois TRM V11 - 4.4.16 | 1 | 0.9 | 0.1 | 0.2 | Michigan Potential Study 2021, SAG input | None | Weather Sensitive | None | Payback-Based | 0 | 1 | 0 | 0 | Commercial
Commercial | Space Heating | NA | Steam Trap | Failed Steam Trap | Steam Trap | RET Only | Com - Retail - Large | Envelope | 0 | SH Envelope Com | Commercial Buildings | commercial building | 6 | 0 | 55.9796 | 0 | Illinois TRM V11 - 4.4.16 | 0 | 369.7175 | 0 | 0 | Illinois TRM V11 - 4.4.16 | 1 | 0.9 | 0.1 | 0 | Michigan Potential Study 2021, SAG input | None | Weather Sensitive | None | Payback-Based | 0 | 1 | 0 | 0 | Commercial
Commercial | Space Heating | NA | Steam Trap | Failed Steam Trap | Steam Trap | RET Only | Com - Retail - Small | Envelope | 0 | SH Envelope Com | Commercial Buildings | commercial building | 6 | 0 | 4.1859 | 0 | Illinois TRM V11 - 4.4.16 | 0 | 27.6455 | 0 | 0 | Illinois TRM V11 - 4.4.16 | 1 | 0.9 | 0.1 | 0 | Michigan Potential Study 2021, SAG input | None | Weather Sensitive | None | Payback-Based | 0 | 1 | 0 | 0 | Commercial
Commercial | Space Heating | NA | Steam Trap | Failed Steam Trap | Steam Trap | RET Only | Com - Schools - Large | Envelope | 0 | SH Envelope Com | Commercial Buildings | commercial building | 6 | 0 | 86.2406 | 0 | Illinois TRM V11 - 4.4.16 | 0 | 569.5763 | 0 | 0 | Illinois TRM V11 - 4.4.16 | 1 | 0.9 | 0.1 | 0 | Michigan Potential Study 2021, SAG input | None | Weather Sensitive | None | Payback-Based | 0 | 1 | 0 | 0 | Commercial
Commercial | Space Heating | NA | Steam Trap | Failed Steam Trap | Steam Trap | RET Only | Com - Schools - Small | Envelope | 0 | SH Envelope Com | Commercial Buildings | commercial building | 6 | 0 | 24.6566 | 0 | Illinois TRM V11 - 4.4.16 | 0 | 162.8444 | 0 | 0 | Illinois TRM V11 - 4.4.16 | 1 | 0.9 | 0.1 | 0 | Michigan Potential Study 2021, SAG input | None | Weather Sensitive | None | Payback-Based | 0 | 1 | 0 | 0 | Commercial
Commercial | Space Heating | NA | Steam Trap | Failed Steam Trap | Steam Trap | RET Only | Com - University/College | Envelope | 0 | SH Envelope Com | Commercial Buildings | commercial building | 6 | 0 | 70.4526 | 0 | Illinois TRM V11 - 4.4.16 | 0 | 465.3044 | 0 | 0 | Illinois TRM V11 - 4.4.16 | 1 | 0.9 | 0.1 | 0.2 | Michigan Potential Study 2021, SAG input | None | Weather Sensitive | None | Payback-Based | 0 | 1 | 0 | 0 | Commercial
Commercial | Space Heating | NA | Steam Trap | Failed Steam Trap | Steam Trap | RET Only | Com - Warehousing - Large | Envelope | 0 | SH Envelope Com | Commercial Buildings | commercial building | 6 | 0 | 43.5631 | 0 | Illinois TRM V11 - 4.4.16 | 0 | 287.7126 | 0 | 0 | Illinois TRM V11 - 4.4.16 | 1 | 0.9 | 0.1 | 0 | Michigan Potential Study 2021, SAG input | None | Weather Sensitive | None | Payback-Based | 0 | 1 | 0 | 0 | Commercial
Commercial | Space Heating | NA | Steam Trap | Failed Steam Trap | Steam Trap | RET Only | Com - Warehousing - Small | Envelope | 0 | SH Envelope Com | Commercial Buildings | commercial building | 6 | 0 | 3.4069 | 0 | Illinois TRM V11 - 4.4.16 | 0 | 22.501 | 0 | 0 | Illinois TRM V11 - 4.4.16 | 1 | 0.9 | 0.1 | 0 | Michigan Potential Study 2021, SAG input | None | Weather Sensitive | None | Payback-Based | 0 | 1 | 0 | 0 | Commercial
Commercial | Space Heating | NA | Steam Trap | Failed Steam Trap | Steam Trap | RET Only | Com - Multi-residential - Medium | Envelope | 0 | SH Envelope Com | Commercial Buildings | commercial building | 6 | 0 | 53.5073 | 0 | Illinois TRM V11 - 4.4.16 | 0 | 353.3892 | 0 | 0 | Illinois TRM V11 - 4.4.16 | 1 | 0.9 | 0.1 | 0 | Michigan Potential Study 2021, SAG input | None | Weather Sensitive | None | Payback-Based | 0 | 1 | 0 | 0 | Commercial
Commercial | Space Heating | NA | Steam Trap | Failed Steam Trap | Steam Trap | RET Only | Com - Multi-residential - Medium - Low-Income | Envelope | 0 | SH Envelope Com | Commercial Buildings | commercial building | 6 | 0 | 53.5073 | 0 | Illinois TRM V11 - 4.4.16 | 0 | 353.3892 | 0 | 0 | Illinois TRM V11 - 4.4.16 | 1 | 0.9 | 0.1 | 0 | Michigan Potential Study 2021, SAG input | None | Weather Sensitive | None | Payback-Based | 0 | 1 | 0 | 0 | Commercial
Commercial | Water Heating | WH Engine | Electric Heat Pump Water Heater - FS | Gas Storage WH (0.67 UEF) | HPWH (3.2 UEF) | ROB and NEW | Com - Hospital | Engine | 1 | WH Engine Com | Commercial Buildings | commercial building | 15 | 0 | 0 | 0 | Illinois TRM V11 - 4.3.1 | 0 | 0 | 0 | 0 | Illinois TRM V11 - 4.3.1 | 1 | 0.69942 | 0 | 0 | 2019 APS, GH SME-based assumptions | Com_Domestic_Hot_Water | Baseload | Hot Water Heat Pump | Payback-Based | 0 | 1 | 0 | 0 | Commercial
Commercial | Water Heating | WH Engine | Electric Heat Pump Water Heater - FS | Gas Storage WH (0.67 UEF) | HPWH (3.2 UEF) | ROB and NEW | Com - Hotel - Large | Engine | 1 | WH Engine Com | Commercial Buildings | commercial building | 15 | 0 | 0 | 0 | Illinois TRM V11 - 4.3.1 | 0 | 0 | 0 | 0 | Illinois TRM V11 - 4.3.1 | 1 | 0.93185 | 0 | 0 | 2019 APS, GH SME-based assumptions | Com_Domestic_Hot_Water | Baseload | Hot Water Heat Pump | Payback-Based | 0 | 1 | 0 | 0 | Commercial
Commercial | Water Heating | WH Engine | Electric Heat Pump Water Heater - FS | Gas Storage WH (0.67 UEF) | HPWH (3.2 UEF) | ROB and NEW | Com - Hotel - Small | Engine | 1 | WH Engine Com | Commercial Buildings | commercial building | 15 | 0 | 312.2924 | 0 | Illinois TRM V11 - 4.3.1 | -3254.3134 | 1353.9563 | -0.48079 | -0.48079 | Illinois TRM V11 - 4.3.1 | 1 | 0.93185 | 0 | 1 | 2019 APS, GH SME-based assumptions | Com_Domestic_Hot_Water | Baseload | Hot Water Heat Pump | Payback-Based | 0 | 1 | 0 | 0 | Commercial
Commercial | Water Heating | WH Engine | Electric Heat Pump Water Heater - FS | Gas Storage WH (0.67 UEF) | HPWH (3.2 UEF) | ROB and NEW | Com - Long Term Care | Engine | 1 | WH Engine Com | Commercial Buildings | commercial building | 15 | 0 | 0 | 0 | Illinois TRM V11 - 4.3.1 | 0 | 0 | 0 | 0 | Illinois TRM V11 - 4.3.1 | 1 | 0.69942 | 0 | 0 | 2019 APS, GH SME-based assumptions | Com_Domestic_Hot_Water | Baseload | Hot Water Heat Pump | Payback-Based | 0 | 1 | 0 | 0 | Commercial
Commercial | Water Heating | WH Engine | Electric Heat Pump Water Heater - FS | Gas Storage WH (0.67 UEF) | HPWH (3.2 UEF) | ROB and NEW | Com - Multi-residential - Large | Engine | 1 | WH Engine Com | Commercial Buildings | commercial building | 15 | 0 | 0 | 0 | Illinois TRM V11 - 4.3.1 | 0 | 0 | 0 | 0 | Illinois TRM V11 - 4.3.1 | 1 | 0.87776 | 0 | 0 | 2019 APS, GH SME-based assumptions | Com_Domestic_Hot_Water | Baseload | Hot Water Heat Pump | Payback-Based | 0 | 1 | 0 | 0 | Commercial
Commercial | Water Heating | WH Engine | Electric Heat Pump Water Heater - FS | Gas Storage WH (0.67 UEF) | HPWH (3.2 UEF) | ROB and NEW | Com - Multi-residential - Large - Low-Income | Engine | 1 | WH Engine Com | Commercial Buildings | commercial building | 15 | 0 | 0 | 0 | Illinois TRM V11 - 4.3.1 | 0 | 0 | 0 | 0 | Illinois TRM V11 - 4.3.1 | 1 | 0.87776 | 0 | 0 | 2019 APS, GH SME-based assumptions | Com_Domestic_Hot_Water | Baseload | Hot Water Heat Pump | Payback-Based | 0 | 1 | 0 | 0 | Low Income
Commercial | Water Heating | WH Engine | Electric Heat Pump Water Heater - FS | Gas Storage WH (0.67 UEF) | HPWH (3.2 UEF) | ROB and NEW | Com - Multi-residential - Small | Engine | 1 | WH Engine Com | Commercial Buildings | commercial building | 15 | 0 | 374.0428 | 0 | Illinois TRM V11 - 4.3.1 | -17706.1519 | 7366.64 | -2.6159 | -2.6159 | Illinois TRM V11 - 4.3.1 | 1 | 0.87776 | 0 | 1 | 2019 APS, GH SME-based assumptions | Com_Domestic_Hot_Water | Baseload | Hot Water Heat Pump | Payback-Based | 0 | 1 | 0 | 0 | Commercial
Commercial | Water Heating | WH Engine | Electric Heat Pump Water Heater - FS | Gas Storage WH (0.67 UEF) | HPWH (3.2 UEF) | ROB and NEW | Com - Multi-residential - Small - Low-Income | Engine | 1 | WH Engine Com | Commercial Buildings | commercial building | 15 | 0 | 374.0428 | 0 | Illinois TRM V11 - 4.3.1 | -17706.1519 | 7366.64 | -2.6159 | -2.6159 | Illinois TRM V11 - 4.3.1 | 1 | 0.87776 | 0 | 1 | 2019 APS, GH SME-based assumptions | Com_Domestic_Hot_Water | Baseload | Hot Water Heat Pump | Payback-Based | 0 | 1 | 0 | 0 | Low Income
Commercial | Water Heating | WH Engine | Electric Heat Pump Water Heater - FS | Gas Storage WH (0.67 UEF) | HPWH (3.2 UEF) | ROB and NEW | Com - Office - Large | Engine | 1 | WH Engine Com | Commercial Buildings | commercial building | 15 | 0 | 0 | 0 | Illinois TRM V11 - 4.3.1 | 0 | 0 | 0 | 0 | Illinois TRM V11 - 4.3.1 | 1 | 0.98361 | 0 | 0 | 2019 APS, GH SME-based assumptions | Com_Domestic_Hot_Water | Baseload | Hot Water Heat Pump | Payback-Based | 0 | 1 | 0 | 0 | Commercial
Commercial | Water Heating | WH Engine | Electric Heat Pump Water Heater - FS | Gas Storage WH (0.67 UEF) | HPWH (3.2 UEF) | ROB and NEW | Com - Office - Small | Engine | 1 | WH Engine Com | Commercial Buildings | commercial building | 15 | 0 | 261.219 | 0 | Illinois TRM V11 - 4.3.1 | -823.9275 | 342.7948 | -0.12173 | -0.12173 | Illinois TRM V11 - 4.3.1 | 1 | 0.98361 | 0 | 1 | 2019 APS, GH SME-based assumptions | Com_Domestic_Hot_Water | Baseload | Hot Water Heat Pump | Payback-Based | 0 | 1 | 0 | 0 | Commercial
Commercial | Water Heating | WH Engine | Electric Heat Pump Water Heater - FS | Gas Storage WH (0.67 UEF) | HPWH (3.2 UEF) | ROB and NEW | Com - Other Commercial - Large | Engine | 1 | WH Engine Com | Commercial Buildings | commercial building | 15 | 0 | 0 | 0 | Illinois TRM V11 - 4.3.1 | 0 | 0 | 0 | 0 | Illinois TRM V11 - 4.3.1 | 1 | 0.97388 | 0 | 0 | 2019 APS, GH SME-based assumptions | Com_Domestic_Hot_Water | Baseload | Hot Water Heat Pump | Payback-Based | 0 | 1 | 0 | 0 | Commercial
Commercial | Water Heating | WH Engine | Electric Heat Pump Water Heater - FS | Gas Storage WH (0.67 UEF) | HPWH (3.2 UEF) | ROB and NEW | Com - Other Commercial - Small | Engine | 1 | WH Engine Com | Commercial Buildings | commercial building | 15 | 0 | 634.7678 | 0 | Illinois TRM V11 - 4.3.1 | -1379.9995 | 574.1484 | -0.20388 | -0.20388 | Illinois TRM V11 - 4.3.1 | 1 | 0.97388 | 0 | 1 | 2019 APS, GH SME-based assumptions | Com_Domestic_Hot_Water | Baseload | Hot Water Heat Pump | Payback-Based | 0 | 1 | 0 | 0 | Commercial
Commercial | Water Heating | WH Engine | Electric Heat Pump Water Heater - FS | Gas Storage WH (0.67 UEF) | HPWH (3.2 UEF) | ROB and NEW | Com - Restaurant | Engine | 1 | WH Engine Com | Commercial Buildings | commercial building | 15 | 0 | 2179.1998 | 0 | Illinois TRM V11 - 4.3.1 | -12452.9232 | 5181.0355 | -1.8398 | -1.8398 | Illinois TRM V11 - 4.3.1 | 1 | 0.99342 | 0 | 1 | 2019 APS, GH SME-based assumptions | Com_Domestic_Hot_Water | Baseload | Hot Water Heat Pump | Payback-Based | 0 | 1 | 0 | 0 | Commercial
Commercial | Water Heating | WH Engine | Electric Heat Pump Water Heater - FS | Gas Storage WH (0.67 UEF) | HPWH (3.2 UEF) | ROB and NEW | Com - Retail - Large | Engine | 1 | WH Engine Com | Commercial Buildings | commercial building | 15 | 0 | 0 | 0 | Illinois TRM V11 - 4.3.1 | 0 | 0 | 0 | 0 | Illinois TRM V11 - 4.3.1 | 1 | 0.98236 | 0 | 0 | 2019 APS, GH SME-based assumptions | Com_Domestic_Hot_Water | Baseload | Hot Water Heat Pump | Payback-Based | 0 | 1 | 0 | 0 | Commercial
Commercial | Water Heating | WH Engine | Electric Heat Pump Water Heater - FS | Gas Storage WH (0.67 UEF) | HPWH (3.2 UEF) | ROB and NEW | Com - Retail - Small | Engine | 1 | WH Engine Com | Commercial Buildings | commercial building | 15 | 0 | 51.2334 | 0 | Illinois TRM V11 - 4.3.1 | -1291.3541 | 537.2675 | -0.19078 | -0.19078 | Illinois TRM V11 - 4.3.1 | 1 | 0.98236 | 0 | 1 | 2019 APS, GH SME-based assumptions | Com_Domestic_Hot_Water | Baseload | Hot Water Heat Pump | Payback-Based | 0 | 1 | 0 | 0 | Commercial
Commercial | Water Heating | WH Engine | Electric Heat Pump Water Heater - FS | Gas Storage WH (0.67 UEF) | HPWH (3.2 UEF) | ROB and NEW | Com - Schools - Large | Engine | 1 | WH Engine Com | Commercial Buildings | commercial building | 15 | 0 | 0 | 0 | Illinois TRM V11 - 4.3.1 | 0 | 0 | 0 | 0 | Illinois TRM V11 - 4.3.1 | 1 | 0.95524 | 0 | 0 | 2019 APS, GH SME-based assumptions | Com_Domestic_Hot_Water | Baseload | Hot Water Heat Pump | Payback-Based | 0 | 1 | 0 | 0 | Commercial
Commercial | Water Heating | WH Engine | Electric Heat Pump Water Heater - FS | Gas Storage WH (0.67 UEF) | HPWH (3.2 UEF) | ROB and NEW | Com - Schools - Small | Engine | 1 | WH Engine Com | Commercial Buildings | commercial building | 15 | 0 | 1506.3365 | 0 | Illinois TRM V11 - 4.3.1 | -5661.4019 | 2355.4248 | -0.83642 | -0.83642 | Illinois TRM V11 - 4.3.1 | 1 | 0.95524 | 0 | 1 | 2019 APS, GH SME-based assumptions | Com_Domestic_Hot_Water | Baseload | Hot Water Heat Pump | Payback-Based | 0 | 1 | 0 | 0 | Commercial
Commercial | Water Heating | WH Engine | Electric Heat Pump Water Heater - FS | Gas Storage WH (0.67 UEF) | HPWH (3.2 UEF) | ROB and NEW | Com - University/College | Engine | 1 | WH Engine Com | Commercial Buildings | commercial building | 15 | 0 | 0 | 0 | Illinois TRM V11 - 4.3.1 | 0 | 0 | 0 | 0 | Illinois TRM V11 - 4.3.1 | 1 | 0.96334 | 0 | 0 | 2019 APS, GH SME-based assumptions | Com_Domestic_Hot_Water | Baseload | Hot Water Heat Pump | Payback-Based | 0 | 1 | 0 | 0 | Commercial
Commercial | Water Heating | WH Engine | Electric Heat Pump Water Heater - FS | Gas Storage WH (0.67 UEF) | HPWH (3.2 UEF) | ROB and NEW | Com - Warehousing - Large | Engine | 1 | WH Engine Com | Commercial Buildings | commercial building | 15 | 0 | 0 | 0 | Illinois TRM V11 - 4.3.1 | 0 | 0 | 0 | 0 | Illinois TRM V11 - 4.3.1 | 1 | 0.98312 | 0 | 0 | 2019 APS, GH SME-based assumptions | Com_Domestic_Hot_Water | Baseload | Hot Water Heat Pump | Payback-Based | 0 | 1 | 0 | 0 | Commercial
Commercial | Water Heating | WH Engine | Electric Heat Pump Water Heater - FS | Gas Storage WH (0.67 UEF) | HPWH (3.2 UEF) | ROB and NEW | Com - Warehousing - Small | Engine | 1 | WH Engine Com | Commercial Buildings | commercial building | 15 | 0 | 144.2724 | 0 | Illinois TRM V11 - 4.3.1 | -1072.3513 | 446.1515 | -0.15843 | -0.15843 | Illinois TRM V11 - 4.3.1 | 1 | 0.98312 | 0 | 1 | 2019 APS, GH SME-based assumptions | Com_Domestic_Hot_Water | Baseload | Hot Water Heat Pump | Payback-Based | 0 | 1 | 0 | 0 | Commercial
Commercial | Water Heating | WH Engine | Electric Heat Pump Water Heater - FS | Gas Storage WH (0.67 UEF) | HPWH (3.2 UEF) | ROB and NEW | Com - Multi-residential - Medium | Engine | 1 | WH Engine Com | Commercial Buildings | commercial building | 15 | 0 | 0 | 0 | Illinois TRM V11 - 4.3.1 | 0 | 0 | 0 | 0 | Illinois TRM V11 - 4.3.1 | 1 | 0.87776 | 0 | 0 | 2019 APS, GH SME-based assumptions | Com_Domestic_Hot_Water | Baseload | Hot Water Heat Pump | Payback-Based | 0 | 1 | 0 | 0 | Commercial
Commercial | Water Heating | WH Engine | Electric Heat Pump Water Heater - FS | Gas Storage WH (0.67 UEF) | HPWH (3.2 UEF) | ROB and NEW | Com - Multi-residential - Medium - Low-Income | Engine | 1 | WH Engine Com | Commercial Buildings | commercial building | 15 | 0 | 0 | 0 | Illinois TRM V11 - 4.3.1 | 0 | 0 | 0 | 0 | Illinois TRM V11 - 4.3.1 | 1 | 0.87776 | 0 | 0 | 2019 APS, GH SME-based assumptions | Com_Domestic_Hot_Water | Baseload | Hot Water Heat Pump | Payback-Based | 0 | 1 | 0 | 0 | Commercial
Commercial | Water Heating | WH Engine | Condensing Storage Water Heater | Non-condensing Storage Water Heater (80% efficiency) | Condensing Storage Water Heater (94.5% efficiency) | ROB Only | Com - Hospital | Engine | 0 | NA | Commercial Buildings | commercial building | 15 | 0 | 5697.7805 | 349.6515 | OEB TRM V7 | 0 | 794.5043 | 0 | 0 | OEB TRM V7 | 1 | 0.69942 | 0.30058 | 0 | 2019 APS, GH SME-based assumptions | None | Baseload | None | Payback-Based | 0 | 1 | 0 | 0 | Commercial
Commercial | Water Heating | WH Engine | Condensing Storage Water Heater | Non-condensing Storage Water Heater (80% efficiency) | Condensing Storage Water Heater (94.5% efficiency) | ROB Only | Com - Hotel - Large | Engine | 0 | NA | Commercial Buildings | commercial building | 15 | 0 | 5718.941 | 350.9501 | OEB TRM V7 | 0 | 797.4549 | 0 | 0 | OEB TRM V7 | 1 | 0.93185 | 0.06815 | 0 | 2019 APS, GH SME-based assumptions | None | Baseload | None | Payback-Based | 0 | 1 | 0 | 0 | Commercial
Commercial | Water Heating | WH Engine | Condensing Storage Water Heater | Non-condensing Storage Water Heater (80% efficiency) | Condensing Storage Water Heater (94.5% efficiency) | ROB Only | Com - Hotel - Small | Engine | 0 | NA | Commercial Buildings | commercial building | 15 | 0 | 746.9353 | 45.8366 | OEB TRM V7 | 0 | 104.1534 | 0 | 0 | OEB TRM V7 | 1 | 0.93185 | 0.06815 | 1 | 2019 APS, GH SME-based assumptions | None | Baseload | None | Payback-Based | 0 | 1 | 0 | 0 | Commercial
Commercial | Water Heating | WH Engine | Condensing Storage Water Heater | Non-condensing Storage Water Heater (80% efficiency) | Condensing Storage Water Heater (94.5% efficiency) | ROB Only | Com - Long Term Care | Engine | 0 | NA | Commercial Buildings | commercial building | 15 | 0 | 2107.2191 | 129.3122 | OEB TRM V7 | 0 | 293.8328 | 0 | 0 | OEB TRM V7 | 1 | 0.69942 | 0.30058 | 0 | 2019 APS, GH SME-based assumptions | None | Baseload | None | Payback-Based | 0 | 1 | 0 | 0 | Commercial
Commercial | Water Heating | WH Engine | Condensing Storage Water Heater | Non-condensing Storage Water Heater (80% efficiency) | Condensing Storage Water Heater (94.5% efficiency) | ROB Only | Com - Multi-residential - Large | Engine | 0 | NA | Commercial Buildings | commercial building | 15 | 0 | 1943.5129 | 119.2661 | OEB TRM V7 | 0 | 271.0054 | 0 | 0 | OEB TRM V7 | 1 | 0.87776 | 0.016393 | 0 | 2019 APS, GH SME-based assumptions | None | Baseload | None | Payback-Based | 0 | 1 | 0 | 0 | Commercial
Commercial | Water Heating | WH Engine | Condensing Storage Water Heater | Non-condensing Storage Water Heater (80% efficiency) | Condensing Storage Water Heater (94.5% efficiency) | ROB Only | Com - Multi-residential - Large - Low-Income | Engine | 0 | NA | Commercial Buildings | commercial building | 15 | 0 | 1943.5129 | 119.2661 | OEB TRM V7 | 0 | 271.0054 | 0 | 0 | OEB TRM V7 | 1 | 0.87776 | 0.016393 | 0 | 2019 APS, GH SME-based assumptions | None | Baseload | None | Payback-Based | 0 | 1 | 0 | 0 | Low Income
Commercial | Water Heating | WH Engine | Condensing Storage Water Heater | Non-condensing Storage Water Heater (80% efficiency) | Condensing Storage Water Heater (94.5% efficiency) | ROB Only | Com - Multi-residential - Small | Engine | 0 | NA | Commercial Buildings | commercial building | 15 | 0 | 104.574 | 6.4173 | OEB TRM V7 | 0 | 14.5819 | 0 | 0 | OEB TRM V7 | 1 | 0.87776 | 0.016393 | 1 | 2019 APS, GH SME-based assumptions | None | Baseload | None | Payback-Based | 0 | 1 | 0 | 0 | Commercial
Commercial | Water Heating | WH Engine | Condensing Storage Water Heater | Non-condensing Storage Water Heater (80% efficiency) | Condensing Storage Water Heater (94.5% efficiency) | ROB Only | Com - Multi-residential - Small - Low-Income | Engine | 0 | NA | Commercial Buildings | commercial building | 15 | 0 | 104.574 | 6.4173 | OEB TRM V7 | 0 | 14.5819 | 0 | 0 | OEB TRM V7 | 1 | 0.87776 | 0.016393 | 1 | 2019 APS, GH SME-based assumptions | None | Baseload | None | Payback-Based | 0 | 1 | 0 | 0 | Low Income
Commercial | Water Heating | WH Engine | Condensing Storage Water Heater | Non-condensing Storage Water Heater (80% efficiency) | Condensing Storage Water Heater (94.5% efficiency) | ROB Only | Com - Office - Large | Engine | 0 | NA | Commercial Buildings | commercial building | 15 | 0 | 2083.1806 | 127.837 | OEB TRM V7 | 0 | 290.4808 | 0 | 0 | OEB TRM V7 | 1 | 0.98361 | 0.016393 | 0 | 2019 APS, GH SME-based assumptions | None | Baseload | None | Payback-Based | 0 | 1 | 0 | 0 | Commercial
Commercial | Water Heating | WH Engine | Condensing Storage Water Heater | Non-condensing Storage Water Heater (80% efficiency) | Condensing Storage Water Heater (94.5% efficiency) | ROB Only | Com - Office - Small | Engine | 0 | NA | Commercial Buildings | commercial building | 15 | 0 | 122.5729 | 7.5218 | OEB TRM V7 | 0 | 17.0917 | 0 | 0 | OEB TRM V7 | 1 | 0.98361 | 0.016393 | 1 | 2019 APS, GH SME-based assumptions | None | Baseload | None | Payback-Based | 0 | 1 | 0 | 0 | Commercial
Commercial | Water Heating | WH Engine | Condensing Storage Water Heater | Non-condensing Storage Water Heater (80% efficiency) | Condensing Storage Water Heater (94.5% efficiency) | ROB Only | Com - Other Commercial - Large | Engine | 0 | NA | Commercial Buildings | commercial building | 15 | 0 | 5835.1745 | 358.0829 | OEB TRM V7 | 0 | 813.6626 | 0 | 0 | OEB TRM V7 | 1 | 0.97388 | 0.026119 | 0 | 2019 APS, GH SME-based assumptions | None | Baseload | None | Payback-Based | 0 | 1 | 0 | 0 | Commercial
Commercial | Water Heating | WH Engine | Condensing Storage Water Heater | Non-condensing Storage Water Heater (80% efficiency) | Condensing Storage Water Heater (94.5% efficiency) | ROB Only | Com - Other Commercial - Small | Engine | 0 | NA | Commercial Buildings | commercial building | 15 | 0 | 252.6382 | 15.5035 | OEB TRM V7 | 0 | 35.2281 | 0 | 0 | OEB TRM V7 | 1 | 0.97388 | 0.026119 | 1 | 2019 APS, GH SME-based assumptions | None | Baseload | None | Payback-Based | 0 | 1 | 0 | 0 | Commercial
Commercial | Water Heating | WH Engine | Condensing Storage Water Heater | Non-condensing Storage Water Heater (80% efficiency) | Condensing Storage Water Heater (94.5% efficiency) | ROB Only | Com - Restaurant | Engine | 0 | NA | Commercial Buildings | commercial building | 15 | 0 | 1421.3976 | 87.2259 | OEB TRM V7 | 0 | 198.2011 | 0 | 0 | OEB TRM V7 | 1 | 0.99342 | 0.0065789 | 1 | 2019 APS, GH SME-based assumptions | None | Baseload | None | Payback-Based | 0 | 1 | 0 | 0 | Commercial
Commercial | Water Heating | WH Engine | Condensing Storage Water Heater | Non-condensing Storage Water Heater (80% efficiency) | Condensing Storage Water Heater (94.5% efficiency) | ROB Only | Com - Retail - Large | Engine | 0 | NA | Commercial Buildings | commercial building | 15 | 0 | 394.9881 | 24.2389 | OEB TRM V7 | 0 | 55.0775 | 0 | 0 | OEB TRM V7 | 1 | 0.98236 | 0.017641 | 0 | 2019 APS, GH SME-based assumptions | None | Baseload | None | Payback-Based | 0 | 1 | 0 | 0 | Commercial
Commercial | Water Heating | WH Engine | Condensing Storage Water Heater | Non-condensing Storage Water Heater (80% efficiency) | Condensing Storage Water Heater (94.5% efficiency) | ROB Only | Com - Retail - Small | Engine | 0 | NA | Commercial Buildings | commercial building | 15 | 0 | 33.2781 | 2.0422 | OEB TRM V7 | 0 | 4.6403 | 0 | 0 | OEB TRM V7 | 1 | 0.98236 | 0.017641 | 1 | 2019 APS, GH SME-based assumptions | None | Baseload | None | Payback-Based | 0 | 1 | 0 | 0 | Commercial
Commercial | Water Heating | WH Engine | Condensing Storage Water Heater | Non-condensing Storage Water Heater (80% efficiency) | Condensing Storage Water Heater (94.5% efficiency) | ROB Only | Com - Schools - Large | Engine | 0 | NA | Commercial Buildings | commercial building | 15 | 0 | 4864.8901 | 298.5401 | OEB TRM V7 | 0 | 678.3652 | 0 | 0 | OEB TRM V7 | 1 | 0.95524 | 0.044757 | 0 | 2019 APS, GH SME-based assumptions | None | Baseload | None | Payback-Based | 0 | 1 | 0 | 0 | Commercial
Commercial | Water Heating | WH Engine | Condensing Storage Water Heater | Non-condensing Storage Water Heater (80% efficiency) | Condensing Storage Water Heater (94.5% efficiency) | ROB Only | Com - Schools - Small | Engine | 0 | NA | Commercial Buildings | commercial building | 15 | 0 | 1567.1648 | 96.1711 | OEB TRM V7 | 0 | 218.5271 | 0 | 0 | OEB TRM V7 | 1 | 0.95524 | 0.044757 | 1 | 2019 APS, GH SME-based assumptions | None | Baseload | None | Payback-Based | 0 | 1 | 0 | 0 | Commercial
Commercial | Water Heating | WH Engine | Condensing Storage Water Heater | Non-condensing Storage Water Heater (80% efficiency) | Condensing Storage Water Heater (94.5% efficiency) | ROB Only | Com - University/College | Engine | 0 | NA | Commercial Buildings | commercial building | 15 | 0 | 2495.359 | 153.1309 | OEB TRM V7 | 0 | 347.9554 | 0 | 0 | OEB TRM V7 | 1 | 0.96334 | 0.03666 | 0 | 2019 APS, GH SME-based assumptions | None | Baseload | None | Payback-Based | 0 | 1 | 0 | 0 | Commercial
Commercial | Water Heating | WH Engine | Condensing Storage Water Heater | Non-condensing Storage Water Heater (80% efficiency) | Condensing Storage Water Heater (94.5% efficiency) | ROB Only | Com - Warehousing - Large | Engine | 0 | NA | Commercial Buildings | commercial building | 15 | 0 | 211.3342 | 12.9688 | OEB TRM V7 | 0 | 29.4687 | 0 | 0 | OEB TRM V7 | 1 | 0.98312 | 0.016878 | 0 | 2019 APS, GH SME-based assumptions | None | Baseload | None | Payback-Based | 0 | 1 | 0 | 0 | Commercial
Commercial | Water Heating | WH Engine | Condensing Storage Water Heater | Non-condensing Storage Water Heater (80% efficiency) | Condensing Storage Water Heater (94.5% efficiency) | ROB Only | Com - Warehousing - Small | Engine | 0 | NA | Commercial Buildings | commercial building | 15 | 0 | 18.6223 | 1.1428 | OEB TRM V7 | 0 | 2.5967 | 0 | 0 | OEB TRM V7 | 1 | 0.98312 | 0.016878 | 1 | 2019 APS, GH SME-based assumptions | None | Baseload | None | Payback-Based | 0 | 1 | 0 | 0 | Commercial
Commercial | Water Heating | WH Engine | Condensing Storage Water Heater | Non-condensing Storage Water Heater (80% efficiency) | Condensing Storage Water Heater (94.5% efficiency) | ROB Only | Com - Multi-residential - Medium | Engine | 0 | NA | Commercial Buildings | commercial building | 15 | 0 | 517.7455 | 31.7721 | OEB TRM V7 | 0 | 72.195 | 0 | 0 | OEB TRM V7 | 1 | 0.87776 | 0.016393 | 0 | 2019 APS, GH SME-based assumptions | None | Baseload | None | Payback-Based | 0 | 1 | 0 | 0 | Commercial
Commercial | Water Heating | WH Engine | Condensing Storage Water Heater | Non-condensing Storage Water Heater (80% efficiency) | Condensing Storage Water Heater (94.5% efficiency) | ROB Only | Com - Multi-residential - Medium - Low-Income | Engine | 0 | NA | Commercial Buildings | commercial building | 15 | 0 | 517.7455 | 31.7721 | OEB TRM V7 | 0 | 72.195 | 0 | 0 | OEB TRM V7 | 1 | 0.87776 | 0.016393 | 0 | 2019 APS, GH SME-based assumptions | None | Baseload | None | Payback-Based | 0 | 1 | 0 | 0 | Commercial
Commercial | Water Heating | WH Engine | Tankless Water Heater | Non-condensing Storage Water Heater (80% efficiency) | Condensing Tankless Water Heater (94% Et) | ROB Only | Com - Hospital | Engine | 0 | NA | Commercial Buildings | commercial building | 20 | 0 | 3979.0728 | 1608.0671 | OEB TRM V7 | 0 | 500.2876 | 0 | 0 | OEB TRM V7 | 1 | 0.69942 | 0 | 0 | 2019 APS, GH SME-based assumptions | None | Baseload | None | Payback-Based | 0 | 1 | 0 | 0 | Commercial
Commercial | Water Heating | WH Engine | Tankless Water Heater | Non-condensing Storage Water Heater (80% efficiency) | Condensing Tankless Water Heater (94% Et) | ROB Only | Com - Hotel - Large | Engine | 0 | NA | Commercial Buildings | commercial building | 20 | 0 | 3993.8504 | 1614.0392 | OEB TRM V7 | 0 | 502.1455 | 0 | 0 | OEB TRM V7 | 1 | 0.93185 | 0 | 0 | 2019 APS, GH SME-based assumptions | None | Baseload | None | Payback-Based | 0 | 1 | 0 | 0 | Commercial
Commercial | Water Heating | WH Engine | Tankless Water Heater | Non-condensing Storage Water Heater (80% efficiency) | Condensing Tankless Water Heater (94% Et) | ROB Only | Com - Hotel - Small | Engine | 0 | NA | Commercial Buildings | commercial building | 20 | 0 | 521.6259 | 210.8053 | OEB TRM V7 | 0 | 65.5839 | 0 | 0 | OEB TRM V7 | 1 | 0.93185 | 0 | 1 | 2019 APS, GH SME-based assumptions | None | Baseload | None | Payback-Based | 0 | 1 | 0 | 0 | Commercial
Commercial | Water Heating | WH Engine | Tankless Water Heater | Non-condensing Storage Water Heater (80% efficiency) | Condensing Tankless Water Heater (94% Et) | ROB Only | Com - Long Term Care | Engine | 0 | NA | Commercial Buildings | commercial building | 20 | 0 | 1471.5867 | 594.714 | OEB TRM V7 | 0 | 185.0221 | 0 | 0 | OEB TRM V7 | 1 | 0.69942 | 0 | 0 | 2019 APS, GH SME-based assumptions | None | Baseload | None | Payback-Based | 0 | 1 | 0 | 0 | Commercial
Commercial | Water Heating | WH Engine | Tankless Water Heater | Non-condensing Storage Water Heater (80% efficiency) | Condensing Tankless Water Heater (94% Et) | ROB Only | Com - Multi-residential - Large | Engine | 0 | NA | Commercial Buildings | commercial building | 20 | 0 | 1357.2617 | 548.5117 | OEB TRM V7 | 0 | 170.6481 | 0 | 0 | OEB TRM V7 | 1 | 0.87776 | 0.10584 | 0 | 2019 APS, GH SME-based assumptions | None | Baseload | None | Payback-Based | 0 | 1 | 0 | 0 | Commercial
Commercial | Water Heating | WH Engine | Tankless Water Heater | Non-condensing Storage Water Heater (80% efficiency) | Condensing Tankless Water Heater (94% Et) | ROB Only | Com - Multi-residential - Large - Low-Income | Engine | 0 | NA | Commercial Buildings | commercial building | 20 | 0 | 1357.2617 | 548.5117 | OEB TRM V7 | 0 | 170.6481 | 0 | 0 | OEB TRM V7 | 1 | 0.87776 | 0.10584 | 0 | 2019 APS, GH SME-based assumptions | None | Baseload | None | Payback-Based | 0 | 1 | 0 | 0 | Low Income
Commercial | Water Heating | WH Engine | Tankless Water Heater | Non-condensing Storage Water Heater (80% efficiency) | Condensing Tankless Water Heater (94% Et) | ROB Only | Com - Multi-residential - Small | Engine | 0 | NA | Commercial Buildings | commercial building | 20 | 0 | 73.0298 | 29.5136 | OEB TRM V7 | 0 | 9.182 | 0 | 0 | OEB TRM V7 | 1 | 0.87776 | 0.10584 | 1 | 2019 APS, GH SME-based assumptions | None | Baseload | None | Payback-Based | 0 | 1 | 0 | 0 | Commercial
Commercial | Water Heating | WH Engine | Tankless Water Heater | Non-condensing Storage Water Heater (80% efficiency) | Condensing Tankless Water Heater (94% Et) | ROB Only | Com - Multi-residential - Small - Low-Income | Engine | 0 | NA | Commercial Buildings | commercial building | 20 | 0 | 73.0298 | 29.5136 | OEB TRM V7 | 0 | 9.182 | 0 | 0 | OEB TRM V7 | 1 | 0.87776 | 0.10584 | 1 | 2019 APS, GH SME-based assumptions | None | Baseload | None | Payback-Based | 0 | 1 | 0 | 0 | Low Income
Commercial | Water Heating | WH Engine | Tankless Water Heater | Non-condensing Storage Water Heater (80% efficiency) | Condensing Tankless Water Heater (94% Et) | ROB Only | Com - Office - Large | Engine | 0 | NA | Commercial Buildings | commercial building | 20 | 0 | 1454.7994 | 587.9297 | OEB TRM V7 | 0 | 182.9115 | 0 | 0 | OEB TRM V7 | 1 | 0.98361 | 0 | 0 | 2019 APS, GH SME-based assumptions | None | Baseload | None | Payback-Based | 0 | 1 | 0 | 0 | Commercial
Commercial | Water Heating | WH Engine | Tankless Water Heater | Non-condensing Storage Water Heater (80% efficiency) | Condensing Tankless Water Heater (94% Et) | ROB Only | Com - Office - Small | Engine | 0 | NA | Commercial Buildings | commercial building | 20 | 0 | 85.5994 | 34.5934 | OEB TRM V7 | 0 | 10.7624 | 0 | 0 | OEB TRM V7 | 1 | 0.98361 | 0 | 1 | 2019 APS, GH SME-based assumptions | None | Baseload | None | Payback-Based | 0 | 1 | 0 | 0 | Commercial
Commercial | Water Heating | WH Engine | Tankless Water Heater | Non-condensing Storage Water Heater (80% efficiency) | Condensing Tankless Water Heater (94% Et) | ROB Only | Com - Other Commercial - Large | Engine | 0 | NA | Commercial Buildings | commercial building | 20 | 0 | 4075.0226 | 1646.8434 | OEB TRM V7 | 0 | 512.3513 | 0 | 0 | OEB TRM V7 | 1 | 0.97388 | 0 | 0 | 2019 APS, GH SME-based assumptions | None | Baseload | None | Payback-Based | 0 | 1 | 0 | 0 | Commercial
Commercial | Water Heating | WH Engine | Tankless Water Heater | Non-condensing Storage Water Heater (80% efficiency) | Condensing Tankless Water Heater (94% Et) | ROB Only | Com - Other Commercial - Small | Engine | 0 | NA | Commercial Buildings | commercial building | 20 | 0 | 176.4311 | 71.3013 | OEB TRM V7 | 0 | 22.1826 | 0 | 0 | OEB TRM V7 | 1 | 0.97388 | 0 | 1 | 2019 APS, GH SME-based assumptions | None | Baseload | None | Payback-Based | 0 | 1 | 0 | 0 | Commercial
Commercial | Water Heating | WH Engine | Tankless Water Heater | Non-condensing Storage Water Heater (80% efficiency) | Condensing Tankless Water Heater (94% Et) | ROB Only | Com - Restaurant | Engine | 0 | NA | Commercial Buildings | commercial building | 20 | 0 | 992.64 | 401.1567 | OEB TRM V7 | 0 | 124.8043 | 0 | 0 | OEB TRM V7 | 1 | 0.99342 | 0 | 1 | 2019 APS, GH SME-based assumptions | None | Baseload | None | Payback-Based | 0 | 1 | 0 | 0 | Commercial
Commercial | Water Heating | WH Engine | Tankless Water Heater | Non-condensing Storage Water Heater (80% efficiency) | Condensing Tankless Water Heater (94% Et) | ROB Only | Com - Retail - Large | Engine | 0 | NA | Commercial Buildings | commercial building | 20 | 0 | 275.8419 | 111.4763 | OEB TRM V7 | 0 | 34.6815 | 0 | 0 | OEB TRM V7 | 1 | 0.98236 | 0 | 0 | 2019 APS, GH SME-based assumptions | None | Baseload | None | Payback-Based | 0 | 1 | 0 | 0 | Commercial
Commercial | Water Heating | WH Engine | Tankless Water Heater | Non-condensing Storage Water Heater (80% efficiency) | Condensing Tankless Water Heater (94% Et) | ROB Only | Com - Retail - Small | Engine | 0 | NA | Commercial Buildings | commercial building | 20 | 0 | 23.2399 | 9.392 | OEB TRM V7 | 0 | 2.9219 | 0 | 0 | OEB TRM V7 | 1 | 0.98236 | 0 | 1 | 2019 APS, GH SME-based assumptions | None | Baseload | None | Payback-Based | 0 | 1 | 0 | 0 | Commercial
Commercial | Water Heating | WH Engine | Tankless Water Heater | Non-condensing Storage Water Heater (80% efficiency) | Condensing Tankless Water Heater (94% Et) | ROB Only | Com - Schools - Large | Engine | 0 | NA | Commercial Buildings | commercial building | 20 | 0 | 3397.4198 | 1373.003 | OEB TRM V7 | 0 | 427.1565 | 0 | 0 | OEB TRM V7 | 1 | 0.95524 | 0 | 0 | 2019 APS, GH SME-based assumptions | None | Baseload | None | Payback-Based | 0 | 1 | 0 | 0 | Commercial
Commercial | Water Heating | WH Engine | Tankless Water Heater | Non-condensing Storage Water Heater (80% efficiency) | Condensing Tankless Water Heater (94% Et) | ROB Only | Com - Schools - Small | Engine | 0 | NA | Commercial Buildings | commercial building | 20 | 0 | 1094.4372 | 442.2961 | OEB TRM V7 | 0 | 137.6032 | 0 | 0 | OEB TRM V7 | 1 | 0.95524 | 0 | 1 | 2019 APS, GH SME-based assumptions | None | Baseload | None | Payback-Based | 0 | 1 | 0 | 0 | Commercial
Commercial | Water Heating | WH Engine | Tankless Water Heater | Non-condensing Storage Water Heater (80% efficiency) | Condensing Tankless Water Heater (94% Et) | ROB Only | Com - University/College | Engine | 0 | NA | Commercial Buildings | commercial building | 20 | 0 | 1742.6461 | 704.2575 | OEB TRM V7 | 0 | 219.1023 | 0 | 0 | OEB TRM V7 | 1 | 0.96334 | 0 | 0 | 2019 APS, GH SME-based assumptions | None | Baseload | None | Payback-Based | 0 | 1 | 0 | 0 | Commercial
Commercial | Water Heating | WH Engine | Tankless Water Heater | Non-condensing Storage Water Heater (80% efficiency) | Condensing Tankless Water Heater (94% Et) | ROB Only | Com - Warehousing - Large | Engine | 0 | NA | Commercial Buildings | commercial building | 20 | 0 | 147.5863 | 59.6442 | OEB TRM V7 | 0 | 18.556 | 0 | 0 | OEB TRM V7 | 1 | 0.98312 | 0 | 0 | 2019 APS, GH SME-based assumptions | None | Baseload | None | Payback-Based | 0 | 1 | 0 | 0 | Commercial
Commercial | Water Heating | WH Engine | Tankless Water Heater | Non-condensing Storage Water Heater (80% efficiency) | Condensing Tankless Water Heater (94% Et) | ROB Only | Com - Warehousing - Small | Engine | 0 | NA | Commercial Buildings | commercial building | 20 | 0 | 13.005 | 5.2557 | OEB TRM V7 | 0 | 1.6351 | 0 | 0 | OEB TRM V7 | 1 | 0.98312 | 0 | 1 | 2019 APS, GH SME-based assumptions | None | Baseload | None | Payback-Based | 0 | 1 | 0 | 0 | Commercial
Commercial | Water Heating | WH Engine | Tankless Water Heater | Non-condensing Storage Water Heater (80% efficiency) | Condensing Tankless Water Heater (94% Et) | ROB Only | Com - Multi-residential - Medium | Engine | 0 | NA | Commercial Buildings | commercial building | 20 | 0 | 361.5701 | 146.1217 | OEB TRM V7 | 0 | 45.4601 | 0 | 0 | OEB TRM V7 | 1 | 0.87776 | 0.10584 | 0 | 2019 APS, GH SME-based assumptions | None | Baseload | None | Payback-Based | 0 | 1 | 0 | 0 | Commercial
Commercial | Water Heating | WH Engine | Tankless Water Heater | Non-condensing Storage Water Heater (80% efficiency) | Condensing Tankless Water Heater (94% Et) | ROB Only | Com - Multi-residential - Medium - Low-Income | Engine | 0 | NA | Commercial Buildings | commercial building | 20 | 0 | 361.5701 | 146.1217 | OEB TRM V7 | 0 | 45.4601 | 0 | 0 | OEB TRM V7 | 1 | 0.87776 | 0.10584 | 0 | 2019 APS, GH SME-based assumptions | None | Baseload | None | Payback-Based | 0 | 1 | 0 | 0 | Commercial
Commercial | Water Heating | WH Engine | Gas Heat Pumps for Water Heating | Gas Storage WH/Boiler (90% efficient) | Gas Heat Pump (Water Heating COP 1.2) | ROB and NEW | Com - Hospital | Engine | 0 | NA | Commercial Buildings | commercial building | 15 | 0 | 140709.1514 | 0 | Illinois TRM V11 - 4.4.55 | 0 | 16060.7968 | 0 | 0 | Illinois TRM V11 - 4.4.55 | 1 | 0.69942 | 0 | 1 | 2019 APS, GH SME-based assumptions | None | Baseload | None | Payback-Based | 0 | 1 | 0 | 0 | Commercial
Commercial | Water Heating | WH Engine | Gas Heat Pumps for Water Heating | Gas Storage WH/Boiler (90% efficient) | Gas Heat Pump (Water Heating COP 1.2) | ROB and NEW | Com - Hotel - Large | Engine | 0 | NA | Commercial Buildings | commercial building | 15 | 0 | 58198.3312 | 0 | Illinois TRM V11 - 4.4.55 | 0 | 4211.4402 | 0 | 0 | Illinois TRM V11 - 4.4.55 | 1 | 0.93185 | 0 | 1 | 2019 APS, GH SME-based assumptions | None | Baseload | None | Payback-Based | 0 | 1 | 0 | 0 | Commercial
Commercial | Water Heating | WH Engine | Gas Heat Pumps for Water Heating | Gas Storage WH/Boiler (90% efficient) | Gas Heat Pump (Water Heating COP 1.2) | ROB and NEW | Com - Hotel - Small | Engine | 0 | NA | Commercial Buildings | commercial building | 15 | 0 | 0 | 0 | Illinois TRM V11 - 4.4.55 | 0 | 0 | 0 | 0 | Illinois TRM V11 - 4.4.55 | 1 | 0.93185 | 0 | 0 | 2019 APS, GH SME-based assumptions | None | Baseload | None | Payback-Based | 0 | 1 | 0 | 0 | Commercial
Commercial | Water Heating | WH Engine | Gas Heat Pumps for Water Heating | Gas Storage WH/Boiler (90% efficient) | Gas Heat Pump (Water Heating COP 1.2) | ROB and NEW | Com - Long Term Care | Engine | 0 | NA | Commercial Buildings | commercial building | 15 | 0 | 32204.3821 | 0 | Illinois TRM V11 - 4.4.55 | 0 | 4569.069 | 0 | 0 | Illinois TRM V11 - 4.4.55 | 1 | 0.69942 | 0 | 1 | 2019 APS, GH SME-based assumptions | None | Baseload | None | Payback-Based | 0 | 1 | 0 | 0 | Commercial
Commercial | Water Heating | WH Engine | Gas Heat Pumps for Water Heating | Gas Storage WH/Boiler (90% efficient) | Gas Heat Pump (Water Heating COP 1.2) | ROB and NEW | Com - Multi-residential - Large | Engine | 0 | NA | Commercial Buildings | commercial building | 15 | 0 | 130154.1425 | 0 | Illinois TRM V11 - 4.4.55 | 0 | 41158.3626 | 0 | 0 | Illinois TRM V11 - 4.4.55 | 1 | 0.87776 | 0 | 1 | 2019 APS, GH SME-based assumptions | None | Baseload | None | Payback-Based | 0 | 1 | 0 | 0 | Commercial
Commercial | Water Heating | WH Engine | Gas Heat Pumps for Water Heating | Gas Storage WH/Boiler (90% efficient) | Gas Heat Pump (Water Heating COP 1.2) | ROB and NEW | Com - Multi-residential - Large - Low-Income | Engine | 0 | NA | Commercial Buildings | commercial building | 15 | 0 | 130154.1425 | 0 | Illinois TRM V11 - 4.4.55 | 0 | 41158.3626 | 0 | 0 | Illinois TRM V11 - 4.4.55 | 1 | 0.87776 | 0 | 1 | 2019 APS, GH SME-based assumptions | None | Baseload | None | Payback-Based | 0 | 1 | 0 | 0 | Low Income
Commercial | Water Heating | WH Engine | Gas Heat Pumps for Water Heating | Gas Storage WH/Boiler (90% efficient) | Gas Heat Pump (Water Heating COP 1.2) | ROB and NEW | Com - Multi-residential - Small | Engine | 0 | NA | Commercial Buildings | commercial building | 15 | 0 | 0 | 0 | Illinois TRM V11 - 4.4.55 | 0 | 0 | 0 | 0 | Illinois TRM V11 - 4.4.55 | 1 | 0.87776 | 0 | 0 | 2019 APS, GH SME-based assumptions | None | Baseload | None | Payback-Based | 0 | 1 | 0 | 0 | Commercial
Commercial | Water Heating | WH Engine | Gas Heat Pumps for Water Heating | Gas Storage WH/Boiler (90% efficient) | Gas Heat Pump (Water Heating COP 1.2) | ROB and NEW | Com - Multi-residential - Small - Low-Income | Engine | 0 | NA | Commercial Buildings | commercial building | 15 | 0 | 0 | 0 | Illinois TRM V11 - 4.4.55 | 0 | 0 | 0 | 0 | Illinois TRM V11 - 4.4.55 | 1 | 0.87776 | 0 | 0 | 2019 APS, GH SME-based assumptions | None | Baseload | None | Payback-Based | 0 | 1 | 0 | 0 | Low Income
Commercial | Water Heating | WH Engine | Gas Heat Pumps for Water Heating | Gas Storage WH/Boiler (90% efficient) | Gas Heat Pump (Water Heating COP 1.2) | ROB and NEW | Com - Office - Large | Engine | 0 | NA | Commercial Buildings | commercial building | 15 | 0 | 83825.4389 | 0 | Illinois TRM V11 - 4.4.55 | 0 | 2167.4814 | 0 | 0 | Illinois TRM V11 - 4.4.55 | 1 | 0.98361 | 0 | 1 | 2019 APS, GH SME-based assumptions | None | Baseload | None | Payback-Based | 0 | 1 | 0 | 0 | Commercial
Commercial | Water Heating | WH Engine | Gas Heat Pumps for Water Heating | Gas Storage WH/Boiler (90% efficient) | Gas Heat Pump (Water Heating COP 1.2) | ROB and NEW | Com - Office - Small | Engine | 0 | NA | Commercial Buildings | commercial building | 15 | 0 | 0 | 0 | Illinois TRM V11 - 4.4.55 | 0 | 0 | 0 | 0 | Illinois TRM V11 - 4.4.55 | 1 | 0.98361 | 0 | 0 | 2019 APS, GH SME-based assumptions | None | Baseload | None | Payback-Based | 0 | 1 | 0 | 0 | Commercial
Commercial | Water Heating | WH Engine | Gas Heat Pumps for Water Heating | Gas Storage WH/Boiler (90% efficient) | Gas Heat Pump (Water Heating COP 1.2) | ROB and NEW | Com - Other Commercial - Large | Engine | 0 | NA | Commercial Buildings | commercial building | 15 | 0 | 274500.3623 | 0 | Illinois TRM V11 - 4.4.55 | 0 | 4144.0887 | 0 | 0 | Illinois TRM V11 - 4.4.55 | 1 | 0.97388 | 0 | 1 | 2019 APS, GH SME-based assumptions | None | Baseload | None | Payback-Based | 0 | 1 | 0 | 0 | Commercial
Commercial | Water Heating | WH Engine | Gas Heat Pumps for Water Heating | Gas Storage WH/Boiler (90% efficient) | Gas Heat Pump (Water Heating COP 1.2) | ROB and NEW | Com - Other Commercial - Small | Engine | 0 | NA | Commercial Buildings | commercial building | 15 | 0 | 0 | 0 | Illinois TRM V11 - 4.4.55 | 0 | 0 | 0 | 0 | Illinois TRM V11 - 4.4.55 | 1 | 0.97388 | 0 | 0 | 2019 APS, GH SME-based assumptions | None | Baseload | None | Payback-Based | 0 | 1 | 0 | 0 | Commercial
Commercial | Water Heating | WH Engine | Gas Heat Pumps for Water Heating | Gas Storage WH/Boiler (90% efficient) | Gas Heat Pump (Water Heating COP 1.2) | ROB and NEW | Com - Restaurant | Engine | 0 | NA | Commercial Buildings | commercial building | 15 | 0 | 0 | 0 | Illinois TRM V11 - 4.4.55 | 0 | 0 | 0 | 0 | Illinois TRM V11 - 4.4.55 | 1 | 0.99342 | 0 | 0 | 2019 APS, GH SME-based assumptions | None | Baseload | None | Payback-Based | 0 | 1 | 0 | 0 | Commercial
Commercial | Water Heating | WH Engine | Gas Heat Pumps for Water Heating | Gas Storage WH/Boiler (90% efficient) | Gas Heat Pump (Water Heating COP 1.2) | ROB and NEW | Com - Retail - Large | Engine | 0 | NA | Commercial Buildings | commercial building | 15 | 0 | 51386.1082 | 0 | Illinois TRM V11 - 4.4.55 | 0 | 1992.8105 | 0 | 0 | Illinois TRM V11 - 4.4.55 | 1 | 0.98236 | 0 | 1 | 2019 APS, GH SME-based assumptions | None | Baseload | None | Payback-Based | 0 | 1 | 0 | 0 | Commercial
Commercial | Water Heating | WH Engine | Gas Heat Pumps for Water Heating | Gas Storage WH/Boiler (90% efficient) | Gas Heat Pump (Water Heating COP 1.2) | ROB and NEW | Com - Retail - Small | Engine | 0 | NA | Commercial Buildings | commercial building | 15 | 0 | 0 | 0 | Illinois TRM V11 - 4.4.55 | 0 | 0 | 0 | 0 | Illinois TRM V11 - 4.4.55 | 1 | 0.98236 | 0 | 0 | 2019 APS, GH SME-based assumptions | None | Baseload | None | Payback-Based | 0 | 1 | 0 | 0 | Commercial
Commercial | Water Heating | WH Engine | Gas Heat Pumps for Water Heating | Gas Storage WH/Boiler (90% efficient) | Gas Heat Pump (Water Heating COP 1.2) | ROB and NEW | Com - Schools - Large | Engine | 0 | NA | Commercial Buildings | commercial building | 15 | 0 | 100205.1389 | 0 | Illinois TRM V11 - 4.4.55 | 0 | 2615.2552 | 0 | 0 | Illinois TRM V11 - 4.4.55 | 1 | 0.95524 | 0 | 1 | 2019 APS, GH SME-based assumptions | None | Baseload | None | Payback-Based | 0 | 1 | 0 | 0 | Commercial
Commercial | Water Heating | WH Engine | Gas Heat Pumps for Water Heating | Gas Storage WH/Boiler (90% efficient) | Gas Heat Pump (Water Heating COP 1.2) | ROB and NEW | Com - Schools - Small | Engine | 0 | NA | Commercial Buildings | commercial building | 15 | 0 | 0 | 0 | Illinois TRM V11 - 4.4.55 | 0 | 0 | 0 | 0 | Illinois TRM V11 - 4.4.55 | 1 | 0.95524 | 0 | 0 | 2019 APS, GH SME-based assumptions | None | Baseload | None | Payback-Based | 0 | 1 | 0 | 0 | Commercial
Commercial | Water Heating | WH Engine | Gas Heat Pumps for Water Heating | Gas Storage WH/Boiler (90% efficient) | Gas Heat Pump (Water Heating COP 1.2) | ROB and NEW | Com - University/College | Engine | 0 | NA | Commercial Buildings | commercial building | 15 | 0 | 95454.2573 | 0 | Illinois TRM V11 - 4.4.55 | 0 | 3967.7532 | 0 | 0 | Illinois TRM V11 - 4.4.55 | 1 | 0.96334 | 0 | 1 | 2019 APS, GH SME-based assumptions | None | Baseload | None | Payback-Based | 0 | 1 | 0 | 0 | Commercial
Commercial | Water Heating | WH Engine | Gas Heat Pumps for Water Heating | Gas Storage WH/Boiler (90% efficient) | Gas Heat Pump (Water Heating COP 1.2) | ROB and NEW | Com - Warehousing - Large | Engine | 0 | NA | Commercial Buildings | commercial building | 15 | 0 | 31880.5277 | 0 | Illinois TRM V11 - 4.4.55 | 0 | 1645.5135 | 0 | 0 | Illinois TRM V11 - 4.4.55 | 1 | 0.98312 | 0 | 1 | 2019 APS, GH SME-based assumptions | None | Baseload | None | Payback-Based | 0 | 1 | 0 | 0 | Commercial
Commercial | Water Heating | WH Engine | Gas Heat Pumps for Water Heating | Gas Storage WH/Boiler (90% efficient) | Gas Heat Pump (Water Heating COP 1.2) | ROB and NEW | Com - Warehousing - Small | Engine | 0 | NA | Commercial Buildings | commercial building | 15 | 0 | 0 | 0 | Illinois TRM V11 - 4.4.55 | 0 | 0 | 0 | 0 | Illinois TRM V11 - 4.4.55 | 1 | 0.98312 | 0 | 0 | 2019 APS, GH SME-based assumptions | None | Baseload | None | Payback-Based | 0 | 1 | 0 | 0 | Commercial
Commercial | Water Heating | WH Engine | Gas Heat Pumps for Water Heating | Gas Storage WH/Boiler (90% efficient) | Gas Heat Pump (Water Heating COP 1.2) | ROB and NEW | Com - Multi-residential - Medium | Engine | 0 | NA | Commercial Buildings | commercial building | 15 | 0 | 34672.639 | 0 | Illinois TRM V11 - 4.4.55 | 0 | 11176.8124 | 0 | 0 | Illinois TRM V11 - 4.4.55 | 1 | 0.87776 | 0 | 1 | 2019 APS, GH SME-based assumptions | None | Baseload | None | Payback-Based | 0 | 1 | 0 | 0 | Commercial
Commercial | Water Heating | WH Engine | Gas Heat Pumps for Water Heating | Gas Storage WH/Boiler (90% efficient) | Gas Heat Pump (Water Heating COP 1.2) | ROB and NEW | Com - Multi-residential - Medium - Low-Income | Engine | 0 | NA | Commercial Buildings | commercial building | 15 | 0 | 34672.639 | 0 | Illinois TRM V11 - 4.4.55 | 0 | 11176.8124 | 0 | 0 | Illinois TRM V11 - 4.4.55 | 1 | 0.87776 | 0 | 1 | 2019 APS, GH SME-based assumptions | None | Baseload | None | Payback-Based | 0 | 1 | 0 | 0 | Commercial
Commercial | Water Heating | NA | Water Heating Controls | No Water Heating Controls | Water Heating Controls (temp modulation and demand controls) | RET Only | Com - Hospital | Envelope | 0 | WH Envelope Com | Commercial Buildings | commercial building | 6 | 0 | 0 | 0 | Illinois TRM V11 - 4.3.8 | 0 | 0 | 0 | 0 | New York TRM v10 - DHW Control & Illinois TRM 4.3.8 - Controls for Central DHW | 0 | 0.98 | 0.02 | 1 | CPUC Potential Study, California RASS, SAG input | Com_Domestic_Hot_Water | Baseload | None | Payback-Based | 0 | 1 | 0 | 0 | Commercial
Commercial | Water Heating | NA | Water Heating Controls | No Water Heating Controls | Water Heating Controls (temp modulation and demand controls) | RET Only | Com - Hotel - Large | Envelope | 0 | WH Envelope Com | Commercial Buildings | commercial building | 6 | 0 | 0 | 0 | Illinois TRM V11 - 4.3.8 | 0 | 0 | 0 | 0 | New York TRM v10 - DHW Control & Illinois TRM 4.3.8 - Controls for Central DHW | 0 | 0.98 | 0.02 | 1 | CPUC Potential Study, California RASS, SAG input | Com_Domestic_Hot_Water | Baseload | None | Payback-Based | 0 | 1 | 0 | 0 | Commercial
Commercial | Water Heating | NA | Water Heating Controls | No Water Heating Controls | Water Heating Controls (temp modulation and demand controls) | RET Only | Com - Hotel - Small | Envelope | 0 | WH Envelope Com | Commercial Buildings | commercial building | 6 | 0 | 0 | 0 | Illinois TRM V11 - 4.3.8 | 0 | 0 | 0 | 0 | New York TRM v10 - DHW Control & Illinois TRM 4.3.8 - Controls for Central DHW | 0 | 0.98 | 0.02 | 1 | CPUC Potential Study, California RASS, SAG input | Com_Domestic_Hot_Water | Baseload | None | Payback-Based | 0 | 1 | 0 | 0 | Commercial
Commercial | Water Heating | NA | Water Heating Controls | No Water Heating Controls | Water Heating Controls (temp modulation and demand controls) | RET Only | Com - Long Term Care | Envelope | 0 | WH Envelope Com | Commercial Buildings | commercial building | 6 | 0 | 0 | 0 | Illinois TRM V11 - 4.3.8 | 0 | 0 | 0 | 0 | New York TRM v10 - DHW Control & Illinois TRM 4.3.8 - Controls for Central DHW | 0 | 0.98 | 0.02 | 1 | CPUC Potential Study, California RASS, SAG input | Com_Domestic_Hot_Water | Baseload | None | Payback-Based | 0 | 1 | 0 | 0 | Commercial
Commercial | Water Heating | NA | Water Heating Controls | No Water Heating Controls | Water Heating Controls (temp modulation and demand controls) | RET Only | Com - Multi-residential - Large | Envelope | 0 | WH Envelope Com | Commercial Buildings | commercial building | 6 | 0 | 0 | 0 | Illinois TRM V11 - 4.3.8 | 0 | 0 | 0 | 0 | New York TRM v10 - DHW Control & Illinois TRM 4.3.8 - Controls for Central DHW | 0 | 0.98 | 0.02 | 1 | CPUC Potential Study, California RASS, SAG input | Com_Domestic_Hot_Water | Baseload | None | Payback-Based | 0 | 1 | 0 | 0 | Commercial
Commercial | Water Heating | NA | Water Heating Controls | No Water Heating Controls | Water Heating Controls (temp modulation and demand controls) | RET Only | Com - Multi-residential - Large - Low-Income | Envelope | 0 | WH Envelope Com | Commercial Buildings | commercial building | 6 | 0 | 0 | 0 | Illinois TRM V11 - 4.3.8 | 0 | 0 | 0 | 0 | New York TRM v10 - DHW Control & Illinois TRM 4.3.8 - Controls for Central DHW | 0 | 0.98 | 0.02 | 1 | CPUC Potential Study, California RASS, SAG input | Com_Domestic_Hot_Water | Baseload | None | Payback-Based | 0 | 1 | 0 | 0 | Low Income
Commercial | Water Heating | NA | Water Heating Controls | No Water Heating Controls | Water Heating Controls (temp modulation and demand controls) | RET Only | Com - Multi-residential - Small | Envelope | 0 | WH Envelope Com | Commercial Buildings | commercial building | 6 | 0 | 0 | 0 | Illinois TRM V11 - 4.3.8 | 0 | 0 | 0 | 0 | New York TRM v10 - DHW Control & Illinois TRM 4.3.8 - Controls for Central DHW | 0 | 0.98 | 0.02 | 1 | CPUC Potential Study, California RASS, SAG input | Com_Domestic_Hot_Water | Baseload | None | Payback-Based | 0 | 1 | 0 | 0 | Commercial
Commercial | Water Heating | NA | Water Heating Controls | No Water Heating Controls | Water Heating Controls (temp modulation and demand controls) | RET Only | Com - Multi-residential - Small - Low-Income | Envelope | 0 | WH Envelope Com | Commercial Buildings | commercial building | 6 | 0 | 0 | 0 | Illinois TRM V11 - 4.3.8 | 0 | 0 | 0 | 0 | New York TRM v10 - DHW Control & Illinois TRM 4.3.8 - Controls for Central DHW | 0 | 0.98 | 0.02 | 1 | CPUC Potential Study, California RASS, SAG input | Com_Domestic_Hot_Water | Baseload | None | Payback-Based | 0 | 1 | 0 | 0 | Low Income
Commercial | Water Heating | NA | Water Heating Controls | No Water Heating Controls | Water Heating Controls (temp modulation and demand controls) | RET Only | Com - Office - Large | Envelope | 0 | WH Envelope Com | Commercial Buildings | commercial building | 6 | 0 | 0 | 0 | Illinois TRM V11 - 4.3.8 | 0 | 0 | 0 | 0 | New York TRM v10 - DHW Control & Illinois TRM 4.3.8 - Controls for Central DHW | 0 | 0.98 | 0.02 | 1 | CPUC Potential Study, California RASS, SAG input | Com_Domestic_Hot_Water | Baseload | None | Payback-Based | 0 | 1 | 0 | 0 | Commercial
Commercial | Water Heating | NA | Water Heating Controls | No Water Heating Controls | Water Heating Controls (temp modulation and demand controls) | RET Only | Com - Office - Small | Envelope | 0 | WH Envelope Com | Commercial Buildings | commercial building | 6 | 0 | 0 | 0 | Illinois TRM V11 - 4.3.8 | 0 | 0 | 0 | 0 | New York TRM v10 - DHW Control & Illinois TRM 4.3.8 - Controls for Central DHW | 0 | 0.98 | 0.02 | 1 | CPUC Potential Study, California RASS, SAG input | Com_Domestic_Hot_Water | Baseload | None | Payback-Based | 0 | 1 | 0 | 0 | Commercial
Commercial | Water Heating | NA | Water Heating Controls | No Water Heating Controls | Water Heating Controls (temp modulation and demand controls) | RET Only | Com - Other Commercial - Large | Envelope | 0 | WH Envelope Com | Commercial Buildings | commercial building | 6 | 0 | 0 | 0 | Illinois TRM V11 - 4.3.8 | 0 | 0 | 0 | 0 | New York TRM v10 - DHW Control & Illinois TRM 4.3.8 - Controls for Central DHW | 1 | 0.98 | 0.02 | 1 | CPUC Potential Study, California RASS, SAG input | Com_Domestic_Hot_Water | Baseload | None | Payback-Based | 0 | 1 | 0 | 0 | Commercial
Commercial | Water Heating | NA | Water Heating Controls | No Water Heating Controls | Water Heating Controls (temp modulation and demand controls) | RET Only | Com - Other Commercial - Small | Envelope | 0 | WH Envelope Com | Commercial Buildings | commercial building | 6 | 0 | 1922.6667 | 1024 | Illinois TRM V11 - 4.3.8 | 26.3922 | 26.8412 | 0 | 0 | New York TRM v10 - DHW Control & Illinois TRM 4.3.8 - Controls for Central DHW | 1 | 0.98 | 0.02 | 1 | CPUC Potential Study, California RASS, SAG input | Com_Domestic_Hot_Water | Baseload | None | Payback-Based | 0 | 1 | 0 | 0 | Commercial
Commercial | Water Heating | NA | Water Heating Controls | No Water Heating Controls | Water Heating Controls (temp modulation and demand controls) | RET Only | Com - Restaurant | Envelope | 0 | WH Envelope Com | Commercial Buildings | commercial building | 6 | 0 | 1922.6667 | 1024 | Illinois TRM V11 - 4.3.8 | 390.3036 | 396.9442 | 0 | 0 | New York TRM v10 - DHW Control & Illinois TRM 4.3.8 - Controls for Central DHW | 1 | 0.98 | 0.02 | 1 | CPUC Potential Study, California RASS, SAG input | Com_Domestic_Hot_Water | Baseload | None | Payback-Based | 0 | 1 | 0 | 0 | Commercial
Commercial | Water Heating | NA | Water Heating Controls | No Water Heating Controls | Water Heating Controls (temp modulation and demand controls) | RET Only | Com - Retail - Large | Envelope | 0 | WH Envelope Com | Commercial Buildings | commercial building | 6 | 0 | 0 | 0 | Illinois TRM V11 - 4.3.8 | 0 | 0 | 0 | 0 | New York TRM v10 - DHW Control & Illinois TRM 4.3.8 - Controls for Central DHW | 0 | 0.98 | 0.02 | 1 | CPUC Potential Study, California RASS, SAG input | Com_Domestic_Hot_Water | Baseload | None | Payback-Based | 0 | 1 | 0 | 0 | Commercial
Commercial | Water Heating | NA | Water Heating Controls | No Water Heating Controls | Water Heating Controls (temp modulation and demand controls) | RET Only | Com - Retail - Small | Envelope | 0 | WH Envelope Com | Commercial Buildings | commercial building | 6 | 0 | 0 | 0 | Illinois TRM V11 - 4.3.8 | 0 | 0 | 0 | 0 | New York TRM v10 - DHW Control & Illinois TRM 4.3.8 - Controls for Central DHW | 0 | 0.98 | 0.02 | 1 | CPUC Potential Study, California RASS, SAG input | Com_Domestic_Hot_Water | Baseload | None | Payback-Based | 0 | 1 | 0 | 0 | Commercial
Commercial | Water Heating | NA | Water Heating Controls | No Water Heating Controls | Water Heating Controls (temp modulation and demand controls) | RET Only | Com - Schools - Large | Envelope | 0 | WH Envelope Com | Commercial Buildings | commercial building | 6 | 0 | 1922.6667 | 1024 | Illinois TRM V11 - 4.3.8 | 878.593 | 893.5413 | 0 | 0 | New York TRM v10 - DHW Control & Illinois TRM 4.3.8 - Controls for Central DHW | 1 | 0.98 | 0.02 | 1 | CPUC Potential Study, California RASS, SAG input | Com_Domestic_Hot_Water | Baseload | None | Payback-Based | 0 | 1 | 0 | 0 | Commercial
Commercial | Water Heating | NA | Water Heating Controls | No Water Heating Controls | Water Heating Controls (temp modulation and demand controls) | RET Only | Com - Schools - Small | Envelope | 0 | WH Envelope Com | Commercial Buildings | commercial building | 6 | 0 | 1922.6667 | 1024 | Illinois TRM V11 - 4.3.8 | 283.028 | 287.8434 | 0 | 0 | New York TRM v10 - DHW Control & Illinois TRM 4.3.8 - Controls for Central DHW | 1 | 0.98 | 0.02 | 1 | CPUC Potential Study, California RASS, SAG input | Com_Domestic_Hot_Water | Baseload | None | Payback-Based | 0 | 1 | 0 | 0 | Commercial
Commercial | Water Heating | NA | Water Heating Controls | No Water Heating Controls | Water Heating Controls (temp modulation and demand controls) | RET Only | Com - University/College | Envelope | 0 | WH Envelope Com | Commercial Buildings | commercial building | 6 | 0 | 1922.6667 | 1024 | Illinois TRM V11 - 4.3.8 | 717.7496 | 729.9614 | 0 | 0 | New York TRM v10 - DHW Control & Illinois TRM 4.3.8 - Controls for Central DHW | 1 | 0.98 | 0.02 | 1 | CPUC Potential Study, California RASS, SAG input | Com_Domestic_Hot_Water | Baseload | None | Payback-Based | 0 | 1 | 0 | 0 | Commercial
Commercial | Water Heating | NA | Water Heating Controls | No Water Heating Controls | Water Heating Controls (temp modulation and demand controls) | RET Only | Com - Warehousing - Large | Envelope | 0 | WH Envelope Com | Commercial Buildings | commercial building | 6 | 0 | 0 | 0 | Illinois TRM V11 - 4.3.8 | 0 | 0 | 0 | 0 | New York TRM v10 - DHW Control & Illinois TRM 4.3.8 - Controls for Central DHW | 0 | 0.98 | 0.02 | 1 | CPUC Potential Study, California RASS, SAG input | Com_Domestic_Hot_Water | Baseload | None | Payback-Based | 0 | 1 | 0 | 0 | Commercial
Commercial | Water Heating | NA | Water Heating Controls | No Water Heating Controls | Water Heating Controls (temp modulation and demand controls) | RET Only | Com - Warehousing - Small | Envelope | 0 | WH Envelope Com | Commercial Buildings | commercial building | 6 | 0 | 0 | 0 | Illinois TRM V11 - 4.3.8 | 0 | 0 | 0 | 0 | New York TRM v10 - DHW Control & Illinois TRM 4.3.8 - Controls for Central DHW | 0 | 0.98 | 0.02 | 1 | CPUC Potential Study, California RASS, SAG input | Com_Domestic_Hot_Water | Baseload | None | Payback-Based | 0 | 1 | 0 | 0 | Commercial
Commercial | Water Heating | NA | Water Heating Controls | No Water Heating Controls | Water Heating Controls (temp modulation and demand controls) | RET Only | Com - Multi-residential - Medium | Envelope | 0 | WH Envelope Com | Commercial Buildings | commercial building | 6 | 0 | 0 | 0 | Illinois TRM V11 - 4.3.8 | 0 | 0 | 0 | 0 | New York TRM v10 - DHW Control & Illinois TRM 4.3.8 - Controls for Central DHW | 0 | 0.98 | 0.02 | 1 | CPUC Potential Study, California RASS, SAG input | Com_Domestic_Hot_Water | Baseload | None | Payback-Based | 0 | 1 | 0 | 0 | Commercial
Commercial | Water Heating | NA | Water Heating Controls | No Water Heating Controls | Water Heating Controls (temp modulation and demand controls) | RET Only | Com - Multi-residential - Medium - Low-Income | Envelope | 0 | WH Envelope Com | Commercial Buildings | commercial building | 6 | 0 | 0 | 0 | Illinois TRM V11 - 4.3.8 | 0 | 0 | 0 | 0 | New York TRM v10 - DHW Control & Illinois TRM 4.3.8 - Controls for Central DHW | 0 | 0.98 | 0.02 | 1 | CPUC Potential Study, California RASS, SAG input | Com_Domestic_Hot_Water | Baseload | None | Payback-Based | 0 | 1 | 0 | 0 | Commercial
Commercial | Water Heating | NA | Drain Water Heat Recovery - RET | No DWHR (storage water heater 80% baseline) | Drain Water Heat Recovery | RET Only | Com - Hospital | Envelope | 0 | WH Envelope Com | Commercial Buildings | commercial building | 30 | 0 | 0 | 0 | https://www.energy.gov/energysaver/drain-water-heat-recovery | 0 | 0 | 0 | 0 | New York TRM v10 - DWHR | 0 | 0.9 | 0.1 | 0.8 | Guidehouse and SAG SME-based assumptions, 2019 APS | None | Baseload | None | Payback-Based | 0 | 1 | 0 | 0 | Commercial
Commercial | Water Heating | NA | Drain Water Heat Recovery - RET | No DWHR (storage water heater 80% baseline) | Drain Water Heat Recovery | RET Only | Com - Hotel - Large | Envelope | 0 | WH Envelope Com | Commercial Buildings | commercial building | 30 | 0 | 0 | 0 | https://www.energy.gov/energysaver/drain-water-heat-recovery | 0 | 0 | 0 | 0 | New York TRM v10 - DWHR | 0 | 0.9 | 0.1 | 0.8 | Guidehouse and SAG SME-based assumptions, 2019 APS | None | Baseload | None | Payback-Based | 0 | 1 | 0 | 0 | Commercial
Commercial | Water Heating | NA | Drain Water Heat Recovery - RET | No DWHR (storage water heater 80% baseline) | Drain Water Heat Recovery | RET Only | Com - Hotel - Small | Envelope | 0 | WH Envelope Com | Commercial Buildings | commercial building | 30 | 0 | 0 | 0 | https://www.energy.gov/energysaver/drain-water-heat-recovery | 0 | 0 | 0 | 0 | New York TRM v10 - DWHR | 0 | 0.9 | 0.1 | 0.8 | Guidehouse and SAG SME-based assumptions, 2019 APS | None | Baseload | None | Payback-Based | 0 | 1 | 0 | 0 | Commercial
Commercial | Water Heating | NA | Drain Water Heat Recovery - RET | No DWHR (storage water heater 80% baseline) | Drain Water Heat Recovery | RET Only | Com - Long Term Care | Envelope | 0 | WH Envelope Com | Commercial Buildings | commercial building | 30 | 0 | 0 | 0 | https://www.energy.gov/energysaver/drain-water-heat-recovery | 0 | 0 | 0 | 0 | New York TRM v10 - DWHR | 0 | 0.9 | 0.1 | 0.8 | Guidehouse and SAG SME-based assumptions, 2019 APS | None | Baseload | None | Payback-Based | 0 | 1 | 0 | 0 | Commercial
Commercial | Water Heating | NA | Drain Water Heat Recovery - RET | No DWHR (storage water heater 80% baseline) | Drain Water Heat Recovery | RET Only | Com - Multi-residential - Large | Envelope | 0 | WH Envelope Com | Commercial Buildings | commercial building | 30 | 0 | 0 | 0 | https://www.energy.gov/energysaver/drain-water-heat-recovery | 0 | 0 | 0 | 0 | New York TRM v10 - DWHR | 0 | 0.9 | 0.1 | 0.8 | Guidehouse and SAG SME-based assumptions, 2019 APS | None | Baseload | None | Payback-Based | 0 | 1 | 0 | 0 | Commercial
Commercial | Water Heating | NA | Drain Water Heat Recovery - RET | No DWHR (storage water heater 80% baseline) | Drain Water Heat Recovery | RET Only | Com - Multi-residential - Large - Low-Income | Envelope | 0 | WH Envelope Com | Commercial Buildings | commercial building | 30 | 0 | 0 | 0 | https://www.energy.gov/energysaver/drain-water-heat-recovery | 0 | 0 | 0 | 0 | New York TRM v10 - DWHR | 0 | 0.9 | 0.1 | 0.8 | Guidehouse and SAG SME-based assumptions, 2019 APS | None | Baseload | None | Payback-Based | 0 | 1 | 0 | 0 | Low Income
Commercial | Water Heating | NA | Drain Water Heat Recovery - RET | No DWHR (storage water heater 80% baseline) | Drain Water Heat Recovery | RET Only | Com - Multi-residential - Small | Envelope | 0 | WH Envelope Com | Commercial Buildings | commercial building | 30 | 0 | 0 | 0 | https://www.energy.gov/energysaver/drain-water-heat-recovery | 0 | 0 | 0 | 0 | New York TRM v10 - DWHR | 0 | 0.9 | 0.1 | 0.8 | Guidehouse and SAG SME-based assumptions, 2019 APS | None | Baseload | None | Payback-Based | 0 | 1 | 0 | 0 | Commercial
Commercial | Water Heating | NA | Drain Water Heat Recovery - RET | No DWHR (storage water heater 80% baseline) | Drain Water Heat Recovery | RET Only | Com - Multi-residential - Small - Low-Income | Envelope | 0 | WH Envelope Com | Commercial Buildings | commercial building | 30 | 0 | 0 | 0 | https://www.energy.gov/energysaver/drain-water-heat-recovery | 0 | 0 | 0 | 0 | New York TRM v10 - DWHR | 0 | 0.9 | 0.1 | 0.8 | Guidehouse and SAG SME-based assumptions, 2019 APS | None | Baseload | None | Payback-Based | 0 | 1 | 0 | 0 | Low Income
Commercial | Water Heating | NA | Drain Water Heat Recovery - RET | No DWHR (storage water heater 80% baseline) | Drain Water Heat Recovery | RET Only | Com - Office - Large | Envelope | 0 | WH Envelope Com | Commercial Buildings | commercial building | 30 | 0 | 0 | 0 | https://www.energy.gov/energysaver/drain-water-heat-recovery | 0 | 0 | 0 | 0 | New York TRM v10 - DWHR | 0 | 0.9 | 0.1 | 0.8 | Guidehouse and SAG SME-based assumptions, 2019 APS | None | Baseload | None | Payback-Based | 0 | 1 | 0 | 0 | Commercial
Commercial | Water Heating | NA | Drain Water Heat Recovery - RET | No DWHR (storage water heater 80% baseline) | Drain Water Heat Recovery | RET Only | Com - Office - Small | Envelope | 0 | WH Envelope Com | Commercial Buildings | commercial building | 30 | 0 | 0 | 0 | https://www.energy.gov/energysaver/drain-water-heat-recovery | 0 | 0 | 0 | 0 | New York TRM v10 - DWHR | 0 | 0.9 | 0.1 | 0.8 | Guidehouse and SAG SME-based assumptions, 2019 APS | None | Baseload | None | Payback-Based | 0 | 1 | 0 | 0 | Commercial
Commercial | Water Heating | NA | Drain Water Heat Recovery - RET | No DWHR (storage water heater 80% baseline) | Drain Water Heat Recovery | RET Only | Com - Other Commercial - Large | Envelope | 0 | WH Envelope Com | Commercial Buildings | commercial building | 30 | 0 | 0 | 0 | https://www.energy.gov/energysaver/drain-water-heat-recovery | 0 | 0 | 0 | 0 | New York TRM v10 - DWHR | 0 | 0.9 | 0.1 | 0.8 | Guidehouse and SAG SME-based assumptions, 2019 APS | None | Baseload | None | Payback-Based | 0 | 1 | 0 | 0 | Commercial
Commercial | Water Heating | NA | Drain Water Heat Recovery - RET | No DWHR (storage water heater 80% baseline) | Drain Water Heat Recovery | RET Only | Com - Other Commercial - Small | Envelope | 0 | WH Envelope Com | Commercial Buildings | commercial building | 30 | 0 | 666.6667 | 0 | https://www.energy.gov/energysaver/drain-water-heat-recovery | 0 | 26.8412 | 0 | 0 | New York TRM v10 - DWHR | 1 | 0.9 | 0.1 | 0.8 | Guidehouse and SAG SME-based assumptions, 2019 APS | None | Baseload | None | Payback-Based | 0 | 1 | 0 | 0 | Commercial
Commercial | Water Heating | NA | Drain Water Heat Recovery - RET | No DWHR (storage water heater 80% baseline) | Drain Water Heat Recovery | RET Only | Com - Restaurant | Envelope | 0 | WH Envelope Com | Commercial Buildings | commercial building | 30 | 0 | 666.6667 | 0 | https://www.energy.gov/energysaver/drain-water-heat-recovery | 0 | 396.9442 | 0 | 0 | New York TRM v10 - DWHR | 1 | 0.9 | 0.1 | 0.8 | Guidehouse and SAG SME-based assumptions, 2019 APS | None | Baseload | None | Payback-Based | 0 | 1 | 0 | 0 | Commercial
Commercial | Water Heating | NA | Drain Water Heat Recovery - RET | No DWHR (storage water heater 80% baseline) | Drain Water Heat Recovery | RET Only | Com - Retail - Large | Envelope | 0 | WH Envelope Com | Commercial Buildings | commercial building | 30 | 0 | 0 | 0 | https://www.energy.gov/energysaver/drain-water-heat-recovery | 0 | 0 | 0 | 0 | New York TRM v10 - DWHR | 0 | 0.9 | 0.1 | 0.8 | Guidehouse and SAG SME-based assumptions, 2019 APS | None | Baseload | None | Payback-Based | 0 | 1 | 0 | 0 | Commercial
Commercial | Water Heating | NA | Drain Water Heat Recovery - RET | No DWHR (storage water heater 80% baseline) | Drain Water Heat Recovery | RET Only | Com - Retail - Small | Envelope | 0 | WH Envelope Com | Commercial Buildings | commercial building | 30 | 0 | 0 | 0 | https://www.energy.gov/energysaver/drain-water-heat-recovery | 0 | 0 | 0 | 0 | New York TRM v10 - DWHR | 0 | 0.9 | 0.1 | 0.8 | Guidehouse and SAG SME-based assumptions, 2019 APS | None | Baseload | None | Payback-Based | 0 | 1 | 0 | 0 | Commercial
Commercial | Water Heating | NA | Drain Water Heat Recovery - RET | No DWHR (storage water heater 80% baseline) | Drain Water Heat Recovery | RET Only | Com - Schools - Large | Envelope | 0 | WH Envelope Com | Commercial Buildings | commercial building | 30 | 0 | 0 | 0 | https://www.energy.gov/energysaver/drain-water-heat-recovery | 0 | 0 | 0 | 0 | New York TRM v10 - DWHR | 0 | 0.9 | 0.1 | 0.8 | Guidehouse and SAG SME-based assumptions, 2019 APS | None | Baseload | None | Payback-Based | 0 | 1 | 0 | 0 | Commercial
Commercial | Water Heating | NA | Drain Water Heat Recovery - RET | No DWHR (storage water heater 80% baseline) | Drain Water Heat Recovery | RET Only | Com - Schools - Small | Envelope | 0 | WH Envelope Com | Commercial Buildings | commercial building | 30 | 0 | 0 | 0 | https://www.energy.gov/energysaver/drain-water-heat-recovery | 0 | 0 | 0 | 0 | New York TRM v10 - DWHR | 0 | 0.9 | 0.1 | 0.8 | Guidehouse and SAG SME-based assumptions, 2019 APS | None | Baseload | None | Payback-Based | 0 | 1 | 0 | 0 | Commercial
Commercial | Water Heating | NA | Drain Water Heat Recovery - RET | No DWHR (storage water heater 80% baseline) | Drain Water Heat Recovery | RET Only | Com - University/College | Envelope | 0 | WH Envelope Com | Commercial Buildings | commercial building | 30 | 0 | 0 | 0 | https://www.energy.gov/energysaver/drain-water-heat-recovery | 0 | 0 | 0 | 0 | New York TRM v10 - DWHR | 0 | 0.9 | 0.1 | 0.8 | Guidehouse and SAG SME-based assumptions, 2019 APS | None | Baseload | None | Payback-Based | 0 | 1 | 0 | 0 | Commercial
Commercial | Water Heating | NA | Drain Water Heat Recovery - RET | No DWHR (storage water heater 80% baseline) | Drain Water Heat Recovery | RET Only | Com - Warehousing - Large | Envelope | 0 | WH Envelope Com | Commercial Buildings | commercial building | 30 | 0 | 0 | 0 | https://www.energy.gov/energysaver/drain-water-heat-recovery | 0 | 0 | 0 | 0 | New York TRM v10 - DWHR | 0 | 0.9 | 0.1 | 0.8 | Guidehouse and SAG SME-based assumptions, 2019 APS | None | Baseload | None | Payback-Based | 0 | 1 | 0 | 0 | Commercial
Commercial | Water Heating | NA | Drain Water Heat Recovery - RET | No DWHR (storage water heater 80% baseline) | Drain Water Heat Recovery | RET Only | Com - Warehousing - Small | Envelope | 0 | WH Envelope Com | Commercial Buildings | commercial building | 30 | 0 | 0 | 0 | https://www.energy.gov/energysaver/drain-water-heat-recovery | 0 | 0 | 0 | 0 | New York TRM v10 - DWHR | 0 | 0.9 | 0.1 | 0.8 | Guidehouse and SAG SME-based assumptions, 2019 APS | None | Baseload | None | Payback-Based | 0 | 1 | 0 | 0 | Commercial
Commercial | Water Heating | NA | Drain Water Heat Recovery - RET | No DWHR (storage water heater 80% baseline) | Drain Water Heat Recovery | RET Only | Com - Multi-residential - Medium | Envelope | 0 | WH Envelope Com | Commercial Buildings | commercial building | 30 | 0 | 0 | 0 | https://www.energy.gov/energysaver/drain-water-heat-recovery | 0 | 0 | 0 | 0 | New York TRM v10 - DWHR | 0 | 0.9 | 0.1 | 0.8 | Guidehouse and SAG SME-based assumptions, 2019 APS | None | Baseload | None | Payback-Based | 0 | 1 | 0 | 0 | Commercial
Commercial | Water Heating | NA | Drain Water Heat Recovery - RET | No DWHR (storage water heater 80% baseline) | Drain Water Heat Recovery | RET Only | Com - Multi-residential - Medium - Low-Income | Envelope | 0 | WH Envelope Com | Commercial Buildings | commercial building | 30 | 0 | 0 | 0 | https://www.energy.gov/energysaver/drain-water-heat-recovery | 0 | 0 | 0 | 0 | New York TRM v10 - DWHR | 0 | 0.9 | 0.1 | 0.8 | Guidehouse and SAG SME-based assumptions, 2019 APS | None | Baseload | None | Payback-Based | 0 | 1 | 0 | 0 | Commercial
Commercial | Water Heating | NA | Dishwasher | Standard Dishwasher | ENERGY STAR Dishwasher | ROB and NEW | Com - Hospital | Envelope | 0 | WH Envelope Com | Commercial Buildings | commercial building | 15 | 0 | 351.5698 | 0 | OEB TRM V7 | 1651.7749 | 376.8998 | 0 | 0 | OEB TRM V7 | 1 | 0.67 | 0.33 | 0.51 | 2019 APS, National Grid Potential Study, SAG input | Com_Domestic_Hot_Water | Baseload | None | Payback-Based | 0 | 1 | 0 | 0 | Commercial
Commercial | Water Heating | NA | Dishwasher | Standard Dishwasher | ENERGY STAR Dishwasher | ROB and NEW | Com - Hotel - Large | Envelope | 0 | WH Envelope Com | Commercial Buildings | commercial building | 15 | 0 | 185.799 | 0 | OEB TRM V7 | 872.9364 | 199.1855 | 0 | 0 | OEB TRM V7 | 1 | 0.67 | 0.33 | 0.51 | 2019 APS, National Grid Potential Study, SAG input | Com_Domestic_Hot_Water | Baseload | None | Payback-Based | 0 | 1 | 0 | 0 | Commercial
Commercial | Water Heating | NA | Dishwasher | Standard Dishwasher | ENERGY STAR Dishwasher | ROB and NEW | Com - Hotel - Small | Envelope | 0 | WH Envelope Com | Commercial Buildings | commercial building | 15 | 0 | 24.2667 | 0 | OEB TRM V7 | 114.0118 | 26.0151 | 0 | 0 | OEB TRM V7 | 1 | 0.67 | 0.33 | 0.51 | 2019 APS, National Grid Potential Study, SAG input | Com_Domestic_Hot_Water | Baseload | None | Payback-Based | 0 | 1 | 0 | 0 | Commercial
Commercial | Water Heating | NA | Dishwasher | Standard Dishwasher | ENERGY STAR Dishwasher | ROB and NEW | Com - Long Term Care | Envelope | 0 | WH Envelope Com | Commercial Buildings | commercial building | 15 | 0 | 130.0216 | 0 | OEB TRM V7 | 610.8785 | 139.3895 | 0 | 0 | OEB TRM V7 | 1 | 0.67 | 0.33 | 0.51 | 2019 APS, National Grid Potential Study, SAG input | Com_Domestic_Hot_Water | Baseload | None | Payback-Based | 0 | 1 | 0 | 0 | Commercial
Commercial | Water Heating | NA | Dishwasher | Standard Dishwasher | ENERGY STAR Dishwasher | ROB and NEW | Com - Multi-residential - Large | Envelope | 0 | WH Envelope Com | Commercial Buildings | commercial building | 15 | 0 | 0 | 0 | OEB TRM V7 | 0 | 0 | 0 | 0 | OEB TRM V7 | 1 | 0.67 | 0.33 | 1 | 2019 APS, National Grid Potential Study, SAG input | Com_Domestic_Hot_Water | Baseload | None | Payback-Based | 0 | 1 | 0 | 0 | Commercial
Commercial | Water Heating | NA | Dishwasher | Standard Dishwasher | ENERGY STAR Dishwasher | ROB and NEW | Com - Multi-residential - Large - Low-Income | Envelope | 0 | WH Envelope Com | Commercial Buildings | commercial building | 15 | 0 | 0 | 0 | OEB TRM V7 | 0 | 0 | 0 | 0 | OEB TRM V7 | 1 | 0.67 | 0.33 | 1 | 2019 APS, National Grid Potential Study, SAG input | Com_Domestic_Hot_Water | Baseload | None | Payback-Based | 0 | 1 | 0 | 0 | Low Income
Commercial | Water Heating | NA | Dishwasher | Standard Dishwasher | ENERGY STAR Dishwasher | ROB and NEW | Com - Multi-residential - Small | Envelope | 0 | WH Envelope Com | Commercial Buildings | commercial building | 15 | 0 | 0 | 0 | OEB TRM V7 | 0 | 0 | 0 | 0 | OEB TRM V7 | 1 | 0.67 | 0.33 | 1 | 2019 APS, National Grid Potential Study, SAG input | Com_Domestic_Hot_Water | Baseload | None | Payback-Based | 0 | 1 | 0 | 0 | Commercial
Commercial | Water Heating | NA | Dishwasher | Standard Dishwasher | ENERGY STAR Dishwasher | ROB and NEW | Com - Multi-residential - Small - Low-Income | Envelope | 0 | WH Envelope Com | Commercial Buildings | commercial building | 15 | 0 | 0 | 0 | OEB TRM V7 | 0 | 0 | 0 | 0 | OEB TRM V7 | 1 | 0.67 | 0.33 | 1 | 2019 APS, National Grid Potential Study, SAG input | Com_Domestic_Hot_Water | Baseload | None | Payback-Based | 0 | 1 | 0 | 0 | Low Income
Commercial | Water Heating | NA | Dishwasher | Standard Dishwasher | ENERGY STAR Dishwasher | ROB and NEW | Com - Office - Large | Envelope | 0 | WH Envelope Com | Commercial Buildings | commercial building | 15 | 0 | 393.0504 | 0 | OEB TRM V7 | 1846.6626 | 421.3691 | 0 | 0 | OEB TRM V7 | 1 | 0.67 | 0.33 | 0.51 | 2019 APS, National Grid Potential Study, SAG input | Com_Domestic_Hot_Water | Baseload | None | Payback-Based | 0 | 1 | 0 | 0 | Commercial
Commercial | Water Heating | NA | Dishwasher | Standard Dishwasher | ENERGY STAR Dishwasher | ROB and NEW | Com - Office - Small | Envelope | 0 | WH Envelope Com | Commercial Buildings | commercial building | 15 | 0 | 23.1268 | 0 | OEB TRM V7 | 108.6563 | 24.7931 | 0 | 0 | OEB TRM V7 | 1 | 0.67 | 0.33 | 0.51 | 2019 APS, National Grid Potential Study, SAG input | Com_Domestic_Hot_Water | Baseload | None | Payback-Based | 0 | 1 | 0 | 0 | Commercial
Commercial | Water Heating | NA | Dishwasher | Standard Dishwasher | ENERGY STAR Dishwasher | ROB and NEW | Com - Other Commercial - Large | Envelope | 0 | WH Envelope Com | Commercial Buildings | commercial building | 15 | 0 | 0 | 0 | OEB TRM V7 | 0 | 0 | 0 | 0 | OEB TRM V7 | 1 | 0.67 | 0.33 | 1 | 2019 APS, National Grid Potential Study, SAG input | Com_Domestic_Hot_Water | Baseload | None | Payback-Based | 0 | 1 | 0 | 0 | Commercial
Commercial | Water Heating | NA | Dishwasher | Standard Dishwasher | ENERGY STAR Dishwasher | ROB and NEW | Com - Other Commercial - Small | Envelope | 0 | WH Envelope Com | Commercial Buildings | commercial building | 15 | 0 | 0 | 0 | OEB TRM V7 | 0 | 0 | 0 | 0 | OEB TRM V7 | 1 | 0.67 | 0.33 | 1 | 2019 APS, National Grid Potential Study, SAG input | Com_Domestic_Hot_Water | Baseload | None | Payback-Based | 0 | 1 | 0 | 0 | Commercial
Commercial | Water Heating | NA | Dishwasher | Standard Dishwasher | ENERGY STAR Dishwasher | ROB and NEW | Com - Restaurant | Envelope | 0 | WH Envelope Com | Commercial Buildings | commercial building | 15 | 0 | 417.7575 | 0 | OEB TRM V7 | 1962.7435 | 447.8563 | 0 | 0 | OEB TRM V7 | 1 | 0.67 | 0.33 | 0.51 | 2019 APS, National Grid Potential Study, SAG input | Com_Domestic_Hot_Water | Baseload | None | Payback-Based | 0 | 1 | 0 | 0 | Commercial
Commercial | Water Heating | NA | Dishwasher | Standard Dishwasher | ENERGY STAR Dishwasher | ROB and NEW | Com - Retail - Large | Envelope | 0 | WH Envelope Com | Commercial Buildings | commercial building | 15 | 0 | 0 | 0 | OEB TRM V7 | 0 | 0 | 0 | 0 | OEB TRM V7 | 1 | 0.67 | 0.33 | 0.51 | 2019 APS, National Grid Potential Study, SAG input | Com_Domestic_Hot_Water | Baseload | None | Payback-Based | 0 | 1 | 0 | 0 | Commercial
Commercial | Water Heating | NA | Dishwasher | Standard Dishwasher | ENERGY STAR Dishwasher | ROB and NEW | Com - Retail - Small | Envelope | 0 | WH Envelope Com | Commercial Buildings | commercial building | 15 | 0 | 0 | 0 | OEB TRM V7 | 0 | 0 | 0 | 0 | OEB TRM V7 | 1 | 0.67 | 0.33 | 0.51 | 2019 APS, National Grid Potential Study, SAG input | Com_Domestic_Hot_Water | Baseload | None | Payback-Based | 0 | 1 | 0 | 0 | Commercial
Commercial | Water Heating | NA | Dishwasher | Standard Dishwasher | ENERGY STAR Dishwasher | ROB and NEW | Com - Schools - Large | Envelope | 0 | WH Envelope Com | Commercial Buildings | commercial building | 15 | 0 | 231.2082 | 0 | OEB TRM V7 | 1086.2818 | 247.8664 | 0 | 0 | OEB TRM V7 | 1 | 0.67 | 0.33 | 0.51 | 2019 APS, National Grid Potential Study, SAG input | Com_Domestic_Hot_Water | Baseload | None | Payback-Based | 0 | 1 | 0 | 0 | Commercial
Commercial | Water Heating | NA | Dishwasher | Standard Dishwasher | ENERGY STAR Dishwasher | ROB and NEW | Com - Schools - Small | Envelope | 0 | WH Envelope Com | Commercial Buildings | commercial building | 15 | 0 | 74.4809 | 0 | OEB TRM V7 | 349.9324 | 79.8471 | 0 | 0 | OEB TRM V7 | 1 | 0.67 | 0.33 | 0.51 | 2019 APS, National Grid Potential Study, SAG input | Com_Domestic_Hot_Water | Baseload | None | Payback-Based | 0 | 1 | 0 | 0 | Commercial
Commercial | Water Heating | NA | Dishwasher | Standard Dishwasher | ENERGY STAR Dishwasher | ROB and NEW | Com - University/College | Envelope | 0 | WH Envelope Com | Commercial Buildings | commercial building | 15 | 0 | 188.8811 | 0 | OEB TRM V7 | 887.4171 | 202.4897 | 0 | 0 | OEB TRM V7 | 1 | 0.67 | 0.33 | 0.51 | 2019 APS, National Grid Potential Study, SAG input | Com_Domestic_Hot_Water | Baseload | None | Payback-Based | 0 | 1 | 0 | 0 | Commercial
Commercial | Water Heating | NA | Dishwasher | Standard Dishwasher | ENERGY STAR Dishwasher | ROB and NEW | Com - Warehousing - Large | Envelope | 0 | WH Envelope Com | Commercial Buildings | commercial building | 15 | 0 | 0 | 0 | OEB TRM V7 | 0 | 0 | 0 | 0 | OEB TRM V7 | 1 | 0.67 | 0.33 | 0.51 | 2019 APS, National Grid Potential Study, SAG input | Com_Domestic_Hot_Water | Baseload | None | Payback-Based | 0 | 1 | 0 | 0 | Commercial
Commercial | Water Heating | NA | Dishwasher | Standard Dishwasher | ENERGY STAR Dishwasher | ROB and NEW | Com - Warehousing - Small | Envelope | 0 | WH Envelope Com | Commercial Buildings | commercial building | 15 | 0 | 0 | 0 | OEB TRM V7 | 0 | 0 | 0 | 0 | OEB TRM V7 | 1 | 0.67 | 0.33 | 0.51 | 2019 APS, National Grid Potential Study, SAG input | Com_Domestic_Hot_Water | Baseload | None | Payback-Based | 0 | 1 | 0 | 0 | Commercial
Commercial | Water Heating | NA | Dishwasher | Standard Dishwasher | ENERGY STAR Dishwasher | ROB and NEW | Com - Multi-residential - Medium | Envelope | 0 | WH Envelope Com | Commercial Buildings | commercial building | 15 | 0 | 0 | 0 | OEB TRM V7 | 0 | 0 | 0 | 0 | OEB TRM V7 | 1 | 0.67 | 0.33 | 1 | 2019 APS, National Grid Potential Study, SAG input | Com_Domestic_Hot_Water | Baseload | None | Payback-Based | 0 | 1 | 0 | 0 | Commercial
Commercial | Water Heating | NA | Dishwasher | Standard Dishwasher | ENERGY STAR Dishwasher | ROB and NEW | Com - Multi-residential - Medium - Low-Income | Envelope | 0 | WH Envelope Com | Commercial Buildings | commercial building | 15 | 0 | 0 | 0 | OEB TRM V7 | 0 | 0 | 0 | 0 | OEB TRM V7 | 1 | 0.67 | 0.33 | 1 | 2019 APS, National Grid Potential Study, SAG input | Com_Domestic_Hot_Water | Baseload | None | Payback-Based | 0 | 1 | 0 | 0 | Commercial
Commercial | Water Heating | NA | Commercial Ozone Laundry Treatment | No Ozone Laundry Treatment | Commercial Ozone Laundry Treatment | ROB and NEW | Com - Hospital | Envelope | 0 | WH Envelope Com | Commercial Buildings | commercial building | 15 | 0 | 35714 | 0 | OEB TRM V7, SAG input | 1035.0816 | 18445.056 | 0 | 0 | OEB TRM V7, SAG input | 0.79094 | 0.9 | 0.1 | 0.5 | 2019 APS (IL 2018 TRM, CPUC PG Study 2018), SAG input | Com_Domestic_Hot_Water | Baseload | None | Payback-Based | 0 | 1 | 0 | 0 | Commercial
Commercial | Water Heating | NA | Commercial Ozone Laundry Treatment | No Ozone Laundry Treatment | Commercial Ozone Laundry Treatment | ROB and NEW | Com - Hotel - Large | Envelope | 0 | WH Envelope Com | Commercial Buildings | commercial building | 15 | 0 | 35714 | 0 | OEB TRM V7, SAG input | 1035.0816 | 18445.056 | 0 | 0 | OEB TRM V7, SAG input | 0.44366 | 0.9 | 0.1 | 0.5 | 2019 APS (IL 2018 TRM, CPUC PG Study 2018), SAG input | Com_Domestic_Hot_Water | Baseload | None | Payback-Based | 0 | 1 | 0 | 0 | Commercial
Commercial | Water Heating | NA | Commercial Ozone Laundry Treatment | No Ozone Laundry Treatment | Commercial Ozone Laundry Treatment | ROB and NEW | Com - Hotel - Small | Envelope | 0 | WH Envelope Com | Commercial Buildings | commercial building | 15 | 0 | 15714 | 0 | OEB TRM V7, SAG input | 278.6758 | 4965.9766 | 0 | 0 | OEB TRM V7, SAG input | 0.13245 | 0.9 | 0.1 | 0.5 | 2019 APS (IL 2018 TRM, CPUC PG Study 2018), SAG input | Com_Domestic_Hot_Water | Baseload | None | Payback-Based | 0 | 1 | 0 | 0 | Commercial
Commercial | Water Heating | NA | Commercial Ozone Laundry Treatment | No Ozone Laundry Treatment | Commercial Ozone Laundry Treatment | ROB and NEW | Com - Long Term Care | Envelope | 0 | WH Envelope Com | Commercial Buildings | commercial building | 15 | 0 | 35714 | 0 | OEB TRM V7, SAG input | 1035.0816 | 18445.056 | 0 | 0 | OEB TRM V7, SAG input | 0.14626 | 0.9 | 0.1 | 0.5 | 2019 APS (IL 2018 TRM, CPUC PG Study 2018), SAG input | Com_Domestic_Hot_Water | Baseload | None | Payback-Based | 0 | 1 | 0 | 0 | Commercial
Commercial | Water Heating | NA | Commercial Ozone Laundry Treatment | No Ozone Laundry Treatment | Commercial Ozone Laundry Treatment | ROB and NEW | Com - Multi-residential - Large | Envelope | 0 | WH Envelope Com | Commercial Buildings | commercial building | 15 | 0 | 0 | 0 | OEB TRM V7, SAG input | 0 | 0 | 0 | 0 | OEB TRM V7, SAG input | 0 | 1 | 0 | 0 | 2019 APS (IL 2018 TRM, CPUC PG Study 2018), SAG input | Com_Domestic_Hot_Water | Baseload | None | Payback-Based | 0 | 1 | 0 | 0 | Commercial
Commercial | Water Heating | NA | Commercial Ozone Laundry Treatment | No Ozone Laundry Treatment | Commercial Ozone Laundry Treatment | ROB and NEW | Com - Multi-residential - Large - Low-Income | Envelope | 0 | WH Envelope Com | Commercial Buildings | commercial building | 15 | 0 | 0 | 0 | OEB TRM V7, SAG input | 0 | 0 | 0 | 0 | OEB TRM V7, SAG input | 0 | 1 | 0 | 0 | 2019 APS (IL 2018 TRM, CPUC PG Study 2018), SAG input | Com_Domestic_Hot_Water | Baseload | None | Payback-Based | 0 | 1 | 0 | 0 | Low Income
Commercial | Water Heating | NA | Commercial Ozone Laundry Treatment | No Ozone Laundry Treatment | Commercial Ozone Laundry Treatment | ROB and NEW | Com - Multi-residential - Small | Envelope | 0 | WH Envelope Com | Commercial Buildings | commercial building | 15 | 0 | 0 | 0 | OEB TRM V7, SAG input | 0 | 0 | 0 | 0 | OEB TRM V7, SAG input | 0 | 1 | 0 | 0 | 2019 APS (IL 2018 TRM, CPUC PG Study 2018), SAG input | Com_Domestic_Hot_Water | Baseload | None | Payback-Based | 0 | 1 | 0 | 0 | Commercial
Commercial | Water Heating | NA | Commercial Ozone Laundry Treatment | No Ozone Laundry Treatment | Commercial Ozone Laundry Treatment | ROB and NEW | Com - Multi-residential - Small - Low-Income | Envelope | 0 | WH Envelope Com | Commercial Buildings | commercial building | 15 | 0 | 0 | 0 | OEB TRM V7, SAG input | 0 | 0 | 0 | 0 | OEB TRM V7, SAG input | 0 | 1 | 0 | 0 | 2019 APS (IL 2018 TRM, CPUC PG Study 2018), SAG input | Com_Domestic_Hot_Water | Baseload | None | Payback-Based | 0 | 1 | 0 | 0 | Low Income
Commercial | Water Heating | NA | Commercial Ozone Laundry Treatment | No Ozone Laundry Treatment | Commercial Ozone Laundry Treatment | ROB and NEW | Com - Office - Large | Envelope | 0 | WH Envelope Com | Commercial Buildings | commercial building | 15 | 0 | 0 | 0 | OEB TRM V7, SAG input | 0 | 0 | 0 | 0 | OEB TRM V7, SAG input | 0 | 1 | 0 | 0 | 2019 APS (IL 2018 TRM, CPUC PG Study 2018), SAG input | Com_Domestic_Hot_Water | Baseload | None | Payback-Based | 0 | 1 | 0 | 0 | Commercial
Commercial | Water Heating | NA | Commercial Ozone Laundry Treatment | No Ozone Laundry Treatment | Commercial Ozone Laundry Treatment | ROB and NEW | Com - Office - Small | Envelope | 0 | WH Envelope Com | Commercial Buildings | commercial building | 15 | 0 | 0 | 0 | OEB TRM V7, SAG input | 0 | 0 | 0 | 0 | OEB TRM V7, SAG input | 0 | 1 | 0 | 0 | 2019 APS (IL 2018 TRM, CPUC PG Study 2018), SAG input | Com_Domestic_Hot_Water | Baseload | None | Payback-Based | 0 | 1 | 0 | 0 | Commercial
Commercial | Water Heating | NA | Commercial Ozone Laundry Treatment | No Ozone Laundry Treatment | Commercial Ozone Laundry Treatment | ROB and NEW | Com - Other Commercial - Large | Envelope | 0 | WH Envelope Com | Commercial Buildings | commercial building | 15 | 0 | 35714 | 0 | OEB TRM V7, SAG input | 1035.0816 | 18445.056 | 0 | 0 | OEB TRM V7, SAG input | 0.056286 | 0.9 | 0.1 | 0.5 | 2019 APS (IL 2018 TRM, CPUC PG Study 2018), SAG input | Com_Domestic_Hot_Water | Baseload | None | Payback-Based | 0 | 1 | 0 | 0 | Commercial
Commercial | Water Heating | NA | Commercial Ozone Laundry Treatment | No Ozone Laundry Treatment | Commercial Ozone Laundry Treatment | ROB and NEW | Com - Other Commercial - Small | Envelope | 0 | WH Envelope Com | Commercial Buildings | commercial building | 15 | 0 | 15714 | 0 | OEB TRM V7, SAG input | 35.8517 | 638.8739 | 0 | 0 | OEB TRM V7, SAG input | 0.056286 | 0.9 | 0.1 | 0.5 | 2019 APS (IL 2018 TRM, CPUC PG Study 2018), SAG input | Com_Domestic_Hot_Water | Baseload | None | Payback-Based | 0 | 1 | 0 | 0 | Commercial
Commercial | Water Heating | NA | Commercial Ozone Laundry Treatment | No Ozone Laundry Treatment | Commercial Ozone Laundry Treatment | ROB and NEW | Com - Restaurant | Envelope | 0 | WH Envelope Com | Commercial Buildings | commercial building | 15 | 0 | 0 | 0 | OEB TRM V7, SAG input | 0 | 0 | 0 | 0 | OEB TRM V7, SAG input | 0 | 1 | 0 | 0 | 2019 APS (IL 2018 TRM, CPUC PG Study 2018), SAG input | Com_Domestic_Hot_Water | Baseload | None | Payback-Based | 0 | 1 | 0 | 0 | Commercial
Commercial | Water Heating | NA | Commercial Ozone Laundry Treatment | No Ozone Laundry Treatment | Commercial Ozone Laundry Treatment | ROB and NEW | Com - Retail - Large | Envelope | 0 | WH Envelope Com | Commercial Buildings | commercial building | 15 | 0 | 0 | 0 | OEB TRM V7, SAG input | 0 | 0 | 0 | 0 | OEB TRM V7, SAG input | 0 | 1 | 0 | 0 | 2019 APS (IL 2018 TRM, CPUC PG Study 2018), SAG input | Com_Domestic_Hot_Water | Baseload | None | Payback-Based | 0 | 1 | 0 | 0 | Commercial
Commercial | Water Heating | NA | Commercial Ozone Laundry Treatment | No Ozone Laundry Treatment | Commercial Ozone Laundry Treatment | ROB and NEW | Com - Retail - Small | Envelope | 0 | WH Envelope Com | Commercial Buildings | commercial building | 15 | 0 | 0 | 0 | OEB TRM V7, SAG input | 0 | 0 | 0 | 0 | OEB TRM V7, SAG input | 0 | 1 | 0 | 0 | 2019 APS (IL 2018 TRM, CPUC PG Study 2018), SAG input | Com_Domestic_Hot_Water | Baseload | None | Payback-Based | 0 | 1 | 0 | 0 | Commercial
Commercial | Water Heating | NA | Commercial Ozone Laundry Treatment | No Ozone Laundry Treatment | Commercial Ozone Laundry Treatment | ROB and NEW | Com - Schools - Large | Envelope | 0 | WH Envelope Com | Commercial Buildings | commercial building | 15 | 0 | 0 | 0 | OEB TRM V7, SAG input | 0 | 0 | 0 | 0 | OEB TRM V7, SAG input | 0 | 1 | 0 | 0 | 2019 APS (IL 2018 TRM, CPUC PG Study 2018), SAG input | Com_Domestic_Hot_Water | Baseload | None | Payback-Based | 0 | 1 | 0 | 0 | Commercial
Commercial | Water Heating | NA | Commercial Ozone Laundry Treatment | No Ozone Laundry Treatment | Commercial Ozone Laundry Treatment | ROB and NEW | Com - Schools - Small | Envelope | 0 | WH Envelope Com | Commercial Buildings | commercial building | 15 | 0 | 0 | 0 | OEB TRM V7, SAG input | 0 | 0 | 0 | 0 | OEB TRM V7, SAG input | 0 | 1 | 0 | 0 | 2019 APS (IL 2018 TRM, CPUC PG Study 2018), SAG input | Com_Domestic_Hot_Water | Baseload | None | Payback-Based | 0 | 1 | 0 | 0 | Commercial
Commercial | Water Heating | NA | Commercial Ozone Laundry Treatment | No Ozone Laundry Treatment | Commercial Ozone Laundry Treatment | ROB and NEW | Com - University/College | Envelope | 0 | WH Envelope Com | Commercial Buildings | commercial building | 15 | 0 | 0 | 0 | OEB TRM V7, SAG input | 0 | 0 | 0 | 0 | OEB TRM V7, SAG input | 0 | 1 | 0 | 0 | 2019 APS (IL 2018 TRM, CPUC PG Study 2018), SAG input | Com_Domestic_Hot_Water | Baseload | None | Payback-Based | 0 | 1 | 0 | 0 | Commercial
Commercial | Water Heating | NA | Commercial Ozone Laundry Treatment | No Ozone Laundry Treatment | Commercial Ozone Laundry Treatment | ROB and NEW | Com - Warehousing - Large | Envelope | 0 | WH Envelope Com | Commercial Buildings | commercial building | 15 | 0 | 0 | 0 | OEB TRM V7, SAG input | 0 | 0 | 0 | 0 | OEB TRM V7, SAG input | 0 | 1 | 0 | 0 | 2019 APS (IL 2018 TRM, CPUC PG Study 2018), SAG input | Com_Domestic_Hot_Water | Baseload | None | Payback-Based | 0 | 1 | 0 | 0 | Commercial
Commercial | Water Heating | NA | Commercial Ozone Laundry Treatment | No Ozone Laundry Treatment | Commercial Ozone Laundry Treatment | ROB and NEW | Com - Warehousing - Small | Envelope | 0 | WH Envelope Com | Commercial Buildings | commercial building | 15 | 0 | 0 | 0 | OEB TRM V7, SAG input | 0 | 0 | 0 | 0 | OEB TRM V7, SAG input | 0 | 1 | 0 | 0 | 2019 APS (IL 2018 TRM, CPUC PG Study 2018), SAG input | Com_Domestic_Hot_Water | Baseload | None | Payback-Based | 0 | 1 | 0 | 0 | Commercial
Commercial | Water Heating | NA | Commercial Ozone Laundry Treatment | No Ozone Laundry Treatment | Commercial Ozone Laundry Treatment | ROB and NEW | Com - Multi-residential - Medium | Envelope | 0 | WH Envelope Com | Commercial Buildings | commercial building | 15 | 0 | 0 | 0 | OEB TRM V7, SAG input | 0 | 0 | 0 | 0 | OEB TRM V7, SAG input | 0 | 1 | 0 | 0 | 2019 APS (IL 2018 TRM, CPUC PG Study 2018), SAG input | Com_Domestic_Hot_Water | Baseload | None | Payback-Based | 0 | 1 | 0 | 0 | Commercial
Commercial | Water Heating | NA | Commercial Ozone Laundry Treatment | No Ozone Laundry Treatment | Commercial Ozone Laundry Treatment | ROB and NEW | Com - Multi-residential - Medium - Low-Income | Envelope | 0 | WH Envelope Com | Commercial Buildings | commercial building | 15 | 0 | 0 | 0 | OEB TRM V7, SAG input | 0 | 0 | 0 | 0 | OEB TRM V7, SAG input | 0 | 1 | 0 | 0 | 2019 APS (IL 2018 TRM, CPUC PG Study 2018), SAG input | Com_Domestic_Hot_Water | Baseload | None | Payback-Based | 0 | 1 | 0 | 0 | Commercial
Commercial | Other | NA | Steam Cooker | Non-ENERGY STAR rated steam cooker | ENERGY STAR Steam Cooker | ROB and NEW | Com - Hospital | NA | 0 | NA | Commercial Buildings | commercial building | 12 | 0 | 9.1359 | 0 | OEB TRM V7 | 0 | 18.7931 | 0 | 0 | OEB TRM V7 | 1 | 0.67 | 0.33 | 0.1 | 2019 APS, Xcel Energy PS | None | Baseload | None | Payback-Based | 0 | 1 | 0 | 0 | Commercial
Commercial | Other | NA | Steam Cooker | Non-ENERGY STAR rated steam cooker | ENERGY STAR Steam Cooker | ROB and NEW | Com - Hotel - Large | NA | 0 | NA | Commercial Buildings | commercial building | 12 | 0 | 0 | 0 | OEB TRM V7 | 0 | 0 | 0 | 0 | OEB TRM V7 | 1 | 0.67 | 0.33 | 0.1 | 2019 APS, Xcel Energy PS | None | Baseload | None | Payback-Based | 0 | 1 | 0 | 0 | Commercial
Commercial | Other | NA | Steam Cooker | Non-ENERGY STAR rated steam cooker | ENERGY STAR Steam Cooker | ROB and NEW | Com - Hotel - Small | NA | 0 | NA | Commercial Buildings | commercial building | 12 | 0 | 0 | 0 | OEB TRM V7 | 0 | 0 | 0 | 0 | OEB TRM V7 | 1 | 0.67 | 0.33 | 0.1 | 2019 APS, Xcel Energy PS | None | Baseload | None | Payback-Based | 0 | 1 | 0 | 0 | Commercial
Commercial | Other | NA | Steam Cooker | Non-ENERGY STAR rated steam cooker | ENERGY STAR Steam Cooker | ROB and NEW | Com - Long Term Care | NA | 0 | NA | Commercial Buildings | commercial building | 12 | 0 | 0 | 0 | OEB TRM V7 | 0 | 0 | 0 | 0 | OEB TRM V7 | 1 | 0.67 | 0.33 | 0.1 | 2019 APS, Xcel Energy PS | None | Baseload | None | Payback-Based | 0 | 1 | 0 | 0 | Commercial
Commercial | Other | NA | Steam Cooker | Non-ENERGY STAR rated steam cooker | ENERGY STAR Steam Cooker | ROB and NEW | Com - Multi-residential - Large | NA | 0 | NA | Commercial Buildings | commercial building | 12 | 0 | 0 | 0 | OEB TRM V7 | 0 | 0 | 0 | 0 | OEB TRM V7 | 1 | 1 | 0 | 1 | 2019 APS, Xcel Energy PS | None | Baseload | None | Payback-Based | 0 | 1 | 0 | 0 | Commercial
Commercial | Other | NA | Steam Cooker | Non-ENERGY STAR rated steam cooker | ENERGY STAR Steam Cooker | ROB and NEW | Com - Multi-residential - Large - Low-Income | NA | 0 | NA | Commercial Buildings | commercial building | 12 | 0 | 0 | 0 | OEB TRM V7 | 0 | 0 | 0 | 0 | OEB TRM V7 | 1 | 1 | 0 | 1 | 2019 APS, Xcel Energy PS | None | Baseload | None | Payback-Based | 0 | 1 | 0 | 0 | Low Income
Commercial | Other | NA | Steam Cooker | Non-ENERGY STAR rated steam cooker | ENERGY STAR Steam Cooker | ROB and NEW | Com - Multi-residential - Small | NA | 0 | NA | Commercial Buildings | commercial building | 12 | 0 | 0 | 0 | OEB TRM V7 | 0 | 0 | 0 | 0 | OEB TRM V7 | 1 | 1 | 0 | 1 | 2019 APS, Xcel Energy PS | None | Baseload | None | Payback-Based | 0 | 1 | 0 | 0 | Commercial
Commercial | Other | NA | Steam Cooker | Non-ENERGY STAR rated steam cooker | ENERGY STAR Steam Cooker | ROB and NEW | Com - Multi-residential - Small - Low-Income | NA | 0 | NA | Commercial Buildings | commercial building | 12 | 0 | 0 | 0 | OEB TRM V7 | 0 | 0 | 0 | 0 | OEB TRM V7 | 1 | 1 | 0 | 1 | 2019 APS, Xcel Energy PS | None | Baseload | None | Payback-Based | 0 | 1 | 0 | 0 | Low Income
Commercial | Other | NA | Steam Cooker | Non-ENERGY STAR rated steam cooker | ENERGY STAR Steam Cooker | ROB and NEW | Com - Office - Large | NA | 0 | NA | Commercial Buildings | commercial building | 12 | 0 | 0 | 0 | OEB TRM V7 | 0 | 0 | 0 | 0 | OEB TRM V7 | 1 | 0.67 | 0.33 | 0.1 | 2019 APS, Xcel Energy PS | None | Baseload | None | Payback-Based | 0 | 1 | 0 | 0 | Commercial
Commercial | Other | NA | Steam Cooker | Non-ENERGY STAR rated steam cooker | ENERGY STAR Steam Cooker | ROB and NEW | Com - Office - Small | NA | 0 | NA | Commercial Buildings | commercial building | 12 | 0 | 0 | 0 | OEB TRM V7 | 0 | 0 | 0 | 0 | OEB TRM V7 | 1 | 0.67 | 0.33 | 0.1 | 2019 APS, Xcel Energy PS | None | Baseload | None | Payback-Based | 0 | 1 | 0 | 0 | Commercial
Commercial | Other | NA | Steam Cooker | Non-ENERGY STAR rated steam cooker | ENERGY STAR Steam Cooker | ROB and NEW | Com - Other Commercial - Large | NA | 0 | NA | Commercial Buildings | commercial building | 12 | 0 | 0 | 0 | OEB TRM V7 | 0 | 0 | 0 | 0 | OEB TRM V7 | 1 | 1 | 0 | 0.1 | 2019 APS, Xcel Energy PS | None | Baseload | None | Payback-Based | 0 | 1 | 0 | 0 | Commercial
Commercial | Other | NA | Steam Cooker | Non-ENERGY STAR rated steam cooker | ENERGY STAR Steam Cooker | ROB and NEW | Com - Other Commercial - Small | NA | 0 | NA | Commercial Buildings | commercial building | 12 | 0 | 0 | 0 | OEB TRM V7 | 0 | 0 | 0 | 0 | OEB TRM V7 | 1 | 1 | 0 | 0.1 | 2019 APS, Xcel Energy PS | None | Baseload | None | Payback-Based | 0 | 1 | 0 | 0 | Commercial
Commercial | Other | NA | Steam Cooker | Non-ENERGY STAR rated steam cooker | ENERGY STAR Steam Cooker | ROB and NEW | Com - Restaurant | NA | 0 | NA | Commercial Buildings | commercial building | 12 | 0 | 43.364 | 0 | OEB TRM V7 | 0 | 89.2029 | 0 | 0 | OEB TRM V7 | 1 | 0.67 | 0.33 | 1 | 2019 APS, Xcel Energy PS | None | Baseload | None | Payback-Based | 0 | 1 | 0 | 0 | Commercial
Commercial | Other | NA | Steam Cooker | Non-ENERGY STAR rated steam cooker | ENERGY STAR Steam Cooker | ROB and NEW | Com - Retail - Large | NA | 0 | NA | Commercial Buildings | commercial building | 12 | 0 | 0 | 0 | OEB TRM V7 | 0 | 0 | 0 | 0 | OEB TRM V7 | 1 | 0.67 | 0.33 | 0.1 | 2019 APS, Xcel Energy PS | None | Baseload | None | Payback-Based | 0 | 1 | 0 | 0 | Commercial
Commercial | Other | NA | Steam Cooker | Non-ENERGY STAR rated steam cooker | ENERGY STAR Steam Cooker | ROB and NEW | Com - Retail - Small | NA | 0 | NA | Commercial Buildings | commercial building | 12 | 0 | 0 | 0 | OEB TRM V7 | 0 | 0 | 0 | 0 | OEB TRM V7 | 1 | 0.67 | 0.33 | 0.1 | 2019 APS, Xcel Energy PS | None | Baseload | None | Payback-Based | 0 | 1 | 0 | 0 | Commercial
Commercial | Other | NA | Steam Cooker | Non-ENERGY STAR rated steam cooker | ENERGY STAR Steam Cooker | ROB and NEW | Com - Schools - Large | NA | 0 | NA | Commercial Buildings | commercial building | 12 | 0 | 0 | 0 | OEB TRM V7 | 0 | 0 | 0 | 0 | OEB TRM V7 | 1 | 0.67 | 0.33 | 0.1 | 2019 APS, Xcel Energy PS | None | Baseload | None | Payback-Based | 0 | 1 | 0 | 0 | Commercial
Commercial | Other | NA | Steam Cooker | Non-ENERGY STAR rated steam cooker | ENERGY STAR Steam Cooker | ROB and NEW | Com - Schools - Small | NA | 0 | NA | Commercial Buildings | commercial building | 12 | 0 | 0 | 0 | OEB TRM V7 | 0 | 0 | 0 | 0 | OEB TRM V7 | 1 | 0.67 | 0.33 | 0.1 | 2019 APS, Xcel Energy PS | None | Baseload | None | Payback-Based | 0 | 1 | 0 | 0 | Commercial
Commercial | Other | NA | Steam Cooker | Non-ENERGY STAR rated steam cooker | ENERGY STAR Steam Cooker | ROB and NEW | Com - University/College | NA | 0 | NA | Commercial Buildings | commercial building | 12 | 0 | 4.9082 | 0 | OEB TRM V7 | 0 | 10.0966 | 0 | 0 | OEB TRM V7 | 1 | 0.67 | 0.33 | 0.1 | 2019 APS, Xcel Energy PS | None | Baseload | None | Payback-Based | 0 | 1 | 0 | 0 | Commercial
Commercial | Other | NA | Steam Cooker | Non-ENERGY STAR rated steam cooker | ENERGY STAR Steam Cooker | ROB and NEW | Com - Warehousing - Large | NA | 0 | NA | Commercial Buildings | commercial building | 12 | 0 | 0 | 0 | OEB TRM V7 | 0 | 0 | 0 | 0 | OEB TRM V7 | 1 | 1 | 0 | 0.1 | 2019 APS, Xcel Energy PS | None | Baseload | None | Payback-Based | 0 | 1 | 0 | 0 | Commercial
Commercial | Other | NA | Steam Cooker | Non-ENERGY STAR rated steam cooker | ENERGY STAR Steam Cooker | ROB and NEW | Com - Warehousing - Small | NA | 0 | NA | Commercial Buildings | commercial building | 12 | 0 | 0 | 0 | OEB TRM V7 | 0 | 0 | 0 | 0 | OEB TRM V7 | 1 | 1 | 0 | 0.1 | 2019 APS, Xcel Energy PS | None | Baseload | None | Payback-Based | 0 | 1 | 0 | 0 | Commercial
Commercial | Other | NA | Steam Cooker | Non-ENERGY STAR rated steam cooker | ENERGY STAR Steam Cooker | ROB and NEW | Com - Multi-residential - Medium | NA | 0 | NA | Commercial Buildings | commercial building | 12 | 0 | 0 | 0 | OEB TRM V7 | 0 | 0 | 0 | 0 | OEB TRM V7 | 1 | 1 | 0 | 1 | 2019 APS, Xcel Energy PS | None | Baseload | None | Payback-Based | 0 | 1 | 0 | 0 | Commercial
Commercial | Other | NA | Steam Cooker | Non-ENERGY STAR rated steam cooker | ENERGY STAR Steam Cooker | ROB and NEW | Com - Multi-residential - Medium - Low-Income | NA | 0 | NA | Commercial Buildings | commercial building | 12 | 0 | 0 | 0 | OEB TRM V7 | 0 | 0 | 0 | 0 | OEB TRM V7 | 1 | 1 | 0 | 1 | 2019 APS, Xcel Energy PS | None | Baseload | None | Payback-Based | 0 | 1 | 0 | 0 | Commercial
Commercial | Other | NA | Fryer | Standard Fryer | ENERGY STAR Fryer | ROB and NEW | Com - Hospital | NA | 0 | NA | Commercial Buildings | commercial building | 12 | 0 | 1478.8747 | 0 | OEB TRM V7 | 0 | 726.5181 | 0 | 0 | OEB TRM V7 | 1 | 0.7 | 0.3 | 0.01 | 2019 APS, Xcel Energy PS | None | Baseload | None | Payback-Based | 0 | 1 | 0 | 0 | Commercial
Commercial | Other | NA | Fryer | Standard Fryer | ENERGY STAR Fryer | ROB and NEW | Com - Hotel - Large | NA | 0 | NA | Commercial Buildings | commercial building | 12 | 0 | 0 | 0 | OEB TRM V7 | 0 | 0 | 0 | 0 | OEB TRM V7 | 1 | 1 | 0 | 0.01 | 2019 APS, Xcel Energy PS | None | Baseload | None | Payback-Based | 0 | 1 | 0 | 0 | Commercial
Commercial | Other | NA | Fryer | Standard Fryer | ENERGY STAR Fryer | ROB and NEW | Com - Hotel - Small | NA | 0 | NA | Commercial Buildings | commercial building | 12 | 0 | 0 | 0 | OEB TRM V7 | 0 | 0 | 0 | 0 | OEB TRM V7 | 1 | 1 | 0 | 0.01 | 2019 APS, Xcel Energy PS | None | Baseload | None | Payback-Based | 0 | 1 | 0 | 0 | Commercial
Commercial | Other | NA | Fryer | Standard Fryer | ENERGY STAR Fryer | ROB and NEW | Com - Long Term Care | NA | 0 | NA | Commercial Buildings | commercial building | 12 | 0 | 0 | 0 | OEB TRM V7 | 0 | 0 | 0 | 0 | OEB TRM V7 | 1 | 1 | 0 | 0.01 | 2019 APS, Xcel Energy PS | None | Baseload | None | Payback-Based | 0 | 1 | 0 | 0 | Commercial
Commercial | Other | NA | Fryer | Standard Fryer | ENERGY STAR Fryer | ROB and NEW | Com - Multi-residential - Large | NA | 0 | NA | Commercial Buildings | commercial building | 12 | 0 | 0 | 0 | OEB TRM V7 | 0 | 0 | 0 | 0 | OEB TRM V7 | 1 | 1 | 0 | 1 | 2019 APS, Xcel Energy PS | None | Baseload | None | Payback-Based | 0 | 1 | 0 | 0 | Commercial
Commercial | Other | NA | Fryer | Standard Fryer | ENERGY STAR Fryer | ROB and NEW | Com - Multi-residential - Large - Low-Income | NA | 0 | NA | Commercial Buildings | commercial building | 12 | 0 | 0 | 0 | OEB TRM V7 | 0 | 0 | 0 | 0 | OEB TRM V7 | 1 | 1 | 0 | 1 | 2019 APS, Xcel Energy PS | None | Baseload | None | Payback-Based | 0 | 1 | 0 | 0 | Low Income
Commercial | Other | NA | Fryer | Standard Fryer | ENERGY STAR Fryer | ROB and NEW | Com - Multi-residential - Small | NA | 0 | NA | Commercial Buildings | commercial building | 12 | 0 | 0 | 0 | OEB TRM V7 | 0 | 0 | 0 | 0 | OEB TRM V7 | 1 | 1 | 0 | 1 | 2019 APS, Xcel Energy PS | None | Baseload | None | Payback-Based | 0 | 1 | 0 | 0 | Commercial
Commercial | Other | NA | Fryer | Standard Fryer | ENERGY STAR Fryer | ROB and NEW | Com - Multi-residential - Small - Low-Income | NA | 0 | NA | Commercial Buildings | commercial building | 12 | 0 | 0 | 0 | OEB TRM V7 | 0 | 0 | 0 | 0 | OEB TRM V7 | 1 | 1 | 0 | 1 | 2019 APS, Xcel Energy PS | None | Baseload | None | Payback-Based | 0 | 1 | 0 | 0 | Low Income
Commercial | Other | NA | Fryer | Standard Fryer | ENERGY STAR Fryer | ROB and NEW | Com - Office - Large | NA | 0 | NA | Commercial Buildings | commercial building | 12 | 0 | 0 | 0 | OEB TRM V7 | 0 | 0 | 0 | 0 | OEB TRM V7 | 1 | 1 | 0 | 0.01 | 2019 APS, Xcel Energy PS | None | Baseload | None | Payback-Based | 0 | 1 | 0 | 0 | Commercial
Commercial | Other | NA | Fryer | Standard Fryer | ENERGY STAR Fryer | ROB and NEW | Com - Office - Small | NA | 0 | NA | Commercial Buildings | commercial building | 12 | 0 | 0 | 0 | OEB TRM V7 | 0 | 0 | 0 | 0 | OEB TRM V7 | 1 | 1 | 0 | 0.01 | 2019 APS, Xcel Energy PS | None | Baseload | None | Payback-Based | 0 | 1 | 0 | 0 | Commercial
Commercial | Other | NA | Fryer | Standard Fryer | ENERGY STAR Fryer | ROB and NEW | Com - Other Commercial - Large | NA | 0 | NA | Commercial Buildings | commercial building | 12 | 0 | 0 | 0 | OEB TRM V7 | 0 | 0 | 0 | 0 | OEB TRM V7 | 1 | 1 | 0 | 0.01 | 2019 APS, Xcel Energy PS | None | Baseload | None | Payback-Based | 0 | 1 | 0 | 0 | Commercial
Commercial | Other | NA | Fryer | Standard Fryer | ENERGY STAR Fryer | ROB and NEW | Com - Other Commercial - Small | NA | 0 | NA | Commercial Buildings | commercial building | 12 | 0 | 0 | 0 | OEB TRM V7 | 0 | 0 | 0 | 0 | OEB TRM V7 | 1 | 1 | 0 | 0.01 | 2019 APS, Xcel Energy PS | None | Baseload | None | Payback-Based | 0 | 1 | 0 | 0 | Commercial
Commercial | Other | NA | Fryer | Standard Fryer | ENERGY STAR Fryer | ROB and NEW | Com - Restaurant | NA | 0 | NA | Commercial Buildings | commercial building | 12 | 0 | 2500.9363 | 0 | OEB TRM V7 | 0 | 1228.6203 | 0 | 0 | OEB TRM V7 | 1 | 0.7 | 0.3 | 1 | 2019 APS, Xcel Energy PS | None | Baseload | None | Payback-Based | 0 | 1 | 0 | 0 | Commercial
Commercial | Other | NA | Fryer | Standard Fryer | ENERGY STAR Fryer | ROB and NEW | Com - Retail - Large | NA | 0 | NA | Commercial Buildings | commercial building | 12 | 0 | 0 | 0 | OEB TRM V7 | 0 | 0 | 0 | 0 | OEB TRM V7 | 1 | 1 | 0 | 0.01 | 2019 APS, Xcel Energy PS | None | Baseload | None | Payback-Based | 0 | 1 | 0 | 0 | Commercial
Commercial | Other | NA | Fryer | Standard Fryer | ENERGY STAR Fryer | ROB and NEW | Com - Retail - Small | NA | 0 | NA | Commercial Buildings | commercial building | 12 | 0 | 0 | 0 | OEB TRM V7 | 0 | 0 | 0 | 0 | OEB TRM V7 | 1 | 1 | 0 | 0.01 | 2019 APS, Xcel Energy PS | None | Baseload | None | Payback-Based | 0 | 1 | 0 | 0 | Commercial
Commercial | Other | NA | Fryer | Standard Fryer | ENERGY STAR Fryer | ROB and NEW | Com - Schools - Large | NA | 0 | NA | Commercial Buildings | commercial building | 12 | 0 | 0 | 0 | OEB TRM V7 | 0 | 0 | 0 | 0 | OEB TRM V7 | 1 | 0.77 | 0.23 | 0.01 | 2019 APS, Xcel Energy PS | None | Baseload | None | Payback-Based | 0 | 1 | 0 | 0 | Commercial
Commercial | Other | NA | Fryer | Standard Fryer | ENERGY STAR Fryer | ROB and NEW | Com - Schools - Small | NA | 0 | NA | Commercial Buildings | commercial building | 12 | 0 | 0 | 0 | OEB TRM V7 | 0 | 0 | 0 | 0 | OEB TRM V7 | 1 | 0.77 | 0.23 | 0.01 | 2019 APS, Xcel Energy PS | None | Baseload | None | Payback-Based | 0 | 1 | 0 | 0 | Commercial
Commercial | Other | NA | Fryer | Standard Fryer | ENERGY STAR Fryer | ROB and NEW | Com - University/College | NA | 0 | NA | Commercial Buildings | commercial building | 12 | 0 | 451.826 | 0 | OEB TRM V7 | 0 | 221.9659 | 0 | 0 | OEB TRM V7 | 1 | 0.77 | 0.23 | 0.01 | 2019 APS, Xcel Energy PS | None | Baseload | None | Payback-Based | 0 | 1 | 0 | 0 | Commercial
Commercial | Other | NA | Fryer | Standard Fryer | ENERGY STAR Fryer | ROB and NEW | Com - Warehousing - Large | NA | 0 | NA | Commercial Buildings | commercial building | 12 | 0 | 0 | 0 | OEB TRM V7 | 0 | 0 | 0 | 0 | OEB TRM V7 | 1 | 1 | 0 | 0.01 | 2019 APS, Xcel Energy PS | None | Baseload | None | Payback-Based | 0 | 1 | 0 | 0 | Commercial
Commercial | Other | NA | Fryer | Standard Fryer | ENERGY STAR Fryer | ROB and NEW | Com - Warehousing - Small | NA | 0 | NA | Commercial Buildings | commercial building | 12 | 0 | 0 | 0 | OEB TRM V7 | 0 | 0 | 0 | 0 | OEB TRM V7 | 1 | 1 | 0 | 0.01 | 2019 APS, Xcel Energy PS | None | Baseload | None | Payback-Based | 0 | 1 | 0 | 0 | Commercial
Commercial | Other | NA | Fryer | Standard Fryer | ENERGY STAR Fryer | ROB and NEW | Com - Multi-residential - Medium | NA | 0 | NA | Commercial Buildings | commercial building | 12 | 0 | 0 | 0 | OEB TRM V7 | 0 | 0 | 0 | 0 | OEB TRM V7 | 1 | 1 | 0 | 1 | 2019 APS, Xcel Energy PS | None | Baseload | None | Payback-Based | 0 | 1 | 0 | 0 | Commercial
Commercial | Other | NA | Fryer | Standard Fryer | ENERGY STAR Fryer | ROB and NEW | Com - Multi-residential - Medium - Low-Income | NA | 0 | NA | Commercial Buildings | commercial building | 12 | 0 | 0 | 0 | OEB TRM V7 | 0 | 0 | 0 | 0 | OEB TRM V7 | 1 | 1 | 0 | 1 | 2019 APS, Xcel Energy PS | None | Baseload | None | Payback-Based | 0 | 1 | 0 | 0 | Commercial
Commercial | Other | NA | Combination Oven | Standard Combination Oven | ENERGY STAR Combination Oven | ROB and NEW | Com - Hospital | NA | 0 | NA | Commercial Buildings | commercial building | 12 | 0 | 10607.707 | 0 | OEB TRM V7 | 4988.4892 | 2833.5001 | 0 | 0 | OEB TRM V7 | 1 | 0.49 | 0.51 | 0.45005 | 2019 APS, Arkansas TRM | Com_Domestic_Hot_Water | Baseload | None | Payback-Based | 0 | 1 | 0 | 0 | Commercial
Commercial | Other | NA | Combination Oven | Standard Combination Oven | ENERGY STAR Combination Oven | ROB and NEW | Com - Hotel - Large | NA | 0 | NA | Commercial Buildings | commercial building | 12 | 0 | 9402.1712 | 0 | OEB TRM V7 | 4421.5616 | 2511.4809 | 0 | 0 | OEB TRM V7 | 1 | 0.49 | 0.51 | 0.45005 | 2019 APS, Arkansas TRM | Com_Domestic_Hot_Water | Baseload | None | Payback-Based | 0 | 1 | 0 | 0 | Commercial
Commercial | Other | NA | Combination Oven | Standard Combination Oven | ENERGY STAR Combination Oven | ROB and NEW | Com - Hotel - Small | NA | 0 | NA | Commercial Buildings | commercial building | 12 | 0 | 1227.992 | 0 | OEB TRM V7 | 577.4881 | 328.0177 | 0 | 0 | OEB TRM V7 | 1 | 0.49 | 0.51 | 0.45005 | 2019 APS, Arkansas TRM | Com_Domestic_Hot_Water | Baseload | None | Payback-Based | 0 | 1 | 0 | 0 | Commercial
Commercial | Other | NA | Combination Oven | Standard Combination Oven | ENERGY STAR Combination Oven | ROB and NEW | Com - Long Term Care | NA | 0 | NA | Commercial Buildings | commercial building | 12 | 0 | 3923.0649 | 0 | OEB TRM V7 | 1844.9008 | 1047.9178 | 0 | 0 | OEB TRM V7 | 1 | 0.49 | 0.51 | 0.45005 | 2019 APS, Arkansas TRM | Com_Domestic_Hot_Water | Baseload | None | Payback-Based | 0 | 1 | 0 | 0 | Commercial
Commercial | Other | NA | Combination Oven | Standard Combination Oven | ENERGY STAR Combination Oven | ROB and NEW | Com - Multi-residential - Large | NA | 0 | NA | Commercial Buildings | commercial building | 12 | 0 | 0 | 0 | OEB TRM V7 | 0 | 0 | 0 | 0 | OEB TRM V7 | 1 | 1 | 0 | 1 | 2019 APS, Arkansas TRM | Com_Domestic_Hot_Water | Baseload | None | Payback-Based | 0 | 1 | 0 | 0 | Commercial
Commercial | Other | NA | Combination Oven | Standard Combination Oven | ENERGY STAR Combination Oven | ROB and NEW | Com - Multi-residential - Large - Low-Income | NA | 0 | NA | Commercial Buildings | commercial building | 12 | 0 | 0 | 0 | OEB TRM V7 | 0 | 0 | 0 | 0 | OEB TRM V7 | 1 | 1 | 0 | 1 | 2019 APS, Arkansas TRM | Com_Domestic_Hot_Water | Baseload | None | Payback-Based | 0 | 1 | 0 | 0 | Low Income
Commercial | Other | NA | Combination Oven | Standard Combination Oven | ENERGY STAR Combination Oven | ROB and NEW | Com - Multi-residential - Small | NA | 0 | NA | Commercial Buildings | commercial building | 12 | 0 | 0 | 0 | OEB TRM V7 | 0 | 0 | 0 | 0 | OEB TRM V7 | 1 | 1 | 0 | 1 | 2019 APS, Arkansas TRM | Com_Domestic_Hot_Water | Baseload | None | Payback-Based | 0 | 1 | 0 | 0 | Commercial
Commercial | Other | NA | Combination Oven | Standard Combination Oven | ENERGY STAR Combination Oven | ROB and NEW | Com - Multi-residential - Small - Low-Income | NA | 0 | NA | Commercial Buildings | commercial building | 12 | 0 | 0 | 0 | OEB TRM V7 | 0 | 0 | 0 | 0 | OEB TRM V7 | 1 | 1 | 0 | 1 | 2019 APS, Arkansas TRM | Com_Domestic_Hot_Water | Baseload | None | Payback-Based | 0 | 1 | 0 | 0 | Low Income
Commercial | Other | NA | Combination Oven | Standard Combination Oven | ENERGY STAR Combination Oven | ROB and NEW | Com - Office - Large | NA | 0 | NA | Commercial Buildings | commercial building | 12 | 0 | 0 | 0 | OEB TRM V7 | 0 | 0 | 0 | 0 | OEB TRM V7 | 1 | 1 | 0 | 1 | 2019 APS, Arkansas TRM | Com_Domestic_Hot_Water | Baseload | None | Payback-Based | 0 | 1 | 0 | 0 | Commercial
Commercial | Other | NA | Combination Oven | Standard Combination Oven | ENERGY STAR Combination Oven | ROB and NEW | Com - Office - Small | NA | 0 | NA | Commercial Buildings | commercial building | 12 | 0 | 0 | 0 | OEB TRM V7 | 0 | 0 | 0 | 0 | OEB TRM V7 | 1 | 1 | 0 | 1 | 2019 APS, Arkansas TRM | Com_Domestic_Hot_Water | Baseload | None | Payback-Based | 0 | 1 | 0 | 0 | Commercial
Commercial | Other | NA | Combination Oven | Standard Combination Oven | ENERGY STAR Combination Oven | ROB and NEW | Com - Other Commercial - Large | NA | 0 | NA | Commercial Buildings | commercial building | 12 | 0 | 0 | 0 | OEB TRM V7 | 0 | 0 | 0 | 0 | OEB TRM V7 | 1 | 1 | 0 | 1 | 2019 APS, Arkansas TRM | Com_Domestic_Hot_Water | Baseload | None | Payback-Based | 0 | 1 | 0 | 0 | Commercial
Commercial | Other | NA | Combination Oven | Standard Combination Oven | ENERGY STAR Combination Oven | ROB and NEW | Com - Other Commercial - Small | NA | 0 | NA | Commercial Buildings | commercial building | 12 | 0 | 0 | 0 | OEB TRM V7 | 0 | 0 | 0 | 0 | OEB TRM V7 | 1 | 1 | 0 | 1 | 2019 APS, Arkansas TRM | Com_Domestic_Hot_Water | Baseload | None | Payback-Based | 0 | 1 | 0 | 0 | Commercial
Commercial | Other | NA | Combination Oven | Standard Combination Oven | ENERGY STAR Combination Oven | ROB and NEW | Com - Restaurant | NA | 0 | NA | Commercial Buildings | commercial building | 12 | 0 | 740.7242 | 0 | OEB TRM V7 | 348.3405 | 197.8601 | 0 | 0 | OEB TRM V7 | 1 | 0.49 | 0.51 | 0.45005 | 2019 APS, Arkansas TRM | Com_Domestic_Hot_Water | Baseload | None | Payback-Based | 0 | 1 | 0 | 0 | Commercial
Commercial | Other | NA | Combination Oven | Standard Combination Oven | ENERGY STAR Combination Oven | ROB and NEW | Com - Retail - Large | NA | 0 | NA | Commercial Buildings | commercial building | 12 | 0 | 0 | 0 | OEB TRM V7 | 0 | 0 | 0 | 0 | OEB TRM V7 | 1 | 1 | 0 | 1 | 2019 APS, Arkansas TRM | Com_Domestic_Hot_Water | Baseload | None | Payback-Based | 0 | 1 | 0 | 0 | Commercial
Commercial | Other | NA | Combination Oven | Standard Combination Oven | ENERGY STAR Combination Oven | ROB and NEW | Com - Retail - Small | NA | 0 | NA | Commercial Buildings | commercial building | 12 | 0 | 0 | 0 | OEB TRM V7 | 0 | 0 | 0 | 0 | OEB TRM V7 | 1 | 1 | 0 | 1 | 2019 APS, Arkansas TRM | Com_Domestic_Hot_Water | Baseload | None | Payback-Based | 0 | 1 | 0 | 0 | Commercial
Commercial | Other | NA | Combination Oven | Standard Combination Oven | ENERGY STAR Combination Oven | ROB and NEW | Com - Schools - Large | NA | 0 | NA | Commercial Buildings | commercial building | 12 | 0 | 6976.1078 | 0 | OEB TRM V7 | 3280.6561 | 1863.4378 | 0 | 0 | OEB TRM V7 | 1 | 0.49 | 0.51 | 0.45005 | 2019 APS, Arkansas TRM | Com_Domestic_Hot_Water | Baseload | None | Payback-Based | 0 | 1 | 0 | 0 | Commercial
Commercial | Other | NA | Combination Oven | Standard Combination Oven | ENERGY STAR Combination Oven | ROB and NEW | Com - Schools - Small | NA | 0 | NA | Commercial Buildings | commercial building | 12 | 0 | 2247.2678 | 0 | OEB TRM V7 | 1056.8232 | 600.2837 | 0 | 0 | OEB TRM V7 | 1 | 0.49 | 0.51 | 0.45005 | 2019 APS, Arkansas TRM | Com_Domestic_Hot_Water | Baseload | None | Payback-Based | 0 | 1 | 0 | 0 | Commercial
Commercial | Other | NA | Combination Oven | Standard Combination Oven | ENERGY STAR Combination Oven | ROB and NEW | Com - University/College | NA | 0 | NA | Commercial Buildings | commercial building | 12 | 0 | 5698.9971 | 0 | OEB TRM V7 | 2680.0689 | 1522.2997 | 0 | 0 | OEB TRM V7 | 1 | 0.49 | 0.51 | 0.45005 | 2019 APS, Arkansas TRM | Com_Domestic_Hot_Water | Baseload | None | Payback-Based | 0 | 1 | 0 | 0 | Commercial
Commercial | Other | NA | Combination Oven | Standard Combination Oven | ENERGY STAR Combination Oven | ROB and NEW | Com - Warehousing - Large | NA | 0 | NA | Commercial Buildings | commercial building | 12 | 0 | 0 | 0 | OEB TRM V7 | 0 | 0 | 0 | 0 | OEB TRM V7 | 1 | 1 | 0 | 1 | 2019 APS, Arkansas TRM | Com_Domestic_Hot_Water | Baseload | None | Payback-Based | 0 | 1 | 0 | 0 | Commercial
Commercial | Other | NA | Combination Oven | Standard Combination Oven | ENERGY STAR Combination Oven | ROB and NEW | Com - Warehousing - Small | NA | 0 | NA | Commercial Buildings | commercial building | 12 | 0 | 0 | 0 | OEB TRM V7 | 0 | 0 | 0 | 0 | OEB TRM V7 | 1 | 1 | 0 | 1 | 2019 APS, Arkansas TRM | Com_Domestic_Hot_Water | Baseload | None | Payback-Based | 0 | 1 | 0 | 0 | Commercial
Commercial | Other | NA | Combination Oven | Standard Combination Oven | ENERGY STAR Combination Oven | ROB and NEW | Com - Multi-residential - Medium | NA | 0 | NA | Commercial Buildings | commercial building | 12 | 0 | 0 | 0 | OEB TRM V7 | 0 | 0 | 0 | 0 | OEB TRM V7 | 1 | 1 | 0 | 1 | 2019 APS, Arkansas TRM | Com_Domestic_Hot_Water | Baseload | None | Payback-Based | 0 | 1 | 0 | 0 | Commercial
Commercial | Other | NA | Combination Oven | Standard Combination Oven | ENERGY STAR Combination Oven | ROB and NEW | Com - Multi-residential - Medium - Low-Income | NA | 0 | NA | Commercial Buildings | commercial building | 12 | 0 | 0 | 0 | OEB TRM V7 | 0 | 0 | 0 | 0 | OEB TRM V7 | 1 | 1 | 0 | 1 | 2019 APS, Arkansas TRM | Com_Domestic_Hot_Water | Baseload | None | Payback-Based | 0 | 1 | 0 | 0 | Commercial
Commercial | Other | NA | Broiler | Standard Efficiency Under-Fired Broiler | High Efficiency Under-Fired Broiler, low idle energy rate | ROB and NEW | Com - Hospital | NA | 0 | NA | Commercial Buildings | commercial building | 12 | 0 | 4951.9507 | 0 | OEB TRM V7 | 0 | 5739.9368 | 0 | 0 | OEB TRM V7 | 1 | 0.65 | 0.35 | 0.01 | 2019 APS, Union Gas End Use Surveys | None | Baseload | None | Payback-Based | 0 | 1 | 0 | 0 | Commercial
Commercial | Other | NA | Broiler | Standard Efficiency Under-Fired Broiler | High Efficiency Under-Fired Broiler, low idle energy rate | ROB and NEW | Com - Hotel - Large | NA | 0 | NA | Commercial Buildings | commercial building | 12 | 0 | 0 | 0 | OEB TRM V7 | 0 | 0 | 0 | 0 | OEB TRM V7 | 1 | 0.65 | 0.35 | 0.01 | 2019 APS, Union Gas End Use Surveys | None | Baseload | None | Payback-Based | 0 | 1 | 0 | 0 | Commercial
Commercial | Other | NA | Broiler | Standard Efficiency Under-Fired Broiler | High Efficiency Under-Fired Broiler, low idle energy rate | ROB and NEW | Com - Hotel - Small | NA | 0 | NA | Commercial Buildings | commercial building | 12 | 0 | 0 | 0 | OEB TRM V7 | 0 | 0 | 0 | 0 | OEB TRM V7 | 1 | 0.65 | 0.35 | 0.01 | 2019 APS, Union Gas End Use Surveys | None | Baseload | None | Payback-Based | 0 | 1 | 0 | 0 | Commercial
Commercial | Other | NA | Broiler | Standard Efficiency Under-Fired Broiler | High Efficiency Under-Fired Broiler, low idle energy rate | ROB and NEW | Com - Long Term Care | NA | 0 | NA | Commercial Buildings | commercial building | 12 | 0 | 0 | 0 | OEB TRM V7 | 0 | 0 | 0 | 0 | OEB TRM V7 | 1 | 0.65 | 0.35 | 0.01 | 2019 APS, Union Gas End Use Surveys | None | Baseload | None | Payback-Based | 0 | 1 | 0 | 0 | Commercial
Commercial | Other | NA | Broiler | Standard Efficiency Under-Fired Broiler | High Efficiency Under-Fired Broiler, low idle energy rate | ROB and NEW | Com - Multi-residential - Large | NA | 0 | NA | Commercial Buildings | commercial building | 12 | 0 | 0 | 0 | OEB TRM V7 | 0 | 0 | 0 | 0 | OEB TRM V7 | 1 | 1 | 0 | 1 | 2019 APS, Union Gas End Use Surveys | None | Baseload | None | Payback-Based | 0 | 1 | 0 | 0 | Commercial
Commercial | Other | NA | Broiler | Standard Efficiency Under-Fired Broiler | High Efficiency Under-Fired Broiler, low idle energy rate | ROB and NEW | Com - Multi-residential - Large - Low-Income | NA | 0 | NA | Commercial Buildings | commercial building | 12 | 0 | 0 | 0 | OEB TRM V7 | 0 | 0 | 0 | 0 | OEB TRM V7 | 1 | 1 | 0 | 1 | 2019 APS, Union Gas End Use Surveys | None | Baseload | None | Payback-Based | 0 | 1 | 0 | 0 | Low Income
Commercial | Other | NA | Broiler | Standard Efficiency Under-Fired Broiler | High Efficiency Under-Fired Broiler, low idle energy rate | ROB and NEW | Com - Multi-residential - Small | NA | 0 | NA | Commercial Buildings | commercial building | 12 | 0 | 0 | 0 | OEB TRM V7 | 0 | 0 | 0 | 0 | OEB TRM V7 | 1 | 1 | 0 | 1 | 2019 APS, Union Gas End Use Surveys | None | Baseload | None | Payback-Based | 0 | 1 | 0 | 0 | Commercial
Commercial | Other | NA | Broiler | Standard Efficiency Under-Fired Broiler | High Efficiency Under-Fired Broiler, low idle energy rate | ROB and NEW | Com - Multi-residential - Small - Low-Income | NA | 0 | NA | Commercial Buildings | commercial building | 12 | 0 | 0 | 0 | OEB TRM V7 | 0 | 0 | 0 | 0 | OEB TRM V7 | 1 | 1 | 0 | 1 | 2019 APS, Union Gas End Use Surveys | None | Baseload | None | Payback-Based | 0 | 1 | 0 | 0 | Low Income
Commercial | Other | NA | Broiler | Standard Efficiency Under-Fired Broiler | High Efficiency Under-Fired Broiler, low idle energy rate | ROB and NEW | Com - Office - Large | NA | 0 | NA | Commercial Buildings | commercial building | 12 | 0 | 0 | 0 | OEB TRM V7 | 0 | 0 | 0 | 0 | OEB TRM V7 | 1 | 0.66 | 0.34 | 0.01 | 2019 APS, Union Gas End Use Surveys | None | Baseload | None | Payback-Based | 0 | 1 | 0 | 0 | Commercial
Commercial | Other | NA | Broiler | Standard Efficiency Under-Fired Broiler | High Efficiency Under-Fired Broiler, low idle energy rate | ROB and NEW | Com - Office - Small | NA | 0 | NA | Commercial Buildings | commercial building | 12 | 0 | 0 | 0 | OEB TRM V7 | 0 | 0 | 0 | 0 | OEB TRM V7 | 1 | 0.66 | 0.34 | 0.01 | 2019 APS, Union Gas End Use Surveys | None | Baseload | None | Payback-Based | 0 | 1 | 0 | 0 | Commercial
Commercial | Other | NA | Broiler | Standard Efficiency Under-Fired Broiler | High Efficiency Under-Fired Broiler, low idle energy rate | ROB and NEW | Com - Other Commercial - Large | NA | 0 | NA | Commercial Buildings | commercial building | 12 | 0 | 0 | 0 | OEB TRM V7 | 0 | 0 | 0 | 0 | OEB TRM V7 | 1 | 1 | 0 | 1 | 2019 APS, Union Gas End Use Surveys | None | Baseload | None | Payback-Based | 0 | 1 | 0 | 0 | Commercial
Commercial | Other | NA | Broiler | Standard Efficiency Under-Fired Broiler | High Efficiency Under-Fired Broiler, low idle energy rate | ROB and NEW | Com - Other Commercial - Small | NA | 0 | NA | Commercial Buildings | commercial building | 12 | 0 | 0 | 0 | OEB TRM V7 | 0 | 0 | 0 | 0 | OEB TRM V7 | 1 | 1 | 0 | 1 | 2019 APS, Union Gas End Use Surveys | None | Baseload | None | Payback-Based | 0 | 1 | 0 | 0 | Commercial
Commercial | Other | NA | Broiler | Standard Efficiency Under-Fired Broiler | High Efficiency Under-Fired Broiler, low idle energy rate | ROB and NEW | Com - Restaurant | NA | 0 | NA | Commercial Buildings | commercial building | 12 | 0 | 613.1685 | 0 | OEB TRM V7 | 0 | 710.7398 | 0 | 0 | OEB TRM V7 | 1 | 0.65 | 0.35 | 1 | 2019 APS, Union Gas End Use Surveys | None | Baseload | None | Payback-Based | 0 | 1 | 0 | 0 | Commercial
Commercial | Other | NA | Broiler | Standard Efficiency Under-Fired Broiler | High Efficiency Under-Fired Broiler, low idle energy rate | ROB and NEW | Com - Retail - Large | NA | 0 | NA | Commercial Buildings | commercial building | 12 | 0 | 0 | 0 | OEB TRM V7 | 0 | 0 | 0 | 0 | OEB TRM V7 | 1 | 0.66 | 0.34 | 0.01 | 2019 APS, Union Gas End Use Surveys | None | Baseload | None | Payback-Based | 0 | 1 | 0 | 0 | Commercial
Commercial | Other | NA | Broiler | Standard Efficiency Under-Fired Broiler | High Efficiency Under-Fired Broiler, low idle energy rate | ROB and NEW | Com - Retail - Small | NA | 0 | NA | Commercial Buildings | commercial building | 12 | 0 | 0 | 0 | OEB TRM V7 | 0 | 0 | 0 | 0 | OEB TRM V7 | 1 | 0.66 | 0.34 | 0.01 | 2019 APS, Union Gas End Use Surveys | None | Baseload | None | Payback-Based | 0 | 1 | 0 | 0 | Commercial
Commercial | Other | NA | Broiler | Standard Efficiency Under-Fired Broiler | High Efficiency Under-Fired Broiler, low idle energy rate | ROB and NEW | Com - Schools - Large | NA | 0 | NA | Commercial Buildings | commercial building | 12 | 0 | 0 | 0 | OEB TRM V7 | 0 | 0 | 0 | 0 | OEB TRM V7 | 1 | 0.65 | 0.35 | 0.01 | 2019 APS, Union Gas End Use Surveys | None | Baseload | None | Payback-Based | 0 | 1 | 0 | 0 | Commercial
Commercial | Other | NA | Broiler | Standard Efficiency Under-Fired Broiler | High Efficiency Under-Fired Broiler, low idle energy rate | ROB and NEW | Com - Schools - Small | NA | 0 | NA | Commercial Buildings | commercial building | 12 | 0 | 0 | 0 | OEB TRM V7 | 0 | 0 | 0 | 0 | OEB TRM V7 | 1 | 0.65 | 0.35 | 0.01 | 2019 APS, Union Gas End Use Surveys | None | Baseload | None | Payback-Based | 0 | 1 | 0 | 0 | Commercial
Commercial | Other | NA | Broiler | Standard Efficiency Under-Fired Broiler | High Efficiency Under-Fired Broiler, low idle energy rate | ROB and NEW | Com - University/College | NA | 0 | NA | Commercial Buildings | commercial building | 12 | 0 | 2660.4386 | 0 | OEB TRM V7 | 0 | 3083.7846 | 0 | 0 | OEB TRM V7 | 1 | 0.65 | 0.35 | 0.01 | 2019 APS, Union Gas End Use Surveys | None | Baseload | None | Payback-Based | 0 | 1 | 0 | 0 | Commercial
Commercial | Other | NA | Broiler | Standard Efficiency Under-Fired Broiler | High Efficiency Under-Fired Broiler, low idle energy rate | ROB and NEW | Com - Warehousing - Large | NA | 0 | NA | Commercial Buildings | commercial building | 12 | 0 | 0 | 0 | OEB TRM V7 | 0 | 0 | 0 | 0 | OEB TRM V7 | 1 | 1 | 0 | 1 | 2019 APS, Union Gas End Use Surveys | None | Baseload | None | Payback-Based | 0 | 1 | 0 | 0 | Commercial
Commercial | Other | NA | Broiler | Standard Efficiency Under-Fired Broiler | High Efficiency Under-Fired Broiler, low idle energy rate | ROB and NEW | Com - Warehousing - Small | NA | 0 | NA | Commercial Buildings | commercial building | 12 | 0 | 0 | 0 | OEB TRM V7 | 0 | 0 | 0 | 0 | OEB TRM V7 | 1 | 1 | 0 | 1 | 2019 APS, Union Gas End Use Surveys | None | Baseload | None | Payback-Based | 0 | 1 | 0 | 0 | Commercial
Commercial | Other | NA | Broiler | Standard Efficiency Under-Fired Broiler | High Efficiency Under-Fired Broiler, low idle energy rate | ROB and NEW | Com - Multi-residential - Medium | NA | 0 | NA | Commercial Buildings | commercial building | 12 | 0 | 0 | 0 | OEB TRM V7 | 0 | 0 | 0 | 0 | OEB TRM V7 | 1 | 1 | 0 | 1 | 2019 APS, Union Gas End Use Surveys | None | Baseload | None | Payback-Based | 0 | 1 | 0 | 0 | Commercial
Commercial | Other | NA | Broiler | Standard Efficiency Under-Fired Broiler | High Efficiency Under-Fired Broiler, low idle energy rate | ROB and NEW | Com - Multi-residential - Medium - Low-Income | NA | 0 | NA | Commercial Buildings | commercial building | 12 | 0 | 0 | 0 | OEB TRM V7 | 0 | 0 | 0 | 0 | OEB TRM V7 | 1 | 1 | 0 | 1 | 2019 APS, Union Gas End Use Surveys | None | Baseload | None | Payback-Based | 0 | 1 | 0 | 0 | Commercial
Commercial | Other | NA | Griddle | Standard Griddle | ENERGY STAR Griddle | ROB and NEW | Com - Hospital | NA | 0 | NA | Commercial Buildings | commercial building | 12 | 0 | 20020.0625 | 0 | OEB TRM V7 | 0 | 8626.8508 | 0 | 0 | OEB TRM V7 | 1 | 0.67 | 0.33 | 0.1 | 2019 APS, Union Gas End Use Surveys | None | Baseload | None | Payback-Based | 0 | 1 | 0 | 0 | Commercial
Commercial | Other | NA | Griddle | Standard Griddle | ENERGY STAR Griddle | ROB and NEW | Com - Hotel - Large | NA | 0 | NA | Commercial Buildings | commercial building | 12 | 0 | 0 | 0 | OEB TRM V7 | 0 | 0 | 0 | 0 | OEB TRM V7 | 1 | 1 | 0 | 1 | 2019 APS, Union Gas End Use Surveys | None | Baseload | None | Payback-Based | 0 | 1 | 0 | 0 | Commercial
Commercial | Other | NA | Griddle | Standard Griddle | ENERGY STAR Griddle | ROB and NEW | Com - Hotel - Small | NA | 0 | NA | Commercial Buildings | commercial building | 12 | 0 | 0 | 0 | OEB TRM V7 | 0 | 0 | 0 | 0 | OEB TRM V7 | 1 | 1 | 0 | 1 | 2019 APS, Union Gas End Use Surveys | None | Baseload | None | Payback-Based | 0 | 1 | 0 | 0 | Commercial
Commercial | Other | NA | Griddle | Standard Griddle | ENERGY STAR Griddle | ROB and NEW | Com - Long Term Care | NA | 0 | NA | Commercial Buildings | commercial building | 12 | 0 | 0 | 0 | OEB TRM V7 | 0 | 0 | 0 | 0 | OEB TRM V7 | 1 | 1 | 0 | 1 | 2019 APS, Union Gas End Use Surveys | None | Baseload | None | Payback-Based | 0 | 1 | 0 | 0 | Commercial
Commercial | Other | NA | Griddle | Standard Griddle | ENERGY STAR Griddle | ROB and NEW | Com - Multi-residential - Large | NA | 0 | NA | Commercial Buildings | commercial building | 12 | 0 | 0 | 0 | OEB TRM V7 | 0 | 0 | 0 | 0 | OEB TRM V7 | 1 | 1 | 0 | 1 | 2019 APS, Union Gas End Use Surveys | None | Baseload | None | Payback-Based | 0 | 1 | 0 | 0 | Commercial
Commercial | Other | NA | Griddle | Standard Griddle | ENERGY STAR Griddle | ROB and NEW | Com - Multi-residential - Large - Low-Income | NA | 0 | NA | Commercial Buildings | commercial building | 12 | 0 | 0 | 0 | OEB TRM V7 | 0 | 0 | 0 | 0 | OEB TRM V7 | 1 | 1 | 0 | 1 | 2019 APS, Union Gas End Use Surveys | None | Baseload | None | Payback-Based | 0 | 1 | 0 | 0 | Low Income
Commercial | Other | NA | Griddle | Standard Griddle | ENERGY STAR Griddle | ROB and NEW | Com - Multi-residential - Small | NA | 0 | NA | Commercial Buildings | commercial building | 12 | 0 | 0 | 0 | OEB TRM V7 | 0 | 0 | 0 | 0 | OEB TRM V7 | 1 | 1 | 0 | 1 | 2019 APS, Union Gas End Use Surveys | None | Baseload | None | Payback-Based | 0 | 1 | 0 | 0 | Commercial
Commercial | Other | NA | Griddle | Standard Griddle | ENERGY STAR Griddle | ROB and NEW | Com - Multi-residential - Small - Low-Income | NA | 0 | NA | Commercial Buildings | commercial building | 12 | 0 | 0 | 0 | OEB TRM V7 | 0 | 0 | 0 | 0 | OEB TRM V7 | 1 | 1 | 0 | 1 | 2019 APS, Union Gas End Use Surveys | None | Baseload | None | Payback-Based | 0 | 1 | 0 | 0 | Low Income
Commercial | Other | NA | Griddle | Standard Griddle | ENERGY STAR Griddle | ROB and NEW | Com - Office - Large | NA | 0 | NA | Commercial Buildings | commercial building | 12 | 0 | 0 | 0 | OEB TRM V7 | 0 | 0 | 0 | 0 | OEB TRM V7 | 1 | 1 | 0 | 1 | 2019 APS, Union Gas End Use Surveys | None | Baseload | None | Payback-Based | 0 | 1 | 0 | 0 | Commercial
Commercial | Other | NA | Griddle | Standard Griddle | ENERGY STAR Griddle | ROB and NEW | Com - Office - Small | NA | 0 | NA | Commercial Buildings | commercial building | 12 | 0 | 0 | 0 | OEB TRM V7 | 0 | 0 | 0 | 0 | OEB TRM V7 | 1 | 1 | 0 | 1 | 2019 APS, Union Gas End Use Surveys | None | Baseload | None | Payback-Based | 0 | 1 | 0 | 0 | Commercial
Commercial | Other | NA | Griddle | Standard Griddle | ENERGY STAR Griddle | ROB and NEW | Com - Other Commercial - Large | NA | 0 | NA | Commercial Buildings | commercial building | 12 | 0 | 0 | 0 | OEB TRM V7 | 0 | 0 | 0 | 0 | OEB TRM V7 | 1 | 1 | 0 | 1 | 2019 APS, Union Gas End Use Surveys | None | Baseload | None | Payback-Based | 0 | 1 | 0 | 0 | Commercial
Commercial | Other | NA | Griddle | Standard Griddle | ENERGY STAR Griddle | ROB and NEW | Com - Other Commercial - Small | NA | 0 | NA | Commercial Buildings | commercial building | 12 | 0 | 0 | 0 | OEB TRM V7 | 0 | 0 | 0 | 0 | OEB TRM V7 | 1 | 1 | 0 | 1 | 2019 APS, Union Gas End Use Surveys | None | Baseload | None | Payback-Based | 0 | 1 | 0 | 0 | Commercial
Commercial | Other | NA | Griddle | Standard Griddle | ENERGY STAR Griddle | ROB and NEW | Com - Restaurant | NA | 0 | NA | Commercial Buildings | commercial building | 12 | 0 | 677.0651 | 0 | OEB TRM V7 | 0 | 291.7543 | 0 | 0 | OEB TRM V7 | 1 | 0.67 | 0.33 | 1 | 2019 APS, Union Gas End Use Surveys | None | Baseload | None | Payback-Based | 0 | 1 | 0 | 0 | Commercial
Commercial | Other | NA | Griddle | Standard Griddle | ENERGY STAR Griddle | ROB and NEW | Com - Retail - Large | NA | 0 | NA | Commercial Buildings | commercial building | 12 | 0 | 0 | 0 | OEB TRM V7 | 0 | 0 | 0 | 0 | OEB TRM V7 | 1 | 1 | 0 | 1 | 2019 APS, Union Gas End Use Surveys | None | Baseload | None | Payback-Based | 0 | 1 | 0 | 0 | Commercial
Commercial | Other | NA | Griddle | Standard Griddle | ENERGY STAR Griddle | ROB and NEW | Com - Retail - Small | NA | 0 | NA | Commercial Buildings | commercial building | 12 | 0 | 0 | 0 | OEB TRM V7 | 0 | 0 | 0 | 0 | OEB TRM V7 | 1 | 1 | 0 | 1 | 2019 APS, Union Gas End Use Surveys | None | Baseload | None | Payback-Based | 0 | 1 | 0 | 0 | Commercial
Commercial | Other | NA | Griddle | Standard Griddle | ENERGY STAR Griddle | ROB and NEW | Com - Schools - Large | NA | 0 | NA | Commercial Buildings | commercial building | 12 | 0 | 0 | 0 | OEB TRM V7 | 0 | 0 | 0 | 0 | OEB TRM V7 | 1 | 1 | 0 | 1 | 2019 APS, Union Gas End Use Surveys | None | Baseload | None | Payback-Based | 0 | 1 | 0 | 0 | Commercial
Commercial | Other | NA | Griddle | Standard Griddle | ENERGY STAR Griddle | ROB and NEW | Com - Schools - Small | NA | 0 | NA | Commercial Buildings | commercial building | 12 | 0 | 0 | 0 | OEB TRM V7 | 0 | 0 | 0 | 0 | OEB TRM V7 | 1 | 1 | 0 | 1 | 2019 APS, Union Gas End Use Surveys | None | Baseload | None | Payback-Based | 0 | 1 | 0 | 0 | Commercial
Commercial | Other | NA | Griddle | Standard Griddle | ENERGY STAR Griddle | ROB and NEW | Com - University/College | NA | 0 | NA | Commercial Buildings | commercial building | 12 | 0 | 5377.8955 | 0 | OEB TRM V7 | 0 | 2317.3905 | 0 | 0 | OEB TRM V7 | 1 | 0.67 | 0.33 | 0.1 | 2019 APS, Union Gas End Use Surveys | None | Baseload | None | Payback-Based | 0 | 1 | 0 | 0 | Commercial
Commercial | Other | NA | Griddle | Standard Griddle | ENERGY STAR Griddle | ROB and NEW | Com - Warehousing - Large | NA | 0 | NA | Commercial Buildings | commercial building | 12 | 0 | 0 | 0 | OEB TRM V7 | 0 | 0 | 0 | 0 | OEB TRM V7 | 1 | 1 | 0 | 1 | 2019 APS, Union Gas End Use Surveys | None | Baseload | None | Payback-Based | 0 | 1 | 0 | 0 | Commercial
Commercial | Other | NA | Griddle | Standard Griddle | ENERGY STAR Griddle | ROB and NEW | Com - Warehousing - Small | NA | 0 | NA | Commercial Buildings | commercial building | 12 | 0 | 0 | 0 | OEB TRM V7 | 0 | 0 | 0 | 0 | OEB TRM V7 | 1 | 1 | 0 | 1 | 2019 APS, Union Gas End Use Surveys | None | Baseload | None | Payback-Based | 0 | 1 | 0 | 0 | Commercial
Commercial | Other | NA | Griddle | Standard Griddle | ENERGY STAR Griddle | ROB and NEW | Com - Multi-residential - Medium | NA | 0 | NA | Commercial Buildings | commercial building | 12 | 0 | 0 | 0 | OEB TRM V7 | 0 | 0 | 0 | 0 | OEB TRM V7 | 1 | 1 | 0 | 1 | 2019 APS, Union Gas End Use Surveys | None | Baseload | None | Payback-Based | 0 | 1 | 0 | 0 | Commercial
Commercial | Other | NA | Griddle | Standard Griddle | ENERGY STAR Griddle | ROB and NEW | Com - Multi-residential - Medium - Low-Income | NA | 0 | NA | Commercial Buildings | commercial building | 12 | 0 | 0 | 0 | OEB TRM V7 | 0 | 0 | 0 | 0 | OEB TRM V7 | 1 | 1 | 0 | 1 | 2019 APS, Union Gas End Use Surveys | None | Baseload | None | Payback-Based | 0 | 1 | 0 | 0 | Commercial
Commercial | Space Heating | NA | Strategic Energy Management | No Strategic Energy Management | Strategic Energy Management | RET Only | Com - Hospital | Envelope | 0 | SH Envelope Com | Commercial Buildings | commercial building | 10 | 0 | 14207.2298 | 0 | California Public Utilities Commission (CPUC) Potential Study | 8028.0462 | 8160.8663 | 27.7871 | 0 | California Public Utilities Commission (CPUC) Potential Study | 1 | 0.8 | 0.2 | 0.8 | SAG and Guidehouse SME-based assumptions | None | Weather Sensitive | None | Planned Rollout | 0 | 1 | 0 | 0 | Commercial
Commercial | Space Heating | NA | Strategic Energy Management | No Strategic Energy Management | Strategic Energy Management | RET Only | Com - Hotel - Large | Envelope | 0 | SH Envelope Com | Commercial Buildings | commercial building | 10 | 0 | 7508.2918 | 0 | California Public Utilities Commission (CPUC) Potential Study | 5170.3122 | 4312.8862 | 17.8957 | 0 | California Public Utilities Commission (CPUC) Potential Study | 1 | 0.8 | 0.2 | 0.8 | SAG and Guidehouse SME-based assumptions | None | Weather Sensitive | None | Planned Rollout | 0 | 1 | 0 | 0 | Commercial
Commercial | Space Heating | NA | Strategic Energy Management | No Strategic Energy Management | Strategic Energy Management | RET Only | Com - Hotel - Small | Envelope | 0 | SH Envelope Com | Commercial Buildings | commercial building | 10 | 0 | 603.4693 | 0 | California Public Utilities Commission (CPUC) Potential Study | 415.5572 | 346.6427 | 1.4383 | 0 | California Public Utilities Commission (CPUC) Potential Study | 1 | 1 | 0 | 0.2 | SAG and Guidehouse SME-based assumptions | None | Weather Sensitive | None | Planned Rollout | 0 | 1 | 0 | 0 | Commercial
Commercial | Space Heating | NA | Strategic Energy Management | No Strategic Energy Management | Strategic Energy Management | RET Only | Com - Long Term Care | Envelope | 0 | SH Envelope Com | Commercial Buildings | commercial building | 10 | 0 | 4041.7554 | 0 | California Public Utilities Commission (CPUC) Potential Study | 2283.8653 | 2321.6507 | 7.905 | 0 | California Public Utilities Commission (CPUC) Potential Study | 1 | 0.8 | 0.2 | 0.8 | SAG and Guidehouse SME-based assumptions | None | Weather Sensitive | None | Planned Rollout | 0 | 1 | 0 | 0 | Commercial
Commercial | Space Heating | NA | Strategic Energy Management | No Strategic Energy Management | Strategic Energy Management | RET Only | Com - Multi-residential - Large | Envelope | 0 | SH Envelope Com | Commercial Buildings | commercial building | 10 | 0 | 16420.9836 | 0 | California Public Utilities Commission (CPUC) Potential Study | 5433.5643 | 9432.4829 | 18.8069 | 0 | California Public Utilities Commission (CPUC) Potential Study | 1 | 0.8 | 0.2 | 0.8 | SAG and Guidehouse SME-based assumptions | None | Weather Sensitive | None | Planned Rollout | 0 | 1 | 0 | 0 | Commercial
Commercial | Space Heating | NA | Strategic Energy Management | No Strategic Energy Management | Strategic Energy Management | RET Only | Com - Multi-residential - Large - Low-Income | Envelope | 0 | SH Envelope Com | Commercial Buildings | commercial building | 10 | 0 | 16420.9836 | 0 | California Public Utilities Commission (CPUC) Potential Study | 5433.5643 | 9432.4829 | 18.8069 | 0 | California Public Utilities Commission (CPUC) Potential Study | 1 | 0.8 | 0.2 | 0.8 | SAG and Guidehouse SME-based assumptions | None | Weather Sensitive | None | Planned Rollout | 0 | 1 | 0 | 0 | Low Income
Commercial | Space Heating | NA | Strategic Energy Management | No Strategic Energy Management | Strategic Energy Management | RET Only | Com - Multi-residential - Small | Envelope | 0 | SH Envelope Com | Commercial Buildings | commercial building | 10 | 0 | 734.7685 | 0 | California Public Utilities Commission (CPUC) Potential Study | 243.1287 | 422.0631 | 0.84153 | 0 | California Public Utilities Commission (CPUC) Potential Study | 1 | 1 | 0 | 0.2 | SAG and Guidehouse SME-based assumptions | None | Weather Sensitive | None | Planned Rollout | 0 | 1 | 0 | 0 | Commercial
Commercial | Space Heating | NA | Strategic Energy Management | No Strategic Energy Management | Strategic Energy Management | RET Only | Com - Multi-residential - Small - Low-Income | Envelope | 0 | SH Envelope Com | Commercial Buildings | commercial building | 10 | 0 | 734.7685 | 0 | California Public Utilities Commission (CPUC) Potential Study | 243.1287 | 422.0631 | 0.84153 | 0 | California Public Utilities Commission (CPUC) Potential Study | 1 | 1 | 0 | 0.2 | SAG and Guidehouse SME-based assumptions | None | Weather Sensitive | None | Planned Rollout | 0 | 1 | 0 | 0 | Low Income
Commercial | Space Heating | NA | Strategic Energy Management | No Strategic Energy Management | Strategic Energy Management | RET Only | Com - Office - Large | Envelope | 0 | SH Envelope Com | Commercial Buildings | commercial building | 10 | 0 | 9774.4591 | 0 | California Public Utilities Commission (CPUC) Potential Study | 5652.1261 | 5614.61 | 19.5634 | 0 | California Public Utilities Commission (CPUC) Potential Study | 1 | 0.8 | 0.2 | 0.8 | SAG and Guidehouse SME-based assumptions | None | Weather Sensitive | None | Planned Rollout | 0 | 1 | 0 | 0 | Commercial
Commercial | Space Heating | NA | Strategic Energy Management | No Strategic Energy Management | Strategic Energy Management | RET Only | Com - Office - Small | Envelope | 0 | SH Envelope Com | Commercial Buildings | commercial building | 10 | 0 | 386.4663 | 0 | California Public Utilities Commission (CPUC) Potential Study | 223.4759 | 221.9926 | 0.77351 | 0 | California Public Utilities Commission (CPUC) Potential Study | 1 | 1 | 0 | 0.2 | SAG and Guidehouse SME-based assumptions | None | Weather Sensitive | None | Planned Rollout | 0 | 1 | 0 | 0 | Commercial
Commercial | Space Heating | NA | Strategic Energy Management | No Strategic Energy Management | Strategic Energy Management | RET Only | Com - Other Commercial - Large | Envelope | 0 | SH Envelope Com | Commercial Buildings | commercial building | 10 | 0 | 9217.7237 | 0 | California Public Utilities Commission (CPUC) Potential Study | 6448.4501 | 5294.812 | 22.3197 | 0 | California Public Utilities Commission (CPUC) Potential Study | 1 | 0.8 | 0.2 | 0.8 | SAG and Guidehouse SME-based assumptions | None | Weather Sensitive | None | Planned Rollout | 0 | 1 | 0 | 0 | Commercial
Commercial | Space Heating | NA | Strategic Energy Management | No Strategic Energy Management | Strategic Energy Management | RET Only | Com - Other Commercial - Small | Envelope | 0 | SH Envelope Com | Commercial Buildings | commercial building | 10 | 0 | 319.2705 | 0 | California Public Utilities Commission (CPUC) Potential Study | 223.3523 | 183.3942 | 0.77308 | 0 | California Public Utilities Commission (CPUC) Potential Study | 1 | 1 | 0 | 0.2 | SAG and Guidehouse SME-based assumptions | None | Weather Sensitive | None | Planned Rollout | 0 | 1 | 0 | 0 | Commercial
Commercial | Space Heating | NA | Strategic Energy Management | No Strategic Energy Management | Strategic Energy Management | RET Only | Com - Restaurant | Envelope | 0 | SH Envelope Com | Commercial Buildings | commercial building | 10 | 0 | 124.4966 | 0 | California Public Utilities Commission (CPUC) Potential Study | 85.73 | 71.5129 | 0.29673 | 0 | California Public Utilities Commission (CPUC) Potential Study | 1 | 1 | 0 | 0.2 | SAG and Guidehouse SME-based assumptions | None | Weather Sensitive | None | Planned Rollout | 0 | 1 | 0 | 0 | Commercial
Commercial | Space Heating | NA | Strategic Energy Management | No Strategic Energy Management | Strategic Energy Management | RET Only | Com - Retail - Large | Envelope | 0 | SH Envelope Com | Commercial Buildings | commercial building | 10 | 0 | 4665.2597 | 0 | California Public Utilities Commission (CPUC) Potential Study | 3265.295 | 2679.8019 | 11.302 | 0 | California Public Utilities Commission (CPUC) Potential Study | 1 | 0.8 | 0.2 | 0.8 | SAG and Guidehouse SME-based assumptions | None | Weather Sensitive | None | Planned Rollout | 0 | 1 | 0 | 0 | Commercial
Commercial | Space Heating | NA | Strategic Energy Management | No Strategic Energy Management | Strategic Energy Management | RET Only | Com - Retail - Small | Envelope | 0 | SH Envelope Com | Commercial Buildings | commercial building | 10 | 0 | 314.4419 | 0 | California Public Utilities Commission (CPUC) Potential Study | 220.0833 | 180.6206 | 0.76176 | 0 | California Public Utilities Commission (CPUC) Potential Study | 1 | 1 | 0 | 0.2 | SAG and Guidehouse SME-based assumptions | None | Weather Sensitive | None | Planned Rollout | 0 | 1 | 0 | 0 | Commercial
Commercial | Space Heating | NA | Strategic Energy Management | No Strategic Energy Management | Strategic Energy Management | RET Only | Com - Schools - Large | Envelope | 0 | SH Envelope Com | Commercial Buildings | commercial building | 10 | 0 | 5031.0167 | 0 | California Public Utilities Commission (CPUC) Potential Study | 3332.2733 | 2889.8987 | 11.5338 | 0 | California Public Utilities Commission (CPUC) Potential Study | 1 | 0.8 | 0.2 | 0.8 | SAG and Guidehouse SME-based assumptions | None | Weather Sensitive | None | Planned Rollout | 0 | 1 | 0 | 0 | Commercial
Commercial | Space Heating | NA | Strategic Energy Management | No Strategic Energy Management | Strategic Energy Management | RET Only | Com - Schools - Small | Envelope | 0 | SH Envelope Com | Commercial Buildings | commercial building | 10 | 0 | 1132.794 | 0 | California Public Utilities Commission (CPUC) Potential Study | 750.3015 | 650.6955 | 2.597 | 0 | California Public Utilities Commission (CPUC) Potential Study | 1 | 1 | 0 | 0.2 | SAG and Guidehouse SME-based assumptions | None | Weather Sensitive | None | Planned Rollout | 0 | 1 | 0 | 0 | Commercial
Commercial | Space Heating | NA | Strategic Energy Management | No Strategic Energy Management | Strategic Energy Management | RET Only | Com - University/College | Envelope | 0 | SH Envelope Com | Commercial Buildings | commercial building | 10 | 0 | 7632.843 | 0 | California Public Utilities Commission (CPUC) Potential Study | 5055.5823 | 4384.4305 | 17.4986 | 0 | California Public Utilities Commission (CPUC) Potential Study | 1 | 0.8 | 0.2 | 0.8 | SAG and Guidehouse SME-based assumptions | None | Weather Sensitive | None | Planned Rollout | 0 | 1 | 0 | 0 | Commercial
Commercial | Space Heating | NA | Strategic Energy Management | No Strategic Energy Management | Strategic Energy Management | RET Only | Com - Warehousing - Large | Envelope | 0 | SH Envelope Com | Commercial Buildings | commercial building | 10 | 0 | 8165.4497 | 0 | California Public Utilities Commission (CPUC) Potential Study | 3330.5672 | 4690.3686 | 11.5279 | 0 | California Public Utilities Commission (CPUC) Potential Study | 1 | 0.8 | 0.2 | 0.8 | SAG and Guidehouse SME-based assumptions | None | Weather Sensitive | None | Planned Rollout | 0 | 1 | 0 | 0 | Commercial
Commercial | Space Heating | NA | Strategic Energy Management | No Strategic Energy Management | Strategic Energy Management | RET Only | Com - Warehousing - Small | Envelope | 0 | SH Envelope Com | Commercial Buildings | commercial building | 10 | 0 | 553.4788 | 0 | California Public Utilities Commission (CPUC) Potential Study | 225.7559 | 317.9273 | 0.7814 | 0 | California Public Utilities Commission (CPUC) Potential Study | 1 | 1 | 0 | 0.2 | SAG and Guidehouse SME-based assumptions | None | Weather Sensitive | None | Planned Rollout | 0 | 1 | 0 | 0 | Commercial
Commercial | Space Heating | NA | Strategic Energy Management | No Strategic Energy Management | Strategic Energy Management | RET Only | Com - Multi-residential - Medium | Envelope | 0 | SH Envelope Com | Commercial Buildings | commercial building | 10 | 0 | 4459.2215 | 0 | California Public Utilities Commission (CPUC) Potential Study | 1475.5186 | 2561.4501 | 5.1071 | 0 | California Public Utilities Commission (CPUC) Potential Study | 1 | 0.8 | 0.2 | 0.8 | SAG and Guidehouse SME-based assumptions | None | Weather Sensitive | None | Planned Rollout | 0 | 1 | 0 | 0 | Commercial
Commercial | Space Heating | NA | Strategic Energy Management | No Strategic Energy Management | Strategic Energy Management | RET Only | Com - Multi-residential - Medium - Low-Income | Envelope | 0 | SH Envelope Com | Commercial Buildings | commercial building | 10 | 0 | 4459.2215 | 0 | California Public Utilities Commission (CPUC) Potential Study | 1475.5186 | 2561.4501 | 5.1071 | 0 | California Public Utilities Commission (CPUC) Potential Study | 1 | 0.8 | 0.2 | 0.8 | SAG and Guidehouse SME-based assumptions | None | Weather Sensitive | None | Planned Rollout | 0 | 1 | 0 | 0 | Commercial
Commercial | Space Heating | NA | Retrocommissioning | No prior commissioning or commioning over 5 years prior | Retrocommissioning | RET Only | Com - Hospital | Envelope | 0 | SH Envelope Com | Commercial Buildings | commercial building | 5 | 0 | 1549.0536 | 0 | California Public Utilities Commission (CPUC) Potential Study | 8242.1274 | 8378.4894 | 28.5281 | 0 | California Public Utilities Commission (CPUC) Potential Study | 1 | 0.65 | 0.35 | 0.8 | SAG and Guidehouse SME-based assumptions | None | Weather Sensitive | None | Planned Rollout | 0 | 1 | 0 | 0 | Commercial
Commercial | Space Heating | NA | Retrocommissioning | No prior commissioning or commioning over 5 years prior | Retrocommissioning | RET Only | Com - Hotel - Large | Envelope | 0 | SH Envelope Com | Commercial Buildings | commercial building | 5 | 0 | 637.909 | 0 | California Public Utilities Commission (CPUC) Potential Study | 4136.2497 | 3450.309 | 14.3166 | 0 | California Public Utilities Commission (CPUC) Potential Study | 1 | 0.65 | 0.35 | 0.8 | SAG and Guidehouse SME-based assumptions | None | Weather Sensitive | None | Planned Rollout | 0 | 1 | 0 | 0 | Commercial
Commercial | Space Heating | NA | Retrocommissioning | No prior commissioning or commioning over 5 years prior | Retrocommissioning | RET Only | Com - Hotel - Small | Envelope | 0 | SH Envelope Com | Commercial Buildings | commercial building | 5 | 0 | 51.2711 | 0 | California Public Utilities Commission (CPUC) Potential Study | 332.4457 | 277.3141 | 1.1507 | 0 | California Public Utilities Commission (CPUC) Potential Study | 1 | 0.65 | 0.35 | 0.2 | SAG and Guidehouse SME-based assumptions | None | Weather Sensitive | None | Planned Rollout | 0 | 1 | 0 | 0 | Commercial
Commercial | Space Heating | NA | Retrocommissioning | No prior commissioning or commioning over 5 years prior | Retrocommissioning | RET Only | Com - Long Term Care | Envelope | 0 | SH Envelope Com | Commercial Buildings | commercial building | 5 | 0 | 343.39 | 0 | California Public Utilities Commission (CPUC) Potential Study | 1827.0922 | 1857.3206 | 6.324 | 0 | California Public Utilities Commission (CPUC) Potential Study | 1 | 0.65 | 0.35 | 0.8 | SAG and Guidehouse SME-based assumptions | None | Weather Sensitive | None | Planned Rollout | 0 | 1 | 0 | 0 | Commercial
Commercial | Space Heating | NA | Retrocommissioning | No prior commissioning or commioning over 5 years prior | Retrocommissioning | RET Only | Com - Multi-residential - Large | Envelope | 0 | SH Envelope Com | Commercial Buildings | commercial building | 5 | 0 | 1395.1366 | 0 | California Public Utilities Commission (CPUC) Potential Study | 4346.8515 | 7545.9863 | 15.0455 | 0 | California Public Utilities Commission (CPUC) Potential Study | 1 | 0.65 | 0.35 | 0.8 | SAG and Guidehouse SME-based assumptions | None | Weather Sensitive | None | Planned Rollout | 0 | 1 | 0 | 0 | Commercial
Commercial | Space Heating | NA | Retrocommissioning | No prior commissioning or commioning over 5 years prior | Retrocommissioning | RET Only | Com - Multi-residential - Large - Low-Income | Envelope | 0 | SH Envelope Com | Commercial Buildings | commercial building | 5 | 0 | 1395.1366 | 0 | California Public Utilities Commission (CPUC) Potential Study | 4346.8515 | 7545.9863 | 15.0455 | 0 | California Public Utilities Commission (CPUC) Potential Study | 1 | 0.65 | 0.35 | 0.8 | SAG and Guidehouse SME-based assumptions | None | Weather Sensitive | None | Planned Rollout | 0 | 1 | 0 | 0 | Low Income
Commercial | Space Heating | NA | Retrocommissioning | No prior commissioning or commioning over 5 years prior | Retrocommissioning | RET Only | Com - Multi-residential - Small | Envelope | 0 | SH Envelope Com | Commercial Buildings | commercial building | 5 | 0 | 0 | 0 | California Public Utilities Commission (CPUC) Potential Study | 0 | 0 | 0 | 0 | California Public Utilities Commission (CPUC) Potential Study | 0 | 0.65 | 0.35 | 1 | SAG and Guidehouse SME-based assumptions | None | Weather Sensitive | None | Planned Rollout | 0 | 1 | 0 | 0 | Commercial
Commercial | Space Heating | NA | Retrocommissioning | No prior commissioning or commioning over 5 years prior | Retrocommissioning | RET Only | Com - Multi-residential - Small - Low-Income | Envelope | 0 | SH Envelope Com | Commercial Buildings | commercial building | 5 | 0 | 0 | 0 | California Public Utilities Commission (CPUC) Potential Study | 0 | 0 | 0 | 0 | California Public Utilities Commission (CPUC) Potential Study | 0 | 0.65 | 0.35 | 1 | SAG and Guidehouse SME-based assumptions | None | Weather Sensitive | None | Planned Rollout | 0 | 1 | 0 | 0 | Low Income
Commercial | Space Heating | NA | Retrocommissioning | No prior commissioning or commioning over 5 years prior | Retrocommissioning | RET Only | Com - Office - Large | Envelope | 0 | SH Envelope Com | Commercial Buildings | commercial building | 5 | 0 | 1730.0914 | 0 | California Public Utilities Commission (CPUC) Potential Study | 9420.2102 | 9357.6833 | 32.6057 | 0 | California Public Utilities Commission (CPUC) Potential Study | 1 | 0.65 | 0.35 | 0.8 | SAG and Guidehouse SME-based assumptions | None | Weather Sensitive | None | Planned Rollout | 0 | 1 | 0 | 0 | Commercial
Commercial | Space Heating | NA | Retrocommissioning | No prior commissioning or commioning over 5 years prior | Retrocommissioning | RET Only | Com - Office - Small | Envelope | 0 | SH Envelope Com | Commercial Buildings | commercial building | 5 | 0 | 68.405 | 0 | California Public Utilities Commission (CPUC) Potential Study | 372.4598 | 369.9876 | 1.2892 | 0 | California Public Utilities Commission (CPUC) Potential Study | 1 | 0.65 | 0.35 | 0.2 | SAG and Guidehouse SME-based assumptions | None | Weather Sensitive | None | Planned Rollout | 0 | 1 | 0 | 0 | Commercial
Commercial | Space Heating | NA | Retrocommissioning | No prior commissioning or commioning over 5 years prior | Retrocommissioning | RET Only | Com - Other Commercial - Large | Envelope | 0 | SH Envelope Com | Commercial Buildings | commercial building | 5 | 0 | 0 | 0 | California Public Utilities Commission (CPUC) Potential Study | 0 | 0 | 0 | 0 | California Public Utilities Commission (CPUC) Potential Study | 0 | 0.65 | 0.35 | 1 | SAG and Guidehouse SME-based assumptions | None | Weather Sensitive | None | Planned Rollout | 0 | 1 | 0 | 0 | Commercial
Commercial | Space Heating | NA | Retrocommissioning | No prior commissioning or commioning over 5 years prior | Retrocommissioning | RET Only | Com - Other Commercial - Small | Envelope | 0 | SH Envelope Com | Commercial Buildings | commercial building | 5 | 0 | 0 | 0 | California Public Utilities Commission (CPUC) Potential Study | 0 | 0 | 0 | 0 | California Public Utilities Commission (CPUC) Potential Study | 0 | 0.65 | 0.35 | 1 | SAG and Guidehouse SME-based assumptions | None | Weather Sensitive | None | Planned Rollout | 0 | 1 | 0 | 0 | Commercial
Commercial | Space Heating | NA | Retrocommissioning | No prior commissioning or commioning over 5 years prior | Retrocommissioning | RET Only | Com - Restaurant | Envelope | 0 | SH Envelope Com | Commercial Buildings | commercial building | 5 | 0 | 0 | 0 | California Public Utilities Commission (CPUC) Potential Study | 0 | 0 | 0 | 0 | California Public Utilities Commission (CPUC) Potential Study | 0 | 0.65 | 0.35 | 1 | SAG and Guidehouse SME-based assumptions | None | Weather Sensitive | None | Planned Rollout | 0 | 1 | 0 | 0 | Commercial
Commercial | Space Heating | NA | Retrocommissioning | No prior commissioning or commioning over 5 years prior | Retrocommissioning | RET Only | Com - Retail - Large | Envelope | 0 | SH Envelope Com | Commercial Buildings | commercial building | 5 | 0 | 381.4996 | 0 | California Public Utilities Commission (CPUC) Potential Study | 2514.2772 | 2063.4474 | 8.7025 | 0 | California Public Utilities Commission (CPUC) Potential Study | 1 | 0.65 | 0.35 | 0.8 | SAG and Guidehouse SME-based assumptions | None | Weather Sensitive | None | Planned Rollout | 0 | 1 | 0 | 0 | Commercial
Commercial | Space Heating | NA | Retrocommissioning | No prior commissioning or commioning over 5 years prior | Retrocommissioning | RET Only | Com - Retail - Small | Envelope | 0 | SH Envelope Com | Commercial Buildings | commercial building | 5 | 0 | 25.7134 | 0 | California Public Utilities Commission (CPUC) Potential Study | 169.4641 | 139.0779 | 0.58656 | 0 | California Public Utilities Commission (CPUC) Potential Study | 1 | 0.65 | 0.35 | 0.2 | SAG and Guidehouse SME-based assumptions | None | Weather Sensitive | None | Planned Rollout | 0 | 1 | 0 | 0 | Commercial
Commercial | Space Heating | NA | Retrocommissioning | No prior commissioning or commioning over 5 years prior | Retrocommissioning | RET Only | Com - Schools - Large | Envelope | 0 | SH Envelope Com | Commercial Buildings | commercial building | 5 | 0 | 890.4962 | 0 | California Public Utilities Commission (CPUC) Potential Study | 5553.7889 | 4816.4978 | 19.2231 | 0 | California Public Utilities Commission (CPUC) Potential Study | 1 | 0.65 | 0.35 | 0.8 | SAG and Guidehouse SME-based assumptions | None | Weather Sensitive | None | Planned Rollout | 0 | 1 | 0 | 0 | Commercial
Commercial | Space Heating | NA | Retrocommissioning | No prior commissioning or commioning over 5 years prior | Retrocommissioning | RET Only | Com - Schools - Small | Envelope | 0 | SH Envelope Com | Commercial Buildings | commercial building | 5 | 0 | 200.5059 | 0 | California Public Utilities Commission (CPUC) Potential Study | 1250.5024 | 1084.4925 | 4.3283 | 0 | California Public Utilities Commission (CPUC) Potential Study | 1 | 0.65 | 0.35 | 0.2 | SAG and Guidehouse SME-based assumptions | None | Weather Sensitive | None | Planned Rollout | 0 | 1 | 0 | 0 | Commercial
Commercial | Space Heating | NA | Retrocommissioning | No prior commissioning or commioning over 5 years prior | Retrocommissioning | RET Only | Com - University/College | Envelope | 0 | SH Envelope Com | Commercial Buildings | commercial building | 5 | 0 | 1351.0227 | 0 | California Public Utilities Commission (CPUC) Potential Study | 8425.9705 | 7307.3841 | 29.1644 | 0 | California Public Utilities Commission (CPUC) Potential Study | 1 | 0.65 | 0.35 | 0.8 | SAG and Guidehouse SME-based assumptions | None | Weather Sensitive | None | Planned Rollout | 0 | 1 | 0 | 0 | Commercial
Commercial | Space Heating | NA | Retrocommissioning | No prior commissioning or commioning over 5 years prior | Retrocommissioning | RET Only | Com - Warehousing - Large | Envelope | 0 | SH Envelope Com | Commercial Buildings | commercial building | 5 | 0 | 0 | 0 | California Public Utilities Commission (CPUC) Potential Study | 0 | 0 | 0 | 0 | California Public Utilities Commission (CPUC) Potential Study | 0 | 0.65 | 0.35 | 1 | SAG and Guidehouse SME-based assumptions | None | Weather Sensitive | None | Planned Rollout | 0 | 1 | 0 | 0 | Commercial
Commercial | Space Heating | NA | Retrocommissioning | No prior commissioning or commioning over 5 years prior | Retrocommissioning | RET Only | Com - Warehousing - Small | Envelope | 0 | SH Envelope Com | Commercial Buildings | commercial building | 5 | 0 | 0 | 0 | California Public Utilities Commission (CPUC) Potential Study | 0 | 0 | 0 | 0 | California Public Utilities Commission (CPUC) Potential Study | 0 | 0.65 | 0.35 | 1 | SAG and Guidehouse SME-based assumptions | None | Weather Sensitive | None | Planned Rollout | 0 | 1 | 0 | 0 | Commercial
Commercial | Space Heating | NA | Retrocommissioning | No prior commissioning or commioning over 5 years prior | Retrocommissioning | RET Only | Com - Multi-residential - Medium | Envelope | 0 | SH Envelope Com | Commercial Buildings | commercial building | 5 | 0 | 315.7151 | 0 | California Public Utilities Commission (CPUC) Potential Study | 983.6791 | 1707.6334 | 3.4048 | 0 | California Public Utilities Commission (CPUC) Potential Study | 1 | 0.65 | 0.35 | 0.8 | SAG and Guidehouse SME-based assumptions | None | Weather Sensitive | None | Planned Rollout | 0 | 1 | 0 | 0 | Commercial
Commercial | Space Heating | NA | Retrocommissioning | No prior commissioning or commioning over 5 years prior | Retrocommissioning | RET Only | Com - Multi-residential - Medium - Low-Income | Envelope | 0 | SH Envelope Com | Commercial Buildings | commercial building | 5 | 0 | 315.7151 | 0 | California Public Utilities Commission (CPUC) Potential Study | 983.6791 | 1707.6334 | 3.4048 | 0 | California Public Utilities Commission (CPUC) Potential Study | 1 | 0.65 | 0.35 | 0.8 | SAG and Guidehouse SME-based assumptions | None | Weather Sensitive | None | Planned Rollout | 0 | 1 | 0 | 0 | Commercial
Industrial | HVAC | NA | HVAC: Equipment and Add on | as found | Variable-air-volume systems | RET Only | Ind - Agriculture | NA | 0 | NA | Customer Segment Consumption (m^3/year) | Customer Segment Consumption (m^3/year) | 15 | 0 | 0.12185 | 0 | Michigan Master Measure List Database 2023 | 0 | 0.058333 | 0 | 0 | Guidehouse SME-based Assumptions | 0.052156 | 0.75 | 0.25 | 1 | Guidehouse SME-based Assumptions | None | Weather Sensitive | None | Payback-Based | 0 | 0 | 1 | 0 | Industrial
Industrial | HVAC | NA | HVAC: Equipment and Add on | as found | Variable-air-volume systems | RET Only | Ind - Fabricated Metals Manufacturing | NA | 0 | NA | Customer Segment Consumption (m^3/year) | Customer Segment Consumption (m^3/year) | 15 | 0 | 0.12185 | 0 | Michigan Master Measure List Database 2023 | 0 | 0.058333 | 0 | 0 | Guidehouse SME-based Assumptions | 0.75 | 0.75 | 0.25 | 1 | Guidehouse SME-based Assumptions | None | Weather Sensitive | None | Payback-Based | 0 | 0 | 1 | 0 | Industrial
Industrial | HVAC | NA | HVAC: Equipment and Add on | as found | Variable-air-volume systems | RET Only | Ind - Other Industrial | NA | 0 | NA | Customer Segment Consumption (m^3/year) | Customer Segment Consumption (m^3/year) | 15 | 0 | 0.12185 | 0 | Michigan Master Measure List Database 2023 | 0 | 0.058333 | 0 | 0 | Guidehouse SME-based Assumptions | 0.043647 | 0.75 | 0.25 | 1 | Guidehouse SME-based Assumptions | None | Weather Sensitive | None | Payback-Based | 0 | 0 | 1 | 0 | Industrial
Industrial | HVAC | NA | HVAC: Equipment and Add on | as found | Variable-air-volume systems | RET Only | Ind - Plastic and Rubber Manufacturing | NA | 0 | NA | Customer Segment Consumption (m^3/year) | Customer Segment Consumption (m^3/year) | 15 | 0 | 0.12185 | 0 | Michigan Master Measure List Database 2023 | 0 | 0.058333 | 0 | 0 | Guidehouse SME-based Assumptions | 0.75 | 0.75 | 0.25 | 1 | Guidehouse SME-based Assumptions | None | Weather Sensitive | None | Payback-Based | 0 | 0 | 1 | 0 | Industrial
Industrial | HVAC | NA | HVAC: Equipment and Add on | as found | Variable-air-volume systems | RET Only | Ind - Transportation and Machinery | NA | 0 | NA | Customer Segment Consumption (m^3/year) | Customer Segment Consumption (m^3/year) | 15 | 0 | 0.12185 | 0 | Michigan Master Measure List Database 2023 | 0 | 0.058333 | 0 | 0 | Guidehouse SME-based Assumptions | 0.75 | 0.75 | 0.25 | 1 | Guidehouse SME-based Assumptions | None | Weather Sensitive | None | Payback-Based | 0 | 0 | 1 | 0 | Industrial
Industrial | HVAC | NA | HVAC: Equipment and Add on | as found | Variable-air-volume systems | RET Only | Ind - Water and Wastewater Treatment | NA | 0 | NA | Customer Segment Consumption (m^3/year) | Customer Segment Consumption (m^3/year) | 15 | 0 | 0.12185 | 0 | Michigan Master Measure List Database 2023 | 0 | 0.058333 | 0 | 0 | Guidehouse SME-based Assumptions | 0.75 | 0.75 | 0.25 | 0.25 | Guidehouse SME-based Assumptions | None | Weather Sensitive | None | Payback-Based | 0 | 0 | 1 | 0 | Industrial
Industrial | HVAC | NA | HVAC: Equipment and Add on | as found | Variable-air-volume systems | NEW Only | Ind - Agriculture | NA | 0 | NA | Customer Segment Consumption (m^3/year) | Customer Segment Consumption (m^3/year) | 15 | 0 | 0.12185 | 0 | Michigan Master Measure List Database 2023 | 0 | 0.058333 | 0 | 0 | Guidehouse SME-based Assumptions | 0.052156 | 0.75 | 0.25 | 1 | Guidehouse SME-based Assumptions | None | Weather Sensitive | None | Payback-Based | 0 | 0 | 1 | 0 | Industrial
Industrial | HVAC | NA | HVAC: Equipment and Add on | as found | Variable-air-volume systems | NEW Only | Ind - Fabricated Metals Manufacturing | NA | 0 | NA | Customer Segment Consumption (m^3/year) | Customer Segment Consumption (m^3/year) | 15 | 0 | 0.12185 | 0 | Michigan Master Measure List Database 2023 | 0 | 0.058333 | 0 | 0 | Guidehouse SME-based Assumptions | 0.75 | 0.75 | 0.25 | 1 | Guidehouse SME-based Assumptions | None | Weather Sensitive | None | Payback-Based | 0 | 0 | 1 | 0 | Industrial
Industrial | HVAC | NA | HVAC: Equipment and Add on | as found | Variable-air-volume systems | NEW Only | Ind - Other Industrial | NA | 0 | NA | Customer Segment Consumption (m^3/year) | Customer Segment Consumption (m^3/year) | 15 | 0 | 0.12185 | 0 | Michigan Master Measure List Database 2023 | 0 | 0.058333 | 0 | 0 | Guidehouse SME-based Assumptions | 0.043647 | 0.75 | 0.25 | 1 | Guidehouse SME-based Assumptions | None | Weather Sensitive | None | Payback-Based | 0 | 0 | 1 | 0 | Industrial
Industrial | HVAC | NA | HVAC: Equipment and Add on | as found | Variable-air-volume systems | NEW Only | Ind - Plastic and Rubber Manufacturing | NA | 0 | NA | Customer Segment Consumption (m^3/year) | Customer Segment Consumption (m^3/year) | 15 | 0 | 0.12185 | 0 | Michigan Master Measure List Database 2023 | 0 | 0.058333 | 0 | 0 | Guidehouse SME-based Assumptions | 0.75 | 0.75 | 0.25 | 1 | Guidehouse SME-based Assumptions | None | Weather Sensitive | None | Payback-Based | 0 | 0 | 1 | 0 | Industrial
Industrial | HVAC | NA | HVAC: Equipment and Add on | as found | Variable-air-volume systems | NEW Only | Ind - Transportation and Machinery | NA | 0 | NA | Customer Segment Consumption (m^3/year) | Customer Segment Consumption (m^3/year) | 15 | 0 | 0.12185 | 0 | Michigan Master Measure List Database 2023 | 0 | 0.058333 | 0 | 0 | Guidehouse SME-based Assumptions | 0.75 | 0.75 | 0.25 | 1 | Guidehouse SME-based Assumptions | None | Weather Sensitive | None | Payback-Based | 0 | 0 | 1 | 0 | Industrial
Industrial | HVAC | NA | HVAC: Equipment and Add on | as found | Variable-air-volume systems | NEW Only | Ind - Water and Wastewater Treatment | NA | 0 | NA | Customer Segment Consumption (m^3/year) | Customer Segment Consumption (m^3/year) | 15 | 0 | 0.12185 | 0 | Michigan Master Measure List Database 2023 | 0 | 0.058333 | 0 | 0 | Guidehouse SME-based Assumptions | 0.75 | 0.75 | 0.25 | 0.25 | Guidehouse SME-based Assumptions | None | Weather Sensitive | None | Payback-Based | 0 | 0 | 1 | 0 | Industrial
Industrial | HVAC | NA | HVAC: Equipment and Add on | as found | Variable-air-volume systems | RET Only | Ind - Mining, Quarrying, Oil and Gas Extraction | NA | 0 | NA | Customer Segment Consumption (m^3/year) | Customer Segment Consumption (m^3/year) | 15 | 0 | 0.12185 | 0 | Michigan Master Measure List Database 2023 | 0 | 0.058333 | 0 | 0 | Guidehouse SME-based Assumptions | 0.75 | 0.75 | 0.25 | 0.5 | Guidehouse SME-based Assumptions | None | Weather Sensitive | None | Payback-Based | 0 | 0 | 1 | 0 | Industrial
Industrial | HVAC | NA | HVAC: Equipment and Add on | as found | Variable-air-volume systems | NEW Only | Ind - Mining, Quarrying, Oil and Gas Extraction | NA | 0 | NA | Customer Segment Consumption (m^3/year) | Customer Segment Consumption (m^3/year) | 15 | 0 | 0.12185 | 0 | Michigan Master Measure List Database 2023 | 0 | 0.058333 | 0 | 0 | Guidehouse SME-based Assumptions | 0.75 | 0.75 | 0.25 | 0.5 | Guidehouse SME-based Assumptions | None | Weather Sensitive | None | Payback-Based | 0 | 0 | 1 | 0 | Industrial
Industrial | HVAC | NA | HVAC: Control | as found | Retrocommissioning, Setting optimization, Energy monitoring and control systems , Non-production hours set-back temperatures | RET Only | Ind - Agriculture | NA | 0 | NA | Customer Segment Consumption (m^3/year) | Customer Segment Consumption (m^3/year) | 7.5 | 0 | 0.063741 | 0 | Michigan Master Measure List Database 2023 | 0 | 0.045773 | 0 | 0 | Guidehouse SME-based Assumptions | 0.75 | 0.75 | 0.25 | 0.1 | Guidehouse SME-based Assumptions | None | Weather Sensitive | None | Payback-Based | 0 | 0 | 1 | 0 | Industrial
Industrial | HVAC | NA | HVAC: Control | as found | Retrocommissioning, Setting optimization, Energy monitoring and control systems , Non-production hours set-back temperatures | RET Only | Ind - Fabricated Metals Manufacturing | NA | 0 | NA | Customer Segment Consumption (m^3/year) | Customer Segment Consumption (m^3/year) | 7.5 | 0 | 0.063741 | 0 | Michigan Master Measure List Database 2023 | 0 | 0.045773 | 0 | 0 | Guidehouse SME-based Assumptions | 0.75 | 0.75 | 0.25 | 1 | Guidehouse SME-based Assumptions | None | Weather Sensitive | None | Payback-Based | 0 | 0 | 1 | 0 | Industrial
Industrial | HVAC | NA | HVAC: Control | as found | Retrocommissioning, Setting optimization, Energy monitoring and control systems , Non-production hours set-back temperatures | RET Only | Ind - Other Industrial | NA | 0 | NA | Customer Segment Consumption (m^3/year) | Customer Segment Consumption (m^3/year) | 7.5 | 0 | 0.063741 | 0 | Michigan Master Measure List Database 2023 | 0 | 0.045773 | 0 | 0 | Guidehouse SME-based Assumptions | 0.75 | 0.75 | 0.25 | 0 | Guidehouse SME-based Assumptions | None | Weather Sensitive | None | Payback-Based | 0 | 0 | 1 | 0 | Industrial
Industrial | HVAC | NA | HVAC: Control | as found | Retrocommissioning, Setting optimization, Energy monitoring and control systems , Non-production hours set-back temperatures | RET Only | Ind - Plastic and Rubber Manufacturing | NA | 0 | NA | Customer Segment Consumption (m^3/year) | Customer Segment Consumption (m^3/year) | 7.5 | 0 | 0.063741 | 0 | Michigan Master Measure List Database 2023 | 0 | 0.045773 | 0 | 0 | Guidehouse SME-based Assumptions | 0.75 | 0.75 | 0.25 | 1 | Guidehouse SME-based Assumptions | None | Weather Sensitive | None | Payback-Based | 0 | 0 | 1 | 0 | Industrial
Industrial | HVAC | NA | HVAC: Control | as found | Retrocommissioning, Setting optimization, Energy monitoring and control systems , Non-production hours set-back temperatures | RET Only | Ind - Transportation and Machinery | NA | 0 | NA | Customer Segment Consumption (m^3/year) | Customer Segment Consumption (m^3/year) | 7.5 | 0 | 0.063741 | 0 | Michigan Master Measure List Database 2023 | 0 | 0.045773 | 0 | 0 | Guidehouse SME-based Assumptions | 0.75 | 0.75 | 0.25 | 1 | Guidehouse SME-based Assumptions | None | Weather Sensitive | None | Payback-Based | 0 | 0 | 1 | 0 | Industrial
Industrial | HVAC | NA | HVAC: Control | as found | Retrocommissioning, Setting optimization, Energy monitoring and control systems , Non-production hours set-back temperatures | RET Only | Ind - Water and Wastewater Treatment | NA | 0 | NA | Customer Segment Consumption (m^3/year) | Customer Segment Consumption (m^3/year) | 7.5 | 0 | 0.063741 | 0 | Michigan Master Measure List Database 2023 | 0 | 0.045773 | 0 | 0 | Guidehouse SME-based Assumptions | 0.75 | 0.75 | 0.25 | 0.25 | Guidehouse SME-based Assumptions | None | Weather Sensitive | None | Payback-Based | 0 | 0 | 1 | 0 | Industrial
Industrial | HVAC | NA | HVAC: Control | as found | Retrocommissioning, Setting optimization, Energy monitoring and control systems , Non-production hours set-back temperatures | NEW Only | Ind - Agriculture | NA | 0 | NA | Customer Segment Consumption (m^3/year) | Customer Segment Consumption (m^3/year) | 7.5 | 0 | 0.063741 | 0 | Michigan Master Measure List Database 2023 | 0 | 0.045773 | 0 | 0 | Guidehouse SME-based Assumptions | 0.75 | 0.75 | 0.25 | 0.1 | Guidehouse SME-based Assumptions | None | Weather Sensitive | None | Payback-Based | 0 | 0 | 1 | 0 | Industrial
Industrial | HVAC | NA | HVAC: Control | as found | Retrocommissioning, Setting optimization, Energy monitoring and control systems , Non-production hours set-back temperatures | NEW Only | Ind - Fabricated Metals Manufacturing | NA | 0 | NA | Customer Segment Consumption (m^3/year) | Customer Segment Consumption (m^3/year) | 7.5 | 0 | 0.063741 | 0 | Michigan Master Measure List Database 2023 | 0 | 0.045773 | 0 | 0 | Guidehouse SME-based Assumptions | 0.75 | 0.75 | 0.25 | 1 | Guidehouse SME-based Assumptions | None | Weather Sensitive | None | Payback-Based | 0 | 0 | 1 | 0 | Industrial
Industrial | HVAC | NA | HVAC: Control | as found | Retrocommissioning, Setting optimization, Energy monitoring and control systems , Non-production hours set-back temperatures | NEW Only | Ind - Other Industrial | NA | 0 | NA | Customer Segment Consumption (m^3/year) | Customer Segment Consumption (m^3/year) | 7.5 | 0 | 0.063741 | 0 | Michigan Master Measure List Database 2023 | 0 | 0.045773 | 0 | 0 | Guidehouse SME-based Assumptions | 0.75 | 0.75 | 0.25 | 0 | Guidehouse SME-based Assumptions | None | Weather Sensitive | None | Payback-Based | 0 | 0 | 1 | 0 | Industrial
Industrial | HVAC | NA | HVAC: Control | as found | Retrocommissioning, Setting optimization, Energy monitoring and control systems , Non-production hours set-back temperatures | NEW Only | Ind - Plastic and Rubber Manufacturing | NA | 0 | NA | Customer Segment Consumption (m^3/year) | Customer Segment Consumption (m^3/year) | 7.5 | 0 | 0.063741 | 0 | Michigan Master Measure List Database 2023 | 0 | 0.045773 | 0 | 0 | Guidehouse SME-based Assumptions | 0.75 | 0.75 | 0.25 | 1 | Guidehouse SME-based Assumptions | None | Weather Sensitive | None | Payback-Based | 0 | 0 | 1 | 0 | Industrial
Industrial | HVAC | NA | HVAC: Control | as found | Retrocommissioning, Setting optimization, Energy monitoring and control systems , Non-production hours set-back temperatures | NEW Only | Ind - Transportation and Machinery | NA | 0 | NA | Customer Segment Consumption (m^3/year) | Customer Segment Consumption (m^3/year) | 7.5 | 0 | 0.063741 | 0 | Michigan Master Measure List Database 2023 | 0 | 0.045773 | 0 | 0 | Guidehouse SME-based Assumptions | 0.75 | 0.75 | 0.25 | 1 | Guidehouse SME-based Assumptions | None | Weather Sensitive | None | Payback-Based | 0 | 0 | 1 | 0 | Industrial
Industrial | HVAC | NA | HVAC: Control | as found | Retrocommissioning, Setting optimization, Energy monitoring and control systems , Non-production hours set-back temperatures | NEW Only | Ind - Water and Wastewater Treatment | NA | 0 | NA | Customer Segment Consumption (m^3/year) | Customer Segment Consumption (m^3/year) | 7.5 | 0 | 0.063741 | 0 | Michigan Master Measure List Database 2023 | 0 | 0.045773 | 0 | 0 | Guidehouse SME-based Assumptions | 0.75 | 0.75 | 0.25 | 0.25 | Guidehouse SME-based Assumptions | None | Weather Sensitive | None | Payback-Based | 0 | 0 | 1 | 0 | Industrial
Industrial | HVAC | NA | HVAC: Control | as found | Retrocommissioning, Setting optimization, Energy monitoring and control systems , Non-production hours set-back temperatures | RET Only | Ind - Mining, Quarrying, Oil and Gas Extraction | NA | 0 | NA | Customer Segment Consumption (m^3/year) | Customer Segment Consumption (m^3/year) | 7.5 | 0 | 0.063741 | 0 | Michigan Master Measure List Database 2023 | 0 | 0.045773 | 0 | 0 | Guidehouse SME-based Assumptions | 0.75 | 0.75 | 0.25 | 0.1 | Guidehouse SME-based Assumptions | None | Weather Sensitive | None | Payback-Based | 0 | 0 | 1 | 0 | Industrial
Industrial | HVAC | NA | HVAC: Control | as found | Retrocommissioning, Setting optimization, Energy monitoring and control systems , Non-production hours set-back temperatures | NEW Only | Ind - Mining, Quarrying, Oil and Gas Extraction | NA | 0 | NA | Customer Segment Consumption (m^3/year) | Customer Segment Consumption (m^3/year) | 7.5 | 0 | 0.063741 | 0 | Michigan Master Measure List Database 2023 | 0 | 0.045773 | 0 | 0 | Guidehouse SME-based Assumptions | 0.75 | 0.75 | 0.25 | 1 | Guidehouse SME-based Assumptions | None | Weather Sensitive | None | Payback-Based | 0 | 0 | 1 | 0 | Industrial
Industrial | HVAC | NA | HVAC: Insulation | as found | Building shell, Building reflection, Low-emittance windows | RET Only | Ind - Agriculture | NA | 0 | NA | Customer Segment Consumption (m^3/year) | Customer Segment Consumption (m^3/year) | 20 | 0 | 0.088535 | 0 | Michigan Master Measure List Database 2023 | 0 | 0.038766 | 0 | 0 | Guidehouse SME-based Assumptions | 0.75 | 0.5 | 0.5 | 0.1 | Guidehouse SME-based Assumptions | None | Weather Sensitive | None | Payback-Based | 0 | 0 | 1 | 0 | Industrial
Industrial | HVAC | NA | HVAC: Insulation | as found | Building shell, Building reflection, Low-emittance windows | RET Only | Ind - Fabricated Metals Manufacturing | NA | 0 | NA | Customer Segment Consumption (m^3/year) | Customer Segment Consumption (m^3/year) | 20 | 0 | 0.088535 | 0 | Michigan Master Measure List Database 2023 | 0 | 0.038766 | 0 | 0 | Guidehouse SME-based Assumptions | 0.75 | 0.5 | 0.5 | 1 | Guidehouse SME-based Assumptions | None | Weather Sensitive | None | Payback-Based | 0 | 0 | 1 | 0 | Industrial
Industrial | HVAC | NA | HVAC: Insulation | as found | Building shell, Building reflection, Low-emittance windows | RET Only | Ind - Other Industrial | NA | 0 | NA | Customer Segment Consumption (m^3/year) | Customer Segment Consumption (m^3/year) | 20 | 0 | 0.088535 | 0 | Michigan Master Measure List Database 2023 | 0 | 0.038766 | 0 | 0 | Guidehouse SME-based Assumptions | 0.75 | 0.5 | 0.5 | 0.25 | Guidehouse SME-based Assumptions | None | Weather Sensitive | None | Payback-Based | 0 | 0 | 1 | 0 | Industrial
Industrial | HVAC | NA | HVAC: Insulation | as found | Building shell, Building reflection, Low-emittance windows | RET Only | Ind - Plastic and Rubber Manufacturing | NA | 0 | NA | Customer Segment Consumption (m^3/year) | Customer Segment Consumption (m^3/year) | 20 | 0 | 0.088535 | 0 | Michigan Master Measure List Database 2023 | 0 | 0.038766 | 0 | 0 | Guidehouse SME-based Assumptions | 0.75 | 0.5 | 0.5 | 1 | Guidehouse SME-based Assumptions | None | Weather Sensitive | None | Payback-Based | 0 | 0 | 1 | 0 | Industrial
Industrial | HVAC | NA | HVAC: Insulation | as found | Building shell, Building reflection, Low-emittance windows | RET Only | Ind - Transportation and Machinery | NA | 0 | NA | Customer Segment Consumption (m^3/year) | Customer Segment Consumption (m^3/year) | 20 | 0 | 0.088535 | 0 | Michigan Master Measure List Database 2023 | 0 | 0.038766 | 0 | 0 | Guidehouse SME-based Assumptions | 0.75 | 0.5 | 0.5 | 1 | Guidehouse SME-based Assumptions | None | Weather Sensitive | None | Payback-Based | 0 | 0 | 1 | 0 | Industrial
Industrial | HVAC | NA | HVAC: Insulation | as found | Building shell, Building reflection, Low-emittance windows | RET Only | Ind - Water and Wastewater Treatment | NA | 0 | NA | Customer Segment Consumption (m^3/year) | Customer Segment Consumption (m^3/year) | 20 | 0 | 0.088535 | 0 | Michigan Master Measure List Database 2023 | 0 | 0.038766 | 0 | 0 | Guidehouse SME-based Assumptions | 0.75 | 0.5 | 0.5 | 0.5 | Guidehouse SME-based Assumptions | None | Weather Sensitive | None | Payback-Based | 0 | 0 | 1 | 0 | Industrial
Industrial | HVAC | NA | HVAC: Insulation | as found | Building shell, Building reflection, Low-emittance windows | NEW Only | Ind - Agriculture | NA | 0 | NA | Customer Segment Consumption (m^3/year) | Customer Segment Consumption (m^3/year) | 20 | 0 | 0.088535 | 0 | Michigan Master Measure List Database 2023 | 0 | 0.038766 | 0 | 0 | Guidehouse SME-based Assumptions | 0.75 | 0.5 | 0.5 | 0.1 | Guidehouse SME-based Assumptions | None | Weather Sensitive | None | Payback-Based | 0 | 0 | 1 | 0 | Industrial
Industrial | HVAC | NA | HVAC: Insulation | as found | Building shell, Building reflection, Low-emittance windows | NEW Only | Ind - Fabricated Metals Manufacturing | NA | 0 | NA | Customer Segment Consumption (m^3/year) | Customer Segment Consumption (m^3/year) | 20 | 0 | 0.088535 | 0 | Michigan Master Measure List Database 2023 | 0 | 0.038766 | 0 | 0 | Guidehouse SME-based Assumptions | 0.75 | 0.5 | 0.5 | 1 | Guidehouse SME-based Assumptions | None | Weather Sensitive | None | Payback-Based | 0 | 0 | 1 | 0 | Industrial
Industrial | HVAC | NA | HVAC: Insulation | as found | Building shell, Building reflection, Low-emittance windows | NEW Only | Ind - Other Industrial | NA | 0 | NA | Customer Segment Consumption (m^3/year) | Customer Segment Consumption (m^3/year) | 20 | 0 | 0.088535 | 0 | Michigan Master Measure List Database 2023 | 0 | 0.038766 | 0 | 0 | Guidehouse SME-based Assumptions | 0.75 | 0.5 | 0.5 | 0.25 | Guidehouse SME-based Assumptions | None | Weather Sensitive | None | Payback-Based | 0 | 0 | 1 | 0 | Industrial
Industrial | HVAC | NA | HVAC: Insulation | as found | Building shell, Building reflection, Low-emittance windows | NEW Only | Ind - Plastic and Rubber Manufacturing | NA | 0 | NA | Customer Segment Consumption (m^3/year) | Customer Segment Consumption (m^3/year) | 20 | 0 | 0.088535 | 0 | Michigan Master Measure List Database 2023 | 0 | 0.038766 | 0 | 0 | Guidehouse SME-based Assumptions | 0.75 | 0.5 | 0.5 | 1 | Guidehouse SME-based Assumptions | None | Weather Sensitive | None | Payback-Based | 0 | 0 | 1 | 0 | Industrial
Industrial | HVAC | NA | HVAC: Insulation | as found | Building shell, Building reflection, Low-emittance windows | NEW Only | Ind - Transportation and Machinery | NA | 0 | NA | Customer Segment Consumption (m^3/year) | Customer Segment Consumption (m^3/year) | 20 | 0 | 0.088535 | 0 | Michigan Master Measure List Database 2023 | 0 | 0.038766 | 0 | 0 | Guidehouse SME-based Assumptions | 0.75 | 0.5 | 0.5 | 1 | Guidehouse SME-based Assumptions | None | Weather Sensitive | None | Payback-Based | 0 | 0 | 1 | 0 | Industrial
Industrial | HVAC | NA | HVAC: Insulation | as found | Building shell, Building reflection, Low-emittance windows | NEW Only | Ind - Water and Wastewater Treatment | NA | 0 | NA | Customer Segment Consumption (m^3/year) | Customer Segment Consumption (m^3/year) | 20 | 0 | 0.088535 | 0 | Michigan Master Measure List Database 2023 | 0 | 0.038766 | 0 | 0 | Guidehouse SME-based Assumptions | 0.75 | 0.5 | 0.5 | 0.5 | Guidehouse SME-based Assumptions | None | Weather Sensitive | None | Payback-Based | 0 | 0 | 1 | 0 | Industrial
Industrial | HVAC | NA | HVAC: Insulation | as found | Building shell, Building reflection, Low-emittance windows | RET Only | Ind - Mining, Quarrying, Oil and Gas Extraction | NA | 0 | NA | Customer Segment Consumption (m^3/year) | Customer Segment Consumption (m^3/year) | 20 | 0 | 0.088535 | 0 | Michigan Master Measure List Database 2023 | 0 | 0.038766 | 0 | 0 | Guidehouse SME-based Assumptions | 0.75 | 0.5 | 0.5 | 1 | Guidehouse SME-based Assumptions | None | Weather Sensitive | None | Payback-Based | 0 | 0 | 1 | 0 | Industrial
Industrial | HVAC | NA | HVAC: Insulation | as found | Building shell, Building reflection, Low-emittance windows | NEW Only | Ind - Mining, Quarrying, Oil and Gas Extraction | NA | 0 | NA | Customer Segment Consumption (m^3/year) | Customer Segment Consumption (m^3/year) | 20 | 0 | 0.088535 | 0 | Michigan Master Measure List Database 2023 | 0 | 0.038766 | 0 | 0 | Guidehouse SME-based Assumptions | 0.75 | 0.5 | 0.5 | 1 | Guidehouse SME-based Assumptions | None | Weather Sensitive | None | Payback-Based | 0 | 0 | 1 | 0 | Industrial
Industrial | HVAC | NA | HVAC: Maintenance | as found | Coil cleaning, Sensor repair, Duct leakage repair | RET Only | Ind - Agriculture | NA | 0 | NA | Customer Segment Consumption (m^3/year) | Customer Segment Consumption (m^3/year) | 4 | 0 | 0.017407 | 0 | Michigan Master Measure List Database 2023 | 0 | 0.025 | 0 | 0 | Guidehouse SME-based Assumptions | 0.75 | 0.5 | 0.5 | 0.1 | Guidehouse SME-based Assumptions | None | Weather Sensitive | None | Payback-Based | 0 | 0 | 1 | 0 | Industrial
Industrial | HVAC | NA | HVAC: Maintenance | as found | Coil cleaning, Sensor repair, Duct leakage repair | RET Only | Ind - Fabricated Metals Manufacturing | NA | 0 | NA | Customer Segment Consumption (m^3/year) | Customer Segment Consumption (m^3/year) | 4 | 0 | 0.017407 | 0 | Michigan Master Measure List Database 2023 | 0 | 0.025 | 0 | 0 | Guidehouse SME-based Assumptions | 0.75 | 0.5 | 0.5 | 1 | Guidehouse SME-based Assumptions | None | Weather Sensitive | None | Payback-Based | 0 | 0 | 1 | 0 | Industrial
Industrial | HVAC | NA | HVAC: Maintenance | as found | Coil cleaning, Sensor repair, Duct leakage repair | RET Only | Ind - Other Industrial | NA | 0 | NA | Customer Segment Consumption (m^3/year) | Customer Segment Consumption (m^3/year) | 4 | 0 | 0.017407 | 0 | Michigan Master Measure List Database 2023 | 0 | 0.025 | 0 | 0 | Guidehouse SME-based Assumptions | 0.75 | 0.5 | 0.5 | 1 | Guidehouse SME-based Assumptions | None | Weather Sensitive | None | Payback-Based | 0 | 0 | 1 | 0 | Industrial
Industrial | HVAC | NA | HVAC: Maintenance | as found | Coil cleaning, Sensor repair, Duct leakage repair | RET Only | Ind - Plastic and Rubber Manufacturing | NA | 0 | NA | Customer Segment Consumption (m^3/year) | Customer Segment Consumption (m^3/year) | 4 | 0 | 0.017407 | 0 | Michigan Master Measure List Database 2023 | 0 | 0.025 | 0 | 0 | Guidehouse SME-based Assumptions | 0.75 | 0.5 | 0.5 | 1 | Guidehouse SME-based Assumptions | None | Weather Sensitive | None | Payback-Based | 0 | 0 | 1 | 0 | Industrial
Industrial | HVAC | NA | HVAC: Maintenance | as found | Coil cleaning, Sensor repair, Duct leakage repair | RET Only | Ind - Transportation and Machinery | NA | 0 | NA | Customer Segment Consumption (m^3/year) | Customer Segment Consumption (m^3/year) | 4 | 0 | 0.017407 | 0 | Michigan Master Measure List Database 2023 | 0 | 0.025 | 0 | 0 | Guidehouse SME-based Assumptions | 0.75 | 0.5 | 0.5 | 1 | Guidehouse SME-based Assumptions | None | Weather Sensitive | None | Payback-Based | 0 | 0 | 1 | 0 | Industrial
Industrial | HVAC | NA | HVAC: Maintenance | as found | Coil cleaning, Sensor repair, Duct leakage repair | RET Only | Ind - Water and Wastewater Treatment | NA | 0 | NA | Customer Segment Consumption (m^3/year) | Customer Segment Consumption (m^3/year) | 4 | 0 | 0.017407 | 0 | Michigan Master Measure List Database 2023 | 0 | 0.025 | 0 | 0 | Guidehouse SME-based Assumptions | 0.75 | 0.5 | 0.5 | 0.5 | Guidehouse SME-based Assumptions | None | Weather Sensitive | None | Payback-Based | 0 | 0 | 1 | 0 | Industrial
Industrial | HVAC | NA | HVAC: Maintenance | as found | Coil cleaning, Sensor repair, Duct leakage repair | NEW Only | Ind - Agriculture | NA | 0 | NA | Customer Segment Consumption (m^3/year) | Customer Segment Consumption (m^3/year) | 4 | 0 | 0.017407 | 0 | Michigan Master Measure List Database 2023 | 0 | 0.025 | 0 | 0 | Guidehouse SME-based Assumptions | 0.75 | 0.5 | 0.5 | 0.1 | Guidehouse SME-based Assumptions | None | Weather Sensitive | None | Payback-Based | 0 | 0 | 1 | 0 | Industrial
Industrial | HVAC | NA | HVAC: Maintenance | as found | Coil cleaning, Sensor repair, Duct leakage repair | NEW Only | Ind - Fabricated Metals Manufacturing | NA | 0 | NA | Customer Segment Consumption (m^3/year) | Customer Segment Consumption (m^3/year) | 4 | 0 | 0.017407 | 0 | Michigan Master Measure List Database 2023 | 0 | 0.025 | 0 | 0 | Guidehouse SME-based Assumptions | 0.75 | 0.5 | 0.5 | 1 | Guidehouse SME-based Assumptions | None | Weather Sensitive | None | Payback-Based | 0 | 0 | 1 | 0 | Industrial
Industrial | HVAC | NA | HVAC: Maintenance | as found | Coil cleaning, Sensor repair, Duct leakage repair | NEW Only | Ind - Other Industrial | NA | 0 | NA | Customer Segment Consumption (m^3/year) | Customer Segment Consumption (m^3/year) | 4 | 0 | 0.017407 | 0 | Michigan Master Measure List Database 2023 | 0 | 0.025 | 0 | 0 | Guidehouse SME-based Assumptions | 0.75 | 0.5 | 0.5 | 1 | Guidehouse SME-based Assumptions | None | Weather Sensitive | None | Payback-Based | 0 | 0 | 1 | 0 | Industrial
Industrial | HVAC | NA | HVAC: Maintenance | as found | Coil cleaning, Sensor repair, Duct leakage repair | NEW Only | Ind - Plastic and Rubber Manufacturing | NA | 0 | NA | Customer Segment Consumption (m^3/year) | Customer Segment Consumption (m^3/year) | 4 | 0 | 0.017407 | 0 | Michigan Master Measure List Database 2023 | 0 | 0.025 | 0 | 0 | Guidehouse SME-based Assumptions | 0.75 | 0.5 | 0.5 | 1 | Guidehouse SME-based Assumptions | None | Weather Sensitive | None | Payback-Based | 0 | 0 | 1 | 0 | Industrial
Industrial | HVAC | NA | HVAC: Maintenance | as found | Coil cleaning, Sensor repair, Duct leakage repair | NEW Only | Ind - Transportation and Machinery | NA | 0 | NA | Customer Segment Consumption (m^3/year) | Customer Segment Consumption (m^3/year) | 4 | 0 | 0.017407 | 0 | Michigan Master Measure List Database 2023 | 0 | 0.025 | 0 | 0 | Guidehouse SME-based Assumptions | 0.75 | 0.5 | 0.5 | 1 | Guidehouse SME-based Assumptions | None | Weather Sensitive | None | Payback-Based | 0 | 0 | 1 | 0 | Industrial
Industrial | HVAC | NA | HVAC: Maintenance | as found | Coil cleaning, Sensor repair, Duct leakage repair | NEW Only | Ind - Water and Wastewater Treatment | NA | 0 | NA | Customer Segment Consumption (m^3/year) | Customer Segment Consumption (m^3/year) | 4 | 0 | 0.017407 | 0 | Michigan Master Measure List Database 2023 | 0 | 0.025 | 0 | 0 | Guidehouse SME-based Assumptions | 0.75 | 0.5 | 0.5 | 0.5 | Guidehouse SME-based Assumptions | None | Weather Sensitive | None | Payback-Based | 0 | 0 | 1 | 0 | Industrial
Industrial | HVAC | NA | HVAC: Maintenance | as found | Coil cleaning, Sensor repair, Duct leakage repair | RET Only | Ind - Mining, Quarrying, Oil and Gas Extraction | NA | 0 | NA | Customer Segment Consumption (m^3/year) | Customer Segment Consumption (m^3/year) | 4 | 0 | 0.017407 | 0 | Michigan Master Measure List Database 2023 | 0 | 0.025 | 0 | 0 | Guidehouse SME-based Assumptions | 0.75 | 0.5 | 0.5 | 1 | Guidehouse SME-based Assumptions | None | Weather Sensitive | None | Payback-Based | 0 | 0 | 1 | 0 | Industrial
Industrial | HVAC | NA | HVAC: Maintenance | as found | Coil cleaning, Sensor repair, Duct leakage repair | NEW Only | Ind - Mining, Quarrying, Oil and Gas Extraction | NA | 0 | NA | Customer Segment Consumption (m^3/year) | Customer Segment Consumption (m^3/year) | 4 | 0 | 0.017407 | 0 | Michigan Master Measure List Database 2023 | 0 | 0.025 | 0 | 0 | Guidehouse SME-based Assumptions | 0.75 | 0.5 | 0.5 | 1 | Guidehouse SME-based Assumptions | None | Weather Sensitive | None | Payback-Based | 0 | 0 | 1 | 0 | Industrial
Industrial | HVAC | NA | HVAC: Heat recovery | as found | Recover waste heat from cooling water, Heat wheel (recapture) | RET Only | Ind - Agriculture | NA | 0 | NA | Customer Segment Consumption (m^3/year) | Customer Segment Consumption (m^3/year) | 14 | 0 | 0.16662 | 0 | Michigan Master Measure List Database 2023 | 0 | 0.079767 | 0 | 0 | Guidehouse SME-based Assumptions | 0.5 | 0.5 | 0.5 | 0.1 | Guidehouse SME-based Assumptions | None | Weather Sensitive | None | Payback-Based | 0 | 0 | 1 | 0 | Industrial
Industrial | HVAC | NA | HVAC: Heat recovery | as found | Recover waste heat from cooling water, Heat wheel (recapture) | RET Only | Ind - Fabricated Metals Manufacturing | NA | 0 | NA | Customer Segment Consumption (m^3/year) | Customer Segment Consumption (m^3/year) | 14 | 0 | 0.16662 | 0 | Michigan Master Measure List Database 2023 | 0 | 0.079767 | 0 | 0 | Guidehouse SME-based Assumptions | 0.5 | 0.5 | 0.5 | 1 | Guidehouse SME-based Assumptions | None | Weather Sensitive | None | Payback-Based | 0 | 0 | 1 | 0 | Industrial
Industrial | HVAC | NA | HVAC: Heat recovery | as found | Recover waste heat from cooling water, Heat wheel (recapture) | RET Only | Ind - Other Industrial | NA | 0 | NA | Customer Segment Consumption (m^3/year) | Customer Segment Consumption (m^3/year) | 14 | 0 | 0.16662 | 0 | Michigan Master Measure List Database 2023 | 0 | 0.079767 | 0 | 0 | Guidehouse SME-based Assumptions | 0.5 | 0.5 | 0.5 | 0.1 | Guidehouse SME-based Assumptions | None | Weather Sensitive | None | Payback-Based | 0 | 0 | 1 | 0 | Industrial
Industrial | HVAC | NA | HVAC: Heat recovery | as found | Recover waste heat from cooling water, Heat wheel (recapture) | RET Only | Ind - Plastic and Rubber Manufacturing | NA | 0 | NA | Customer Segment Consumption (m^3/year) | Customer Segment Consumption (m^3/year) | 14 | 0 | 0.16662 | 0 | Michigan Master Measure List Database 2023 | 0 | 0.079767 | 0 | 0 | Guidehouse SME-based Assumptions | 0.5 | 0.5 | 0.5 | 1 | Guidehouse SME-based Assumptions | None | Weather Sensitive | None | Payback-Based | 0 | 0 | 1 | 0 | Industrial
Industrial | HVAC | NA | HVAC: Heat recovery | as found | Recover waste heat from cooling water, Heat wheel (recapture) | RET Only | Ind - Transportation and Machinery | NA | 0 | NA | Customer Segment Consumption (m^3/year) | Customer Segment Consumption (m^3/year) | 14 | 0 | 0.16662 | 0 | Michigan Master Measure List Database 2023 | 0 | 0.079767 | 0 | 0 | Guidehouse SME-based Assumptions | 0.5 | 0.5 | 0.5 | 1 | Guidehouse SME-based Assumptions | None | Weather Sensitive | None | Payback-Based | 0 | 0 | 1 | 0 | Industrial
Industrial | HVAC | NA | HVAC: Heat recovery | as found | Recover waste heat from cooling water, Heat wheel (recapture) | RET Only | Ind - Water and Wastewater Treatment | NA | 0 | NA | Customer Segment Consumption (m^3/year) | Customer Segment Consumption (m^3/year) | 14 | 0 | 0.16662 | 0 | Michigan Master Measure List Database 2023 | 0 | 0.079767 | 0 | 0 | Guidehouse SME-based Assumptions | 0.5 | 0.5 | 0.5 | 0.25 | Guidehouse SME-based Assumptions | None | Weather Sensitive | None | Payback-Based | 0 | 0 | 1 | 0 | Industrial
Industrial | HVAC | NA | HVAC: Heat recovery | as found | Recover waste heat from cooling water, Heat wheel (recapture) | NEW Only | Ind - Agriculture | NA | 0 | NA | Customer Segment Consumption (m^3/year) | Customer Segment Consumption (m^3/year) | 14 | 0 | 0.16662 | 0 | Michigan Master Measure List Database 2023 | 0 | 0.079767 | 0 | 0 | Guidehouse SME-based Assumptions | 0.5 | 0.5 | 0.5 | 0.1 | Guidehouse SME-based Assumptions | None | Weather Sensitive | None | Payback-Based | 0 | 0 | 1 | 0 | Industrial
Industrial | HVAC | NA | HVAC: Heat recovery | as found | Recover waste heat from cooling water, Heat wheel (recapture) | NEW Only | Ind - Fabricated Metals Manufacturing | NA | 0 | NA | Customer Segment Consumption (m^3/year) | Customer Segment Consumption (m^3/year) | 14 | 0 | 0.16662 | 0 | Michigan Master Measure List Database 2023 | 0 | 0.079767 | 0 | 0 | Guidehouse SME-based Assumptions | 0.5 | 0.5 | 0.5 | 1 | Guidehouse SME-based Assumptions | None | Weather Sensitive | None | Payback-Based | 0 | 0 | 1 | 0 | Industrial
Industrial | HVAC | NA | HVAC: Heat recovery | as found | Recover waste heat from cooling water, Heat wheel (recapture) | NEW Only | Ind - Other Industrial | NA | 0 | NA | Customer Segment Consumption (m^3/year) | Customer Segment Consumption (m^3/year) | 14 | 0 | 0.16662 | 0 | Michigan Master Measure List Database 2023 | 0 | 0.079767 | 0 | 0 | Guidehouse SME-based Assumptions | 0.5 | 0.5 | 0.5 | 0.1 | Guidehouse SME-based Assumptions | None | Weather Sensitive | None | Payback-Based | 0 | 0 | 1 | 0 | Industrial
Industrial | HVAC | NA | HVAC: Heat recovery | as found | Recover waste heat from cooling water, Heat wheel (recapture) | NEW Only | Ind - Plastic and Rubber Manufacturing | NA | 0 | NA | Customer Segment Consumption (m^3/year) | Customer Segment Consumption (m^3/year) | 14 | 0 | 0.16662 | 0 | Michigan Master Measure List Database 2023 | 0 | 0.079767 | 0 | 0 | Guidehouse SME-based Assumptions | 0.5 | 0.5 | 0.5 | 1 | Guidehouse SME-based Assumptions | None | Weather Sensitive | None | Payback-Based | 0 | 0 | 1 | 0 | Industrial
Industrial | HVAC | NA | HVAC: Heat recovery | as found | Recover waste heat from cooling water, Heat wheel (recapture) | NEW Only | Ind - Transportation and Machinery | NA | 0 | NA | Customer Segment Consumption (m^3/year) | Customer Segment Consumption (m^3/year) | 14 | 0 | 0.16662 | 0 | Michigan Master Measure List Database 2023 | 0 | 0.079767 | 0 | 0 | Guidehouse SME-based Assumptions | 0.5 | 0.5 | 0.5 | 1 | Guidehouse SME-based Assumptions | None | Weather Sensitive | None | Payback-Based | 0 | 0 | 1 | 0 | Industrial
Industrial | HVAC | NA | HVAC: Heat recovery | as found | Recover waste heat from cooling water, Heat wheel (recapture) | NEW Only | Ind - Water and Wastewater Treatment | NA | 0 | NA | Customer Segment Consumption (m^3/year) | Customer Segment Consumption (m^3/year) | 14 | 0 | 0.16662 | 0 | Michigan Master Measure List Database 2023 | 0 | 0.079767 | 0 | 0 | Guidehouse SME-based Assumptions | 0.5 | 0.5 | 0.5 | 0.25 | Guidehouse SME-based Assumptions | None | Weather Sensitive | None | Payback-Based | 0 | 0 | 1 | 0 | Industrial
Industrial | HVAC | NA | HVAC: Heat recovery | as found | Recover waste heat from cooling water, Heat wheel (recapture) | RET Only | Ind - Mining, Quarrying, Oil and Gas Extraction | NA | 0 | NA | Customer Segment Consumption (m^3/year) | Customer Segment Consumption (m^3/year) | 14 | 0 | 0.16662 | 0 | Michigan Master Measure List Database 2023 | 0 | 0.079767 | 0 | 0 | Guidehouse SME-based Assumptions | 0.5 | 0.5 | 0.5 | 0.1 | Guidehouse SME-based Assumptions | None | Weather Sensitive | None | Payback-Based | 0 | 0 | 1 | 0 | Industrial
Industrial | HVAC | NA | HVAC: Heat recovery | as found | Recover waste heat from cooling water, Heat wheel (recapture) | NEW Only | Ind - Mining, Quarrying, Oil and Gas Extraction | NA | 0 | NA | Customer Segment Consumption (m^3/year) | Customer Segment Consumption (m^3/year) | 14 | 0 | 0.16662 | 0 | Michigan Master Measure List Database 2023 | 0 | 0.079767 | 0 | 0 | Guidehouse SME-based Assumptions | 0.5 | 0.5 | 0.5 | 1 | Guidehouse SME-based Assumptions | None | Weather Sensitive | None | Payback-Based | 0 | 0 | 1 | 0 | Industrial
Industrial | Process Heat | NA | Process Heat: Equipment and Add on | as found | High efficient processing equipment, High efficient burners, Adjustable speed combustion fans, Solar heating (Solar wall) | RET Only | Ind - Agriculture | NA | 0 | NA | Customer Segment Consumption (m^3/year) | Customer Segment Consumption (m^3/year) | 15 | 0 | 0.25295 | 0 | Michigan Master Measure List Database 2023 | 0 | 0.064767 | 0 | 0 | Guidehouse SME-based Assumptions | 0.75 | 0.5 | 0.5 | 0.05 | Guidehouse SME-based Assumptions | None | Baseload | None | Payback-Based | 0 | 0 | 1 | 0 | Industrial
Industrial | Process Heat | NA | Process Heat: Equipment and Add on | as found | High efficient processing equipment, High efficient burners, Adjustable speed combustion fans, Solar heating (Solar wall) | RET Only | Ind - Cement and Asphalt | NA | 0 | NA | Customer Segment Consumption (m^3/year) | Customer Segment Consumption (m^3/year) | 15 | 0 | 0.25295 | 0 | Michigan Master Measure List Database 2023 | 0 | 0.064767 | 0 | 0 | Guidehouse SME-based Assumptions | 0.75 | 0.5 | 0.5 | 1 | Guidehouse SME-based Assumptions | None | Baseload | None | Payback-Based | 0 | 0 | 1 | 0 | Industrial
Industrial | Process Heat | NA | Process Heat: Equipment and Add on | as found | High efficient processing equipment, High efficient burners, Adjustable speed combustion fans, Solar heating (Solar wall) | RET Only | Ind - Chemical | NA | 0 | NA | Customer Segment Consumption (m^3/year) | Customer Segment Consumption (m^3/year) | 15 | 0 | 0.25295 | 0 | Michigan Master Measure List Database 2023 | 0 | 0.064767 | 0 | 0 | Guidehouse SME-based Assumptions | 0.75 | 0.5 | 0.5 | 1 | Guidehouse SME-based Assumptions | None | Baseload | None | Payback-Based | 0 | 0 | 1 | 0 | Industrial
Industrial | Process Heat | NA | Process Heat: Equipment and Add on | as found | High efficient processing equipment, High efficient burners, Adjustable speed combustion fans, Solar heating (Solar wall) | RET Only | Ind - District Energy | NA | 0 | NA | Customer Segment Consumption (m^3/year) | Customer Segment Consumption (m^3/year) | 15 | 0 | 0.25295 | 0 | Michigan Master Measure List Database 2023 | 0 | 0.064767 | 0 | 0 | Guidehouse SME-based Assumptions | 0.75 | 0.5 | 0.5 | 0 | Guidehouse SME-based Assumptions | None | Baseload | None | Payback-Based | 0 | 0 | 1 | 0 | Industrial
Industrial | Process Heat | NA | Process Heat: Equipment and Add on | as found | High efficient processing equipment, High efficient burners, Adjustable speed combustion fans, Solar heating (Solar wall) | RET Only | Ind - Fabricated Metals Manufacturing | NA | 0 | NA | Customer Segment Consumption (m^3/year) | Customer Segment Consumption (m^3/year) | 15 | 0 | 0.25295 | 0 | Michigan Master Measure List Database 2023 | 0 | 0.064767 | 0 | 0 | Guidehouse SME-based Assumptions | 0.75 | 0.5 | 0.5 | 1 | Guidehouse SME-based Assumptions | None | Baseload | None | Payback-Based | 0 | 0 | 1 | 0 | Industrial
Industrial | Process Heat | NA | Process Heat: Equipment and Add on | as found | High efficient processing equipment, High efficient burners, Adjustable speed combustion fans, Solar heating (Solar wall) | RET Only | Ind - Food and Beverages Manufacturing | NA | 0 | NA | Customer Segment Consumption (m^3/year) | Customer Segment Consumption (m^3/year) | 15 | 0 | 0.25295 | 0 | Michigan Master Measure List Database 2023 | 0 | 0.064767 | 0 | 0 | Guidehouse SME-based Assumptions | 0.75 | 0.5 | 0.5 | 0.3 | Guidehouse SME-based Assumptions | None | Baseload | None | Payback-Based | 0 | 0 | 1 | 0 | Industrial
Industrial | Process Heat | NA | Process Heat: Equipment and Add on | as found | High efficient processing equipment, High efficient burners, Adjustable speed combustion fans, Solar heating (Solar wall) | RET Only | Ind - Mining, Quarrying, Oil and Gas Extraction | NA | 0 | NA | Customer Segment Consumption (m^3/year) | Customer Segment Consumption (m^3/year) | 15 | 0 | 0.25295 | 0 | Michigan Master Measure List Database 2023 | 0 | 0.064767 | 0 | 0 | Guidehouse SME-based Assumptions | 0.75 | 0.5 | 0.5 | 1 | Guidehouse SME-based Assumptions | None | Baseload | None | Payback-Based | 0 | 0 | 1 | 0 | Industrial
Industrial | Process Heat | NA | Process Heat: Equipment and Add on | as found | High efficient processing equipment, High efficient burners, Adjustable speed combustion fans, Solar heating (Solar wall) | RET Only | Ind - Other Industrial | NA | 0 | NA | Customer Segment Consumption (m^3/year) | Customer Segment Consumption (m^3/year) | 15 | 0 | 0.25295 | 0 | Michigan Master Measure List Database 2023 | 0 | 0.064767 | 0 | 0 | Guidehouse SME-based Assumptions | 0.75 | 0.5 | 0.5 | 1 | Guidehouse SME-based Assumptions | None | Baseload | None | Payback-Based | 0 | 0 | 1 | 0 | Industrial
Industrial | Process Heat | NA | Process Heat: Equipment and Add on | as found | High efficient processing equipment, High efficient burners, Adjustable speed combustion fans, Solar heating (Solar wall) | RET Only | Ind - Petroleum Manufacturing | NA | 0 | NA | Customer Segment Consumption (m^3/year) | Customer Segment Consumption (m^3/year) | 15 | 0 | 0.25295 | 0 | Michigan Master Measure List Database 2023 | 0 | 0.064767 | 0 | 0 | Guidehouse SME-based Assumptions | 0.75 | 0.5 | 0.5 | 1 | Guidehouse SME-based Assumptions | None | Baseload | None | Payback-Based | 0 | 0 | 1 | 0 | Industrial
Industrial | Process Heat | NA | Process Heat: Equipment and Add on | as found | High efficient processing equipment, High efficient burners, Adjustable speed combustion fans, Solar heating (Solar wall) | RET Only | Ind - Plastic and Rubber Manufacturing | NA | 0 | NA | Customer Segment Consumption (m^3/year) | Customer Segment Consumption (m^3/year) | 15 | 0 | 0.25295 | 0 | Michigan Master Measure List Database 2023 | 0 | 0.064767 | 0 | 0 | Guidehouse SME-based Assumptions | 0.75 | 0.5 | 0.5 | 1 | Guidehouse SME-based Assumptions | None | Baseload | None | Payback-Based | 0 | 0 | 1 | 0 | Industrial
Industrial | Process Heat | NA | Process Heat: Equipment and Add on | as found | High efficient processing equipment, High efficient burners, Adjustable speed combustion fans, Solar heating (Solar wall) | RET Only | Ind - Primary Metals | NA | 0 | NA | Customer Segment Consumption (m^3/year) | Customer Segment Consumption (m^3/year) | 15 | 0 | 0.25295 | 0 | Michigan Master Measure List Database 2023 | 0 | 0.064767 | 0 | 0 | Guidehouse SME-based Assumptions | 0.75 | 0.5 | 0.5 | 1 | Guidehouse SME-based Assumptions | None | Baseload | None | Payback-Based | 0 | 0 | 1 | 0 | Industrial
Industrial | Process Heat | NA | Process Heat: Equipment and Add on | as found | High efficient processing equipment, High efficient burners, Adjustable speed combustion fans, Solar heating (Solar wall) | RET Only | Ind - Pulp, Paper and Wood Products Manufacturing | NA | 0 | NA | Customer Segment Consumption (m^3/year) | Customer Segment Consumption (m^3/year) | 15 | 0 | 0.25295 | 0 | Michigan Master Measure List Database 2023 | 0 | 0.064767 | 0 | 0 | Guidehouse SME-based Assumptions | 0.75 | 0.5 | 0.5 | 0.125 | Guidehouse SME-based Assumptions | None | Baseload | None | Payback-Based | 0 | 0 | 1 | 0 | Industrial
Industrial | Process Heat | NA | Process Heat: Equipment and Add on | as found | High efficient processing equipment, High efficient burners, Adjustable speed combustion fans, Solar heating (Solar wall) | RET Only | Ind - Transportation and Machinery | NA | 0 | NA | Customer Segment Consumption (m^3/year) | Customer Segment Consumption (m^3/year) | 15 | 0 | 0.25295 | 0 | Michigan Master Measure List Database 2023 | 0 | 0.064767 | 0 | 0 | Guidehouse SME-based Assumptions | 0.75 | 0.5 | 0.5 | 1 | Guidehouse SME-based Assumptions | None | Baseload | None | Payback-Based | 0 | 0 | 1 | 0 | Industrial
Industrial | Process Heat | NA | Process Heat: Equipment and Add on | as found | High efficient processing equipment, High efficient burners, Adjustable speed combustion fans, Solar heating (Solar wall) | RET Only | Ind - Water and Wastewater Treatment | NA | 0 | NA | Customer Segment Consumption (m^3/year) | Customer Segment Consumption (m^3/year) | 15 | 0 | 0.25295 | 0 | Michigan Master Measure List Database 2023 | 0 | 0.064767 | 0 | 0 | Guidehouse SME-based Assumptions | 0.75 | 0.5 | 0.5 | 1 | Guidehouse SME-based Assumptions | None | Baseload | None | Payback-Based | 0 | 0 | 1 | 0 | Industrial
Industrial | Process Heat | NA | Process Heat: Equipment and Add on | as found | High efficient processing equipment, High efficient burners, Adjustable speed combustion fans, Solar heating (Solar wall) | NEW Only | Ind - Agriculture | NA | 0 | NA | Customer Segment Consumption (m^3/year) | Customer Segment Consumption (m^3/year) | 15 | 0 | 0.25295 | 0 | Michigan Master Measure List Database 2023 | 0 | 0.064767 | 0 | 0 | Guidehouse SME-based Assumptions | 0.75 | 0.5 | 0.5 | 0.05 | Guidehouse SME-based Assumptions | None | Baseload | None | Payback-Based | 0 | 0 | 1 | 0 | Industrial
Industrial | Process Heat | NA | Process Heat: Equipment and Add on | as found | High efficient processing equipment, High efficient burners, Adjustable speed combustion fans, Solar heating (Solar wall) | NEW Only | Ind - Cement and Asphalt | NA | 0 | NA | Customer Segment Consumption (m^3/year) | Customer Segment Consumption (m^3/year) | 15 | 0 | 0.25295 | 0 | Michigan Master Measure List Database 2023 | 0 | 0.064767 | 0 | 0 | Guidehouse SME-based Assumptions | 0.75 | 0.5 | 0.5 | 1 | Guidehouse SME-based Assumptions | None | Baseload | None | Payback-Based | 0 | 0 | 1 | 0 | Industrial
Industrial | Process Heat | NA | Process Heat: Equipment and Add on | as found | High efficient processing equipment, High efficient burners, Adjustable speed combustion fans, Solar heating (Solar wall) | NEW Only | Ind - Chemical | NA | 0 | NA | Customer Segment Consumption (m^3/year) | Customer Segment Consumption (m^3/year) | 15 | 0 | 0.25295 | 0 | Michigan Master Measure List Database 2023 | 0 | 0.064767 | 0 | 0 | Guidehouse SME-based Assumptions | 0.75 | 0.5 | 0.5 | 1 | Guidehouse SME-based Assumptions | None | Baseload | None | Payback-Based | 0 | 0 | 1 | 0 | Industrial
Industrial | Process Heat | NA | Process Heat: Equipment and Add on | as found | High efficient processing equipment, High efficient burners, Adjustable speed combustion fans, Solar heating (Solar wall) | NEW Only | Ind - District Energy | NA | 0 | NA | Customer Segment Consumption (m^3/year) | Customer Segment Consumption (m^3/year) | 15 | 0 | 0.25295 | 0 | Michigan Master Measure List Database 2023 | 0 | 0.064767 | 0 | 0 | Guidehouse SME-based Assumptions | 0.75 | 0.5 | 0.5 | 0 | Guidehouse SME-based Assumptions | None | Baseload | None | Payback-Based | 0 | 0 | 1 | 0 | Industrial
Industrial | Process Heat | NA | Process Heat: Equipment and Add on | as found | High efficient processing equipment, High efficient burners, Adjustable speed combustion fans, Solar heating (Solar wall) | NEW Only | Ind - Fabricated Metals Manufacturing | NA | 0 | NA | Customer Segment Consumption (m^3/year) | Customer Segment Consumption (m^3/year) | 15 | 0 | 0.25295 | 0 | Michigan Master Measure List Database 2023 | 0 | 0.064767 | 0 | 0 | Guidehouse SME-based Assumptions | 0.75 | 0.5 | 0.5 | 1 | Guidehouse SME-based Assumptions | None | Baseload | None | Payback-Based | 0 | 0 | 1 | 0 | Industrial
Industrial | Process Heat | NA | Process Heat: Equipment and Add on | as found | High efficient processing equipment, High efficient burners, Adjustable speed combustion fans, Solar heating (Solar wall) | NEW Only | Ind - Food and Beverages Manufacturing | NA | 0 | NA | Customer Segment Consumption (m^3/year) | Customer Segment Consumption (m^3/year) | 15 | 0 | 0.25295 | 0 | Michigan Master Measure List Database 2023 | 0 | 0.064767 | 0 | 0 | Guidehouse SME-based Assumptions | 0.75 | 0.5 | 0.5 | 0.3 | Guidehouse SME-based Assumptions | None | Baseload | None | Payback-Based | 0 | 0 | 1 | 0 | Industrial
Industrial | Process Heat | NA | Process Heat: Equipment and Add on | as found | High efficient processing equipment, High efficient burners, Adjustable speed combustion fans, Solar heating (Solar wall) | NEW Only | Ind - Mining, Quarrying, Oil and Gas Extraction | NA | 0 | NA | Customer Segment Consumption (m^3/year) | Customer Segment Consumption (m^3/year) | 15 | 0 | 0.25295 | 0 | Michigan Master Measure List Database 2023 | 0 | 0.064767 | 0 | 0 | Guidehouse SME-based Assumptions | 0.75 | 0.5 | 0.5 | 1 | Guidehouse SME-based Assumptions | None | Baseload | None | Payback-Based | 0 | 0 | 1 | 0 | Industrial
Industrial | Process Heat | NA | Process Heat: Equipment and Add on | as found | High efficient processing equipment, High efficient burners, Adjustable speed combustion fans, Solar heating (Solar wall) | NEW Only | Ind - Other Industrial | NA | 0 | NA | Customer Segment Consumption (m^3/year) | Customer Segment Consumption (m^3/year) | 15 | 0 | 0.25295 | 0 | Michigan Master Measure List Database 2023 | 0 | 0.064767 | 0 | 0 | Guidehouse SME-based Assumptions | 0.75 | 0.5 | 0.5 | 1 | Guidehouse SME-based Assumptions | None | Baseload | None | Payback-Based | 0 | 0 | 1 | 0 | Industrial
Industrial | Process Heat | NA | Process Heat: Equipment and Add on | as found | High efficient processing equipment, High efficient burners, Adjustable speed combustion fans, Solar heating (Solar wall) | NEW Only | Ind - Petroleum Manufacturing | NA | 0 | NA | Customer Segment Consumption (m^3/year) | Customer Segment Consumption (m^3/year) | 15 | 0 | 0.25295 | 0 | Michigan Master Measure List Database 2023 | 0 | 0.064767 | 0 | 0 | Guidehouse SME-based Assumptions | 0.75 | 0.5 | 0.5 | 1 | Guidehouse SME-based Assumptions | None | Baseload | None | Payback-Based | 0 | 0 | 1 | 0 | Industrial
Industrial | Process Heat | NA | Process Heat: Equipment and Add on | as found | High efficient processing equipment, High efficient burners, Adjustable speed combustion fans, Solar heating (Solar wall) | NEW Only | Ind - Plastic and Rubber Manufacturing | NA | 0 | NA | Customer Segment Consumption (m^3/year) | Customer Segment Consumption (m^3/year) | 15 | 0 | 0.25295 | 0 | Michigan Master Measure List Database 2023 | 0 | 0.064767 | 0 | 0 | Guidehouse SME-based Assumptions | 0.75 | 0.5 | 0.5 | 1 | Guidehouse SME-based Assumptions | None | Baseload | None | Payback-Based | 0 | 0 | 1 | 0 | Industrial
Industrial | Process Heat | NA | Process Heat: Equipment and Add on | as found | High efficient processing equipment, High efficient burners, Adjustable speed combustion fans, Solar heating (Solar wall) | NEW Only | Ind - Primary Metals | NA | 0 | NA | Customer Segment Consumption (m^3/year) | Customer Segment Consumption (m^3/year) | 15 | 0 | 0.25295 | 0 | Michigan Master Measure List Database 2023 | 0 | 0.064767 | 0 | 0 | Guidehouse SME-based Assumptions | 0.75 | 0.5 | 0.5 | 1 | Guidehouse SME-based Assumptions | None | Baseload | None | Payback-Based | 0 | 0 | 1 | 0 | Industrial
Industrial | Process Heat | NA | Process Heat: Equipment and Add on | as found | High efficient processing equipment, High efficient burners, Adjustable speed combustion fans, Solar heating (Solar wall) | NEW Only | Ind - Pulp, Paper and Wood Products Manufacturing | NA | 0 | NA | Customer Segment Consumption (m^3/year) | Customer Segment Consumption (m^3/year) | 15 | 0 | 0.25295 | 0 | Michigan Master Measure List Database 2023 | 0 | 0.064767 | 0 | 0 | Guidehouse SME-based Assumptions | 0.75 | 0.5 | 0.5 | 0.125 | Guidehouse SME-based Assumptions | None | Baseload | None | Payback-Based | 0 | 0 | 1 | 0 | Industrial
Industrial | Process Heat | NA | Process Heat: Equipment and Add on | as found | High efficient processing equipment, High efficient burners, Adjustable speed combustion fans, Solar heating (Solar wall) | NEW Only | Ind - Transportation and Machinery | NA | 0 | NA | Customer Segment Consumption (m^3/year) | Customer Segment Consumption (m^3/year) | 15 | 0 | 0.25295 | 0 | Michigan Master Measure List Database 2023 | 0 | 0.064767 | 0 | 0 | Guidehouse SME-based Assumptions | 0.75 | 0.5 | 0.5 | 1 | Guidehouse SME-based Assumptions | None | Baseload | None | Payback-Based | 0 | 0 | 1 | 0 | Industrial
Industrial | Process Heat | NA | Process Heat: Equipment and Add on | as found | High efficient processing equipment, High efficient burners, Adjustable speed combustion fans, Solar heating (Solar wall) | NEW Only | Ind - Water and Wastewater Treatment | NA | 0 | NA | Customer Segment Consumption (m^3/year) | Customer Segment Consumption (m^3/year) | 15 | 0 | 0.25295 | 0 | Michigan Master Measure List Database 2023 | 0 | 0.064767 | 0 | 0 | Guidehouse SME-based Assumptions | 0.75 | 0.5 | 0.5 | 1 | Guidehouse SME-based Assumptions | None | Baseload | None | Payback-Based | 0 | 0 | 1 | 0 | Industrial
Industrial | Process Heat | NA | Process Heat: Control | as found | Improved ignition controls, integrated process controls, Upgraded process controls, Optimize gas usage | RET Only | Ind - Agriculture | NA | 0 | NA | Customer Segment Consumption (m^3/year) | Customer Segment Consumption (m^3/year) | 7.2 | 0 | 0.01577 | 0 | Michigan Master Measure List Database 2023 | 0 | 0.014271 | 0 | 0 | Guidehouse SME-based Assumptions | 0.75 | 0.5 | 0.5 | 0.05 | Guidehouse SME-based Assumptions | None | Baseload | None | Payback-Based | 0 | 0 | 1 | 0 | Industrial
Industrial | Process Heat | NA | Process Heat: Control | as found | Improved ignition controls, integrated process controls, Upgraded process controls, Optimize gas usage | RET Only | Ind - Cement and Asphalt | NA | 0 | NA | Customer Segment Consumption (m^3/year) | Customer Segment Consumption (m^3/year) | 7.2 | 0 | 0.01577 | 0 | Michigan Master Measure List Database 2023 | 0 | 0.014271 | 0 | 0 | Guidehouse SME-based Assumptions | 0.75 | 0.5 | 0.5 | 1 | Guidehouse SME-based Assumptions | None | Baseload | None | Payback-Based | 0 | 0 | 1 | 0 | Industrial
Industrial | Process Heat | NA | Process Heat: Control | as found | Improved ignition controls, integrated process controls, Upgraded process controls, Optimize gas usage | RET Only | Ind - Chemical | NA | 0 | NA | Customer Segment Consumption (m^3/year) | Customer Segment Consumption (m^3/year) | 7.2 | 0 | 0.01577 | 0 | Michigan Master Measure List Database 2023 | 0 | 0.014271 | 0 | 0 | Guidehouse SME-based Assumptions | 0.75 | 0.5 | 0.5 | 1 | Guidehouse SME-based Assumptions | None | Baseload | None | Payback-Based | 0 | 0 | 1 | 0 | Industrial
Industrial | Process Heat | NA | Process Heat: Control | as found | Improved ignition controls, integrated process controls, Upgraded process controls, Optimize gas usage | RET Only | Ind - District Energy | NA | 0 | NA | Customer Segment Consumption (m^3/year) | Customer Segment Consumption (m^3/year) | 7.2 | 0 | 0.01577 | 0 | Michigan Master Measure List Database 2023 | 0 | 0.014271 | 0 | 0 | Guidehouse SME-based Assumptions | 0.75 | 0.5 | 0.5 | 0 | Guidehouse SME-based Assumptions | None | Baseload | None | Payback-Based | 0 | 0 | 1 | 0 | Industrial
Industrial | Process Heat | NA | Process Heat: Control | as found | Improved ignition controls, integrated process controls, Upgraded process controls, Optimize gas usage | RET Only | Ind - Fabricated Metals Manufacturing | NA | 0 | NA | Customer Segment Consumption (m^3/year) | Customer Segment Consumption (m^3/year) | 7.2 | 0 | 0.01577 | 0 | Michigan Master Measure List Database 2023 | 0 | 0.014271 | 0 | 0 | Guidehouse SME-based Assumptions | 0.75 | 0.5 | 0.5 | 1 | Guidehouse SME-based Assumptions | None | Baseload | None | Payback-Based | 0 | 0 | 1 | 0 | Industrial
Industrial | Process Heat | NA | Process Heat: Control | as found | Improved ignition controls, integrated process controls, Upgraded process controls, Optimize gas usage | RET Only | Ind - Food and Beverages Manufacturing | NA | 0 | NA | Customer Segment Consumption (m^3/year) | Customer Segment Consumption (m^3/year) | 7.2 | 0 | 0.01577 | 0 | Michigan Master Measure List Database 2023 | 0 | 0.014271 | 0 | 0 | Guidehouse SME-based Assumptions | 0.75 | 0.5 | 0.5 | 0.33 | Guidehouse SME-based Assumptions | None | Baseload | None | Payback-Based | 0 | 0 | 1 | 0 | Industrial
Industrial | Process Heat | NA | Process Heat: Control | as found | Improved ignition controls, integrated process controls, Upgraded process controls, Optimize gas usage | RET Only | Ind - Mining, Quarrying, Oil and Gas Extraction | NA | 0 | NA | Customer Segment Consumption (m^3/year) | Customer Segment Consumption (m^3/year) | 7.2 | 0 | 0.01577 | 0 | Michigan Master Measure List Database 2023 | 0 | 0.014271 | 0 | 0 | Guidehouse SME-based Assumptions | 0.75 | 0.5 | 0.5 | 1 | Guidehouse SME-based Assumptions | None | Baseload | None | Payback-Based | 0 | 0 | 1 | 0 | Industrial
Industrial | Process Heat | NA | Process Heat: Control | as found | Improved ignition controls, integrated process controls, Upgraded process controls, Optimize gas usage | RET Only | Ind - Other Industrial | NA | 0 | NA | Customer Segment Consumption (m^3/year) | Customer Segment Consumption (m^3/year) | 7.2 | 0 | 0.01577 | 0 | Michigan Master Measure List Database 2023 | 0 | 0.014271 | 0 | 0 | Guidehouse SME-based Assumptions | 0.75 | 0.5 | 0.5 | 1 | Guidehouse SME-based Assumptions | None | Baseload | None | Payback-Based | 0 | 0 | 1 | 0 | Industrial
Industrial | Process Heat | NA | Process Heat: Control | as found | Improved ignition controls, integrated process controls, Upgraded process controls, Optimize gas usage | RET Only | Ind - Petroleum Manufacturing | NA | 0 | NA | Customer Segment Consumption (m^3/year) | Customer Segment Consumption (m^3/year) | 7.2 | 0 | 0.01577 | 0 | Michigan Master Measure List Database 2023 | 0 | 0.014271 | 0 | 0 | Guidehouse SME-based Assumptions | 0.75 | 0.5 | 0.5 | 1 | Guidehouse SME-based Assumptions | None | Baseload | None | Payback-Based | 0 | 0 | 1 | 0 | Industrial
Industrial | Process Heat | NA | Process Heat: Control | as found | Improved ignition controls, integrated process controls, Upgraded process controls, Optimize gas usage | RET Only | Ind - Plastic and Rubber Manufacturing | NA | 0 | NA | Customer Segment Consumption (m^3/year) | Customer Segment Consumption (m^3/year) | 7.2 | 0 | 0.01577 | 0 | Michigan Master Measure List Database 2023 | 0 | 0.014271 | 0 | 0 | Guidehouse SME-based Assumptions | 0.75 | 0.5 | 0.5 | 1 | Guidehouse SME-based Assumptions | None | Baseload | None | Payback-Based | 0 | 0 | 1 | 0 | Industrial
Industrial | Process Heat | NA | Process Heat: Control | as found | Improved ignition controls, integrated process controls, Upgraded process controls, Optimize gas usage | RET Only | Ind - Primary Metals | NA | 0 | NA | Customer Segment Consumption (m^3/year) | Customer Segment Consumption (m^3/year) | 7.2 | 0 | 0.01577 | 0 | Michigan Master Measure List Database 2023 | 0 | 0.014271 | 0 | 0 | Guidehouse SME-based Assumptions | 0.75 | 0.5 | 0.5 | 1 | Guidehouse SME-based Assumptions | None | Baseload | None | Payback-Based | 0 | 0 | 1 | 0 | Industrial
Industrial | Process Heat | NA | Process Heat: Control | as found | Improved ignition controls, integrated process controls, Upgraded process controls, Optimize gas usage | RET Only | Ind - Pulp, Paper and Wood Products Manufacturing | NA | 0 | NA | Customer Segment Consumption (m^3/year) | Customer Segment Consumption (m^3/year) | 7.2 | 0 | 0.01577 | 0 | Michigan Master Measure List Database 2023 | 0 | 0.014271 | 0 | 0 | Guidehouse SME-based Assumptions | 0.75 | 0.5 | 0.5 | 0.2 | Guidehouse SME-based Assumptions | None | Baseload | None | Payback-Based | 0 | 0 | 1 | 0 | Industrial
Industrial | Process Heat | NA | Process Heat: Control | as found | Improved ignition controls, integrated process controls, Upgraded process controls, Optimize gas usage | RET Only | Ind - Transportation and Machinery | NA | 0 | NA | Customer Segment Consumption (m^3/year) | Customer Segment Consumption (m^3/year) | 7.2 | 0 | 0.01577 | 0 | Michigan Master Measure List Database 2023 | 0 | 0.014271 | 0 | 0 | Guidehouse SME-based Assumptions | 0.75 | 0.5 | 0.5 | 1 | Guidehouse SME-based Assumptions | None | Baseload | None | Payback-Based | 0 | 0 | 1 | 0 | Industrial
Industrial | Process Heat | NA | Process Heat: Control | as found | Improved ignition controls, integrated process controls, Upgraded process controls, Optimize gas usage | RET Only | Ind - Water and Wastewater Treatment | NA | 0 | NA | Customer Segment Consumption (m^3/year) | Customer Segment Consumption (m^3/year) | 7.2 | 0 | 0.01577 | 0 | Michigan Master Measure List Database 2023 | 0 | 0.014271 | 0 | 0 | Guidehouse SME-based Assumptions | 0.75 | 0.5 | 0.5 | 1 | Guidehouse SME-based Assumptions | None | Baseload | None | Payback-Based | 0 | 0 | 1 | 0 | Industrial
Industrial | Process Heat | NA | Process Heat: Control | as found | Improved ignition controls, integrated process controls, Upgraded process controls, Optimize gas usage | NEW Only | Ind - Agriculture | NA | 0 | NA | Customer Segment Consumption (m^3/year) | Customer Segment Consumption (m^3/year) | 7.2 | 0 | 0.01577 | 0 | Michigan Master Measure List Database 2023 | 0 | 0.014271 | 0 | 0 | Guidehouse SME-based Assumptions | 0.75 | 0.5 | 0.5 | 0.05 | Guidehouse SME-based Assumptions | None | Baseload | None | Payback-Based | 0 | 0 | 1 | 0 | Industrial
Industrial | Process Heat | NA | Process Heat: Control | as found | Improved ignition controls, integrated process controls, Upgraded process controls, Optimize gas usage | NEW Only | Ind - Cement and Asphalt | NA | 0 | NA | Customer Segment Consumption (m^3/year) | Customer Segment Consumption (m^3/year) | 7.2 | 0 | 0.01577 | 0 | Michigan Master Measure List Database 2023 | 0 | 0.014271 | 0 | 0 | Guidehouse SME-based Assumptions | 0.75 | 0.5 | 0.5 | 1 | Guidehouse SME-based Assumptions | None | Baseload | None | Payback-Based | 0 | 0 | 1 | 0 | Industrial
Industrial | Process Heat | NA | Process Heat: Control | as found | Improved ignition controls, integrated process controls, Upgraded process controls, Optimize gas usage | NEW Only | Ind - Chemical | NA | 0 | NA | Customer Segment Consumption (m^3/year) | Customer Segment Consumption (m^3/year) | 7.2 | 0 | 0.01577 | 0 | Michigan Master Measure List Database 2023 | 0 | 0.014271 | 0 | 0 | Guidehouse SME-based Assumptions | 0.75 | 0.5 | 0.5 | 1 | Guidehouse SME-based Assumptions | None | Baseload | None | Payback-Based | 0 | 0 | 1 | 0 | Industrial
Industrial | Process Heat | NA | Process Heat: Control | as found | Improved ignition controls, integrated process controls, Upgraded process controls, Optimize gas usage | NEW Only | Ind - District Energy | NA | 0 | NA | Customer Segment Consumption (m^3/year) | Customer Segment Consumption (m^3/year) | 7.2 | 0 | 0.01577 | 0 | Michigan Master Measure List Database 2023 | 0 | 0.014271 | 0 | 0 | Guidehouse SME-based Assumptions | 0.75 | 0.5 | 0.5 | 0 | Guidehouse SME-based Assumptions | None | Baseload | None | Payback-Based | 0 | 0 | 1 | 0 | Industrial
Industrial | Process Heat | NA | Process Heat: Control | as found | Improved ignition controls, integrated process controls, Upgraded process controls, Optimize gas usage | NEW Only | Ind - Fabricated Metals Manufacturing | NA | 0 | NA | Customer Segment Consumption (m^3/year) | Customer Segment Consumption (m^3/year) | 7.2 | 0 | 0.01577 | 0 | Michigan Master Measure List Database 2023 | 0 | 0.014271 | 0 | 0 | Guidehouse SME-based Assumptions | 0.75 | 0.5 | 0.5 | 1 | Guidehouse SME-based Assumptions | None | Baseload | None | Payback-Based | 0 | 0 | 1 | 0 | Industrial
Industrial | Process Heat | NA | Process Heat: Control | as found | Improved ignition controls, integrated process controls, Upgraded process controls, Optimize gas usage | NEW Only | Ind - Food and Beverages Manufacturing | NA | 0 | NA | Customer Segment Consumption (m^3/year) | Customer Segment Consumption (m^3/year) | 7.2 | 0 | 0.01577 | 0 | Michigan Master Measure List Database 2023 | 0 | 0.014271 | 0 | 0 | Guidehouse SME-based Assumptions | 0.75 | 0.5 | 0.5 | 0.33 | Guidehouse SME-based Assumptions | None | Baseload | None | Payback-Based | 0 | 0 | 1 | 0 | Industrial
Industrial | Process Heat | NA | Process Heat: Control | as found | Improved ignition controls, integrated process controls, Upgraded process controls, Optimize gas usage | NEW Only | Ind - Mining, Quarrying, Oil and Gas Extraction | NA | 0 | NA | Customer Segment Consumption (m^3/year) | Customer Segment Consumption (m^3/year) | 7.2 | 0 | 0.01577 | 0 | Michigan Master Measure List Database 2023 | 0 | 0.014271 | 0 | 0 | Guidehouse SME-based Assumptions | 0.75 | 0.5 | 0.5 | 1 | Guidehouse SME-based Assumptions | None | Baseload | None | Payback-Based | 0 | 0 | 1 | 0 | Industrial
Industrial | Process Heat | NA | Process Heat: Control | as found | Improved ignition controls, integrated process controls, Upgraded process controls, Optimize gas usage | NEW Only | Ind - Other Industrial | NA | 0 | NA | Customer Segment Consumption (m^3/year) | Customer Segment Consumption (m^3/year) | 7.2 | 0 | 0.01577 | 0 | Michigan Master Measure List Database 2023 | 0 | 0.014271 | 0 | 0 | Guidehouse SME-based Assumptions | 0.75 | 0.5 | 0.5 | 1 | Guidehouse SME-based Assumptions | None | Baseload | None | Payback-Based | 0 | 0 | 1 | 0 | Industrial
Industrial | Process Heat | NA | Process Heat: Control | as found | Improved ignition controls, integrated process controls, Upgraded process controls, Optimize gas usage | NEW Only | Ind - Petroleum Manufacturing | NA | 0 | NA | Customer Segment Consumption (m^3/year) | Customer Segment Consumption (m^3/year) | 7.2 | 0 | 0.01577 | 0 | Michigan Master Measure List Database 2023 | 0 | 0.014271 | 0 | 0 | Guidehouse SME-based Assumptions | 0.75 | 0.5 | 0.5 | 1 | Guidehouse SME-based Assumptions | None | Baseload | None | Payback-Based | 0 | 0 | 1 | 0 | Industrial
Industrial | Process Heat | NA | Process Heat: Control | as found | Improved ignition controls, integrated process controls, Upgraded process controls, Optimize gas usage | NEW Only | Ind - Plastic and Rubber Manufacturing | NA | 0 | NA | Customer Segment Consumption (m^3/year) | Customer Segment Consumption (m^3/year) | 7.2 | 0 | 0.01577 | 0 | Michigan Master Measure List Database 2023 | 0 | 0.014271 | 0 | 0 | Guidehouse SME-based Assumptions | 0.75 | 0.5 | 0.5 | 1 | Guidehouse SME-based Assumptions | None | Baseload | None | Payback-Based | 0 | 0 | 1 | 0 | Industrial
Industrial | Process Heat | NA | Process Heat: Control | as found | Improved ignition controls, integrated process controls, Upgraded process controls, Optimize gas usage | NEW Only | Ind - Primary Metals | NA | 0 | NA | Customer Segment Consumption (m^3/year) | Customer Segment Consumption (m^3/year) | 7.2 | 0 | 0.01577 | 0 | Michigan Master Measure List Database 2023 | 0 | 0.014271 | 0 | 0 | Guidehouse SME-based Assumptions | 0.75 | 0.5 | 0.5 | 1 | Guidehouse SME-based Assumptions | None | Baseload | None | Payback-Based | 0 | 0 | 1 | 0 | Industrial
Industrial | Process Heat | NA | Process Heat: Control | as found | Improved ignition controls, integrated process controls, Upgraded process controls, Optimize gas usage | NEW Only | Ind - Pulp, Paper and Wood Products Manufacturing | NA | 0 | NA | Customer Segment Consumption (m^3/year) | Customer Segment Consumption (m^3/year) | 7.2 | 0 | 0.01577 | 0 | Michigan Master Measure List Database 2023 | 0 | 0.014271 | 0 | 0 | Guidehouse SME-based Assumptions | 0.75 | 0.5 | 0.5 | 0.2 | Guidehouse SME-based Assumptions | None | Baseload | None | Payback-Based | 0 | 0 | 1 | 0 | Industrial
Industrial | Process Heat | NA | Process Heat: Control | as found | Improved ignition controls, integrated process controls, Upgraded process controls, Optimize gas usage | NEW Only | Ind - Transportation and Machinery | NA | 0 | NA | Customer Segment Consumption (m^3/year) | Customer Segment Consumption (m^3/year) | 7.2 | 0 | 0.01577 | 0 | Michigan Master Measure List Database 2023 | 0 | 0.014271 | 0 | 0 | Guidehouse SME-based Assumptions | 0.75 | 0.5 | 0.5 | 1 | Guidehouse SME-based Assumptions | None | Baseload | None | Payback-Based | 0 | 0 | 1 | 0 | Industrial
Industrial | Process Heat | NA | Process Heat: Control | as found | Improved ignition controls, integrated process controls, Upgraded process controls, Optimize gas usage | NEW Only | Ind - Water and Wastewater Treatment | NA | 0 | NA | Customer Segment Consumption (m^3/year) | Customer Segment Consumption (m^3/year) | 7.2 | 0 | 0.01577 | 0 | Michigan Master Measure List Database 2023 | 0 | 0.014271 | 0 | 0 | Guidehouse SME-based Assumptions | 0.75 | 0.5 | 0.5 | 1 | Guidehouse SME-based Assumptions | None | Baseload | None | Payback-Based | 0 | 0 | 1 | 0 | Industrial
Industrial | Process Heat | NA | Process Heat: Insulation | as found | Refractories/Insulation, Insulation of furnaces/Dryers | RET Only | Ind - Agriculture | NA | 0 | NA | Customer Segment Consumption (m^3/year) | Customer Segment Consumption (m^3/year) | 11 | 0 | 0.014795 | 0 | Michigan Master Measure List Database 2023 | 0 | 0.013568 | 0 | 0 | Guidehouse SME-based Assumptions | 0.75 | 0.5 | 0.5 | 1 | Guidehouse SME-based Assumptions | None | Baseload | None | Payback-Based | 0 | 0 | 1 | 0 | Industrial
Industrial | Process Heat | NA | Process Heat: Insulation | as found | Refractories/Insulation, Insulation of furnaces/Dryers | RET Only | Ind - Cement and Asphalt | NA | 0 | NA | Customer Segment Consumption (m^3/year) | Customer Segment Consumption (m^3/year) | 11 | 0 | 0.014795 | 0 | Michigan Master Measure List Database 2023 | 0 | 0.013568 | 0 | 0 | Guidehouse SME-based Assumptions | 0.75 | 0.5 | 0.5 | 1 | Guidehouse SME-based Assumptions | None | Baseload | None | Payback-Based | 0 | 0 | 1 | 0 | Industrial
Industrial | Process Heat | NA | Process Heat: Insulation | as found | Refractories/Insulation, Insulation of furnaces/Dryers | RET Only | Ind - Chemical | NA | 0 | NA | Customer Segment Consumption (m^3/year) | Customer Segment Consumption (m^3/year) | 11 | 0 | 0.014795 | 0 | Michigan Master Measure List Database 2023 | 0 | 0.013568 | 0 | 0 | Guidehouse SME-based Assumptions | 0.75 | 0.5 | 0.5 | 1 | Guidehouse SME-based Assumptions | None | Baseload | None | Payback-Based | 0 | 0 | 1 | 0 | Industrial
Industrial | Process Heat | NA | Process Heat: Insulation | as found | Refractories/Insulation, Insulation of furnaces/Dryers | RET Only | Ind - District Energy | NA | 0 | NA | Customer Segment Consumption (m^3/year) | Customer Segment Consumption (m^3/year) | 11 | 0 | 0.014795 | 0 | Michigan Master Measure List Database 2023 | 0 | 0.013568 | 0 | 0 | Guidehouse SME-based Assumptions | 0.75 | 0.5 | 0.5 | 0 | Guidehouse SME-based Assumptions | None | Baseload | None | Payback-Based | 0 | 0 | 1 | 0 | Industrial
Industrial | Process Heat | NA | Process Heat: Insulation | as found | Refractories/Insulation, Insulation of furnaces/Dryers | RET Only | Ind - Fabricated Metals Manufacturing | NA | 0 | NA | Customer Segment Consumption (m^3/year) | Customer Segment Consumption (m^3/year) | 11 | 0 | 0.014795 | 0 | Michigan Master Measure List Database 2023 | 0 | 0.013568 | 0 | 0 | Guidehouse SME-based Assumptions | 0.75 | 0.5 | 0.5 | 1 | Guidehouse SME-based Assumptions | None | Baseload | None | Payback-Based | 0 | 0 | 1 | 0 | Industrial
Industrial | Process Heat | NA | Process Heat: Insulation | as found | Refractories/Insulation, Insulation of furnaces/Dryers | RET Only | Ind - Food and Beverages Manufacturing | NA | 0 | NA | Customer Segment Consumption (m^3/year) | Customer Segment Consumption (m^3/year) | 11 | 0 | 0.014795 | 0 | Michigan Master Measure List Database 2023 | 0 | 0.013568 | 0 | 0 | Guidehouse SME-based Assumptions | 0.75 | 0.5 | 0.5 | 1 | Guidehouse SME-based Assumptions | None | Baseload | None | Payback-Based | 0 | 0 | 1 | 0 | Industrial
Industrial | Process Heat | NA | Process Heat: Insulation | as found | Refractories/Insulation, Insulation of furnaces/Dryers | RET Only | Ind - Mining, Quarrying, Oil and Gas Extraction | NA | 0 | NA | Customer Segment Consumption (m^3/year) | Customer Segment Consumption (m^3/year) | 11 | 0 | 0.014795 | 0 | Michigan Master Measure List Database 2023 | 0 | 0.013568 | 0 | 0 | Guidehouse SME-based Assumptions | 0.75 | 0.5 | 0.5 | 1 | Guidehouse SME-based Assumptions | None | Baseload | None | Payback-Based | 0 | 0 | 1 | 0 | Industrial
Industrial | Process Heat | NA | Process Heat: Insulation | as found | Refractories/Insulation, Insulation of furnaces/Dryers | RET Only | Ind - Other Industrial | NA | 0 | NA | Customer Segment Consumption (m^3/year) | Customer Segment Consumption (m^3/year) | 11 | 0 | 0.014795 | 0 | Michigan Master Measure List Database 2023 | 0 | 0.013568 | 0 | 0 | Guidehouse SME-based Assumptions | 0.75 | 0.5 | 0.5 | 1 | Guidehouse SME-based Assumptions | None | Baseload | None | Payback-Based | 0 | 0 | 1 | 0 | Industrial
Industrial | Process Heat | NA | Process Heat: Insulation | as found | Refractories/Insulation, Insulation of furnaces/Dryers | RET Only | Ind - Petroleum Manufacturing | NA | 0 | NA | Customer Segment Consumption (m^3/year) | Customer Segment Consumption (m^3/year) | 11 | 0 | 0.014795 | 0 | Michigan Master Measure List Database 2023 | 0 | 0.013568 | 0 | 0 | Guidehouse SME-based Assumptions | 0.75 | 0.5 | 0.5 | 1 | Guidehouse SME-based Assumptions | None | Baseload | None | Payback-Based | 0 | 0 | 1 | 0 | Industrial
Industrial | Process Heat | NA | Process Heat: Insulation | as found | Refractories/Insulation, Insulation of furnaces/Dryers | RET Only | Ind - Plastic and Rubber Manufacturing | NA | 0 | NA | Customer Segment Consumption (m^3/year) | Customer Segment Consumption (m^3/year) | 11 | 0 | 0.014795 | 0 | Michigan Master Measure List Database 2023 | 0 | 0.013568 | 0 | 0 | Guidehouse SME-based Assumptions | 0.75 | 0.5 | 0.5 | 1 | Guidehouse SME-based Assumptions | None | Baseload | None | Payback-Based | 0 | 0 | 1 | 0 | Industrial
Industrial | Process Heat | NA | Process Heat: Insulation | as found | Refractories/Insulation, Insulation of furnaces/Dryers | RET Only | Ind - Primary Metals | NA | 0 | NA | Customer Segment Consumption (m^3/year) | Customer Segment Consumption (m^3/year) | 11 | 0 | 0.014795 | 0 | Michigan Master Measure List Database 2023 | 0 | 0.013568 | 0 | 0 | Guidehouse SME-based Assumptions | 0.75 | 0.5 | 0.5 | 1 | Guidehouse SME-based Assumptions | None | Baseload | None | Payback-Based | 0 | 0 | 1 | 0 | Industrial
Industrial | Process Heat | NA | Process Heat: Insulation | as found | Refractories/Insulation, Insulation of furnaces/Dryers | RET Only | Ind - Pulp, Paper and Wood Products Manufacturing | NA | 0 | NA | Customer Segment Consumption (m^3/year) | Customer Segment Consumption (m^3/year) | 11 | 0 | 0.014795 | 0 | Michigan Master Measure List Database 2023 | 0 | 0.013568 | 0 | 0 | Guidehouse SME-based Assumptions | 0.75 | 0.5 | 0.5 | 0.25 | Guidehouse SME-based Assumptions | None | Baseload | None | Payback-Based | 0 | 0 | 1 | 0 | Industrial
Industrial | Process Heat | NA | Process Heat: Insulation | as found | Refractories/Insulation, Insulation of furnaces/Dryers | RET Only | Ind - Transportation and Machinery | NA | 0 | NA | Customer Segment Consumption (m^3/year) | Customer Segment Consumption (m^3/year) | 11 | 0 | 0.014795 | 0 | Michigan Master Measure List Database 2023 | 0 | 0.013568 | 0 | 0 | Guidehouse SME-based Assumptions | 0.75 | 0.5 | 0.5 | 1 | Guidehouse SME-based Assumptions | None | Baseload | None | Payback-Based | 0 | 0 | 1 | 0 | Industrial
Industrial | Process Heat | NA | Process Heat: Insulation | as found | Refractories/Insulation, Insulation of furnaces/Dryers | RET Only | Ind - Water and Wastewater Treatment | NA | 0 | NA | Customer Segment Consumption (m^3/year) | Customer Segment Consumption (m^3/year) | 11 | 0 | 0.014795 | 0 | Michigan Master Measure List Database 2023 | 0 | 0.013568 | 0 | 0 | Guidehouse SME-based Assumptions | 0.75 | 0.5 | 0.5 | 1 | Guidehouse SME-based Assumptions | None | Baseload | None | Payback-Based | 0 | 0 | 1 | 0 | Industrial
Industrial | Process Heat | NA | Process Heat: Insulation | as found | Refractories/Insulation, Insulation of furnaces/Dryers | NEW Only | Ind - Agriculture | NA | 0 | NA | Customer Segment Consumption (m^3/year) | Customer Segment Consumption (m^3/year) | 11 | 0 | 0.014795 | 0 | Michigan Master Measure List Database 2023 | 0 | 0.013568 | 0 | 0 | Guidehouse SME-based Assumptions | 0.75 | 0.5 | 0.5 | 1 | Guidehouse SME-based Assumptions | None | Baseload | None | Payback-Based | 0 | 0 | 1 | 0 | Industrial
Industrial | Process Heat | NA | Process Heat: Insulation | as found | Refractories/Insulation, Insulation of furnaces/Dryers | NEW Only | Ind - Cement and Asphalt | NA | 0 | NA | Customer Segment Consumption (m^3/year) | Customer Segment Consumption (m^3/year) | 11 | 0 | 0.014795 | 0 | Michigan Master Measure List Database 2023 | 0 | 0.013568 | 0 | 0 | Guidehouse SME-based Assumptions | 0.75 | 0.5 | 0.5 | 1 | Guidehouse SME-based Assumptions | None | Baseload | None | Payback-Based | 0 | 0 | 1 | 0 | Industrial
Industrial | Process Heat | NA | Process Heat: Insulation | as found | Refractories/Insulation, Insulation of furnaces/Dryers | NEW Only | Ind - Chemical | NA | 0 | NA | Customer Segment Consumption (m^3/year) | Customer Segment Consumption (m^3/year) | 11 | 0 | 0.014795 | 0 | Michigan Master Measure List Database 2023 | 0 | 0.013568 | 0 | 0 | Guidehouse SME-based Assumptions | 0.75 | 0.5 | 0.5 | 1 | Guidehouse SME-based Assumptions | None | Baseload | None | Payback-Based | 0 | 0 | 1 | 0 | Industrial
Industrial | Process Heat | NA | Process Heat: Insulation | as found | Refractories/Insulation, Insulation of furnaces/Dryers | NEW Only | Ind - District Energy | NA | 0 | NA | Customer Segment Consumption (m^3/year) | Customer Segment Consumption (m^3/year) | 11 | 0 | 0.014795 | 0 | Michigan Master Measure List Database 2023 | 0 | 0.013568 | 0 | 0 | Guidehouse SME-based Assumptions | 0.75 | 0.5 | 0.5 | 0 | Guidehouse SME-based Assumptions | None | Baseload | None | Payback-Based | 0 | 0 | 1 | 0 | Industrial
Industrial | Process Heat | NA | Process Heat: Insulation | as found | Refractories/Insulation, Insulation of furnaces/Dryers | NEW Only | Ind - Fabricated Metals Manufacturing | NA | 0 | NA | Customer Segment Consumption (m^3/year) | Customer Segment Consumption (m^3/year) | 11 | 0 | 0.014795 | 0 | Michigan Master Measure List Database 2023 | 0 | 0.013568 | 0 | 0 | Guidehouse SME-based Assumptions | 0.75 | 0.5 | 0.5 | 1 | Guidehouse SME-based Assumptions | None | Baseload | None | Payback-Based | 0 | 0 | 1 | 0 | Industrial
Industrial | Process Heat | NA | Process Heat: Insulation | as found | Refractories/Insulation, Insulation of furnaces/Dryers | NEW Only | Ind - Food and Beverages Manufacturing | NA | 0 | NA | Customer Segment Consumption (m^3/year) | Customer Segment Consumption (m^3/year) | 11 | 0 | 0.014795 | 0 | Michigan Master Measure List Database 2023 | 0 | 0.013568 | 0 | 0 | Guidehouse SME-based Assumptions | 0.75 | 0.5 | 0.5 | 1 | Guidehouse SME-based Assumptions | None | Baseload | None | Payback-Based | 0 | 0 | 1 | 0 | Industrial
Industrial | Process Heat | NA | Process Heat: Insulation | as found | Refractories/Insulation, Insulation of furnaces/Dryers | NEW Only | Ind - Mining, Quarrying, Oil and Gas Extraction | NA | 0 | NA | Customer Segment Consumption (m^3/year) | Customer Segment Consumption (m^3/year) | 11 | 0 | 0.014795 | 0 | Michigan Master Measure List Database 2023 | 0 | 0.013568 | 0 | 0 | Guidehouse SME-based Assumptions | 0.75 | 0.5 | 0.5 | 1 | Guidehouse SME-based Assumptions | None | Baseload | None | Payback-Based | 0 | 0 | 1 | 0 | Industrial
Industrial | Process Heat | NA | Process Heat: Insulation | as found | Refractories/Insulation, Insulation of furnaces/Dryers | NEW Only | Ind - Other Industrial | NA | 0 | NA | Customer Segment Consumption (m^3/year) | Customer Segment Consumption (m^3/year) | 11 | 0 | 0.014795 | 0 | Michigan Master Measure List Database 2023 | 0 | 0.013568 | 0 | 0 | Guidehouse SME-based Assumptions | 0.75 | 0.5 | 0.5 | 1 | Guidehouse SME-based Assumptions | None | Baseload | None | Payback-Based | 0 | 0 | 1 | 0 | Industrial
Industrial | Process Heat | NA | Process Heat: Insulation | as found | Refractories/Insulation, Insulation of furnaces/Dryers | NEW Only | Ind - Petroleum Manufacturing | NA | 0 | NA | Customer Segment Consumption (m^3/year) | Customer Segment Consumption (m^3/year) | 11 | 0 | 0.014795 | 0 | Michigan Master Measure List Database 2023 | 0 | 0.013568 | 0 | 0 | Guidehouse SME-based Assumptions | 0.75 | 0.5 | 0.5 | 1 | Guidehouse SME-based Assumptions | None | Baseload | None | Payback-Based | 0 | 0 | 1 | 0 | Industrial
Industrial | Process Heat | NA | Process Heat: Insulation | as found | Refractories/Insulation, Insulation of furnaces/Dryers | NEW Only | Ind - Plastic and Rubber Manufacturing | NA | 0 | NA | Customer Segment Consumption (m^3/year) | Customer Segment Consumption (m^3/year) | 11 | 0 | 0.014795 | 0 | Michigan Master Measure List Database 2023 | 0 | 0.013568 | 0 | 0 | Guidehouse SME-based Assumptions | 0.75 | 0.5 | 0.5 | 1 | Guidehouse SME-based Assumptions | None | Baseload | None | Payback-Based | 0 | 0 | 1 | 0 | Industrial
Industrial | Process Heat | NA | Process Heat: Insulation | as found | Refractories/Insulation, Insulation of furnaces/Dryers | NEW Only | Ind - Primary Metals | NA | 0 | NA | Customer Segment Consumption (m^3/year) | Customer Segment Consumption (m^3/year) | 11 | 0 | 0.014795 | 0 | Michigan Master Measure List Database 2023 | 0 | 0.013568 | 0 | 0 | Guidehouse SME-based Assumptions | 0.75 | 0.5 | 0.5 | 1 | Guidehouse SME-based Assumptions | None | Baseload | None | Payback-Based | 0 | 0 | 1 | 0 | Industrial
Industrial | Process Heat | NA | Process Heat: Insulation | as found | Refractories/Insulation, Insulation of furnaces/Dryers | NEW Only | Ind - Pulp, Paper and Wood Products Manufacturing | NA | 0 | NA | Customer Segment Consumption (m^3/year) | Customer Segment Consumption (m^3/year) | 11 | 0 | 0.014795 | 0 | Michigan Master Measure List Database 2023 | 0 | 0.013568 | 0 | 0 | Guidehouse SME-based Assumptions | 0.75 | 0.5 | 0.5 | 0.25 | Guidehouse SME-based Assumptions | None | Baseload | None | Payback-Based | 0 | 0 | 1 | 0 | Industrial
Industrial | Process Heat | NA | Process Heat: Insulation | as found | Refractories/Insulation, Insulation of furnaces/Dryers | NEW Only | Ind - Transportation and Machinery | NA | 0 | NA | Customer Segment Consumption (m^3/year) | Customer Segment Consumption (m^3/year) | 11 | 0 | 0.014795 | 0 | Michigan Master Measure List Database 2023 | 0 | 0.013568 | 0 | 0 | Guidehouse SME-based Assumptions | 0.75 | 0.5 | 0.5 | 1 | Guidehouse SME-based Assumptions | None | Baseload | None | Payback-Based | 0 | 0 | 1 | 0 | Industrial
Industrial | Process Heat | NA | Process Heat: Insulation | as found | Refractories/Insulation, Insulation of furnaces/Dryers | NEW Only | Ind - Water and Wastewater Treatment | NA | 0 | NA | Customer Segment Consumption (m^3/year) | Customer Segment Consumption (m^3/year) | 11 | 0 | 0.014795 | 0 | Michigan Master Measure List Database 2023 | 0 | 0.013568 | 0 | 0 | Guidehouse SME-based Assumptions | 0.75 | 0.5 | 0.5 | 1 | Guidehouse SME-based Assumptions | None | Baseload | None | Payback-Based | 0 | 0 | 1 | 0 | Industrial
Industrial | Process Heat | NA | Process Heat: Maintenance | as found | Properly position burners, Preventative Maintenance, Reduction of air leakage | RET Only | Ind - Agriculture | NA | 0 | NA | Customer Segment Consumption (m^3/year) | Customer Segment Consumption (m^3/year) | 4 | 0 | 0.0060431 | 0 | Michigan Master Measure List Database 2023 | 0 | 0.0092839 | 0 | 0 | Guidehouse SME-based Assumptions | 0.75 | 0.5 | 0.5 | 1 | Guidehouse SME-based Assumptions | None | Baseload | None | Payback-Based | 0 | 0 | 1 | 0 | Industrial
Industrial | Process Heat | NA | Process Heat: Maintenance | as found | Properly position burners, Preventative Maintenance, Reduction of air leakage | RET Only | Ind - Cement and Asphalt | NA | 0 | NA | Customer Segment Consumption (m^3/year) | Customer Segment Consumption (m^3/year) | 4 | 0 | 0.0060431 | 0 | Michigan Master Measure List Database 2023 | 0 | 0.0092839 | 0 | 0 | Guidehouse SME-based Assumptions | 0.75 | 0.5 | 0.5 | 1 | Guidehouse SME-based Assumptions | None | Baseload | None | Payback-Based | 0 | 0 | 1 | 0 | Industrial
Industrial | Process Heat | NA | Process Heat: Maintenance | as found | Properly position burners, Preventative Maintenance, Reduction of air leakage | RET Only | Ind - Chemical | NA | 0 | NA | Customer Segment Consumption (m^3/year) | Customer Segment Consumption (m^3/year) | 4 | 0 | 0.0060431 | 0 | Michigan Master Measure List Database 2023 | 0 | 0.0092839 | 0 | 0 | Guidehouse SME-based Assumptions | 0.75 | 0.5 | 0.5 | 1 | Guidehouse SME-based Assumptions | None | Baseload | None | Payback-Based | 0 | 0 | 1 | 0 | Industrial
Industrial | Process Heat | NA | Process Heat: Maintenance | as found | Properly position burners, Preventative Maintenance, Reduction of air leakage | RET Only | Ind - District Energy | NA | 0 | NA | Customer Segment Consumption (m^3/year) | Customer Segment Consumption (m^3/year) | 4 | 0 | 0.0060431 | 0 | Michigan Master Measure List Database 2023 | 0 | 0.0092839 | 0 | 0 | Guidehouse SME-based Assumptions | 0.75 | 0.5 | 0.5 | 0 | Guidehouse SME-based Assumptions | None | Baseload | None | Payback-Based | 0 | 0 | 1 | 0 | Industrial
Industrial | Process Heat | NA | Process Heat: Maintenance | as found | Properly position burners, Preventative Maintenance, Reduction of air leakage | RET Only | Ind - Fabricated Metals Manufacturing | NA | 0 | NA | Customer Segment Consumption (m^3/year) | Customer Segment Consumption (m^3/year) | 4 | 0 | 0.0060431 | 0 | Michigan Master Measure List Database 2023 | 0 | 0.0092839 | 0 | 0 | Guidehouse SME-based Assumptions | 0.75 | 0.5 | 0.5 | 1 | Guidehouse SME-based Assumptions | None | Baseload | None | Payback-Based | 0 | 0 | 1 | 0 | Industrial
Industrial | Process Heat | NA | Process Heat: Maintenance | as found | Properly position burners, Preventative Maintenance, Reduction of air leakage | RET Only | Ind - Food and Beverages Manufacturing | NA | 0 | NA | Customer Segment Consumption (m^3/year) | Customer Segment Consumption (m^3/year) | 4 | 0 | 0.0060431 | 0 | Michigan Master Measure List Database 2023 | 0 | 0.0092839 | 0 | 0 | Guidehouse SME-based Assumptions | 0.75 | 0.5 | 0.5 | 1 | Guidehouse SME-based Assumptions | None | Baseload | None | Payback-Based | 0 | 0 | 1 | 0 | Industrial
Industrial | Process Heat | NA | Process Heat: Maintenance | as found | Properly position burners, Preventative Maintenance, Reduction of air leakage | RET Only | Ind - Mining, Quarrying, Oil and Gas Extraction | NA | 0 | NA | Customer Segment Consumption (m^3/year) | Customer Segment Consumption (m^3/year) | 4 | 0 | 0.0060431 | 0 | Michigan Master Measure List Database 2023 | 0 | 0.0092839 | 0 | 0 | Guidehouse SME-based Assumptions | 0.75 | 0.5 | 0.5 | 1 | Guidehouse SME-based Assumptions | None | Baseload | None | Payback-Based | 0 | 0 | 1 | 0 | Industrial
Industrial | Process Heat | NA | Process Heat: Maintenance | as found | Properly position burners, Preventative Maintenance, Reduction of air leakage | RET Only | Ind - Other Industrial | NA | 0 | NA | Customer Segment Consumption (m^3/year) | Customer Segment Consumption (m^3/year) | 4 | 0 | 0.0060431 | 0 | Michigan Master Measure List Database 2023 | 0 | 0.0092839 | 0 | 0 | Guidehouse SME-based Assumptions | 0.75 | 0.5 | 0.5 | 1 | Guidehouse SME-based Assumptions | None | Baseload | None | Payback-Based | 0 | 0 | 1 | 0 | Industrial
Industrial | Process Heat | NA | Process Heat: Maintenance | as found | Properly position burners, Preventative Maintenance, Reduction of air leakage | RET Only | Ind - Petroleum Manufacturing | NA | 0 | NA | Customer Segment Consumption (m^3/year) | Customer Segment Consumption (m^3/year) | 4 | 0 | 0.0060431 | 0 | Michigan Master Measure List Database 2023 | 0 | 0.0092839 | 0 | 0 | Guidehouse SME-based Assumptions | 0.75 | 0.5 | 0.5 | 1 | Guidehouse SME-based Assumptions | None | Baseload | None | Payback-Based | 0 | 0 | 1 | 0 | Industrial
Industrial | Process Heat | NA | Process Heat: Maintenance | as found | Properly position burners, Preventative Maintenance, Reduction of air leakage | RET Only | Ind - Plastic and Rubber Manufacturing | NA | 0 | NA | Customer Segment Consumption (m^3/year) | Customer Segment Consumption (m^3/year) | 4 | 0 | 0.0060431 | 0 | Michigan Master Measure List Database 2023 | 0 | 0.0092839 | 0 | 0 | Guidehouse SME-based Assumptions | 0.75 | 0.5 | 0.5 | 1 | Guidehouse SME-based Assumptions | None | Baseload | None | Payback-Based | 0 | 0 | 1 | 0 | Industrial
Industrial | Process Heat | NA | Process Heat: Maintenance | as found | Properly position burners, Preventative Maintenance, Reduction of air leakage | RET Only | Ind - Primary Metals | NA | 0 | NA | Customer Segment Consumption (m^3/year) | Customer Segment Consumption (m^3/year) | 4 | 0 | 0.0060431 | 0 | Michigan Master Measure List Database 2023 | 0 | 0.0092839 | 0 | 0 | Guidehouse SME-based Assumptions | 0.75 | 0.5 | 0.5 | 1 | Guidehouse SME-based Assumptions | None | Baseload | None | Payback-Based | 0 | 0 | 1 | 0 | Industrial
Industrial | Process Heat | NA | Process Heat: Maintenance | as found | Properly position burners, Preventative Maintenance, Reduction of air leakage | RET Only | Ind - Pulp, Paper and Wood Products Manufacturing | NA | 0 | NA | Customer Segment Consumption (m^3/year) | Customer Segment Consumption (m^3/year) | 4 | 0 | 0.0060431 | 0 | Michigan Master Measure List Database 2023 | 0 | 0.0092839 | 0 | 0 | Guidehouse SME-based Assumptions | 0.75 | 0.5 | 0.5 | 0.5 | Guidehouse SME-based Assumptions | None | Baseload | None | Payback-Based | 0 | 0 | 1 | 0 | Industrial
Industrial | Process Heat | NA | Process Heat: Maintenance | as found | Properly position burners, Preventative Maintenance, Reduction of air leakage | RET Only | Ind - Transportation and Machinery | NA | 0 | NA | Customer Segment Consumption (m^3/year) | Customer Segment Consumption (m^3/year) | 4 | 0 | 0.0060431 | 0 | Michigan Master Measure List Database 2023 | 0 | 0.0092839 | 0 | 0 | Guidehouse SME-based Assumptions | 0.75 | 0.5 | 0.5 | 1 | Guidehouse SME-based Assumptions | None | Baseload | None | Payback-Based | 0 | 0 | 1 | 0 | Industrial
Industrial | Process Heat | NA | Process Heat: Maintenance | as found | Properly position burners, Preventative Maintenance, Reduction of air leakage | RET Only | Ind - Water and Wastewater Treatment | NA | 0 | NA | Customer Segment Consumption (m^3/year) | Customer Segment Consumption (m^3/year) | 4 | 0 | 0.0060431 | 0 | Michigan Master Measure List Database 2023 | 0 | 0.0092839 | 0 | 0 | Guidehouse SME-based Assumptions | 0.75 | 0.5 | 0.5 | 1 | Guidehouse SME-based Assumptions | None | Baseload | None | Payback-Based | 0 | 0 | 1 | 0 | Industrial
Industrial | Process Heat | NA | Process Heat: Maintenance | as found | Properly position burners, Preventative Maintenance, Reduction of air leakage | NEW Only | Ind - Agriculture | NA | 0 | NA | Customer Segment Consumption (m^3/year) | Customer Segment Consumption (m^3/year) | 4 | 0 | 0.0060431 | 0 | Michigan Master Measure List Database 2023 | 0 | 0.0092839 | 0 | 0 | Guidehouse SME-based Assumptions | 0.75 | 0.5 | 0.5 | 1 | Guidehouse SME-based Assumptions | None | Baseload | None | Payback-Based | 0 | 0 | 1 | 0 | Industrial
Industrial | Process Heat | NA | Process Heat: Maintenance | as found | Properly position burners, Preventative Maintenance, Reduction of air leakage | NEW Only | Ind - Cement and Asphalt | NA | 0 | NA | Customer Segment Consumption (m^3/year) | Customer Segment Consumption (m^3/year) | 4 | 0 | 0.0060431 | 0 | Michigan Master Measure List Database 2023 | 0 | 0.0092839 | 0 | 0 | Guidehouse SME-based Assumptions | 0.75 | 0.5 | 0.5 | 1 | Guidehouse SME-based Assumptions | None | Baseload | None | Payback-Based | 0 | 0 | 1 | 0 | Industrial
Industrial | Process Heat | NA | Process Heat: Maintenance | as found | Properly position burners, Preventative Maintenance, Reduction of air leakage | NEW Only | Ind - Chemical | NA | 0 | NA | Customer Segment Consumption (m^3/year) | Customer Segment Consumption (m^3/year) | 4 | 0 | 0.0060431 | 0 | Michigan Master Measure List Database 2023 | 0 | 0.0092839 | 0 | 0 | Guidehouse SME-based Assumptions | 0.75 | 0.5 | 0.5 | 1 | Guidehouse SME-based Assumptions | None | Baseload | None | Payback-Based | 0 | 0 | 1 | 0 | Industrial
Industrial | Process Heat | NA | Process Heat: Maintenance | as found | Properly position burners, Preventative Maintenance, Reduction of air leakage | NEW Only | Ind - District Energy | NA | 0 | NA | Customer Segment Consumption (m^3/year) | Customer Segment Consumption (m^3/year) | 4 | 0 | 0.0060431 | 0 | Michigan Master Measure List Database 2023 | 0 | 0.0092839 | 0 | 0 | Guidehouse SME-based Assumptions | 0.75 | 0.5 | 0.5 | 0 | Guidehouse SME-based Assumptions | None | Baseload | None | Payback-Based | 0 | 0 | 1 | 0 | Industrial
Industrial | Process Heat | NA | Process Heat: Maintenance | as found | Properly position burners, Preventative Maintenance, Reduction of air leakage | NEW Only | Ind - Fabricated Metals Manufacturing | NA | 0 | NA | Customer Segment Consumption (m^3/year) | Customer Segment Consumption (m^3/year) | 4 | 0 | 0.0060431 | 0 | Michigan Master Measure List Database 2023 | 0 | 0.0092839 | 0 | 0 | Guidehouse SME-based Assumptions | 0.75 | 0.5 | 0.5 | 1 | Guidehouse SME-based Assumptions | None | Baseload | None | Payback-Based | 0 | 0 | 1 | 0 | Industrial
Industrial | Process Heat | NA | Process Heat: Maintenance | as found | Properly position burners, Preventative Maintenance, Reduction of air leakage | NEW Only | Ind - Food and Beverages Manufacturing | NA | 0 | NA | Customer Segment Consumption (m^3/year) | Customer Segment Consumption (m^3/year) | 4 | 0 | 0.0060431 | 0 | Michigan Master Measure List Database 2023 | 0 | 0.0092839 | 0 | 0 | Guidehouse SME-based Assumptions | 0.75 | 0.5 | 0.5 | 1 | Guidehouse SME-based Assumptions | None | Baseload | None | Payback-Based | 0 | 0 | 1 | 0 | Industrial
Industrial | Process Heat | NA | Process Heat: Maintenance | as found | Properly position burners, Preventative Maintenance, Reduction of air leakage | NEW Only | Ind - Mining, Quarrying, Oil and Gas Extraction | NA | 0 | NA | Customer Segment Consumption (m^3/year) | Customer Segment Consumption (m^3/year) | 4 | 0 | 0.0060431 | 0 | Michigan Master Measure List Database 2023 | 0 | 0.0092839 | 0 | 0 | Guidehouse SME-based Assumptions | 0.75 | 0.5 | 0.5 | 1 | Guidehouse SME-based Assumptions | None | Baseload | None | Payback-Based | 0 | 0 | 1 | 0 | Industrial
Industrial | Process Heat | NA | Process Heat: Maintenance | as found | Properly position burners, Preventative Maintenance, Reduction of air leakage | NEW Only | Ind - Other Industrial | NA | 0 | NA | Customer Segment Consumption (m^3/year) | Customer Segment Consumption (m^3/year) | 4 | 0 | 0.0060431 | 0 | Michigan Master Measure List Database 2023 | 0 | 0.0092839 | 0 | 0 | Guidehouse SME-based Assumptions | 0.75 | 0.5 | 0.5 | 1 | Guidehouse SME-based Assumptions | None | Baseload | None | Payback-Based | 0 | 0 | 1 | 0 | Industrial
Industrial | Process Heat | NA | Process Heat: Maintenance | as found | Properly position burners, Preventative Maintenance, Reduction of air leakage | NEW Only | Ind - Petroleum Manufacturing | NA | 0 | NA | Customer Segment Consumption (m^3/year) | Customer Segment Consumption (m^3/year) | 4 | 0 | 0.0060431 | 0 | Michigan Master Measure List Database 2023 | 0 | 0.0092839 | 0 | 0 | Guidehouse SME-based Assumptions | 0.75 | 0.5 | 0.5 | 1 | Guidehouse SME-based Assumptions | None | Baseload | None | Payback-Based | 0 | 0 | 1 | 0 | Industrial
Industrial | Process Heat | NA | Process Heat: Maintenance | as found | Properly position burners, Preventative Maintenance, Reduction of air leakage | NEW Only | Ind - Plastic and Rubber Manufacturing | NA | 0 | NA | Customer Segment Consumption (m^3/year) | Customer Segment Consumption (m^3/year) | 4 | 0 | 0.0060431 | 0 | Michigan Master Measure List Database 2023 | 0 | 0.0092839 | 0 | 0 | Guidehouse SME-based Assumptions | 0.75 | 0.5 | 0.5 | 1 | Guidehouse SME-based Assumptions | None | Baseload | None | Payback-Based | 0 | 0 | 1 | 0 | Industrial
Industrial | Process Heat | NA | Process Heat: Maintenance | as found | Properly position burners, Preventative Maintenance, Reduction of air leakage | NEW Only | Ind - Primary Metals | NA | 0 | NA | Customer Segment Consumption (m^3/year) | Customer Segment Consumption (m^3/year) | 4 | 0 | 0.0060431 | 0 | Michigan Master Measure List Database 2023 | 0 | 0.0092839 | 0 | 0 | Guidehouse SME-based Assumptions | 0.75 | 0.5 | 0.5 | 1 | Guidehouse SME-based Assumptions | None | Baseload | None | Payback-Based | 0 | 0 | 1 | 0 | Industrial
Industrial | Process Heat | NA | Process Heat: Maintenance | as found | Properly position burners, Preventative Maintenance, Reduction of air leakage | NEW Only | Ind - Pulp, Paper and Wood Products Manufacturing | NA | 0 | NA | Customer Segment Consumption (m^3/year) | Customer Segment Consumption (m^3/year) | 4 | 0 | 0.0060431 | 0 | Michigan Master Measure List Database 2023 | 0 | 0.0092839 | 0 | 0 | Guidehouse SME-based Assumptions | 0.75 | 0.5 | 0.5 | 0.5 | Guidehouse SME-based Assumptions | None | Baseload | None | Payback-Based | 0 | 0 | 1 | 0 | Industrial
Industrial | Process Heat | NA | Process Heat: Maintenance | as found | Properly position burners, Preventative Maintenance, Reduction of air leakage | NEW Only | Ind - Transportation and Machinery | NA | 0 | NA | Customer Segment Consumption (m^3/year) | Customer Segment Consumption (m^3/year) | 4 | 0 | 0.0060431 | 0 | Michigan Master Measure List Database 2023 | 0 | 0.0092839 | 0 | 0 | Guidehouse SME-based Assumptions | 0.75 | 0.5 | 0.5 | 1 | Guidehouse SME-based Assumptions | None | Baseload | None | Payback-Based | 0 | 0 | 1 | 0 | Industrial
Industrial | Process Heat | NA | Process Heat: Maintenance | as found | Properly position burners, Preventative Maintenance, Reduction of air leakage | NEW Only | Ind - Water and Wastewater Treatment | NA | 0 | NA | Customer Segment Consumption (m^3/year) | Customer Segment Consumption (m^3/year) | 4 | 0 | 0.0060431 | 0 | Michigan Master Measure List Database 2023 | 0 | 0.0092839 | 0 | 0 | Guidehouse SME-based Assumptions | 0.75 | 0.5 | 0.5 | 1 | Guidehouse SME-based Assumptions | None | Baseload | None | Payback-Based | 0 | 0 | 1 | 0 | Industrial
Industrial | Process Heat | NA | Process Heat: Heat Recovery | as found | Heat exchangers, flue gas recovery, process waste heat recovery | RET Only | Ind - Agriculture | NA | 0 | NA | Customer Segment Consumption (m^3/year) | Customer Segment Consumption (m^3/year) | 14 | 0 | 0.074822 | 0 | Michigan Master Measure List Database 2023 | 0 | 0.042206 | 0 | 0 | Guidehouse SME-based Assumptions | 0.75 | 0.75 | 0.25 | 0 | Guidehouse SME-based Assumptions | None | Baseload | None | Payback-Based | 0 | 0 | 1 | 0 | Industrial
Industrial | Process Heat | NA | Process Heat: Heat Recovery | as found | Heat exchangers, flue gas recovery, process waste heat recovery | RET Only | Ind - Cement and Asphalt | NA | 0 | NA | Customer Segment Consumption (m^3/year) | Customer Segment Consumption (m^3/year) | 14 | 0 | 0.074822 | 0 | Michigan Master Measure List Database 2023 | 0 | 0.042206 | 0 | 0 | Guidehouse SME-based Assumptions | 0.75 | 0.75 | 0.25 | 1 | Guidehouse SME-based Assumptions | None | Baseload | None | Payback-Based | 0 | 0 | 1 | 0 | Industrial
Industrial | Process Heat | NA | Process Heat: Heat Recovery | as found | Heat exchangers, flue gas recovery, process waste heat recovery | RET Only | Ind - Chemical | NA | 0 | NA | Customer Segment Consumption (m^3/year) | Customer Segment Consumption (m^3/year) | 14 | 0 | 0.074822 | 0 | Michigan Master Measure List Database 2023 | 0 | 0.042206 | 0 | 0 | Guidehouse SME-based Assumptions | 0.75 | 0.75 | 0.25 | 1 | Guidehouse SME-based Assumptions | None | Baseload | None | Payback-Based | 0 | 0 | 1 | 0 | Industrial
Industrial | Process Heat | NA | Process Heat: Heat Recovery | as found | Heat exchangers, flue gas recovery, process waste heat recovery | RET Only | Ind - District Energy | NA | 0 | NA | Customer Segment Consumption (m^3/year) | Customer Segment Consumption (m^3/year) | 14 | 0 | 0.074822 | 0 | Michigan Master Measure List Database 2023 | 0 | 0.042206 | 0 | 0 | Guidehouse SME-based Assumptions | 0.75 | 0.75 | 0.25 | 0 | Guidehouse SME-based Assumptions | None | Baseload | None | Payback-Based | 0 | 0 | 1 | 0 | Industrial
Industrial | Process Heat | NA | Process Heat: Heat Recovery | as found | Heat exchangers, flue gas recovery, process waste heat recovery | RET Only | Ind - Fabricated Metals Manufacturing | NA | 0 | NA | Customer Segment Consumption (m^3/year) | Customer Segment Consumption (m^3/year) | 14 | 0 | 0.074822 | 0 | Michigan Master Measure List Database 2023 | 0 | 0.042206 | 0 | 0 | Guidehouse SME-based Assumptions | 0.75 | 0.75 | 0.25 | 1 | Guidehouse SME-based Assumptions | None | Baseload | None | Payback-Based | 0 | 0 | 1 | 0 | Industrial
Industrial | Process Heat | NA | Process Heat: Heat Recovery | as found | Heat exchangers, flue gas recovery, process waste heat recovery | RET Only | Ind - Food and Beverages Manufacturing | NA | 0 | NA | Customer Segment Consumption (m^3/year) | Customer Segment Consumption (m^3/year) | 14 | 0 | 0.074822 | 0 | Michigan Master Measure List Database 2023 | 0 | 0.042206 | 0 | 0 | Guidehouse SME-based Assumptions | 0.75 | 0.75 | 0.25 | 1 | Guidehouse SME-based Assumptions | None | Baseload | None | Payback-Based | 0 | 0 | 1 | 0 | Industrial
Industrial | Process Heat | NA | Process Heat: Heat Recovery | as found | Heat exchangers, flue gas recovery, process waste heat recovery | RET Only | Ind - Mining, Quarrying, Oil and Gas Extraction | NA | 0 | NA | Customer Segment Consumption (m^3/year) | Customer Segment Consumption (m^3/year) | 14 | 0 | 0.074822 | 0 | Michigan Master Measure List Database 2023 | 0 | 0.042206 | 0 | 0 | Guidehouse SME-based Assumptions | 0.75 | 0.75 | 0.25 | 1 | Guidehouse SME-based Assumptions | None | Baseload | None | Payback-Based | 0 | 0 | 1 | 0 | Industrial
Industrial | Process Heat | NA | Process Heat: Heat Recovery | as found | Heat exchangers, flue gas recovery, process waste heat recovery | RET Only | Ind - Other Industrial | NA | 0 | NA | Customer Segment Consumption (m^3/year) | Customer Segment Consumption (m^3/year) | 14 | 0 | 0.074822 | 0 | Michigan Master Measure List Database 2023 | 0 | 0.042206 | 0 | 0 | Guidehouse SME-based Assumptions | 0.75 | 0.75 | 0.25 | 1 | Guidehouse SME-based Assumptions | None | Baseload | None | Payback-Based | 0 | 0 | 1 | 0 | Industrial
Industrial | Process Heat | NA | Process Heat: Heat Recovery | as found | Heat exchangers, flue gas recovery, process waste heat recovery | RET Only | Ind - Petroleum Manufacturing | NA | 0 | NA | Customer Segment Consumption (m^3/year) | Customer Segment Consumption (m^3/year) | 14 | 0 | 0.074822 | 0 | Michigan Master Measure List Database 2023 | 0 | 0.042206 | 0 | 0 | Guidehouse SME-based Assumptions | 0.75 | 0.75 | 0.25 | 1 | Guidehouse SME-based Assumptions | None | Baseload | None | Payback-Based | 0 | 0 | 1 | 0 | Industrial
Industrial | Process Heat | NA | Process Heat: Heat Recovery | as found | Heat exchangers, flue gas recovery, process waste heat recovery | RET Only | Ind - Plastic and Rubber Manufacturing | NA | 0 | NA | Customer Segment Consumption (m^3/year) | Customer Segment Consumption (m^3/year) | 14 | 0 | 0.074822 | 0 | Michigan Master Measure List Database 2023 | 0 | 0.042206 | 0 | 0 | Guidehouse SME-based Assumptions | 0.75 | 0.75 | 0.25 | 1 | Guidehouse SME-based Assumptions | None | Baseload | None | Payback-Based | 0 | 0 | 1 | 0 | Industrial
Industrial | Process Heat | NA | Process Heat: Heat Recovery | as found | Heat exchangers, flue gas recovery, process waste heat recovery | RET Only | Ind - Primary Metals | NA | 0 | NA | Customer Segment Consumption (m^3/year) | Customer Segment Consumption (m^3/year) | 14 | 0 | 0.074822 | 0 | Michigan Master Measure List Database 2023 | 0 | 0.042206 | 0 | 0 | Guidehouse SME-based Assumptions | 0.75 | 0.75 | 0.25 | 1 | Guidehouse SME-based Assumptions | None | Baseload | None | Payback-Based | 0 | 0 | 1 | 0 | Industrial
Industrial | Process Heat | NA | Process Heat: Heat Recovery | as found | Heat exchangers, flue gas recovery, process waste heat recovery | RET Only | Ind - Pulp, Paper and Wood Products Manufacturing | NA | 0 | NA | Customer Segment Consumption (m^3/year) | Customer Segment Consumption (m^3/year) | 14 | 0 | 0.074822 | 0 | Michigan Master Measure List Database 2023 | 0 | 0.042206 | 0 | 0 | Guidehouse SME-based Assumptions | 0.75 | 0.75 | 0.25 | 0.2 | Guidehouse SME-based Assumptions | None | Baseload | None | Payback-Based | 0 | 0 | 1 | 0 | Industrial
Industrial | Process Heat | NA | Process Heat: Heat Recovery | as found | Heat exchangers, flue gas recovery, process waste heat recovery | RET Only | Ind - Transportation and Machinery | NA | 0 | NA | Customer Segment Consumption (m^3/year) | Customer Segment Consumption (m^3/year) | 14 | 0 | 0.074822 | 0 | Michigan Master Measure List Database 2023 | 0 | 0.042206 | 0 | 0 | Guidehouse SME-based Assumptions | 0.75 | 0.75 | 0.25 | 1 | Guidehouse SME-based Assumptions | None | Baseload | None | Payback-Based | 0 | 0 | 1 | 0 | Industrial
Industrial | Process Heat | NA | Process Heat: Heat Recovery | as found | Heat exchangers, flue gas recovery, process waste heat recovery | RET Only | Ind - Water and Wastewater Treatment | NA | 0 | NA | Customer Segment Consumption (m^3/year) | Customer Segment Consumption (m^3/year) | 14 | 0 | 0.074822 | 0 | Michigan Master Measure List Database 2023 | 0 | 0.042206 | 0 | 0 | Guidehouse SME-based Assumptions | 0.75 | 0.75 | 0.25 | 1 | Guidehouse SME-based Assumptions | None | Baseload | None | Payback-Based | 0 | 0 | 1 | 0 | Industrial
Industrial | Process Heat | NA | Process Heat: Heat Recovery | as found | Heat exchangers, flue gas recovery, process waste heat recovery | NEW Only | Ind - Agriculture | NA | 0 | NA | Customer Segment Consumption (m^3/year) | Customer Segment Consumption (m^3/year) | 14 | 0 | 0.074822 | 0 | Michigan Master Measure List Database 2023 | 0 | 0.042206 | 0 | 0 | Guidehouse SME-based Assumptions | 0.75 | 0.75 | 0.25 | 0 | Guidehouse SME-based Assumptions | None | Baseload | None | Payback-Based | 0 | 0 | 1 | 0 | Industrial
Industrial | Process Heat | NA | Process Heat: Heat Recovery | as found | Heat exchangers, flue gas recovery, process waste heat recovery | NEW Only | Ind - Cement and Asphalt | NA | 0 | NA | Customer Segment Consumption (m^3/year) | Customer Segment Consumption (m^3/year) | 14 | 0 | 0.074822 | 0 | Michigan Master Measure List Database 2023 | 0 | 0.042206 | 0 | 0 | Guidehouse SME-based Assumptions | 0.75 | 0.75 | 0.25 | 1 | Guidehouse SME-based Assumptions | None | Baseload | None | Payback-Based | 0 | 0 | 1 | 0 | Industrial
Industrial | Process Heat | NA | Process Heat: Heat Recovery | as found | Heat exchangers, flue gas recovery, process waste heat recovery | NEW Only | Ind - Chemical | NA | 0 | NA | Customer Segment Consumption (m^3/year) | Customer Segment Consumption (m^3/year) | 14 | 0 | 0.074822 | 0 | Michigan Master Measure List Database 2023 | 0 | 0.042206 | 0 | 0 | Guidehouse SME-based Assumptions | 0.75 | 0.75 | 0.25 | 1 | Guidehouse SME-based Assumptions | None | Baseload | None | Payback-Based | 0 | 0 | 1 | 0 | Industrial
Industrial | Process Heat | NA | Process Heat: Heat Recovery | as found | Heat exchangers, flue gas recovery, process waste heat recovery | NEW Only | Ind - District Energy | NA | 0 | NA | Customer Segment Consumption (m^3/year) | Customer Segment Consumption (m^3/year) | 14 | 0 | 0.074822 | 0 | Michigan Master Measure List Database 2023 | 0 | 0.042206 | 0 | 0 | Guidehouse SME-based Assumptions | 0.75 | 0.75 | 0.25 | 0 | Guidehouse SME-based Assumptions | None | Baseload | None | Payback-Based | 0 | 0 | 1 | 0 | Industrial
Industrial | Process Heat | NA | Process Heat: Heat Recovery | as found | Heat exchangers, flue gas recovery, process waste heat recovery | NEW Only | Ind - Fabricated Metals Manufacturing | NA | 0 | NA | Customer Segment Consumption (m^3/year) | Customer Segment Consumption (m^3/year) | 14 | 0 | 0.074822 | 0 | Michigan Master Measure List Database 2023 | 0 | 0.042206 | 0 | 0 | Guidehouse SME-based Assumptions | 0.75 | 0.75 | 0.25 | 1 | Guidehouse SME-based Assumptions | None | Baseload | None | Payback-Based | 0 | 0 | 1 | 0 | Industrial
Industrial | Process Heat | NA | Process Heat: Heat Recovery | as found | Heat exchangers, flue gas recovery, process waste heat recovery | NEW Only | Ind - Food and Beverages Manufacturing | NA | 0 | NA | Customer Segment Consumption (m^3/year) | Customer Segment Consumption (m^3/year) | 14 | 0 | 0.074822 | 0 | Michigan Master Measure List Database 2023 | 0 | 0.042206 | 0 | 0 | Guidehouse SME-based Assumptions | 0.75 | 0.75 | 0.25 | 1 | Guidehouse SME-based Assumptions | None | Baseload | None | Payback-Based | 0 | 0 | 1 | 0 | Industrial
Industrial | Process Heat | NA | Process Heat: Heat Recovery | as found | Heat exchangers, flue gas recovery, process waste heat recovery | NEW Only | Ind - Mining, Quarrying, Oil and Gas Extraction | NA | 0 | NA | Customer Segment Consumption (m^3/year) | Customer Segment Consumption (m^3/year) | 14 | 0 | 0.074822 | 0 | Michigan Master Measure List Database 2023 | 0 | 0.042206 | 0 | 0 | Guidehouse SME-based Assumptions | 0.75 | 0.75 | 0.25 | 1 | Guidehouse SME-based Assumptions | None | Baseload | None | Payback-Based | 0 | 0 | 1 | 0 | Industrial
Industrial | Process Heat | NA | Process Heat: Heat Recovery | as found | Heat exchangers, flue gas recovery, process waste heat recovery | NEW Only | Ind - Other Industrial | NA | 0 | NA | Customer Segment Consumption (m^3/year) | Customer Segment Consumption (m^3/year) | 14 | 0 | 0.074822 | 0 | Michigan Master Measure List Database 2023 | 0 | 0.042206 | 0 | 0 | Guidehouse SME-based Assumptions | 0.75 | 0.75 | 0.25 | 1 | Guidehouse SME-based Assumptions | None | Baseload | None | Payback-Based | 0 | 0 | 1 | 0 | Industrial
Industrial | Process Heat | NA | Process Heat: Heat Recovery | as found | Heat exchangers, flue gas recovery, process waste heat recovery | NEW Only | Ind - Petroleum Manufacturing | NA | 0 | NA | Customer Segment Consumption (m^3/year) | Customer Segment Consumption (m^3/year) | 14 | 0 | 0.074822 | 0 | Michigan Master Measure List Database 2023 | 0 | 0.042206 | 0 | 0 | Guidehouse SME-based Assumptions | 0.75 | 0.75 | 0.25 | 1 | Guidehouse SME-based Assumptions | None | Baseload | None | Payback-Based | 0 | 0 | 1 | 0 | Industrial
Industrial | Process Heat | NA | Process Heat: Heat Recovery | as found | Heat exchangers, flue gas recovery, process waste heat recovery | NEW Only | Ind - Plastic and Rubber Manufacturing | NA | 0 | NA | Customer Segment Consumption (m^3/year) | Customer Segment Consumption (m^3/year) | 14 | 0 | 0.074822 | 0 | Michigan Master Measure List Database 2023 | 0 | 0.042206 | 0 | 0 | Guidehouse SME-based Assumptions | 0.75 | 0.75 | 0.25 | 1 | Guidehouse SME-based Assumptions | None | Baseload | None | Payback-Based | 0 | 0 | 1 | 0 | Industrial
Industrial | Process Heat | NA | Process Heat: Heat Recovery | as found | Heat exchangers, flue gas recovery, process waste heat recovery | NEW Only | Ind - Primary Metals | NA | 0 | NA | Customer Segment Consumption (m^3/year) | Customer Segment Consumption (m^3/year) | 14 | 0 | 0.074822 | 0 | Michigan Master Measure List Database 2023 | 0 | 0.042206 | 0 | 0 | Guidehouse SME-based Assumptions | 0.75 | 0.75 | 0.25 | 1 | Guidehouse SME-based Assumptions | None | Baseload | None | Payback-Based | 0 | 0 | 1 | 0 | Industrial
Industrial | Process Heat | NA | Process Heat: Heat Recovery | as found | Heat exchangers, flue gas recovery, process waste heat recovery | NEW Only | Ind - Pulp, Paper and Wood Products Manufacturing | NA | 0 | NA | Customer Segment Consumption (m^3/year) | Customer Segment Consumption (m^3/year) | 14 | 0 | 0.074822 | 0 | Michigan Master Measure List Database 2023 | 0 | 0.042206 | 0 | 0 | Guidehouse SME-based Assumptions | 0.75 | 0.75 | 0.25 | 0.2 | Guidehouse SME-based Assumptions | None | Baseload | None | Payback-Based | 0 | 0 | 1 | 0 | Industrial
Industrial | Process Heat | NA | Process Heat: Heat Recovery | as found | Heat exchangers, flue gas recovery, process waste heat recovery | NEW Only | Ind - Transportation and Machinery | NA | 0 | NA | Customer Segment Consumption (m^3/year) | Customer Segment Consumption (m^3/year) | 14 | 0 | 0.074822 | 0 | Michigan Master Measure List Database 2023 | 0 | 0.042206 | 0 | 0 | Guidehouse SME-based Assumptions | 0.75 | 0.75 | 0.25 | 1 | Guidehouse SME-based Assumptions | None | Baseload | None | Payback-Based | 0 | 0 | 1 | 0 | Industrial
Industrial | Process Heat | NA | Process Heat: Heat Recovery | as found | Heat exchangers, flue gas recovery, process waste heat recovery | NEW Only | Ind - Water and Wastewater Treatment | NA | 0 | NA | Customer Segment Consumption (m^3/year) | Customer Segment Consumption (m^3/year) | 14 | 0 | 0.074822 | 0 | Michigan Master Measure List Database 2023 | 0 | 0.042206 | 0 | 0 | Guidehouse SME-based Assumptions | 0.75 | 0.75 | 0.25 | 1 | Guidehouse SME-based Assumptions | None | Baseload | None | Payback-Based | 0 | 0 | 1 | 0 | Industrial
Industrial | Process Heat | NA | Behavioral operation optimization | as found | Equipment isolation, operational optimization | RET Only | Ind - Agriculture | NA | 0 | NA | Customer Segment Consumption (m^3/year) | Customer Segment Consumption (m^3/year) | 2 | 0 | 0.016684 | 0 | Michigan Master Measure List Database 2023 | 0 | 0.025631 | 0 | 0 | Guidehouse SME-based Assumptions | 1 | 1 | 0 | 0.1 | Guidehouse SME-based Assumptions | None | Baseload | None | Payback-Based | 0 | 0 | 1 | 0 | Industrial
Industrial | Process Heat | NA | Behavioral operation optimization | as found | Equipment isolation, operational optimization | RET Only | Ind - Cement and Asphalt | NA | 0 | NA | Customer Segment Consumption (m^3/year) | Customer Segment Consumption (m^3/year) | 2 | 0 | 0.016684 | 0 | Michigan Master Measure List Database 2023 | 0 | 0.025631 | 0 | 0 | Guidehouse SME-based Assumptions | 1 | 1 | 0 | 1 | Guidehouse SME-based Assumptions | None | Baseload | None | Payback-Based | 0 | 0 | 1 | 0 | Industrial
Industrial | Process Heat | NA | Behavioral operation optimization | as found | Equipment isolation, operational optimization | RET Only | Ind - Chemical | NA | 0 | NA | Customer Segment Consumption (m^3/year) | Customer Segment Consumption (m^3/year) | 2 | 0 | 0.016684 | 0 | Michigan Master Measure List Database 2023 | 0 | 0.025631 | 0 | 0 | Guidehouse SME-based Assumptions | 1 | 1 | 0 | 1 | Guidehouse SME-based Assumptions | None | Baseload | None | Payback-Based | 0 | 0 | 1 | 0 | Industrial
Industrial | Process Heat | NA | Behavioral operation optimization | as found | Equipment isolation, operational optimization | RET Only | Ind - District Energy | NA | 0 | NA | Customer Segment Consumption (m^3/year) | Customer Segment Consumption (m^3/year) | 2 | 0 | 0.016684 | 0 | Michigan Master Measure List Database 2023 | 0 | 0.025631 | 0 | 0 | Guidehouse SME-based Assumptions | 1 | 1 | 0 | 0 | Guidehouse SME-based Assumptions | None | Baseload | None | Payback-Based | 0 | 0 | 1 | 0 | Industrial
Industrial | Process Heat | NA | Behavioral operation optimization | as found | Equipment isolation, operational optimization | RET Only | Ind - Fabricated Metals Manufacturing | NA | 0 | NA | Customer Segment Consumption (m^3/year) | Customer Segment Consumption (m^3/year) | 2 | 0 | 0.016684 | 0 | Michigan Master Measure List Database 2023 | 0 | 0.025631 | 0 | 0 | Guidehouse SME-based Assumptions | 1 | 1 | 0 | 1 | Guidehouse SME-based Assumptions | None | Baseload | None | Payback-Based | 0 | 0 | 1 | 0 | Industrial
Industrial | Process Heat | NA | Behavioral operation optimization | as found | Equipment isolation, operational optimization | RET Only | Ind - Food and Beverages Manufacturing | NA | 0 | NA | Customer Segment Consumption (m^3/year) | Customer Segment Consumption (m^3/year) | 2 | 0 | 0.016684 | 0 | Michigan Master Measure List Database 2023 | 0 | 0.025631 | 0 | 0 | Guidehouse SME-based Assumptions | 1 | 1 | 0 | 0.3 | Guidehouse SME-based Assumptions | None | Baseload | None | Payback-Based | 0 | 0 | 1 | 0 | Industrial
Industrial | Process Heat | NA | Behavioral operation optimization | as found | Equipment isolation, operational optimization | RET Only | Ind - Mining, Quarrying, Oil and Gas Extraction | NA | 0 | NA | Customer Segment Consumption (m^3/year) | Customer Segment Consumption (m^3/year) | 2 | 0 | 0.016684 | 0 | Michigan Master Measure List Database 2023 | 0 | 0.025631 | 0 | 0 | Guidehouse SME-based Assumptions | 1 | 1 | 0 | 1 | Guidehouse SME-based Assumptions | None | Baseload | None | Payback-Based | 0 | 0 | 1 | 0 | Industrial
Industrial | Process Heat | NA | Behavioral operation optimization | as found | Equipment isolation, operational optimization | RET Only | Ind - Other Industrial | NA | 0 | NA | Customer Segment Consumption (m^3/year) | Customer Segment Consumption (m^3/year) | 2 | 0 | 0.016684 | 0 | Michigan Master Measure List Database 2023 | 0 | 0.025631 | 0 | 0 | Guidehouse SME-based Assumptions | 1 | 1 | 0 | 1 | Guidehouse SME-based Assumptions | None | Baseload | None | Payback-Based | 0 | 0 | 1 | 0 | Industrial
Industrial | Process Heat | NA | Behavioral operation optimization | as found | Equipment isolation, operational optimization | RET Only | Ind - Petroleum Manufacturing | NA | 0 | NA | Customer Segment Consumption (m^3/year) | Customer Segment Consumption (m^3/year) | 2 | 0 | 0.016684 | 0 | Michigan Master Measure List Database 2023 | 0 | 0.025631 | 0 | 0 | Guidehouse SME-based Assumptions | 1 | 1 | 0 | 1 | Guidehouse SME-based Assumptions | None | Baseload | None | Payback-Based | 0 | 0 | 1 | 0 | Industrial
Industrial | Process Heat | NA | Behavioral operation optimization | as found | Equipment isolation, operational optimization | RET Only | Ind - Plastic and Rubber Manufacturing | NA | 0 | NA | Customer Segment Consumption (m^3/year) | Customer Segment Consumption (m^3/year) | 2 | 0 | 0.016684 | 0 | Michigan Master Measure List Database 2023 | 0 | 0.025631 | 0 | 0 | Guidehouse SME-based Assumptions | 1 | 1 | 0 | 1 | Guidehouse SME-based Assumptions | None | Baseload | None | Payback-Based | 0 | 0 | 1 | 0 | Industrial
Industrial | Process Heat | NA | Behavioral operation optimization | as found | Equipment isolation, operational optimization | RET Only | Ind - Primary Metals | NA | 0 | NA | Customer Segment Consumption (m^3/year) | Customer Segment Consumption (m^3/year) | 2 | 0 | 0.016684 | 0 | Michigan Master Measure List Database 2023 | 0 | 0.025631 | 0 | 0 | Guidehouse SME-based Assumptions | 1 | 1 | 0 | 1 | Guidehouse SME-based Assumptions | None | Baseload | None | Payback-Based | 0 | 0 | 1 | 0 | Industrial
Industrial | Process Heat | NA | Behavioral operation optimization | as found | Equipment isolation, operational optimization | RET Only | Ind - Pulp, Paper and Wood Products Manufacturing | NA | 0 | NA | Customer Segment Consumption (m^3/year) | Customer Segment Consumption (m^3/year) | 2 | 0 | 0.016684 | 0 | Michigan Master Measure List Database 2023 | 0 | 0.025631 | 0 | 0 | Guidehouse SME-based Assumptions | 1 | 1 | 0 | 0.1 | Guidehouse SME-based Assumptions | None | Baseload | None | Payback-Based | 0 | 0 | 1 | 0 | Industrial
Industrial | Process Heat | NA | Behavioral operation optimization | as found | Equipment isolation, operational optimization | RET Only | Ind - Transportation and Machinery | NA | 0 | NA | Customer Segment Consumption (m^3/year) | Customer Segment Consumption (m^3/year) | 2 | 0 | 0.016684 | 0 | Michigan Master Measure List Database 2023 | 0 | 0.025631 | 0 | 0 | Guidehouse SME-based Assumptions | 1 | 1 | 0 | 1 | Guidehouse SME-based Assumptions | None | Baseload | None | Payback-Based | 0 | 0 | 1 | 0 | Industrial
Industrial | Process Heat | NA | Behavioral operation optimization | as found | Equipment isolation, operational optimization | RET Only | Ind - Water and Wastewater Treatment | NA | 0 | NA | Customer Segment Consumption (m^3/year) | Customer Segment Consumption (m^3/year) | 2 | 0 | 0.016684 | 0 | Michigan Master Measure List Database 2023 | 0 | 0.025631 | 0 | 0 | Guidehouse SME-based Assumptions | 1 | 1 | 0 | 1 | Guidehouse SME-based Assumptions | None | Baseload | None | Payback-Based | 0 | 0 | 1 | 0 | Industrial
Industrial | Process Heat | NA | Behavioral operation optimization | as found | Equipment isolation, operational optimization | NEW Only | Ind - Agriculture | NA | 0 | NA | Customer Segment Consumption (m^3/year) | Customer Segment Consumption (m^3/year) | 2 | 0 | 0.016684 | 0 | Michigan Master Measure List Database 2023 | 0 | 0.025631 | 0 | 0 | Guidehouse SME-based Assumptions | 1 | 1 | 0 | 0.1 | Guidehouse SME-based Assumptions | None | Baseload | None | Payback-Based | 0 | 0 | 1 | 0 | Industrial
Industrial | Process Heat | NA | Behavioral operation optimization | as found | Equipment isolation, operational optimization | NEW Only | Ind - Cement and Asphalt | NA | 0 | NA | Customer Segment Consumption (m^3/year) | Customer Segment Consumption (m^3/year) | 2 | 0 | 0.016684 | 0 | Michigan Master Measure List Database 2023 | 0 | 0.025631 | 0 | 0 | Guidehouse SME-based Assumptions | 1 | 1 | 0 | 1 | Guidehouse SME-based Assumptions | None | Baseload | None | Payback-Based | 0 | 0 | 1 | 0 | Industrial
Industrial | Process Heat | NA | Behavioral operation optimization | as found | Equipment isolation, operational optimization | NEW Only | Ind - Chemical | NA | 0 | NA | Customer Segment Consumption (m^3/year) | Customer Segment Consumption (m^3/year) | 2 | 0 | 0.016684 | 0 | Michigan Master Measure List Database 2023 | 0 | 0.025631 | 0 | 0 | Guidehouse SME-based Assumptions | 1 | 1 | 0 | 1 | Guidehouse SME-based Assumptions | None | Baseload | None | Payback-Based | 0 | 0 | 1 | 0 | Industrial
Industrial | Process Heat | NA | Behavioral operation optimization | as found | Equipment isolation, operational optimization | NEW Only | Ind - District Energy | NA | 0 | NA | Customer Segment Consumption (m^3/year) | Customer Segment Consumption (m^3/year) | 2 | 0 | 0.016684 | 0 | Michigan Master Measure List Database 2023 | 0 | 0.025631 | 0 | 0 | Guidehouse SME-based Assumptions | 1 | 1 | 0 | 0 | Guidehouse SME-based Assumptions | None | Baseload | None | Payback-Based | 0 | 0 | 1 | 0 | Industrial
Industrial | Process Heat | NA | Behavioral operation optimization | as found | Equipment isolation, operational optimization | NEW Only | Ind - Fabricated Metals Manufacturing | NA | 0 | NA | Customer Segment Consumption (m^3/year) | Customer Segment Consumption (m^3/year) | 2 | 0 | 0.016684 | 0 | Michigan Master Measure List Database 2023 | 0 | 0.025631 | 0 | 0 | Guidehouse SME-based Assumptions | 1 | 1 | 0 | 1 | Guidehouse SME-based Assumptions | None | Baseload | None | Payback-Based | 0 | 0 | 1 | 0 | Industrial
Industrial | Process Heat | NA | Behavioral operation optimization | as found | Equipment isolation, operational optimization | NEW Only | Ind - Food and Beverages Manufacturing | NA | 0 | NA | Customer Segment Consumption (m^3/year) | Customer Segment Consumption (m^3/year) | 2 | 0 | 0.016684 | 0 | Michigan Master Measure List Database 2023 | 0 | 0.025631 | 0 | 0 | Guidehouse SME-based Assumptions | 1 | 1 | 0 | 0.3 | Guidehouse SME-based Assumptions | None | Baseload | None | Payback-Based | 0 | 0 | 1 | 0 | Industrial
Industrial | Process Heat | NA | Behavioral operation optimization | as found | Equipment isolation, operational optimization | NEW Only | Ind - Mining, Quarrying, Oil and Gas Extraction | NA | 0 | NA | Customer Segment Consumption (m^3/year) | Customer Segment Consumption (m^3/year) | 2 | 0 | 0.016684 | 0 | Michigan Master Measure List Database 2023 | 0 | 0.025631 | 0 | 0 | Guidehouse SME-based Assumptions | 1 | 1 | 0 | 1 | Guidehouse SME-based Assumptions | None | Baseload | None | Payback-Based | 0 | 0 | 1 | 0 | Industrial
Industrial | Process Heat | NA | Behavioral operation optimization | as found | Equipment isolation, operational optimization | NEW Only | Ind - Other Industrial | NA | 0 | NA | Customer Segment Consumption (m^3/year) | Customer Segment Consumption (m^3/year) | 2 | 0 | 0.016684 | 0 | Michigan Master Measure List Database 2023 | 0 | 0.025631 | 0 | 0 | Guidehouse SME-based Assumptions | 1 | 1 | 0 | 1 | Guidehouse SME-based Assumptions | None | Baseload | None | Payback-Based | 0 | 0 | 1 | 0 | Industrial
Industrial | Process Heat | NA | Behavioral operation optimization | as found | Equipment isolation, operational optimization | NEW Only | Ind - Petroleum Manufacturing | NA | 0 | NA | Customer Segment Consumption (m^3/year) | Customer Segment Consumption (m^3/year) | 2 | 0 | 0.016684 | 0 | Michigan Master Measure List Database 2023 | 0 | 0.025631 | 0 | 0 | Guidehouse SME-based Assumptions | 1 | 1 | 0 | 1 | Guidehouse SME-based Assumptions | None | Baseload | None | Payback-Based | 0 | 0 | 1 | 0 | Industrial
Industrial | Process Heat | NA | Behavioral operation optimization | as found | Equipment isolation, operational optimization | NEW Only | Ind - Plastic and Rubber Manufacturing | NA | 0 | NA | Customer Segment Consumption (m^3/year) | Customer Segment Consumption (m^3/year) | 2 | 0 | 0.016684 | 0 | Michigan Master Measure List Database 2023 | 0 | 0.025631 | 0 | 0 | Guidehouse SME-based Assumptions | 1 | 1 | 0 | 1 | Guidehouse SME-based Assumptions | None | Baseload | None | Payback-Based | 0 | 0 | 1 | 0 | Industrial
Industrial | Process Heat | NA | Behavioral operation optimization | as found | Equipment isolation, operational optimization | NEW Only | Ind - Primary Metals | NA | 0 | NA | Customer Segment Consumption (m^3/year) | Customer Segment Consumption (m^3/year) | 2 | 0 | 0.016684 | 0 | Michigan Master Measure List Database 2023 | 0 | 0.025631 | 0 | 0 | Guidehouse SME-based Assumptions | 1 | 1 | 0 | 1 | Guidehouse SME-based Assumptions | None | Baseload | None | Payback-Based | 0 | 0 | 1 | 0 | Industrial
Industrial | Process Heat | NA | Behavioral operation optimization | as found | Equipment isolation, operational optimization | NEW Only | Ind - Pulp, Paper and Wood Products Manufacturing | NA | 0 | NA | Customer Segment Consumption (m^3/year) | Customer Segment Consumption (m^3/year) | 2 | 0 | 0.016684 | 0 | Michigan Master Measure List Database 2023 | 0 | 0.025631 | 0 | 0 | Guidehouse SME-based Assumptions | 1 | 1 | 0 | 0.1 | Guidehouse SME-based Assumptions | None | Baseload | None | Payback-Based | 0 | 0 | 1 | 0 | Industrial
Industrial | Process Heat | NA | Behavioral operation optimization | as found | Equipment isolation, operational optimization | NEW Only | Ind - Transportation and Machinery | NA | 0 | NA | Customer Segment Consumption (m^3/year) | Customer Segment Consumption (m^3/year) | 2 | 0 | 0.016684 | 0 | Michigan Master Measure List Database 2023 | 0 | 0.025631 | 0 | 0 | Guidehouse SME-based Assumptions | 1 | 1 | 0 | 1 | Guidehouse SME-based Assumptions | None | Baseload | None | Payback-Based | 0 | 0 | 1 | 0 | Industrial
Industrial | Process Heat | NA | Behavioral operation optimization | as found | Equipment isolation, operational optimization | NEW Only | Ind - Water and Wastewater Treatment | NA | 0 | NA | Customer Segment Consumption (m^3/year) | Customer Segment Consumption (m^3/year) | 2 | 0 | 0.016684 | 0 | Michigan Master Measure List Database 2023 | 0 | 0.025631 | 0 | 0 | Guidehouse SME-based Assumptions | 1 | 1 | 0 | 1 | Guidehouse SME-based Assumptions | None | Baseload | None | Payback-Based | 0 | 0 | 1 | 0 | Industrial
Industrial | Process Heat | NA | Process Heat: Pre processing | as found | Product preheating, Product drying system upgrade, Mechanical Drying | RET Only | Ind - Agriculture | NA | 0 | NA | Customer Segment Consumption (m^3/year) | Customer Segment Consumption (m^3/year) | 15 | 0 | 0.050323 | 0 | Michigan Master Measure List Database 2023 | 0 | 0.025 | 0 | 0 | Guidehouse SME-based Assumptions | 0.75 | 0.75 | 0.25 | 0.2 | Guidehouse SME-based Assumptions | None | Baseload | None | Payback-Based | 0 | 0 | 1 | 0 | Industrial
Industrial | Process Heat | NA | Process Heat: Pre processing | as found | Product preheating, Product drying system upgrade, Mechanical Drying | RET Only | Ind - Cement and Asphalt | NA | 0 | NA | Customer Segment Consumption (m^3/year) | Customer Segment Consumption (m^3/year) | 15 | 0 | 0.050323 | 0 | Michigan Master Measure List Database 2023 | 0 | 0.025 | 0 | 0 | Guidehouse SME-based Assumptions | 0.75 | 0.75 | 0.25 | 1 | Guidehouse SME-based Assumptions | None | Baseload | None | Payback-Based | 0 | 0 | 1 | 0 | Industrial
Industrial | Process Heat | NA | Process Heat: Pre processing | as found | Product preheating, Product drying system upgrade, Mechanical Drying | RET Only | Ind - Chemical | NA | 0 | NA | Customer Segment Consumption (m^3/year) | Customer Segment Consumption (m^3/year) | 15 | 0 | 0.050323 | 0 | Michigan Master Measure List Database 2023 | 0 | 0.025 | 0 | 0 | Guidehouse SME-based Assumptions | 0.75 | 0.75 | 0.25 | 1 | Guidehouse SME-based Assumptions | None | Baseload | None | Payback-Based | 0 | 0 | 1 | 0 | Industrial
Industrial | Process Heat | NA | Process Heat: Pre processing | as found | Product preheating, Product drying system upgrade, Mechanical Drying | RET Only | Ind - District Energy | NA | 0 | NA | Customer Segment Consumption (m^3/year) | Customer Segment Consumption (m^3/year) | 15 | 0 | 0.050323 | 0 | Michigan Master Measure List Database 2023 | 0 | 0.025 | 0 | 0 | Guidehouse SME-based Assumptions | 0.75 | 0.75 | 0.25 | 0 | Guidehouse SME-based Assumptions | None | Baseload | None | Payback-Based | 0 | 0 | 1 | 0 | Industrial
Industrial | Process Heat | NA | Process Heat: Pre processing | as found | Product preheating, Product drying system upgrade, Mechanical Drying | RET Only | Ind - Fabricated Metals Manufacturing | NA | 0 | NA | Customer Segment Consumption (m^3/year) | Customer Segment Consumption (m^3/year) | 15 | 0 | 0.050323 | 0 | Michigan Master Measure List Database 2023 | 0 | 0.025 | 0 | 0 | Guidehouse SME-based Assumptions | 0.75 | 0.75 | 0.25 | 1 | Guidehouse SME-based Assumptions | None | Baseload | None | Payback-Based | 0 | 0 | 1 | 0 | Industrial
Industrial | Process Heat | NA | Process Heat: Pre processing | as found | Product preheating, Product drying system upgrade, Mechanical Drying | RET Only | Ind - Food and Beverages Manufacturing | NA | 0 | NA | Customer Segment Consumption (m^3/year) | Customer Segment Consumption (m^3/year) | 15 | 0 | 0.050323 | 0 | Michigan Master Measure List Database 2023 | 0 | 0.025 | 0 | 0 | Guidehouse SME-based Assumptions | 0.75 | 0.75 | 0.25 | 1 | Guidehouse SME-based Assumptions | None | Baseload | None | Payback-Based | 0 | 0 | 1 | 0 | Industrial
Industrial | Process Heat | NA | Process Heat: Pre processing | as found | Product preheating, Product drying system upgrade, Mechanical Drying | RET Only | Ind - Mining, Quarrying, Oil and Gas Extraction | NA | 0 | NA | Customer Segment Consumption (m^3/year) | Customer Segment Consumption (m^3/year) | 15 | 0 | 0.050323 | 0 | Michigan Master Measure List Database 2023 | 0 | 0.025 | 0 | 0 | Guidehouse SME-based Assumptions | 0.75 | 0.75 | 0.25 | 1 | Guidehouse SME-based Assumptions | None | Baseload | None | Payback-Based | 0 | 0 | 1 | 0 | Industrial
Industrial | Process Heat | NA | Process Heat: Pre processing | as found | Product preheating, Product drying system upgrade, Mechanical Drying | RET Only | Ind - Other Industrial | NA | 0 | NA | Customer Segment Consumption (m^3/year) | Customer Segment Consumption (m^3/year) | 15 | 0 | 0.050323 | 0 | Michigan Master Measure List Database 2023 | 0 | 0.025 | 0 | 0 | Guidehouse SME-based Assumptions | 0.75 | 0.75 | 0.25 | 1 | Guidehouse SME-based Assumptions | None | Baseload | None | Payback-Based | 0 | 0 | 1 | 0 | Industrial
Industrial | Process Heat | NA | Process Heat: Pre processing | as found | Product preheating, Product drying system upgrade, Mechanical Drying | RET Only | Ind - Petroleum Manufacturing | NA | 0 | NA | Customer Segment Consumption (m^3/year) | Customer Segment Consumption (m^3/year) | 15 | 0 | 0.050323 | 0 | Michigan Master Measure List Database 2023 | 0 | 0.025 | 0 | 0 | Guidehouse SME-based Assumptions | 0.75 | 0.75 | 0.25 | 1 | Guidehouse SME-based Assumptions | None | Baseload | None | Payback-Based | 0 | 0 | 1 | 0 | Industrial
Industrial | Process Heat | NA | Process Heat: Pre processing | as found | Product preheating, Product drying system upgrade, Mechanical Drying | RET Only | Ind - Plastic and Rubber Manufacturing | NA | 0 | NA | Customer Segment Consumption (m^3/year) | Customer Segment Consumption (m^3/year) | 15 | 0 | 0.050323 | 0 | Michigan Master Measure List Database 2023 | 0 | 0.025 | 0 | 0 | Guidehouse SME-based Assumptions | 0.75 | 0.75 | 0.25 | 1 | Guidehouse SME-based Assumptions | None | Baseload | None | Payback-Based | 0 | 0 | 1 | 0 | Industrial
Industrial | Process Heat | NA | Process Heat: Pre processing | as found | Product preheating, Product drying system upgrade, Mechanical Drying | RET Only | Ind - Primary Metals | NA | 0 | NA | Customer Segment Consumption (m^3/year) | Customer Segment Consumption (m^3/year) | 15 | 0 | 0.050323 | 0 | Michigan Master Measure List Database 2023 | 0 | 0.025 | 0 | 0 | Guidehouse SME-based Assumptions | 0.75 | 0.75 | 0.25 | 1 | Guidehouse SME-based Assumptions | None | Baseload | None | Payback-Based | 0 | 0 | 1 | 0 | Industrial
Industrial | Process Heat | NA | Process Heat: Pre processing | as found | Product preheating, Product drying system upgrade, Mechanical Drying | RET Only | Ind - Pulp, Paper and Wood Products Manufacturing | NA | 0 | NA | Customer Segment Consumption (m^3/year) | Customer Segment Consumption (m^3/year) | 15 | 0 | 0.050323 | 0 | Michigan Master Measure List Database 2023 | 0 | 0.025 | 0 | 0 | Guidehouse SME-based Assumptions | 0.75 | 0.75 | 0.25 | 0.5 | Guidehouse SME-based Assumptions | None | Baseload | None | Payback-Based | 0 | 0 | 1 | 0 | Industrial
Industrial | Process Heat | NA | Process Heat: Pre processing | as found | Product preheating, Product drying system upgrade, Mechanical Drying | RET Only | Ind - Transportation and Machinery | NA | 0 | NA | Customer Segment Consumption (m^3/year) | Customer Segment Consumption (m^3/year) | 15 | 0 | 0.050323 | 0 | Michigan Master Measure List Database 2023 | 0 | 0.025 | 0 | 0 | Guidehouse SME-based Assumptions | 0.75 | 0.75 | 0.25 | 1 | Guidehouse SME-based Assumptions | None | Baseload | None | Payback-Based | 0 | 0 | 1 | 0 | Industrial
Industrial | Process Heat | NA | Process Heat: Pre processing | as found | Product preheating, Product drying system upgrade, Mechanical Drying | RET Only | Ind - Water and Wastewater Treatment | NA | 0 | NA | Customer Segment Consumption (m^3/year) | Customer Segment Consumption (m^3/year) | 15 | 0 | 0.050323 | 0 | Michigan Master Measure List Database 2023 | 0 | 0.025 | 0 | 0 | Guidehouse SME-based Assumptions | 0.75 | 0.75 | 0.25 | 1 | Guidehouse SME-based Assumptions | None | Baseload | None | Payback-Based | 0 | 0 | 1 | 0 | Industrial
Industrial | Process Heat | NA | Process Heat: Pre processing | as found | Product preheating, Product drying system upgrade, Mechanical Drying | NEW Only | Ind - Agriculture | NA | 0 | NA | Customer Segment Consumption (m^3/year) | Customer Segment Consumption (m^3/year) | 15 | 0 | 0.050323 | 0 | Michigan Master Measure List Database 2023 | 0 | 0.025 | 0 | 0 | Guidehouse SME-based Assumptions | 0.75 | 0.75 | 0.25 | 0.2 | Guidehouse SME-based Assumptions | None | Baseload | None | Payback-Based | 0 | 0 | 1 | 0 | Industrial
Industrial | Process Heat | NA | Process Heat: Equipment and Add on | as found | High efficient processing equipment, High efficient burners, Adjustable speed combustion fans, Solar heating (Solar wall) | NEW Only | Ind - Cement and Asphalt | NA | 0 | NA | Customer Segment Consumption (m^3/year) | Customer Segment Consumption (m^3/year) | 15 | 0 | 0.050323 | 0 | Michigan Master Measure List Database 2023 | 0 | 0.025 | 0 | 0 | Guidehouse SME-based Assumptions | 0.75 | 0.75 | 0.25 | 1 | Guidehouse SME-based Assumptions | None | Baseload | None | Payback-Based | 0 | 0 | 1 | 0 | Industrial
Industrial | Process Heat | NA | Process Heat: Equipment and Add on | as found | High efficient processing equipment, High efficient burners, Adjustable speed combustion fans, Solar heating (Solar wall) | NEW Only | Ind - Chemical | NA | 0 | NA | Customer Segment Consumption (m^3/year) | Customer Segment Consumption (m^3/year) | 15 | 0 | 0.050323 | 0 | Michigan Master Measure List Database 2023 | 0 | 0.025 | 0 | 0 | Guidehouse SME-based Assumptions | 0.75 | 0.75 | 0.25 | 1 | Guidehouse SME-based Assumptions | None | Baseload | None | Payback-Based | 0 | 0 | 1 | 0 | Industrial
Industrial | Process Heat | NA | Process Heat: Equipment and Add on | as found | High efficient processing equipment, High efficient burners, Adjustable speed combustion fans, Solar heating (Solar wall) | NEW Only | Ind - District Energy | NA | 0 | NA | Customer Segment Consumption (m^3/year) | Customer Segment Consumption (m^3/year) | 15 | 0 | 0.050323 | 0 | Michigan Master Measure List Database 2023 | 0 | 0.025 | 0 | 0 | Guidehouse SME-based Assumptions | 0.75 | 0.75 | 0.25 | 0 | Guidehouse SME-based Assumptions | None | Baseload | None | Payback-Based | 0 | 0 | 1 | 0 | Industrial
Industrial | Process Heat | NA | Process Heat: Equipment and Add on | as found | High efficient processing equipment, High efficient burners, Adjustable speed combustion fans, Solar heating (Solar wall) | NEW Only | Ind - Fabricated Metals Manufacturing | NA | 0 | NA | Customer Segment Consumption (m^3/year) | Customer Segment Consumption (m^3/year) | 15 | 0 | 0.050323 | 0 | Michigan Master Measure List Database 2023 | 0 | 0.025 | 0 | 0 | Guidehouse SME-based Assumptions | 0.75 | 0.75 | 0.25 | 1 | Guidehouse SME-based Assumptions | None | Baseload | None | Payback-Based | 0 | 0 | 1 | 0 | Industrial
Industrial | Process Heat | NA | Process Heat: Equipment and Add on | as found | High efficient processing equipment, High efficient burners, Adjustable speed combustion fans, Solar heating (Solar wall) | NEW Only | Ind - Food and Beverages Manufacturing | NA | 0 | NA | Customer Segment Consumption (m^3/year) | Customer Segment Consumption (m^3/year) | 15 | 0 | 0.050323 | 0 | Michigan Master Measure List Database 2023 | 0 | 0.025 | 0 | 0 | Guidehouse SME-based Assumptions | 0.75 | 0.75 | 0.25 | 1 | Guidehouse SME-based Assumptions | None | Baseload | None | Payback-Based | 0 | 0 | 1 | 0 | Industrial
Industrial | Process Heat | NA | Process Heat: Equipment and Add on | as found | High efficient processing equipment, High efficient burners, Adjustable speed combustion fans, Solar heating (Solar wall) | NEW Only | Ind - Mining, Quarrying, Oil and Gas Extraction | NA | 0 | NA | Customer Segment Consumption (m^3/year) | Customer Segment Consumption (m^3/year) | 15 | 0 | 0.050323 | 0 | Michigan Master Measure List Database 2023 | 0 | 0.025 | 0 | 0 | Guidehouse SME-based Assumptions | 0.75 | 0.75 | 0.25 | 1 | Guidehouse SME-based Assumptions | None | Baseload | None | Payback-Based | 0 | 0 | 1 | 0 | Industrial
Industrial | Process Heat | NA | Process Heat: Equipment and Add on | as found | High efficient processing equipment, High efficient burners, Adjustable speed combustion fans, Solar heating (Solar wall) | NEW Only | Ind - Other Industrial | NA | 0 | NA | Customer Segment Consumption (m^3/year) | Customer Segment Consumption (m^3/year) | 15 | 0 | 0.050323 | 0 | Michigan Master Measure List Database 2023 | 0 | 0.025 | 0 | 0 | Guidehouse SME-based Assumptions | 0.75 | 0.75 | 0.25 | 1 | Guidehouse SME-based Assumptions | None | Baseload | None | Payback-Based | 0 | 0 | 1 | 0 | Industrial
Industrial | Process Heat | NA | Process Heat: Equipment and Add on | as found | High efficient processing equipment, High efficient burners, Adjustable speed combustion fans, Solar heating (Solar wall) | NEW Only | Ind - Petroleum Manufacturing | NA | 0 | NA | Customer Segment Consumption (m^3/year) | Customer Segment Consumption (m^3/year) | 15 | 0 | 0.050323 | 0 | Michigan Master Measure List Database 2023 | 0 | 0.025 | 0 | 0 | Guidehouse SME-based Assumptions | 0.75 | 0.75 | 0.25 | 1 | Guidehouse SME-based Assumptions | None | Baseload | None | Payback-Based | 0 | 0 | 1 | 0 | Industrial
Industrial | Process Heat | NA | Process Heat: Equipment and Add on | as found | High efficient processing equipment, High efficient burners, Adjustable speed combustion fans, Solar heating (Solar wall) | NEW Only | Ind - Plastic and Rubber Manufacturing | NA | 0 | NA | Customer Segment Consumption (m^3/year) | Customer Segment Consumption (m^3/year) | 15 | 0 | 0.050323 | 0 | Michigan Master Measure List Database 2023 | 0 | 0.025 | 0 | 0 | Guidehouse SME-based Assumptions | 0.75 | 0.75 | 0.25 | 1 | Guidehouse SME-based Assumptions | None | Baseload | None | Payback-Based | 0 | 0 | 1 | 0 | Industrial
Industrial | Process Heat | NA | Process Heat: Equipment and Add on | as found | High efficient processing equipment, High efficient burners, Adjustable speed combustion fans, Solar heating (Solar wall) | NEW Only | Ind - Primary Metals | NA | 0 | NA | Customer Segment Consumption (m^3/year) | Customer Segment Consumption (m^3/year) | 15 | 0 | 0.050323 | 0 | Michigan Master Measure List Database 2023 | 0 | 0.025 | 0 | 0 | Guidehouse SME-based Assumptions | 0.75 | 0.75 | 0.25 | 1 | Guidehouse SME-based Assumptions | None | Baseload | None | Payback-Based | 0 | 0 | 1 | 0 | Industrial
Industrial | Process Heat | NA | Process Heat: Equipment and Add on | as found | High efficient processing equipment, High efficient burners, Adjustable speed combustion fans, Solar heating (Solar wall) | NEW Only | Ind - Pulp, Paper and Wood Products Manufacturing | NA | 0 | NA | Customer Segment Consumption (m^3/year) | Customer Segment Consumption (m^3/year) | 15 | 0 | 0.050323 | 0 | Michigan Master Measure List Database 2023 | 0 | 0.025 | 0 | 0 | Guidehouse SME-based Assumptions | 0.75 | 0.75 | 0.25 | 0.5 | Guidehouse SME-based Assumptions | None | Baseload | None | Payback-Based | 0 | 0 | 1 | 0 | Industrial
Industrial | Process Heat | NA | Process Heat: Equipment and Add on | as found | High efficient processing equipment, High efficient burners, Adjustable speed combustion fans, Solar heating (Solar wall) | NEW Only | Ind - Transportation and Machinery | NA | 0 | NA | Customer Segment Consumption (m^3/year) | Customer Segment Consumption (m^3/year) | 15 | 0 | 0.050323 | 0 | Michigan Master Measure List Database 2023 | 0 | 0.025 | 0 | 0 | Guidehouse SME-based Assumptions | 0.75 | 0.75 | 0.25 | 1 | Guidehouse SME-based Assumptions | None | Baseload | None | Payback-Based | 0 | 0 | 1 | 0 | Industrial
Industrial | Process Heat | NA | Process Heat: Equipment and Add on | as found | High efficient processing equipment, High efficient burners, Adjustable speed combustion fans, Solar heating (Solar wall) | NEW Only | Ind - Water and Wastewater Treatment | NA | 0 | NA | Customer Segment Consumption (m^3/year) | Customer Segment Consumption (m^3/year) | 15 | 0 | 0.050323 | 0 | Michigan Master Measure List Database 2023 | 0 | 0.025 | 0 | 0 | Guidehouse SME-based Assumptions | 0.75 | 0.75 | 0.25 | 1 | Guidehouse SME-based Assumptions | None | Baseload | None | Payback-Based | 0 | 0 | 1 | 0 | Industrial
Industrial | Boiler | NA | Boiler: Equipment and Add on | as found | Improve steam traps, Correct sizing in design, Replace obsolete burners, Use of electrification for specific process such as cleaning | RET Only | Ind - Agriculture | NA | 0 | NA | Customer Segment Consumption (m^3/year) | Customer Segment Consumption (m^3/year) | 6 | 0 | 0.11342 | 0 | Michigan Master Measure List Database 2023 | 0 | 0.064147 | 0 | 0 | Guidehouse SME-based Assumptions | 0.75 | 0.75 | 0.25 | 1 | Guidehouse SME-based Assumptions | None | Baseload | None | Payback-Based | 0 | 0 | 1 | 0 | Industrial
Industrial | Boiler | NA | Boiler: Equipment and Add on | as found | Improve steam traps, Correct sizing in design, Replace obsolete burners, Use of electrification for specific process such as cleaning | RET Only | Ind - Chemical | NA | 0 | NA | Customer Segment Consumption (m^3/year) | Customer Segment Consumption (m^3/year) | 6 | 0 | 0.11342 | 0 | Michigan Master Measure List Database 2023 | 0 | 0.064147 | 0 | 0 | Guidehouse SME-based Assumptions | 0.75 | 0.75 | 0.25 | 0.3 | Guidehouse SME-based Assumptions | None | Baseload | None | Payback-Based | 0 | 0 | 1 | 0 | Industrial
Industrial | Boiler | NA | Boiler: Equipment and Add on | as found | Improve steam traps, Correct sizing in design, Replace obsolete burners, Use of electrification for specific process such as cleaning | RET Only | Ind - District Energy | NA | 0 | NA | Customer Segment Consumption (m^3/year) | Customer Segment Consumption (m^3/year) | 6 | 0 | 0.11342 | 0 | Michigan Master Measure List Database 2023 | 0 | 0.064147 | 0 | 0 | Guidehouse SME-based Assumptions | 0.75 | 0.75 | 0.25 | 0.3 | Guidehouse SME-based Assumptions | None | Baseload | None | Payback-Based | 0 | 0 | 1 | 0 | Industrial
Industrial | Boiler | NA | Boiler: Equipment and Add on | as found | Improve steam traps, Correct sizing in design, Replace obsolete burners, Use of electrification for specific process such as cleaning | RET Only | Ind - Food and Beverages Manufacturing | NA | 0 | NA | Customer Segment Consumption (m^3/year) | Customer Segment Consumption (m^3/year) | 6 | 0 | 0.11342 | 0 | Michigan Master Measure List Database 2023 | 0 | 0.064147 | 0 | 0 | Guidehouse SME-based Assumptions | 0.75 | 0.75 | 0.25 | 1 | Guidehouse SME-based Assumptions | None | Baseload | None | Payback-Based | 0 | 0 | 1 | 0 | Industrial
Industrial | Boiler | NA | Boiler: Equipment and Add on | as found | Improve steam traps, Correct sizing in design, Replace obsolete burners, Use of electrification for specific process such as cleaning | RET Only | Ind - Other Industrial | NA | 0 | NA | Customer Segment Consumption (m^3/year) | Customer Segment Consumption (m^3/year) | 6 | 0 | 0.11342 | 0 | Michigan Master Measure List Database 2023 | 0 | 0.064147 | 0 | 0 | Guidehouse SME-based Assumptions | 0.75 | 0.75 | 0.25 | 1 | Guidehouse SME-based Assumptions | None | Baseload | None | Payback-Based | 0 | 0 | 1 | 0 | Industrial
Industrial | Boiler | NA | Boiler: Equipment and Add on | as found | Improve steam traps, Correct sizing in design, Replace obsolete burners, Use of electrification for specific process such as cleaning | RET Only | Ind - Petroleum Manufacturing | NA | 0 | NA | Customer Segment Consumption (m^3/year) | Customer Segment Consumption (m^3/year) | 6 | 0 | 0.11342 | 0 | Michigan Master Measure List Database 2023 | 0 | 0.064147 | 0 | 0 | Guidehouse SME-based Assumptions | 0.75 | 0.75 | 0.25 | 0.3 | Guidehouse SME-based Assumptions | None | Baseload | None | Payback-Based | 0 | 0 | 1 | 0 | Industrial
Industrial | Boiler | NA | Boiler: Equipment and Add on | as found | Improve steam traps, Correct sizing in design, Replace obsolete burners, Use of electrification for specific process such as cleaning | RET Only | Ind - Plastic and Rubber Manufacturing | NA | 0 | NA | Customer Segment Consumption (m^3/year) | Customer Segment Consumption (m^3/year) | 6 | 0 | 0.11342 | 0 | Michigan Master Measure List Database 2023 | 0 | 0.064147 | 0 | 0 | Guidehouse SME-based Assumptions | 0.75 | 0.75 | 0.25 | 0.3 | Guidehouse SME-based Assumptions | None | Baseload | None | Payback-Based | 0 | 0 | 1 | 0 | Industrial
Industrial | Boiler | NA | Boiler: Equipment and Add on | as found | Improve steam traps, Correct sizing in design, Replace obsolete burners, Use of electrification for specific process such as cleaning | RET Only | Ind - Pulp, Paper and Wood Products Manufacturing | NA | 0 | NA | Customer Segment Consumption (m^3/year) | Customer Segment Consumption (m^3/year) | 6 | 0 | 0.11342 | 0 | Michigan Master Measure List Database 2023 | 0 | 0.064147 | 0 | 0 | Guidehouse SME-based Assumptions | 0.75 | 0.75 | 0.25 | 1 | Guidehouse SME-based Assumptions | None | Baseload | None | Payback-Based | 0 | 0 | 1 | 0 | Industrial
Industrial | Boiler | NA | Boiler: Equipment and Add on | as found | Improve steam traps, Correct sizing in design, Replace obsolete burners, Use of electrification for specific process such as cleaning | RET Only | Ind - Transportation and Machinery | NA | 0 | NA | Customer Segment Consumption (m^3/year) | Customer Segment Consumption (m^3/year) | 6 | 0 | 0.11342 | 0 | Michigan Master Measure List Database 2023 | 0 | 0.064147 | 0 | 0 | Guidehouse SME-based Assumptions | 0.75 | 0.75 | 0.25 | 0.34 | Guidehouse SME-based Assumptions | None | Baseload | None | Payback-Based | 0 | 0 | 1 | 0 | Industrial
Industrial | Boiler | NA | Boiler: Equipment and Add on | as found | Improve steam traps, Correct sizing in design, Replace obsolete burners, Use of electrification for specific process such as cleaning | RET Only | Ind - Water and Wastewater Treatment | NA | 0 | NA | Customer Segment Consumption (m^3/year) | Customer Segment Consumption (m^3/year) | 6 | 0 | 0.11342 | 0 | Michigan Master Measure List Database 2023 | 0 | 0.064147 | 0 | 0 | Guidehouse SME-based Assumptions | 0.75 | 0.75 | 0.25 | 1 | Guidehouse SME-based Assumptions | None | Baseload | None | Payback-Based | 0 | 0 | 1 | 0 | Industrial
Industrial | Boiler | NA | Boiler: Equipment and Add on | as found | Improve steam traps, Correct sizing in design, Replace obsolete burners, Use of electrification for specific process such as cleaning | NEW Only | Ind - Agriculture | NA | 0 | NA | Customer Segment Consumption (m^3/year) | Customer Segment Consumption (m^3/year) | 6 | 0 | 0.11342 | 0 | Michigan Master Measure List Database 2023 | 0 | 0.064147 | 0 | 0 | Guidehouse SME-based Assumptions | 0.75 | 0.75 | 0.25 | 1 | Guidehouse SME-based Assumptions | None | Baseload | None | Payback-Based | 0 | 0 | 1 | 0 | Industrial
Industrial | Boiler | NA | Boiler: Equipment and Add on | as found | Improve steam traps, Correct sizing in design, Replace obsolete burners, Use of electrification for specific process such as cleaning | NEW Only | Ind - Chemical | NA | 0 | NA | Customer Segment Consumption (m^3/year) | Customer Segment Consumption (m^3/year) | 6 | 0 | 0.11342 | 0 | Michigan Master Measure List Database 2023 | 0 | 0.064147 | 0 | 0 | Guidehouse SME-based Assumptions | 0.75 | 0.75 | 0.25 | 0.3 | Guidehouse SME-based Assumptions | None | Baseload | None | Payback-Based | 0 | 0 | 1 | 0 | Industrial
Industrial | Boiler | NA | Boiler: Equipment and Add on | as found | Improve steam traps, Correct sizing in design, Replace obsolete burners, Use of electrification for specific process such as cleaning | NEW Only | Ind - District Energy | NA | 0 | NA | Customer Segment Consumption (m^3/year) | Customer Segment Consumption (m^3/year) | 6 | 0 | 0.11342 | 0 | Michigan Master Measure List Database 2023 | 0 | 0.064147 | 0 | 0 | Guidehouse SME-based Assumptions | 0.75 | 0.75 | 0.25 | 0.3 | Guidehouse SME-based Assumptions | None | Baseload | None | Payback-Based | 0 | 0 | 1 | 0 | Industrial
Industrial | Boiler | NA | Boiler: Equipment and Add on | as found | Improve steam traps, Correct sizing in design, Replace obsolete burners, Use of electrification for specific process such as cleaning | NEW Only | Ind - Food and Beverages Manufacturing | NA | 0 | NA | Customer Segment Consumption (m^3/year) | Customer Segment Consumption (m^3/year) | 6 | 0 | 0.11342 | 0 | Michigan Master Measure List Database 2023 | 0 | 0.064147 | 0 | 0 | Guidehouse SME-based Assumptions | 0.75 | 0.75 | 0.25 | 1 | Guidehouse SME-based Assumptions | None | Baseload | None | Payback-Based | 0 | 0 | 1 | 0 | Industrial
Industrial | Boiler | NA | Boiler: Equipment and Add on | as found | Improve steam traps, Correct sizing in design, Replace obsolete burners, Use of electrification for specific process such as cleaning | NEW Only | Ind - Other Industrial | NA | 0 | NA | Customer Segment Consumption (m^3/year) | Customer Segment Consumption (m^3/year) | 6 | 0 | 0.11342 | 0 | Michigan Master Measure List Database 2023 | 0 | 0.064147 | 0 | 0 | Guidehouse SME-based Assumptions | 0.75 | 0.75 | 0.25 | 1 | Guidehouse SME-based Assumptions | None | Baseload | None | Payback-Based | 0 | 0 | 1 | 0 | Industrial
Industrial | Boiler | NA | Boiler: Equipment and Add on | as found | Improve steam traps, Correct sizing in design, Replace obsolete burners, Use of electrification for specific process such as cleaning | NEW Only | Ind - Petroleum Manufacturing | NA | 0 | NA | Customer Segment Consumption (m^3/year) | Customer Segment Consumption (m^3/year) | 6 | 0 | 0.11342 | 0 | Michigan Master Measure List Database 2023 | 0 | 0.064147 | 0 | 0 | Guidehouse SME-based Assumptions | 0.75 | 0.75 | 0.25 | 0.3 | Guidehouse SME-based Assumptions | None | Baseload | None | Payback-Based | 0 | 0 | 1 | 0 | Industrial
Industrial | Boiler | NA | Boiler: Equipment and Add on | as found | Improve steam traps, Correct sizing in design, Replace obsolete burners, Use of electrification for specific process such as cleaning | NEW Only | Ind - Plastic and Rubber Manufacturing | NA | 0 | NA | Customer Segment Consumption (m^3/year) | Customer Segment Consumption (m^3/year) | 6 | 0 | 0.11342 | 0 | Michigan Master Measure List Database 2023 | 0 | 0.064147 | 0 | 0 | Guidehouse SME-based Assumptions | 0.75 | 0.75 | 0.25 | 0.3 | Guidehouse SME-based Assumptions | None | Baseload | None | Payback-Based | 0 | 0 | 1 | 0 | Industrial
Industrial | Boiler | NA | Boiler: Equipment and Add on | as found | Improve steam traps, Correct sizing in design, Replace obsolete burners, Use of electrification for specific process such as cleaning | NEW Only | Ind - Pulp, Paper and Wood Products Manufacturing | NA | 0 | NA | Customer Segment Consumption (m^3/year) | Customer Segment Consumption (m^3/year) | 6 | 0 | 0.11342 | 0 | Michigan Master Measure List Database 2023 | 0 | 0.064147 | 0 | 0 | Guidehouse SME-based Assumptions | 0.75 | 0.75 | 0.25 | 1 | Guidehouse SME-based Assumptions | None | Baseload | None | Payback-Based | 0 | 0 | 1 | 0 | Industrial
Industrial | Boiler | NA | Boiler: Equipment and Add on | as found | Improve steam traps, Correct sizing in design, Replace obsolete burners, Use of electrification for specific process such as cleaning | NEW Only | Ind - Transportation and Machinery | NA | 0 | NA | Customer Segment Consumption (m^3/year) | Customer Segment Consumption (m^3/year) | 6 | 0 | 0.11342 | 0 | Michigan Master Measure List Database 2023 | 0 | 0.064147 | 0 | 0 | Guidehouse SME-based Assumptions | 0.75 | 0.75 | 0.25 | 0.34 | Guidehouse SME-based Assumptions | None | Baseload | None | Payback-Based | 0 | 0 | 1 | 0 | Industrial
Industrial | Boiler | NA | Boiler: Equipment and Add on | as found | Improve steam traps, Correct sizing in design, Replace obsolete burners, Use of electrification for specific process such as cleaning | NEW Only | Ind - Water and Wastewater Treatment | NA | 0 | NA | Customer Segment Consumption (m^3/year) | Customer Segment Consumption (m^3/year) | 6 | 0 | 0.11342 | 0 | Michigan Master Measure List Database 2023 | 0 | 0.064147 | 0 | 0 | Guidehouse SME-based Assumptions | 0.75 | 0.75 | 0.25 | 1 | Guidehouse SME-based Assumptions | None | Baseload | None | Payback-Based | 0 | 0 | 1 | 0 | Industrial
Industrial | Boiler | NA | Boiler: Control | as found | Monitor steam traps automatically, Process integrated control | RET Only | Ind - Agriculture | NA | 0 | NA | Customer Segment Consumption (m^3/year) | Customer Segment Consumption (m^3/year) | 6 | 0 | 0.068942 | 0 | Michigan Master Measure List Database 2023 | 0 | 0.038992 | 0 | 0 | Guidehouse SME-based Assumptions | 0.75 | 0.75 | 0.25 | 1 | Guidehouse SME-based Assumptions | None | Baseload | None | Payback-Based | 0 | 0 | 1 | 0 | Industrial
Industrial | Boiler | NA | Boiler: Control | as found | Monitor steam traps automatically, Process integrated control | RET Only | Ind - Chemical | NA | 0 | NA | Customer Segment Consumption (m^3/year) | Customer Segment Consumption (m^3/year) | 6 | 0 | 0.068942 | 0 | Michigan Master Measure List Database 2023 | 0 | 0.038992 | 0 | 0 | Guidehouse SME-based Assumptions | 0.75 | 0.75 | 0.25 | 1 | Guidehouse SME-based Assumptions | None | Baseload | None | Payback-Based | 0 | 0 | 1 | 0 | Industrial
Industrial | Boiler | NA | Boiler: Control | as found | Monitor steam traps automatically, Process integrated control | RET Only | Ind - District Energy | NA | 0 | NA | Customer Segment Consumption (m^3/year) | Customer Segment Consumption (m^3/year) | 6 | 0 | 0.068942 | 0 | Michigan Master Measure List Database 2023 | 0 | 0.038992 | 0 | 0 | Guidehouse SME-based Assumptions | 0.75 | 0.75 | 0.25 | 1 | Guidehouse SME-based Assumptions | None | Baseload | None | Payback-Based | 0 | 0 | 1 | 0 | Industrial
Industrial | Boiler | NA | Boiler: Control | as found | Monitor steam traps automatically, Process integrated control | RET Only | Ind - Food and Beverages Manufacturing | NA | 0 | NA | Customer Segment Consumption (m^3/year) | Customer Segment Consumption (m^3/year) | 6 | 0 | 0.068942 | 0 | Michigan Master Measure List Database 2023 | 0 | 0.038992 | 0 | 0 | Guidehouse SME-based Assumptions | 0.75 | 0.75 | 0.25 | 1 | Guidehouse SME-based Assumptions | None | Baseload | None | Payback-Based | 0 | 0 | 1 | 0 | Industrial
Industrial | Boiler | NA | Boiler: Control | as found | Monitor steam traps automatically, Process integrated control | RET Only | Ind - Other Industrial | NA | 0 | NA | Customer Segment Consumption (m^3/year) | Customer Segment Consumption (m^3/year) | 6 | 0 | 0.068942 | 0 | Michigan Master Measure List Database 2023 | 0 | 0.038992 | 0 | 0 | Guidehouse SME-based Assumptions | 0.75 | 0.75 | 0.25 | 1 | Guidehouse SME-based Assumptions | None | Baseload | None | Payback-Based | 0 | 0 | 1 | 0 | Industrial
Industrial | Boiler | NA | Boiler: Control | as found | Monitor steam traps automatically, Process integrated control | RET Only | Ind - Petroleum Manufacturing | NA | 0 | NA | Customer Segment Consumption (m^3/year) | Customer Segment Consumption (m^3/year) | 6 | 0 | 0.068942 | 0 | Michigan Master Measure List Database 2023 | 0 | 0.038992 | 0 | 0 | Guidehouse SME-based Assumptions | 0.75 | 0.75 | 0.25 | 1 | Guidehouse SME-based Assumptions | None | Baseload | None | Payback-Based | 0 | 0 | 1 | 0 | Industrial
Industrial | Boiler | NA | Boiler: Control | as found | Monitor steam traps automatically, Process integrated control | RET Only | Ind - Plastic and Rubber Manufacturing | NA | 0 | NA | Customer Segment Consumption (m^3/year) | Customer Segment Consumption (m^3/year) | 6 | 0 | 0.068942 | 0 | Michigan Master Measure List Database 2023 | 0 | 0.038992 | 0 | 0 | Guidehouse SME-based Assumptions | 0.75 | 0.75 | 0.25 | 1 | Guidehouse SME-based Assumptions | None | Baseload | None | Payback-Based | 0 | 0 | 1 | 0 | Industrial
Industrial | Boiler | NA | Boiler: Control | as found | Monitor steam traps automatically, Process integrated control | RET Only | Ind - Pulp, Paper and Wood Products Manufacturing | NA | 0 | NA | Customer Segment Consumption (m^3/year) | Customer Segment Consumption (m^3/year) | 6 | 0 | 0.068942 | 0 | Michigan Master Measure List Database 2023 | 0 | 0.038992 | 0 | 0 | Guidehouse SME-based Assumptions | 0.75 | 0.75 | 0.25 | 0.5 | Guidehouse SME-based Assumptions | None | Baseload | None | Payback-Based | 0 | 0 | 1 | 0 | Industrial
Industrial | Boiler | NA | Boiler: Control | as found | Monitor steam traps automatically, Process integrated control | RET Only | Ind - Transportation and Machinery | NA | 0 | NA | Customer Segment Consumption (m^3/year) | Customer Segment Consumption (m^3/year) | 6 | 0 | 0.068942 | 0 | Michigan Master Measure List Database 2023 | 0 | 0.038992 | 0 | 0 | Guidehouse SME-based Assumptions | 0.75 | 0.75 | 0.25 | 0.3 | Guidehouse SME-based Assumptions | None | Baseload | None | Payback-Based | 0 | 0 | 1 | 0 | Industrial
Industrial | Boiler | NA | Boiler: Control | as found | Monitor steam traps automatically, Process integrated control | RET Only | Ind - Water and Wastewater Treatment | NA | 0 | NA | Customer Segment Consumption (m^3/year) | Customer Segment Consumption (m^3/year) | 6 | 0 | 0.068942 | 0 | Michigan Master Measure List Database 2023 | 0 | 0.038992 | 0 | 0 | Guidehouse SME-based Assumptions | 0.75 | 0.75 | 0.25 | 1 | Guidehouse SME-based Assumptions | None | Baseload | None | Payback-Based | 0 | 0 | 1 | 0 | Industrial
Industrial | Boiler | NA | Boiler: Control | as found | Monitor steam traps automatically, Process integrated control | NEW Only | Ind - Agriculture | NA | 0 | NA | Customer Segment Consumption (m^3/year) | Customer Segment Consumption (m^3/year) | 6 | 0 | 0.068942 | 0 | Michigan Master Measure List Database 2023 | 0 | 0.038992 | 0 | 0 | Guidehouse SME-based Assumptions | 0.75 | 0.75 | 0.25 | 1 | Guidehouse SME-based Assumptions | None | Baseload | None | Payback-Based | 0 | 0 | 1 | 0 | Industrial
Industrial | Boiler | NA | Boiler: Control | as found | Monitor steam traps automatically, Process integrated control | NEW Only | Ind - Chemical | NA | 0 | NA | Customer Segment Consumption (m^3/year) | Customer Segment Consumption (m^3/year) | 6 | 0 | 0.068942 | 0 | Michigan Master Measure List Database 2023 | 0 | 0.038992 | 0 | 0 | Guidehouse SME-based Assumptions | 0.75 | 0.75 | 0.25 | 1 | Guidehouse SME-based Assumptions | None | Baseload | None | Payback-Based | 0 | 0 | 1 | 0 | Industrial
Industrial | Boiler | NA | Boiler: Control | as found | Monitor steam traps automatically, Process integrated control | NEW Only | Ind - District Energy | NA | 0 | NA | Customer Segment Consumption (m^3/year) | Customer Segment Consumption (m^3/year) | 6 | 0 | 0.068942 | 0 | Michigan Master Measure List Database 2023 | 0 | 0.038992 | 0 | 0 | Guidehouse SME-based Assumptions | 0.75 | 0.75 | 0.25 | 1 | Guidehouse SME-based Assumptions | None | Baseload | None | Payback-Based | 0 | 0 | 1 | 0 | Industrial
Industrial | Boiler | NA | Boiler: Control | as found | Monitor steam traps automatically, Process integrated control | NEW Only | Ind - Food and Beverages Manufacturing | NA | 0 | NA | Customer Segment Consumption (m^3/year) | Customer Segment Consumption (m^3/year) | 6 | 0 | 0.068942 | 0 | Michigan Master Measure List Database 2023 | 0 | 0.038992 | 0 | 0 | Guidehouse SME-based Assumptions | 0.75 | 0.75 | 0.25 | 1 | Guidehouse SME-based Assumptions | None | Baseload | None | Payback-Based | 0 | 0 | 1 | 0 | Industrial
Industrial | Boiler | NA | Boiler: Control | as found | Monitor steam traps automatically, Process integrated control | NEW Only | Ind - Other Industrial | NA | 0 | NA | Customer Segment Consumption (m^3/year) | Customer Segment Consumption (m^3/year) | 6 | 0 | 0.068942 | 0 | Michigan Master Measure List Database 2023 | 0 | 0.038992 | 0 | 0 | Guidehouse SME-based Assumptions | 0.75 | 0.75 | 0.25 | 1 | Guidehouse SME-based Assumptions | None | Baseload | None | Payback-Based | 0 | 0 | 1 | 0 | Industrial
Industrial | Boiler | NA | Boiler: Control | as found | Monitor steam traps automatically, Process integrated control | NEW Only | Ind - Petroleum Manufacturing | NA | 0 | NA | Customer Segment Consumption (m^3/year) | Customer Segment Consumption (m^3/year) | 6 | 0 | 0.068942 | 0 | Michigan Master Measure List Database 2023 | 0 | 0.038992 | 0 | 0 | Guidehouse SME-based Assumptions | 0.75 | 0.75 | 0.25 | 1 | Guidehouse SME-based Assumptions | None | Baseload | None | Payback-Based | 0 | 0 | 1 | 0 | Industrial
Industrial | Boiler | NA | Boiler: Control | as found | Monitor steam traps automatically, Process integrated control | NEW Only | Ind - Plastic and Rubber Manufacturing | NA | 0 | NA | Customer Segment Consumption (m^3/year) | Customer Segment Consumption (m^3/year) | 6 | 0 | 0.068942 | 0 | Michigan Master Measure List Database 2023 | 0 | 0.038992 | 0 | 0 | Guidehouse SME-based Assumptions | 0.75 | 0.75 | 0.25 | 1 | Guidehouse SME-based Assumptions | None | Baseload | None | Payback-Based | 0 | 0 | 1 | 0 | Industrial
Industrial | Boiler | NA | Boiler: Control | as found | Monitor steam traps automatically, Process integrated control | NEW Only | Ind - Pulp, Paper and Wood Products Manufacturing | NA | 0 | NA | Customer Segment Consumption (m^3/year) | Customer Segment Consumption (m^3/year) | 6 | 0 | 0.068942 | 0 | Michigan Master Measure List Database 2023 | 0 | 0.038992 | 0 | 0 | Guidehouse SME-based Assumptions | 0.75 | 0.75 | 0.25 | 0.5 | Guidehouse SME-based Assumptions | None | Baseload | None | Payback-Based | 0 | 0 | 1 | 0 | Industrial
Industrial | Boiler | NA | Boiler: Control | as found | Monitor steam traps automatically, Process integrated control | NEW Only | Ind - Transportation and Machinery | NA | 0 | NA | Customer Segment Consumption (m^3/year) | Customer Segment Consumption (m^3/year) | 6 | 0 | 0.068942 | 0 | Michigan Master Measure List Database 2023 | 0 | 0.038992 | 0 | 0 | Guidehouse SME-based Assumptions | 0.75 | 0.75 | 0.25 | 0.3 | Guidehouse SME-based Assumptions | None | Baseload | None | Payback-Based | 0 | 0 | 1 | 0 | Industrial
Industrial | Boiler | NA | Boiler: Control | as found | Monitor steam traps automatically, Process integrated control | NEW Only | Ind - Water and Wastewater Treatment | NA | 0 | NA | Customer Segment Consumption (m^3/year) | Customer Segment Consumption (m^3/year) | 6 | 0 | 0.068942 | 0 | Michigan Master Measure List Database 2023 | 0 | 0.038992 | 0 | 0 | Guidehouse SME-based Assumptions | 0.75 | 0.75 | 0.25 | 1 | Guidehouse SME-based Assumptions | None | Baseload | None | Payback-Based | 0 | 0 | 1 | 0 | Industrial
Industrial | Boiler | NA | Boiler: Insulation | as found | Improved insulation of steam pipes, boiler insulation | RET Only | Ind - Agriculture | NA | 0 | NA | Customer Segment Consumption (m^3/year) | Customer Segment Consumption (m^3/year) | 11 | 0 | 0.024385 | 0 | Michigan Master Measure List Database 2023 | 0 | 0.019517 | 0 | 0 | Guidehouse SME-based Assumptions | 0.75 | 0.5 | 0.5 | 1 | Guidehouse SME-based Assumptions | None | Baseload | None | Payback-Based | 0 | 0 | 1 | 0 | Industrial
Industrial | Boiler | NA | Boiler: Insulation | as found | Improved insulation of steam pipes, boiler insulation | RET Only | Ind - Chemical | NA | 0 | NA | Customer Segment Consumption (m^3/year) | Customer Segment Consumption (m^3/year) | 11 | 0 | 0.024385 | 0 | Michigan Master Measure List Database 2023 | 0 | 0.019517 | 0 | 0 | Guidehouse SME-based Assumptions | 0.75 | 0.5 | 0.5 | 1 | Guidehouse SME-based Assumptions | None | Baseload | None | Payback-Based | 0 | 0 | 1 | 0 | Industrial
Industrial | Boiler | NA | Boiler: Insulation | as found | Improved insulation of steam pipes, boiler insulation | RET Only | Ind - District Energy | NA | 0 | NA | Customer Segment Consumption (m^3/year) | Customer Segment Consumption (m^3/year) | 11 | 0 | 0.024385 | 0 | Michigan Master Measure List Database 2023 | 0 | 0.019517 | 0 | 0 | Guidehouse SME-based Assumptions | 0.75 | 0.5 | 0.5 | 1 | Guidehouse SME-based Assumptions | None | Baseload | None | Payback-Based | 0 | 0 | 1 | 0 | Industrial
Industrial | Boiler | NA | Boiler: Insulation | as found | Improved insulation of steam pipes, boiler insulation | RET Only | Ind - Food and Beverages Manufacturing | NA | 0 | NA | Customer Segment Consumption (m^3/year) | Customer Segment Consumption (m^3/year) | 11 | 0 | 0.024385 | 0 | Michigan Master Measure List Database 2023 | 0 | 0.019517 | 0 | 0 | Guidehouse SME-based Assumptions | 0.75 | 0.5 | 0.5 | 1 | Guidehouse SME-based Assumptions | None | Baseload | None | Payback-Based | 0 | 0 | 1 | 0 | Industrial
Industrial | Boiler | NA | Boiler: Insulation | as found | Improved insulation of steam pipes, boiler insulation | RET Only | Ind - Other Industrial | NA | 0 | NA | Customer Segment Consumption (m^3/year) | Customer Segment Consumption (m^3/year) | 11 | 0 | 0.024385 | 0 | Michigan Master Measure List Database 2023 | 0 | 0.019517 | 0 | 0 | Guidehouse SME-based Assumptions | 0.75 | 0.5 | 0.5 | 1 | Guidehouse SME-based Assumptions | None | Baseload | None | Payback-Based | 0 | 0 | 1 | 0 | Industrial
Industrial | Boiler | NA | Boiler: Insulation | as found | Improved insulation of steam pipes, boiler insulation | RET Only | Ind - Petroleum Manufacturing | NA | 0 | NA | Customer Segment Consumption (m^3/year) | Customer Segment Consumption (m^3/year) | 11 | 0 | 0.024385 | 0 | Michigan Master Measure List Database 2023 | 0 | 0.019517 | 0 | 0 | Guidehouse SME-based Assumptions | 0.75 | 0.5 | 0.5 | 1 | Guidehouse SME-based Assumptions | None | Baseload | None | Payback-Based | 0 | 0 | 1 | 0 | Industrial
Industrial | Boiler | NA | Boiler: Insulation | as found | Improved insulation of steam pipes, boiler insulation | RET Only | Ind - Plastic and Rubber Manufacturing | NA | 0 | NA | Customer Segment Consumption (m^3/year) | Customer Segment Consumption (m^3/year) | 11 | 0 | 0.024385 | 0 | Michigan Master Measure List Database 2023 | 0 | 0.019517 | 0 | 0 | Guidehouse SME-based Assumptions | 0.75 | 0.5 | 0.5 | 1 | Guidehouse SME-based Assumptions | None | Baseload | None | Payback-Based | 0 | 0 | 1 | 0 | Industrial
Industrial | Boiler | NA | Boiler: Insulation | as found | Improved insulation of steam pipes, boiler insulation | RET Only | Ind - Pulp, Paper and Wood Products Manufacturing | NA | 0 | NA | Customer Segment Consumption (m^3/year) | Customer Segment Consumption (m^3/year) | 11 | 0 | 0.024385 | 0 | Michigan Master Measure List Database 2023 | 0 | 0.019517 | 0 | 0 | Guidehouse SME-based Assumptions | 0.75 | 0.5 | 0.5 | 1 | Guidehouse SME-based Assumptions | None | Baseload | None | Payback-Based | 0 | 0 | 1 | 0 | Industrial
Industrial | Boiler | NA | Boiler: Insulation | as found | Improved insulation of steam pipes, boiler insulation | RET Only | Ind - Transportation and Machinery | NA | 0 | NA | Customer Segment Consumption (m^3/year) | Customer Segment Consumption (m^3/year) | 11 | 0 | 0.024385 | 0 | Michigan Master Measure List Database 2023 | 0 | 0.019517 | 0 | 0 | Guidehouse SME-based Assumptions | 0.75 | 0.5 | 0.5 | 1 | Guidehouse SME-based Assumptions | None | Baseload | None | Payback-Based | 0 | 0 | 1 | 0 | Industrial
Industrial | Boiler | NA | Boiler: Insulation | as found | Improved insulation of steam pipes, boiler insulation | RET Only | Ind - Water and Wastewater Treatment | NA | 0 | NA | Customer Segment Consumption (m^3/year) | Customer Segment Consumption (m^3/year) | 11 | 0 | 0.024385 | 0 | Michigan Master Measure List Database 2023 | 0 | 0.019517 | 0 | 0 | Guidehouse SME-based Assumptions | 0.75 | 0.5 | 0.5 | 1 | Guidehouse SME-based Assumptions | None | Baseload | None | Payback-Based | 0 | 0 | 1 | 0 | Industrial
Industrial | Boiler | NA | Boiler: Insulation | as found | Improved insulation of steam pipes, boiler insulation | NEW Only | Ind - Agriculture | NA | 0 | NA | Customer Segment Consumption (m^3/year) | Customer Segment Consumption (m^3/year) | 11 | 0 | 0.024385 | 0 | Michigan Master Measure List Database 2023 | 0 | 0.019517 | 0 | 0 | Guidehouse SME-based Assumptions | 0.75 | 0.5 | 0.5 | 1 | Guidehouse SME-based Assumptions | None | Baseload | None | Payback-Based | 0 | 0 | 1 | 0 | Industrial
Industrial | Boiler | NA | Boiler: Insulation | as found | Improved insulation of steam pipes, boiler insulation | NEW Only | Ind - Chemical | NA | 0 | NA | Customer Segment Consumption (m^3/year) | Customer Segment Consumption (m^3/year) | 11 | 0 | 0.024385 | 0 | Michigan Master Measure List Database 2023 | 0 | 0.019517 | 0 | 0 | Guidehouse SME-based Assumptions | 0.75 | 0.5 | 0.5 | 1 | Guidehouse SME-based Assumptions | None | Baseload | None | Payback-Based | 0 | 0 | 1 | 0 | Industrial
Industrial | Boiler | NA | Boiler: Insulation | as found | Improved insulation of steam pipes, boiler insulation | NEW Only | Ind - District Energy | NA | 0 | NA | Customer Segment Consumption (m^3/year) | Customer Segment Consumption (m^3/year) | 11 | 0 | 0.024385 | 0 | Michigan Master Measure List Database 2023 | 0 | 0.019517 | 0 | 0 | Guidehouse SME-based Assumptions | 0.75 | 0.5 | 0.5 | 1 | Guidehouse SME-based Assumptions | None | Baseload | None | Payback-Based | 0 | 0 | 1 | 0 | Industrial
Industrial | Boiler | NA | Boiler: Insulation | as found | Improved insulation of steam pipes, boiler insulation | NEW Only | Ind - Food and Beverages Manufacturing | NA | 0 | NA | Customer Segment Consumption (m^3/year) | Customer Segment Consumption (m^3/year) | 11 | 0 | 0.024385 | 0 | Michigan Master Measure List Database 2023 | 0 | 0.019517 | 0 | 0 | Guidehouse SME-based Assumptions | 0.75 | 0.5 | 0.5 | 1 | Guidehouse SME-based Assumptions | None | Baseload | None | Payback-Based | 0 | 0 | 1 | 0 | Industrial
Industrial | Boiler | NA | Boiler: Insulation | as found | Improved insulation of steam pipes, boiler insulation | NEW Only | Ind - Other Industrial | NA | 0 | NA | Customer Segment Consumption (m^3/year) | Customer Segment Consumption (m^3/year) | 11 | 0 | 0.024385 | 0 | Michigan Master Measure List Database 2023 | 0 | 0.019517 | 0 | 0 | Guidehouse SME-based Assumptions | 0.75 | 0.5 | 0.5 | 1 | Guidehouse SME-based Assumptions | None | Baseload | None | Payback-Based | 0 | 0 | 1 | 0 | Industrial
Industrial | Boiler | NA | Boiler: Insulation | as found | Improved insulation of steam pipes, boiler insulation | NEW Only | Ind - Petroleum Manufacturing | NA | 0 | NA | Customer Segment Consumption (m^3/year) | Customer Segment Consumption (m^3/year) | 11 | 0 | 0.024385 | 0 | Michigan Master Measure List Database 2023 | 0 | 0.019517 | 0 | 0 | Guidehouse SME-based Assumptions | 0.75 | 0.5 | 0.5 | 1 | Guidehouse SME-based Assumptions | None | Baseload | None | Payback-Based | 0 | 0 | 1 | 0 | Industrial
Industrial | Boiler | NA | Boiler: Insulation | as found | Improved insulation of steam pipes, boiler insulation | NEW Only | Ind - Plastic and Rubber Manufacturing | NA | 0 | NA | Customer Segment Consumption (m^3/year) | Customer Segment Consumption (m^3/year) | 11 | 0 | 0.024385 | 0 | Michigan Master Measure List Database 2023 | 0 | 0.019517 | 0 | 0 | Guidehouse SME-based Assumptions | 0.75 | 0.5 | 0.5 | 1 | Guidehouse SME-based Assumptions | None | Baseload | None | Payback-Based | 0 | 0 | 1 | 0 | Industrial
Industrial | Boiler | NA | Boiler: Insulation | as found | Improved insulation of steam pipes, boiler insulation | NEW Only | Ind - Pulp, Paper and Wood Products Manufacturing | NA | 0 | NA | Customer Segment Consumption (m^3/year) | Customer Segment Consumption (m^3/year) | 11 | 0 | 0.024385 | 0 | Michigan Master Measure List Database 2023 | 0 | 0.019517 | 0 | 0 | Guidehouse SME-based Assumptions | 0.75 | 0.5 | 0.5 | 1 | Guidehouse SME-based Assumptions | None | Baseload | None | Payback-Based | 0 | 0 | 1 | 0 | Industrial
Industrial | Boiler | NA | Boiler: Insulation | as found | Improved insulation of steam pipes, boiler insulation | NEW Only | Ind - Transportation and Machinery | NA | 0 | NA | Customer Segment Consumption (m^3/year) | Customer Segment Consumption (m^3/year) | 11 | 0 | 0.024385 | 0 | Michigan Master Measure List Database 2023 | 0 | 0.019517 | 0 | 0 | Guidehouse SME-based Assumptions | 0.75 | 0.5 | 0.5 | 1 | Guidehouse SME-based Assumptions | None | Baseload | None | Payback-Based | 0 | 0 | 1 | 0 | Industrial
Industrial | Boiler | NA | Boiler: Insulation | as found | Improved insulation of steam pipes, boiler insulation | NEW Only | Ind - Water and Wastewater Treatment | NA | 0 | NA | Customer Segment Consumption (m^3/year) | Customer Segment Consumption (m^3/year) | 11 | 0 | 0.024385 | 0 | Michigan Master Measure List Database 2023 | 0 | 0.019517 | 0 | 0 | Guidehouse SME-based Assumptions | 0.75 | 0.5 | 0.5 | 1 | Guidehouse SME-based Assumptions | None | Baseload | None | Payback-Based | 0 | 0 | 1 | 0 | Industrial
Industrial | Boiler | NA | Boiler: Maintenance | as found | Steam trap maintenance, Leak repair, Boiler maintenance, Air/fuel mix tune up | RET Only | Ind - Agriculture | NA | 0 | NA | Customer Segment Consumption (m^3/year) | Customer Segment Consumption (m^3/year) | 6 | 0 | 0.023098 | 0 | Michigan Master Measure List Database 2023 | 0 | 0.028966 | 0 | 0 | Guidehouse SME-based Assumptions | 0.75 | 0.5 | 0.5 | 1 | Guidehouse SME-based Assumptions | None | Baseload | None | Payback-Based | 0 | 0 | 1 | 0 | Industrial
Industrial | Boiler | NA | Boiler: Maintenance | as found | Steam trap maintenance, Leak repair, Boiler maintenance, Air/fuel mix tune up | RET Only | Ind - Chemical | NA | 0 | NA | Customer Segment Consumption (m^3/year) | Customer Segment Consumption (m^3/year) | 6 | 0 | 0.023098 | 0 | Michigan Master Measure List Database 2023 | 0 | 0.028966 | 0 | 0 | Guidehouse SME-based Assumptions | 0.75 | 0.5 | 0.5 | 1 | Guidehouse SME-based Assumptions | None | Baseload | None | Payback-Based | 0 | 0 | 1 | 0 | Industrial
Industrial | Boiler | NA | Boiler: Maintenance | as found | Steam trap maintenance, Leak repair, Boiler maintenance, Air/fuel mix tune up | RET Only | Ind - District Energy | NA | 0 | NA | Customer Segment Consumption (m^3/year) | Customer Segment Consumption (m^3/year) | 6 | 0 | 0.023098 | 0 | Michigan Master Measure List Database 2023 | 0 | 0.028966 | 0 | 0 | Guidehouse SME-based Assumptions | 0.75 | 0.5 | 0.5 | 1 | Guidehouse SME-based Assumptions | None | Baseload | None | Payback-Based | 0 | 0 | 1 | 0 | Industrial
Industrial | Boiler | NA | Boiler: Maintenance | as found | Steam trap maintenance, Leak repair, Boiler maintenance, Air/fuel mix tune up | RET Only | Ind - Food and Beverages Manufacturing | NA | 0 | NA | Customer Segment Consumption (m^3/year) | Customer Segment Consumption (m^3/year) | 6 | 0 | 0.023098 | 0 | Michigan Master Measure List Database 2023 | 0 | 0.028966 | 0 | 0 | Guidehouse SME-based Assumptions | 0.75 | 0.5 | 0.5 | 1 | Guidehouse SME-based Assumptions | None | Baseload | None | Payback-Based | 0 | 0 | 1 | 0 | Industrial
Industrial | Boiler | NA | Boiler: Maintenance | as found | Steam trap maintenance, Leak repair, Boiler maintenance, Air/fuel mix tune up | RET Only | Ind - Other Industrial | NA | 0 | NA | Customer Segment Consumption (m^3/year) | Customer Segment Consumption (m^3/year) | 6 | 0 | 0.023098 | 0 | Michigan Master Measure List Database 2023 | 0 | 0.028966 | 0 | 0 | Guidehouse SME-based Assumptions | 0.75 | 0.5 | 0.5 | 1 | Guidehouse SME-based Assumptions | None | Baseload | None | Payback-Based | 0 | 0 | 1 | 0 | Industrial
Industrial | Boiler | NA | Boiler: Maintenance | as found | Steam trap maintenance, Leak repair, Boiler maintenance, Air/fuel mix tune up | RET Only | Ind - Petroleum Manufacturing | NA | 0 | NA | Customer Segment Consumption (m^3/year) | Customer Segment Consumption (m^3/year) | 6 | 0 | 0.023098 | 0 | Michigan Master Measure List Database 2023 | 0 | 0.028966 | 0 | 0 | Guidehouse SME-based Assumptions | 0.75 | 0.5 | 0.5 | 1 | Guidehouse SME-based Assumptions | None | Baseload | None | Payback-Based | 0 | 0 | 1 | 0 | Industrial
Industrial | Boiler | NA | Boiler: Maintenance | as found | Steam trap maintenance, Leak repair, Boiler maintenance, Air/fuel mix tune up | RET Only | Ind - Plastic and Rubber Manufacturing | NA | 0 | NA | Customer Segment Consumption (m^3/year) | Customer Segment Consumption (m^3/year) | 6 | 0 | 0.023098 | 0 | Michigan Master Measure List Database 2023 | 0 | 0.028966 | 0 | 0 | Guidehouse SME-based Assumptions | 0.75 | 0.5 | 0.5 | 1 | Guidehouse SME-based Assumptions | None | Baseload | None | Payback-Based | 0 | 0 | 1 | 0 | Industrial
Industrial | Boiler | NA | Boiler: Maintenance | as found | Steam trap maintenance, Leak repair, Boiler maintenance, Air/fuel mix tune up | RET Only | Ind - Pulp, Paper and Wood Products Manufacturing | NA | 0 | NA | Customer Segment Consumption (m^3/year) | Customer Segment Consumption (m^3/year) | 6 | 0 | 0.023098 | 0 | Michigan Master Measure List Database 2023 | 0 | 0.028966 | 0 | 0 | Guidehouse SME-based Assumptions | 0.75 | 0.5 | 0.5 | 1 | Guidehouse SME-based Assumptions | None | Baseload | None | Payback-Based | 0 | 0 | 1 | 0 | Industrial
Industrial | Boiler | NA | Boiler: Maintenance | as found | Steam trap maintenance, Leak repair, Boiler maintenance, Air/fuel mix tune up | RET Only | Ind - Transportation and Machinery | NA | 0 | NA | Customer Segment Consumption (m^3/year) | Customer Segment Consumption (m^3/year) | 6 | 0 | 0.023098 | 0 | Michigan Master Measure List Database 2023 | 0 | 0.028966 | 0 | 0 | Guidehouse SME-based Assumptions | 0.75 | 0.5 | 0.5 | 1 | Guidehouse SME-based Assumptions | None | Baseload | None | Payback-Based | 0 | 0 | 1 | 0 | Industrial
Industrial | Boiler | NA | Boiler: Maintenance | as found | Steam trap maintenance, Leak repair, Boiler maintenance, Air/fuel mix tune up | RET Only | Ind - Water and Wastewater Treatment | NA | 0 | NA | Customer Segment Consumption (m^3/year) | Customer Segment Consumption (m^3/year) | 6 | 0 | 0.023098 | 0 | Michigan Master Measure List Database 2023 | 0 | 0.028966 | 0 | 0 | Guidehouse SME-based Assumptions | 0.75 | 0.5 | 0.5 | 1 | Guidehouse SME-based Assumptions | None | Baseload | None | Payback-Based | 0 | 0 | 1 | 0 | Industrial
Industrial | Boiler | NA | Boiler: Maintenance | as found | Steam trap maintenance, Leak repair, Boiler maintenance, Air/fuel mix tune up | NEW Only | Ind - Agriculture | NA | 0 | NA | Customer Segment Consumption (m^3/year) | Customer Segment Consumption (m^3/year) | 6 | 0 | 0.023098 | 0 | Michigan Master Measure List Database 2023 | 0 | 0.028966 | 0 | 0 | Guidehouse SME-based Assumptions | 0.75 | 0.5 | 0.5 | 1 | Guidehouse SME-based Assumptions | None | Baseload | None | Payback-Based | 0 | 0 | 1 | 0 | Industrial
Industrial | Boiler | NA | Boiler: Maintenance | as found | Steam trap maintenance, Leak repair, Boiler maintenance, Air/fuel mix tune up | NEW Only | Ind - Chemical | NA | 0 | NA | Customer Segment Consumption (m^3/year) | Customer Segment Consumption (m^3/year) | 6 | 0 | 0.023098 | 0 | Michigan Master Measure List Database 2023 | 0 | 0.028966 | 0 | 0 | Guidehouse SME-based Assumptions | 0.75 | 0.5 | 0.5 | 1 | Guidehouse SME-based Assumptions | None | Baseload | None | Payback-Based | 0 | 0 | 1 | 0 | Industrial
Industrial | Boiler | NA | Boiler: Maintenance | as found | Steam trap maintenance, Leak repair, Boiler maintenance, Air/fuel mix tune up | NEW Only | Ind - District Energy | NA | 0 | NA | Customer Segment Consumption (m^3/year) | Customer Segment Consumption (m^3/year) | 6 | 0 | 0.023098 | 0 | Michigan Master Measure List Database 2023 | 0 | 0.028966 | 0 | 0 | Guidehouse SME-based Assumptions | 0.75 | 0.5 | 0.5 | 1 | Guidehouse SME-based Assumptions | None | Baseload | None | Payback-Based | 0 | 0 | 1 | 0 | Industrial
Industrial | Boiler | NA | Boiler: Maintenance | as found | Steam trap maintenance, Leak repair, Boiler maintenance, Air/fuel mix tune up | NEW Only | Ind - Food and Beverages Manufacturing | NA | 0 | NA | Customer Segment Consumption (m^3/year) | Customer Segment Consumption (m^3/year) | 6 | 0 | 0.023098 | 0 | Michigan Master Measure List Database 2023 | 0 | 0.028966 | 0 | 0 | Guidehouse SME-based Assumptions | 0.75 | 0.5 | 0.5 | 1 | Guidehouse SME-based Assumptions | None | Baseload | None | Payback-Based | 0 | 0 | 1 | 0 | Industrial
Industrial | Boiler | NA | Boiler: Maintenance | as found | Steam trap maintenance, Leak repair, Boiler maintenance, Air/fuel mix tune up | NEW Only | Ind - Other Industrial | NA | 0 | NA | Customer Segment Consumption (m^3/year) | Customer Segment Consumption (m^3/year) | 6 | 0 | 0.023098 | 0 | Michigan Master Measure List Database 2023 | 0 | 0.028966 | 0 | 0 | Guidehouse SME-based Assumptions | 0.75 | 0.5 | 0.5 | 1 | Guidehouse SME-based Assumptions | None | Baseload | None | Payback-Based | 0 | 0 | 1 | 0 | Industrial
Industrial | Boiler | NA | Boiler: Maintenance | as found | Steam trap maintenance, Leak repair, Boiler maintenance, Air/fuel mix tune up | NEW Only | Ind - Petroleum Manufacturing | NA | 0 | NA | Customer Segment Consumption (m^3/year) | Customer Segment Consumption (m^3/year) | 6 | 0 | 0.023098 | 0 | Michigan Master Measure List Database 2023 | 0 | 0.028966 | 0 | 0 | Guidehouse SME-based Assumptions | 0.75 | 0.5 | 0.5 | 1 | Guidehouse SME-based Assumptions | None | Baseload | None | Payback-Based | 0 | 0 | 1 | 0 | Industrial
Industrial | Boiler | NA | Boiler: Maintenance | as found | Steam trap maintenance, Leak repair, Boiler maintenance, Air/fuel mix tune up | NEW Only | Ind - Plastic and Rubber Manufacturing | NA | 0 | NA | Customer Segment Consumption (m^3/year) | Customer Segment Consumption (m^3/year) | 6 | 0 | 0.023098 | 0 | Michigan Master Measure List Database 2023 | 0 | 0.028966 | 0 | 0 | Guidehouse SME-based Assumptions | 0.75 | 0.5 | 0.5 | 1 | Guidehouse SME-based Assumptions | None | Baseload | None | Payback-Based | 0 | 0 | 1 | 0 | Industrial
Industrial | Boiler | NA | Boiler: Maintenance | as found | Steam trap maintenance, Leak repair, Boiler maintenance, Air/fuel mix tune up | NEW Only | Ind - Pulp, Paper and Wood Products Manufacturing | NA | 0 | NA | Customer Segment Consumption (m^3/year) | Customer Segment Consumption (m^3/year) | 6 | 0 | 0.023098 | 0 | Michigan Master Measure List Database 2023 | 0 | 0.028966 | 0 | 0 | Guidehouse SME-based Assumptions | 0.75 | 0.5 | 0.5 | 1 | Guidehouse SME-based Assumptions | None | Baseload | None | Payback-Based | 0 | 0 | 1 | 0 | Industrial
Industrial | Boiler | NA | Boiler: Maintenance | as found | Steam trap maintenance, Leak repair, Boiler maintenance, Air/fuel mix tune up | NEW Only | Ind - Transportation and Machinery | NA | 0 | NA | Customer Segment Consumption (m^3/year) | Customer Segment Consumption (m^3/year) | 6 | 0 | 0.023098 | 0 | Michigan Master Measure List Database 2023 | 0 | 0.028966 | 0 | 0 | Guidehouse SME-based Assumptions | 0.75 | 0.5 | 0.5 | 1 | Guidehouse SME-based Assumptions | None | Baseload | None | Payback-Based | 0 | 0 | 1 | 0 | Industrial
Industrial | Boiler | NA | Boiler: Maintenance | as found | Steam trap maintenance, Leak repair, Boiler maintenance, Air/fuel mix tune up | NEW Only | Ind - Water and Wastewater Treatment | NA | 0 | NA | Customer Segment Consumption (m^3/year) | Customer Segment Consumption (m^3/year) | 6 | 0 | 0.023098 | 0 | Michigan Master Measure List Database 2023 | 0 | 0.028966 | 0 | 0 | Guidehouse SME-based Assumptions | 0.75 | 0.5 | 0.5 | 1 | Guidehouse SME-based Assumptions | None | Baseload | None | Payback-Based | 0 | 0 | 1 | 0 | Industrial
Industrial | Boiler | NA | Boiler: Heat Recovery | as found | Recover heat from boiler blowdown, flue economizing | RET Only | Ind - Agriculture | NA | 0 | NA | Customer Segment Consumption (m^3/year) | Customer Segment Consumption (m^3/year) | 14 | 0 | 0.046069 | 0 | Michigan Master Measure List Database 2023 | 0 | 0.025987 | 0 | 0 | Guidehouse SME-based Assumptions | 0.5 | 0.75 | 0.25 | 1 | Guidehouse SME-based Assumptions | None | Baseload | None | Payback-Based | 0 | 0 | 1 | 0 | Industrial
Industrial | Boiler | NA | Boiler: Heat Recovery | as found | Recover heat from boiler blowdown, flue economizing | RET Only | Ind - Chemical | NA | 0 | NA | Customer Segment Consumption (m^3/year) | Customer Segment Consumption (m^3/year) | 14 | 0 | 0.046069 | 0 | Michigan Master Measure List Database 2023 | 0 | 0.025987 | 0 | 0 | Guidehouse SME-based Assumptions | 0.5 | 0.75 | 0.25 | 1 | Guidehouse SME-based Assumptions | None | Baseload | None | Payback-Based | 0 | 0 | 1 | 0 | Industrial
Industrial | Boiler | NA | Boiler: Heat Recovery | as found | Recover heat from boiler blowdown, flue economizing | RET Only | Ind - District Energy | NA | 0 | NA | Customer Segment Consumption (m^3/year) | Customer Segment Consumption (m^3/year) | 14 | 0 | 0.046069 | 0 | Michigan Master Measure List Database 2023 | 0 | 0.025987 | 0 | 0 | Guidehouse SME-based Assumptions | 0.5 | 0.75 | 0.25 | 1 | Guidehouse SME-based Assumptions | None | Baseload | None | Payback-Based | 0 | 0 | 1 | 0 | Industrial
Industrial | Boiler | NA | Boiler: Heat Recovery | as found | Recover heat from boiler blowdown, flue economizing | RET Only | Ind - Food and Beverages Manufacturing | NA | 0 | NA | Customer Segment Consumption (m^3/year) | Customer Segment Consumption (m^3/year) | 14 | 0 | 0.046069 | 0 | Michigan Master Measure List Database 2023 | 0 | 0.025987 | 0 | 0 | Guidehouse SME-based Assumptions | 0.5 | 0.75 | 0.25 | 1 | Guidehouse SME-based Assumptions | None | Baseload | None | Payback-Based | 0 | 0 | 1 | 0 | Industrial
Industrial | Boiler | NA | Boiler: Heat Recovery | as found | Recover heat from boiler blowdown, flue economizing | RET Only | Ind - Other Industrial | NA | 0 | NA | Customer Segment Consumption (m^3/year) | Customer Segment Consumption (m^3/year) | 14 | 0 | 0.046069 | 0 | Michigan Master Measure List Database 2023 | 0 | 0.025987 | 0 | 0 | Guidehouse SME-based Assumptions | 0.5 | 0.75 | 0.25 | 0.2 | Guidehouse SME-based Assumptions | None | Baseload | None | Payback-Based | 0 | 0 | 1 | 0 | Industrial
Industrial | Boiler | NA | Boiler: Heat Recovery | as found | Recover heat from boiler blowdown, flue economizing | RET Only | Ind - Petroleum Manufacturing | NA | 0 | NA | Customer Segment Consumption (m^3/year) | Customer Segment Consumption (m^3/year) | 14 | 0 | 0.046069 | 0 | Michigan Master Measure List Database 2023 | 0 | 0.025987 | 0 | 0 | Guidehouse SME-based Assumptions | 0.5 | 0.75 | 0.25 | 1 | Guidehouse SME-based Assumptions | None | Baseload | None | Payback-Based | 0 | 0 | 1 | 0 | Industrial
Industrial | Boiler | NA | Boiler: Heat Recovery | as found | Recover heat from boiler blowdown, flue economizing | RET Only | Ind - Plastic and Rubber Manufacturing | NA | 0 | NA | Customer Segment Consumption (m^3/year) | Customer Segment Consumption (m^3/year) | 14 | 0 | 0.046069 | 0 | Michigan Master Measure List Database 2023 | 0 | 0.025987 | 0 | 0 | Guidehouse SME-based Assumptions | 0.5 | 0.75 | 0.25 | 1 | Guidehouse SME-based Assumptions | None | Baseload | None | Payback-Based | 0 | 0 | 1 | 0 | Industrial
Industrial | Boiler | NA | Boiler: Heat Recovery | as found | Recover heat from boiler blowdown, flue economizing | RET Only | Ind - Pulp, Paper and Wood Products Manufacturing | NA | 0 | NA | Customer Segment Consumption (m^3/year) | Customer Segment Consumption (m^3/year) | 14 | 0 | 0.046069 | 0 | Michigan Master Measure List Database 2023 | 0 | 0.025987 | 0 | 0 | Guidehouse SME-based Assumptions | 0.5 | 0.75 | 0.25 | 1 | Guidehouse SME-based Assumptions | None | Baseload | None | Payback-Based | 0 | 0 | 1 | 0 | Industrial
Industrial | Boiler | NA | Boiler: Heat Recovery | as found | Recover heat from boiler blowdown, flue economizing | RET Only | Ind - Transportation and Machinery | NA | 0 | NA | Customer Segment Consumption (m^3/year) | Customer Segment Consumption (m^3/year) | 14 | 0 | 0.046069 | 0 | Michigan Master Measure List Database 2023 | 0 | 0.025987 | 0 | 0 | Guidehouse SME-based Assumptions | 0.5 | 0.75 | 0.25 | 1 | Guidehouse SME-based Assumptions | None | Baseload | None | Payback-Based | 0 | 0 | 1 | 0 | Industrial
Industrial | Boiler | NA | Boiler: Heat Recovery | as found | Recover heat from boiler blowdown, flue economizing | RET Only | Ind - Water and Wastewater Treatment | NA | 0 | NA | Customer Segment Consumption (m^3/year) | Customer Segment Consumption (m^3/year) | 14 | 0 | 0.046069 | 0 | Michigan Master Measure List Database 2023 | 0 | 0.025987 | 0 | 0 | Guidehouse SME-based Assumptions | 0.5 | 0.75 | 0.25 | 0.5 | Guidehouse SME-based Assumptions | None | Baseload | None | Payback-Based | 0 | 0 | 1 | 0 | Industrial
Industrial | Boiler | NA | Boiler: Heat Recovery | as found | Recover heat from boiler blowdown, flue economizing | NEW Only | Ind - Agriculture | NA | 0 | NA | Customer Segment Consumption (m^3/year) | Customer Segment Consumption (m^3/year) | 14 | 0 | 0.046069 | 0 | Michigan Master Measure List Database 2023 | 0 | 0.025987 | 0 | 0 | Guidehouse SME-based Assumptions | 0.5 | 0.75 | 0.25 | 1 | Guidehouse SME-based Assumptions | None | Baseload | None | Payback-Based | 0 | 0 | 1 | 0 | Industrial
Industrial | Boiler | NA | Boiler: Heat Recovery | as found | Recover heat from boiler blowdown, flue economizing | NEW Only | Ind - Chemical | NA | 0 | NA | Customer Segment Consumption (m^3/year) | Customer Segment Consumption (m^3/year) | 14 | 0 | 0.046069 | 0 | Michigan Master Measure List Database 2023 | 0 | 0.025987 | 0 | 0 | Guidehouse SME-based Assumptions | 0.5 | 0.75 | 0.25 | 1 | Guidehouse SME-based Assumptions | None | Baseload | None | Payback-Based | 0 | 0 | 1 | 0 | Industrial
Industrial | Boiler | NA | Boiler: Heat Recovery | as found | Recover heat from boiler blowdown, flue economizing | NEW Only | Ind - District Energy | NA | 0 | NA | Customer Segment Consumption (m^3/year) | Customer Segment Consumption (m^3/year) | 14 | 0 | 0.046069 | 0 | Michigan Master Measure List Database 2023 | 0 | 0.025987 | 0 | 0 | Guidehouse SME-based Assumptions | 0.5 | 0.75 | 0.25 | 1 | Guidehouse SME-based Assumptions | None | Baseload | None | Payback-Based | 0 | 0 | 1 | 0 | Industrial
Industrial | Boiler | NA | Boiler: Heat Recovery | as found | Recover heat from boiler blowdown, flue economizing | NEW Only | Ind - Food and Beverages Manufacturing | NA | 0 | NA | Customer Segment Consumption (m^3/year) | Customer Segment Consumption (m^3/year) | 14 | 0 | 0.046069 | 0 | Michigan Master Measure List Database 2023 | 0 | 0.025987 | 0 | 0 | Guidehouse SME-based Assumptions | 0.5 | 0.75 | 0.25 | 1 | Guidehouse SME-based Assumptions | None | Baseload | None | Payback-Based | 0 | 0 | 1 | 0 | Industrial
Industrial | Boiler | NA | Boiler: Heat Recovery | as found | Recover heat from boiler blowdown, flue economizing | NEW Only | Ind - Other Industrial | NA | 0 | NA | Customer Segment Consumption (m^3/year) | Customer Segment Consumption (m^3/year) | 14 | 0 | 0.046069 | 0 | Michigan Master Measure List Database 2023 | 0 | 0.025987 | 0 | 0 | Guidehouse SME-based Assumptions | 0.5 | 0.75 | 0.25 | 0.2 | Guidehouse SME-based Assumptions | None | Baseload | None | Payback-Based | 0 | 0 | 1 | 0 | Industrial
Industrial | Boiler | NA | Boiler: Heat Recovery | as found | Recover heat from boiler blowdown, flue economizing | NEW Only | Ind - Petroleum Manufacturing | NA | 0 | NA | Customer Segment Consumption (m^3/year) | Customer Segment Consumption (m^3/year) | 14 | 0 | 0.046069 | 0 | Michigan Master Measure List Database 2023 | 0 | 0.025987 | 0 | 0 | Guidehouse SME-based Assumptions | 0.5 | 0.75 | 0.25 | 1 | Guidehouse SME-based Assumptions | None | Baseload | None | Payback-Based | 0 | 0 | 1 | 0 | Industrial
Industrial | Boiler | NA | Boiler: Heat Recovery | as found | Recover heat from boiler blowdown, flue economizing | NEW Only | Ind - Plastic and Rubber Manufacturing | NA | 0 | NA | Customer Segment Consumption (m^3/year) | Customer Segment Consumption (m^3/year) | 14 | 0 | 0.046069 | 0 | Michigan Master Measure List Database 2023 | 0 | 0.025987 | 0 | 0 | Guidehouse SME-based Assumptions | 0.5 | 0.75 | 0.25 | 1 | Guidehouse SME-based Assumptions | None | Baseload | None | Payback-Based | 0 | 0 | 1 | 0 | Industrial
Industrial | Boiler | NA | Boiler: Heat Recovery | as found | Recover heat from boiler blowdown, flue economizing | NEW Only | Ind - Pulp, Paper and Wood Products Manufacturing | NA | 0 | NA | Customer Segment Consumption (m^3/year) | Customer Segment Consumption (m^3/year) | 14 | 0 | 0.046069 | 0 | Michigan Master Measure List Database 2023 | 0 | 0.025987 | 0 | 0 | Guidehouse SME-based Assumptions | 0.5 | 0.75 | 0.25 | 1 | Guidehouse SME-based Assumptions | None | Baseload | None | Payback-Based | 0 | 0 | 1 | 0 | Industrial
Industrial | Boiler | NA | Boiler: Heat Recovery | as found | Recover heat from boiler blowdown, flue economizing | NEW Only | Ind - Transportation and Machinery | NA | 0 | NA | Customer Segment Consumption (m^3/year) | Customer Segment Consumption (m^3/year) | 14 | 0 | 0.046069 | 0 | Michigan Master Measure List Database 2023 | 0 | 0.025987 | 0 | 0 | Guidehouse SME-based Assumptions | 0.5 | 0.75 | 0.25 | 1 | Guidehouse SME-based Assumptions | None | Baseload | None | Payback-Based | 0 | 0 | 1 | 0 | Industrial
Industrial | Boiler | NA | Boiler: Heat Recovery | as found | Recover heat from boiler blowdown, flue economizing | NEW Only | Ind - Water and Wastewater Treatment | NA | 0 | NA | Customer Segment Consumption (m^3/year) | Customer Segment Consumption (m^3/year) | 14 | 0 | 0.046069 | 0 | Michigan Master Measure List Database 2023 | 0 | 0.025987 | 0 | 0 | Guidehouse SME-based Assumptions | 0.5 | 0.75 | 0.25 | 0.5 | Guidehouse SME-based Assumptions | None | Baseload | None | Payback-Based | 0 | 0 | 1 | 0 | Industrial
Industrial | Boiler | NA | Boiler: Waste Combustion | as found | Waste heat boiler, Install Combined Heat and Power plant, Install steam expansion turbines | RET Only | Ind - Agriculture | NA | 0 | NA | Customer Segment Consumption (m^3/year) | Customer Segment Consumption (m^3/year) | 6 | 0 | 0.033601 | 0 | Michigan Master Measure List Database 2023 | 0 | 0.025 | 0 | 0 | Guidehouse SME-based Assumptions | 0.75 | 0.5 | 0.5 | 1 | Guidehouse SME-based Assumptions | None | Baseload | None | Payback-Based | 0 | 0 | 1 | 0 | Industrial
Industrial | Boiler | NA | Boiler: Waste Combustion | as found | Waste heat boiler, Install Combined Heat and Power plant, Install steam expansion turbines | RET Only | Ind - Chemical | NA | 0 | NA | Customer Segment Consumption (m^3/year) | Customer Segment Consumption (m^3/year) | 6 | 0 | 0.033601 | 0 | Michigan Master Measure List Database 2023 | 0 | 0.025 | 0 | 0 | Guidehouse SME-based Assumptions | 0.75 | 0.5 | 0.5 | 1 | Guidehouse SME-based Assumptions | None | Baseload | None | Payback-Based | 0 | 0 | 1 | 0 | Industrial
Industrial | Boiler | NA | Boiler: Waste Combustion | as found | Waste heat boiler, Install Combined Heat and Power plant, Install steam expansion turbines | RET Only | Ind - District Energy | NA | 0 | NA | Customer Segment Consumption (m^3/year) | Customer Segment Consumption (m^3/year) | 6 | 0 | 0.033601 | 0 | Michigan Master Measure List Database 2023 | 0 | 0.025 | 0 | 0 | Guidehouse SME-based Assumptions | 0.75 | 0.5 | 0.5 | 1 | Guidehouse SME-based Assumptions | None | Baseload | None | Payback-Based | 0 | 0 | 1 | 0 | Industrial
Industrial | Boiler | NA | Boiler: Waste Combustion | as found | Waste heat boiler, Install Combined Heat and Power plant, Install steam expansion turbines | RET Only | Ind - Food and Beverages Manufacturing | NA | 0 | NA | Customer Segment Consumption (m^3/year) | Customer Segment Consumption (m^3/year) | 6 | 0 | 0.033601 | 0 | Michigan Master Measure List Database 2023 | 0 | 0.025 | 0 | 0 | Guidehouse SME-based Assumptions | 0.75 | 0.5 | 0.5 | 1 | Guidehouse SME-based Assumptions | None | Baseload | None | Payback-Based | 0 | 0 | 1 | 0 | Industrial
Industrial | Boiler | NA | Boiler: Waste Combustion | as found | Waste heat boiler, Install Combined Heat and Power plant, Install steam expansion turbines | RET Only | Ind - Other Industrial | NA | 0 | NA | Customer Segment Consumption (m^3/year) | Customer Segment Consumption (m^3/year) | 6 | 0 | 0.033601 | 0 | Michigan Master Measure List Database 2023 | 0 | 0.025 | 0 | 0 | Guidehouse SME-based Assumptions | 0.75 | 0.5 | 0.5 | 1 | Guidehouse SME-based Assumptions | None | Baseload | None | Payback-Based | 0 | 0 | 1 | 0 | Industrial
Industrial | Boiler | NA | Boiler: Waste Combustion | as found | Waste heat boiler, Install Combined Heat and Power plant, Install steam expansion turbines | RET Only | Ind - Petroleum Manufacturing | NA | 0 | NA | Customer Segment Consumption (m^3/year) | Customer Segment Consumption (m^3/year) | 6 | 0 | 0.033601 | 0 | Michigan Master Measure List Database 2023 | 0 | 0.025 | 0 | 0 | Guidehouse SME-based Assumptions | 0.75 | 0.5 | 0.5 | 1 | Guidehouse SME-based Assumptions | None | Baseload | None | Payback-Based | 0 | 0 | 1 | 0 | Industrial
Industrial | Boiler | NA | Boiler: Waste Combustion | as found | Waste heat boiler, Install Combined Heat and Power plant, Install steam expansion turbines | RET Only | Ind - Plastic and Rubber Manufacturing | NA | 0 | NA | Customer Segment Consumption (m^3/year) | Customer Segment Consumption (m^3/year) | 6 | 0 | 0.033601 | 0 | Michigan Master Measure List Database 2023 | 0 | 0.025 | 0 | 0 | Guidehouse SME-based Assumptions | 0.75 | 0.5 | 0.5 | 1 | Guidehouse SME-based Assumptions | None | Baseload | None | Payback-Based | 0 | 0 | 1 | 0 | Industrial
Industrial | Boiler | NA | Boiler: Waste Combustion | as found | Waste heat boiler, Install Combined Heat and Power plant, Install steam expansion turbines | RET Only | Ind - Pulp, Paper and Wood Products Manufacturing | NA | 0 | NA | Customer Segment Consumption (m^3/year) | Customer Segment Consumption (m^3/year) | 6 | 0 | 0.033601 | 0 | Michigan Master Measure List Database 2023 | 0 | 0.025 | 0 | 0 | Guidehouse SME-based Assumptions | 0.75 | 0.5 | 0.5 | 1 | Guidehouse SME-based Assumptions | None | Baseload | None | Payback-Based | 0 | 0 | 1 | 0 | Industrial
Industrial | Boiler | NA | Boiler: Waste Combustion | as found | Waste heat boiler, Install Combined Heat and Power plant, Install steam expansion turbines | RET Only | Ind - Transportation and Machinery | NA | 0 | NA | Customer Segment Consumption (m^3/year) | Customer Segment Consumption (m^3/year) | 6 | 0 | 0.033601 | 0 | Michigan Master Measure List Database 2023 | 0 | 0.025 | 0 | 0 | Guidehouse SME-based Assumptions | 0.75 | 0.5 | 0.5 | 1 | Guidehouse SME-based Assumptions | None | Baseload | None | Payback-Based | 0 | 0 | 1 | 0 | Industrial
Industrial | Boiler | NA | Boiler: Waste Combustion | as found | Waste heat boiler, Install Combined Heat and Power plant, Install steam expansion turbines | RET Only | Ind - Water and Wastewater Treatment | NA | 0 | NA | Customer Segment Consumption (m^3/year) | Customer Segment Consumption (m^3/year) | 6 | 0 | 0.033601 | 0 | Michigan Master Measure List Database 2023 | 0 | 0.025 | 0 | 0 | Guidehouse SME-based Assumptions | 0.75 | 0.5 | 0.5 | 1 | Guidehouse SME-based Assumptions | None | Baseload | None | Payback-Based | 0 | 0 | 1 | 0 | Industrial
Industrial | Boiler | NA | Boiler: Waste Combustion | as found | Waste heat boiler, Install Combined Heat and Power plant, Install steam expansion turbines | NEW Only | Ind - Agriculture | NA | 0 | NA | Customer Segment Consumption (m^3/year) | Customer Segment Consumption (m^3/year) | 6 | 0 | 0.033601 | 0 | Michigan Master Measure List Database 2023 | 0 | 0.025 | 0 | 0 | Guidehouse SME-based Assumptions | 0.75 | 0.5 | 0.5 | 1 | Guidehouse SME-based Assumptions | None | Baseload | None | Payback-Based | 0 | 0 | 1 | 0 | Industrial
Industrial | Boiler | NA | Boiler: Waste Combustion | as found | Waste heat boiler, Install Combined Heat and Power plant, Install steam expansion turbines | NEW Only | Ind - Chemical | NA | 0 | NA | Customer Segment Consumption (m^3/year) | Customer Segment Consumption (m^3/year) | 6 | 0 | 0.033601 | 0 | Michigan Master Measure List Database 2023 | 0 | 0.025 | 0 | 0 | Guidehouse SME-based Assumptions | 0.75 | 0.5 | 0.5 | 1 | Guidehouse SME-based Assumptions | None | Baseload | None | Payback-Based | 0 | 0 | 1 | 0 | Industrial
Industrial | Boiler | NA | Boiler: Waste Combustion | as found | Waste heat boiler, Install Combined Heat and Power plant, Install steam expansion turbines | NEW Only | Ind - District Energy | NA | 0 | NA | Customer Segment Consumption (m^3/year) | Customer Segment Consumption (m^3/year) | 6 | 0 | 0.033601 | 0 | Michigan Master Measure List Database 2023 | 0 | 0.025 | 0 | 0 | Guidehouse SME-based Assumptions | 0.75 | 0.5 | 0.5 | 1 | Guidehouse SME-based Assumptions | None | Baseload | None | Payback-Based | 0 | 0 | 1 | 0 | Industrial
Industrial | Boiler | NA | Boiler: Waste Combustion | as found | Waste heat boiler, Install Combined Heat and Power plant, Install steam expansion turbines | NEW Only | Ind - Food and Beverages Manufacturing | NA | 0 | NA | Customer Segment Consumption (m^3/year) | Customer Segment Consumption (m^3/year) | 6 | 0 | 0.033601 | 0 | Michigan Master Measure List Database 2023 | 0 | 0.025 | 0 | 0 | Guidehouse SME-based Assumptions | 0.75 | 0.5 | 0.5 | 1 | Guidehouse SME-based Assumptions | None | Baseload | None | Payback-Based | 0 | 0 | 1 | 0 | Industrial
Industrial | Boiler | NA | Boiler: Waste Combustion | as found | Waste heat boiler, Install Combined Heat and Power plant, Install steam expansion turbines | NEW Only | Ind - Other Industrial | NA | 0 | NA | Customer Segment Consumption (m^3/year) | Customer Segment Consumption (m^3/year) | 6 | 0 | 0.033601 | 0 | Michigan Master Measure List Database 2023 | 0 | 0.025 | 0 | 0 | Guidehouse SME-based Assumptions | 0.75 | 0.5 | 0.5 | 1 | Guidehouse SME-based Assumptions | None | Baseload | None | Payback-Based | 0 | 0 | 1 | 0 | Industrial
Industrial | Boiler | NA | Boiler: Waste Combustion | as found | Waste heat boiler, Install Combined Heat and Power plant, Install steam expansion turbines | NEW Only | Ind - Petroleum Manufacturing | NA | 0 | NA | Customer Segment Consumption (m^3/year) | Customer Segment Consumption (m^3/year) | 6 | 0 | 0.033601 | 0 | Michigan Master Measure List Database 2023 | 0 | 0.025 | 0 | 0 | Guidehouse SME-based Assumptions | 0.75 | 0.5 | 0.5 | 1 | Guidehouse SME-based Assumptions | None | Baseload | None | Payback-Based | 0 | 0 | 1 | 0 | Industrial
Industrial | Boiler | NA | Boiler: Waste Combustion | as found | Waste heat boiler, Install Combined Heat and Power plant, Install steam expansion turbines | NEW Only | Ind - Plastic and Rubber Manufacturing | NA | 0 | NA | Customer Segment Consumption (m^3/year) | Customer Segment Consumption (m^3/year) | 6 | 0 | 0.033601 | 0 | Michigan Master Measure List Database 2023 | 0 | 0.025 | 0 | 0 | Guidehouse SME-based Assumptions | 0.75 | 0.5 | 0.5 | 1 | Guidehouse SME-based Assumptions | None | Baseload | None | Payback-Based | 0 | 0 | 1 | 0 | Industrial
Industrial | Boiler | NA | Boiler: Waste Combustion | as found | Waste heat boiler, Install Combined Heat and Power plant, Install steam expansion turbines | NEW Only | Ind - Pulp, Paper and Wood Products Manufacturing | NA | 0 | NA | Customer Segment Consumption (m^3/year) | Customer Segment Consumption (m^3/year) | 6 | 0 | 0.033601 | 0 | Michigan Master Measure List Database 2023 | 0 | 0.025 | 0 | 0 | Guidehouse SME-based Assumptions | 0.75 | 0.5 | 0.5 | 1 | Guidehouse SME-based Assumptions | None | Baseload | None | Payback-Based | 0 | 0 | 1 | 0 | Industrial
Industrial | Boiler | NA | Boiler: Waste Combustion | as found | Waste heat boiler, Install Combined Heat and Power plant, Install steam expansion turbines | NEW Only | Ind - Transportation and Machinery | NA | 0 | NA | Customer Segment Consumption (m^3/year) | Customer Segment Consumption (m^3/year) | 6 | 0 | 0.033601 | 0 | Michigan Master Measure List Database 2023 | 0 | 0.025 | 0 | 0 | Guidehouse SME-based Assumptions | 0.75 | 0.5 | 0.5 | 1 | Guidehouse SME-based Assumptions | None | Baseload | None | Payback-Based | 0 | 0 | 1 | 0 | Industrial
Industrial | Boiler | NA | Boiler: Waste Combustion | as found | Waste heat boiler, Install Combined Heat and Power plant, Install steam expansion turbines | NEW Only | Ind - Water and Wastewater Treatment | NA | 0 | NA | Customer Segment Consumption (m^3/year) | Customer Segment Consumption (m^3/year) | 6 | 0 | 0.033601 | 0 | Michigan Master Measure List Database 2023 | 0 | 0.025 | 0 | 0 | Guidehouse SME-based Assumptions | 0.75 | 0.5 | 0.5 | 1 | Guidehouse SME-based Assumptions | None | Baseload | None | Payback-Based | 0 | 0 | 1 | 0 | Industrial
Industrial | Boiler | NA | Boiler: Steam use reduction | as found | Utilize hot water over steam usage for low temp processes | RET Only | Ind - Agriculture | NA | 0 | NA | Customer Segment Consumption (m^3/year) | Customer Segment Consumption (m^3/year) | 6 | 0 | 0.017681 | 0 | Michigan Master Measure List Database 2023 | 0 | 0.025 | 0 | 0 | Guidehouse SME-based Assumptions | 0.75 | 0.75 | 0.25 | 1 | Guidehouse SME-based Assumptions | None | Baseload | None | Payback-Based | 0 | 0 | 1 | 0 | Industrial
Industrial | Boiler | NA | Boiler: Steam use reduction | as found | Utilize hot water over steam usage for low temp processes | RET Only | Ind - Chemical | NA | 0 | NA | Customer Segment Consumption (m^3/year) | Customer Segment Consumption (m^3/year) | 6 | 0 | 0.017681 | 0 | Michigan Master Measure List Database 2023 | 0 | 0.025 | 0 | 0 | Guidehouse SME-based Assumptions | 0.75 | 0.75 | 0.25 | 1 | Guidehouse SME-based Assumptions | None | Baseload | None | Payback-Based | 0 | 0 | 1 | 0 | Industrial
Industrial | Boiler | NA | Boiler: Steam use reduction | as found | Utilize hot water over steam usage for low temp processes | RET Only | Ind - District Energy | NA | 0 | NA | Customer Segment Consumption (m^3/year) | Customer Segment Consumption (m^3/year) | 6 | 0 | 0.017681 | 0 | Michigan Master Measure List Database 2023 | 0 | 0.025 | 0 | 0 | Guidehouse SME-based Assumptions | 0.75 | 0.75 | 0.25 | 1 | Guidehouse SME-based Assumptions | None | Baseload | None | Payback-Based | 0 | 0 | 1 | 0 | Industrial
Industrial | Boiler | NA | Boiler: Steam use reduction | as found | Utilize hot water over steam usage for low temp processes | RET Only | Ind - Food and Beverages Manufacturing | NA | 0 | NA | Customer Segment Consumption (m^3/year) | Customer Segment Consumption (m^3/year) | 6 | 0 | 0.017681 | 0 | Michigan Master Measure List Database 2023 | 0 | 0.025 | 0 | 0 | Guidehouse SME-based Assumptions | 0.75 | 0.75 | 0.25 | 1 | Guidehouse SME-based Assumptions | None | Baseload | None | Payback-Based | 0 | 0 | 1 | 0 | Industrial
Industrial | Boiler | NA | Boiler: Steam use reduction | as found | Utilize hot water over steam usage for low temp processes | RET Only | Ind - Other Industrial | NA | 0 | NA | Customer Segment Consumption (m^3/year) | Customer Segment Consumption (m^3/year) | 6 | 0 | 0.017681 | 0 | Michigan Master Measure List Database 2023 | 0 | 0.025 | 0 | 0 | Guidehouse SME-based Assumptions | 0.75 | 0.75 | 0.25 | 1 | Guidehouse SME-based Assumptions | None | Baseload | None | Payback-Based | 0 | 0 | 1 | 0 | Industrial
Industrial | Boiler | NA | Boiler: Steam use reduction | as found | Utilize hot water over steam usage for low temp processes | RET Only | Ind - Petroleum Manufacturing | NA | 0 | NA | Customer Segment Consumption (m^3/year) | Customer Segment Consumption (m^3/year) | 6 | 0 | 0.017681 | 0 | Michigan Master Measure List Database 2023 | 0 | 0.025 | 0 | 0 | Guidehouse SME-based Assumptions | 0.75 | 0.75 | 0.25 | 1 | Guidehouse SME-based Assumptions | None | Baseload | None | Payback-Based | 0 | 0 | 1 | 0 | Industrial
Industrial | Boiler | NA | Boiler: Steam use reduction | as found | Utilize hot water over steam usage for low temp processes | RET Only | Ind - Plastic and Rubber Manufacturing | NA | 0 | NA | Customer Segment Consumption (m^3/year) | Customer Segment Consumption (m^3/year) | 6 | 0 | 0.017681 | 0 | Michigan Master Measure List Database 2023 | 0 | 0.025 | 0 | 0 | Guidehouse SME-based Assumptions | 0.75 | 0.75 | 0.25 | 1 | Guidehouse SME-based Assumptions | None | Baseload | None | Payback-Based | 0 | 0 | 1 | 0 | Industrial
Industrial | Boiler | NA | Boiler: Steam use reduction | as found | Utilize hot water over steam usage for low temp processes | RET Only | Ind - Pulp, Paper and Wood Products Manufacturing | NA | 0 | NA | Customer Segment Consumption (m^3/year) | Customer Segment Consumption (m^3/year) | 6 | 0 | 0.017681 | 0 | Michigan Master Measure List Database 2023 | 0 | 0.025 | 0 | 0 | Guidehouse SME-based Assumptions | 0.75 | 0.75 | 0.25 | 1 | Guidehouse SME-based Assumptions | None | Baseload | None | Payback-Based | 0 | 0 | 1 | 0 | Industrial
Industrial | Boiler | NA | Boiler: Steam use reduction | as found | Utilize hot water over steam usage for low temp processes | RET Only | Ind - Transportation and Machinery | NA | 0 | NA | Customer Segment Consumption (m^3/year) | Customer Segment Consumption (m^3/year) | 6 | 0 | 0.017681 | 0 | Michigan Master Measure List Database 2023 | 0 | 0.025 | 0 | 0 | Guidehouse SME-based Assumptions | 0.75 | 0.75 | 0.25 | 0.3 | Guidehouse SME-based Assumptions | None | Baseload | None | Payback-Based | 0 | 0 | 1 | 0 | Industrial
Industrial | Boiler | NA | Boiler: Steam use reduction | as found | Utilize hot water over steam usage for low temp processes | RET Only | Ind - Water and Wastewater Treatment | NA | 0 | NA | Customer Segment Consumption (m^3/year) | Customer Segment Consumption (m^3/year) | 6 | 0 | 0.017681 | 0 | Michigan Master Measure List Database 2023 | 0 | 0.025 | 0 | 0 | Guidehouse SME-based Assumptions | 0.75 | 0.75 | 0.25 | 1 | Guidehouse SME-based Assumptions | None | Baseload | None | Payback-Based | 0 | 0 | 1 | 0 | Industrial
Industrial | Boiler | NA | Boiler: Steam use reduction | as found | Utilize hot water over steam usage for low temp processes | NEW Only | Ind - Agriculture | NA | 0 | NA | Customer Segment Consumption (m^3/year) | Customer Segment Consumption (m^3/year) | 6 | 0 | 0.017681 | 0 | Michigan Master Measure List Database 2023 | 0 | 0.025 | 0 | 0 | Guidehouse SME-based Assumptions | 0.75 | 0.75 | 0.25 | 1 | Guidehouse SME-based Assumptions | None | Baseload | None | Payback-Based | 0 | 0 | 1 | 0 | Industrial
Industrial | Boiler | NA | Boiler: Steam use reduction | as found | Utilize hot water over steam usage for low temp processes | NEW Only | Ind - Chemical | NA | 0 | NA | Customer Segment Consumption (m^3/year) | Customer Segment Consumption (m^3/year) | 6 | 0 | 0.017681 | 0 | Michigan Master Measure List Database 2023 | 0 | 0.025 | 0 | 0 | Guidehouse SME-based Assumptions | 0.75 | 0.75 | 0.25 | 1 | Guidehouse SME-based Assumptions | None | Baseload | None | Payback-Based | 0 | 0 | 1 | 0 | Industrial
Industrial | Boiler | NA | Boiler: Steam use reduction | as found | Utilize hot water over steam usage for low temp processes | NEW Only | Ind - District Energy | NA | 0 | NA | Customer Segment Consumption (m^3/year) | Customer Segment Consumption (m^3/year) | 6 | 0 | 0.017681 | 0 | Michigan Master Measure List Database 2023 | 0 | 0.025 | 0 | 0 | Guidehouse SME-based Assumptions | 0.75 | 0.75 | 0.25 | 1 | Guidehouse SME-based Assumptions | None | Baseload | None | Payback-Based | 0 | 0 | 1 | 0 | Industrial
Industrial | Boiler | NA | Boiler: Steam use reduction | as found | Utilize hot water over steam usage for low temp processes | NEW Only | Ind - Food and Beverages Manufacturing | NA | 0 | NA | Customer Segment Consumption (m^3/year) | Customer Segment Consumption (m^3/year) | 6 | 0 | 0.017681 | 0 | Michigan Master Measure List Database 2023 | 0 | 0.025 | 0 | 0 | Guidehouse SME-based Assumptions | 0.75 | 0.75 | 0.25 | 1 | Guidehouse SME-based Assumptions | None | Baseload | None | Payback-Based | 0 | 0 | 1 | 0 | Industrial
Industrial | Boiler | NA | Boiler: Steam use reduction | as found | Utilize hot water over steam usage for low temp processes | NEW Only | Ind - Other Industrial | NA | 0 | NA | Customer Segment Consumption (m^3/year) | Customer Segment Consumption (m^3/year) | 6 | 0 | 0.017681 | 0 | Michigan Master Measure List Database 2023 | 0 | 0.025 | 0 | 0 | Guidehouse SME-based Assumptions | 0.75 | 0.75 | 0.25 | 1 | Guidehouse SME-based Assumptions | None | Baseload | None | Payback-Based | 0 | 0 | 1 | 0 | Industrial
Industrial | Boiler | NA | Boiler: Steam use reduction | as found | Utilize hot water over steam usage for low temp processes | NEW Only | Ind - Petroleum Manufacturing | NA | 0 | NA | Customer Segment Consumption (m^3/year) | Customer Segment Consumption (m^3/year) | 6 | 0 | 0.017681 | 0 | Michigan Master Measure List Database 2023 | 0 | 0.025 | 0 | 0 | Guidehouse SME-based Assumptions | 0.75 | 0.75 | 0.25 | 1 | Guidehouse SME-based Assumptions | None | Baseload | None | Payback-Based | 0 | 0 | 1 | 0 | Industrial
Industrial | Boiler | NA | Boiler: Steam use reduction | as found | Utilize hot water over steam usage for low temp processes | NEW Only | Ind - Plastic and Rubber Manufacturing | NA | 0 | NA | Customer Segment Consumption (m^3/year) | Customer Segment Consumption (m^3/year) | 6 | 0 | 0.017681 | 0 | Michigan Master Measure List Database 2023 | 0 | 0.025 | 0 | 0 | Guidehouse SME-based Assumptions | 0.75 | 0.75 | 0.25 | 1 | Guidehouse SME-based Assumptions | None | Baseload | None | Payback-Based | 0 | 0 | 1 | 0 | Industrial
Industrial | Boiler | NA | Boiler: Steam use reduction | as found | Utilize hot water over steam usage for low temp processes | NEW Only | Ind - Pulp, Paper and Wood Products Manufacturing | NA | 0 | NA | Customer Segment Consumption (m^3/year) | Customer Segment Consumption (m^3/year) | 6 | 0 | 0.017681 | 0 | Michigan Master Measure List Database 2023 | 0 | 0.025 | 0 | 0 | Guidehouse SME-based Assumptions | 0.75 | 0.75 | 0.25 | 1 | Guidehouse SME-based Assumptions | None | Baseload | None | Payback-Based | 0 | 0 | 1 | 0 | Industrial
Industrial | Boiler | NA | Boiler: Steam use reduction | as found | Utilize hot water over steam usage for low temp processes | NEW Only | Ind - Transportation and Machinery | NA | 0 | NA | Customer Segment Consumption (m^3/year) | Customer Segment Consumption (m^3/year) | 6 | 0 | 0.017681 | 0 | Michigan Master Measure List Database 2023 | 0 | 0.025 | 0 | 0 | Guidehouse SME-based Assumptions | 0.75 | 0.75 | 0.25 | 0.3 | Guidehouse SME-based Assumptions | None | Baseload | None | Payback-Based | 0 | 0 | 1 | 0 | Industrial
Industrial | Boiler | NA | Boiler: Steam use reduction | as found | Utilize hot water over steam usage for low temp processes | NEW Only | Ind - Water and Wastewater Treatment | NA | 0 | NA | Customer Segment Consumption (m^3/year) | Customer Segment Consumption (m^3/year) | 6 | 0 | 0.017681 | 0 | Michigan Master Measure List Database 2023 | 0 | 0.025 | 0 | 0 | Guidehouse SME-based Assumptions | 0.75 | 0.75 | 0.25 | 1 | Guidehouse SME-based Assumptions | None | Baseload | None | Payback-Based | 0 | 0 | 1 | 0 | Industrial
Industrial | Boiler | NA | Boiler: Recompression | as found | Return condensate, Recover steam from blowdown, Recover flash steam, Steam recirculation | RET Only | Ind - Agriculture | NA | 0 | NA | Customer Segment Consumption (m^3/year) | Customer Segment Consumption (m^3/year) | 6 | 0 | 0.055961 | 0 | Michigan Master Measure List Database 2023 | 0 | 0.021775 | 0 | 0 | Guidehouse SME-based Assumptions | 0.75 | 0.5 | 0.5 | 1 | Guidehouse SME-based Assumptions | None | Baseload | None | Payback-Based | 0 | 0 | 1 | 0 | Industrial
Industrial | Boiler | NA | Boiler: Recompression | as found | Return condensate, Recover steam from blowdown, Recover flash steam, Steam recirculation | RET Only | Ind - Chemical | NA | 0 | NA | Customer Segment Consumption (m^3/year) | Customer Segment Consumption (m^3/year) | 6 | 0 | 0.055961 | 0 | Michigan Master Measure List Database 2023 | 0 | 0.021775 | 0 | 0 | Guidehouse SME-based Assumptions | 0.75 | 0.5 | 0.5 | 1 | Guidehouse SME-based Assumptions | None | Baseload | None | Payback-Based | 0 | 0 | 1 | 0 | Industrial
Industrial | Boiler | NA | Boiler: Recompression | as found | Return condensate, Recover steam from blowdown, Recover flash steam, Steam recirculation | RET Only | Ind - District Energy | NA | 0 | NA | Customer Segment Consumption (m^3/year) | Customer Segment Consumption (m^3/year) | 6 | 0 | 0.055961 | 0 | Michigan Master Measure List Database 2023 | 0 | 0.021775 | 0 | 0 | Guidehouse SME-based Assumptions | 0.75 | 0.5 | 0.5 | 1 | Guidehouse SME-based Assumptions | None | Baseload | None | Payback-Based | 0 | 0 | 1 | 0 | Industrial
Industrial | Boiler | NA | Boiler: Recompression | as found | Return condensate, Recover steam from blowdown, Recover flash steam, Steam recirculation | RET Only | Ind - Food and Beverages Manufacturing | NA | 0 | NA | Customer Segment Consumption (m^3/year) | Customer Segment Consumption (m^3/year) | 6 | 0 | 0.055961 | 0 | Michigan Master Measure List Database 2023 | 0 | 0.021775 | 0 | 0 | Guidehouse SME-based Assumptions | 0.75 | 0.5 | 0.5 | 1 | Guidehouse SME-based Assumptions | None | Baseload | None | Payback-Based | 0 | 0 | 1 | 0 | Industrial
Industrial | Boiler | NA | Boiler: Recompression | as found | Return condensate, Recover steam from blowdown, Recover flash steam, Steam recirculation | RET Only | Ind - Other Industrial | NA | 0 | NA | Customer Segment Consumption (m^3/year) | Customer Segment Consumption (m^3/year) | 6 | 0 | 0.055961 | 0 | Michigan Master Measure List Database 2023 | 0 | 0.021775 | 0 | 0 | Guidehouse SME-based Assumptions | 0.75 | 0.5 | 0.5 | 1 | Guidehouse SME-based Assumptions | None | Baseload | None | Payback-Based | 0 | 0 | 1 | 0 | Industrial
Industrial | Boiler | NA | Boiler: Recompression | as found | Return condensate, Recover steam from blowdown, Recover flash steam, Steam recirculation | RET Only | Ind - Petroleum Manufacturing | NA | 0 | NA | Customer Segment Consumption (m^3/year) | Customer Segment Consumption (m^3/year) | 6 | 0 | 0.055961 | 0 | Michigan Master Measure List Database 2023 | 0 | 0.021775 | 0 | 0 | Guidehouse SME-based Assumptions | 0.75 | 0.5 | 0.5 | 1 | Guidehouse SME-based Assumptions | None | Baseload | None | Payback-Based | 0 | 0 | 1 | 0 | Industrial
Industrial | Boiler | NA | Boiler: Recompression | as found | Return condensate, Recover steam from blowdown, Recover flash steam, Steam recirculation | RET Only | Ind - Plastic and Rubber Manufacturing | NA | 0 | NA | Customer Segment Consumption (m^3/year) | Customer Segment Consumption (m^3/year) | 6 | 0 | 0.055961 | 0 | Michigan Master Measure List Database 2023 | 0 | 0.021775 | 0 | 0 | Guidehouse SME-based Assumptions | 0.75 | 0.5 | 0.5 | 1 | Guidehouse SME-based Assumptions | None | Baseload | None | Payback-Based | 0 | 0 | 1 | 0 | Industrial
Industrial | Boiler | NA | Boiler: Recompression | as found | Return condensate, Recover steam from blowdown, Recover flash steam, Steam recirculation | RET Only | Ind - Pulp, Paper and Wood Products Manufacturing | NA | 0 | NA | Customer Segment Consumption (m^3/year) | Customer Segment Consumption (m^3/year) | 6 | 0 | 0.055961 | 0 | Michigan Master Measure List Database 2023 | 0 | 0.021775 | 0 | 0 | Guidehouse SME-based Assumptions | 0.75 | 0.5 | 0.5 | 1 | Guidehouse SME-based Assumptions | None | Baseload | None | Payback-Based | 0 | 0 | 1 | 0 | Industrial
Industrial | Boiler | NA | Boiler: Recompression | as found | Return condensate, Recover steam from blowdown, Recover flash steam, Steam recirculation | RET Only | Ind - Transportation and Machinery | NA | 0 | NA | Customer Segment Consumption (m^3/year) | Customer Segment Consumption (m^3/year) | 6 | 0 | 0.055961 | 0 | Michigan Master Measure List Database 2023 | 0 | 0.021775 | 0 | 0 | Guidehouse SME-based Assumptions | 0.75 | 0.5 | 0.5 | 0.3 | Guidehouse SME-based Assumptions | None | Baseload | None | Payback-Based | 0 | 0 | 1 | 0 | Industrial
Industrial | Boiler | NA | Boiler: Recompression | as found | Return condensate, Recover steam from blowdown, Recover flash steam, Steam recirculation | RET Only | Ind - Water and Wastewater Treatment | NA | 0 | NA | Customer Segment Consumption (m^3/year) | Customer Segment Consumption (m^3/year) | 6 | 0 | 0.055961 | 0 | Michigan Master Measure List Database 2023 | 0 | 0.021775 | 0 | 0 | Guidehouse SME-based Assumptions | 0.75 | 0.5 | 0.5 | 1 | Guidehouse SME-based Assumptions | None | Baseload | None | Payback-Based | 0 | 0 | 1 | 0 | Industrial
Industrial | Boiler | NA | Boiler: Recompression | as found | Return condensate, Recover steam from blowdown, Recover flash steam, Steam recirculation | NEW Only | Ind - Agriculture | NA | 0 | NA | Customer Segment Consumption (m^3/year) | Customer Segment Consumption (m^3/year) | 6 | 0 | 0.055961 | 0 | Michigan Master Measure List Database 2023 | 0 | 0.021775 | 0 | 0 | Guidehouse SME-based Assumptions | 0.75 | 0.5 | 0.5 | 1 | Guidehouse SME-based Assumptions | None | Baseload | None | Payback-Based | 0 | 0 | 1 | 0 | Industrial
Industrial | Boiler | NA | Boiler: Recompression | as found | Return condensate, Recover steam from blowdown, Recover flash steam, Steam recirculation | NEW Only | Ind - Chemical | NA | 0 | NA | Customer Segment Consumption (m^3/year) | Customer Segment Consumption (m^3/year) | 6 | 0 | 0.055961 | 0 | Michigan Master Measure List Database 2023 | 0 | 0.021775 | 0 | 0 | Guidehouse SME-based Assumptions | 0.75 | 0.5 | 0.5 | 1 | Guidehouse SME-based Assumptions | None | Baseload | None | Payback-Based | 0 | 0 | 1 | 0 | Industrial
Industrial | Boiler | NA | Boiler: Recompression | as found | Return condensate, Recover steam from blowdown, Recover flash steam, Steam recirculation | NEW Only | Ind - District Energy | NA | 0 | NA | Customer Segment Consumption (m^3/year) | Customer Segment Consumption (m^3/year) | 6 | 0 | 0.055961 | 0 | Michigan Master Measure List Database 2023 | 0 | 0.021775 | 0 | 0 | Guidehouse SME-based Assumptions | 0.75 | 0.5 | 0.5 | 1 | Guidehouse SME-based Assumptions | None | Baseload | None | Payback-Based | 0 | 0 | 1 | 0 | Industrial
Industrial | Boiler | NA | Boiler: Recompression | as found | Return condensate, Recover steam from blowdown, Recover flash steam, Steam recirculation | NEW Only | Ind - Food and Beverages Manufacturing | NA | 0 | NA | Customer Segment Consumption (m^3/year) | Customer Segment Consumption (m^3/year) | 6 | 0 | 0.055961 | 0 | Michigan Master Measure List Database 2023 | 0 | 0.021775 | 0 | 0 | Guidehouse SME-based Assumptions | 0.75 | 0.5 | 0.5 | 1 | Guidehouse SME-based Assumptions | None | Baseload | None | Payback-Based | 0 | 0 | 1 | 0 | Industrial
Industrial | Boiler | NA | Boiler: Recompression | as found | Return condensate, Recover steam from blowdown, Recover flash steam, Steam recirculation | NEW Only | Ind - Other Industrial | NA | 0 | NA | Customer Segment Consumption (m^3/year) | Customer Segment Consumption (m^3/year) | 6 | 0 | 0.055961 | 0 | Michigan Master Measure List Database 2023 | 0 | 0.021775 | 0 | 0 | Guidehouse SME-based Assumptions | 0.75 | 0.5 | 0.5 | 1 | Guidehouse SME-based Assumptions | None | Baseload | None | Payback-Based | 0 | 0 | 1 | 0 | Industrial
Industrial | Boiler | NA | Boiler: Recompression | as found | Return condensate, Recover steam from blowdown, Recover flash steam, Steam recirculation | NEW Only | Ind - Petroleum Manufacturing | NA | 0 | NA | Customer Segment Consumption (m^3/year) | Customer Segment Consumption (m^3/year) | 6 | 0 | 0.055961 | 0 | Michigan Master Measure List Database 2023 | 0 | 0.021775 | 0 | 0 | Guidehouse SME-based Assumptions | 0.75 | 0.5 | 0.5 | 1 | Guidehouse SME-based Assumptions | None | Baseload | None | Payback-Based | 0 | 0 | 1 | 0 | Industrial
Industrial | Boiler | NA | Boiler: Recompression | as found | Return condensate, Recover steam from blowdown, Recover flash steam, Steam recirculation | NEW Only | Ind - Plastic and Rubber Manufacturing | NA | 0 | NA | Customer Segment Consumption (m^3/year) | Customer Segment Consumption (m^3/year) | 6 | 0 | 0.055961 | 0 | Michigan Master Measure List Database 2023 | 0 | 0.021775 | 0 | 0 | Guidehouse SME-based Assumptions | 0.75 | 0.5 | 0.5 | 1 | Guidehouse SME-based Assumptions | None | Baseload | None | Payback-Based | 0 | 0 | 1 | 0 | Industrial
Industrial | Boiler | NA | Boiler: Recompression | as found | Return condensate, Recover steam from blowdown, Recover flash steam, Steam recirculation | NEW Only | Ind - Pulp, Paper and Wood Products Manufacturing | NA | 0 | NA | Customer Segment Consumption (m^3/year) | Customer Segment Consumption (m^3/year) | 6 | 0 | 0.055961 | 0 | Michigan Master Measure List Database 2023 | 0 | 0.021775 | 0 | 0 | Guidehouse SME-based Assumptions | 0.75 | 0.5 | 0.5 | 1 | Guidehouse SME-based Assumptions | None | Baseload | None | Payback-Based | 0 | 0 | 1 | 0 | Industrial
Industrial | Boiler | NA | Boiler: Recompression | as found | Return condensate, Recover steam from blowdown, Recover flash steam, Steam recirculation | NEW Only | Ind - Transportation and Machinery | NA | 0 | NA | Customer Segment Consumption (m^3/year) | Customer Segment Consumption (m^3/year) | 6 | 0 | 0.055961 | 0 | Michigan Master Measure List Database 2023 | 0 | 0.021775 | 0 | 0 | Guidehouse SME-based Assumptions | 0.75 | 0.5 | 0.5 | 0.3 | Guidehouse SME-based Assumptions | None | Baseload | None | Payback-Based | 0 | 0 | 1 | 0 | Industrial
Industrial | Boiler | NA | Boiler: Recompression | as found | Return condensate, Recover steam from blowdown, Recover flash steam, Steam recirculation | NEW Only | Ind - Water and Wastewater Treatment | NA | 0 | NA | Customer Segment Consumption (m^3/year) | Customer Segment Consumption (m^3/year) | 6 | 0 | 0.055961 | 0 | Michigan Master Measure List Database 2023 | 0 | 0.021775 | 0 | 0 | Guidehouse SME-based Assumptions | 0.75 | 0.5 | 0.5 | 1 | Guidehouse SME-based Assumptions | None | Baseload | None | Payback-Based | 0 | 0 | 1 | 0 | Industrial
Industrial | Other | NA | Ind VOC Abatement Tech | as found | Heat recovery VOC | RET Only | Ind - Cement and Asphalt | NA | 0 | NA | Customer Segment Consumption (m^3/year) | Customer Segment Consumption (m^3/year) | 14 | 0 | 0.059092 | 0 | Michigan Master Measure List Database 2023 | 0 | 0.025 | 0 | 0 | Guidehouse SME-based Assumptions | 0.75 | 0.5 | 0.5 | 0 | Guidehouse SME-based Assumptions | None | Baseload | None | Payback-Based | 0 | 0 | 1 | 0 | Industrial
Industrial | Other | NA | Ind VOC Abatement Tech | as found | Heat recovery VOC | RET Only | Ind - Chemical | NA | 0 | NA | Customer Segment Consumption (m^3/year) | Customer Segment Consumption (m^3/year) | 14 | 0 | 0.059092 | 0 | Michigan Master Measure List Database 2023 | 0 | 0.025 | 0 | 0 | Guidehouse SME-based Assumptions | 0.75 | 0.5 | 0.5 | 1 | Guidehouse SME-based Assumptions | None | Baseload | None | Payback-Based | 0 | 0 | 1 | 0 | Industrial
Industrial | Other | NA | Ind VOC Abatement Tech | as found | Heat recovery VOC | RET Only | Ind - Mining, Quarrying, Oil and Gas Extraction | NA | 0 | NA | Customer Segment Consumption (m^3/year) | Customer Segment Consumption (m^3/year) | 14 | 0 | 0.059092 | 0 | Michigan Master Measure List Database 2023 | 0 | 0.025 | 0 | 0 | Guidehouse SME-based Assumptions | 0.75 | 0.5 | 0.5 | 0 | Guidehouse SME-based Assumptions | None | Baseload | None | Payback-Based | 0 | 0 | 1 | 0 | Industrial
Industrial | Other | NA | Ind VOC Abatement Tech | as found | Heat recovery VOC | RET Only | Ind - Petroleum Manufacturing | NA | 0 | NA | Customer Segment Consumption (m^3/year) | Customer Segment Consumption (m^3/year) | 14 | 0 | 0.059092 | 0 | Michigan Master Measure List Database 2023 | 0 | 0.025 | 0 | 0 | Guidehouse SME-based Assumptions | 0.75 | 0.5 | 0.5 | 1 | Guidehouse SME-based Assumptions | None | Baseload | None | Payback-Based | 0 | 0 | 1 | 0 | Industrial
Industrial | Other | NA | Ind VOC Abatement Tech | as found | Heat recovery VOC | RET Only | Ind - Plastic and Rubber Manufacturing | NA | 0 | NA | Customer Segment Consumption (m^3/year) | Customer Segment Consumption (m^3/year) | 14 | 0 | 0.059092 | 0 | Michigan Master Measure List Database 2023 | 0 | 0.025 | 0 | 0 | Guidehouse SME-based Assumptions | 0.75 | 0.5 | 0.5 | 1 | Guidehouse SME-based Assumptions | None | Baseload | None | Payback-Based | 0 | 0 | 1 | 0 | Industrial
Industrial | Other | NA | Ind VOC Abatement Tech | as found | Heat recovery VOC | NEW Only | Ind - Cement and Asphalt | NA | 0 | NA | Customer Segment Consumption (m^3/year) | Customer Segment Consumption (m^3/year) | 14 | 0 | 0.059092 | 0 | Michigan Master Measure List Database 2023 | 0 | 0.025 | 0 | 0 | Guidehouse SME-based Assumptions | 0.75 | 0.5 | 0.5 | 0 | Guidehouse SME-based Assumptions | None | Baseload | None | Payback-Based | 0 | 0 | 1 | 0 | Industrial
Industrial | Other | NA | Ind VOC Abatement Tech | as found | Heat recovery VOC | NEW Only | Ind - Chemical | NA | 0 | NA | Customer Segment Consumption (m^3/year) | Customer Segment Consumption (m^3/year) | 14 | 0 | 0.059092 | 0 | Michigan Master Measure List Database 2023 | 0 | 0.025 | 0 | 0 | Guidehouse SME-based Assumptions | 0.75 | 0.5 | 0.5 | 1 | Guidehouse SME-based Assumptions | None | Baseload | None | Payback-Based | 0 | 0 | 1 | 0 | Industrial
Industrial | Other | NA | Ind VOC Abatement Tech | as found | Heat recovery VOC | NEW Only | Ind - Mining, Quarrying, Oil and Gas Extraction | NA | 0 | NA | Customer Segment Consumption (m^3/year) | Customer Segment Consumption (m^3/year) | 14 | 0 | 0.059092 | 0 | Michigan Master Measure List Database 2023 | 0 | 0.025 | 0 | 0 | Guidehouse SME-based Assumptions | 0.75 | 0.5 | 0.5 | 0 | Guidehouse SME-based Assumptions | None | Baseload | None | Payback-Based | 0 | 0 | 1 | 0 | Industrial
Industrial | Other | NA | Ind VOC Abatement Tech | as found | Heat recovery VOC | NEW Only | Ind - Petroleum Manufacturing | NA | 0 | NA | Customer Segment Consumption (m^3/year) | Customer Segment Consumption (m^3/year) | 14 | 0 | 0.059092 | 0 | Michigan Master Measure List Database 2023 | 0 | 0.025 | 0 | 0 | Guidehouse SME-based Assumptions | 0.75 | 0.5 | 0.5 | 1 | Guidehouse SME-based Assumptions | None | Baseload | None | Payback-Based | 0 | 0 | 1 | 0 | Industrial
Industrial | Other | NA | Ind VOC Abatement Tech | as found | Heat recovery VOC | NEW Only | Ind - Plastic and Rubber Manufacturing | NA | 0 | NA | Customer Segment Consumption (m^3/year) | Customer Segment Consumption (m^3/year) | 14 | 0 | 0.059092 | 0 | Michigan Master Measure List Database 2023 | 0 | 0.025 | 0 | 0 | Guidehouse SME-based Assumptions | 0.75 | 0.5 | 0.5 | 1 | Guidehouse SME-based Assumptions | None | Baseload | None | Payback-Based | 0 | 0 | 1 | 0 | Industrial
Residential | Space Heating | North SH Engine | North ASHP with Gas Backup (Sized for Cooling 4A) - FS | Code 95% Furnace + SEER 13 AC | North ASHP (4.0 COP) + Gas Furnace Backup (95%), sized for cooling | ROB and NEW | Res - Detached | Engine | 1 | NA | Residential Households | household | 16 | 3460.5909 | 10316.6013 | 0 | IL TRM V11 5.3.1 | -2985.2863 | 957.0432 | 0.14915 | 0 | GH/EGI Heat Pump Study, IL TRM V11 5.3.1, Canmet sizing guide | 0.18137 | 0.969 | 0.031 | 0.945 | BYD for climate split, tech suitability for forced air systems per SAG input | Res_Electric_Heating_and_Cooling | Weather Sensitive | None | Payback-Based | 1 | 0 | 0 | 0 | Residential
Residential | Space Heating | North SH Engine | North ASHP with Gas Backup (Sized for Cooling 4A) - FS | Code 95% Furnace + SEER 13 AC | North ASHP (4.0 COP) + Gas Furnace Backup (95%), sized for cooling | ROB and NEW | Res - Attached and Other | Engine | 1 | NA | Residential Households | household | 16 | 3070.7296 | 9980.514 | 0 | IL TRM V11 5.3.1 | -1964.8963 | 629.9197 | 0.098172 | 0 | GH/EGI Heat Pump Study, IL TRM V11 5.3.1, Canmet sizing guide | 0.17853 | 0.969 | 0.031 | 0.945 | BYD for climate split, tech suitability for forced air systems per SAG input | Res_Electric_Heating_and_Cooling | Weather Sensitive | None | Payback-Based | 1 | 0 | 0 | 0 | Residential
Residential | Space Heating | North SH Engine | North ASHP with Gas Backup (Sized for Cooling 4A) - FS | Code 95% Furnace + SEER 13 AC | North ASHP (4.0 COP) + Gas Furnace Backup (95%), sized for cooling | ROB and NEW | Res - Low Income - Detached | Engine | 1 | NA | Residential Households | household | 16 | 3432.9596 | 10292.7813 | 0 | IL TRM V11 5.3.1 | -2912.9665 | 933.8585 | 0.14554 | 0 | GH/EGI Heat Pump Study, IL TRM V11 5.3.1, Canmet sizing guide | 0.18723 | 0.969 | 0.031 | 0.945 | BYD for climate split, tech suitability for forced air systems per SAG input | Res_Electric_Heating_and_Cooling | Weather Sensitive | None | Payback-Based | 0 | 0 | 0 | 1 | Low Income
Residential | Space Heating | North SH Engine | North ASHP with Gas Backup (Sized for Cooling 4A) - FS | Code 95% Furnace + SEER 13 AC | North ASHP (4.0 COP) + Gas Furnace Backup (95%), sized for cooling | ROB and NEW | Res - Low Income - Attached and Other | Engine | 1 | NA | Residential Households | household | 16 | 3006.1706 | 9924.8597 | 0 | IL TRM V11 5.3.1 | -1795.9249 | 575.7497 | 0.08973 | 0 | GH/EGI Heat Pump Study, IL TRM V11 5.3.1, Canmet sizing guide | 0.17634 | 0.969 | 0.031 | 0.945 | BYD for climate split, tech suitability for forced air systems per SAG input | Res_Electric_Heating_and_Cooling | Weather Sensitive | None | Payback-Based | 0 | 0 | 0 | 1 | Low Income
Residential | Space Heating | North SH Engine | North ASHP with Gas Backup (Balanced Sizing 4B) - FS | Code 95% Furnace + SEER 13 AC | North ASHP (4.0 COP) + Gas Furnace Backup (95%), balanced sizing | ROB and NEW | Res - Detached | Engine | 1 | NA | Residential Households | household | 16 | 3460.5909 | 11716.6013 | 0 | IL TRM V11 5.3.1 | -3746.2308 | 1196.304 | 0.14915 | 0 | GH/EGI Heat Pump Study, IL TRM V11 5.3.1, Canmet sizing guide | 0.18137 | 0.969 | 0.031 | 0.945 | BYD for climate split, tech suitability for forced air systems per SAG input | Res_Electric_Heating_and_Cooling | Weather Sensitive | None | Payback-Based | 1 | 0 | 0 | 0 | Residential
Residential | Space Heating | North SH Engine | North ASHP with Gas Backup (Balanced Sizing 4B) - FS | Code 95% Furnace + SEER 13 AC | North ASHP (4.0 COP) + Gas Furnace Backup (95%), balanced sizing | ROB and NEW | Res - Attached and Other | Engine | 1 | NA | Residential Households | household | 16 | 3070.7296 | 11380.514 | 0 | IL TRM V11 5.3.1 | -2465.7451 | 787.3997 | 0.098172 | 0 | GH/EGI Heat Pump Study, IL TRM V11 5.3.1, Canmet sizing guide | 0.17853 | 0.969 | 0.031 | 0.945 | BYD for climate split, tech suitability for forced air systems per SAG input | Res_Electric_Heating_and_Cooling | Weather Sensitive | None | Payback-Based | 1 | 0 | 0 | 0 | Residential
Residential | Space Heating | North SH Engine | North ASHP with Gas Backup (Balanced Sizing 4B) - FS | Code 95% Furnace + SEER 13 AC | North ASHP (4.0 COP) + Gas Furnace Backup (95%), balanced sizing | ROB and NEW | Res - Low Income - Detached | Engine | 1 | NA | Residential Households | household | 16 | 3432.9596 | 11692.7813 | 0 | IL TRM V11 5.3.1 | -3655.4769 | 1167.3231 | 0.14554 | 0 | GH/EGI Heat Pump Study, IL TRM V11 5.3.1, Canmet sizing guide | 0.18723 | 0.969 | 0.031 | 0.945 | BYD for climate split, tech suitability for forced air systems per SAG input | Res_Electric_Heating_and_Cooling | Weather Sensitive | None | Payback-Based | 0 | 0 | 0 | 1 | Low Income
Residential | Space Heating | North SH Engine | North ASHP with Gas Backup (Balanced Sizing 4B) - FS | Code 95% Furnace + SEER 13 AC | North ASHP (4.0 COP) + Gas Furnace Backup (95%), balanced sizing | ROB and NEW | Res - Low Income - Attached and Other | Engine | 1 | NA | Residential Households | household | 16 | 3006.1706 | 11324.8597 | 0 | IL TRM V11 5.3.1 | -2253.7032 | 719.6872 | 0.08973 | 0 | GH/EGI Heat Pump Study, IL TRM V11 5.3.1, Canmet sizing guide | 0.17634 | 0.969 | 0.031 | 0.945 | BYD for climate split, tech suitability for forced air systems per SAG input | Res_Electric_Heating_and_Cooling | Weather Sensitive | None | Payback-Based | 0 | 0 | 0 | 1 | Low Income
Residential | Space Heating | North SH Engine | North ccHP with Gas Backup (Heating Sizing 4C) - FS | Code 95% Furnace + SEER 13 AC | North ccHP (4.3 COP) + Gas Furnace Backup (95%), heating sizing | ROB and NEW | Res - Detached | Engine | 1 | SH Engine Res | Residential Households | household | 16 | 3460.5909 | 14270.8933 | 0 | IL TRM V11 5.3.1 | -6702.1874 | 1976.9431 | 0.22097 | 0 | GH/EGI Heat Pump Study, IL TRM V11 5.3.1, Canmet sizing guide | 0.18137 | 0.969 | 0.031 | 0.945 | BYD for climate split, tech suitability for forced air systems per SAG input | Res_Electric_Heating_and_Cooling | Weather Sensitive | None | Payback-Based | 1 | 0 | 0 | 0 | Residential
Residential | Space Heating | North SH Engine | North ccHP with Gas Backup (Heating Sizing 4C) - FS | Code 95% Furnace + SEER 13 AC | North ccHP (4.3 COP) + Gas Furnace Backup (95%), heating sizing | ROB and NEW | Res - Attached and Other | Engine | 1 | SH Engine Res | Residential Households | household | 16 | 3070.7296 | 13150.6023 | 0 | IL TRM V11 5.3.1 | -4411.3368 | 1301.2113 | 0.14544 | 0 | GH/EGI Heat Pump Study, IL TRM V11 5.3.1, Canmet sizing guide | 0.17853 | 0.969 | 0.031 | 0.945 | BYD for climate split, tech suitability for forced air systems per SAG input | Res_Electric_Heating_and_Cooling | Weather Sensitive | None | Payback-Based | 1 | 0 | 0 | 0 | Residential
Residential | Space Heating | North SH Engine | North ccHP with Gas Backup (Heating Sizing 4C) - FS | Code 95% Furnace + SEER 13 AC | North ccHP (4.3 COP) + Gas Furnace Backup (95%), heating sizing | ROB and NEW | Res - Low Income - Detached | Engine | 1 | SH Engine Res | Residential Households | household | 16 | 3432.9596 | 14191.4931 | 0 | IL TRM V11 5.3.1 | -6539.8243 | 1929.0509 | 0.21562 | 0 | GH/EGI Heat Pump Study, IL TRM V11 5.3.1, Canmet sizing guide | 0.18723 | 0.969 | 0.031 | 0.945 | BYD for climate split, tech suitability for forced air systems per SAG input | Res_Electric_Heating_and_Cooling | Weather Sensitive | None | Payback-Based | 0 | 0 | 0 | 1 | Low Income
Residential | Space Heating | North SH Engine | North ccHP with Gas Backup (Heating Sizing 4C) - FS | Code 95% Furnace + SEER 13 AC | North ccHP (4.3 COP) + Gas Furnace Backup (95%), heating sizing | ROB and NEW | Res - Low Income - Attached and Other | Engine | 1 | SH Engine Res | Residential Households | household | 16 | 3006.1706 | 12965.0878 | 0 | IL TRM V11 5.3.1 | -4031.9837 | 1189.3136 | 0.13293 | 0 | GH/EGI Heat Pump Study, IL TRM V11 5.3.1, Canmet sizing guide | 0.17634 | 0.969 | 0.031 | 0.945 | BYD for climate split, tech suitability for forced air systems per SAG input | Res_Electric_Heating_and_Cooling | Weather Sensitive | None | Payback-Based | 0 | 0 | 0 | 1 | Low Income
Residential | Space Heating | North SH Engine | North ccHP with Electric Backup (Heating Sizing 4D) - FS | Code 95% Furnace + SEER 13 AC | North ccHP (4.3 COP) + Electric Resistance Backup (1.0 COP), heating sizing | ROB and NEW | Res - Detached | Engine | 1 | SH Engine Res | Residential Households | household | 16 | 8059.2575 | 16670.8933 | 0 | IL TRM V11 5.3.1 | -7164.2343 | 2027.634 | 0.22097 | -16.6287 | GH/EGI Heat Pump Study, IL TRM V11 5.3.1, Canmet sizing guide | 0.18137 | 0.969 | 0.031 | 0.945 | BYD for climate split, tech suitability for forced air systems per SAG input | Res_Electric_Heating_and_Cooling | Weather Sensitive | None | Payback-Based | 1 | 0 | 0 | 0 | Residential
Residential | Space Heating | North SH Engine | North ccHP with Electric Backup (Heating Sizing 4D) - FS | Code 95% Furnace + SEER 13 AC | North ccHP (4.3 COP) + Electric Resistance Backup (1.0 COP), heating sizing | ROB and NEW | Res - Attached and Other | Engine | 1 | SH Engine Res | Residential Households | household | 16 | 7669.3963 | 15550.6023 | 0 | IL TRM V11 5.3.1 | -4715.4531 | 1334.5757 | 0.14544 | -10.9449 | GH/EGI Heat Pump Study, IL TRM V11 5.3.1, Canmet sizing guide | 0.17853 | 0.969 | 0.031 | 0.945 | BYD for climate split, tech suitability for forced air systems per SAG input | Res_Electric_Heating_and_Cooling | Weather Sensitive | None | Payback-Based | 1 | 0 | 0 | 0 | Residential
Residential | Space Heating | North SH Engine | North ccHP with Electric Backup (Heating Sizing 4D) - FS | Code 95% Furnace + SEER 13 AC | North ccHP (4.3 COP) + Electric Resistance Backup (1.0 COP), heating sizing | ROB and NEW | Res - Low Income - Detached | Engine | 1 | SH Engine Res | Residential Households | household | 16 | 8031.6263 | 16591.4931 | 0 | IL TRM V11 5.3.1 | -6990.6779 | 1978.5137 | 0.21562 | -16.2259 | GH/EGI Heat Pump Study, IL TRM V11 5.3.1, Canmet sizing guide | 0.18723 | 0.969 | 0.031 | 0.945 | BYD for climate split, tech suitability for forced air systems per SAG input | Res_Electric_Heating_and_Cooling | Weather Sensitive | None | Payback-Based | 0 | 0 | 0 | 1 | Low Income
Residential | Space Heating | North SH Engine | North ccHP with Electric Backup (Heating Sizing 4D) - FS | Code 95% Furnace + SEER 13 AC | North ccHP (4.3 COP) + Electric Resistance Backup (1.0 COP), heating sizing | ROB and NEW | Res - Low Income - Attached and Other | Engine | 1 | SH Engine Res | Residential Households | household | 16 | 7604.8372 | 15365.0878 | 0 | IL TRM V11 5.3.1 | -4309.9475 | 1219.8088 | 0.13293 | -10.0037 | GH/EGI Heat Pump Study, IL TRM V11 5.3.1, Canmet sizing guide | 0.17634 | 0.969 | 0.031 | 0.945 | BYD for climate split, tech suitability for forced air systems per SAG input | Res_Electric_Heating_and_Cooling | Weather Sensitive | None | Payback-Based | 0 | 0 | 0 | 1 | Low Income
Residential | Space Heating | South SH Engine | South ASHP with Gas Backup (4A Sized for Cooling) - FS | Code 95% Furnace + SEER 13 AC | South ASHP (4.0 COP) + Gas Furnace Backup (95%), sized for cooling | ROB and NEW | Res - Detached | Engine | 1 | NA | Residential Households | household | 16 | 4220.9848 | 10972.1133 | 0 | IL TRM V11 5.3.1 | -3118.9725 | 1072.5487 | 0.24859 | 0 | GH/EGI Heat Pump Study, IL TRM V11 5.3.1, Canmet sizing guide | 0.73791 | 0.969 | 0.031 | 0.945 | BYD for climate split, tech suitability for forced air systems per SAG input | Res_Electric_Heating_and_Cooling | Weather Sensitive | None | Payback-Based | 1 | 0 | 0 | 0 | Residential
Residential | Space Heating | South SH Engine | South ASHP with Gas Backup (4A Sized for Cooling) - FS | Code 95% Furnace + SEER 13 AC | South ASHP (4.0 COP) + Gas Furnace Backup (95%), sized for cooling | ROB and NEW | Res - Attached and Other | Engine | 1 | NA | Residential Households | household | 16 | 3571.216 | 10411.9678 | 0 | IL TRM V11 5.3.1 | -2052.8877 | 705.9447 | 0.16362 | 0 | GH/EGI Heat Pump Study, IL TRM V11 5.3.1, Canmet sizing guide | 0.72634 | 0.969 | 0.031 | 0.945 | BYD for climate split, tech suitability for forced air systems per SAG input | Res_Electric_Heating_and_Cooling | Weather Sensitive | None | Payback-Based | 1 | 0 | 0 | 0 | Residential
Residential | Space Heating | South SH Engine | South ASHP with Gas Backup (4A Sized for Cooling) - FS | Code 95% Furnace + SEER 13 AC | South ASHP (4.0 COP) + Gas Furnace Backup (95%), sized for cooling | ROB and NEW | Res - Low Income - Detached | Engine | 1 | NA | Residential Households | household | 16 | 4174.9327 | 10932.4132 | 0 | IL TRM V11 5.3.1 | -3043.4142 | 1046.5658 | 0.24257 | 0 | GH/EGI Heat Pump Study, IL TRM V11 5.3.1, Canmet sizing guide | 0.76173 | 0.969 | 0.031 | 0.945 | BYD for climate split, tech suitability for forced air systems per SAG input | Res_Electric_Heating_and_Cooling | Weather Sensitive | None | Payback-Based | 0 | 0 | 0 | 1 | Low Income
Residential | Space Heating | South SH Engine | South ASHP with Gas Backup (4A Sized for Cooling) - FS | Code 95% Furnace + SEER 13 AC | South ASHP (4.0 COP) + Gas Furnace Backup (95%), sized for cooling | ROB and NEW | Res - Low Income - Attached and Other | Engine | 1 | NA | Residential Households | household | 16 | 3463.6176 | 10319.2106 | 0 | IL TRM V11 5.3.1 | -1876.3495 | 645.2369 | 0.14955 | 0 | GH/EGI Heat Pump Study, IL TRM V11 5.3.1, Canmet sizing guide | 0.71742 | 0.969 | 0.031 | 0.945 | BYD for climate split, tech suitability for forced air systems per SAG input | Res_Electric_Heating_and_Cooling | Weather Sensitive | None | Payback-Based | 0 | 0 | 0 | 1 | Low Income
Residential | Space Heating | South SH Engine | South ASHP with Gas Backup (4B Balanced Sizing) - FS | Code 95% Furnace + SEER 13 AC | South ASHP (4.0 COP) + Gas Furnace Backup (95%), balanced sizing | ROB and NEW | Res - Detached | Engine | 1 | NA | Residential Households | household | 16 | 4220.9848 | 12372.1133 | 0 | IL TRM V11 5.3.1 | -3923.0872 | 1340.6859 | 0.24859 | 0 | GH/EGI Heat Pump Study, IL TRM V11 5.3.1, Canmet sizing guide | 0.73791 | 0.969 | 0.031 | 0.945 | BYD for climate split, tech suitability for forced air systems per SAG input | Res_Electric_Heating_and_Cooling | Weather Sensitive | None | Payback-Based | 1 | 0 | 0 | 0 | Residential
Residential | Space Heating | South SH Engine | South ASHP with Gas Backup (4B Balanced Sizing) - FS | Code 95% Furnace + SEER 13 AC | South ASHP (4.0 COP) + Gas Furnace Backup (95%), balanced sizing | ROB and NEW | Res - Attached and Other | Engine | 1 | NA | Residential Households | household | 16 | 3571.216 | 11811.9678 | 0 | IL TRM V11 5.3.1 | -2582.1509 | 882.4309 | 0.16362 | 0 | GH/EGI Heat Pump Study, IL TRM V11 5.3.1, Canmet sizing guide | 0.72634 | 0.969 | 0.031 | 0.945 | BYD for climate split, tech suitability for forced air systems per SAG input | Res_Electric_Heating_and_Cooling | Weather Sensitive | None | Payback-Based | 1 | 0 | 0 | 0 | Residential
Residential | Space Heating | South SH Engine | South ASHP with Gas Backup (4B Balanced Sizing) - FS | Code 95% Furnace + SEER 13 AC | South ASHP (4.0 COP) + Gas Furnace Backup (95%), balanced sizing | ROB and NEW | Res - Low Income - Detached | Engine | 1 | NA | Residential Households | household | 16 | 4174.9327 | 12332.4132 | 0 | IL TRM V11 5.3.1 | -3828.0489 | 1308.2073 | 0.24257 | 0 | GH/EGI Heat Pump Study, IL TRM V11 5.3.1, Canmet sizing guide | 0.76173 | 0.969 | 0.031 | 0.945 | BYD for climate split, tech suitability for forced air systems per SAG input | Res_Electric_Heating_and_Cooling | Weather Sensitive | None | Payback-Based | 0 | 0 | 0 | 1 | Low Income
Residential | Space Heating | South SH Engine | South ASHP with Gas Backup (4B Balanced Sizing) - FS | Code 95% Furnace + SEER 13 AC | South ASHP (4.0 COP) + Gas Furnace Backup (95%), balanced sizing | ROB and NEW | Res - Low Income - Attached and Other | Engine | 1 | NA | Residential Households | household | 16 | 3463.6176 | 11719.2106 | 0 | IL TRM V11 5.3.1 | -2360.0987 | 806.5462 | 0.14955 | 0 | GH/EGI Heat Pump Study, IL TRM V11 5.3.1, Canmet sizing guide | 0.71742 | 0.969 | 0.031 | 0.945 | BYD for climate split, tech suitability for forced air systems per SAG input | Res_Electric_Heating_and_Cooling | Weather Sensitive | None | Payback-Based | 0 | 0 | 0 | 1 | Low Income
Residential | Space Heating | South SH Engine | South ccHP with Gas Backup (4C) - FS | Code 95% Furnace + SEER 13 AC | South ccHP (4.3 COP) + Gas Furnace Backup (95%), heating sizing | ROB and NEW | Res - Detached | Engine | 1 | SH Engine Res | Residential Households | household | 16 | 4220.9848 | 14270.8933 | 0 | IL TRM V11 5.3.1 | -4744.1276 | 1655.1678 | 0.36828 | 0 | GH/EGI Heat Pump Study, IL TRM V11 5.3.1, Canmet sizing guide | 0.73791 | 0.969 | 0.031 | 0.945 | BYD for climate split, tech suitability for forced air systems per SAG input | Res_Electric_Heating_and_Cooling | Weather Sensitive | None | Payback-Based | 1 | 0 | 0 | 0 | Residential
Residential | Space Heating | South SH Engine | South ccHP with Gas Backup (4C) - FS | Code 95% Furnace + SEER 13 AC | South ccHP (4.3 COP) + Gas Furnace Backup (95%), heating sizing | ROB and NEW | Res - Attached and Other | Engine | 1 | SH Engine Res | Residential Households | household | 16 | 3571.216 | 13150.6023 | 0 | IL TRM V11 5.3.1 | -3122.5544 | 1089.4208 | 0.2424 | 0 | GH/EGI Heat Pump Study, IL TRM V11 5.3.1, Canmet sizing guide | 0.72634 | 0.969 | 0.031 | 0.945 | BYD for climate split, tech suitability for forced air systems per SAG input | Res_Electric_Heating_and_Cooling | Weather Sensitive | None | Payback-Based | 1 | 0 | 0 | 0 | Residential
Residential | Space Heating | South SH Engine | South ccHP with Gas Backup (4C) - FS | Code 95% Furnace + SEER 13 AC | South ccHP (4.3 COP) + Gas Furnace Backup (95%), heating sizing | ROB and NEW | Res - Low Income - Detached | Engine | 1 | SH Engine Res | Residential Households | household | 16 | 4174.9327 | 14191.4931 | 0 | IL TRM V11 5.3.1 | -4629.1993 | 1615.0707 | 0.35936 | 0 | GH/EGI Heat Pump Study, IL TRM V11 5.3.1, Canmet sizing guide | 0.76173 | 0.969 | 0.031 | 0.945 | BYD for climate split, tech suitability for forced air systems per SAG input | Res_Electric_Heating_and_Cooling | Weather Sensitive | None | Payback-Based | 0 | 0 | 0 | 1 | Low Income
Residential | Space Heating | South SH Engine | South ccHP with Gas Backup (4C) - FS | Code 95% Furnace + SEER 13 AC | South ccHP (4.3 COP) + Gas Furnace Backup (95%), heating sizing | ROB and NEW | Res - Low Income - Attached and Other | Engine | 1 | SH Engine Res | Residential Households | household | 16 | 3463.6176 | 12965.0878 | 0 | IL TRM V11 5.3.1 | -2854.0302 | 995.736 | 0.22156 | 0 | GH/EGI Heat Pump Study, IL TRM V11 5.3.1, Canmet sizing guide | 0.71742 | 0.969 | 0.031 | 0.945 | BYD for climate split, tech suitability for forced air systems per SAG input | Res_Electric_Heating_and_Cooling | Weather Sensitive | None | Payback-Based | 0 | 0 | 0 | 1 | Low Income
Residential | Space Heating | South SH Engine | South ccHP with Electric Backup (4D) - FS | Code 95% Furnace + SEER 13 AC | South ccHP (4.3 COP) + Electric Resistance Backup (1.0 COP), heating sizing | ROB and NEW | Res - Detached | Engine | 1 | SH Engine Res | Residential Households | household | 16 | 8819.6514 | 16670.8933 | 0 | IL TRM V11 5.3.1 | -4744.1276 | 1655.1678 | 0.36828 | -11.2111 | GH/EGI Heat Pump Study, IL TRM V11 5.3.1, Canmet sizing guide | 0.73791 | 0.969 | 0.031 | 0.945 | BYD for climate split, tech suitability for forced air systems per SAG input | Res_Electric_Heating_and_Cooling | Weather Sensitive | None | Payback-Based | 1 | 0 | 0 | 0 | Residential
Residential | Space Heating | South SH Engine | South ccHP with Electric Backup (4D) - FS | Code 95% Furnace + SEER 13 AC | South ccHP (4.3 COP) + Electric Resistance Backup (1.0 COP), heating sizing | ROB and NEW | Res - Attached and Other | Engine | 1 | SH Engine Res | Residential Households | household | 16 | 8169.8827 | 15550.6023 | 0 | IL TRM V11 5.3.1 | -3122.5544 | 1089.4208 | 0.2424 | -7.3791 | GH/EGI Heat Pump Study, IL TRM V11 5.3.1, Canmet sizing guide | 0.72634 | 0.969 | 0.031 | 0.945 | BYD for climate split, tech suitability for forced air systems per SAG input | Res_Electric_Heating_and_Cooling | Weather Sensitive | None | Payback-Based | 1 | 0 | 0 | 0 | Residential
Residential | Space Heating | South SH Engine | South ccHP with Electric Backup (4D) - FS | Code 95% Furnace + SEER 13 AC | South ccHP (4.3 COP) + Electric Resistance Backup (1.0 COP), heating sizing | ROB and NEW | Res - Low Income - Detached | Engine | 1 | SH Engine Res | Residential Households | household | 16 | 8773.5993 | 16591.4931 | 0 | IL TRM V11 5.3.1 | -4629.1993 | 1615.0707 | 0.35936 | -10.9395 | GH/EGI Heat Pump Study, IL TRM V11 5.3.1, Canmet sizing guide | 0.76173 | 0.969 | 0.031 | 0.945 | BYD for climate split, tech suitability for forced air systems per SAG input | Res_Electric_Heating_and_Cooling | Weather Sensitive | None | Payback-Based | 0 | 0 | 0 | 1 | Low Income
Residential | Space Heating | South SH Engine | South ccHP with Electric Backup (4D) - FS | Code 95% Furnace + SEER 13 AC | South ccHP (4.3 COP) + Electric Resistance Backup (1.0 COP), heating sizing | ROB and NEW | Res - Low Income - Attached and Other | Engine | 1 | SH Engine Res | Residential Households | household | 16 | 8062.2843 | 15365.0878 | 0 | IL TRM V11 5.3.1 | -2854.0302 | 995.736 | 0.22156 | -6.7445 | GH/EGI Heat Pump Study, IL TRM V11 5.3.1, Canmet sizing guide | 0.71742 | 0.969 | 0.031 | 0.945 | BYD for climate split, tech suitability for forced air systems per SAG input | Res_Electric_Heating_and_Cooling | Weather Sensitive | None | Payback-Based | 0 | 0 | 0 | 1 | Low Income
Residential | Space Heating | North SH Engine | North GSHP - FS | Code 95% Furnace + SEER 13 AC | North GSHP (4.3 COP) | ROB and NEW | Res - Detached | Engine | 1 | SH Engine Res | Residential Households | household | 25 | 9525.0699 | 38019.6955 | 0 | Xcel CO TRM - 18.2 Residential Ground Source Heat Pump | -6674.0663 | 2027.634 | 0.73656 | -4.6419 | Illinois TRM - 5.3.1 and 5.3.8 | 0.18137 | 0.969 | 0.031 | 0.945 | BYD for climate split, tech suitability for forced air systems per SAG input | Res_Electric_Heating_and_Cooling | Weather Sensitive | None | Payback-Based | 1 | 0 | 0 | 0 | Residential
Residential | Space Heating | North SH Engine | North GSHP - FS | Code 95% Furnace + SEER 13 AC | North GSHP (4.3 COP) | ROB and NEW | Res - Attached and Other | Engine | 1 | SH Engine Res | Residential Households | household | 25 | 6269.34 | 25024.3199 | 0 | Xcel CO TRM - 18.2 Residential Ground Source Heat Pump | -4392.8276 | 1334.5757 | 0.4848 | -3.0553 | Illinois TRM - 5.3.1 and 5.3.8 | 0.17853 | 0.969 | 0.031 | 0.945 | BYD for climate split, tech suitability for forced air systems per SAG input | Res_Electric_Heating_and_Cooling | Weather Sensitive | None | Payback-Based | 1 | 0 | 0 | 0 | Residential
Residential | Space Heating | North SH Engine | North GSHP - FS | Code 95% Furnace + SEER 13 AC | North GSHP (4.3 COP) | ROB and NEW | Res - Low Income - Detached | Engine | 1 | SH Engine Res | Residential Households | household | 25 | 9294.3214 | 37098.6534 | 0 | Xcel CO TRM - 18.2 Residential Ground Source Heat Pump | -6512.3844 | 1978.5137 | 0.71872 | -4.5295 | Illinois TRM - 5.3.1 and 5.3.8 | 0.18723 | 0.969 | 0.031 | 0.945 | BYD for climate split, tech suitability for forced air systems per SAG input | Res_Electric_Heating_and_Cooling | Weather Sensitive | None | Payback-Based | 0 | 0 | 0 | 1 | Low Income
Residential | Space Heating | North SH Engine | North GSHP - FS | Code 95% Furnace + SEER 13 AC | North GSHP (4.3 COP) | ROB and NEW | Res - Low Income - Attached and Other | Engine | 1 | SH Engine Res | Residential Households | household | 25 | 5730.2078 | 22872.3523 | 0 | Xcel CO TRM - 18.2 Residential Ground Source Heat Pump | -4015.0662 | 1219.8088 | 0.44311 | -2.7926 | Illinois TRM - 5.3.1 and 5.3.8 | 0.17634 | 0.969 | 0.031 | 0.945 | BYD for climate split, tech suitability for forced air systems per SAG input | Res_Electric_Heating_and_Cooling | Weather Sensitive | None | Payback-Based | 0 | 0 | 0 | 1 | Low Income
Residential | Space Heating | South SH Engine | South GSHP - FS | Code 95% Furnace + SEER 13 AC | South GSHP (4.3 COP) | ROB and NEW | Res - Detached | Engine | 1 | SH Engine Res | Residential Households | household | 25 | 9525.0699 | 38019.6955 | 0 | Xcel CO TRM - 18.2 Residential Ground Source Heat Pump | -4599.7033 | 1655.1678 | 0.73656 | -3.259 | Illinois TRM - 5.3.1 and 5.3.8 | 0.73791 | 0.969 | 0.031 | 0.945 | BYD for climate split, tech suitability for forced air systems per SAG input | Res_Electric_Heating_and_Cooling | Weather Sensitive | None | Payback-Based | 1 | 0 | 0 | 0 | Residential
Residential | Space Heating | South SH Engine | South GSHP - FS | Code 95% Furnace + SEER 13 AC | South GSHP (4.3 COP) | ROB and NEW | Res - Attached and Other | Engine | 1 | SH Engine Res | Residential Households | household | 25 | 6269.34 | 25024.3199 | 0 | Xcel CO TRM - 18.2 Residential Ground Source Heat Pump | -3027.4953 | 1089.4208 | 0.4848 | -2.1451 | Illinois TRM - 5.3.1 and 5.3.8 | 0.72634 | 0.969 | 0.031 | 0.945 | BYD for climate split, tech suitability for forced air systems per SAG input | Res_Electric_Heating_and_Cooling | Weather Sensitive | None | Payback-Based | 1 | 0 | 0 | 0 | Residential
Residential | Space Heating | South SH Engine | South GSHP - FS | Code 95% Furnace + SEER 13 AC | South GSHP (4.3 COP) | ROB and NEW | Res - Low Income - Detached | Engine | 1 | SH Engine Res | Residential Households | household | 25 | 9294.3214 | 37098.6534 | 0 | Xcel CO TRM - 18.2 Residential Ground Source Heat Pump | -4488.2737 | 1615.0707 | 0.71872 | -3.1801 | Illinois TRM - 5.3.1 and 5.3.8 | 0.76173 | 0.969 | 0.031 | 0.945 | BYD for climate split, tech suitability for forced air systems per SAG input | Res_Electric_Heating_and_Cooling | Weather Sensitive | None | Payback-Based | 0 | 0 | 0 | 1 | Low Income
Residential | Space Heating | South SH Engine | South GSHP - FS | Code 95% Furnace + SEER 13 AC | South GSHP (4.3 COP) | ROB and NEW | Res - Low Income - Attached and Other | Engine | 1 | SH Engine Res | Residential Households | household | 25 | 5730.2078 | 22872.3523 | 0 | Xcel CO TRM - 18.2 Residential Ground Source Heat Pump | -2767.1457 | 995.736 | 0.44311 | -1.9606 | Illinois TRM - 5.3.1 and 5.3.8 | 0.71742 | 0.969 | 0.031 | 0.945 | BYD for climate split, tech suitability for forced air systems per SAG input | Res_Electric_Heating_and_Cooling | Weather Sensitive | None | Payback-Based | 0 | 0 | 0 | 1 | Low Income
Residential | Space Heating | NA | Air Sealing - RET, Pre 1974 | 7.6 ACH50 | 6.1 ACH50 (20% improvement) | RET Only | Res - Detached | Envelope | 0 | SH Envelope Res | Residential Households | household | 25 | 0 | 192.6061 | 1000 | SAG input | 42.1132 | 198.3082 | 0.10739 | 0 | IL TRM - 5.6.1 | 0.40894 | 0.9 | 0.1 | 1 | Base year data | Res_Cooling_and_Gas_Heating | Weather Sensitive | None | Payback-Based | 1 | 0 | 0 | 0 | Residential
Residential | Space Heating | NA | Air Sealing - RET, Pre 1974 | 7.6 ACH50 | 6.1 ACH50 (20% improvement) | RET Only | Res - Attached and Other | Envelope | 0 | SH Envelope Res | Residential Households | household | 25 | 0 | 160.2869 | 1000 | SAG input | 35.0466 | 165.0322 | 0.089369 | 0 | IL TRM - 5.6.1 | 0.40894 | 0.9 | 0.1 | 1 | Base year data | Res_Cooling_and_Gas_Heating | Weather Sensitive | None | Payback-Based | 1 | 0 | 0 | 0 | Residential
Residential | Space Heating | NA | Air Sealing - RET, Pre 1974 | 7.6 ACH50 | 6.1 ACH50 (20% improvement) | RET Only | Res - Low Income - Detached | Envelope | 0 | SH Envelope Res | Residential Households | household | 25 | 0 | 192.6061 | 1000 | SAG input | 42.1132 | 198.3082 | 0.10739 | 0 | IL TRM - 5.6.1 | 0.40894 | 0.9 | 0.1 | 1 | Base year data | Res_Cooling_and_Gas_Heating | Weather Sensitive | None | Payback-Based | 0 | 0 | 0 | 1 | Low Income
Residential | Space Heating | NA | Air Sealing - RET, Pre 1974 | 7.6 ACH50 | 6.1 ACH50 (20% improvement) | RET Only | Res - Low Income - Attached and Other | Envelope | 0 | SH Envelope Res | Residential Households | household | 25 | 0 | 160.2869 | 1000 | SAG input | 35.0466 | 165.0322 | 0.089369 | 0 | IL TRM - 5.6.1 | 0.40894 | 0.9 | 0.1 | 1 | Base year data | Res_Cooling_and_Gas_Heating | Weather Sensitive | None | Payback-Based | 0 | 0 | 0 | 1 | Low Income
Residential | Space Heating | NA | Air Sealing - RET, 1975-2006 | 5.4 ACH50 | 4.3 ACH50 | RET Only | Res - Detached | Envelope | 0 | SH Envelope Res | Residential Households | household | 25 | 0 | 192.6061 | 1000 | SAG input | 30.883 | 130.8834 | 0.078752 | 0 | IL TRM - 5.6.1 | 0.42473 | 0.9 | 0.1 | 1 | Base year data | Res_Cooling_and_Gas_Heating | Weather Sensitive | None | Payback-Based | 1 | 0 | 0 | 0 | Residential
Residential | Space Heating | NA | Air Sealing - RET, 1975-2006 | 5.4 ACH50 | 4.3 ACH50 | RET Only | Res - Attached and Other | Envelope | 0 | SH Envelope Res | Residential Households | household | 25 | 0 | 160.2869 | 1000 | SAG input | 25.7008 | 108.9213 | 0.065537 | 0 | IL TRM - 5.6.1 | 0.42473 | 0.9 | 0.1 | 1 | Base year data | Res_Cooling_and_Gas_Heating | Weather Sensitive | None | Payback-Based | 1 | 0 | 0 | 0 | Residential
Residential | Space Heating | NA | Air Sealing - RET, 1975-2006 | 5.4 ACH50 | 4.3 ACH50 | RET Only | Res - Low Income - Detached | Envelope | 0 | SH Envelope Res | Residential Households | household | 25 | 0 | 192.6061 | 1000 | SAG input | 30.883 | 130.8834 | 0.078752 | 0 | IL TRM - 5.6.1 | 0.42473 | 0.9 | 0.1 | 1 | Base year data | Res_Cooling_and_Gas_Heating | Weather Sensitive | None | Payback-Based | 0 | 0 | 0 | 1 | Low Income
Residential | Space Heating | NA | Air Sealing - RET, 1975-2006 | 5.4 ACH50 | 4.3 ACH50 | RET Only | Res - Low Income - Attached and Other | Envelope | 0 | SH Envelope Res | Residential Households | household | 25 | 0 | 160.2869 | 1000 | SAG input | 25.7008 | 108.9213 | 0.065537 | 0 | IL TRM - 5.6.1 | 0.42473 | 0.9 | 0.1 | 1 | Base year data | Res_Cooling_and_Gas_Heating | Weather Sensitive | None | Payback-Based | 0 | 0 | 0 | 1 | Low Income
Residential | Space Heating | NA | Air Sealing - RET, Post 2007 | 4.9 ACH50 | 3.9 ACH50 | RET Only | Res - Detached | Envelope | 0 | SH Envelope Res | Residential Households | household | 25 | 0 | 192.6061 | 1000 | SAG input | 21.5965 | 102.4628 | 0.055071 | 0 | IL TRM - 5.6.1 | 0.16633 | 0.9 | 0.1 | 1 | Base year data | Res_Cooling_and_Gas_Heating | Weather Sensitive | None | Payback-Based | 1 | 0 | 0 | 0 | Residential
Residential | Space Heating | NA | Air Sealing - RET, Post 2007 | 4.9 ACH50 | 3.9 ACH50 | RET Only | Res - Attached and Other | Envelope | 0 | SH Envelope Res | Residential Households | household | 25 | 0 | 160.2869 | 1000 | SAG input | 17.9726 | 85.2696 | 0.04583 | 0 | IL TRM - 5.6.1 | 0.16633 | 0.9 | 0.1 | 1 | Base year data | Res_Cooling_and_Gas_Heating | Weather Sensitive | None | Payback-Based | 1 | 0 | 0 | 0 | Residential
Residential | Space Heating | NA | Air Sealing - RET, Post 2007 | 4.9 ACH50 | 3.9 ACH50 | RET Only | Res - Low Income - Detached | Envelope | 0 | SH Envelope Res | Residential Households | household | 25 | 0 | 192.6061 | 1000 | SAG input | 21.5965 | 102.4628 | 0.055071 | 0 | IL TRM - 5.6.1 | 0.16633 | 0.9 | 0.1 | 1 | Base year data | Res_Cooling_and_Gas_Heating | Weather Sensitive | None | Payback-Based | 0 | 0 | 0 | 1 | Low Income
Residential | Space Heating | NA | Air Sealing - RET, Post 2007 | 4.9 ACH50 | 3.9 ACH50 | RET Only | Res - Low Income - Attached and Other | Envelope | 0 | SH Envelope Res | Residential Households | household | 25 | 0 | 160.2869 | 1000 | SAG input | 17.9726 | 85.2696 | 0.04583 | 0 | IL TRM - 5.6.1 | 0.16633 | 0.9 | 0.1 | 1 | Base year data | Res_Cooling_and_Gas_Heating | Weather Sensitive | None | Payback-Based | 0 | 0 | 0 | 1 | Low Income
Residential | Space Heating | NA | Air Sealing - NEW | 3.0 attached or 2.5 detached ACH50 | 2.7 or 2.25 ACH50 (10% improvement) | NEW Only | Res - Detached | Envelope | 0 | SH Envelope Res | Residential Households | household | 25 | 0 | 192.6061 | 500 | SAG input | 5.939 | 27.1542 | 0.015145 | 0 | IL TRM - 5.6.1 | 1 | 0.9 | 0.1 | 1 | Default for unit basis (household) | Res_Cooling_and_Gas_Heating | Weather Sensitive | None | Payback-Based | 1 | 0 | 0 | 0 | Residential
Residential | Space Heating | NA | Air Sealing - NEW | 3.0 attached or 2.5 detached ACH50 | 2.7 or 2.25 ACH50 (10% improvement) | NEW Only | Res - Attached and Other | Envelope | 0 | SH Envelope Res | Residential Households | household | 25 | 0 | 160.2869 | 500 | SAG input | 4.9425 | 22.5978 | 0.012603 | 0 | IL TRM - 5.6.1 | 1 | 0.9 | 0.1 | 1 | Default for unit basis (household) | Res_Cooling_and_Gas_Heating | Weather Sensitive | None | Payback-Based | 1 | 0 | 0 | 0 | Residential
Residential | Space Heating | NA | Air Sealing - NEW | 3.0 attached or 2.5 detached ACH50 | 2.7 or 2.25 ACH50 (10% improvement) | NEW Only | Res - Low Income - Detached | Envelope | 0 | SH Envelope Res | Residential Households | household | 25 | 0 | 192.6061 | 500 | SAG input | 5.939 | 27.1542 | 0.015145 | 0 | IL TRM - 5.6.1 | 1 | 0.9 | 0.1 | 1 | Default for unit basis (household) | Res_Cooling_and_Gas_Heating | Weather Sensitive | None | Payback-Based | 0 | 0 | 0 | 1 | Low Income
Residential | Space Heating | NA | Air Sealing - NEW | 3.0 attached or 2.5 detached ACH50 | 2.7 or 2.25 ACH50 (10% improvement) | NEW Only | Res - Low Income - Attached and Other | Envelope | 0 | SH Envelope Res | Residential Households | household | 25 | 0 | 160.2869 | 500 | SAG input | 4.9425 | 22.5978 | 0.012603 | 0 | IL TRM - 5.6.1 | 1 | 0.9 | 0.1 | 1 | Default for unit basis (household) | Res_Cooling_and_Gas_Heating | Weather Sensitive | None | Payback-Based | 0 | 0 | 0 | 1 | Low Income
Residential | Space Heating | NA | Attic Insulation - RET, Pre 1974 | Attic Insulation R-12 | Attic Insulation R-50 | RET Only | Res - Detached | Envelope | 0 | SH Envelope Res | Residential Households | household | 30 | 0 | 1101.8627 | 1637.9039 | SAG input | 56.5091 | 394.3616 | 0.1441 | 0 | IL TRM - 5.6.5 | 0.29686 | 0.85 | 0.15 | 1 | REUS 2023, Base year data | Res_Cooling_and_Gas_Heating | Weather Sensitive | None | Payback-Based | 1 | 0 | 0 | 0 | Residential
Residential | Space Heating | NA | Attic Insulation - RET, Pre 1974 | Attic Insulation R-12 | Attic Insulation R-50 | RET Only | Res - Attached and Other | Envelope | 0 | SH Envelope Res | Residential Households | household | 30 | 0 | 916.9707 | 1363.0646 | SAG input | 47.0269 | 328.1879 | 0.11992 | 0 | IL TRM - 5.6.5 | 0.23045 | 0.85 | 0.15 | 1 | REUS 2023, Base year data | Res_Cooling_and_Gas_Heating | Weather Sensitive | None | Payback-Based | 1 | 0 | 0 | 0 | Residential
Residential | Space Heating | NA | Attic Insulation - RET, Pre 1974 | Attic Insulation R-12 | Attic Insulation R-50 | RET Only | Res - Low Income - Detached | Envelope | 0 | SH Envelope Res | Residential Households | household | 30 | 0 | 1101.8627 | 1637.9039 | SAG input | 56.5091 | 394.3616 | 0.1441 | 0 | IL TRM - 5.6.5 | 0.29819 | 0.85 | 0.15 | 1 | REUS 2023, Base year data | Res_Cooling_and_Gas_Heating | Weather Sensitive | None | Payback-Based | 0 | 0 | 0 | 1 | Low Income
Residential | Space Heating | NA | Attic Insulation - RET, Pre 1974 | Attic Insulation R-12 | Attic Insulation R-50 | RET Only | Res - Low Income - Attached and Other | Envelope | 0 | SH Envelope Res | Residential Households | household | 30 | 0 | 916.9707 | 1363.0646 | SAG input | 47.0269 | 328.1879 | 0.11992 | 0 | IL TRM - 5.6.5 | 0.23204 | 0.85 | 0.15 | 1 | REUS 2023, Base year data | Res_Cooling_and_Gas_Heating | Weather Sensitive | None | Payback-Based | 0 | 0 | 0 | 1 | Low Income
Residential | Space Heating | NA | Attic Insulation - RET, 1975-2006 | Attic Insulation R-19 | Attic Insulation R-50 | RET Only | Res - Detached | Envelope | 0 | SH Envelope Res | Residential Households | household | 30 | 0 | 1101.8627 | 1637.9039 | SAG input | 33.7079 | 217.5431 | 0.085955 | 0 | IL TRM - 5.6.5 | 0.30832 | 0.85 | 0.15 | 1 | REUS 2023, Base year data | Res_Cooling_and_Gas_Heating | Weather Sensitive | None | Payback-Based | 1 | 0 | 0 | 0 | Residential
Residential | Space Heating | NA | Attic Insulation - RET, 1975-2006 | Attic Insulation R-19 | Attic Insulation R-50 | RET Only | Res - Attached and Other | Envelope | 0 | SH Envelope Res | Residential Households | household | 30 | 0 | 916.9707 | 1363.0646 | SAG input | 28.0517 | 181.0395 | 0.071532 | 0 | IL TRM - 5.6.5 | 0.23935 | 0.85 | 0.15 | 1 | REUS 2023, Base year data | Res_Cooling_and_Gas_Heating | Weather Sensitive | None | Payback-Based | 1 | 0 | 0 | 0 | Residential
Residential | Space Heating | NA | Attic Insulation - RET, 1975-2006 | Attic Insulation R-19 | Attic Insulation R-50 | RET Only | Res - Low Income - Detached | Envelope | 0 | SH Envelope Res | Residential Households | household | 30 | 0 | 1101.8627 | 1637.9039 | SAG input | 33.7079 | 217.5431 | 0.085955 | 0 | IL TRM - 5.6.5 | 0.3097 | 0.85 | 0.15 | 1 | REUS 2023, Base year data | Res_Cooling_and_Gas_Heating | Weather Sensitive | None | Payback-Based | 0 | 0 | 0 | 1 | Low Income
Residential | Space Heating | NA | Attic Insulation - RET, 1975-2006 | Attic Insulation R-19 | Attic Insulation R-50 | RET Only | Res - Low Income - Attached and Other | Envelope | 0 | SH Envelope Res | Residential Households | household | 30 | 0 | 916.9707 | 1363.0646 | SAG input | 28.0517 | 181.0395 | 0.071532 | 0 | IL TRM - 5.6.5 | 0.241 | 0.85 | 0.15 | 1 | REUS 2023, Base year data | Res_Cooling_and_Gas_Heating | Weather Sensitive | None | Payback-Based | 0 | 0 | 0 | 1 | Low Income
Residential | Space Heating | NA | Attic Insulation - RET, Post 2007 | Attic Insulation R-45 | Attic Insulation R-50 | RET Only | Res - Detached | Envelope | 0 | SH Envelope Res | Residential Households | household | 30 | 0 | 1101.8627 | 1637.9039 | SAG input | 11.7551 | 60.1512 | 0.029976 | 0 | IL TRM - 5.6.5 | 0.12074 | 0.85 | 0.15 | 1 | REUS 2023, Base year data | Res_Cooling_and_Gas_Heating | Weather Sensitive | None | Payback-Based | 1 | 0 | 0 | 0 | Residential
Residential | Space Heating | NA | Attic Insulation - RET, Post 2007 | Attic Insulation R-45 | Attic Insulation R-50 | RET Only | Res - Attached and Other | Envelope | 0 | SH Envelope Res | Residential Households | household | 30 | 0 | 916.9707 | 1363.0646 | SAG input | 9.7826 | 50.0579 | 0.024946 | 0 | IL TRM - 5.6.5 | 0.093731 | 0.85 | 0.15 | 1 | REUS 2023, Base year data | Res_Cooling_and_Gas_Heating | Weather Sensitive | None | Payback-Based | 1 | 0 | 0 | 0 | Residential
Residential | Space Heating | NA | Attic Insulation - RET, Post 2007 | Attic Insulation R-45 | Attic Insulation R-50 | RET Only | Res - Low Income - Detached | Envelope | 0 | SH Envelope Res | Residential Households | household | 30 | 0 | 1101.8627 | 1637.9039 | SAG input | 11.7551 | 60.1512 | 0.029976 | 0 | IL TRM - 5.6.5 | 0.12128 | 0.85 | 0.15 | 1 | REUS 2023, Base year data | Res_Cooling_and_Gas_Heating | Weather Sensitive | None | Payback-Based | 0 | 0 | 0 | 1 | Low Income
Residential | Space Heating | NA | Attic Insulation - RET, Post 2007 | Attic Insulation R-45 | Attic Insulation R-50 | RET Only | Res - Low Income - Attached and Other | Envelope | 0 | SH Envelope Res | Residential Households | household | 30 | 0 | 916.9707 | 1363.0646 | SAG input | 9.7826 | 50.0579 | 0.024946 | 0 | IL TRM - 5.6.5 | 0.094379 | 0.85 | 0.15 | 1 | REUS 2023, Base year data | Res_Cooling_and_Gas_Heating | Weather Sensitive | None | Payback-Based | 0 | 0 | 0 | 1 | Low Income
Residential | Space Heating | NA | Roof Insulation - RET, Pre 1974 | Roof Insulation R-10 | Roof Insulation R-27 | RET Only | Res - Detached | Envelope | 0 | SH Envelope Res | Residential Households | household | 30 | 0 | 3076.8822 | 4608.1006 | SAG input | 34.1928 | 284.7185 | 0.087192 | 0 | IL TRM - 5.6.5 | 0.11208 | 0.85 | 0.15 | 1 | Vintage split from BYD; REUS | Res_Cooling_and_Gas_Heating | Weather Sensitive | None | Payback-Based | 1 | 0 | 0 | 0 | Residential
Residential | Space Heating | NA | Roof Insulation - RET, Pre 1974 | Roof Insulation R-10 | Roof Insulation R-27 | RET Only | Res - Attached and Other | Envelope | 0 | SH Envelope Res | Residential Households | household | 30 | 0 | 2560.5832 | 3834.864 | SAG input | 28.4553 | 236.9429 | 0.072561 | 0 | IL TRM - 5.6.5 | 0.17849 | 0.85 | 0.15 | 1 | Vintage split from BYD; REUS | Res_Cooling_and_Gas_Heating | Weather Sensitive | None | Payback-Based | 1 | 0 | 0 | 0 | Residential
Residential | Space Heating | NA | Roof Insulation - RET, Pre 1974 | Roof Insulation R-10 | Roof Insulation R-27 | RET Only | Res - Low Income - Detached | Envelope | 0 | SH Envelope Res | Residential Households | household | 30 | 0 | 3076.8822 | 4608.1006 | SAG input | 34.1928 | 284.7185 | 0.087192 | 0 | IL TRM - 5.6.5 | 0.11076 | 0.85 | 0.15 | 1 | Vintage split from BYD; REUS | Res_Cooling_and_Gas_Heating | Weather Sensitive | None | Payback-Based | 0 | 0 | 0 | 1 | Low Income
Residential | Space Heating | NA | Roof Insulation - RET, Pre 1974 | Roof Insulation R-10 | Roof Insulation R-27 | RET Only | Res - Low Income - Attached and Other | Envelope | 0 | SH Envelope Res | Residential Households | household | 30 | 0 | 2560.5832 | 3834.864 | SAG input | 28.4553 | 236.9429 | 0.072561 | 0 | IL TRM - 5.6.5 | 0.1769 | 0.85 | 0.15 | 1 | Vintage split from BYD; REUS | Res_Cooling_and_Gas_Heating | Weather Sensitive | None | Payback-Based | 0 | 0 | 0 | 1 | Low Income
Residential | Space Heating | NA | Roof Insulation - RET, 1975-2006 | Roof Insulation R-15.5 | Roof Insulation R-27 | RET Only | Res - Detached | Envelope | 0 | SH Envelope Res | Residential Households | household | 30 | 0 | 3076.8822 | 4608.1006 | SAG input | 14.9229 | 124.2604 | 0.038053 | 0 | IL TRM - 5.6.5 | 0.1164 | 0.85 | 0.15 | 1 | Vintage split from BYD; REUS | Res_Cooling_and_Gas_Heating | Weather Sensitive | None | Payback-Based | 1 | 0 | 0 | 0 | Residential
Residential | Space Heating | NA | Roof Insulation - RET, 1975-2006 | Roof Insulation R-15.5 | Roof Insulation R-27 | RET Only | Res - Attached and Other | Envelope | 0 | SH Envelope Res | Residential Households | household | 30 | 0 | 2560.5832 | 3834.864 | SAG input | 12.4188 | 103.4096 | 0.031668 | 0 | IL TRM - 5.6.5 | 0.18538 | 0.85 | 0.15 | 1 | Vintage split from BYD; REUS | Res_Cooling_and_Gas_Heating | Weather Sensitive | None | Payback-Based | 1 | 0 | 0 | 0 | Residential
Residential | Space Heating | NA | Roof Insulation - RET, 1975-2006 | Roof Insulation R-15.5 | Roof Insulation R-27 | RET Only | Res - Low Income - Detached | Envelope | 0 | SH Envelope Res | Residential Households | household | 30 | 0 | 3076.8822 | 4608.1006 | SAG input | 14.9229 | 124.2604 | 0.038053 | 0 | IL TRM - 5.6.5 | 0.11503 | 0.85 | 0.15 | 1 | Vintage split from BYD; REUS | Res_Cooling_and_Gas_Heating | Weather Sensitive | None | Payback-Based | 0 | 0 | 0 | 1 | Low Income
Residential | Space Heating | NA | Roof Insulation - RET, 1975-2006 | Roof Insulation R-15.5 | Roof Insulation R-27 | RET Only | Res - Low Income - Attached and Other | Envelope | 0 | SH Envelope Res | Residential Households | household | 30 | 0 | 2560.5832 | 3834.864 | SAG input | 12.4188 | 103.4096 | 0.031668 | 0 | IL TRM - 5.6.5 | 0.18373 | 0.85 | 0.15 | 1 | Vintage split from BYD; REUS | Res_Cooling_and_Gas_Heating | Weather Sensitive | None | Payback-Based | 0 | 0 | 0 | 1 | Low Income
Residential | Space Heating | NA | Roof Insulation - RET, Post 2007 | Roof Insulation R-29 | Roof Insulation R-35 | RET Only | Res - Detached | Envelope | 0 | SH Envelope Res | Residential Households | household | 30 | 0 | 3076.8822 | 4608.1006 | SAG input | 2.4694 | 23.0192 | 0.006297 | 0 | IL TRM - 5.6.5 | 0.045585 | 0.85 | 0.15 | 1 | Vintage split from BYD; REUS | Res_Cooling_and_Gas_Heating | Weather Sensitive | None | Payback-Based | 1 | 0 | 0 | 0 | Residential
Residential | Space Heating | NA | Roof Insulation - RET, Post 2007 | Roof Insulation R-29 | Roof Insulation R-35 | RET Only | Res - Attached and Other | Envelope | 0 | SH Envelope Res | Residential Households | household | 30 | 0 | 2560.5832 | 3834.864 | SAG input | 2.055 | 19.1566 | 0.0052403 | 0 | IL TRM - 5.6.5 | 0.072598 | 0.85 | 0.15 | 1 | Vintage split from BYD; REUS | Res_Cooling_and_Gas_Heating | Weather Sensitive | None | Payback-Based | 1 | 0 | 0 | 0 | Residential
Residential | Space Heating | NA | Roof Insulation - RET, Post 2007 | Roof Insulation R-29 | Roof Insulation R-35 | RET Only | Res - Low Income - Detached | Envelope | 0 | SH Envelope Res | Residential Households | household | 30 | 0 | 3076.8822 | 4608.1006 | SAG input | 2.4694 | 23.0192 | 0.006297 | 0 | IL TRM - 5.6.5 | 0.045048 | 0.85 | 0.15 | 1 | Vintage split from BYD; REUS | Res_Cooling_and_Gas_Heating | Weather Sensitive | None | Payback-Based | 0 | 0 | 0 | 1 | Low Income
Residential | Space Heating | NA | Roof Insulation - RET, Post 2007 | Roof Insulation R-29 | Roof Insulation R-35 | RET Only | Res - Low Income - Attached and Other | Envelope | 0 | SH Envelope Res | Residential Households | household | 30 | 0 | 2560.5832 | 3834.864 | SAG input | 2.055 | 19.1566 | 0.0052403 | 0 | IL TRM - 5.6.5 | 0.07195 | 0.85 | 0.15 | 1 | Vintage split from BYD; REUS | Res_Cooling_and_Gas_Heating | Weather Sensitive | None | Payback-Based | 0 | 0 | 0 | 1 | Low Income
Residential | Space Heating | NA | Roof Insulation - NEW | Roof Insulation R-31 | Roof Insulation R-35 | NEW Only | Res - Detached | Envelope | 0 | SH Envelope Res | Residential Households | household | 30 | 0 | 1538.4411 | 0 | SAG input | 1.5401 | 13.8348 | 0.0039271 | 0 | IL TRM - 5.6.5 | 0.27407 | 0.85 | 0.15 | 1 | REUS 2023 | Res_Cooling_and_Gas_Heating | Weather Sensitive | None | Payback-Based | 1 | 0 | 0 | 0 | Residential
Residential | Space Heating | NA | Roof Insulation - NEW | Roof Insulation R-31 | Roof Insulation R-35 | NEW Only | Res - Attached and Other | Envelope | 0 | SH Envelope Res | Residential Households | household | 30 | 0 | 1280.2916 | 0 | SAG input | 1.2816 | 11.5134 | 0.0032682 | 0 | IL TRM - 5.6.5 | 0.43648 | 0.85 | 0.15 | 1 | REUS 2023 | Res_Cooling_and_Gas_Heating | Weather Sensitive | None | Payback-Based | 1 | 0 | 0 | 0 | Residential
Residential | Space Heating | NA | Roof Insulation - NEW | Roof Insulation R-31 | Roof Insulation R-35 | NEW Only | Res - Low Income - Detached | Envelope | 0 | SH Envelope Res | Residential Households | household | 30 | 0 | 1538.4411 | 0 | SAG input | 1.5401 | 13.8348 | 0.0039271 | 0 | IL TRM - 5.6.5 | 0.27083 | 0.85 | 0.15 | 1 | REUS 2023 | Res_Cooling_and_Gas_Heating | Weather Sensitive | None | Payback-Based | 0 | 0 | 0 | 1 | Low Income
Residential | Space Heating | NA | Roof Insulation - NEW | Roof Insulation R-31 | Roof Insulation R-35 | NEW Only | Res - Low Income - Attached and Other | Envelope | 0 | SH Envelope Res | Residential Households | household | 30 | 0 | 1280.2916 | 0 | SAG input | 1.2816 | 11.5134 | 0.0032682 | 0 | IL TRM - 5.6.5 | 0.43258 | 0.85 | 0.15 | 1 | REUS 2023 | Res_Cooling_and_Gas_Heating | Weather Sensitive | None | Payback-Based | 0 | 0 | 0 | 1 | Low Income
Residential | Space Heating | NA | Basement Insulation - RET, Pre 1974 | Basement Insulation R-3.5 | Basement Insulation R-22 | RET Only | Res - Detached | Envelope | 0 | SH Envelope Res | Residential Households | household | 30 | 0 | 860.2273 | 1290.341 | SAG input | 22.3001 | 244.6096 | 0.016155 | 0 | Iowa TRM - 2.6.7 | 0.38782 | 0.85 | 0.15 | 1 | REUS 2023, Base year data | Res_Cooling_and_Gas_Heating | Weather Sensitive | None | Payback-Based | 1 | 0 | 0 | 0 | Residential
Residential | Space Heating | NA | Basement Insulation - RET, Pre 1974 | Basement Insulation R-3.5 | Basement Insulation R-22 | RET Only | Res - Attached and Other | Envelope | 0 | SH Envelope Res | Residential Households | household | 30 | 0 | 784.7426 | 1177.1139 | SAG input | 19.8376 | 220.764 | 0.013448 | 0 | Iowa TRM - 2.6.7 | 0.34957 | 0.85 | 0.15 | 1 | REUS 2023, Base year data | Res_Cooling_and_Gas_Heating | Weather Sensitive | None | Payback-Based | 1 | 0 | 0 | 0 | Residential
Residential | Space Heating | NA | Basement Insulation - RET, Pre 1974 | Basement Insulation R-3.5 | Basement Insulation R-22 | RET Only | Res - Low Income - Detached | Envelope | 0 | SH Envelope Res | Residential Households | household | 30 | 0 | 860.2273 | 1290.341 | SAG input | 22.3001 | 244.6096 | 0.016155 | 0 | Iowa TRM - 2.6.7 | 0.37269 | 0.85 | 0.15 | 1 | REUS 2023, Base year data | Res_Cooling_and_Gas_Heating | Weather Sensitive | None | Payback-Based | 0 | 0 | 0 | 1 | Low Income
Residential | Space Heating | NA | Basement Insulation - RET, Pre 1974 | Basement Insulation R-3.5 | Basement Insulation R-22 | RET Only | Res - Low Income - Attached and Other | Envelope | 0 | SH Envelope Res | Residential Households | household | 30 | 0 | 784.7426 | 1177.1139 | SAG input | 19.8376 | 220.764 | 0.013448 | 0 | Iowa TRM - 2.6.7 | 0.33691 | 0.85 | 0.15 | 1 | REUS 2023, Base year data | Res_Cooling_and_Gas_Heating | Weather Sensitive | None | Payback-Based | 0 | 0 | 0 | 1 | Low Income
Residential | Space Heating | NA | Basement Insulation - RET, 1975-2006 | Basement Insulation R-9.5 | Basement Insulation R-22 | RET Only | Res - Detached | Envelope | 0 | SH Envelope Res | Residential Households | household | 30 | 0 | 860.2273 | 1290.341 | SAG input | 8.6112 | 149.3858 | 0.011824 | 0 | Iowa TRM - 2.6.7 | 0.40279 | 0.85 | 0.15 | 1 | REUS 2023, Base year data | Res_Cooling_and_Gas_Heating | Weather Sensitive | None | Payback-Based | 1 | 0 | 0 | 0 | Residential
Residential | Space Heating | NA | Basement Insulation - RET, 1975-2006 | Basement Insulation R-9.5 | Basement Insulation R-22 | RET Only | Res - Attached and Other | Envelope | 0 | SH Envelope Res | Residential Households | household | 30 | 0 | 784.7426 | 1177.1139 | SAG input | 7.4847 | 134.7056 | 0.0098411 | 0 | Iowa TRM - 2.6.7 | 0.36306 | 0.85 | 0.15 | 1 | REUS 2023, Base year data | Res_Cooling_and_Gas_Heating | Weather Sensitive | None | Payback-Based | 1 | 0 | 0 | 0 | Residential
Residential | Space Heating | NA | Basement Insulation - RET, 1975-2006 | Basement Insulation R-9.5 | Basement Insulation R-22 | RET Only | Res - Low Income - Detached | Envelope | 0 | SH Envelope Res | Residential Households | household | 30 | 0 | 860.2273 | 1290.341 | SAG input | 8.6112 | 149.3858 | 0.011824 | 0 | Iowa TRM - 2.6.7 | 0.38707 | 0.85 | 0.15 | 1 | REUS 2023, Base year data | Res_Cooling_and_Gas_Heating | Weather Sensitive | None | Payback-Based | 0 | 0 | 0 | 1 | Low Income
Residential | Space Heating | NA | Basement Insulation - RET, 1975-2006 | Basement Insulation R-9.5 | Basement Insulation R-22 | RET Only | Res - Low Income - Attached and Other | Envelope | 0 | SH Envelope Res | Residential Households | household | 30 | 0 | 784.7426 | 1177.1139 | SAG input | 7.4847 | 134.7056 | 0.0098411 | 0 | Iowa TRM - 2.6.7 | 0.34992 | 0.85 | 0.15 | 1 | REUS 2023, Base year data | Res_Cooling_and_Gas_Heating | Weather Sensitive | None | Payback-Based | 0 | 0 | 0 | 1 | Low Income
Residential | Space Heating | NA | Basement Insulation - RET, Post 2007 | Basement Insulation R-14 | Basement Insulation R-22 | RET Only | Res - Detached | Envelope | 0 | SH Envelope Res | Residential Households | household | 30 | 0 | 860.2273 | 1290.341 | SAG input | 4.5686 | 102.0361 | 0.0082645 | 0 | Iowa TRM - 2.6.7 | 0.15774 | 0.85 | 0.15 | 1 | REUS 2023, Base year data | Res_Cooling_and_Gas_Heating | Weather Sensitive | None | Payback-Based | 1 | 0 | 0 | 0 | Residential
Residential | Space Heating | NA | Basement Insulation - RET, Post 2007 | Basement Insulation R-14 | Basement Insulation R-22 | RET Only | Res - Attached and Other | Envelope | 0 | SH Envelope Res | Residential Households | household | 30 | 0 | 784.7426 | 1177.1139 | SAG input | 3.9084 | 91.8521 | 0.006878 | 0 | Iowa TRM - 2.6.7 | 0.14218 | 0.85 | 0.15 | 1 | REUS 2023, Base year data | Res_Cooling_and_Gas_Heating | Weather Sensitive | None | Payback-Based | 1 | 0 | 0 | 0 | Residential
Residential | Space Heating | NA | Basement Insulation - RET, Post 2007 | Basement Insulation R-14 | Basement Insulation R-22 | RET Only | Res - Low Income - Detached | Envelope | 0 | SH Envelope Res | Residential Households | household | 30 | 0 | 860.2273 | 1290.341 | SAG input | 4.5686 | 102.0361 | 0.0082645 | 0 | Iowa TRM - 2.6.7 | 0.15158 | 0.85 | 0.15 | 1 | REUS 2023, Base year data | Res_Cooling_and_Gas_Heating | Weather Sensitive | None | Payback-Based | 0 | 0 | 0 | 1 | Low Income
Residential | Space Heating | NA | Basement Insulation - RET, Post 2007 | Basement Insulation R-14 | Basement Insulation R-22 | RET Only | Res - Low Income - Attached and Other | Envelope | 0 | SH Envelope Res | Residential Households | household | 30 | 0 | 784.7426 | 1177.1139 | SAG input | 3.9084 | 91.8521 | 0.006878 | 0 | Iowa TRM - 2.6.7 | 0.13703 | 0.85 | 0.15 | 1 | REUS 2023, Base year data | Res_Cooling_and_Gas_Heating | Weather Sensitive | None | Payback-Based | 0 | 0 | 0 | 1 | Low Income
Residential | Space Heating | NA | Basement Insulation - NEW | Basement Insulation R-22 | Basement Insulation R-34 | NEW Only | Res - Detached | Envelope | 0 | SH Envelope Res | Residential Households | household | 30 | 0 | 430.1137 | 645.1705 | SAG input | 1.7118 | 95.8378 | 0.0022741 | 0 | Iowa TRM - 2.6.7 | 0.94835 | 0.85 | 0.15 | 1 | REUS 2023 | Res_Cooling_and_Gas_Heating | Weather Sensitive | None | Payback-Based | 1 | 0 | 0 | 0 | Residential
Residential | Space Heating | NA | Basement Insulation - NEW | Basement Insulation R-22 | Basement Insulation R-34 | NEW Only | Res - Attached and Other | Envelope | 0 | SH Envelope Res | Residential Households | household | 30 | 0 | 392.3713 | 588.557 | SAG input | 1.4903 | 87.102 | 0.0018927 | 0 | Iowa TRM - 2.6.7 | 0.85481 | 0.85 | 0.15 | 1 | REUS 2023 | Res_Cooling_and_Gas_Heating | Weather Sensitive | None | Payback-Based | 1 | 0 | 0 | 0 | Residential
Residential | Space Heating | NA | Basement Insulation - NEW | Basement Insulation R-22 | Basement Insulation R-34 | NEW Only | Res - Low Income - Detached | Envelope | 0 | SH Envelope Res | Residential Households | household | 30 | 0 | 430.1137 | 645.1705 | SAG input | 1.7118 | 95.8378 | 0.0022741 | 0 | Iowa TRM - 2.6.7 | 0.91134 | 0.85 | 0.15 | 1 | REUS 2023 | Res_Cooling_and_Gas_Heating | Weather Sensitive | None | Payback-Based | 0 | 0 | 0 | 1 | Low Income
Residential | Space Heating | NA | Basement Insulation - NEW | Basement Insulation R-22 | Basement Insulation R-34 | NEW Only | Res - Low Income - Attached and Other | Envelope | 0 | SH Envelope Res | Residential Households | household | 30 | 0 | 392.3713 | 588.557 | SAG input | 1.4903 | 87.102 | 0.0018927 | 0 | Iowa TRM - 2.6.7 | 0.82386 | 0.85 | 0.15 | 1 | REUS 2023 | Res_Cooling_and_Gas_Heating | Weather Sensitive | None | Payback-Based | 0 | 0 | 0 | 1 | Low Income
Residential | Space Heating | NA | Wall Insulation - RET, Pre 1974 | Wall Insulation R-8 | Wall Insulation R-19 | RET Only | Res - Detached | Envelope | 0 | SH Envelope Res | Residential Households | household | 30 | 0 | 2283.3114 | 3418.517 | SAG input | 41.2214 | 295.5522 | 0.10511 | 0 | IL TRM - 5.6.4 | 0.40894 | 0.85 | 0.15 | 1 | Vintage split from BYD; REUS | Res_Cooling_and_Gas_Heating | Weather Sensitive | None | Payback-Based | 1 | 0 | 0 | 0 | Residential
Residential | Space Heating | NA | Wall Insulation - RET, Pre 1974 | Wall Insulation R-8 | Wall Insulation R-19 | RET Only | Res - Attached and Other | Envelope | 0 | SH Envelope Res | Residential Households | household | 30 | 0 | 2082.9515 | 3118.5431 | SAG input | 35.9187 | 261.6803 | 0.091593 | 0 | IL TRM - 5.6.4 | 0.40894 | 0.85 | 0.15 | 1 | Vintage split from BYD; REUS | Res_Cooling_and_Gas_Heating | Weather Sensitive | None | Payback-Based | 1 | 0 | 0 | 0 | Residential
Residential | Space Heating | NA | Wall Insulation - RET, Pre 1974 | Wall Insulation R-8 | Wall Insulation R-19 | RET Only | Res - Low Income - Detached | Envelope | 0 | SH Envelope Res | Residential Households | household | 30 | 0 | 2283.3114 | 3418.517 | SAG input | 41.2214 | 295.5522 | 0.10511 | 0 | IL TRM - 5.6.4 | 0.40894 | 0.85 | 0.15 | 1 | Vintage split from BYD; REUS | Res_Cooling_and_Gas_Heating | Weather Sensitive | None | Payback-Based | 0 | 0 | 0 | 1 | Low Income
Residential | Space Heating | NA | Wall Insulation - RET, Pre 1974 | Wall Insulation R-8 | Wall Insulation R-19 | RET Only | Res - Low Income - Attached and Other | Envelope | 0 | SH Envelope Res | Residential Households | household | 30 | 0 | 2082.9515 | 3118.5431 | SAG input | 35.9187 | 261.6803 | 0.091593 | 0 | IL TRM - 5.6.4 | 0.40894 | 0.85 | 0.15 | 1 | Vintage split from BYD; REUS | Res_Cooling_and_Gas_Heating | Weather Sensitive | None | Payback-Based | 0 | 0 | 0 | 1 | Low Income
Residential | Space Heating | NA | Wall Insulation - RET, 1975-2006 | Wall Insulation R-13.5 | Wall Insulation R-19 | RET Only | Res - Detached | Envelope | 0 | SH Envelope Res | Residential Households | household | 30 | 0 | 2283.3114 | 3418.517 | SAG input | 21.4163 | 123.6338 | 0.054611 | 0 | IL TRM - 5.6.4 | 0.42473 | 0.85 | 0.15 | 1 | Vintage split from BYD; REUS | Res_Cooling_and_Gas_Heating | Weather Sensitive | None | Payback-Based | 1 | 0 | 0 | 0 | Residential
Residential | Space Heating | NA | Wall Insulation - RET, 1975-2006 | Wall Insulation R-13.5 | Wall Insulation R-19 | RET Only | Res - Attached and Other | Envelope | 0 | SH Envelope Res | Residential Households | household | 30 | 0 | 2082.9515 | 3118.5431 | SAG input | 18.3009 | 107.5463 | 0.046667 | 0 | IL TRM - 5.6.4 | 0.42473 | 0.85 | 0.15 | 1 | Vintage split from BYD; REUS | Res_Cooling_and_Gas_Heating | Weather Sensitive | None | Payback-Based | 1 | 0 | 0 | 0 | Residential
Residential | Space Heating | NA | Wall Insulation - RET, 1975-2006 | Wall Insulation R-13.5 | Wall Insulation R-19 | RET Only | Res - Low Income - Detached | Envelope | 0 | SH Envelope Res | Residential Households | household | 30 | 0 | 2283.3114 | 3418.517 | SAG input | 21.4163 | 123.6338 | 0.054611 | 0 | IL TRM - 5.6.4 | 0.42473 | 0.85 | 0.15 | 1 | Vintage split from BYD; REUS | Res_Cooling_and_Gas_Heating | Weather Sensitive | None | Payback-Based | 0 | 0 | 0 | 1 | Low Income
Residential | Space Heating | NA | Wall Insulation - RET, 1975-2006 | Wall Insulation R-13.5 | Wall Insulation R-19 | RET Only | Res - Low Income - Attached and Other | Envelope | 0 | SH Envelope Res | Residential Households | household | 30 | 0 | 2082.9515 | 3118.5431 | SAG input | 18.3009 | 107.5463 | 0.046667 | 0 | IL TRM - 5.6.4 | 0.42473 | 0.85 | 0.15 | 1 | Vintage split from BYD; REUS | Res_Cooling_and_Gas_Heating | Weather Sensitive | None | Payback-Based | 0 | 0 | 0 | 1 | Low Income
Residential | Space Heating | NA | Wall Insulation - RET, Post 2007 | Wall Insulation R-20 | Wall Insulation R-30 | RET Only | Res - Detached | Envelope | 0 | SH Envelope Res | Residential Households | household | 30 | 0 | 2283.3114 | 3418.517 | SAG input | 14.3706 | 90.1817 | 0.036645 | 0 | IL TRM - 5.6.4 | 0.16633 | 0.85 | 0.15 | 1 | Vintage split from BYD; REUS | Res_Cooling_and_Gas_Heating | Weather Sensitive | None | Payback-Based | 1 | 0 | 0 | 0 | Residential
Residential | Space Heating | NA | Wall Insulation - RET, Post 2007 | Wall Insulation R-20 | Wall Insulation R-30 | RET Only | Res - Attached and Other | Envelope | 0 | SH Envelope Res | Residential Households | household | 30 | 0 | 2082.9515 | 3118.5431 | SAG input | 12.2452 | 78.1673 | 0.031225 | 0 | IL TRM - 5.6.4 | 0.16633 | 0.85 | 0.15 | 1 | Vintage split from BYD; REUS | Res_Cooling_and_Gas_Heating | Weather Sensitive | None | Payback-Based | 1 | 0 | 0 | 0 | Residential
Residential | Space Heating | NA | Wall Insulation - RET, Post 2007 | Wall Insulation R-20 | Wall Insulation R-30 | RET Only | Res - Low Income - Detached | Envelope | 0 | SH Envelope Res | Residential Households | household | 30 | 0 | 2283.3114 | 3418.517 | SAG input | 14.3706 | 90.1817 | 0.036645 | 0 | IL TRM - 5.6.4 | 0.16633 | 0.85 | 0.15 | 1 | Vintage split from BYD; REUS | Res_Cooling_and_Gas_Heating | Weather Sensitive | None | Payback-Based | 0 | 0 | 0 | 1 | Low Income
Residential | Space Heating | NA | Wall Insulation - RET, Post 2007 | Wall Insulation R-20 | Wall Insulation R-30 | RET Only | Res - Low Income - Attached and Other | Envelope | 0 | SH Envelope Res | Residential Households | household | 30 | 0 | 2082.9515 | 3118.5431 | SAG input | 12.2452 | 78.1673 | 0.031225 | 0 | IL TRM - 5.6.4 | 0.16633 | 0.85 | 0.15 | 1 | Vintage split from BYD; REUS | Res_Cooling_and_Gas_Heating | Weather Sensitive | None | Payback-Based | 0 | 0 | 0 | 1 | Low Income
Residential | Space Heating | NA | Wall Insulation - NEW | Wall Insulation R-24 | Wall Insulation R-30 | NEW Only | Res - Detached | Envelope | 0 | SH Envelope Res | Residential Households | household | 30 | 0 | 1141.6557 | 0 | SAG input | 4.7557 | 32.3452 | 0.012127 | 0 | IL TRM - 5.6.4 | 1 | 0.85 | 0.15 | 1 | REUS 2023 | Res_Cooling_and_Gas_Heating | Weather Sensitive | None | Payback-Based | 1 | 0 | 0 | 0 | Residential
Residential | Space Heating | NA | Wall Insulation - NEW | Wall Insulation R-24 | Wall Insulation R-30 | NEW Only | Res - Attached and Other | Envelope | 0 | SH Envelope Res | Residential Households | household | 30 | 0 | 1041.4757 | 0 | SAG input | 4.1007 | 28.4201 | 0.010457 | 0 | IL TRM - 5.6.4 | 1 | 0.85 | 0.15 | 1 | REUS 2023 | Res_Cooling_and_Gas_Heating | Weather Sensitive | None | Payback-Based | 1 | 0 | 0 | 0 | Residential
Residential | Space Heating | NA | Wall Insulation - NEW | Wall Insulation R-24 | Wall Insulation R-30 | NEW Only | Res - Low Income - Detached | Envelope | 0 | SH Envelope Res | Residential Households | household | 30 | 0 | 1141.6557 | 0 | SAG input | 4.7557 | 32.3452 | 0.012127 | 0 | IL TRM - 5.6.4 | 1 | 0.85 | 0.15 | 1 | REUS 2023 | Res_Cooling_and_Gas_Heating | Weather Sensitive | None | Payback-Based | 0 | 0 | 0 | 1 | Low Income
Residential | Space Heating | NA | Wall Insulation - NEW | Wall Insulation R-24 | Wall Insulation R-30 | NEW Only | Res - Low Income - Attached and Other | Envelope | 0 | SH Envelope Res | Residential Households | household | 30 | 0 | 1041.4757 | 0 | SAG input | 4.1007 | 28.4201 | 0.010457 | 0 | IL TRM - 5.6.4 | 1 | 0.85 | 0.15 | 1 | REUS 2023 | Res_Cooling_and_Gas_Heating | Weather Sensitive | None | Payback-Based | 0 | 0 | 0 | 1 | Low Income
Residential | Space Heating | Windows NEW | Windows - Tier 1 NEW | Windows U Factor 1.61 | Energy Star Certified Windows U Factor 1.22 | NEW Only | Res - Detached | Envelope | 0 | SH Envelope Res | Residential Households | household | 25 | 0 | 4755.4443 | 0 | SAG input, OEB TRM V7, NY TRM | 6.7995 | 61.5852 | 0 | 0 | SAG input, OEB TRM, NY TRM | 1 | 0.751 | 0.149 | 1 | Default for unit basis (household) | Res_Cooling_and_Gas_Heating | Weather Sensitive | None | Payback-Based | 1 | 0 | 0 | 0 | Residential
Residential | Space Heating | Windows NEW | Windows - Tier 1 NEW | Windows U Factor 1.61 | Energy Star Certified Windows U Factor 1.22 | NEW Only | Res - Attached and Other | Envelope | 0 | SH Envelope Res | Residential Households | household | 25 | 0 | 3957.4835 | 0 | SAG input, OEB TRM V7, NY TRM | 5.6585 | 51.2513 | 0 | 0 | SAG input, OEB TRM, NY TRM | 1 | 0.64 | 0.26 | 1 | Default for unit basis (household) | Res_Cooling_and_Gas_Heating | Weather Sensitive | None | Payback-Based | 1 | 0 | 0 | 0 | Residential
Residential | Space Heating | Windows NEW | Windows - Tier 1 NEW | Windows U Factor 1.61 | Energy Star Certified Windows U Factor 1.22 | NEW Only | Res - Low Income - Detached | Envelope | 0 | SH Envelope Res | Residential Households | household | 25 | 0 | 4755.4443 | 0 | SAG input, OEB TRM V7, NY TRM | 6.7995 | 61.5852 | 0 | 0 | SAG input, OEB TRM, NY TRM | 1 | 0.751 | 0.149 | 1 | Default for unit basis (household) | Res_Cooling_and_Gas_Heating | Weather Sensitive | None | Payback-Based | 0 | 0 | 0 | 1 | Low Income
Residential | Space Heating | Windows NEW | Windows - Tier 1 NEW | Windows U Factor 1.61 | Energy Star Certified Windows U Factor 1.22 | NEW Only | Res - Low Income - Attached and Other | Envelope | 0 | SH Envelope Res | Residential Households | household | 25 | 0 | 3957.4835 | 0 | SAG input, OEB TRM V7, NY TRM | 5.6585 | 51.2513 | 0 | 0 | SAG input, OEB TRM, NY TRM | 1 | 0.64 | 0.26 | 1 | Default for unit basis (household) | Res_Cooling_and_Gas_Heating | Weather Sensitive | None | Payback-Based | 0 | 0 | 0 | 1 | Low Income
Residential | Space Heating | Windows NEW | Windows - Tier 2 NEW | Windows U Factor 1.61 | Energy Star Certified Windows U Factor 1.05 | NEW Only | Res - Detached | Envelope | 0 | SH Envelope Res | Residential Households | household | 25 | 0 | 6826.9228 | 0 | SAG input, OEB TRM V7, NY TRM | 9.7634 | 88.4301 | 0 | 0 | SAG input, OEB TRM, NY TRM | 1 | 0.751 | 0.1 | 1 | Default for unit basis (household) | Res_Cooling_and_Gas_Heating | Weather Sensitive | None | Payback-Based | 1 | 0 | 0 | 0 | Residential
Residential | Space Heating | Windows NEW | Windows - Tier 2 NEW | Windows U Factor 1.61 | Energy Star Certified Windows U Factor 1.05 | NEW Only | Res - Attached and Other | Envelope | 0 | SH Envelope Res | Residential Households | household | 25 | 0 | 5681.369 | 0 | SAG input, OEB TRM V7, NY TRM | 8.1251 | 73.5915 | 0 | 0 | SAG input, OEB TRM, NY TRM | 1 | 0.64 | 0.1 | 1 | Default for unit basis (household) | Res_Cooling_and_Gas_Heating | Weather Sensitive | None | Payback-Based | 1 | 0 | 0 | 0 | Residential
Residential | Space Heating | Windows NEW | Windows - Tier 2 NEW | Windows U Factor 1.61 | Energy Star Certified Windows U Factor 1.05 | NEW Only | Res - Low Income - Detached | Envelope | 0 | SH Envelope Res | Residential Households | household | 25 | 0 | 6826.9228 | 0 | SAG input, OEB TRM V7, NY TRM | 9.7634 | 88.4301 | 0 | 0 | SAG input, OEB TRM, NY TRM | 1 | 0.751 | 0.1 | 1 | Default for unit basis (household) | Res_Cooling_and_Gas_Heating | Weather Sensitive | None | Payback-Based | 0 | 0 | 0 | 1 | Low Income
Residential | Space Heating | Windows NEW | Windows - Tier 2 NEW | Windows U Factor 1.61 | Energy Star Certified Windows U Factor 1.05 | NEW Only | Res - Low Income - Attached and Other | Envelope | 0 | SH Envelope Res | Residential Households | household | 25 | 0 | 5681.369 | 0 | SAG input, OEB TRM V7, NY TRM | 8.1251 | 73.5915 | 0 | 0 | SAG input, OEB TRM, NY TRM | 1 | 0.64 | 0.1 | 1 | Default for unit basis (household) | Res_Cooling_and_Gas_Heating | Weather Sensitive | None | Payback-Based | 0 | 0 | 0 | 1 | Low Income
Residential | Space Heating | Windows ROB | Windows - Tier 1 ROB | Windows U Factor 1.61 | Energy Star Certified Windows U Factor 1.22 | ROB Only | Res - Detached | Envelope | 0 | SH Envelope Res | Residential Households | household | 25 | 0 | 4755.4443 | 0 | SAG input, OEB TRM V7, NY TRM | 6.7995 | 63.9054 | 0 | 0 | SAG input, OEB TRM, NY TRM | 1 | 0.751 | 0.149 | 1 | Default for unit basis (household) | Res_Cooling_and_Gas_Heating | Weather Sensitive | None | Payback-Based | 1 | 0 | 0 | 0 | Residential
Residential | Space Heating | Windows ROB | Windows - Tier 1 ROB | Windows U Factor 1.61 | Energy Star Certified Windows U Factor 1.22 | ROB Only | Res - Attached and Other | Envelope | 0 | SH Envelope Res | Residential Households | household | 25 | 0 | 3957.4835 | 0 | SAG input, OEB TRM V7, NY TRM | 5.6585 | 53.1821 | 0 | 0 | SAG input, OEB TRM, NY TRM | 1 | 0.64 | 0.26 | 1 | Default for unit basis (household) | Res_Cooling_and_Gas_Heating | Weather Sensitive | None | Payback-Based | 1 | 0 | 0 | 0 | Residential
Residential | Space Heating | Windows ROB | Windows - Tier 1 ROB | Windows U Factor 1.61 | Energy Star Certified Windows U Factor 1.22 | ROB Only | Res - Low Income - Detached | Envelope | 0 | SH Envelope Res | Residential Households | household | 25 | 0 | 4755.4443 | 0 | SAG input, OEB TRM V7, NY TRM | 6.7995 | 63.9054 | 0 | 0 | SAG input, OEB TRM, NY TRM | 1 | 0.751 | 0.149 | 1 | Default for unit basis (household) | Res_Cooling_and_Gas_Heating | Weather Sensitive | None | Payback-Based | 0 | 0 | 0 | 1 | Low Income
Residential | Space Heating | Windows ROB | Windows - Tier 1 ROB | Windows U Factor 1.61 | Energy Star Certified Windows U Factor 1.22 | ROB Only | Res - Low Income - Attached and Other | Envelope | 0 | SH Envelope Res | Residential Households | household | 25 | 0 | 3957.4835 | 0 | SAG input, OEB TRM V7, NY TRM | 5.6585 | 53.1821 | 0 | 0 | SAG input, OEB TRM, NY TRM | 1 | 0.64 | 0.26 | 1 | Default for unit basis (household) | Res_Cooling_and_Gas_Heating | Weather Sensitive | None | Payback-Based | 0 | 0 | 0 | 1 | Low Income
Residential | Space Heating | Windows ROB | Windows - Tier 2 ROB | Windows U Factor 1.61 | Energy Star Certified Windows U Factor 1.05 | ROB Only | Res - Detached | Envelope | 0 | SH Envelope Res | Residential Households | household | 25 | 0 | 6826.9228 | 0 | SAG input, OEB TRM V7, NY TRM | 9.7634 | 91.7616 | 0 | 0 | SAG input, OEB TRM, NY TRM | 1 | 0.751 | 0.1 | 1 | Default for unit basis (household) | Res_Cooling_and_Gas_Heating | Weather Sensitive | None | Payback-Based | 1 | 0 | 0 | 0 | Residential
Residential | Space Heating | Windows ROB | Windows - Tier 2 ROB | Windows U Factor 1.61 | Energy Star Certified Windows U Factor 1.05 | ROB Only | Res - Attached and Other | Envelope | 0 | SH Envelope Res | Residential Households | household | 25 | 0 | 5681.369 | 0 | SAG input, OEB TRM V7, NY TRM | 8.1251 | 76.3641 | 0 | 0 | SAG input, OEB TRM, NY TRM | 1 | 0.64 | 0.1 | 1 | Default for unit basis (household) | Res_Cooling_and_Gas_Heating | Weather Sensitive | None | Payback-Based | 1 | 0 | 0 | 0 | Residential
Residential | Space Heating | Windows ROB | Windows - Tier 2 ROB | Windows U Factor 1.61 | Energy Star Certified Windows U Factor 1.05 | ROB Only | Res - Low Income - Detached | Envelope | 0 | SH Envelope Res | Residential Households | household | 25 | 0 | 6826.9228 | 0 | SAG input, OEB TRM V7, NY TRM | 9.7634 | 91.7616 | 0 | 0 | SAG input, OEB TRM, NY TRM | 1 | 0.751 | 0.1 | 1 | Default for unit basis (household) | Res_Cooling_and_Gas_Heating | Weather Sensitive | None | Payback-Based | 0 | 0 | 0 | 1 | Low Income
Residential | Space Heating | Windows ROB | Windows - Tier 2 ROB | Windows U Factor 1.61 | Energy Star Certified Windows U Factor 1.05 | ROB Only | Res - Low Income - Attached and Other | Envelope | 0 | SH Envelope Res | Residential Households | household | 25 | 0 | 5681.369 | 0 | SAG input, OEB TRM V7, NY TRM | 8.1251 | 76.3641 | 0 | 0 | SAG input, OEB TRM, NY TRM | 1 | 0.64 | 0.1 | 1 | Default for unit basis (household) | Res_Cooling_and_Gas_Heating | Weather Sensitive | None | Payback-Based | 0 | 0 | 0 | 1 | Low Income
Residential | Space Heating | NA | Doors - NEW | Doors U Factor 1.42 | Energy Star Certified Doors U Factor 1.22 | NEW Only | Res - Detached | Envelope | 0 | SH Envelope Res | Residential Households | household | 25 | 0 | 159.1784 | 0 | SAG input, OEB TRM V7, NY TRM | 0.50691 | 4.5912 | 0 | 0 | SAG input, OEB TRM, NY TRM | 1 | 0.85 | 0.15 | 1 | Assume all homes have exterior doors | Res_Cooling_and_Gas_Heating | Weather Sensitive | None | Payback-Based | 1 | 0 | 0 | 0 | Residential
Residential | Space Heating | NA | Doors - NEW | Doors U Factor 1.42 | Energy Star Certified Doors U Factor 1.22 | NEW Only | Res - Attached and Other | Envelope | 0 | SH Envelope Res | Residential Households | household | 25 | 0 | 159.1784 | 0 | SAG input, OEB TRM V7, NY TRM | 0.50691 | 4.5912 | 0 | 0 | SAG input, OEB TRM, NY TRM | 1 | 0.85 | 0.15 | 1 | Assume all homes have exterior doors | Res_Cooling_and_Gas_Heating | Weather Sensitive | None | Payback-Based | 1 | 0 | 0 | 0 | Residential
Residential | Space Heating | NA | Doors - NEW | Doors U Factor 1.42 | Energy Star Certified Doors U Factor 1.22 | NEW Only | Res - Low Income - Detached | Envelope | 0 | SH Envelope Res | Residential Households | household | 25 | 0 | 159.1784 | 0 | SAG input, OEB TRM V7, NY TRM | 0.50691 | 4.5912 | 0 | 0 | SAG input, OEB TRM, NY TRM | 1 | 0.85 | 0.15 | 1 | Assume all homes have exterior doors | Res_Cooling_and_Gas_Heating | Weather Sensitive | None | Payback-Based | 0 | 0 | 0 | 1 | Low Income
Residential | Space Heating | NA | Doors - NEW | Doors U Factor 1.42 | Energy Star Certified Doors U Factor 1.22 | NEW Only | Res - Low Income - Attached and Other | Envelope | 0 | SH Envelope Res | Residential Households | household | 25 | 0 | 159.1784 | 0 | SAG input, OEB TRM V7, NY TRM | 0.50691 | 4.5912 | 0 | 0 | SAG input, OEB TRM, NY TRM | 1 | 0.85 | 0.15 | 1 | Assume all homes have exterior doors | Res_Cooling_and_Gas_Heating | Weather Sensitive | None | Payback-Based | 0 | 0 | 0 | 1 | Low Income
Residential | Space Heating | NA | Doors - ROB | Doors U Factor 1.42 | Energy Star Certified Doors U Factor 1.22 | ROB Only | Res - Detached | Envelope | 0 | SH Envelope Res | Residential Households | household | 25 | 0 | 159.1784 | 0 | SAG input, OEB TRM V7, NY TRM | 0.50691 | 5.8194 | 0 | 0 | SAG input, OEB TRM, NY TRM | 1 | 0.85 | 0.15 | 1 | Assume all homes have exterior doors | Res_Cooling_and_Gas_Heating | Weather Sensitive | None | Payback-Based | 1 | 0 | 0 | 0 | Residential
Residential | Space Heating | NA | Doors - ROB | Doors U Factor 1.42 | Energy Star Certified Doors U Factor 1.22 | ROB Only | Res - Attached and Other | Envelope | 0 | SH Envelope Res | Residential Households | household | 25 | 0 | 159.1784 | 0 | SAG input, OEB TRM V7, NY TRM | 0.50691 | 5.8194 | 0 | 0 | SAG input, OEB TRM, NY TRM | 1 | 0.85 | 0.15 | 1 | Assume all homes have exterior doors | Res_Cooling_and_Gas_Heating | Weather Sensitive | None | Payback-Based | 1 | 0 | 0 | 0 | Residential
Residential | Space Heating | NA | Doors - ROB | Doors U Factor 1.42 | Energy Star Certified Doors U Factor 1.22 | ROB Only | Res - Low Income - Detached | Envelope | 0 | SH Envelope Res | Residential Households | household | 25 | 0 | 159.1784 | 0 | SAG input, OEB TRM V7, NY TRM | 0.50691 | 5.8194 | 0 | 0 | SAG input, OEB TRM, NY TRM | 1 | 0.85 | 0.15 | 1 | Assume all homes have exterior doors | Res_Cooling_and_Gas_Heating | Weather Sensitive | None | Payback-Based | 0 | 0 | 0 | 1 | Low Income
Residential | Space Heating | NA | Doors - ROB | Doors U Factor 1.42 | Energy Star Certified Doors U Factor 1.22 | ROB Only | Res - Low Income - Attached and Other | Envelope | 0 | SH Envelope Res | Residential Households | household | 25 | 0 | 159.1784 | 0 | SAG input, OEB TRM V7, NY TRM | 0.50691 | 5.8194 | 0 | 0 | SAG input, OEB TRM, NY TRM | 1 | 0.85 | 0.15 | 1 | Assume all homes have exterior doors | Res_Cooling_and_Gas_Heating | Weather Sensitive | None | Payback-Based | 0 | 0 | 0 | 1 | Low Income
Residential | Space Heating | NA | Smart Thermostat - NEW | Programmable Thermostat | Adaptive Thermostat | NEW Only | Res - Detached | Envelope | 0 | SH Envelope Res | Residential Households | household | 15 | 0 | 200 | 0 | OEB TRM V7 | 95.584 | 52.5 | 0 | 0 | OEB TRM V7 | 1 | 0.68222 | 0.31778 | 0.95 | Saturation from REUS | Res_Cooling_and_Gas_Heating | Weather Sensitive | None | Payback-Based | 1 | 0 | 0 | 0 | Residential
Residential | Space Heating | NA | Smart Thermostat - NEW | Programmable Thermostat | Adaptive Thermostat | NEW Only | Res - Attached and Other | Envelope | 0 | SH Envelope Res | Residential Households | household | 15 | 0 | 200 | 0 | OEB TRM V7 | 95.584 | 52.5 | 0 | 0 | OEB TRM V7 | 1 | 0.68222 | 0.31778 | 0.95 | Saturation from REUS | Res_Cooling_and_Gas_Heating | Weather Sensitive | None | Payback-Based | 1 | 0 | 0 | 0 | Residential
Residential | Space Heating | NA | Smart Thermostat - NEW | Programmable Thermostat | Adaptive Thermostat | NEW Only | Res - Low Income - Detached | Envelope | 0 | SH Envelope Res | Residential Households | household | 15 | 0 | 200 | 0 | OEB TRM V7 | 95.584 | 52.5 | 0 | 0 | OEB TRM V7 | 1 | 0.68222 | 0.31778 | 0.95 | Saturation from REUS | Res_Cooling_and_Gas_Heating | Weather Sensitive | None | Payback-Based | 0 | 0 | 0 | 1 | Low Income
Residential | Space Heating | NA | Smart Thermostat - NEW | Programmable Thermostat | Adaptive Thermostat | NEW Only | Res - Low Income - Attached and Other | Envelope | 0 | SH Envelope Res | Residential Households | household | 15 | 0 | 200 | 0 | OEB TRM V7 | 95.584 | 52.5 | 0 | 0 | OEB TRM V7 | 1 | 0.68222 | 0.31778 | 0.95 | Saturation from REUS | Res_Cooling_and_Gas_Heating | Weather Sensitive | None | Payback-Based | 0 | 0 | 0 | 1 | Low Income
Residential | Space Heating | NA | Smart Thermostat - RET | Programmable Thermostat | Adaptive Thermostat | RET Only | Res - Detached | Envelope | 0 | SH Envelope Res | Residential Households | household | 15 | 0 | 300 | 0 | OEB TRM V7 | 109.04 | 86.5 | 0 | 0 | OEB TRM V7 | 1 | 0.68222 | 0.31778 | 0.95 | Saturation from REUS | Res_Cooling_and_Gas_Heating | Weather Sensitive | None | Payback-Based | 1 | 0 | 0 | 0 | Residential
Residential | Space Heating | NA | Smart Thermostat - RET | Programmable Thermostat | Adaptive Thermostat | RET Only | Res - Attached and Other | Envelope | 0 | SH Envelope Res | Residential Households | household | 15 | 0 | 300 | 0 | OEB TRM V7 | 109.04 | 86.5 | 0 | 0 | OEB TRM V7 | 1 | 0.68222 | 0.31778 | 0.95 | Saturation from REUS | Res_Cooling_and_Gas_Heating | Weather Sensitive | None | Payback-Based | 1 | 0 | 0 | 0 | Residential
Residential | Space Heating | NA | Smart Thermostat - RET | Programmable Thermostat | Adaptive Thermostat | RET Only | Res - Low Income - Detached | Envelope | 0 | SH Envelope Res | Residential Households | household | 15 | 0 | 300 | 0 | OEB TRM V7 | 109.04 | 86.5 | 0 | 0 | OEB TRM V7 | 1 | 0.68222 | 0.31778 | 0.95 | Saturation from REUS | Res_Cooling_and_Gas_Heating | Weather Sensitive | None | Payback-Based | 0 | 0 | 0 | 1 | Low Income
Residential | Space Heating | NA | Smart Thermostat - RET | Programmable Thermostat | Adaptive Thermostat | RET Only | Res - Low Income - Attached and Other | Envelope | 0 | SH Envelope Res | Residential Households | household | 15 | 0 | 300 | 0 | OEB TRM V7 | 109.04 | 86.5 | 0 | 0 | OEB TRM V7 | 1 | 0.68222 | 0.31778 | 0.95 | Saturation from REUS | Res_Cooling_and_Gas_Heating | Weather Sensitive | None | Payback-Based | 0 | 0 | 0 | 1 | Low Income
Residential | Space Heating | NA | Heat Recovery Ventilator | No Heat Recovery Ventilator | Heat Recovery Ventilation (Average 55-85% effectiveness) | RET Only | Res - Detached | Envelope | 0 | SH Envelope Res | Residential Households | household | 14 | 0 | 2750 | 0 | OEB TRM V7 | -133 | 215.46 | 0 | 0 | MA TRM 2016-2018 p.109 | 0.05 | 0.95 | 0.05 | 0.945 | Density reflects 5% of homes w/ mechanical ventiliation estimate per SAG input; tech suitability for forced air systems per SAG/REUS 2023 | Res_Cooling_and_Gas_Heating | Weather Sensitive | None | Payback-Based | 1 | 0 | 0 | 0 | Residential
Residential | Space Heating | NA | Heat Recovery Ventilator | No Heat Recovery Ventilator | Heat Recovery Ventilation (Average 55-85% effectiveness) | RET Only | Res - Attached and Other | Envelope | 0 | SH Envelope Res | Residential Households | household | 14 | 0 | 2750 | 0 | OEB TRM V7 | -133 | 179.3059 | 0 | 0 | MA TRM 2016-2018 p.109 | 0.05 | 0.9 | 0.1 | 0.945 | Density reflects 5% of homes w/ mechanical ventiliation estimate per SAG input; tech suitability for forced air systems per SAG/REUS 2023 | Res_Cooling_and_Gas_Heating | Weather Sensitive | None | Payback-Based | 1 | 0 | 0 | 0 | Residential
Residential | Space Heating | NA | Heat Recovery Ventilator | No Heat Recovery Ventilator | Heat Recovery Ventilation (Average 55-85% effectiveness) | RET Only | Res - Low Income - Detached | Envelope | 0 | SH Envelope Res | Residential Households | household | 14 | 0 | 2750 | 0 | OEB TRM V7 | -133 | 215.46 | 0 | 0 | MA TRM 2016-2018 p.109 | 0.05 | 0.95 | 0.05 | 0.945 | Density reflects 5% of homes w/ mechanical ventiliation estimate per SAG input; tech suitability for forced air systems per SAG/REUS 2023 | Res_Cooling_and_Gas_Heating | Weather Sensitive | None | Payback-Based | 0 | 0 | 0 | 1 | Low Income
Residential | Space Heating | NA | Heat Recovery Ventilator | No Heat Recovery Ventilator | Heat Recovery Ventilation (Average 55-85% effectiveness) | RET Only | Res - Low Income - Attached and Other | Envelope | 0 | SH Envelope Res | Residential Households | household | 14 | 0 | 2750 | 0 | OEB TRM V7 | -133 | 179.3059 | 0 | 0 | MA TRM 2016-2018 p.109 | 0.05 | 0.9 | 0.1 | 0.945 | Density reflects 5% of homes w/ mechanical ventiliation estimate per SAG input; tech suitability for forced air systems per SAG/REUS 2023 | Res_Cooling_and_Gas_Heating | Weather Sensitive | None | Payback-Based | 0 | 0 | 0 | 1 | Low Income
Residential | Water Heating | WH Engine | Heat Pump Water Heater - FS | Gas Storage Water Heater, 0.67 EF | Heat Pump Water Heater, 3.75 EF | ROB and NEW | Res - Detached | Engine | 1 | WH Engine Res | Residential Households | household | 15 | 0 | 2961.6667 | 0 | Illinois TRM V11 - 5.4.3 Heat Pump Water Heaters | -991.8566 | 663.3162 | -0.046989 | -0.046989 | Illinois TRM V11 - 5.4.3, PA TRM - 2.3.1 | 0.85662 | 1 | 0 | 0.85 | REUS 2023; Tech suitability of 85% per SAG input | Res_Domestic_Hot_Water | Baseload | None | Payback-Based | 1 | 0 | 0 | 0 | Residential
Residential | Water Heating | WH Engine | Heat Pump Water Heater - FS | Gas Storage Water Heater, 0.67 EF | Heat Pump Water Heater, 3.75 EF | ROB and NEW | Res - Attached and Other | Engine | 1 | WH Engine Res | Residential Households | household | 15 | 0 | 2961.6667 | 0 | Illinois TRM V11 - 5.4.3 Heat Pump Water Heaters | -686.8362 | 459.3301 | -0.032539 | -0.032539 | Illinois TRM V11 - 5.4.3, PA TRM - 2.3.1 | 0.80355 | 1 | 0 | 0.85 | REUS 2023; Tech suitability of 85% per SAG input | Res_Domestic_Hot_Water | Baseload | None | Payback-Based | 1 | 0 | 0 | 0 | Residential
Residential | Water Heating | WH Engine | Heat Pump Water Heater - FS | Gas Storage Water Heater, 0.67 EF | Heat Pump Water Heater, 3.75 EF | ROB and NEW | Res - Low Income - Detached | Engine | 1 | WH Engine Res | Residential Households | household | 15 | 0 | 2961.6667 | 0 | Illinois TRM V11 - 5.4.3 Heat Pump Water Heaters | -1063.9352 | 711.5196 | -0.050404 | -0.050404 | Illinois TRM V11 - 5.4.3, PA TRM - 2.3.1 | 0.78443 | 1 | 0 | 0.85 | REUS 2023; Tech suitability of 85% per SAG input | Res_Domestic_Hot_Water | Baseload | None | Payback-Based | 0 | 0 | 0 | 1 | Low Income
Residential | Water Heating | WH Engine | Heat Pump Water Heater - FS | Gas Storage Water Heater, 0.67 EF | Heat Pump Water Heater, 3.75 EF | ROB and NEW | Res - Low Income - Attached and Other | Engine | 1 | WH Engine Res | Residential Households | household | 15 | 0 | 2961.6667 | 0 | Illinois TRM V11 - 5.4.3 Heat Pump Water Heaters | -629.5177 | 420.9976 | -0.029823 | -0.029823 | Illinois TRM V11 - 5.4.3, PA TRM - 2.3.1 | 0.79983 | 1 | 0 | 0.85 | REUS 2023; Tech suitability of 85% per SAG input | Res_Domestic_Hot_Water | Baseload | None | Payback-Based | 0 | 0 | 0 | 1 | Low Income
Residential | Water Heating | WH Engine | Electric Resistance Water Heater - FS | Gas Storage Water Heater, 0.67 EF | Energy Star Electric Resistance Water Heater, 0.92 EF | ROB and NEW | Res - Detached | Engine | 1 | WH Engine Res | Residential Households | household | 15 | 0 | 2428 | 0 | Illinois TRM V11 - 5.4.3 Heat Pump Water Heaters | -5819.6062 | 756.3469 | -0.2757 | -0.2757 | Illinois TRM - 5.4.3 Heat Pump Water Heaters | 0.85662 | 1 | 0 | 1 | REUS 2023; Tech suitability of 100% per SAG input | Res_Domestic_Hot_Water | Baseload | None | Payback-Based | 1 | 0 | 0 | 0 | Residential
Residential | Water Heating | WH Engine | Electric Resistance Water Heater - FS | Gas Storage Water Heater, 0.67 EF | Energy Star Electric Resistance Water Heater, 0.92 EF | ROB and NEW | Res - Attached and Other | Engine | 1 | WH Engine Res | Residential Households | household | 15 | 0 | 2428 | 0 | Illinois TRM V11 - 5.4.3 Heat Pump Water Heaters | -4029.9335 | 523.7515 | -0.19092 | -0.19092 | Illinois TRM - 5.4.3 Heat Pump Water Heaters | 0.80355 | 1 | 0 | 1 | REUS 2023; Tech suitability of 100% per SAG input | Res_Domestic_Hot_Water | Baseload | None | Payback-Based | 1 | 0 | 0 | 0 | Residential
Residential | Water Heating | WH Engine | Electric Resistance Water Heater - FS | Gas Storage Water Heater, 0.67 EF | Energy Star Electric Resistance Water Heater, 0.92 EF | ROB and NEW | Res - Low Income - Detached | Engine | 1 | WH Engine Res | Residential Households | household | 15 | 0 | 2428 | 0 | Illinois TRM V11 - 5.4.3 Heat Pump Water Heaters | -6242.5192 | 811.3109 | -0.29574 | -0.29574 | Illinois TRM - 5.4.3 Heat Pump Water Heaters | 0.78443 | 1 | 0 | 1 | REUS 2023; Tech suitability of 100% per SAG input | Res_Domestic_Hot_Water | Baseload | None | Payback-Based | 0 | 0 | 0 | 1 | Low Income
Residential | Water Heating | WH Engine | Electric Resistance Water Heater - FS | Gas Storage Water Heater, 0.67 EF | Energy Star Electric Resistance Water Heater, 0.92 EF | ROB and NEW | Res - Low Income - Attached and Other | Engine | 1 | WH Engine Res | Residential Households | household | 15 | 0 | 2428 | 0 | Illinois TRM V11 - 5.4.3 Heat Pump Water Heaters | -3693.6237 | 480.0429 | -0.17498 | -0.17498 | Illinois TRM - 5.4.3 Heat Pump Water Heaters | 0.79983 | 1 | 0 | 1 | REUS 2023; Tech suitability of 100% per SAG input | Res_Domestic_Hot_Water | Baseload | None | Payback-Based | 0 | 0 | 0 | 1 | Low Income
Residential | Water Heating | WH Engine | Tankless Water Heater (Non-Condensing) | Gas Storage Water Heater, 0.67 EF | High-Efficiency Tankless Water Heater, 0.82 EF | ROB and NEW | Res - Detached | Engine | 0 | NA | Residential Households | household | 20 | 0 | 1667 | 0 | OEB TRM V7 | 0 | 90.7 | 0 | 0 | OEB TRM V7 | 0.85662 | 1 | 0 | 0.51519 | REUS 2023; Tech suitability accounts for efficient initial saturation | None | Baseload | None | Payback-Based | 1 | 0 | 0 | 0 | Residential
Residential | Water Heating | WH Engine | Tankless Water Heater (Non-Condensing) | Gas Storage Water Heater, 0.67 EF | High-Efficiency Tankless Water Heater, 0.82 EF | ROB and NEW | Res - Attached and Other | Engine | 0 | NA | Residential Households | household | 20 | 0 | 1387.2784 | 0 | OEB TRM V7 | 0 | 75.4806 | 0 | 0 | OEB TRM V7 | 0.80355 | 1 | 0 | 0.51289 | REUS 2023; Tech suitability accounts for efficient initial saturation | None | Baseload | None | Payback-Based | 1 | 0 | 0 | 0 | Residential
Residential | Water Heating | WH Engine | Tankless Water Heater (Non-Condensing) | Gas Storage Water Heater, 0.67 EF | High-Efficiency Tankless Water Heater, 0.82 EF | ROB and NEW | Res - Low Income - Detached | Engine | 0 | NA | Residential Households | household | 20 | 0 | 1667 | 0 | OEB TRM V7 | 0 | 90.7 | 0 | 0 | OEB TRM V7 | 0.78443 | 1 | 0 | 0.4665 | REUS 2023; Tech suitability accounts for efficient initial saturation | None | Baseload | None | Payback-Based | 0 | 0 | 0 | 1 | Low Income
Residential | Water Heating | WH Engine | Tankless Water Heater (Non-Condensing) | Gas Storage Water Heater, 0.67 EF | High-Efficiency Tankless Water Heater, 0.82 EF | ROB and NEW | Res - Low Income - Attached and Other | Engine | 0 | NA | Residential Households | household | 20 | 0 | 1387.2784 | 0 | OEB TRM V7 | 0 | 75.4806 | 0 | 0 | OEB TRM V7 | 0.79983 | 1 | 0 | 0.49246 | REUS 2023; Tech suitability accounts for efficient initial saturation | None | Baseload | None | Payback-Based | 0 | 0 | 0 | 1 | Low Income
Residential | Water Heating | WH Engine | Tankless Water Heater (Condensing) | Gas Storage Water Heater, 0.67 EF | Condensing Tankless Water Heater, 0.91 EF | ROB and NEW | Res - Detached | Engine | 0 | NA | Residential Households | household | 20 | 0 | 2066 | 0 | OEB TRM V7 | 0 | 130.7 | 0 | 0 | OEB TRM V7 | 0.85662 | 1 | 0 | 0.51519 | REUS 2023; Tech suitability accounts for efficient initial saturation | None | Baseload | None | Payback-Based | 1 | 0 | 0 | 0 | Residential
Residential | Water Heating | WH Engine | Tankless Water Heater (Condensing) | Gas Storage Water Heater, 0.67 EF | Condensing Tankless Water Heater, 0.91 EF | ROB and NEW | Res - Attached and Other | Engine | 0 | NA | Residential Households | household | 20 | 0 | 1719.3264 | 0 | OEB TRM V7 | 0 | 108.7686 | 0 | 0 | OEB TRM V7 | 0.80355 | 1 | 0 | 0.51289 | REUS 2023; Tech suitability accounts for efficient initial saturation | None | Baseload | None | Payback-Based | 1 | 0 | 0 | 0 | Residential
Residential | Water Heating | WH Engine | Tankless Water Heater (Condensing) | Gas Storage Water Heater, 0.67 EF | Condensing Tankless Water Heater, 0.91 EF | ROB and NEW | Res - Low Income - Detached | Engine | 0 | NA | Residential Households | household | 20 | 0 | 2066 | 0 | OEB TRM V7 | 0 | 130.7 | 0 | 0 | OEB TRM V7 | 0.78443 | 1 | 0 | 0.4665 | REUS 2023; Tech suitability accounts for efficient initial saturation | None | Baseload | None | Payback-Based | 0 | 0 | 0 | 1 | Low Income
Residential | Water Heating | WH Engine | Tankless Water Heater (Condensing) | Gas Storage Water Heater, 0.67 EF | Condensing Tankless Water Heater, 0.91 EF | ROB and NEW | Res - Low Income - Attached and Other | Engine | 0 | NA | Residential Households | household | 20 | 0 | 1719.3264 | 0 | OEB TRM V7 | 0 | 108.7686 | 0 | 0 | OEB TRM V7 | 0.79983 | 1 | 0 | 0.49246 | REUS 2023; Tech suitability accounts for efficient initial saturation | None | Baseload | None | Payback-Based | 0 | 0 | 0 | 1 | Low Income
Residential | Water Heating | WH Engine | Gas Storage Water Heater | Gas Storage Water Heater, 0.67 EF | High-Efficiency Storage Water Heater, 0.80 EF | ROB and NEW | Res - Detached | Engine | 0 | NA | Residential Households | household | 16 | 0 | 545 | 0 | OEB TRM V7 | 0 | 44.1 | 0 | 0 | OEB TRM V7 | 0.85662 | 1 | 0 | 0.51519 | REUS 2023; Tech suitability accounts for efficient initial saturation | None | Baseload | None | Payback-Based | 1 | 0 | 0 | 0 | Residential
Residential | Water Heating | WH Engine | Gas Storage Water Heater | Gas Storage Water Heater, 0.67 EF | High-Efficiency Storage Water Heater, 0.80 EF | ROB and NEW | Res - Attached and Other | Engine | 0 | NA | Residential Households | household | 16 | 0 | 453.5493 | 0 | OEB TRM V7 | 0 | 36.7 | 0 | 0 | OEB TRM V7 | 0.80355 | 1 | 0 | 0.51289 | REUS 2023; Tech suitability accounts for efficient initial saturation | None | Baseload | None | Payback-Based | 1 | 0 | 0 | 0 | Residential
Residential | Water Heating | WH Engine | Gas Storage Water Heater | Gas Storage Water Heater, 0.67 EF | High-Efficiency Storage Water Heater, 0.80 EF | ROB and NEW | Res - Low Income - Detached | Engine | 0 | NA | Residential Households | household | 16 | 0 | 545 | 0 | OEB TRM V7 | 0 | 44.1 | 0 | 0 | OEB TRM V7 | 0.78443 | 1 | 0 | 0.4665 | REUS 2023; Tech suitability accounts for efficient initial saturation | None | Baseload | None | Payback-Based | 0 | 0 | 0 | 1 | Low Income
Residential | Water Heating | WH Engine | Gas Storage Water Heater | Gas Storage Water Heater, 0.67 EF | High-Efficiency Storage Water Heater, 0.80 EF | ROB and NEW | Res - Low Income - Attached and Other | Engine | 0 | NA | Residential Households | household | 16 | 0 | 453.5493 | 0 | OEB TRM V7 | 0 | 36.7 | 0 | 0 | OEB TRM V7 | 0.79983 | 1 | 0 | 0.49246 | REUS 2023; Tech suitability accounts for efficient initial saturation | None | Baseload | None | Payback-Based | 0 | 0 | 0 | 1 | Low Income
Residential | Space Heating | NA | Home Energy Report - RET | No Home Energy Report | Home Energy Report | RET Only | Res - Detached | Envelope | 0 | SH Envelope Res | Residential Households | household | 1 | 0 | 9.2133 | 0 | MI Behavior resource manual | 0 | 9.3095 | 0 | 0 | MI Behavior resource manual | 1 | 1 | 0 | 1 | Assumption - see notes | None | Weather Sensitive | None | Planned Rollout | 1 | 0 | 0 | 0 | Residential
Residential | Space Heating | NA | Home Energy Report - RET | No Home Energy Report | Home Energy Report | RET Only | Res - Attached and Other | Envelope | 0 | SH Envelope Res | Residential Households | household | 1 | 0 | 9.2133 | 0 | MI Behavior resource manual | 0 | 6.2799 | 0 | 0 | MI Behavior resource manual | 1 | 1 | 0 | 1 | Assumption - see notes | None | Weather Sensitive | None | Planned Rollout | 1 | 0 | 0 | 0 | Residential
Residential | Space Heating | NA | Home Energy Report - RET | No Home Energy Report | Home Energy Report | RET Only | Res - Low Income - Detached | Envelope | 0 | SH Envelope Res | Residential Households | household | 1 | 0 | 9.2133 | 0 | MI Behavior resource manual | 0 | 9.3095 | 0 | 0 | MI Behavior resource manual | 1 | 1 | 0 | 1 | Assumption - see notes | None | Weather Sensitive | None | Planned Rollout | 0 | 0 | 0 | 1 | Low Income
Residential | Space Heating | NA | Home Energy Report - RET | No Home Energy Report | Home Energy Report | RET Only | Res - Low Income - Attached and Other | Envelope | 0 | SH Envelope Res | Residential Households | household | 1 | 0 | 9.2133 | 0 | MI Behavior resource manual | 0 | 6.2799 | 0 | 0 | MI Behavior resource manual | 1 | 1 | 0 | 1 | Assumption - see notes | None | Weather Sensitive | None | Planned Rollout | 0 | 0 | 0 | 1 | Low Income