{"text_format":"1","workbook":"xlsx","n_sheets":3,"sheets":["Hourly load shapes by class","2006 Input to CA model","Revised Inputs to CA model"],"not_rendered":{"charts":0,"images":0,"macros":1,"external_links":0,"defined_names":3,"comments":0,"pivot_tables":0},"unopened":[],"bounds":{"document_bytes":16777216,"sheet_cells":100000,"rows_first":2000,"rows_last":500,"rows_between":2000,"halvings":0,"cell_chars":16384,"cell_head_chars":4096},"cells_cut":0,"cells_raw":0,"read":"whole","date_system":"1900"}

{"sheet":"Hourly load shapes by class","index":0,"n_rows":8818,"n_cols":28,"rows_kept":4500,"cut":true,"hidden":false,"merged":[[0,12,0,18]],"bounds":{"rows_first":2000,"rows_last":500,"rows_between":2000,"halvings":0}}
["ALL UNITS IN GWh",null,null,null,null,null,null,null,null,null,null,null,"2015 Load Shape"]
["Year","Month","Day","Hour (EST)","Residential","GS 50 to 5000kW","Street Lighting","GS<50kW ","USL","Sentinel Lighting","TOTAL LDC sales",null,{"$f":"E2","v":"Residential"},{"$f":"F2","v":"GS 50 to 5000kW"},"Street Lighting","GS<50kW ","USL","Sentinel Lighting",{"$f":"K2","v":"TOTAL LDC sales"},null,null,{"$f":"E2","v":"Residential"},{"$f":"F2","v":"GS 50 to 5000kW"},"Street Lighting","GS<50kW ","USL","Sentinel Lighting",{"$f":"K2","v":"TOTAL LDC sales"}]
[2004,1,1,1,6.797146552799521E-3,7.1849692676924336E-3,2.5325125214408243E-4,3.4148378060571685E-3,4.4354838709677579E-7,1.765152426606254E-5,{"$f":"SUM(E3:J3)","v":1.7668299951346365E-2},null,{"$f":"E3*V$5","v":6.3676509381133811E-3},{"$f":"F3*W$5","v":6.1205622331320288E-3},{"$f":"G3*X$5","v":1.3049485457547106E-4},{"$f":"H3*Y$5","v":2.6999841945560717E-3},{"$f":"I3*Z$5","v":4.625883768073835E-5},7.2195860773879382E-6,{"$f":"SUM(M3:R3)","v":1.5372170644135078E-2},null,2004,{"$f":"SUM(E3:E8786)*1000000","v":54127634.411707558},{"$f":"SUM(F3:F8786)*1000000","v":87459871.275416866},{"$f":"SUM(G3:G8786)*1000000","v":1008346.6040000211},22847739.326023132,{"$f":"SUM(I3:I8786)*1000000","v":3959.9999999998172},98600.1240366485,{"$f":"SUM(V3:AA3)","v":165546151.74118423}]
[2004,1,1,2,6.4563979495222724E-3,7.0298046472290938E-3,2.5325125214408243E-4,3.3577003201800998E-3,4.4354838709677579E-7,1.765152426606254E-5,{"$f":"SUM(E4:J4)","v":1.7115249241728706E-2},null,{"$f":"E4*V$5","v":6.0484334331699953E-3},{"$f":"F4*W$5","v":5.9883842542787953E-3},{"$f":"G4*X$5","v":1.3049485457547106E-4},{"$f":"H4*AB$5","v":2.9257282769234705E-3},{"$f":"I4*Z$5","v":4.625883768073835E-5},{"$f":"J4*AA$5","v":7.2195860773879382E-6},{"$f":"SUM(M4:R4)","v":1.5146519242705858E-2},null,"2025 Forecast",50707437.21092952,74503253.263715968,519579.04388085968,18064850.679636322,412998.90281361144,40328.079999999994,{"$f":"SUM(V4:AA4)","v":144248447.1809763}]
[2004,1,1,3,6.5105292870625857E-3,6.8436646572918869E-3,2.5325125214408243E-4,3.2774438535462971E-3,4.4354838709677579E-7,1.765152426606254E-5,1.6902984122698011E-2,null,6.0991443395175919E-3,5.8298197079267216E-3,1.3049485457547106E-4,2.8557968978705933E-3,4.625883768073835E-5,7.2195860773879382E-6,1.4968734223648502E-2,null,"Scaling Factor",{"$f":"V4/V3","v":0.93681236510793708},{"$f":"W4/W3","v":0.85185642486369939},0.51527822062347994,0.79066249933361277,104.29265222566427,{"$f":"AA4/AA3","v":0.40900638203062023},{"$f":"AB4/AB3","v":0.87134883936471752}]
[2004,1,1,4,6.5465228702537882E-3,6.7316364161707047E-3,2.5325125214408243E-4,3.1496071140831622E-3,4.4354838709677579E-7,1.765152426606254E-5,1.6699112725304895E-2,null,6.1328635733156524E-3,5.7343877309614629E-3,1.3049485457547106E-4,2.7444065033112208E-3,4.625883768073835E-5,7.2195860773879382E-6,1.4795631085921933E-2]
[2004,1,1,5,6.756101221577198E-3,6.6897435015568435E-3,2.5325125214408243E-4,3.1049627414580011E-3,4.4354838709677579E-7,1.765152426606254E-5,1.6822153789389283E-2,null,6.3291991642943574E-3,5.6987009824913783E-3,1.3049485457547106E-4,2.7055056810401205E-3,4.625883768073835E-5,7.2195860773879382E-6,1.4917379106159452E-2]
[2004,1,1,6,7.0396614382581563E-3,6.8505878244253422E-3,2.5325125214408243E-4,3.1508508381799054E-3,4.4354838709677579E-7,1.765152426606254E-5,1.7312446425660644E-2,null,6.5948418815337658E-3,5.8357172523297602E-3,1.3049485457547106E-4,2.7454902208594082E-3,4.625883768073835E-5,7.2195860773879382E-6,1.536002263305653E-2]
[2004,1,1,7,7.458553300925287E-3,7.3277581148615649E-3,1.6039245969125219E-4,3.2797687544542085E-3,4.4354838709677579E-7,1.1179298701839607E-5,1.8238095477021252E-2,null,6.9872649581234295E-3,6.2421978299919342E-3,8.2646741231131657E-5,2.8578226975783396E-3,4.625883768073835E-5,4.5724045156790274E-6,1.6220763469121251E-2]
[2004,1,1,8,7.8745678371721448E-3,8.1420157923281951E-3,0,3.6518892444503273E-3,4.4354838709677579E-7,0,1.9668916422337764E-2,null,7.3769925197441294E-3,6.9358284640364766E-3,0,3.1820694546402877E-3,4.625883768073835E-5,0,1.754114927610163E-2]
[2004,1,1,9,8.303103764858908E-3,8.6127418251580132E-3,0,3.8916782750724587E-3,4.4354838709677579E-7,0,2.0807967413476479E-2,null,7.7784502756940901E-3,7.3368194594531583E-3,0,3.3910093481652726E-3,4.625883768073835E-5,0,1.8552537920993258E-2]
[2004,1,1,10,8.5782673676448214E-3,9.1407213172804719E-3,0,4.1207191347708795E-3,4.4354838709677579E-7,0,2.1840151368083271E-2,null,8.0362269412115831E-3,7.7865821820139475E-3,0,3.5905838354305889E-3,4.625883768073835E-5,0,1.9459651796336859E-2]
[2004,1,1,11,8.7495383242223723E-3,9.3371234323211E-3,0,4.1812946542602982E-3,4.4354838709677579E-7,0,2.2268399959190863E-2,null,8.1966756911172976E-3,7.9538885855681262E-3,0,3.6433662440316086E-3,4.625883768073835E-5,0,1.9840189358397771E-2]
[2004,1,1,12,8.6472815697328335E-3,9.7241984944243104E-3,0,4.4071272156869521E-3,4.4354838709677579E-7,0,2.2779050828231191E-2,null,8.1008802990956905E-3,8.2836209641252607E-3,0,3.8401451843214848E-3,4.625883768073835E-5,0,2.0270905285223174E-2]
[2004,1,1,13,8.1702845342811921E-3,9.5464169869167517E-3,0,4.3228278581406276E-3,4.4354838709677579E-7,0,2.2039972927725665E-2,null,7.6540235781647637E-3,8.1321766447329941E-3,0,3.7666910369643035E-3,4.625883768073835E-5,0,1.9599150097542796E-2]
[2004,1,1,14,7.868183584841015E-3,9.5906242430174593E-3,0,4.3411113269073986E-3,4.4354838709677579E-7,0,2.180036270315297E-2,null,7.371011673218358E-3,8.1698348798679762E-3,0,3.7826223162537908E-3,4.625883768073835E-5,0,1.9369727707020862E-2]
[2004,1,1,15,8.0295956738560929E-3,9.1507043840925017E-3,0,4.017166099631559E-3,4.4354838709677579E-7,0,2.1197909705967247E-2,null,7.5222245140855858E-3,7.7950863216176185E-3,0,3.5003530184492481E-3,4.625883768073835E-5,0,1.886392269183319E-2]
[2004,1,1,16,7.9357496661643292E-3,9.2899249619953512E-3,8.8637938250428846E-5,4.1768897603176799E-3,4.4354838709677579E-7,6.1780334931218883E-6,2.1497823908608004E-2,null,7.4343084136639275E-3,7.9136822653773989E-3,4.5673199101414867E-5,3.6395280448071835E-3,4.625883768073835E-5,2.526855127085778E-6,1.9081977615757747E-2]
[2004,1,1,17,8.5192747871948964E-3,9.9465472348223317E-3,2.5325125214408243E-4,4.6714129262047628E-3,4.4354838709677579E-7,1.765152426606254E-5,2.340858127301923E-2,null,7.980961962396468E-3,8.4730301671936663E-3,1.3049485457547106E-4,4.0704302314418586E-3,4.625883768073835E-5,7.2195860773879382E-6,2.0708395639365589E-2]
[2004,1,1,18,9.7214241418661675E-3,9.6632979138656233E-3,2.5325125214408243E-4,4.5273594797172806E-3,4.4354838709677579E-7,1.765152426606254E-5,2.4183427860246312E-2,null,9.1071503425590415E-3,8.2317424132984148E-3,1.3049485457547106E-4,3.9449094280385039E-3,4.625883768073835E-5,7.2195860773879382E-6,2.1467775462229555E-2]
[2004,1,1,19,9.6109556586174288E-3,9.3664194697325696E-3,2.5325125214408243E-4,4.4206212779680353E-3,4.4354838709677579E-7,1.765152426606254E-5,2.3669342731115275E-2,null,9.0036621014969054E-3,7.9788446032601334E-3,1.3049485457547106E-4,3.8519032198284218E-3,4.625883768073835E-5,7.2195860773879382E-6,2.1018383202919058E-2]
[2004,1,1,20,9.3249976119546257E-3,9.1729886796207624E-3,2.5325125214408243E-4,4.39626562857058E-3,4.4354838709677579E-7,1.765152426606254E-5,2.3165598244943211E-2,null,8.7357730674810785E-3,7.8140693419369283E-3,1.3049485457547106E-4,3.8306809529939753E-3,4.625883768073835E-5,7.2195860773879382E-6,2.056449664074558E-2]
[2004,1,1,21,9.15729284258468E-3,8.8614493287882574E-3,2.5325125214408243E-4,4.3132621434122231E-3,4.4354838709677579E-7,1.765152426606254E-5,2.2603350639582402E-2,null,8.5786651658477375E-3,7.5486825443323935E-3,1.3049485457547106E-4,3.7583559625380143E-3,4.625883768073835E-5,7.2195860773879382E-6,2.0069676951051742E-2]
[2004,1,1,22,8.6086284379344371E-3,8.5952254062760212E-3,2.5325125214408243E-4,4.1659711046362529E-3,4.4354838709677579E-7,1.765152426606254E-5,2.1641171273643948E-2,null,8.0646695672768054E-3,7.3218979854879299E-3,1.3049485457547106E-4,3.6300140868517493E-3,4.625883768073835E-5,7.2195860773879382E-6,1.9200554917950082E-2]
[2004,1,1,23,7.8868421102368403E-3,8.2319569321806195E-3,2.5325125214408243E-4,3.7539730394158381E-3,4.4354838709677579E-7,1.765152426606254E-5,2.0144118406630541E-2,null,7.388491210523848E-3,7.0124454018793293E-3,1.3049485457547106E-4,3.2710200509014314E-3,4.625883768073835E-5,7.2195860773879382E-6,1.7855929941638204E-2]
[2004,1,1,24,6.8187209169707939E-3,8.1996527451726024E-3,2.5325125214408243E-4,3.5420991732433241E-3,4.4354838709677579E-7,1.765152426606254E-5,1.8831819160183963E-2,null,6.3878620692383713E-3,6.9849268726265516E-3,1.3049485457547106E-4,3.0864040035202961E-3,4.625883768073835E-5,7.2195860773879382E-6,1.6643166223718815E-2]
[2004,1,2,1,6.4153138533965745E-3,7.7518597472182637E-3,2.5325125214408243E-4,2.8479983036178705E-3,4.4354838709677579E-7,1.765152426606254E-5,1.7286518229029949E-2,null,6.0099453439101582E-3,6.6034715303101704E-3,1.3049485457547106E-4,2.4816000163701158E-3,4.625883768073835E-5,7.2195860773879382E-6,1.5278990168924041E-2]
[2004,1,2,2,6.0218248056113964E-3,7.5342155650007193E-3,2.5325125214408243E-4,2.8484770542005428E-3,4.4354838709677579E-7,1.765152426606254E-5,1.6675863749609898E-2,null,5.6413199384104558E-3,6.4180699353539499E-3,1.3049485457547106E-4,2.4820171751346724E-3,4.625883768073835E-5,7.2195860773879382E-6,1.4725380327232673E-2]
[2004,1,2,3,6.1396195782350144E-3,7.2991940107430091E-3,2.5325125214408243E-4,2.7483325338187072E-3,4.4354838709677579E-7,1.765152426606254E-5,1.645849244759397E-2,null,5.7516715379493386E-3,6.2178653143780665E-3,1.3049485457547106E-4,2.3947563635312238E-3,4.625883768073835E-5,7.2195860773879382E-6,1.4548266494192226E-2]
[2004,1,2,4,6.2358980761500968E-3,7.1409422407568987E-3,2.5325125214408243E-4,2.6283605832440955E-3,4.4354838709677579E-7,1.765152426606254E-5,1.627654722494833E-2,null,5.8418664252902069E-3,6.0830575273693463E-3,1.3049485457547106E-4,2.2902189436417148E-3,4.625883768073835E-5,7.2195860773879382E-6,1.4399116174634864E-2]
[2004,1,2,5,6.3867975820978374E-3,7.178044197348141E-3,2.5325125214408243E-4,2.538743639689318E-3,4.4354838709677579E-7,1.765152426606254E-5,1.6374931743932536E-2,null,5.9832309483507286E-3,6.1146630674666098E-3,1.3049485457547106E-4,2.2121313238878458E-3,4.625883768073835E-5,7.2195860773879382E-6,1.4493998618038781E-2]
[2004,1,2,6,6.6303772038853234E-3,7.5105742206208071E-3,2.5325125214408243E-4,2.4391370863907436E-3,4.4354838709677579E-7,1.765152426606254E-5,1.6851434835694113E-2,null,6.2114193499295603E-3,6.3979309042515066E-3,1.3049485457547106E-4,2.125339269278013E-3,4.625883768073835E-5,7.2195860773879382E-6,1.4918662801792677E-2]
[2004,1,2,7,6.8071069569459654E-3,8.4677332842063597E-3,1.6039245969125219E-4,2.2721508147478661E-3,4.4354838709677579E-7,1.1179298701839607E-5,1.7719006362680381E-2,null,6.3769819678792423E-3,7.213293002183381E-3,8.2646741231131657E-5,1.9798359752921505E-3,4.625883768073835E-5,4.5724045156790274E-6,1.5703588928782323E-2]
[2004,1,2,8,6.8001573291327205E-3,9.9743565522536388E-3,0,2.2573180985399565E-3,4.4354838709677579E-7,0,1.9032275528313408E-2,null,6.3704714706108966E-3,8.496719712918599E-3,0,1.9669115052397619E-3,4.625883768073835E-5,0,1.6880361526449995E-2]
[2004,1,2,9,6.8401871276987597E-3,1.0999596644648351E-2,0,2.3546201605194189E-3,4.4354838709677579E-7,0,2.0194847481253626E-2,null,6.4079718808803419E-3,9.3700770726528881E-3,0,2.0516955440133605E-3,4.625883768073835E-5,0,1.787600333522733E-2]
[2004,1,2,10,6.8780278983521922E-3,1.1669061018173662E-2,0,2.6644469744712138E-3,4.4354838709677579E-7,0,2.1211979439384163E-2,null,6.4434215827336907E-3,9.9403646004577757E-3,0,2.3216627787543253E-3,4.625883768073835E-5,0,1.8751707799626531E-2]
[2004,1,2,11,7.3514171914061312E-3,1.1636797899642285E-2,0,2.6206631175568641E-3,4.4354838709677579E-7,0,2.1609321756992372E-2,null,6.8868985259763257E-3,9.9128810556506838E-3,0,2.2835117658490957E-3,4.625883768073835E-5,0,1.9129550185156843E-2]
[2004,1,2,12,7.1278243023322604E-3,1.2016088098889353E-2,0,3.0017904320812504E-3,4.4354838709677579E-7,0,2.2146146381689959E-2,null,6.6774339427417163E-3,1.0235981848767131E-2,0,2.6156066090101114E-3,4.625883768073835E-5,0,1.9575281238199696E-2]
[2004,1,2,13,6.6349469279573855E-3,1.1800255627707125E-2,0,2.92729040676811E-3,4.4354838709677579E-7,0,2.1362936510819719E-2,null,6.2157003239453994E-3,1.0052123571496341E-2,0,2.5506910984208647E-3,4.625883768073835E-5,0,1.8864773831543346E-2]
[2004,1,2,14,6.452142529744429E-3,1.1643938464203035E-2,0,2.9340053242564762E-3,4.4354838709677579E-7,0,2.1030529866591034E-2,null,6.0444469033033871E-3,9.918963791448911E-3,0,2.5565421339807824E-3,4.625883768073835E-5,0,1.8566211666413819E-2]
[2004,1,2,15,6.5964781076888954E-3,1.1056732346072875E-2,0,2.7590604309732001E-3,4.4354838709677579E-7,0,2.0412714433122064E-2,null,6.1796622574467634E-3,9.4187484870004619E-3,0,2.404104104265615E-3,4.625883768073835E-5,0,1.8048773686393578E-2]
[2004,1,2,16,6.6423323843140675E-3,1.0900697338362023E-2,8.8637938250428846E-5,3.1318933784865214E-3,4.4354838709677579E-7,6.1780334931218883E-6,2.0770182621293255E-2,null,6.2226191107823048E-3,9.2858290631783174E-3,4.5673199101414867E-5,2.7289716603582743E-3,4.625883768073835E-5,2.526855127085778E-6,1.8331878726228136E-2]
[2004,1,2,17,7.244541169704263E-3,1.1431752486927639E-2,2.5325125214408243E-4,3.6738816690371876E-3,4.4354838709677579E-7,1.765152426606254E-5,2.2621521650466329E-2,null,6.7867757473124716E-3,9.7382118034408834E-3,1.3049485457547106E-4,3.2012325282788647E-3,4.625883768073835E-5,7.2195860773879382E-6,1.9910193357365814E-2]
[2004,1,2,18,8.5621596760872155E-3,1.1046574979918958E-2,2.5325125214408243E-4,3.5284517554922848E-3,4.4354838709677579E-7,1.765152426606254E-5,2.3408532736295701E-2,null,8.0211370565870729E-3,9.4100958693825558E-3,1.3049485457547106E-4,3.0745123419026023E-3,4.625883768073835E-5,7.2195860773879382E-6,2.0689718546205826E-2]
[2004,1,2,19,8.5278703152664483E-3,1.0644570338153705E-2,2.5325125214408243E-4,3.4604563669356518E-3,4.4354838709677579E-7,1.765152426606254E-5,2.2904243345153046E-2,null,7.9890143593785313E-3,9.0676456324697945E-3,1.3049485457547106E-4,3.0152646390016274E-3,4.625883768073835E-5,7.2195860773879382E-6,2.025589790918355E-2]
[2004,1,2,20,8.2668260956532333E-3,1.0563783841999764E-2,2.5325125214408243E-4,3.3125022855074624E-3,4.4354838709677579E-7,1.765152426606254E-5,2.2414458547957698E-2,null,7.7444649066049191E-3,8.9988271366788341E-3,1.3049485457547106E-4,2.8863450218699015E-3,4.625883768073835E-5,7.2195860773879382E-6,1.9813610343487248E-2]
[2004,1,2,21,8.1562924726966708E-3,1.0208463420379961E-2,2.5325125214408243E-4,3.2091297522055351E-3,4.4354838709677579E-7,1.765152426606254E-5,2.1845231970079405E-2,null,7.6409156418590328E-3,8.6961451526367251E-3,1.3049485457547106E-4,2.7962714849550764E-3,4.625883768073835E-5,7.2195860773879382E-6,1.931730555778443E-2]
[2004,1,2,22,7.6819541015937997E-3,9.7434890288151648E-3,2.5325125214408243E-4,3.2268248506905676E-3,4.4354838709677579E-7,1.765152426606254E-5,2.092361430589677E-2,null,7.1965495905647056E-3,8.3000537297851645E-3,1.3049485457547106E-4,2.8116900884824539E-3,4.625883768073835E-5,7.2195860773879382E-6,1.8492266687165918E-2]
[2004,1,2,23,7.3712310643945025E-3,9.0041611430325165E-3,2.5325125214408243E-4,2.9995797007269236E-3,4.4354838709677579E-7,1.765152426606254E-5,1.9646318232951182E-2,null,6.9054604071925102E-3,7.6702525202003201E-3,1.3049485457547106E-4,2.6136802908103716E-3,4.625883768073835E-5,7.2195860773879382E-6,1.7373366496536799E-2]
[2004,1,2,24,6.554168600557614E-3,8.5010468879838583E-3,2.5325125214408243E-4,2.9789523940313592E-3,4.4354838709677579E-7,1.765152426606254E-5,1.8305514207370071E-2,null,6.1400261880045562E-3,7.2416714095966074E-3,1.3049485457547106E-4,2.5957067110619716E-3,4.625883768073835E-5,7.2195860773879382E-6,1.6161377586996734E-2]
[2004,1,3,1,6.3737181513402411E-3,9.3085653340442207E-3,2.5325125214408243E-4,3.994180526692313E-3,4.4354838709677579E-7,1.765152426606254E-5,1.9947810336874011E-2,null,5.9709779758884401E-3,7.9295611860690767E-3,1.3049485457547106E-4,3.4803245661465029E-3,4.625883768073835E-5,7.2195860773879382E-6,1.7564837006437618E-2]
[2004,1,3,2,6.0398248646726166E-3,9.0247654321130594E-3,2.5325125214408243E-4,3.9603225471353271E-3,4.4354838709677579E-7,1.765152426606254E-5,1.9296259168718244E-2,null,5.65818261631168E-3,7.6878044162333303E-3,1.3049485457547106E-4,3.4508224549562889E-3,4.625883768073835E-5,7.2195860773879382E-6,1.6980782765834895E-2]
[2004,1,3,3,6.0586173143008498E-3,8.7608428555853383E-3,2.5325125214408243E-4,3.7579519940566402E-3,4.4354838709677579E-7,1.765152426606254E-5,1.8848758488740069E-2,null,5.6757876154940766E-3,7.4629802737516092E-3,1.3049485457547106E-4,3.2744871084095795E-3,4.625883768073835E-5,7.2195860773879382E-6,1.6597228275988862E-2]
[2004,1,3,4,5.953633797297595E-3,8.5065334473095559E-3,2.5325125214408243E-4,3.6021606395426329E-3,4.4354838709677579E-7,1.765152426606254E-5,1.8333674208947024E-2,null,5.5774377586329084E-3,7.2463451704085982E-3,1.3049485457547106E-4,3.1387384924707416E-3,4.625883768073835E-5,7.2195860773879382E-6,1.6146494699845842E-2]
[2004,1,3,5,5.9572045020122788E-3,8.3745956896600186E-3,2.5325125214408243E-4,3.4382734499485393E-3,4.4354838709677579E-7,1.765152426606254E-5,1.8041419966418077E-2,null,5.5807828389617736E-3,7.1339531438727307E-3,1.3049485457547106E-4,2.9959355800311827E-3,4.625883768073835E-5,7.2195860773879382E-6,1.5894644841199283E-2]
[2004,1,3,6,6.0574842824106462E-3,8.736640302034724E-3,2.5325125214408243E-4,3.5962712343039116E-3,4.4354838709677579E-7,1.765152426606254E-5,1.866174214354652E-2,null,5.6747261772092722E-3,7.4423631730114112E-3,1.3049485457547106E-4,3.1336067660514334E-3,4.625883768073835E-5,7.2195860773879382E-6,1.6434669394605715E-2]
[2004,1,3,7,6.6726942286415517E-3,9.2255605333098414E-3,1.6039245969125219E-4,3.4858663771642623E-3,4.4354838709677579E-7,1.1179298701839607E-5,1.9556136445895843E-2,null,6.2510624619757735E-3,7.8588530132689648E-3,8.2646741231131657E-5,3.0374056219225724E-3,4.625883768073835E-5,4.5724045156790274E-6,1.728079908059486E-2]
[2004,1,3,8,6.9398354667166724E-3,1.0078798501307261E-2,0,3.5783978073209203E-3,4.4354838709677579E-7,0,2.0597475323731948E-2,null,6.50132367703479E-3,8.5856892582452157E-3,0,3.1180327761943338E-3,4.625883768073835E-5,0,1.8251304549155078E-2]
[2004,1,3,9,7.2577637873825207E-3,1.0748449968936667E-2,0,3.6412561018219175E-3,4.4354838709677579E-7,0,2.1647913406528201E-2,null,6.7991628590525583E-3,9.1561361633647302E-3,0,3.1728042781522235E-3,4.625883768073835E-5,0,1.9174362138250252E-2]
[2004,1,3,10,7.8593929307090322E-3,1.1280532176408595E-2,0,3.9166493262788003E-3,4.4354838709677579E-7,0,2.3057017981783525E-2,null,7.3627764797301294E-3,9.6093938103553513E-3,0,3.4127678446516357E-3,4.625883768073835E-5,0,2.0431196972417853E-2]
[2004,1,3,11,8.419242105235706E-3,1.119998453146828E-2,0,3.9112135781724181E-3,4.4354838709677579E-7,0,2.3530883763263497E-2,null,7.887250109022189E-3,9.5407787815053047E-3,0,3.4080314118480606E-3,4.625883768073835E-5,0,2.0882319140056293E-2]
[2004,1,3,12,8.0195508887634381E-3,1.155411946799759E-2,0,4.283148634035454E-3,4.4354838709677579E-7,0,2.3857262539183577E-2,null,7.5128144352059351E-3,9.8424509024564958E-3,0,3.732116591093368E-3,4.625883768073835E-5,0,2.1133640766436538E-2]
[2004,1,3,13,7.6575939856725599E-3,1.0920661344423226E-2,0,4.0529215557008657E-3,4.4354838709677579E-7,0,2.2631620434183746E-2,null,7.1737287327542252E-3,9.3028355300075697E-3,0,3.5315084935961948E-3,4.625883768073835E-5,0,2.0054331594038726E-2]
[2004,1,3,14,6.8924985306009845E-3,1.094929103011455E-2,0,4.1686896277095143E-3,4.4354838709677579E-7,0,2.2010922736812141E-2,null,6.4569778499552893E-3,9.3272239117055521E-3,0,3.6323828687764219E-3,4.625883768073835E-5,0,1.9462843468118003E-2]
[2004,1,3,15,6.6589269632669227E-3,1.0768816727164943E-2,0,3.9624199714257636E-3,4.4354838709677579E-7,0,2.1390607210244727E-2,null,6.2381651175390995E-3,9.1734857172151331E-3,0,3.4526500431774163E-3,4.625883768073835E-5,0,1.8910559715612389E-2]
[2004,1,3,16,6.8694355217047559E-3,1.0388501035871182E-2,8.4417084048027478E-5,3.7986328386249279E-3,4.4354838709677579E-7,5.8838414220208463E-6,2.1147313870058013E-2,null,6.4353721380447084E-3,8.8495113521100625E-3,4.3498284858490355E-5,3.3099343151085331E-3,4.625883768073835E-5,2.4065286924626461E-6,1.8686981456494993E-2]
[2004,1,3,17,7.4238911626566062E-3,1.0555097817234205E-2,2.5325125214408243E-4,3.9673163073923245E-3,4.4354838709677579E-7,1.765152426606254E-5,2.2217651612080377E-2,null,6.9547930383922485E-3,8.9914278906757673E-3,1.3049485457547106E-4,3.4569164598390188E-3,4.625883768073835E-5,7.2195860773879382E-6,1.9587110667240629E-2]
[2004,1,3,18,8.1836584432058192E-3,1.0727476894427055E-2,2.5325125214408243E-4,4.1947590323509103E-3,4.4354838709677579E-7,1.765152426606254E-5,{"$f":"SUM(E68:J68)","v":2.3377240694781025E-2},null,{"$f":"E68*V$5","v":7.6665524214151815E-3},{"$f":"F68*W$5","v":9.1382701150945714E-3},{"$f":"G68*X$5","v":1.3049485457547106E-4},{"$f":"H68*AB$5","v":3.6550984142536313E-3},{"$f":"I68*Z$5","v":4.625883768073835E-5},{"$f":"J68*AA$5","v":7.2195860773879382E-6},{"$f":"SUM(M68:R68)","v":2.064389422909698E-2}]
[2004,1,3,19,8.1089099173030383E-3,1.0189788506239184E-2,2.5325125214408243E-4,3.9241970653388445E-3,4.4354838709677579E-7,1.765152426606254E-5,2.249424181367831E-2,null,7.5965270780758657E-3,8.6802368070421267E-3,1.3049485457547106E-4,3.4193445583214329E-3,4.625883768073835E-5,7.2195860773879382E-6,1.9880081721773021E-2]
[2004,1,3,20,8.1378731845534631E-3,9.6882308913323004E-3,2.5325125214408243E-4,3.7955729787846489E-3,4.4354838709677579E-7,1.765152426606254E-5,2.1893023379467653E-2,null,7.6236602249699897E-3,8.2529817303443852E-3,1.3049485457547106E-4,3.3072681097880874E-3,4.625883768073835E-5,7.2195860773879382E-6,1.9367883343436056E-2]
[2004,1,3,21,7.6460460427925361E-3,9.660530343804926E-3,2.5325125214408243E-4,3.9603386818782673E-3,4.4354838709677579E-7,1.765152426606254E-5,2.1538261393272969E-2,null,7.1629104770726589E-3,8.2293848409609495E-3,1.3049485457547106E-4,3.4508365139458235E-3,4.625883768073835E-5,7.2195860773879382E-6,1.9027105110313029E-2]
[2004,1,3,22,7.5153947734734345E-3,9.2655786782934492E-3,2.5325125214408243E-4,3.8199291160130053E-3,4.4354838709677579E-7,1.765152426606254E-5,2.087224889257713E-2,null,7.0405147524574769E-3,7.8929427271843787E-3,1.3049485457547106E-4,3.3284908016934234E-3,4.625883768073835E-5,7.2195860773879382E-6,1.8445921559668874E-2]
[2004,1,3,23,7.3795881961113731E-3,8.7756637139318732E-3,2.5325125214408243E-4,3.5861232815155085E-3,4.4354838709677579E-7,1.765152426606254E-5,2.0012721516355993E-2,null,6.9132894715217101E-3,7.4756055171560998E-3,1.3049485457547106E-4,3.1247643591673304E-3,4.625883768073835E-5,7.2195860773879382E-6,1.7697632626178735E-2]
[2004,1,3,24,6.0158094611284614E-3,8.7699159727766297E-3,2.5325125214408243E-4,3.774883873001763E-3,4.4354838709677579E-7,1.765152426606254E-5,1.8831955631704096E-2,null,5.6356846893184584E-3,7.4707092669245526E-3,1.3049485457547106E-4,3.289240681476676E-3,4.625883768073835E-5,7.2195860773879382E-6,1.6579607916053282E-2]
[2004,1,4,1,5.1513540770773717E-3,8.2100871833701711E-3,2.5325125214408243E-4,3.2936960813679979E-3,4.4354838709677579E-7,1.765152426606254E-5,1.6926483666612781E-2,null,4.8258521964552673E-3,6.9938155158449939E-3,1.3049485457547106E-4,2.8699582577201232E-3,4.625883768073835E-5,7.2195860773879382E-6,1.4873599248353981E-2]
[2004,1,4,2,5.0402960424161319E-3,7.9271577569096415E-3,2.5325125214408243E-4,3.0814561754204301E-3,4.4354838709677579E-7,1.765152426606254E-5,1.6320256299543444E-2,null,4.721811656340032E-3,6.7528002661315896E-3,1.3049485457547106E-4,2.6850232620058332E-3,4.625883768073835E-5,7.2195860773879382E-6,1.4343608462811052E-2]
[2004,1,4,3,4.8115270692914592E-3,7.8460367080172011E-3,2.5325125214408243E-4,3.0779592338177472E-3,4.4354838709677579E-7,1.765152426606254E-5,1.6006869335923646E-2,null,4.5074980535637927E-3,6.6836967794408819E-3,1.3049485457547106E-4,2.6819762059990091E-3,4.625883768073835E-5,7.2195860773879382E-6,1.4057144317337279E-2]
[2004,1,4,4,4.9356631003170679E-3,7.7330958258653316E-3,2.5325125214408243E-4,2.8867155072466706E-3,4.4354838709677579E-7,1.765152426606254E-5,1.582682075822631E-2,null,4.6237902223840053E-3,6.5874873633500379E-3,1.3049485457547106E-4,2.5153362068155182E-3,4.625883768073835E-5,7.2195860773879382E-6,1.3910587070883157E-2]
[2004,1,4,5,5.0954051348832234E-3,7.6582641050770405E-3,2.5325125214408243E-4,2.9041245577992891E-3,4.4354838709677579E-7,1.765152426606254E-5,1.5929140122556792E-2,null,4.7734385355930799E-3,6.5237414812129258E-3,1.3049485457547106E-4,2.530505562808984E-3,4.625883768073835E-5,7.2195860773879382E-6,1.4011658857948585E-2]
[2004,1,4,6,5.199032920253201E-3,7.744353467421387E-3,2.5325125214408243E-4,2.901130050886303E-3,4.4354838709677579E-7,1.765152426606254E-5,1.6115862763358132E-2,null,4.8705183262964264E-3,6.5970772576383766E-3,1.3049485457547106E-4,2.5278963026858841E-3,4.625883768073835E-5,7.2195860773879382E-6,1.4179465164954285E-2]
[2004,1,4,7,4.4870077856590885E-3,7.2594501149801632E-3,1.6039245969125219E-4,2.2135069559217546E-3,4.4354838709677579E-7,1.1179298701839607E-5,1.4131980163341197E-2,null,4.2034843759410183E-3,6.1840092214233734E-3,8.2646741231131657E-5,1.9287367169681499E-3,4.625883768073835E-5,4.5724045156790274E-6,1.2449708297760091E-2]
[2004,1,4,8,5.0638785481373497E-3,7.4617980001237547E-3,0,2.1247355874343364E-3,4.4354838709677579E-7,0,1.4650855684082538E-2,null,4.7439040392998968E-3,6.3563805674405234E-3,0,1.8513858880678203E-3,4.625883768073835E-5,0,1.2997929332488979E-2]
[2004,1,4,9,5.5990856780944679E-3,7.6765328420017737E-3,0,2.0507834199653668E-3,4.4354838709677579E-7,0,1.5326845488448705E-2,null,5.245292696537656E-3,6.5393038221364047E-3,0,1.7869477527752283E-3,4.625883768073835E-5,0,1.3617803109130026E-2]
[2004,1,4,10,5.3905642279471512E-3,7.5920283189504344E-3,0,1.6958496012589462E-3,4.4354838709677579E-7,0,1.4678885696543629E-2,null,5.0499472236494114E-3,6.4673181012450788E-3,0,1.4776765817941019E-3,4.625883768073835E-5,0,1.3041200744369329E-2]
[2004,1,4,11,6.2792930880484141E-3,9.0802525448805144E-3,0,2.8444841622092725E-3,4.4354838709677579E-7,0,1.8204473343525297E-2,null,5.8825194090205563E-3,7.7350714697414233E-3,0,2.4785379733323703E-3,4.625883768073835E-5,0,1.6142387689775085E-2]
[2004,1,4,12,5.413689042811521E-3,8.2688042379965524E-3,0,2.1596771523780985E-3,4.4354838709677579E-7,0,1.5842613981573266E-2,null,5.0716108361551849E-3,7.0438340160775496E-3,0,1.8818321801271542E-3,4.625883768073835E-5,0,1.4043535870040627E-2]
[2004,1,4,13,5.1189126055620933E-3,8.2042854573038983E-3,0,2.1064428567555875E-3,4.4354838709677579E-7,0,1.5430084468008675E-2,null,4.7954606247974573E-3,6.9888732782201401E-3,0,1.8354465384220811E-3,4.625883768073835E-5,0,1.3666039279120416E-2]
[2004,1,4,14,5.1915104033300619E-3,8.1782834804289325E-3,0,2.1216169516666186E-3,4.4354838709677579E-7,0,1.549185438381271E-2,null,4.863471139426096E-3,6.9667233271600432E-3,0,1.8486684684112182E-3,4.625883768073835E-5,0,1.3725121772678095E-2]
[2004,1,4,15,5.038255903126846E-3,8.1150371395266006E-3,0,2.1306437721313231E-3,4.4354838709677579E-7,0,1.5284380363171866E-2,null,4.7199004286272864E-3,6.9128465253132714E-3,0,1.8565339779462919E-3,4.625883768073835E-5,0,1.3535539769567588E-2]
[2004,1,4,16,5.4513634008916435E-3,8.2271079871256911E-3,8.0196229845626096E-5,2.3340219442037871E-3,4.4354838709677579E-7,5.5896493509198036E-6,1.6098722759804764E-2,null,5.1069046406521483E-3,7.0083147968804773E-3,4.1323370615565829E-5,2.0337473121337514E-3,4.625883768073835E-5,2.2862022578395137E-6,1.4238835160220519E-2]
[2004,1,4,17,6.3363601979892752E-3,8.7681313922462201E-3,2.5325125214408243E-4,2.7852985130072329E-3,4.4354838709677579E-7,1.765152426606254E-5,1.8161136428039969E-2,null,5.9359805832541294E-3,7.4691890605340363E-3,1.3049485457547106E-4,2.4269666265931259E-3,4.625883768073835E-5,7.2195860773879382E-6,1.601610954871489E-2]
[2004,1,4,18,6.827039570598931E-3,8.4485174623293562E-3,2.5325125214408243E-4,2.5562545843839687E-3,4.4354838709677579E-7,1.765152426606254E-5,1.8103157942109496E-2,null,6.3956550868182601E-3,7.1969238808584192E-3,1.3049485457547106E-4,2.2273894652237096E-3,4.625883768073835E-5,7.2195860773879382E-6,1.6003941711233986E-2]
[2004,1,4,19,6.9352871668116123E-3,8.346668980523296E-3,2.5325125214408243E-4,2.5798227298942334E-3,4.4354838709677579E-7,1.765152426606254E-5,1.8133125202026382E-2,null,6.4970627734435111E-3,7.1101635972693139E-3,1.3049485457547106E-4,2.2479255414600574E-3,4.625883768073835E-5,7.2195860773879382E-6,1.603912519050648E-2]
[2004,1,4,20,7.0282097383870222E-3,8.0628234259972082E-3,2.5325125214408243E-4,2.5039622154020328E-3,4.4354838709677579E-7,1.765152426606254E-5,1.7866341704583504E-2,null,6.5841137874929822E-3,6.8683679379772664E-3,1.3049485457547106E-4,2.1818245702036679E-3,4.625883768073835E-5,7.2195860773879382E-6,1.5818279574007513E-2]
[2004,1,4,21,6.7754015187944331E-3,8.0572167139728191E-3,2.5325125214408243E-4,2.5706126500519978E-3,4.4354838709677579E-7,1.765152426606254E-5,1.767457720761649E-2,null,6.3472799213777223E-3,6.8635918243169294E-3,1.3049485457547106E-4,2.239900349079069E-3,4.625883768073835E-5,7.2195860773879382E-6,1.5634745373107318E-2]
[2004,1,4,22,6.8645420541508908E-3,8.4983687205644788E-3,2.5325125214408243E-4,2.9749619640326171E-3,4.4354838709677579E-7,1.765152426606254E-5,1.8609219063545224E-2,null,6.4307878771319923E-3,7.2393899954735479E-3,1.3049485457547106E-4,2.5922296545140013E-3,4.625883768073835E-5,7.2195860773879382E-6,1.6446380805453138E-2]
[2004,1,4,23,5.5815263525200789E-3,8.2796403691158711E-3,2.5325125214408243E-4,2.7131473195129295E-3,4.4354838709677579E-7,1.765152426606254E-5,1.6845660365946119E-2,null,5.2288429032166127E-3,7.0530648439922064E-3,1.3049485457547106E-4,2.3640977678830856E-3,4.625883768073835E-5,7.2195860773879382E-6,1.4829978793425501E-2]
[2004,1,4,24,4.6625179308348056E-3,8.3399979065791347E-3,2.5325125214408243E-4,2.4532383548962881E-3,4.4354838709677579E-7,1.765152426606254E-5,1.5727100517107469E-2,null,4.3679044501435194E-3,7.104480800069239E-3,1.3049485457547106E-4,2.1376263932238898E-3,4.625883768073835E-5,7.2195860773879382E-6,1.3793984921770244E-2]
[2004,1,5,1,5.5733616828120888E-3,8.7459326587700417E-3,2.5325125214408243E-4,2.5482825679137315E-3,4.4354838709677579E-7,1.765152426606254E-5,1.7138923234293103E-2,null,5.221194139677145E-3,7.4502789267985167E-3,1.3049485457547106E-4,2.220443057924972E-3,4.625883768073835E-5,7.2195860773879382E-6,1.507588940273423E-2]
[2004,1,5,2,5.4746759566055543E-3,8.7893357312033363E-3,2.5325125214408243E-4,2.4803969493369517E-3,4.4354838709677579E-7,1.765152426606254E-5,1.7015754961943082E-2,null,5.1287441311072069E-3,7.4872521129096432E-3,1.3049485457547106E-4,2.1612910029685387E-3,4.625883768073835E-5,7.2195860773879382E-6,1.4961260525318983E-2]
[2004,1,5,3,5.5880217633299985E-3,8.9832451765610132E-3,2.5325125214408243E-4,2.5500509726245797E-3,4.4354838709677579E-7,1.765152426606254E-5,1.7392664237312831E-2,null,5.2349278843798006E-3,7.6524351197793366E-3,1.3049485457547106E-4,2.2219839553172965E-3,4.625883768073835E-5,7.2195860773879382E-6,1.5293320237810029E-2]
[2004,1,5,4,5.5529101693994219E-3,8.8220103226559557E-3,2.5325125214408243E-4,2.3452472122094704E-3,4.4354838709677579E-7,1.765152426606254E-5,1.6991514029062089E-2,null,5.2020349090269877E-3,7.5150861735683539E-3,1.3049485457547106E-4,2.0435284363820613E-3,4.625883768073835E-5,7.2195860773879382E-6,1.4944622797311E-2]
[2004,1,5,5,5.8576309967592992E-3,9.0194055774352674E-3,2.5325125214408243E-4,2.3672757063900375E-3,4.4354838709677579E-7,1.765152426606254E-5,1.7515658605381845E-2,null,5.487501148003642E-3,7.6832385895897175E-3,1.3049485457547106E-4,2.0627229392192509E-3,4.625883768073835E-5,7.2195860773879382E-6,1.5417435955146205E-2]
[2004,1,5,6,6.019854635208946E-3,9.3444607551413598E-3,2.5325125214408243E-4,2.2335417179646781E-3,4.4354838709677579E-7,1.765152426606254E-5,1.7869203433112223E-2,null,5.6394742584160709E-3,7.9601389311538626E-3,1.3049485457547106E-4,1.9461939836211994E-3,4.625883768073835E-5,7.2195860773879382E-6,1.572978045152473E-2]
[2004,1,5,7,6.9070501002558788E-3,1.0541765980787132E-2,1.6039245969125219E-4,2.2814525087931805E-3,4.4354838709677579E-7,1.1179298701839607E-5,1.9902283896616382E-2,null,6.4706099403397241E-3,8.9800710801430962E-3,8.2646741231131657E-5,1.9879409956026608E-3,4.625883768073835E-5,4.5724045156790274E-6,1.7572099999513032E-2]
[2004,1,5,8,6.6489221684853331E-3,1.2473570047449886E-2,0,2.7247426894403894E-3,4.4354838709677579E-7,0,2.1847678453762703E-2,null,6.2287925020773384E-3,1.0625690785907586E-2,0,2.3742013800113824E-3,4.625883768073835E-5,0,1.9274943505677045E-2]
[2004,1,5,9,6.9893086093710246E-3,1.411427974489516E-2,0,3.4269906817445506E-3,4.4354838709677579E-7,0,2.4531022584397832E-2,null,6.547670728814136E-3,1.2023339883012518E-2,0,2.9861043530518164E-3,4.625883768073835E-5,0,2.1603373802559209E-2]
[2004,1,5,10,6.3322325795135232E-3,1.4331938799828324E-2,0,3.2039432095875382E-3,4.4354838709677579E-7,0,2.3868558137316483E-2,null,5.9321137792275967E-3,1.2208754147387094E-2,0,2.7917521970645693E-3,4.625883768073835E-5,0,2.0978878961359998E-2]
[2004,1,5,11,6.2526188241923452E-3,1.4594760344336627E-2,0,3.3587204474851856E-3,4.4354838709677579E-7,0,2.4206543164401254E-2,null,5.8575306288100393E-3,1.2432640368669094E-2,0,2.926617163666761E-3,4.625883768073835E-5,0,2.126304699882663E-2]
[2004,1,5,12,6.3344270613457212E-3,1.4669436500842604E-2,0,3.4627529744657116E-3,4.4354838709677579E-7,0,2.4467060085041133E-2,null,5.934169596943005E-3,1.2496253732372837E-2,0,3.017265785307421E-3,4.625883768073835E-5,0,2.1493947952303999E-2]
[2004,1,5,13,5.9251278372009254E-3,1.4463297066537021E-2,0,3.249097393273719E-3,4.4354838709677579E-7,0,2.3637965845398762E-2,null,5.5507330227350746E-3,1.2320652530841858E-2,0,2.8310972426119842E-3,4.625883768073835E-5,0,2.0748741633869652E-2]
[2004,1,5,14,5.6374416478857051E-3,1.3982586969746027E-2,0,2.8852877746635723E-3,4.4354838709677579E-7,0,2.25057599406824E-2,null,5.281225043313794E-3,1.1911156546393598E-2,0,2.5140921536863123E-3,4.625883768073835E-5,0,1.9752732581074444E-2]
[2004,1,5,15,5.6094249873370992E-3,1.3988987057212129E-2,0,2.9808266326425419E-3,4.4354838709677579E-7,0,2.2579682225578865E-2,null,5.2549786892828283E-3,1.1916608502021288E-2,0,2.5973398267005181E-3,4.625883768073835E-5,0,1.9815185855685372E-2]
[2004,1,5,16,5.6485104500487117E-3,1.3826863506968077E-2,8.0196229845626096E-5,3.0536341236565086E-3,4.4354838709677579E-7,5.5896493509198036E-6,2.261523750825694E-2,null,5.291594434047032E-3,1.1778502514124179E-2,4.1323370615565829E-5,2.6607805494925953E-3,4.625883768073835E-5,2.2862022578395137E-6,1.9820745908217949E-2]
[2004,1,5,17,7.2637620552837654E-3,1.4244974330307922E-2,2.5325125214408243E-4,3.7653281092200276E-3,4.4354838709677579E-7,1.765152426606254E-5,2.5545410819608955E-2,null,6.8047821105916744E-3,1.2134672905291277E-2,1.3049485457547106E-4,3.2809142777962172E-3,4.625883768073835E-5,7.2195860773879382E-6,2.2404342572012764E-2]
[2004,1,5,18,8.8194534247813053E-3,1.3606949644659944E-2,2.5325125214408243E-4,3.4630296055089891E-3,4.4354838709677579E-7,1.765152426606254E-5,2.6160778999747478E-2,null,8.2621730218286702E-3,1.1591167477600405E-2,1.3049485457547106E-4,3.0175068274459131E-3,4.625883768073835E-5,7.2195860773879382E-6,2.3054820605208585E-2]
[2004,1,5,19,9.6507123826624023E-3,1.2791920504985498E-2,2.5325125214408243E-4,3.1208383929809598E-3,4.4354838709677579E-7,1.765152426606254E-5,2.5834817605426101E-2,null,9.0409066921784201E-3,1.0896879668517594E-2,1.3049485457547106E-4,2.7193389115688095E-3,4.625883768073835E-5,7.2195860773879382E-6,2.2841098550598418E-2]
[2004,1,5,20,8.3248774064564567E-3,1.2355536086100197E-2,2.5325125214408243E-4,2.9192940726484105E-3,4.4354838709677579E-7,1.765152426606254E-5,2.3871053890002304E-2,null,7.7988480923761021E-3,1.0525142797579738E-2,1.3049485457547106E-4,2.5437235019664917E-3,4.625883768073835E-5,7.2195860773879382E-6,2.1051687670255927E-2]
[2004,1,5,21,7.8479738774048739E-3,1.1930922916573515E-2,2.5325125214408243E-4,2.7966383548920825E-3,4.4354838709677579E-7,1.765152426606254E-5,2.2846881473667709E-2,null,7.352078969396967E-3,1.0163433341036695E-2,1.3049485457547106E-4,2.4368475846580692E-3,4.625883768073835E-5,7.2195860773879382E-6,2.0136333173425325E-2]
[2004,1,5,22,7.4546301833415896E-3,1.1265283510219777E-2,2.5325125214408243E-4,2.7268698778170463E-3,4.4354838709677579E-7,1.765152426606254E-5,2.171812989617565E-2,null,6.983589733061249E-3,9.5964041360918056E-3,1.3049485457547106E-4,2.3760549031344924E-3,4.625883768073835E-5,7.2195860773879382E-6,1.9140022050621146E-2]
[2004,1,5,23,6.7485639569827118E-3,1.0832264202928397E-2,2.5325125214408243E-4,2.7739735760728135E-3,4.4354838709677579E-7,1.765152426606254E-5,2.0626148060781162E-2,null,6.3221381616231529E-3,9.2275338570856156E-3,1.3049485457547106E-4,2.4170986559394411E-3,4.625883768073835E-5,7.2195860773879382E-6,1.8150743952981805E-2]
[2004,1,5,24,5.6322012968874173E-3,1.0340566438143111E-2,2.5325125214408243E-4,2.4958605178875804E-3,4.4354838709677579E-7,1.765152426606254E-5,1.8739974577715347E-2,null,5.2763158177010919E-3,8.8086779570621491E-3,1.3049485457547106E-4,2.1747651654775661E-3,4.625883768073835E-5,7.2195860773879382E-6,1.6443732218574401E-2]
[2004,1,6,1,6.3986765352126362E-3,1.0784780827616325E-2,2.5325125214408243E-4,3.1027886346487775E-3,4.4354838709677579E-7,1.765152426606254E-5,2.0557592322274977E-2,null,5.9943592985132101E-3,9.1870848387518127E-3,1.3049485457547106E-4,2.7036112755952487E-3,4.625883768073835E-5,7.2195860773879382E-6,1.8069028691193867E-2]
[2004,1,6,2,6.4273586157226874E-3,1.0522156930089023E-2,2.5325125214408243E-4,2.9992675260052831E-3,4.4354838709677579E-7,1.765152426606254E-5,2.0220129396614234E-2,null,6.0212290261920471E-3,8.9633669843204328E-3,1.3049485457547106E-4,2.6134082777289911E-3,4.625883768073835E-5,7.2195860773879382E-6,1.7781977566575066E-2]
[2004,1,6,3,6.3453459599820145E-3,1.0263342758834776E-2,2.5325125214408243E-4,2.9470624505953972E-3,4.4354838709677579E-7,1.765152426606254E-5,1.9827097494209429E-2,null,5.9443985561988448E-3,8.7428944696917293E-3,1.3049485457547106E-4,2.5679194458616394E-3,4.625883768073835E-5,7.2195860773879382E-6,1.7439185750085812E-2]
[2004,1,6,4,6.7206467584069503E-3,1.0154140273202918E-2,2.5325125214408243E-4,2.9396908895067786E-3,4.4354838709677579E-7,1.765152426606254E-5,2.0085824245913889E-2,null,6.2959849847982058E-3,8.6498696306951447E-3,1.3049485457547106E-4,2.5614962446627657E-3,4.625883768073835E-5,7.2195860773879382E-6,1.7691324138489711E-2]
[2004,1,6,5,6.8273737280402794E-3,1.0174624318910449E-2,2.5325125214408243E-4,2.7697800185485749E-3,4.4354838709677579E-7,1.765152426606254E-5,2.0043124390296544E-2,null,6.3959681296412076E-3,8.6673190966383064E-3,1.3049485457547106E-4,2.4134446044578864E-3,4.625883768073835E-5,7.2195860773879382E-6,1.7660705109070998E-2]
[2004,1,6,6,7.2336767316741289E-3,1.0642050994410648E-2,2.5325125214408243E-4,2.8674739784532795E-3,4.4354838709677579E-7,1.765152426606254E-5,2.1014548029335296E-2,null,6.7765978074258932E-3,9.065499513315832E-3,1.3049485457547106E-4,2.498570123033794E-3,4.625883768073835E-5,7.2195860773879382E-6,1.8524640722109114E-2]
[2004,1,6,7,8.0286655503769445E-3,1.182275919830149E-2,1.6039245969125219E-4,2.9717589972263368E-3,4.4354838709677579E-7,1.1179298701839607E-5,2.2995199052684961E-2,null,7.5213531629092431E-3,1.0071293382689524E-2,8.2646741231131657E-5,2.5894387531048254E-3,4.625883768073835E-5,4.5724045156790274E-6,2.031556328213114E-2]
[2004,1,6,8,8.3935780971488815E-3,1.4398576097275677E-2,0,3.8045447336731114E-3,4.4354838709677579E-7,0,2.6597142476484766E-2,null,7.8632077489082224E-3,1.2265519557353175E-2,0,3.3150856379972138E-3,4.625883768073835E-5,0,2.3490071781939348E-2]
[2004,1,6,9,7.9397856391938814E-3,1.5290134612111209E-2,0,3.8892465999625985E-3,4.4354838709677579E-7,0,2.7119610399654784E-2,null,7.4380893631032542E-3,1.3024999406357762E-2,0,3.3888905108805842E-3,4.625883768073835E-5,0,2.3898238118022337E-2]
[2004,1,6,10,7.2565653441748687E-3,1.5394260804775751E-2,0,3.7097256495443424E-3,4.4354838709677579E-7,0,{"$f":"SUM(E132:J132)","v":2.6360995346882059E-2},null,{"$f":"E132*V$5","v":6.7980401426367505E-3},{"$f":"F132*W$5","v":1.3113699972575648E-2},{"$f":"G132*X$5","v":0},{"$f":"H132*AB$5","v":3.2324651390919857E-3},{"$f":"I132*Z$5","v":4.625883768073835E-5},{"$f":"J132*AA$5","v":0},{"$f":"SUM(M132:R132)","v":2.3190464091985122E-2}]
[2004,1,6,11,7.0695592839737885E-3,1.5612333572686144E-2,0,3.8174687816984513E-3,4.4354838709677579E-7,0,2.6499805186745478E-2,null,6.6228505530902589E-3,1.3299466661007927E-2,0,3.3263469922439879E-3,4.625883768073835E-5,0,2.3294923044022912E-2]
[2004,1,6,12,6.8390278801521848E-3,1.5339204030552465E-2,0,3.6643833043798302E-3,4.4354838709677579E-7,0,2.5843058763471576E-2,null,6.4068858834444896E-3,1.3066799505721271E-2,0,3.1929561392588135E-3,4.625883768073835E-5,0,2.271290036610531E-2]
[2004,1,6,13,6.526348686631522E-3,1.5237300791924924E-2,0,3.5931249223832527E-3,4.4354838709677579E-7,0,2.5357217949326796E-2,null,6.1139641486423549E-3,1.297999257718198E-2,0,3.1308652308110882E-3,4.625883768073835E-5,0,2.227108079431616E-2]
[2004,1,6,14,6.2802306951774628E-3,1.5078719399962441E-2,0,3.5262053351310181E-3,4.4354838709677579E-7,0,2.4885598978658018E-2,null,5.8833977709726627E-3,1.2844903999574912E-2,0,3.0725549261280873E-3,4.625883768073835E-5,0,2.18471155343564E-2]
[2004,1,6,15,6.2214897541277431E-3,1.45080556199726E-2,0,3.1130241851351761E-3,4.4354838709677579E-7,0,2.3843013107622615E-2,null,5.8283685310592092E-3,1.2358780392153561E-2,0,2.7125300106318312E-3,4.625883768073835E-5,0,2.0945937771525338E-2]
[2004,1,6,16,7.1505884684542236E-3,1.4682837055131903E-2,7.5975375643224727E-5,3.527644151048562E-3,4.4354838709677579E-7,5.2954572798187625E-6,2.5442784055944825E-2,null,6.6987596950461425E-3,1.2507669080640911E-2,3.9148456372641316E-5,3.073808636707899E-3,4.625883768073835E-5,2.1658758232163817E-6,2.2367810582271549E-2]
[2004,1,6,17,8.0939812413872991E-3,1.4440555538601586E-2,2.5325125214408243E-4,3.6797666301584299E-3,4.4354838709677579E-7,1.765152426606254E-5,2.6485649734944557E-2,null,7.5825417098833127E-3,1.230128001415884E-2,1.3049485457547106E-4,3.2063603823215656E-3,4.625883768073835E-5,7.2195860773879382E-6,2.3274155384697313E-2]
[2004,1,6,18,9.0522127991997051E-3,1.4112153784475216E-2,2.5325125214408243E-4,3.5508832218936357E-3,4.4354838709677579E-7,1.765152426606254E-5,2.6986596130365796E-2,null,8.480224881878615E-3,1.2021528869969784E-2,1.3049485457547106E-4,3.0940579741166683E-3,4.625883768073835E-5,7.2195860773879382E-6,2.3779785004298667E-2]
[2004,1,6,19,9.95391227731603E-3,1.35829820416534E-2,2.5325125214408243E-4,3.2990217369605122E-3,4.4354838709677579E-7,1.765152426606254E-5,2.7107262380727182E-2,null,9.3249481025893619E-3,1.1570750520990698E-2,1.3049485457547106E-4,2.8745987615395167E-3,4.625883768073835E-5,7.2195860773879382E-6,2.3954270663453174E-2]
[2004,1,6,20,9.8975268954616773E-3,1.3214045156984119E-2,2.5325125214408243E-4,3.3186141205521534E-3,4.4354838709677579E-7,1.765152426606254E-5,2.6701532497795187E-2,null,9.272125579656872E-3,1.1256469265415974E-2,1.3049485457547106E-4,2.8916705622424816E-3,4.625883768073835E-5,7.2195860773879382E-6,2.3604238685648923E-2]
[2004,1,6,21,9.1419620971636504E-3,1.2960551021616543E-2,2.5325125214408243E-4,3.3946240025467039E-3,4.4354838709677579E-7,1.765152426606254E-5,2.5768483446124136E-2,null,8.5643031339709963E-3,1.1040528657537834E-2,1.3049485457547106E-4,2.9579016846986825E-3,4.625883768073835E-5,7.2195860773879382E-6,2.2746706754541109E-2]
[2004,1,6,22,8.7538733243180955E-3,1.2654477000423096E-2,2.5325125214408243E-4,3.6389270645121531E-3,4.4354838709677579E-7,1.765152426606254E-5,2.5318623714050584E-2,null,8.2007367728097139E-3,1.077979753610033E-2,1.3049485457547106E-4,3.1707748741955232E-3,4.625883768073835E-5,7.2195860773879382E-6,2.2335282461439163E-2]
[2004,1,6,23,8.2222028270785112E-3,1.2167071137470826E-2,2.5325125214408243E-4,3.6397906050959308E-3,4.4354838709677579E-7,1.765152426606254E-5,2.4300410894442508E-2,null,7.7026612768325868E-3,1.0364597720228203E-2,1.3049485457547106E-4,3.1715273192809423E-3,4.625883768073835E-5,7.2195860773879382E-6,2.1422759594675329E-2]
[2004,1,6,24,6.9780271211543517E-3,1.1286280078811719E-2,2.5325125214408243E-4,3.0905854865556875E-3,4.4354838709677579E-7,1.765152426606254E-5,2.1626239011319E-2,null,6.5371020911559373E-3,9.6142901979469411E-3,1.3049485457547106E-4,2.6929780766677389E-3,4.625883768073835E-5,7.2195860773879382E-6,1.9028343644104214E-2]
[2004,1,7,1,6.700047747554492E-3,1.0880226087615569E-2,2.5325125214408243E-4,3.1599673595570266E-3,4.4354838709677579E-7,1.765152426606254E-5,2.1011587519524328E-2,null,6.2766875767226301E-3,9.2683904967049546E-3,1.3049485457547106E-4,2.753433891180406E-3,4.625883768073835E-5,7.2195860773879382E-6,1.8482485242941587E-2]
[2004,1,7,2,6.8751945268923703E-3,1.0847288634419141E-2,2.5325125214408243E-4,3.1745564889281096E-3,4.4354838709677579E-7,1.765152426606254E-5,2.1168385975036858E-2,null,6.4407672453151857E-3,9.2403325155809291E-3,1.3049485457547106E-4,2.7661461121252411E-3,4.625883768073835E-5,7.2195860773879382E-6,1.863121915135495E-2]
[2004,1,7,3,6.5922175283768042E-3,1.0366662114076143E-2,2.5325125214408243E-4,2.9296202594849999E-3,4.4354838709677579E-7,1.765152426606254E-5,2.0159846226735188E-2,null,6.1756708940646733E-3,8.8309077262668633E-3,1.3049485457547106E-4,2.5527212128816173E-3,4.625883768073835E-5,7.2195860773879382E-6,1.7743273111546748E-2]
[2004,1,7,4,6.9994917169307665E-3,1.0304465077278665E-2,2.5325125214408243E-4,2.9218365231116331E-3,4.4354838709677579E-7,1.765152426606254E-5,2.0497139642118304E-2,null,6.5572103898913266E-3,8.777924780863448E-3,1.3049485457547106E-4,2.5459388632267633E-3,4.625883768073835E-5,7.2195860773879382E-6,1.8065047312315133E-2]
[2004,1,7,5,7.2083492794860335E-3,1.0455073787952867E-2,2.5325125214408243E-4,2.8230790700120539E-3,4.4354838709677579E-7,1.765152426606254E-5,2.0757848462248193E-2,null,6.7528707370394054E-3,8.9062217786917038E-3,1.3049485457547106E-4,2.4598866710898292E-3,4.625883768073835E-5,7.2195860773879382E-6,1.8302952465154534E-2]
[2004,1,7,6,7.7995356164921818E-3,1.0894678402806311E-2,2.5325125214408243E-4,3.0825454009702383E-3,4.4354838709677579E-7,1.765152426606254E-5,2.2048105745065973E-2,null,7.3067014076296328E-3,9.2807017942543417E-3,1.3049485457547106E-4,2.685972357424465E-3,4.625883768073835E-5,7.2195860773879382E-6,1.9457348837642035E-2]
[2004,1,7,7,8.6729286995429651E-3,1.1948164882397241E-2,1.5617160548885082E-4,3.2193286695090038E-3,4.4354838709677579E-7,1.0885106630738566E-5,2.4007922511955892E-2,null,8.1249068474313502E-3,1.0178121020400917E-2,8.0471826988207145E-5,2.8051582997102309E-3,4.625883768073835E-5,4.4520780810558954E-6,2.1239368910292499E-2]
[2004,1,7,8,8.2167128457232147E-3,1.3639081274806586E-2,0,3.3567366337294287E-3,4.4354838709677579E-7,0,2.5212974302646324E-2,null,7.697518194414733E-3,1.1618539013182166E-2,0,2.9248885698531664E-3,4.625883768073835E-5,0,2.2287204615130802E-2]
[2004,1,7,9,8.0300995619332349E-3,1.4860729191049008E-2,0,3.7136713868702641E-3,4.4354838709677579E-7,0,2.66049436882396E-2,null,7.5226965626668833E-3,1.2659207639554623E-2,0,3.2359032527313654E-3,4.625883768073835E-5,0,2.346406629263361E-2]
[2004,1,7,10,7.584948592586533E-3,1.5342790116683044E-2,0,3.7814366929156385E-3,4.4354838709677579E-7,0,2.6709618950572309E-2,null,7.1056736302431084E-3,1.3069854336231718E-2,0,3.2949504735031972E-3,4.625883768073835E-5,0,2.351673727765876E-2]
[2004,1,7,11,7.2188443089904551E-3,1.5353219458087715E-2,0,3.7461563886314019E-3,4.4354838709677579E-7,0,2.6318663704096665E-2,null,6.7627026104513203E-3,1.3078738637714384E-2,0,3.2642090213126935E-3,4.625883768073835E-5,0,2.3151909107159134E-2]
[2004,1,7,12,6.9110593493644226E-3,1.5024345498900384E-2,0,3.5308406959818333E-3,4.4354838709677579E-7,0,2.5466689092633735E-2,null,6.4743658544794058E-3,1.2798585242610296E-2,0,3.0765939424254817E-3,4.625883768073835E-5,0,2.2395803877195919E-2]
[2004,1,7,13,6.7506877901202297E-3,1.516388674600398E-2,0,3.620170474714001E-3,4.4354838709677579E-7,0,2.5535188559225305E-2,null,6.324127794767806E-3,1.2917454350488987E-2,0,3.1544313414444631E-3,4.625883768073835E-5,0,2.2442272324381993E-2]
[2004,1,7,14,6.3898745485398787E-3,1.4944505788278878E-2,0,3.4560798338345946E-3,4.4354838709677579E-7,0,2.4790903719040448E-2,null,5.9861134885606558E-3,1.2730573272158107E-2,0,3.0114511519635798E-3,4.625883768073835E-5,0,2.1774396750363079E-2]
[2004,1,7,15,6.5861337815525563E-3,1.4544450606539444E-2,0,3.2587460968079287E-3,4.4354838709677579E-7,0,2.4389774033287025E-2,null,6.1699715648135317E-3,1.2389783695293356E-2,0,2.8395046292378919E-3,4.625883768073835E-5,0,2.1445518727025516E-2]
[2004,1,7,16,7.3944575615219671E-3,1.4610850213225158E-2,7.5975375643224727E-5,3.5369930839355898E-3,4.4354838709677579E-7,5.2954572798187625E-6,2.5624015239992852E-2,null,6.927219276899663E-3,1.2446346626857003E-2,3.9148456372641316E-5,3.081954818528309E-3,4.625883768073835E-5,2.1658758232163817E-6,2.254309389216157E-2]
[2004,1,7,17,8.5069628298775797E-3,1.4833740227570554E-2,2.5325125214408243E-4,3.8006692658931955E-3,4.4354838709677579E-7,1.765152426606254E-5,2.741271864813857E-2,null,7.9694279685429241E-3,1.263621691761509E-2,1.3049485457547106E-4,3.3117087536451888E-3,4.625883768073835E-5,7.2195860773879382E-6,2.4101326918136799E-2]
[2004,1,7,18,9.6736060364228885E-3,1.4454520338851341E-2,2.5325125214408243E-4,3.7940733330828992E-3,4.4354838709677579E-7,1.765152426606254E-5,2.8193546033154368E-2,null,9.0623537501037434E-3,1.2313176018973533E-2,1.3049485457547106E-4,3.3059613952464094E-3,4.625883768073835E-5,7.2195860773879382E-6,2.4865464442657283E-2]
[2004,1,7,19,1.042648210285637E-2,1.365578776737477E-2,2.5325125214408243E-4,3.3374623547369787E-3,4.4354838709677579E-7,1.765152426606254E-5,2.7691078549765359E-2,null,9.7676573585324528E-3,1.1632770546213311E-2,1.3049485457547106E-4,2.9080939492235037E-3,4.625883768073835E-5,7.2195860773879382E-6,2.4492495132302863E-2]
[2004,1,7,20,1.0097659625306918E-2,1.313253540337294E-2,2.5325125214408243E-4,3.1307248612206869E-3,4.4354838709677579E-7,1.765152426606254E-5,2.6632266214697786E-2,null,9.4596123956386998E-3,1.1187034658113233E-2,1.3049485457547106E-4,2.727953474194912E-3,4.625883768073835E-5,7.2195860773879382E-6,2.3558573806280438E-2]
[2004,1,7,21,9.3732008131390127E-3,1.2934068529161204E-2,2.5325125214408243E-4,3.2858097635743684E-3,4.4354838709677579E-7,1.765152426606254E-5,2.5864425430671825E-2,null,8.7809304223883979E-3,1.101796937619335E-2,1.3049485457547106E-4,2.863086523863783E-3,4.625883768073835E-5,7.2195860773879382E-6,2.2845959600779127E-2]
[2004,1,7,22,8.7075232621644221E-3,1.2478022727331136E-2,2.5325125214408243E-4,3.3036425417130753E-3,4.4354838709677579E-7,1.765152426606254E-5,2.4760534856005875E-2,null,8.1573154614606319E-3,1.0629483829872289E-2,1.3049485457547106E-4,2.8786250943975936E-3,4.625883768073835E-5,7.2195860773879382E-6,2.1849397664064112E-2]
[2004,1,7,23,8.087208366594479E-3,1.1874578426438423E-2,2.5325125214408243E-4,3.2428080105907768E-3,4.4354838709677579E-7,1.765152426606254E-5,2.347594112842092E-2,null,7.5761967970300707E-3,1.0115435925109448E-2,1.3049485457547106E-4,2.8256169963108819E-3,4.625883768073835E-5,7.2195860773879382E-6,2.0701222996783997E-2]
[2004,1,7,24,7.3433397790556116E-3,1.1580730280014046E-2,2.5325125214408243E-4,3.1783563054652258E-3,4.4354838709677579E-7,1.765152426606254E-5,2.2373772689332123E-2,null,6.8793315062082834E-3,9.8651194936435534E-3,1.3049485457547106E-4,2.7694570778546562E-3,4.625883768073835E-5,7.2195860773879382E-6,1.969788135604009E-2]
[2004,1,8,1,7.0380316008766229E-3,1.1065585537067086E-2,2.5325125214408243E-4,3.0420928331087943E-3,4.4354838709677579E-7,1.765152426606254E-5,2.1417056295849741E-2,null,6.5933150297216294E-3,9.4262901346294278E-3,1.3049485457547106E-4,2.6507240593690732E-3,4.625883768073835E-5,7.2195860773879382E-6,1.8854302502053725E-2]
[2004,1,8,2,7.2137741905505589E-3,1.0711374634653737E-2,2.5325125214408243E-4,3.0216828045510308E-3,4.4354838709677579E-7,1.765152426606254E-5,2.1218177954552567E-2,null,6.7579528608042632E-3,9.1245533016518464E-3,1.3049485457547106E-4,2.6329398046738652E-3,4.625883768073835E-5,7.2195860773879382E-6,1.8699419245463571E-2]
[2004,1,8,3,7.1596130769302716E-3,1.0381598080106132E-2,2.5325125214408243E-4,2.9793927433350888E-3,4.4354838709677579E-7,1.765152426606254E-5,2.0791950225168734E-2,null,6.7072140598567623E-3,8.8436310248910556E-3,1.3049485457547106E-4,2.5960904089166914E-3,4.625883768073835E-5,7.2195860773879382E-6,1.8330908771998104E-2]
[2004,1,8,4,7.5555511767191972E-3,1.0354113623787572E-2,2.5325125214408243E-4,2.9025890377376031E-3,4.4354838709677579E-7,1.765152426606254E-5,2.1083600163041612E-2,null,7.0781337675563686E-3,8.8202182141922034E-3,1.3049485457547106E-4,2.5291675891854128E-3,4.625883768073835E-5,7.2195860773879382E-6,1.8611492849267584E-2]
[2004,1,8,5,7.7948132934012142E-3,1.0432858148347442E-2,2.5325125214408243E-4,2.7856868497426793E-3,4.4354838709677579E-7,1.765152426606254E-5,2.1284704616288574E-2,null,7.30227747696598E-3,8.8872972433613664E-3,1.3049485457547106E-4,2.4273050033568398E-3,4.625883768073835E-5,7.2195860773879382E-6,1.8800853002017781E-2]
[2004,1,8,6,8.0624085840329471E-3,1.0746266776040955E-2,2.5325125214408243E-4,2.7232771038852468E-3,4.4354838709677579E-7,1.765152426606254E-5,2.1803298788756389E-2,null,7.5529640540744391E-3,9.1542763964698008E-3,1.3049485457547106E-4,2.3729243437389191E-3,4.625883768073835E-5,7.2195860773879382E-6,1.9264138072616753E-2]
[2004,1,8,7,9.1107012836983779E-3,1.20055312907886E-2,1.5617160548885082E-4,2.944540881903743E-3,4.4354838709677579E-7,1.0885106630738566E-5,2.4228273716897404E-2,null,8.5350176173733961E-3,1.0226988963960451E-2,8.0471826988207145E-5,2.5657222799087883E-3,4.625883768073835E-5,4.4520780810558954E-6,2.1458911603992638E-2]
[2004,1,8,8,8.8231805388097207E-3,1.4178045818020124E-2,0,3.3741983743099837E-3,4.4354838709677579E-7,0,2.6375868279526923E-2,null,8.2656646283366577E-3,1.2077659422092346E-2,0,2.9401038372413209E-3,4.625883768073835E-5,0,2.3329686725351063E-2]
[2004,1,8,9,8.2681926733709551E-3,1.5223712339697729E-2,0,3.4328872747066141E-3,4.4354838709677579E-7,0,2.6925235836162395E-2,null,7.7457451335087614E-3,1.2968417166848292E-2,0,2.9912423424855164E-3,4.625883768073835E-5,0,2.3751663480523308E-2]
[2004,1,8,10,7.8433636016943097E-3,1.5672241890770933E-2,0,3.5688280250624478E-3,4.4354838709677579E-7,0,2.7084877065914788E-2,null,7.3477600061047539E-3,1.3350499946671231E-2,0,3.109694157530441E-3,4.625883768073835E-5,0,2.3854212947987164E-2]
[2004,1,8,11,7.5454521243946103E-3,1.579499263271341E-2,0,3.6432833772328758E-3,4.4354838709677579E-7,0,2.6984171682727993E-2,null,7.0686728504628232E-3,1.3455065954851717E-2,0,3.1745707422286347E-3,4.625883768073835E-5,0,2.3744568385223912E-2]
[2004,1,8,12,7.284151624648307E-3,1.5408963245481489E-2,0,3.4901683402280255E-3,4.4354838709677579E-7,0,2.6183726758744915E-2,null,6.8238833112916029E-3,1.3126224341152007E-2,0,3.0411541324451728E-3,4.625883768073835E-5,0,2.3037520622569519E-2]
[2004,1,8,13,7.2605877259303937E-3,1.5725421621537009E-2,0,3.7430952069349836E-3,4.4354838709677579E-7,0,2.6729548102789484E-2,null,6.8018083596025104E-3,1.3395801441996836E-2,0,3.2615416641944349E-3,4.625883768073835E-5,0,2.3505410303474521E-2]
[2004,1,8,14,6.8918227267198715E-3,1.5435918254536135E-2,0,3.5903796558090311E-3,4.4354838709677579E-7,0,2.5918564185452131E-2,null,6.4563447485230744E-3,1.3149186138797467E-2,0,3.1284731459678933E-3,4.625883768073835E-5,0,2.2780262870969171E-2]
[2004,1,8,15,6.9010627185332315E-3,1.4791967851858599E-2,0,3.1766381532296051E-3,4.4354838709677579E-7,0,2.487011227200853E-2,null,6.4650008871073262E-3,1.2600632850983041E-2,0,2.7679599678982962E-3,4.625883768073835E-5,0,2.1879852543669403E-2]
[2004,1,8,16,7.7377047722446994E-3,1.4830202014599454E-2,7.1754521440823359E-5,3.43515737312994E-3,4.4354838709677579E-7,5.0012652087177197E-6,2.6080263495010733E-2,null,7.2487775081935286E-3,1.2633202868163123E-2,3.6973542129716803E-5,2.993220390111925E-3,4.625883768073835E-5,2.0455493885932493E-6,2.2960478695667624E-2]
[2004,1,8,17,8.9834924052650551E-3,1.4781097514467923E-2,2.5325125214408243E-4,3.7339466910598662E-3,4.4354838709677579E-7,1.765152426606254E-5,2.7769882935590087E-2,null,8.4158467671055469E-3,1.2591372884236358E-2,1.3049485457547106E-4,3.253570115504742E-3,4.625883768073835E-5,7.2195860773879382E-6,2.4444763045180243E-2]
[2004,1,8,18,1.0452054410965401E-2,1.4645704990065686E-2,2.5325125214408243E-4,3.8695098903502277E-3,4.4354838709677579E-7,1.765152426606254E-5,2.9238615616178555E-2,null,9.7916138129733443E-3,1.2476037892445798E-2,1.3049485457547106E-4,3.3716929518669662E-3,4.625883768073835E-5,7.2195860773879382E-6,2.5823317935619705E-2]
[2004,1,8,19,1.1033230218387161E-2,1.3459703253012413E-2,2.5325125214408243E-4,3.1250400622662117E-3,4.4354838709677579E-7,1.765152426606254E-5,2.7889319858463026E-2,null,1.0336066495667637E-2,1.1465734692837459E-2,1.3049485457547106E-4,2.7230000312239082E-3,4.625883768073835E-5,7.2195860773879382E-6,2.4708774498062601E-2]
[2004,1,8,20,1.0955685968025238E-2,1.3354726546394082E-2,2.5325125214408243E-4,3.2057486378014618E-3,4.4354838709677579E-7,1.765152426606254E-5,2.7787507477018022E-2,null,1.0263422083085562E-2,1.1376309610843603E-2,1.3049485457547106E-4,2.793325354843328E-3,4.625883768073835E-5,7.2195860773879382E-6,2.461703032710609E-2]
[2004,1,8,21,9.9338541097033096E-3,1.3077485728020479E-2,2.5325125214408243E-4,3.1806628490739387E-3,4.4354838709677579E-7,1.765152426606254E-5,2.6463349011594965E-2,null,9.3061573631483575E-3,1.1140140238477578E-2,1.3049485457547106E-4,2.7714668819510523E-3,4.625883768073835E-5,7.2195860773879382E-6,2.3401737761910586E-2]
[2004,1,8,22,9.1637063833961939E-3,1.2684933272884232E-2,2.5325125214408243E-4,3.1634595962523383E-3,4.4354838709677579E-7,1.765152426606254E-5,2.5283445577330005E-2,null,8.5846734501840889E-3,1.0805741907473746E-2,1.3049485457547106E-4,2.7564768475716529E-3,4.625883768073835E-5,7.2195860773879382E-6,2.2330865483563084E-2]
[2004,1,8,23,8.6785823606816102E-3,1.2145037057744057E-2,2.5325125214408243E-4,3.2690577449673249E-3,4.4354838709677579E-7,1.765152426606254E-5,2.4364023488190233E-2,null,8.1302032670941635E-3,1.0345827847846994E-2,1.3049485457547106E-4,2.8484896718935192E-3,4.625883768073835E-5,7.2195860773879382E-6,2.1508494065168273E-2]
[2004,1,8,24,7.8815538716801494E-3,1.1860318875802472E-2,2.5325125214408243E-4,3.1909590223795155E-3,4.4354838709677579E-7,1.765152426606254E-5,2.3204178094659376E-2,null,7.383537123254299E-3,1.0103288835284545E-2,1.3049485457547106E-4,2.7804384406107645E-3,4.625883768073835E-5,7.2195860773879382E-6,2.0451237677483202E-2]
[2004,1,9,1,6.8036578296529543E-3,1.0432585347491412E-2,2.5325125214408243E-4,2.595582983372674E-3,4.4354838709677579E-7,1.765152426606254E-5,2.0103172485314281E-2,null,6.3737507827823182E-3,8.8870648561994482E-3,1.3049485457547106E-4,2.2616582200365902E-3,4.625883768073835E-5,7.2195860773879382E-6,1.7706447137351953E-2]
[2004,1,9,2,6.8246383208500037E-3,9.9917019903612604E-3,2.5325125214408243E-4,2.582172333309052E-3,4.4354838709677579E-7,1.765152426606254E-5,{"$f":"SUM(E196:J196)","v":1.9669858969317555E-2},null,{"$f":"E196*V$5","v":6.3934055663617522E-3},{"$f":"F196*W$5","v":8.5114955358126521E-3},{"$f":"G196*X$5","v":1.3049485457547106E-4},{"$f":"H196*AB$5","v":2.2499728656685271E-3},{"$f":"I196*Z$5","v":4.625883768073835E-5},{"$f":"J196*AA$5","v":7.2195860773879382E-6},{"$f":"SUM(M196:R196)","v":1.7338847246176528E-2}]
[2004,1,9,3,6.8917973254189694E-3,9.9814960282656982E-3,2.5325125214408243E-4,2.5456494567190455E-3,4.4354838709677579E-7,1.765152426606254E-5,1.9690289135200954E-2,null,6.4563209522702997E-3,8.5028015214296329E-3,1.3049485457547106E-4,2.2181486995415641E-3,4.625883768073835E-5,7.2195860773879382E-6,1.7361244451575091E-2]
[2004,1,9,4,7.07916676385556E-3,9.6762164537398977E-3,2.5325125214408243E-4,2.4253042234229408E-3,4.4354838709677579E-7,1.765152426606254E-5,1.9452033765815637E-2,null,6.6318509590410279E-3,8.2427471544901723E-3,1.3049485457547106E-4,2.113286020185927E-3,4.625883768073835E-5,7.2195860773879382E-6,1.7171857412050726E-2]
[2004,1,9,5,8.0112615671951073E-3,9.9584570667442095E-3,2.5325125214408243E-4,2.6372929892412539E-3,4.4354838709677579E-7,1.765152426606254E-5,2.0878357947977811E-2,null,7.5050488962623667E-3,8.4831756340353649E-3,1.3049485457547106E-4,2.2980021852400728E-3,4.625883768073835E-5,7.2195860773879382E-6,1.8470199993871401E-2]
[2004,1,9,6,8.12330805172699E-3,1.0146201587972071E-2,2.5325125214408243E-4,2.3812627880921856E-3,4.4354838709677579E-7,1.765152426606254E-5,2.0922118752588488E-2,null,7.6100154284387102E-3,8.6431070106762781E-3,1.3049485457547106E-4,2.0749105666265171E-3,4.625883768073835E-5,7.2195860773879382E-6,1.8512006284075101E-2]
[2004,1,9,7,8.8003386944573748E-3,1.1170603012152992E-2,1.5617160548885082E-4,2.2792775346097312E-3,4.4354838709677579E-7,1.0885106630738566E-5,2.2417719501726781E-2,null,8.2442661061055082E-3,9.5157499455043194E-3,8.0471826988207145E-5,1.9860458343722641E-3,4.625883768073835E-5,4.4520780810558954E-6,1.9877244628732093E-2]
[2004,1,9,8,8.9606615372919453E-3,1.3629776530001294E-2,0,3.1035662735392402E-3,4.4354838709677579E-7,0,2.5694447889219575E-2,null,8.3944585276821901E-3,1.1610612706538062E-2,0,2.7042888703398982E-3,4.625883768073835E-5,0,2.2755618942240888E-2]
[2004,1,9,9,9.0553921351099395E-3,1.5027437504308305E-2,0,3.6460723562395892E-3,4.4354838709677579E-7,0,2.772934554404493E-2,null,8.483203323072154E-3,1.2801219187282746E-2,0,3.1770009158491471E-3,4.625883768073835E-5,0,2.4507682263884785E-2]
[2004,1,9,10,8.8481358626401295E-3,1.4653829738981829E-2,0,3.1188542151525142E-3,4.4354838709677579E-7,0,2.662126336516157E-2,null,8.2890430842762573E-3,1.2482959012010419E-2,0,2.7176100005209002E-3,4.625883768073835E-5,0,2.3535870934488317E-2]
[2004,1,9,11,7.7062528621554298E-3,1.4467948382085902E-2,0,2.8314935162784974E-3,4.4354838709677579E-7,0,2.5006138308906925E-2,null,7.2193129699156377E-3,1.2324614783876241E-2,0,2.4672185890779914E-3,4.625883768073835E-5,0,2.2057405180550608E-2]
[2004,1,9,12,6.9552200349138208E-3,1.4159705471794307E-2,0,2.7557366509585834E-3,4.4354838709677579E-7,0,2.3871105706053806E-2,null,6.515736130753725E-3,1.2062036080325659E-2,0,2.4012079324075754E-3,4.625883768073835E-5,0,2.1025238981167697E-2]
[2004,1,9,13,6.6785989073184218E-3,1.4150516740082875E-2,0,2.7079541692833333E-3,4.4354838709677579E-7,0,2.3537513365071726E-2,null,6.2565940379722554E-3,1.2054208600180928E-2,0,2.3595727224578803E-3,4.625883768073835E-5,0,2.0716634198291801E-2]
[2004,1,9,14,6.0248227275014428E-3,1.4038878124576458E-2,0,2.7776600803480767E-3,4.4354838709677579E-7,0,2.2841804480813074E-2,null,5.6441284287066787E-3,1.1959108528298899E-2,0,2.4203108871610046E-3,4.625883768073835E-5,0,2.0069806681847317E-2]
[2004,1,9,15,6.3089537503805259E-3,1.3536137588429871E-2,0,2.6037725153044062E-3,4.4354838709677579E-7,0,2.2449307402501902E-2,null,5.9103058842505706E-3,1.1530845772543007E-2,0,2.2687941591802456E-3,4.625883768073835E-5,0,1.975620465365456E-2]
[2004,1,9,16,6.8356226019627812E-3,1.318578605540827E-2,6.7533667238421977E-5,2.7777907973407442E-3,4.4354838709677579E-7,4.7070731376166769E-6,2.287188374347493E-2,null,6.4036957767300241E-3,1.123239656817771E-2,3.4798627886792277E-5,2.4204247872608507E-3,4.625883768073835E-5,1.9252229539701169E-6,2.0139499820690087E-2]
[2004,1,9,17,7.3378230006892961E-3,1.3061902934194628E-2,2.5325125214408243E-4,2.7487241062281171E-3,4.4354838709677579E-7,1.765152426606254E-5,2.3419796365909282E-2,null,6.8741633200191596E-3,1.1126865935439701E-2,1.3049485457547106E-4,2.3950975596956905E-3,4.625883768073835E-5,7.2195860773879382E-6,2.0580100093488148E-2]
[2004,1,9,18,1.0026810677406578E-2,1.2154628749156071E-2,2.5325125214408243E-4,2.217414073287557E-3,4.4354838709677579E-7,1.765152426606254E-5,2.4670199824647448E-2,null,9.3932402251907729E-3,1.035399859180163E-2,1.3049485457547106E-4,1.9321411791501035E-3,4.625883768073835E-5,7.2195860773879382E-6,2.1863353274476104E-2]
[2004,1,9,19,1.0019432418152023E-2,1.1816935261196246E-2,2.5325125214408243E-4,2.2783264849665316E-3,4.4354838709677579E-7,1.765152426606254E-5,2.438604048911204E-2,null,9.3863281806881339E-3,1.0066332224448419E-2,1.3049485457547106E-4,1.9852171383694839E-3,4.625883768073835E-5,7.2195860773879382E-6,2.1621850821839633E-2]
[2004,1,9,20,1.0535422368195206E-2,1.104796016237798E-2,2.5325125214408243E-4,1.900960221125443E-3,4.4354838709677579E-7,1.765152426606254E-5,2.3755689076495872E-2,null,9.8697139461600154E-3,9.4112758459598822E-3,1.3049485457547106E-4,1.6563994823561516E-3,4.625883768073835E-5,7.2195860773879382E-6,2.1121362552809643E-2]
[2004,1,9,21,9.4356387131584174E-3,1.1200147123685568E-2,2.5325125214408243E-4,2.4265875843361845E-3,4.4354838709677579E-7,1.765152426606254E-5,2.3333719745977411E-2,null,8.8394230191779482E-3,9.5409172867302328E-3,1.3049485457547106E-4,2.1144042752281678E-3,4.625883768073835E-5,7.2195860773879382E-6,2.0678717859469946E-2]
[2004,1,9,22,9.9455060186692378E-3,1.1586904125248796E-2,2.5325125214408243E-4,3.2239492730326827E-3,4.4354838709677579E-7,1.765152426606254E-5,2.5027705741747956E-2,null,9.3170730155447516E-3,9.8703787233728902E-3,1.3049485457547106E-4,2.8091844572277528E-3,4.625883768073835E-5,7.2195860773879382E-6,2.2180609474478991E-2]
[2004,1,9,23,9.1736632997769674E-3,1.1159782378062397E-2,2.5325125214408243E-4,3.3965510766409603E-3,4.4354838709677579E-7,1.765152426606254E-5,2.4001343079277565E-2,null,8.5940012125679428E-3,9.5065323188331472E-3,1.3049485457547106E-4,2.9595808384740825E-3,4.625883768073835E-5,7.2195860773879382E-6,2.124408764820877E-2]
[2004,1,9,24,7.985050478997004E-3,1.0235478980909653E-2,2.5325125214408243E-4,3.2138458805362406E-3,4.4354838709677579E-7,1.765152426606254E-5,2.1705721665240138E-2,null,7.4804940247354488E-3,8.7191585314452379E-3,1.3049485457547106E-4,2.8003808779023319E-3,4.625883768073835E-5,7.2195860773879382E-6,1.9184006712416615E-2]
[2004,1,10,1,7.4655911091120889E-3,9.5367885764368939E-3,2.5325125214408243E-4,3.3231783542627276E-3,4.4354838709677579E-7,1.765152426606254E-5,2.059690436460895E-2,null,6.9938580638560831E-3,8.1239746214045016E-3,1.3049485457547106E-4,2.8956476019887799E-3,4.625883768073835E-5,7.2195860773879382E-6,1.8197453565582961E-2]
[2004,1,10,2,6.963239587673596E-3,9.3519073865347552E-3,2.5325125214408243E-4,3.3200020803519303E-3,4.4354838709677579E-7,1.765152426606254E-5,1.9906495379357521E-2,null,6.5232489469417183E-3,7.9664823919499191E-3,1.3049485457547106E-4,2.8928799594031022E-3,4.625883768073835E-5,7.2195860773879382E-6,1.7566584576628335E-2]
[2004,1,10,3,7.2944072583799712E-3,9.0716220987614275E-3,2.5325125214408243E-4,3.126346277442332E-3,4.4354838709677579E-7,1.765152426606254E-5,1.9763721959380968E-2,null,6.8334909157834441E-3,7.7277195687654393E-3,1.3049485457547106E-4,2.724138200301581E-3,4.625883768073835E-5,7.2195860773879382E-6,1.746932196318406E-2]
[2004,1,10,4,7.1785581833071679E-3,8.7028942586980726E-3,2.5325125214408243E-4,2.8329012791994687E-3,4.4354838709677579E-7,1.765152426606254E-5,1.898570004600195E-2,null,6.7249620697689243E-3,7.4136163891813552E-3,1.3049485457547106E-4,2.4684452416652808E-3,4.625883768073835E-5,7.2195860773879382E-6,1.6790996978949157E-2]
[2004,1,10,5,7.6371708778208485E-3,8.8031921293288112E-3,2.5325125214408243E-4,2.9248555577558468E-3,4.4354838709677579E-7,1.765152426606254E-5,1.9636564889702744E-2,null,7.1545961127848093E-3,7.4990557746782982E-3,1.3049485457547106E-4,2.5485694955600007E-3,4.625883768073835E-5,7.2195860773879382E-6,1.7386194661356703E-2]
[2004,1,10,6,7.553677970673035E-3,9.0696755235510525E-3,2.5325125214408243E-4,3.0198185960750466E-3,4.4354838709677579E-7,1.765152426606254E-5,1.9914518415096373E-2,null,7.0763789249699283E-3,7.7260613661660005E-3,1.3049485457547106E-4,2.6313154287819825E-3,4.625883768073835E-5,7.2195860773879382E-6,1.7617728998251505E-2]
[2004,1,10,7,8.7547438294095642E-3,9.4452346213796216E-3,1.5617160548885082E-4,2.8662982616961706E-3,4.4354838709677579E-7,1.0885106630738566E-5,2.123377697299204E-2,null,8.2015522727432923E-3,8.0459837965672822E-3,8.0471826988207145E-5,2.4975456636020655E-3,4.625883768073835E-5,4.4520780810558954E-6,1.8876264475662641E-2]
[2004,1,10,8,9.0439091452340515E-3,1.0103234896414372E-2,0,2.8987643253877266E-3,4.4354838709677579E-7,0,2.2046351915423246E-2,null,8.4724459161680133E-3,8.6065055584177153E-3,0,2.5258349305184438E-3,4.625883768073835E-5,0,1.9651045242784909E-2]
[2004,1,10,9,9.5723349371209382E-3,1.079682279829868E-2,0,3.092762891194699E-3,4.4354838709677579E-7,0,2.3462364175001416E-2,null,8.9674817320496026E-3,9.1973428688455969E-3,0,2.6948753556727692E-3,4.625883768073835E-5,0,2.0905958794248704E-2]
[2004,1,10,10,1.0265566900561771E-2,1.1192946025450141E-2,0,3.2768652951846444E-3,4.4354838709677579E-7,0,2.4735821769583652E-2,null,9.6169100072890281E-3,9.5347829849323114E-3,0,2.8552927717136623E-3,4.625883768073835E-5,0,2.2053244601615736E-2]
[2004,1,10,11,1.0860698118347003E-2,1.0828697511511026E-2,0,3.0585965729318454E-3,4.4354838709677579E-7,0,2.4748435751176967E-2,null,1.0174436290971978E-2,9.2244955480862215E-3,0,2.6651045739090663E-3,4.625883768073835E-5,0,2.2110295250648004E-2]
[2004,1,10,12,9.6302191013994554E-3,1.0990414131741606E-2,0,3.275992918733964E-3,4.4354838709677579E-7,0,2.3897069700262119E-2,null,9.0217083328896566E-3,9.3622548900368831E-3,0,2.8545326275058731E-3,4.625883768073835E-5,0,2.1284754688113153E-2]
[2004,1,10,13,9.5442991405714009E-3,1.0965869358594123E-2,0,3.5374316227935998E-3,4.4354838709677579E-7,0,2.4048043670346218E-2,null,8.9412174511763459E-3,9.3413462673343772E-3,0,3.0823369388532523E-3,4.625883768073835E-5,0,2.1411159495044716E-2]
[2004,1,10,14,8.2588656476076938E-3,1.1022651389589244E-2,0,3.6939145379672003E-3,4.4354838709677579E-7,0,2.2975875123551235E-2,null,7.7370074604440585E-3,9.3897164052543815E-3,0,3.2186881453701768E-3,4.625883768073835E-5,0,2.0391670848749356E-2]
[2004,1,10,15,7.9431969136306794E-3,1.0962800371049238E-2,0,3.5497839145546884E-3,4.4354838709677579E-7,0,2.2456224747621704E-2,null,7.4412850871764229E-3,9.3387319305764417E-3,0,3.0931000939427712E-3,4.625883768073835E-5,0,1.9919375949376372E-2]
[2004,1,10,16,8.2873937006165306E-3,1.0298213829076775E-2,6.7533667238421977E-5,3.2512581845714058E-3,4.4354838709677579E-7,4.7070731376166769E-6,2.1909550003027849E-2,null,7.7637328932551909E-3,8.7725996149192499E-3,3.4798627886792277E-5,2.8329800456013332E-3,4.625883768073835E-5,1.9252229539701169E-6,1.9452295242297277E-2]
[2004,1,10,17,9.0448978948813735E-3,1.037268128124781E-2,2.5325125214408243E-4,3.3586111261766595E-3,4.4354838709677579E-7,1.765152426606254E-5,2.3047536627103085E-2,null,8.4733721890636205E-3,8.8360351924943754E-3,1.3049485457547106E-4,2.9265219066714589E-3,4.625883768073835E-5,7.2195860773879382E-6,2.041990256656305E-2]
[2004,1,10,18,9.9524312928524952E-3,1.0343764847931897E-2,2.5325125214408243E-4,3.5013528635889899E-3,4.4354838709677579E-7,1.765152426606254E-5,2.4068895329170625E-2,null,9.3235606980313895E-3,8.8114025429900725E-3,1.3049485457547106E-4,3.0508997538945966E-3,4.625883768073835E-5,7.2195860773879382E-6,2.1369836273249655E-2]
[2004,1,10,19,9.9852781435466088E-3,1.0069121644929206E-2,2.5325125214408243E-4,3.4601909868995522E-3,4.4354838709677579E-7,1.765152426606254E-5,2.3785937100172606E-2,null,9.3543320339164893E-3,8.5774459659670853E-3,1.3049485457547106E-4,3.0150334004151813E-3,4.625883768073835E-5,7.2195860773879382E-6,2.1130784678632351E-2]
[2004,1,10,20,1.0081916990744053E-2,9.3574500644150287E-3,2.5325125214408243E-4,3.1483999379535699E-3,4.4354838709677579E-7,1.765152426606254E-5,2.285911331790989E-2,null,9.4448645009208316E-3,7.9712039577131792E-3,1.3049485457547106E-4,2.743354631791792E-3,4.625883768073835E-5,7.2195860773879382E-6,2.0343396368759401E-2]
[2004,1,10,21,9.4028369549356543E-3,9.6093661694437397E-3,2.5325125214408243E-4,3.5642033783969732E-3,4.4354838709677579E-7,1.765152426606254E-5,2.2847752827573606E-2,null,8.8086939264775833E-3,8.1858003103085254E-3,1.3049485457547106E-4,3.1056644770260078E-3,4.625883768073835E-5,7.2195860773879382E-6,2.0284131992145713E-2]
[2004,1,10,22,9.7990783233517405E-3,9.6394857488138856E-3,2.5325125214408243E-4,3.7826250804626912E-3,4.4354838709677579E-7,1.765152426606254E-5,2.3492535477425556E-2,null,9.1798977399770634E-3,8.2114578675091775E-3,1.3049485457547106E-4,3.295985973613037E-3,4.625883768073835E-5,7.2195860773879382E-6,2.0871314859432871E-2]
[2004,1,10,23,9.7379508381790492E-3,9.0240421685381569E-3,2.5325125214408243E-4,3.3988162213394366E-3,4.4354838709677579E-7,1.765152426606254E-5,2.2432155552853883E-2,null,9.1226327560193325E-3,7.687188299510179E-3,1.3049485457547106E-4,2.9615545696780928E-3,4.625883768073835E-5,7.2195860773879382E-6,1.9955348903541201E-2]
[2004,1,10,24,7.4356380919196391E-3,9.2975263024057207E-3,2.5325125214408243E-4,3.7435205478595587E-3,4.4354838709677579E-7,1.765152426606254E-5,2.0748031266982159E-2,null,6.9657977069779052E-3,7.920157516043547E-3,1.3049485457547106E-4,3.2619122845153978E-3,4.625883768073835E-5,7.2195860773879382E-6,1.8331840785870444E-2]
[2004,1,11,1,6.7740538860961708E-3,9.9316494650811705E-3,2.5325125214408243E-4,4.2296704757479606E-3,4.4354838709677579E-7,1.765152426606254E-5,2.1206720151722539E-2,null,6.3460174424023663E-3,8.460339406323519E-3,1.3049485457547106E-4,3.6855184599381982E-3,4.625883768073835E-5,7.2195860773879382E-6,1.8675848586997678E-2]
[2004,1,11,2,6.8880754982564574E-3,9.7230234474611141E-3,2.5325125214408243E-4,4.1246933789821855E-3,4.4354838709677579E-7,1.765152426606254E-5,2.1007138649496996E-2,null,6.4528342985636644E-3,8.2826199928201453E-3,1.3049485457547106E-4,3.5940467885114623E-3,4.625883768073835E-5,7.2195860773879382E-6,1.8513474358228869E-2]
[2004,1,11,3,6.624775019519108E-3,9.573897514365149E-3,2.5325125214408243E-4,4.1372317466934431E-3,4.4354838709677579E-7,1.765152426606254E-5,2.0607250605374938E-2,null,6.2061711543436758E-3,8.1555861085985532E-3,1.3049485457547106E-4,3.6049720806641946E-3,4.625883768073835E-5,7.2195860773879382E-6,1.8150702621940022E-2]
[2004,1,11,4,6.8724452026356795E-3,9.3381314404373181E-3,2.5325125214408243E-4,3.8809848332301234E-3,4.4354838709677579E-7,1.765152426606254E-5,2.0362907801100363E-2,null,6.4381916443558267E-3,7.9547472637582408E-3,1.3049485457547106E-4,3.3816916300271399E-3,4.625883768073835E-5,7.2195860773879382E-6,1.7958603816474804E-2]
[2004,1,11,5,6.9005912384154881E-3,9.1559574462445892E-3,2.5325125214408243E-4,3.7165920102245269E-3,4.4354838709677579E-7,1.765152426606254E-5,2.0044487019681843E-2,null,6.4645591987031216E-3,7.7995611763620829E-3,1.3049485457547106E-4,3.2384481345013238E-3,4.625883768073835E-5,7.2195860773879382E-6,1.7686541787900124E-2]
[2004,1,11,6,7.2215090475545758E-3,9.421382061179373E-3,2.5325125214408243E-4,3.8685919811886579E-3,4.4354838709677579E-7,1.765152426606254E-5,2.0782829414719848E-2,null,6.7651989704879687E-3,8.0256648399112517E-3,1.3049485457547106E-4,3.3708931327843901E-3,4.625883768073835E-5,7.2195860773879382E-6,1.8345730221517208E-2]
[2004,1,11,7,7.539884996312589E-3,1.000037569360622E-2,1.5617160548885082E-4,4.1543082242247679E-3,4.4354838709677579E-7,1.0885106630738566E-5,2.1862069174650261E-2,null,7.0634574960374459E-3,8.5188842856492326E-3,8.0471826988207145E-5,3.6198516495415524E-3,4.625883768073835E-5,4.4520780810558954E-6,1.9333376173978234E-2]
[2004,1,11,8,8.2815124958398288E-3,1.0219383030933289E-2,0,3.9649888765662571E-3,4.4354838709677579E-7,0,2.246632795172647E-2,null,7.7582233078986448E-3,8.7054470930435883E-3,0,3.4548884556900232E-3,4.625883768073835E-5,0,1.9964817694312995E-2]
[2004,1,11,9,8.9222867115677854E-3,1.0361118956878473E-2,0,3.8215943676356413E-3,4.4354838709677579E-7,0,2.3105443584468997E-2,null,8.3585085164349354E-3,8.8261857521939983E-3,0,3.3299418167620576E-3,4.625883768073835E-5,0,2.0560894923071726E-2]
[2004,1,11,10,9.2383460150135509E-3,1.0930985506345851E-2,0,4.0416799664355022E-3,4.4354838709677579E-7,0,2.4211455036182002E-2,null,8.6545967800103294E-3,9.3116302336726919E-3,0,3.5217131478372053E-3,4.625883768073835E-5,0,2.1534198999200962E-2]
[2004,1,11,11,8.8842335597996182E-3,1.1162626246683932E-2,0,4.1616987098620547E-3,4.4354838709677579E-7,0,2.4209002064732699E-2,null,8.3228598533271868E-3,9.5089548865898692E-3,0,3.6262913406239438E-3,4.625883768073835E-5,0,2.1504364918221736E-2]
[2004,1,11,12,8.6777489251938893E-3,1.132073349430111E-2,0,4.183875156204598E-3,4.4354838709677579E-7,0,2.4182801124086693E-2,null,8.1294224944237457E-3,9.6436395612900794E-3,0,3.6456147614057528E-3,4.625883768073835E-5,0,2.1464935654800316E-2]
[2004,1,11,13,8.3879972191733751E-3,1.1218551120097361E-2,0,4.2153983346307549E-3,4.4354838709677579E-7,0,2.3822390222288589E-2,null,7.8579795134126086E-3,9.5565948493167886E-3,0,3.6730824463404713E-3,4.625883768073835E-5,0,2.1133915646750608E-2]
[2004,1,11,14,8.2968420568036213E-3,1.0995023028374483E-2,0,4.0232173446267568E-3,4.4354838709677579E-7,0,2.3315525978191958E-2,null,7.7725842301612016E-3,9.3661810082451315E-3,0,3.5056257637525253E-3,4.625883768073835E-5,0,2.0690649839839596E-2]
[2004,1,11,15,7.899578950420913E-3,1.0964328111761363E-2,0,4.0180512125279509E-3,4.4354838709677579E-7,0,2.2882401823097323E-2,null,7.400423239900691E-3,9.3400333463175902E-3,0,3.5011242605442259E-3,4.625883768073835E-5,0,2.0287839684443247E-2]
[2004,1,11,16,8.1864721792101816E-3,1.077286569567491E-2,6.3312813036020608E-5,4.0435053829218316E-3,4.4354838709677579E-7,4.412881066515635E-6,2.3071012500296556E-2,null,7.669188364096218E-3,9.1769348570544182E-3,3.2623713643867764E-5,3.5233037223739256E-3,4.625883768073835E-5,1.8048965193469846E-6,2.0450114391368516E-2]
[2004,1,11,17,9.1153058336298064E-3,1.1143866422875444E-2,2.5325125214408243E-4,4.4167353425931481E-3,4.4354838709677579E-7,1.765152426606254E-5,2.4947253923895636E-2,null,8.5393312166849155E-3,9.4929742101492985E-3,1.3049485457547106E-4,3.8485172145496676E-3,4.625883768073835E-5,7.2195860773879382E-6,2.2064795919717477E-2]
[2004,1,11,18,1.0233804666793873E-2,1.1278642637666484E-2,2.5325125214408243E-4,4.6410431761368925E-3,4.4354838709677579E-7,1.765152426606254E-5,{"$f":"SUM(E260:J260)","v":2.6424836805394487E-2},null,{"$f":"E260*V$5","v":9.5871547539518112E-3},{"$f":"F260*W$5","v":9.6077841946378556E-3},{"$f":"G260*X$5","v":1.3049485457547106E-4},{"$f":"H260*AB$5","v":4.0439675849684234E-3},{"$f":"I260*Z$5","v":4.625883768073835E-5},{"$f":"J260*AA$5","v":7.2195860773879382E-6},{"$f":"SUM(M260:R260)","v":2.3422879811891686E-2}]
[2004,1,11,19,1.0135068805766544E-2,1.0985521347652629E-2,2.5325125214408243E-4,4.52627112884358E-3,4.4354838709677579E-7,1.765152426606254E-5,2.5918207607059995E-2,null,9.4946577784618316E-3,9.3580869404752166E-3,1.3049485457547106E-4,3.9439610947678829E-3,4.625883768073835E-5,7.2195860773879382E-6,2.2980679092038526E-2]
[2004,1,11,20,9.5775151085355243E-3,9.7647909244745808E-3,2.5325125214408243E-4,3.6763411926714496E-3,4.4354838709677579E-7,1.765152426606254E-5,2.3289993550478796E-2,null,8.9723345806841659E-3,8.3181998864644141E-3,1.3049485457547106E-4,3.2033756313429688E-3,4.625883768073835E-5,7.2195860773879382E-6,2.0677883376825145E-2]
[2004,1,11,21,9.2594081230855853E-3,9.8311881048347947E-3,2.5325125214408243E-4,3.7494601029237282E-3,4.4354838709677579E-7,1.765152426606254E-5,2.3111402655641346E-2,null,8.6743280232874521E-3,8.3747607511470961E-3,1.3049485457547106E-4,3.2670877089269047E-3,4.625883768073835E-5,7.2195860773879382E-6,2.050014976169505E-2]
[2004,1,11,22,9.4372472910353115E-3,1.0456938200017344E-2,2.5325125214408243E-4,4.3015276570936879E-3,4.4354838709677579E-7,1.765152426606254E-5,2.4467059472943583E-2,null,8.840929954823263E-3,8.9078099900874227E-3,1.3049485457547106E-4,3.7481311315038174E-3,4.625883768073835E-5,7.2195860773879382E-6,2.1680844354748097E-2]
[2004,1,11,23,7.7267814448169032E-3,1.0134302687224849E-2,2.5325125214408243E-4,3.9633345199860358E-3,4.4354838709677579E-7,1.765152426606254E-5,2.2095764976825027E-2,null,7.2385443999910468E-3,8.6329708556259419E-3,1.3049485457547106E-4,3.4534469340039521E-3,4.625883768073835E-5,7.2195860773879382E-6,1.9508935467954538E-2]
[2004,1,11,24,6.1526405987829486E-3,9.6399961653150061E-3,2.5325125214408243E-4,3.1266945522427226E-3,4.4354838709677579E-7,1.765152426606254E-5,1.9190677641137917E-2,null,5.7638697910049686E-3,8.2118926690850132E-3,1.3049485457547106E-4,2.7244416691446817E-3,4.625883768073835E-5,7.2195860773879382E-6,1.6884177407568261E-2]
[2004,1,12,1,6.184868938662256E-3,9.2883803819508552E-3,2.5325125214408243E-4,2.7979355845717557E-3,4.4354838709677579E-7,1.765152426606254E-5,1.8542531229982107E-2,null,5.7940616983108047E-3,7.9123665049427774E-3,1.3049485457547106E-4,2.4379779242338418E-3,4.625883768073835E-5,7.2195860773879382E-6,1.632837940582102E-2]
[2004,1,12,2,5.9354855767702773E-3,9.1027656741921575E-3,2.5325125214408243E-4,2.5824167813712356E-3,4.4354838709677579E-7,1.765152426606254E-5,1.7892014357130909E-2,null,5.5604362812382117E-3,7.7542494235893333E-3,1.3049485457547106E-4,2.2501858652037958E-3,4.625883768073835E-5,7.2195860773879382E-6,1.5748844848364935E-2]
[2004,1,12,3,6.1151050546231827E-3,9.3350867780172368E-3,2.5325125214408243E-4,2.6991338177030817E-3,4.4354838709677579E-7,1.765152426606254E-5,1.8420671975140742E-2,null,5.7287060291050448E-3,7.9521536485141538E-3,1.3049485457547106E-4,2.3518871193456393E-3,4.625883768073835E-5,7.2195860773879382E-6,1.6216720075298435E-2]
[2004,1,12,4,6.2832244510130876E-3,9.376336523491376E-3,2.5325125214408243E-4,2.652579905481798E-3,4.4354838709677579E-7,1.765152426606254E-5,1.8583487204783502E-2,null,5.8862023584575901E-3,7.9872925092202909E-3,1.3049485457547106E-4,2.3113224219637367E-3,4.625883768073835E-5,7.2195860773879382E-6,1.6368790567975213E-2]
[2004,1,12,5,6.5530810277290661E-3,9.45039873827834E-3,2.5325125214408243E-4,2.6071325900106977E-3,4.4354838709677579E-7,1.765152426606254E-5,1.8881958680815342E-2,null,6.1390073363308175E-3,8.0503828827262029E-3,1.3049485457547106E-4,2.2717219563757516E-3,4.625883768073835E-5,7.2195860773879382E-6,1.6645085453766369E-2]
[2004,1,12,6,6.7318248491949305E-3,9.8160530711925813E-3,2.5325125214408243E-4,2.4681672950127333E-3,4.4354838709677579E-7,1.765152426606254E-5,1.9287391540197485E-2,null,6.3064567584666846E-3,8.3618678754984483E-3,1.3049485457547106E-4,2.1506347078672993E-3,4.625883768073835E-5,7.2195860773879382E-6,1.7002932620166028E-2]
[2004,1,12,7,7.7863866280048532E-3,1.1104506308683678E-2,1.5195075128644945E-4,2.5954843181776326E-3,4.4354838709677579E-7,1.0590914559637525E-5,2.1649362469099348E-2,null,7.2943832726260413E-3,9.4594450439916735E-3,7.8296912745282632E-5,2.2615722482334055E-3,4.625883768073835E-5,4.3317516464327634E-6,1.9144288066923577E-2]
[2004,1,12,8,7.3348939665215497E-3,1.3129413649818697E-2,0,2.9840243424400334E-3,4.4354838709677579E-7,0,2.3448775507167376E-2,null,6.8714193645929905E-3,1.118437537229121E-2,0,2.6001261474211876E-3,4.625883768073835E-5,0,2.0702179721986125E-2]
[2004,1,12,9,7.3528282549127381E-3,1.4491979530010107E-2,0,3.402267694844717E-3,4.4354838709677579E-7,0,2.5247519028154659E-2,null,6.8882204277172683E-3,1.2345085871632324E-2,0,2.9645620071110171E-3,4.625883768073835E-5,0,2.2244127144141347E-2]
[2004,1,12,10,7.0003794771926657E-3,1.5106042749146075E-2,0,3.5171174480799192E-3,4.4354838709677579E-7,0,2.5623983222805756E-2,null,6.5580420546819257E-3,1.2868179570125784E-2,0,3.0646362062938348E-3,4.625883768073835E-5,0,2.2537116668782282E-2]
[2004,1,12,11,6.9016000885886598E-3,1.5369323500248904E-2,0,3.6783659928188209E-3,4.4354838709677579E-7,0,2.5949733130043479E-2,null,6.4655043020198904E-3,1.309245696949567E-2,0,3.2051399386013265E-3,4.625883768073835E-5,0,2.2809360047797624E-2]
[2004,1,12,12,6.8084449505187352E-3,1.521441600272732E-2,0,3.6308500550957441E-3,4.4354838709677579E-7,0,2.5654154556728898E-2,null,6.3782354168026483E-3,1.2960498022472351E-2,0,3.1637369814149973E-3,4.625883768073835E-5,0,2.2548729258370735E-2]
[2004,1,12,13,6.4146839758392757E-3,1.5174017654513934E-2,0,3.4630495971028708E-3,4.4354838709677579E-7,0,2.5052194775843174E-2,null,6.0093552668259772E-3,1.2926084429992896E-2,0,3.0175242470980392E-3,4.625883768073835E-5,0,2.199922278159765E-2]
[2004,1,12,14,6.2101744127343638E-3,1.4871703781390281E-2,0,3.1637363729941606E-3,4.4354838709677579E-7,0,2.4246058115505901E-2,null,5.8177681793264739E-3,1.2668556414847083E-2,0,2.7567180166644029E-3,4.625883768073835E-5,0,2.1289301448518698E-2]
[2004,1,12,15,6.3992330499620118E-3,1.5088989430639679E-2,0,3.4880786894686514E-3,4.4354838709677579E-7,0,2.4976744718457438E-2,null,5.9948806484117897E-3,1.2853652591190864E-2,0,3.0393333176813144E-3,4.625883768073835E-5,0,2.1934125394964706E-2]
[2004,1,12,16,6.6028835323519667E-3,1.5041538345947294E-2,5.9091958833619233E-5,3.7327189479675056E-3,4.4354838709677579E-7,4.1186889954145922E-6,2.5440795022482896E-2,null,6.1856629384748956E-3,1.2813231079828903E-2,3.0448799400943245E-5,3.2525003229861753E-3,4.625883768073835E-5,1.6845700847238522E-6,2.2329786548456378E-2]
[2004,1,12,17,8.0277666609151806E-3,1.5198339102828771E-2,2.5325125214408243E-4,4.1811180094404451E-3,4.4354838709677579E-7,1.765152426606254E-5,2.767857009798164E-2,null,7.5205110721465974E-3,1.2946802812001881E-2,1.3049485457547106E-4,3.6432123247728499E-3,4.625883768073835E-5,7.2195860773879382E-6,2.4294499487254925E-2]
[2004,1,12,18,9.355093577809467E-3,1.3872687623982291E-2,2.5325125214408243E-4,3.4938771298488776E-3,4.4354838709677579E-7,1.765152426606254E-5,2.6993004656437877E-2,null,8.7639673404337603E-3,1.1817538082616442E-2,1.3049485457547106E-4,3.04438578197675E-3,4.625883768073835E-5,7.2195860773879382E-6,2.380986448336055E-2]
[2004,1,12,19,1.0157941545318804E-2,1.2914085580389534E-2,2.5325125214408243E-4,3.0359278409328289E-3,4.4354838709677579E-7,1.765152426606254E-5,2.6379301291438405E-2,null,9.5160852436982826E-3,1.100094677289448E-2,1.3049485457547106E-4,2.6453522005918531E-3,4.625883768073835E-5,7.2195860773879382E-6,2.3346357495518211E-2]
[2004,1,12,20,8.915648809871687E-3,1.2569464158535708E-2,2.5325125214408243E-4,3.0201520741040761E-3,4.4354838709677579E-7,1.765152426606254E-5,2.4776611367308712E-2,null,8.3522900480476597E-3,1.0707378800542636E-2,1.3049485457547106E-4,2.6316060044755309E-3,4.625883768073835E-5,7.2195860773879382E-6,2.1875248131399423E-2]
[2004,1,12,21,8.6871585927989214E-3,1.2537601003938794E-2,2.5325125214408243E-4,3.1601929735090477E-3,4.4354838709677579E-7,1.765152426606254E-5,2.4656298895044004E-2,null,8.1382375873876953E-3,1.068023596758283E-2,1.3049485457547106E-4,2.7536304796356441E-3,4.625883768073835E-5,7.2195860773879382E-6,2.1756077312939763E-2]
[2004,1,12,22,8.2382244281880811E-3,1.1973245002439809E-2,2.5325125214408243E-4,3.0557810982095096E-3,4.4354838709677579E-7,1.765152426606254E-5,2.3538596853634641E-2,null,7.7176705108608591E-3,1.0199485681795531E-2,1.3049485457547106E-4,2.6626513132774979E-3,4.625883768073835E-5,7.2195860773879382E-6,2.0763780784267483E-2]
[2004,1,12,23,7.4716023751109587E-3,1.1550595168780377E-2,2.5325125214408243E-4,3.0948713872213348E-3,4.4354838709677579E-7,1.765152426606254E-5,2.238841525590991E-2,null,6.9994894921737777E-3,9.8394487055251702E-3,1.3049485457547106E-4,2.6967125912383833E-3,4.625883768073835E-5,7.2195860773879382E-6,1.9719624067270927E-2]
[2004,1,12,24,6.1732837860895484E-3,1.0913155825582728E-2,2.5325125214408243E-4,2.6991459687388487E-3,4.4354838709677579E-7,1.765152426606254E-5,2.0056931905208367E-2,null,5.7832085841290305E-3,9.2964419055613558E-3,1.3049485457547106E-4,2.3518977071365519E-3,4.625883768073835E-5,7.2195860773879382E-6,1.7615521475160534E-2]
[2004,1,13,1,5.924166252408017E-3,1.0014194113439045E-2,2.5325125214408243E-4,2.3661714768355708E-3,4.4354838709677579E-7,1.765152426606254E-5,1.8575878167479874E-2,null,5.5498321982109782E-3,8.5306555953652882E-3,1.3049485457547106E-4,2.0617607700785744E-3,4.625883768073835E-5,7.2195860773879382E-6,1.6326221841988436E-2]
[2004,1,13,2,5.8257457305965973E-3,9.3626223062758061E-3,2.5325125214408243E-4,2.1200234619309154E-3,4.4354838709677579E-7,1.765152426606254E-5,1.7579737823600557E-2,null,5.4576306363976652E-3,7.9756099651732328E-3,1.3049485457547106E-4,1.8472799829794735E-3,4.625883768073835E-5,7.2195860773879382E-6,1.5464493862883968E-2]
[2004,1,13,3,5.9563596896757996E-3,9.3126157037994872E-3,2.5325125214408243E-4,2.2587593682547656E-3,4.4354838709677579E-7,1.765152426606254E-5,1.7799081086527294E-2,null,5.5799914083187636E-3,7.9330115195681752E-3,1.3049485457547106E-4,1.9681673539329726E-3,4.625883768073835E-5,7.2195860773879382E-6,1.566514356015351E-2]
[2004,1,13,4,6.0591886820617596E-3,8.911092485188456E-3,2.5325125214408243E-4,1.9577187762772059E-3,4.4354838709677579E-7,1.765152426606254E-5,1.7199346268324662E-2,null,5.6763228798775208E-3,7.5909713860624166E-3,1.3049485457547106E-4,1.7058559835116584E-3,4.625883768073835E-5,7.2195860773879382E-6,1.5157123527785192E-2]
[2004,1,13,5,6.3444098502035765E-3,8.966519301688302E-3,2.5325125214408243E-4,1.9225179972788985E-3,4.4354838709677579E-7,1.765152426606254E-5,1.7504793473968015E-2,null,5.943521596983305E-3,7.6381870758075515E-3,1.3049485457547106E-4,1.6751838255867494E-3,4.625883768073835E-5,7.2195860773879382E-6,1.54408657767112E-2]
[2004,1,13,6,6.6687799055324013E-3,9.3462371479932187E-3,2.5325125214408243E-4,1.9300265320775451E-3,4.4354838709677579E-7,1.765152426606254E-5,1.8216389910400407E-2,null,6.247395475686094E-3,7.9616521628178005E-3,1.3049485457547106E-4,1.6817263786688796E-3,4.625883768073835E-5,7.2195860773879382E-6,1.607474729550637E-2]
[2004,1,13,7,7.4854431384108727E-3,1.0437476959906806E-2,1.5195075128644945E-4,2.0011066233278597E-3,4.4354838709677579E-7,1.0590914559637525E-5,2.0087011935878724E-2,null,7.0124556903756689E-3,8.891231807663446E-3,7.8296912745282632E-5,1.7436619336817795E-3,4.625883768073835E-5,4.3317516464327634E-6,1.7776236933793349E-2]
[2004,1,13,8,7.2908515155385659E-3,1.2430832676149417E-2,0,2.4043975433121036E-3,4.4354838709677579E-7,0,2.2126525283387179E-2,null,6.8301598519224715E-3,1.0589284681583495E-2,0,2.0950690087363794E-3,4.625883768073835E-5,0,1.9560772379923083E-2]
[2004,1,13,9,7.6089834316642761E-3,1.4224750613572867E-2,0,3.2390395551246142E-3,4.4354838709677579E-7,0,2.5073217148748855E-2,null,7.128189764684518E-3,1.2117445202255897E-2,0,2.8223333570142435E-3,4.625883768073835E-5,0,2.2114227161635396E-2]
[2004,1,13,10,7.0365198409135833E-3,1.44626880988242E-2,0,3.19622344319894E-3,4.4354838709677579E-7,0,2.469587493132382E-2,null,6.5918987942951788E-3,1.2320133777783156E-2,0,2.7850255875816977E-3,4.625883768073835E-5,0,2.1743316997340771E-2]
[2004,1,13,11,6.5564886919772551E-3,1.4416535320848693E-2,0,3.0623365538761018E-3,4.4354838709677579E-7,0,2.4035804115089147E-2,null,6.1421996783346568E-3,1.2280818237339413E-2,0,2.66836340196409E-3,4.625883768073835E-5,0,2.1137640155318899E-2]
[2004,1,13,12,6.3149956610720403E-3,1.4007094551708898E-2,0,2.911883449041551E-3,4.4354838709677579E-7,0,2.3234417210209586E-2,null,5.9159660208952585E-3,1.1932033487546545E-2,0,2.5372662636876861E-3,4.625883768073835E-5,0,2.0431524609810226E-2]
[2004,1,13,13,6.1378027339952738E-3,1.4120919076307728E-2,0,2.991445427466744E-3,4.4354838709677579E-7,0,2.3250610786156842E-2,null,5.7499694958000752E-3,1.2028995640133114E-2,0,2.6065925012460386E-3,4.625883768073835E-5,0,2.0431816474859966E-2]
[2004,1,13,14,5.7920757189276785E-3,1.4017209641888646E-2,0,2.8444853328013671E-3,4.4354838709677579E-7,0,2.2654214242004787E-2,null,5.4260881531328934E-3,1.1940650092104238E-2,0,2.4785389933264334E-3,4.625883768073835E-5,0,1.9891536076244304E-2]
[2004,1,13,15,5.9458502673858191E-3,1.3546922380195482E-2,0,2.6006705065063688E-3,4.4354838709677579E-7,0,2.2093886702474762E-2,null,5.5701460515673691E-3,1.154003286669936E-2,0,2.2660912274143764E-3,4.625883768073835E-5,0,1.9422528983361845E-2]
[2004,1,13,16,6.5676498457367663E-3,1.3381715208596431E-2,5.4871104631217858E-5,2.6975633776404255E-3,4.4354838709677579E-7,3.8244969243135502E-6,2.2706067581916251E-2,null,6.1526555851854382E-3,1.1399300076139148E-2,2.8273885158018729E-5,2.3505187182197521E-3,4.625883768073835E-5,1.56424365010072E-6,1.9978571346033192E-2]
[2004,1,13,17,7.4581999733741595E-3,1.3307228548322097E-2,2.5325125214408243E-4,2.7398407390104452E-3,4.4354838709677579E-7,1.765152426606254E-5,2.3776615585503945E-2,null,6.9869339565045993E-3,1.1335848136017818E-2,1.3049485457547106E-4,2.3873570479809214E-3,4.625883768073835E-5,7.2195860773879382E-6,2.0894112418836933E-2]
[2004,1,13,18,9.0306307680757744E-3,1.3325928044392182E-2,2.5325125214408243E-4,3.0886089556034289E-3,4.4354838709677579E-7,1.765152426606254E-5,2.5716514092868625E-2,null,8.460006568257572E-3,1.1351777421886833E-2,1.3049485457547106E-4,2.6912558287165199E-3,4.625883768073835E-5,7.2195860773879382E-6,2.2687013097194519E-2]
[2004,1,13,19,9.8684907182794903E-3,1.2623727662457156E-2,2.5325125214408243E-4,2.6902758892136725E-3,4.4354838709677579E-7,1.765152426606254E-5,2.5453840594747559E-2,null,9.2449241298371339E-3,1.0753603514993737E-2,1.3049485457547106E-4,2.344168773637217E-3,4.625883768073835E-5,7.2195860773879382E-6,2.2526669696801685E-2]
[2004,1,13,20,9.4777790656867377E-3,1.1990129251159736E-2,2.5325125214408243E-4,2.4345846329694222E-3,4.4354838709677579E-7,1.765152426606254E-5,2.4173839274613137E-2,null,8.878900622496487E-3,1.0213868637546598E-2,1.3049485457547106E-4,2.1213724942730828E-3,4.625883768073835E-5,7.2195860773879382E-6,2.1398115032649767E-2]
[2004,1,13,21,8.6145788782164279E-3,1.1749881418537297E-2,2.5325125214408243E-4,2.4762396449144125E-3,4.4354838709677579E-7,1.765152426606254E-5,2.3112046266465378E-2,null,8.0702440133108115E-3,1.0009211977767595E-2,1.3049485457547106E-4,2.1576685405850734E-3,4.625883768073835E-5,7.2195860773879382E-6,2.0421097809997079E-2]
[2004,1,13,22,7.9475256679533077E-3,1.1243241800389249E-2,2.5325125214408243E-4,2.5029833323194531E-3,4.4354838709677579E-7,1.765152426606254E-5,2.196509712545925E-2,null,7.4453403177513755E-3,9.5776277639576888E-3,1.3049485457547106E-4,2.1809716215657883E-3,4.625883768073835E-5,7.2195860773879382E-6,1.9387912981608448E-2]
[2004,1,13,23,7.342397649290797E-3,1.0620547982962372E-2,2.5325125214408243E-4,2.4629177930809371E-3,4.4354838709677579E-7,1.765152426606254E-5,2.0697209750131344E-2,null,6.8784489073950694E-3,9.0471820348596993E-3,1.3049485457547106E-4,2.1460605604517861E-3,4.625883768073835E-5,7.2195860773879382E-6,1.8255664781040154E-2]
[2004,1,13,24,6.5185724968856856E-3,1.0160660038033969E-2,2.5325125214408243E-4,2.329829427264144E-3,4.4354838709677579E-7,1.765152426606254E-5,1.9280408286981035E-2,null,6.1066793179350301E-3,8.6554235342550766E-3,1.3049485457547106E-4,2.0300941673643763E-3,4.625883768073835E-5,7.2195860773879382E-6,1.6976170297888078E-2]
[2004,1,14,1,6.3675673524621092E-3,9.514255062788789E-3,2.5325125214408243E-4,2.1767797097210044E-3,4.4354838709677579E-7,1.765152426606254E-5,1.8329948449769144E-2,null,5.9652158314441135E-3,8.1047793030286103E-3,1.3049485457547106E-4,1.896734473618064E-3,4.625883768073835E-5,7.2195860773879382E-6,1.6150702886424385E-2]
[2004,1,14,2,6.366773415857346E-3,9.0470510193288237E-3,2.5325125214408243E-4,1.9721056149427257E-3,4.4354838709677579E-7,1.765152426606254E-5,1.7657276374926135E-2,null,5.9644720618156595E-3,7.7067885368849393E-3,1.3049485457547106E-4,1.7183919386849866E-3,4.625883768073835E-5,7.2195860773879382E-6,1.5573625815719182E-2]
[2004,1,14,3,6.270699658583909E-3,8.8531204228926054E-3,2.5325125214408243E-4,1.8848829601409245E-3,4.4354838709677579E-7,1.765152426606254E-5,1.7280049366414679E-2,null,5.8744689780395251E-3,7.5415875123330976E-3,1.3049485457547106E-4,1.6423905796571277E-3,4.625883768073835E-5,7.2195860773879382E-6,1.5242420348363348E-2]
[2004,1,14,4,6.5902466128817828E-3,8.5771838547297544E-3,2.5325125214408243E-4,1.7044063513289352E-3,4.4354838709677579E-7,1.765152426606254E-5,1.7143183143737712E-2,null,6.1738245160583545E-3,7.3065291738887324E-3,1.3049485457547106E-4,1.4851324960363206E-3,4.625883768073835E-5,7.2195860773879382E-6,1.5149459464317002E-2]
[2004,1,14,5,6.8861519008766216E-3,8.6969012128395081E-3,2.5325125214408243E-4,1.6144569978218534E-3,4.4354838709677579E-7,1.765152426606254E-5,1.7468856436335223E-2,null,6.4510322487527447E-3,7.4085111745622349E-3,1.3049485457547106E-4,1.4067552312563181E-3,4.625883768073835E-5,7.2195860773879382E-6,1.5450271932904894E-2]
[2004,1,14,6,7.0294589728924668E-3,8.949432097109581E-3,2.5325125214408243E-4,1.4249258919323846E-3,4.4354838709677579E-7,1.765152426606254E-5,1.7675163286731674E-2,null,6.585284085824602E-3,7.6236312308042078E-3,1.3049485457547106E-4,1.2416075221160182E-3,4.625883768073835E-5,7.2195860773879382E-6,1.5634496117078425E-2]
[2004,1,14,7,8.1320315919195894E-3,1.0364228739754146E-2,1.5195075128644945E-4,1.6531441595223676E-3,4.4354838709677579E-7,1.0590914559637525E-5,2.0312389705429288E-2,null,7.6181877487586534E-3,8.8288348407165717E-3,7.8296912745282632E-5,1.4404652447023763E-3,4.625883768073835E-5,4.3317516464327634E-6,1.8016375336250053E-2]
[2004,1,14,8,7.4131751153483898E-3,1.1924369125973486E-2,0,1.7559207599345047E-3,4.4354838709677579E-7,0,2.1093908549643478E-2,null,6.944754112768829E-3,1.0157850452406849E-2,0,1.5300195161853435E-3,4.625883768073835E-5,0,1.867888291904176E-2]
[2004,1,14,9,7.1920888993429162E-3,1.3099929694345137E-2,0,2.1507743692501199E-3,4.4354838709677579E-7,0,2.2443236511325269E-2,null,6.7376378118599771E-3,1.1159259275390663E-2,0,1.8740747503814743E-3,4.625883768073835E-5,0,1.9817230675312852E-2]
[2004,1,14,10,6.7782866752141274E-3,1.3534809471018254E-2,0,2.3243556678864317E-3,4.4354838709677579E-7,0,{"$f":"SUM(E324:J324)","v":2.2637895362505909E-2},null,{"$f":"E324*V$5","v":6.3499827715869624E-3},{"$f":"F324*W$5","v":1.1529714407192948E-2},{"$f":"G324*X$5","v":0},{"$f":"H324*AB$5","v":2.0253246134836452E-3},{"$f":"I324*Z$5","v":4.625883768073835E-5},{"$f":"J324*AA$5","v":0},{"$f":"SUM(M324:R324)","v":1.9951280629944293E-2}]
[2004,1,14,11,6.6140172680721927E-3,1.4004516579519363E-2,0,2.5490154617440288E-3,4.4354838709677579E-7,0,2.3167992857722679E-2,null,6.1960931597674473E-3,1.1929837425373768E-2,0,2.2210816641133791E-3,4.625883768073835E-5,0,2.0393271086935331E-2]
[2004,1,14,12,6.494446514810963E-3,1.3965478326839403E-2,0,2.5384653006208348E-3,4.4354838709677579E-7,0,2.2998833690658294E-2,null,6.084077799607057E-3,1.1896582439012891E-2,0,2.211888793463573E-3,4.625883768073835E-5,0,2.0238807869764258E-2]
[2004,1,14,13,6.1914662146355381E-3,1.4010864666747841E-2,0,2.5510909609946504E-3,4.4354838709677579E-7,0,2.2753865390765127E-2,null,5.8002421080186051E-3,1.1935245084264943E-2,0,2.2228901479765103E-3,4.625883768073835E-5,0,2.0004636177940797E-2]
[2004,1,14,14,6.0044774607651719E-3,1.3998765600271034E-2,0,2.5782020293533886E-3,4.4354838709677579E-7,0,2.2581888638776693E-2,null,5.6250687312567214E-3,1.1924938416751822E-2,0,2.2465133459248347E-3,4.625883768073835E-5,0,1.9842779331614116E-2]
[2004,1,14,15,6.1719082471494227E-3,1.3596976544464318E-2,0,2.2884525455192386E-3,4.4354838709677579E-7,0,2.2057780885520073E-2,null,5.7819199622412328E-3,1.1582671828122951E-2,0,1.9940404694794218E-3,4.625883768073835E-5,0,1.9404891097524343E-2]
[2004,1,14,16,6.8045480622562294E-3,1.3268682891491853E-2,5.0650250428816476E-5,2.3312439444622898E-3,4.4354838709677579E-7,3.5303048532125075E-6,2.2459099001879496E-2,null,6.3745847636928884E-3,1.1303012770596383E-2,2.6098970915094206E-5,2.0313267052832424E-3,4.625883768073835E-5,1.4439172154775876E-6,1.9782725965383822E-2]
[2004,1,14,17,8.3746305856479738E-3,1.3544011992633661E-2,2.5325125214408243E-4,2.8827153554249873E-3,4.4354838709677579E-7,1.765152426606254E-5,2.5072704258503858E-2,null,7.8454574858461464E-3,1.153755363435598E-2,1.3049485457547106E-4,2.511850679168412E-3,4.625883768073835E-5,7.2195860773879382E-6,2.2078835077704133E-2]
[2004,1,14,18,9.7026395536959111E-3,1.3053978668061928E-2,2.5325125214408243E-4,2.8099534723487322E-3,4.4354838709677579E-7,1.765152426606254E-5,2.5837918018903814E-2,null,9.0895527080876847E-3,1.112011559842223E-2,1.3049485457547106E-4,2.4484496967999256E-3,4.625883768073835E-5,7.2195860773879382E-6,2.2842091281643436E-2]
[2004,1,14,19,1.0727384179066412E-2,1.2321153359593629E-2,2.5325125214408243E-4,2.4077595351735641E-3,4.4354838709677579E-7,1.765152426606254E-5,2.5727643398630845E-2,null,1.0049546144212673E-2,1.0495853651100787E-2,1.3049485457547106E-4,2.0979984764428168E-3,4.625883768073835E-5,7.2195860773879382E-6,2.2827371550089872E-2]
[2004,1,14,20,1.0338517981938283E-2,1.1699929994167635E-2,2.5325125214408243E-4,2.2279837542383478E-3,4.4354838709677579E-7,1.765152426606254E-5,2.4537778055141506E-2,null,9.68525148237054E-3,9.9666605359872047E-3,1.3049485457547106E-4,1.9413510583790304E-3,4.625883768073835E-5,7.2195860773879382E-6,2.1777236355070374E-2]
[2004,1,14,21,9.2910904396160399E-3,1.1400671920292071E-2,2.5325125214408243E-4,2.2329198181921181E-3,4.4354838709677579E-7,1.765152426606254E-5,2.3196028502897471E-2,null,8.7040084091684448E-3,9.7117356230639693E-3,1.3049485457547106E-4,1.9456520919761782E-3,4.625883768073835E-5,7.2195860773879382E-6,2.0545369402542191E-2]
[2004,1,14,22,8.48272540733137E-3,1.1036525234486524E-2,2.5325125214408243E-4,2.2147348173666538E-3,4.4354838709677579E-7,1.765152426606254E-5,2.2005331783981785E-2,null,7.9467220514032894E-3,9.401534929167692E-3,1.3049485457547106E-4,1.9298066126130634E-3,4.625883768073835E-5,7.2195860773879382E-6,1.9462036871517641E-2]
[2004,1,14,23,7.8001152410518918E-3,1.0538460274084501E-2,2.5325125214408243E-4,2.1587909070067629E-3,4.4354838709677579E-7,1.765152426606254E-5,2.0768712746940397E-2,null,7.30724440708429E-3,8.9772550926497455E-3,1.3049485457547106E-4,1.8810599512514487E-3,4.625883768073835E-5,7.2195860773879382E-6,1.8349532729319083E-2]
[2004,1,14,24,6.8804764336478207E-3,1.0014745163429642E-2,2.5325125214408243E-4,1.9863851872482258E-3,4.4354838709677579E-7,1.765152426606254E-5,1.9152953109122926E-2,null,6.4457154008750392E-3,8.531125010840199E-3,1.3049485457547106E-4,1.7308344274400086E-3,4.625883768073835E-5,7.2195860773879382E-6,1.6891648117488844E-2]
[2004,1,15,1,6.4596622896650737E-3,9.6793498650746632E-3,2.5325125214408243E-4,2.1797336556549102E-3,4.4354838709677579E-7,1.765152426606254E-5,1.8590092135191888E-2,null,6.0514915073796895E-3,8.2454163710674339E-3,1.3049485457547106E-4,1.8993083909791188E-3,4.625883768073835E-5,7.2195860773879382E-6,1.6380189547759837E-2]
[2004,1,15,2,6.7399349993872825E-3,9.4603655923467308E-3,2.5325125214408243E-4,2.2301629324088467E-3,4.4354838709677579E-7,1.765152426606254E-5,1.8701809848940099E-2,null,6.3140544474497625E-3,8.0588732114000392E-3,1.3049485457547106E-4,1.9432498827486636E-3,4.625883768073835E-5,7.2195860773879382E-6,1.6500150819932061E-2]
[2004,1,15,3,6.5964753442756888E-3,9.0138037386761471E-3,2.5325125214408243E-4,2.09675930034359E-3,4.4354838709677579E-7,1.765152426606254E-5,1.7978384708092664E-2,null,6.1796596686471018E-3,7.6784666272517099E-3,1.3049485457547106E-4,1.8270087827815644E-3,4.625883768073835E-5,7.2195860773879382E-6,1.586910835701397E-2]
[2004,1,15,4,7.0506087201536805E-3,8.930172259720575E-3,2.5325125214408243E-4,2.030504700777E-3,4.4354838709677579E-7,1.765152426606254E-5,1.8282632005448496E-2,null,6.6050974305778146E-3,7.6072246145825525E-3,1.3049485457547106E-4,1.7692779143466421E-3,4.625883768073835E-5,7.2195860773879382E-6,1.6165573237840607E-2]
[2004,1,15,5,7.2436713785735806E-3,8.9345364978321781E-3,2.5325125214408243E-4,1.835823645926563E-3,4.4354838709677579E-7,1.765152426606254E-5,1.8285377847129563E-2,null,6.7859609162261875E-3,7.6109423188575566E-3,1.3049485457547106E-4,1.5996428031564147E-3,4.625883768073835E-5,7.2195860773879382E-6,1.6180519316573754E-2]
[2004,1,15,6,7.617425613354465E-3,9.4328381845243323E-3,2.5325125214408243E-4,1.8571395067030129E-3,4.4354838709677579E-7,1.765152426606254E-5,1.9178749629379051E-2,null,7.1360985048803749E-3,8.0354238121866858E-3,1.3049485457547106E-4,1.6182163537040344E-3,4.625883768073835E-5,7.2195860773879382E-6,1.697371194910469E-2]
[2004,1,15,7,8.2989487774387319E-3,1.0226978213890039E-2,1.4772989708404809E-4,1.6779768042586637E-3,4.4354838709677579E-7,1.0296722488536482E-5,2.0362373963547117E-2,null,7.7745578321020015E-3,8.7119170984433104E-3,7.6121998502358119E-5,1.4621031408717045E-3,4.625883768073835E-5,4.2114252118096315E-6,1.8075170332811925E-2]
[2004,1,15,8,8.0308828084156916E-3,1.2482216577580746E-2,0,2.2266751633705333E-3,4.4354838709677579E-7,0,2.2740218097754065E-2,null,7.5234303176565757E-3,1.0633056388152337E-2,0,1.9402108192451569E-3,4.625883768073835E-5,0,2.0142956362734804E-2]
[2004,1,15,9,8.0280286799702203E-3,1.400436232757417E-2,0,2.8335064663260966E-3,4.4354838709677579E-7,0,2.4866341022257581E-2,null,7.5207565348372526E-3,1.1929706024863209E-2,0,2.4689725707656663E-3,4.625883768073835E-5,0,2.1965693968146866E-2]
[2004,1,15,10,7.3873796871030684E-3,1.4322430348904468E-2,0,2.8051284555755058E-3,4.4354838709677579E-7,0,2.4515382039970137E-2,null,6.9205886366253576E-3,1.2200654312377107E-2,0,2.4442454240346597E-3,4.625883768073835E-5,0,2.161174721071786E-2]
[2004,1,15,11,6.7185186300073307E-3,1.4281849985041461E-2,0,2.5684317103609176E-3,4.4354838709677579E-7,0,2.3569243873796806E-2,null,6.2939913277989049E-3,1.2166085668697098E-2,0,2.2379999898105218E-3,4.625883768073835E-5,0,2.0744335823987263E-2]
[2004,1,15,12,6.7442367995128958E-3,1.4178664979600852E-2,0,2.6968836068586941E-3,4.4354838709677579E-7,0,2.3620228934359534E-2,null,6.3180844269996603E-3,1.2078186858862919E-2,0,2.3499264007380565E-3,4.625883768073835E-5,0,2.0792456524281373E-2]
[2004,1,15,13,6.4071299658349E-3,1.4127698571076212E-2,0,2.6846227890015575E-3,4.4354838709677579E-7,0,2.3219894874299762E-2,null,6.0022785768477291E-3,1.2034770796308976E-2,0,2.339242951328578E-3,4.625883768073835E-5,0,2.0422551162166021E-2]
[2004,1,15,14,6.2087748171383659E-3,1.4149381901847552E-2,0,2.704738367106988E-3,4.4354838709677579E-7,0,2.3063338634480002E-2,null,5.8164570208659918E-3,1.2053241880938988E-2,0,2.356770636963895E-3,4.625883768073835E-5,0,2.0272728376449615E-2]
[2004,1,15,15,6.3934881176094622E-3,1.3661729786616761E-2,0,2.4230266700881724E-3,4.4354838709677579E-7,0,2.2478688122701491E-2,null,5.989498724747213E-3,1.1637832293481264E-2,0,2.1113014767310855E-3,4.625883768073835E-5,0,1.97848913326403E-2]
[2004,1,15,16,7.22898942804053E-3,1.3664376655694775E-2,5.0650250428816476E-5,2.6460241022141602E-3,4.4354838709677579E-7,3.5303048532125075E-6,2.3594014289618593E-2,null,6.7722066834229227E-3,1.1640087045911145E-2,2.6098970915094206E-5,2.3056100303953772E-3,4.625883768073835E-5,1.4439172154775876E-6,2.0791705485540754E-2]
[2004,1,15,17,8.4316316229120312E-3,1.3597584931674128E-2,2.5325125214408243E-4,2.8380438561613629E-3,4.4354838709677579E-7,1.765152426606254E-5,2.5138606735544761E-2,null,7.8988567623790931E-3,1.1583190086676434E-2,1.3049485457547106E-4,2.472926220132371E-3,4.625883768073835E-5,7.2195860773879382E-6,2.2138946347521494E-2]
[2004,1,15,18,9.5962246318355565E-3,1.2889188082524443E-2,2.5325125214408243E-4,2.5863571078054946E-3,4.4354838709677579E-7,1.765152426606254E-5,2.5343116146962733E-2,null,8.9898618934569109E-3,1.0979737679375073E-2,1.3049485457547106E-4,2.2536192640690055E-3,4.625883768073835E-5,7.2195860773879382E-6,2.2407192115234585E-2]
[2004,1,15,19,1.0499034730620938E-2,1.1938779487873721E-2,2.5325125214408243E-4,2.0460606330447691E-3,4.4354838709677579E-7,1.765152426606254E-5,2.4755221176336668E-2,null,9.8356255573433735E-3,1.0170126011776175E-2,1.3049485457547106E-4,1.7828325578733988E-3,4.625883768073835E-5,7.2195860773879382E-6,2.1972557405326543E-2]
[2004,1,15,20,1.0467198684540978E-2,1.1785063740239202E-2,2.5325125214408243E-4,2.2091838900538912E-3,4.4354838709677579E-7,1.765152426606254E-5,2.473279263963131E-2,null,9.8058011557195218E-3,1.0039182264550984E-2,1.3049485457547106E-4,1.9249698185416898E-3,4.625883768073835E-5,7.2195860773879382E-6,2.1953926517145794E-2]
[2004,1,15,21,9.3859348762479061E-3,1.1441706489207257E-2,2.5325125214408243E-4,2.201147948780448E-3,4.4354838709677579E-7,1.765152426606254E-5,2.3300135639032851E-2,null,8.7928598501668745E-3,9.7466911842358835E-3,1.3049485457547106E-4,1.9179677104398721E-3,4.625883768073835E-5,7.2195860773879382E-6,2.0641492023176229E-2]
[2004,1,15,22,8.6530960319487968E-3,1.0988981907438921E-2,2.5325125214408243E-4,2.2652718132557311E-3,4.4354838709677579E-7,1.765152426606254E-5,2.217869607744069E-2,null,8.1063273591960583E-3,9.3610348405627954E-3,1.3049485457547106E-4,1.9738419653259906E-3,4.625883768073835E-5,7.2195860773879382E-6,1.9625177443418441E-2]
[2004,1,15,23,8.1521815309632834E-3,1.0617131648932202E-2,2.5325125214408243E-4,2.3863845444013153E-3,4.4354838709677579E-7,1.765152426606254E-5,2.1427044049094037E-2,null,7.6370644608109569E-3,9.0442718087666192E-3,1.3049485457547106E-4,2.0793734030419863E-3,4.625883768073835E-5,7.2195860773879382E-6,1.8944682950953161E-2]
[2004,1,15,24,7.0245395745617122E-3,1.0005106085016136E-2,2.5325125214408243E-4,2.0270240419424852E-3,4.4354838709677579E-7,1.765152426606254E-5,1.9328016026317573E-2,null,6.5806755326394597E-3,8.5229138999638899E-3,1.3049485457547106E-4,1.7662450463109629E-3,4.625883768073835E-5,7.2195860773879382E-6,1.7053807757247907E-2]
[2004,1,16,1,8.0985600901447782E-3,1.2477644975364572E-2,2.5325125214408243E-4,4.1882103064487305E-3,4.4354838709677579E-7,1.765152426606254E-5,2.5035761696755317E-2,null,7.5868312320172783E-3,1.0629162039432566E-2,1.3049485457547106E-4,3.6493921895394492E-3,4.625883768073835E-5,7.2195860773879382E-6,2.2049358739322889E-2]
[2004,1,16,2,7.8726012256970807E-3,1.2070765543151785E-2,2.5325125214408243E-4,3.9552080835967146E-3,4.4354838709677579E-7,1.765152426606254E-5,2.4169921177242818E-2,null,7.375150173796927E-3,1.0282559180957209E-2,1.3049485457547106E-4,3.446365973087946E-3,4.625883768073835E-5,7.2195860773879382E-6,2.1288048606175679E-2]
[2004,1,16,3,7.9097925091312898E-3,1.1918239492306552E-2,2.5325125214408243E-4,3.9051556058825754E-3,4.4354838709677579E-7,1.765152426606254E-5,2.4004533932117655E-2,null,7.4099914279923277E-3,1.0152628884585612E-2,1.3049485457547106E-4,3.4027528047244023E-3,4.625883768073835E-5,7.2195860773879382E-6,2.114934639563594E-2]
[2004,1,16,4,7.9693238532393355E-3,1.1614927481673171E-2,2.5325125214408243E-4,3.7025056524896791E-3,4.4354838709677579E-7,1.765152426606254E-5,2.3558103312199423E-2,null,7.4657611272642404E-3,9.8942505995892379E-3,1.3049485457547106E-4,3.2261740030381878E-3,4.625883768073835E-5,7.2195860773879382E-6,2.0770159008225261E-2]
[2004,1,16,5,8.6813893706218469E-3,1.1847020695367865E-2,2.5325125214408243E-4,3.7811351028730327E-3,4.4354838709677579E-7,1.765152426606254E-5,2.4580891493659981E-2,null,8.1328329087151582E-3,1.0091960694842328E-2,1.3049485457547106E-4,3.2946876833696089E-3,4.625883768073835E-5,7.2195860773879382E-6,2.1703454565260689E-2]
[2004,1,16,6,8.9884104505465068E-3,1.2090443915941534E-2,2.5325125214408243E-4,3.7312964850590075E-3,4.4354838709677579E-7,1.765152426606254E-5,2.5081497176344291E-2,null,8.4204540527373709E-3,1.029932232924902E-2,1.3049485457547106E-4,3.2512608615818165E-3,4.625883768073835E-5,7.2195860773879382E-6,2.2155010521901802E-2]
[2004,1,16,7,9.6509848197030498E-3,1.3174778564494906E-2,1.4772989708404809E-4,3.6764651818389856E-3,4.4354838709677579E-7,1.0296722488536482E-5,2.6660698733996624E-2,null,9.0411619145668119E-3,1.1223019766321531E-2,7.6121998502358119E-5,3.2034836691601952E-3,4.625883768073835E-5,4.2114252118096315E-6,2.3594257611443448E-2]
[2004,1,16,8,9.7553444084992925E-3,1.5448052541452637E-2,0,4.3418748710006864E-3,4.4354838709677579E-7,0,2.9545715369339712E-2,null,9.1389272677687115E-3,1.3159522809068428E-2,0,3.7832876295132807E-3,4.625883768073835E-5,0,2.6127996544031157E-2]
[2004,1,16,9,9.6900517917311874E-3,1.6692068237548291E-2,0,4.7033632878178758E-3,4.4354838709677579E-7,0,3.1085926865484448E-2,null,9.0777603370300972E-3,1.4219245572418798E-2,0,4.0982701419507283E-3,4.625883768073835E-5,0,2.7441534889080361E-2]
[2004,1,16,10,9.8067561762666105E-3,1.6741976597461156E-2,0,4.5196298279570933E-3,4.4354838709677579E-7,0,3.1068806150071956E-2,null,9.1870904475251924E-3,1.4261760329464983E-2,0,3.9381742049485711E-3,4.625883768073835E-5,0,2.7433283819619483E-2]
[2004,1,16,11,8.9397937732345039E-3,1.6859822067024355E-2,0,4.4124360659039494E-3,4.4354838709677579E-7,0,3.0212495454549904E-2,null,8.3749093482810254E-3,1.4362147749853473E-2,0,3.8447710447964264E-3,4.625883768073835E-5,0,2.6628086980611664E-2]
[2004,1,16,12,8.3484619996321285E-3,1.6675129654899264E-2,0,4.4114697553711982E-3,4.4354838709677579E-7,0,2.9435504958289685E-2,null,7.8209424308891117E-3,1.4204816331961139E-2,0,3.8439290512352481E-3,4.625883768073835E-5,0,2.5915946651766237E-2]
[2004,1,16,13,8.1676485212680717E-3,1.6663221281587107E-2,0,4.4410118628424172E-3,4.4354838709677579E-7,0,2.9272325214084689E-2,null,7.651554128579487E-3,1.4194672107645504E-2,0,3.8696705322926821E-3,4.625883768073835E-5,0,2.5762155606198409E-2]
[2004,1,16,14,7.3078731534638158E-3,1.6349119823099282E-2,0,4.2538367939922821E-3,4.4354838709677579E-7,0,2.7911273318942473E-2,null,6.8461059328052357E-3,1.3927102762173592E-2,0,3.7065757532921059E-3,4.625883768073835E-5,0,2.4526043285951669E-2]
[2004,1,16,15,7.6584815753268365E-3,1.5956210681913583E-2,0,4.1803333124017213E-3,4.4354838709677579E-7,0,2.7795469118029235E-2,null,7.1745602377174932E-3,1.3592400585866875E-2,0,3.6425285799189049E-3,4.625883768073835E-5,0,2.445574824118401E-2]
[2004,1,16,16,8.0533705932904695E-3,1.5377086696574265E-2,4.6429396226415107E-5,4.2497828938915698E-3,4.4354838709677579E-7,3.2361127821114651E-6,2.7730349241151923E-2,null,7.5444971525911548E-3,1.3099070098162907E-2,2.392405667216969E-5,3.7030433921444498E-3,4.625883768073835E-5,1.3235907808544552E-6,2.4418117128032272E-2]
[2004,1,16,17,8.7960684237099462E-3,1.5351271588287609E-2,2.5325125214408243E-4,4.4787812427514711E-3,4.4354838709677579E-7,1.765152426606254E-5,2.8897467579546268E-2,null,8.2402656636669583E-3,1.3077079332310367E-2,1.3049485457547106E-4,3.9025808376399614E-3,4.625883768073835E-5,7.2195860773879382E-6,2.540389911195088E-2]
[2004,1,16,18,1.1600798087499893E-2,1.5014522810695215E-2,2.5325125214408243E-4,4.3581893728655945E-3,4.4354838709677579E-7,1.765152426606254E-5,3.1244856595857941E-2,null,1.0867771093490408E-2,1.2790217722553289E-2,1.3049485457547106E-4,3.7975032517780817E-3,4.625883768073835E-5,7.2195860773879382E-6,2.7639465346155374E-2]
[2004,1,16,19,1.125190469963569E-2,1.4298172295897955E-2,2.5325125214408243E-4,4.0681140413602107E-3,4.4354838709677579E-7,1.765152426606254E-5,2.9889537361691098E-2,null,1.0540923453634823E-2,1.2179989934068824E-2,1.3049485457547106E-4,3.5447464483425299E-3,4.625883768073835E-5,7.2195860773879382E-6,2.6449633114379777E-2]
[2004,1,16,20,1.1742476707554279E-2,1.3574726651035309E-2,2.5325125214408243E-4,3.7565575620694875E-3,4.4354838709677579E-7,1.765152426606254E-5,2.9345107245456317E-2,null,1.1000497376628787E-2,1.1563718113452918E-2,1.3049485457547106E-4,3.2732720717160006E-3,4.625883768073835E-5,7.2195860773879382E-6,2.6021460840131301E-2]
[2004,1,16,21,1.059194337896755E-2,1.3558912305749245E-2,2.5325125214408243E-4,4.0792441220198475E-3,4.4354838709677579E-7,1.765152426606254E-5,2.8501446131533884E-2,null,9.9226635279399452E-3,1.1550246561815971E-2,1.3049485457547106E-4,3.5544446312073402E-3,4.625883768073835E-5,7.2195860773879382E-6,2.5211327999296852E-2]
[2004,1,16,22,1.0204557510211588E-2,1.2820140450039121E-2,2.5325125214408243E-4,4.0252628229130675E-3,4.4354838709677579E-7,1.765152426606254E-5,2.7321307107961018E-2,null,9.5597556560212786E-3,1.0920919010020824E-2,1.3049485457547106E-4,3.507408088883248E-3,4.625883768073835E-5,7.2195860773879382E-6,2.4172056033258945E-2]
[2004,1,16,23,9.5087736515368625E-3,1.2414464617089185E-2,2.5325125214408243E-4,4.193854408751199E-3,4.4354838709677579E-7,1.765152426606254E-5,2.6388439002174489E-2,null,8.9079367337722842E-3,1.0575341445310488E-2,1.3049485457547106E-4,3.6543101715299608E-3,4.625883768073835E-5,7.2195860773879382E-6,2.332156162894633E-2]
[2004,1,16,24,8.2174580882647189E-3,1.1434993338788411E-2,2.5325125214408243E-4,3.850083554391192E-3,4.4354838709677579E-7,1.765152426606254E-5,2.3773881306241564E-2,null,7.6982163468426188E-3,9.7409725439205133E-3,1.3049485457547106E-4,3.3547658365759513E-3,4.625883768073835E-5,7.2195860773879382E-6,2.0977928005672677E-2]
[2004,1,17,1,7.9640231667828746E-3,1.105528474816018E-2,2.5325125214408243E-4,4.2506161715635208E-3,4.4354838709677579E-7,1.765152426606254E-5,2.3541270411303813E-2,null,7.4607953786482674E-3,9.4175153414179143E-3,1.3049485457547106E-4,3.7037694676767727E-3,4.625883768073835E-5,7.2195860773879382E-6,2.0766053466076548E-2]
[2004,1,17,2,7.3733279526307701E-3,1.0683460100578317E-2,2.5325125214408243E-4,4.1136612257034804E-3,4.4354838709677579E-7,1.765152426606254E-5,{"$f":"SUM(E388:J388)","v":2.2441795603709808E-2},null,{"$f":"E388*V$5","v":6.9074247980204949E-3},{"$f":"F388*W$5","v":9.1007741264526234E-3},{"$f":"G388*X$5","v":1.3049485457547106E-4},{"$f":"H388*AB$5","v":3.5844339345563691E-3},{"$f":"I388*Z$5","v":4.625883768073835E-5},{"$f":"J388*AA$5","v":7.2195860773879382E-6},{"$f":"SUM(M388:R388)","v":1.9776606137363081E-2}]
[2004,1,17,3,7.5317824239317724E-3,1.0287856351874991E-2,2.5325125214408243E-4,3.8364901613174595E-3,4.4354838709677579E-7,1.765152426606254E-5,2.1927475261921466E-2,null,7.0558669060419152E-3,8.7637765314195308E-3,1.3049485457547106E-4,3.3429212492981264E-3,4.625883768073835E-5,7.2195860773879382E-6,1.9346537965093169E-2]
[2004,1,17,4,7.4050091285170127E-3,9.952241681489768E-3,2.5325125214408243E-4,3.5678339134112003E-3,4.4354838709677579E-7,1.765152426606254E-5,2.1196431048215222E-2,null,6.9371041153318868E-3,8.4778810181733652E-3,1.3049485457547106E-4,3.1088279394969275E-3,4.625883768073835E-5,7.2195860773879382E-6,1.8707786351335774E-2]
[2004,1,17,5,7.7236881155826071E-3,9.9607732812941364E-3,2.5325125214408243E-4,3.5755088725904554E-3,4.4354838709677579E-7,1.765152426606254E-5,2.1531316594264441E-2,null,7.2356465309150082E-3,8.4851487162810827E-3,1.3049485457547106E-4,3.1155155062699432E-3,4.625883768073835E-5,7.2195860773879382E-6,1.9020284031799631E-2]
[2004,1,17,6,7.7596651509695752E-3,1.0303272880448414E-2,2.5325125214408243E-4,3.7521271953664397E-3,4.4354838709677579E-7,1.765152426606254E-5,2.2086411551581669E-2,null,7.2693502625254458E-3,8.7769092003338964E-3,1.3049485457547106E-4,3.26941167683134E-3,4.625883768073835E-5,7.2195860773879382E-6,1.9499644418024278E-2]
[2004,1,17,7,8.7377379503858835E-3,1.0612229488871651E-2,1.4772989708404809E-4,3.5523285463169517E-3,4.4354838709677579E-7,1.0296722488536482E-5,2.3060766153534168E-2,null,8.1856209549943781E-3,9.040095872223328E-3,7.6121998502358119E-5,3.09531735587543E-3,4.625883768073835E-5,4.2114252118096315E-6,2.0447626444488044E-2]
[2004,1,17,8,9.0417361194620564E-3,1.1229849123046668E-2,0,3.62071387842915E-3,4.4354838709677579E-7,0,2.3892742669324969E-2,null,8.4704101987551107E-3,9.5662191257172846E-3,0,3.1549048356409649E-3,4.625883768073835E-5,0,2.1237792997794099E-2]
[2004,1,17,9,9.7589931117192576E-3,1.2079142672186287E-2,0,4.008499551791272E-3,4.4354838709677579E-7,0,2.5847078884083913E-2,null,9.1423454180617845E-3,1.0289695292147162E-2,0,3.4928014320473153E-3,4.625883768073835E-5,0,2.2971100979936997E-2]
[2004,1,17,10,1.0467544901822263E-2,1.2373051081949266E-2,0,4.255315442726588E-3,4.4354838709677579E-7,0,2.709635497488521E-2,null,9.8061254963496443E-3,1.0540063059325229E-2,0,3.7078641721505715E-3,4.625883768073835E-5,0,2.4100311565506183E-2]
[2004,1,17,11,1.1335413764777178E-2,1.2556694906696184E-2,0,4.3585693425766689E-3,4.4354838709677579E-7,0,2.8251121562437125E-2,null,1.0619155778457973E-2,1.0696501231322434E-2,0,3.7978343379448205E-3,4.625883768073835E-5,0,2.5159750185405966E-2]
[2004,1,17,12,1.0383815075096399E-2,1.2834306608467738E-2,0,4.6659359821360586E-3,4.4354838709677579E-7,0,2.7884501214087292E-2,null,9.7276863593445083E-3,1.0932986543093878E-2,0,4.0656579025843279E-3,4.625883768073835E-5,0,2.4772589642703451E-2]
[2004,1,17,13,1.0002182158677802E-2,1.2395403786068911E-2,0,4.5875321058496989E-3,4.4354838709677579E-7,0,2.6985561598983507E-2,null,9.370167924311364E-3,1.0559104353942627E-2,0,3.9973407759805136E-3,4.625883768073835E-5,0,2.3972871891915243E-2]
[2004,1,17,14,8.4497986513369025E-3,1.2125186857918887E-2,0,4.3511427203595356E-3,4.4354838709677579E-7,0,2.4926571778002417E-2,null,7.9158758592447805E-3,1.0328918327591096E-2,0,3.7913631592955211E-3,4.625883768073835E-5,0,2.2082416183812133E-2]
[2004,1,17,15,8.3807714442063405E-3,1.2157855129105315E-2,0,4.3988275685194365E-3,4.4354838709677579E-7,0,2.4937897690218189E-2,null,7.8512103180760039E-3,1.0356747004290444E-2,0,3.8329132963949336E-3,4.625883768073835E-5,0,2.2087129456442121E-2]
[2004,1,17,16,8.5182349211901775E-3,1.1500196524029605E-2,4.2208542024013739E-5,3.9787634008282315E-3,4.4354838709677579E-7,2.9419207110104232E-6,2.4042788857170132E-2,null,7.9799878030651916E-3,9.7965162961898018E-3,2.1749142429245177E-5,3.4668908714184958E-3,4.625883768073835E-5,1.203264346231323E-6,2.13126062151297E-2]
[2004,1,17,17,9.3703877189048775E-3,1.1632823129457985E-2,2.5325125214408243E-4,4.2430124868198657E-3,4.4354838709677579E-7,1.765152426606254E-5,2.5517569659979967E-2,null,8.7782950809256466E-3,9.9094951221318298E-3,1.3049485457547106E-4,3.6971440058004936E-3,4.625883768073835E-5,7.2195860773879382E-6,2.2568907487191568E-2]
[2004,1,17,18,1.0312906309196882E-2,1.1725181805647796E-2,2.5325125214408243E-4,4.4793362113853246E-3,4.4354838709677579E-7,1.765152426606254E-5,2.6788770651027242E-2,null,9.661258150655298E-3,9.9881714538360266E-3,1.3049485457547106E-4,3.9030644089149535E-3,4.625883768073835E-5,7.2195860773879382E-6,2.3736467291739876E-2]
[2004,1,17,19,1.0150764762539373E-2,1.1297025129814037E-2,2.5325125214408243E-4,4.2210658024704716E-3,4.4354838709677579E-7,1.765152426606254E-5,2.594020201962112E-2,null,9.5093619448488181E-3,9.6234434386787554E-3,1.3049485457547106E-4,3.6780207878647454E-3,4.625883768073835E-5,7.2195860773879382E-6,2.2994799449725916E-2]
[2004,1,17,20,1.0340038159429439E-2,1.0815065500978053E-2,2.5325125214408243E-4,4.0631120735566155E-3,4.4354838709677579E-7,1.765152426606254E-5,2.548956205876135E-2,null,9.6866756034414137E-3,9.2128830323298973E-3,1.3049485457547106E-4,3.5403879895023276E-3,4.625883768073835E-5,7.2195860773879382E-6,2.2623919903607233E-2]
[2004,1,17,21,1.0108116329988743E-2,1.1575080215056759E-2,2.5325125214408243E-4,4.7789164590163608E-3,4.4354838709677579E-7,1.765152426606254E-5,2.6733459328859104E-2,null,9.4694083658829163E-3,9.8603064495087905E-3,1.3049485457547106E-4,4.1641033099848518E-3,4.625883768073835E-5,7.2195860773879382E-6,2.3677791403710156E-2]
[2004,1,17,22,1.0697110780566715E-2,1.1763326362953535E-2,2.5325125214408243E-4,5.2131893894921877E-3,4.4354838709677579E-7,1.765152426606254E-5,2.7944972857809679E-2,null,1.0021185650164315E-2,1.0020665140050502E-2,1.3049485457547106E-4,4.5425065239224783E-3,4.625883768073835E-5,7.2195860773879382E-6,2.4768330592470893E-2]
[2004,1,17,23,1.0560284537190403E-2,1.116007784093785E-2,2.5325125214408243E-4,4.8190537827456975E-3,4.4354838709677579E-7,1.765152426606254E-5,2.6810762485671189E-2,null,9.8930051334981187E-3,9.5067840107819091E-3,1.3049485457547106E-4,4.199076920431615E-3,4.625883768073835E-5,7.2195860773879382E-6,2.3782839343045238E-2]
[2004,1,17,24,8.4940776913487691E-3,1.1302792781876245E-2,2.5325125214408243E-4,5.1012040825701233E-3,4.4354838709677579E-7,1.765152426606254E-5,2.5169420880592378E-2,null,7.9573570114430062E-3,9.6283566501443249E-3,1.3049485457547106E-4,4.4449282567100359E-3,4.625883768073835E-5,7.2195860773879382E-6,2.2214615196630962E-2]
[2004,1,18,1,6.9111552202519759E-3,1.04787144433298E-2,2.5325125214408243E-4,4.5008933615596153E-3,4.4354838709677579E-7,1.765152426606254E-5,2.2162109349938629E-2,null,6.4744556675123193E-3,8.9263602228625335E-3,1.3049485457547106E-4,3.9218482066993325E-3,4.625883768073835E-5,7.2195860773879382E-6,1.9506637375407782E-2]
[2004,1,18,2,7.0150975074223763E-3,1.0256321568036042E-2,2.5325125214408243E-4,4.4120422290080822E-3,4.4354838709677579E-7,1.765152426606254E-5,2.1954807629263742E-2,null,6.5718300873911506E-3,8.736913423199634E-3,1.3049485457547106E-4,3.8444278754743138E-3,4.625883768073835E-5,7.2195860773879382E-6,1.9337144664398693E-2]
[2004,1,18,3,6.7937814911306748E-3,1.0187338529818821E-2,2.5325125214408243E-4,4.4516975006829908E-3,4.4354838709677579E-7,1.765152426606254E-5,2.1704163846429723E-2,null,6.3644985067326547E-3,8.6781497788876762E-3,1.3049485457547106E-4,3.8789814504229378E-3,4.625883768073835E-5,7.2195860773879382E-6,1.9105603014376867E-2]
[2004,1,18,4,7.0026008823974523E-3,9.8224177454686572E-3,2.5325125214408243E-4,4.204100373261398E-3,4.4354838709677579E-7,1.765152426606254E-5,2.130046532592475E-2,null,6.5601230945456848E-3,8.367289664172689E-3,1.3049485457547106E-4,3.663237980814095E-3,4.625883768073835E-5,7.2195860773879382E-6,1.8774624017866066E-2]
[2004,1,18,5,6.9996147789363472E-3,9.7170643836569925E-3,2.5325125214408243E-4,4.0254330955855093E-3,4.4354838709677579E-7,1.765152426606254E-5,2.101345858297609E-2,null,6.5573256758998293E-3,8.2775437260324321E-3,1.3049485457547106E-4,3.5075564557787557E-3,4.625883768073835E-5,7.2195860773879382E-6,1.8526399136044615E-2]
[2004,1,18,6,7.3405380545097532E-3,1.0079864966977835E-2,2.5325125214408243E-4,4.2078996829673877E-3,4.4354838709677579E-7,1.765152426606254E-5,2.1899649029252219E-2,null,6.876706816010097E-3,8.5865977338785895E-3,1.3049485457547106E-4,3.6665485049167963E-3,4.625883768073835E-5,7.2195860773879382E-6,1.9313826333139082E-2]
[2004,1,18,7,7.6172943244722097E-3,1.0748304813264806E-2,1.4350904288164672E-4,4.451553962329052E-3,4.4354838709677579E-7,1.0002530417435439E-5,2.2971108221752246E-2,null,7.1359755118320769E-3,9.1560125115730494E-3,7.3947084259433607E-5,3.8788563784448288E-3,4.625883768073835E-5,4.0910987771864987E-6,2.029514142256731E-2]
[2004,1,18,8,8.3359319864565583E-3,1.0837933518413457E-2,0,4.3040811215425152E-3,4.4354838709677579E-7,0,2.3478390174799628E-2,null,7.8092041596112723E-3,9.232363299906142E-3,0,3.7503560897876624E-3,4.625883768073835E-5,0,2.0838182386985815E-2]
[2004,1,18,9,8.8165461178564032E-3,1.0803696135815064E-2,0,4.0532316040136403E-3,4.4354838709677579E-7,0,2.3673917406072206E-2,null,8.259449420752258E-3,9.2031979655691851E-3,0,3.5317786538336779E-3,4.625883768073835E-5,0,2.104068487783586E-2]
[2004,1,18,10,9.2568366947464453E-3,1.1449482320204396E-2,0,4.367617359882902E-3,4.4354838709677579E-7,0,2.5074379923220837E-2,null,8.6719190774233561E-3,9.7533150758294506E-3,0,3.8057183173231582E-3,4.625883768073835E-5,0,2.22772113082567E-2]
[2004,1,18,11,9.1545592947041461E-3,1.1842961342018907E-2,0,4.6900547802673897E-3,4.4354838709677579E-7,0,2.5688018965377542E-2,null,8.5761043443926387E-3,1.0088502708611226E-2,0,4.0866737893429355E-3,4.625883768073835E-5,0,2.279753968002754E-2]
[2004,1,18,12,9.1109931113876191E-3,1.206506137027726E-2,0,4.8409395969167632E-3,4.4354838709677579E-7,0,2.6017437626968738E-2,null,8.5352910051611584E-3,1.0277700044645514E-2,0,4.2181470992081254E-3,4.625883768073835E-5,0,2.3077396986695538E-2]
[2004,1,18,13,8.6049143278227862E-3,1.1717185064606533E-2,0,4.6509397875942561E-3,4.4354838709677579E-7,0,2.4973482728410674E-2,null,8.0611901429988395E-3,9.9813593786020564E-3,0,4.0525909858754412E-3,4.625883768073835E-5,0,2.2141399345157076E-2]
[2004,1,18,14,8.6548773296661642E-3,1.1641709219483489E-2,0,4.6038959043007213E-3,4.4354838709677579E-7,0,2.4900926001837471E-2,null,8.1079961009236264E-3,9.9170647950119727E-3,0,4.0115993527684102E-3,4.625883768073835E-5,0,2.2082919086384746E-2]
[2004,1,18,15,8.3431983315740161E-3,1.1519178110952294E-2,0,4.6253937355737514E-3,4.4354838709677579E-7,0,2.4488213726487157E-2,null,7.8160113615664481E-3,9.8126858829640038E-3,0,4.0303314630970232E-3,4.625883768073835E-5,0,2.1705287545308212E-2]
[2004,1,18,16,8.5966272347145611E-3,1.1396320944877582E-2,3.7987687821612364E-5,4.6346834858298561E-3,4.4354838709677579E-7,2.6477286399093812E-6,2.4668710630270617E-2,null,8.0534266917042536E-3,9.708029216702713E-3,1.9574228186320658E-5,4.0384260762006685E-3,4.625883768073835E-5,1.0829379116081909E-6,2.1866797988386304E-2]
[2004,1,18,17,9.5166193482496258E-3,1.1830685814050786E-2,2.5325125214408243E-4,5.0292815209746558E-3,4.4354838709677579E-7,1.765152426606254E-5,2.6647933008072309E-2,null,8.9152866794656865E-3,1.0078045721242988E-2,1.3049485457547106E-4,4.3822586161396879E-3,4.625883768073835E-5,7.2195860773879382E-6,2.355956429518196E-2]
[2004,1,18,18,1.0654771805291927E-2,1.1958283875015565E-2,2.5325125214408243E-4,5.3046933519054051E-3,4.4354838709677579E-7,1.765152426606254E-5,2.8189095357010134E-2,null,9.9815219746008949E-3,1.0186740949275986E-2,1.3049485457547106E-4,4.6222383953685078E-3,4.625883768073835E-5,7.2195860773879382E-6,2.4974474597578986E-2]
[2004,1,18,19,1.0349947861000727E-2,1.1451888773373307E-2,2.5325125214408243E-4,4.9842993909554592E-3,4.4354838709677579E-7,1.765152426606254E-5,2.7057482350126734E-2,null,9.6959591344079263E-3,9.7553650284225215E-3,1.3049485457547106E-4,4.3430634893553074E-3,4.625883768073835E-5,7.2195860773879382E-6,2.3978360930519353E-2]
[2004,1,18,20,1.0057296648726864E-2,1.0632981489190155E-2,2.5325125214408243E-4,4.4230337526802938E-3,4.4354838709677579E-7,1.765152426606254E-5,2.538465821539455E-2,null,9.4217998600859432E-3,9.0577735970234202E-3,1.3049485457547106E-4,3.8540053268689449E-3,4.625883768073835E-5,7.2195860773879382E-6,2.2517552062311905E-2]
[2004,1,18,21,9.834236627785516E-3,1.0769891513854849E-2,2.5325125214408243E-4,4.567958553537828E-3,4.4354838709677579E-7,1.765152426606254E-5,2.5443433019975432E-2,null,9.2128344743068521E-3,9.1744012811622866E-3,1.3049485457547106E-4,3.9802853838913198E-3,4.625883768073835E-5,7.2195860773879382E-6,2.2551494417694055E-2]
[2004,1,18,22,9.5412288833451424E-3,1.0913439546270746E-2,2.5325125214408243E-4,4.6650683898778406E-3,4.4354838709677579E-7,1.765152426606254E-5,2.5391083144290966E-2,null,8.9383411962427241E-3,9.2966835948523115E-3,1.3049485457547106E-4,4.0649019270770879E-3,4.625883768073835E-5,7.2195860773879382E-6,2.248389999650572E-2]
[2004,1,18,23,7.6181959745623357E-3,1.0307875370046222E-2,2.5325125214408243E-4,4.0486279447745294E-3,4.4354838709677579E-7,1.765152426606254E-5,2.2246045614180327E-2,null,7.1368201887855075E-3,8.7808298606681569E-3,1.3049485457547106E-4,3.5277672606988477E-3,4.625883768073835E-5,7.2195860773879382E-6,1.9629390588486111E-2]
[2004,1,18,24,6.5885824505937593E-3,1.0413201561621687E-2,2.5325125214408243E-4,3.7109973650801746E-3,4.4354838709677579E-7,1.765152426606254E-5,2.0984127702092861E-2,null,6.1722655082493876E-3,8.8705526536681425E-3,1.3049485457547106E-4,3.2335732469481351E-3,4.625883768073835E-5,7.2195860773879382E-6,1.8460364687199263E-2]
[2004,1,19,1,6.0858583711997354E-3,9.0049416613107603E-3,2.5325125214408243E-4,2.5620268814359804E-3,4.4354838709677579E-7,1.765152426606254E-5,1.7924173238743717E-2,null,5.7013073744355616E-3,7.6709174097103656E-3,1.3049485457547106E-4,2.2324191495604485E-3,4.625883768073835E-5,7.2195860773879382E-6,1.578861721203997E-2]
[2004,1,19,2,5.9139944333100455E-3,8.7022875206556778E-3,2.5325125214408243E-4,2.4155107249049629E-3,4.4354838709677579E-7,1.765152426606254E-5,1.7303139003667926E-2,null,5.5403031123043575E-3,7.4130995354817321E-3,1.3049485457547106E-4,2.1047524666189671E-3,4.625883768073835E-5,7.2195860773879382E-6,1.5242128392738653E-2]
[2004,1,19,3,6.2340386227088688E-3,9.1776500873973869E-3,2.5325125214408243E-4,2.6564891154183001E-3,4.4354838709677579E-7,1.765152426606254E-5,1.8339524150321796E-2,null,5.8401244663141222E-3,7.8180401921003565E-3,1.3049485457547106E-4,2.3147287075047408E-3,4.625883768073835E-5,7.2195860773879382E-6,1.6156866644252817E-2]
[2004,1,19,4,6.4479628776180058E-3,9.3700935481487863E-3,2.5325125214408243E-4,2.6386517680388518E-3,4.4354838709677579E-7,1.765152426606254E-5,1.8728054518602884E-2,null,6.0405313535095038E-3,7.9819743905644412E-3,1.3049485457547106E-4,2.2991861555683134E-3,4.625883768073835E-5,7.2195860773879382E-6,1.6505665177975856E-2]
[2004,1,19,5,6.82114848670621E-3,9.4319724033822723E-3,2.5325125214408243E-4,2.6737937346710369E-3,4.4354838709677579E-7,1.765152426606254E-5,1.9198260949556758E-2,null,6.3901362465836704E-3,8.0346862909582966E-3,1.3049485457547106E-4,2.3298070674062617E-3,4.625883768073835E-5,7.2195860773879382E-6,1.6938602883281823E-2]
[2004,1,19,6,7.0326091414683002E-3,9.8408081116908748E-3,2.5325125214408243E-4,2.5560621029697959E-3,4.4354838709677579E-7,1.765152426606254E-5,1.9700825680926213E-2,null,6.588235202698617E-3,8.3829556157946818E-3,1.3049485457547106E-4,2.2272217467668707E-3,4.625883768073835E-5,7.2195860773879382E-6,1.7382385843593768E-2]
[2004,1,19,7,8.16289219352106E-3,1.1236939178545069E-2,1.4350904288164672E-4,2.7195933489315878E-3,4.4354838709677579E-7,1.0002530417435439E-5,2.2273379842683891E-2,null,7.647098341933581E-3,9.5722588350462372E-3,7.3947084259433607E-5,2.3697145081355443E-3,4.625883768073835E-5,4.0910987771864987E-6,1.9713368705832721E-2]
[2004,1,19,8,7.4312433943740782E-3,1.3064677151933563E-2,0,2.9033488047715268E-3,4.4354838709677579E-7,0,2.3399712899466265E-2,null,6.9616806999763144E-3,1.1129229170644583E-2,0,2.5298296113086096E-3,4.625883768073835E-5,0,2.0666998319610243E-2]
[2004,1,19,9,7.5506412510396546E-3,1.4598941833943278E-2,0,3.4235294596890488E-3,4.4354838709677579E-7,0,2.5573556093059075E-2,null,7.0735340884680118E-3,1.243620239745602E-2,0,2.9830884212309712E-3,4.625883768073835E-5,0,2.253908374483574E-2]
[2004,1,19,10,7.1629536185423524E-3,1.4913438808344691E-2,0,3.5297837637270832E-3,4.4354838709677579E-7,0,2.5606619739001222E-2,null,6.7103435205451171E-3,1.2704108665700058E-2,0,3.0756729857320184E-3,4.625883768073835E-5,0,2.253638400965793E-2]
[2004,1,19,11,7.0911960531980381E-3,1.5352849882813938E-2,0,3.7271282456891883E-3,4.4354838709677579E-7,0,2.6171617730088258E-2,null,6.6431201460405232E-3,1.3078423812642948E-2,0,3.2476288710447301E-3,4.625883768073835E-5,0,2.3015431667408937E-2]
[2004,1,19,12,7.0111898900260296E-3,1.5130844722017468E-2,0,3.6970200429506206E-3,4.4354838709677579E-7,0,2.5839498203381214E-2,null,6.5681693830961421E-3,1.2889307290065575E-2,0,3.2213941235331215E-3,4.625883768073835E-5,0,2.2725129634375573E-2]
[2004,1,19,13,6.3154622412427419E-3,1.4676797142953921E-2,0,3.2619111117183248E-3,4.4354838709677579E-7,0,2.4254614044302084E-2,null,5.9164031189684859E-3,1.2502523942646485E-2,0,2.8422624613066378E-3,4.625883768073835E-5,0,2.1307448360602346E-2]
[2004,1,19,14,6.0899456796683921E-3,1.4338290397393828E-2,0,2.9371854205038784E-3,4.4354838709677579E-7,0,2.3365865045953192E-2,null,5.7051364155490097E-3,1.2214164796581418E-2,0,2.5593131071550241E-3,4.625883768073835E-5,0,2.0524873156966193E-2]
[2004,1,19,15,6.191044459369471E-3,1.4451030411325026E-2,0,3.1914626356262213E-3,4.4354838709677579E-7,0,2.3833981054707815E-2,null,5.7998470024703038E-3,1.2310203101787933E-2,0,2.7808772634287703E-3,4.625883768073835E-5,0,2.0937186205367744E-2]
[2004,1,19,16,6.3148406613477764E-3,1.4486400250123981E-2,3.3766833619210988E-5,3.3699838120514638E-3,4.4354838709677579E-7,2.3535365688083385E-6,2.4207788642098334E-2,null,5.9158208152369799E-3,1.2340333126215214E-2,1.7399313943396139E-5,2.9364314833089295E-3,4.625883768073835E-5,9.6261147698505847E-7,2.1257206187862244E-2]
[2004,1,19,17,7.6619165808578223E-3,1.4517968326085824E-2,2.5325125214408243E-4,3.7073391570185969E-3,4.4354838709677579E-7,1.765152426606254E-5,2.6158570388759482E-2,null,7.1777781933731353E-3,1.2367224594543896E-2,1.3049485457547106E-4,3.2303856715995248E-3,4.625883768073835E-5,7.2195860773879382E-6,2.2959361737850154E-2]
[2004,1,19,18,9.3518269615046039E-3,1.372883965708196E-2,2.5325125214408243E-4,3.2807374509682945E-3,4.4354838709677579E-7,1.765152426606254E-5,{"$f":"SUM(E452:J452)","v":2.6632750394352096E-2},null,{"$f":"E452*V$5","v":8.7609071338873006E-3},{"$f":"F452*W$5","v":1.1695000267808816E-2},{"$f":"G452*X$5","v":1.3049485457547106E-4},{"$f":"H452*AB$5","v":2.8586667701615853E-3},{"$f":"I452*Z$5","v":4.625883768073835E-5},{"$f":"J452*AA$5","v":7.2195860773879382E-6},{"$f":"SUM(M452:R452)","v":2.3498547450191299E-2}]
[2004,1,19,19,1.0295316558588848E-2,1.2805471850801683E-2,2.5325125214408243E-4,2.9137869709411177E-3,4.4354838709677579E-7,1.765152426606254E-5,2.628592170512889E-2,null,9.6447798547865254E-3,1.0908423469516662E-2,1.3049485457547106E-4,2.5389248952855789E-3,4.625883768073835E-5,7.2195860773879382E-6,2.3276101497922363E-2]
[2004,1,19,20,9.1366572740343693E-3,1.2558688373462332E-2,2.5325125214408243E-4,3.0243630165371961E-3,4.4354838709677579E-7,1.765152426606254E-5,2.4991054988831137E-2,null,8.5593335100687742E-3,1.069819937879493E-2,1.3049485457547106E-4,2.6352752042772616E-3,4.625883768073835E-5,7.2195860773879382E-6,2.2076781371474563E-2]
[2004,1,19,21,8.8301619176966023E-3,1.2376350385606708E-2,2.5325125214408243E-4,3.1057194824037839E-3,4.4354838709677579E-7,1.765152426606254E-5,2.4583578110504333E-2,null,8.2722048704033917E-3,1.0542873592343398E-2,1.3049485457547106E-4,2.7061650663849283E-3,4.625883768073835E-5,7.2195860773879382E-6,2.1705216807465316E-2]
[2004,1,19,22,8.4034473096756164E-3,1.1782530109727067E-2,2.5325125214408243E-4,3.0297109892336851E-3,4.4354838709677579E-7,1.765152426606254E-5,2.3487034733433609E-2,null,7.8724533492371459E-3,1.0037023975120992E-2,1.3049485457547106E-4,2.6399351540793018E-3,4.625883768073835E-5,7.2195860773879382E-6,2.0733385756771035E-2]
[2004,1,19,23,7.5388520928210984E-3,1.1268226463197114E-2,2.5325125214408243E-4,2.999227017345913E-3,4.4354838709677579E-7,1.765152426606254E-5,2.2077651898161365E-2,null,7.0624898592746548E-3,9.5989111094936207E-3,1.3049485457547106E-4,2.613372980555665E-3,4.625883768073835E-5,7.2195860773879382E-6,1.9458747227657534E-2]
[2004,1,19,24,6.2230284726798009E-3,1.0635563196601309E-2,2.5325125214408243E-4,2.6104934120514023E-3,4.4354838709677579E-7,1.765152426606254E-5,1.9740431406129751E-2,null,5.8298100216251977E-3,9.0599728410687298E-3,1.3049485457547106E-4,2.2746504047602306E-3,4.625883768073835E-5,7.2195860773879382E-6,1.7348406545787756E-2]
[2004,1,20,1,6.679252376753435E-3,1.1045712738841083E-2,2.5325125214408243E-4,3.1582882697786651E-3,4.4354838709677579E-7,1.765152426606254E-5,2.1154599710170426E-2,null,6.2572062162191957E-3,9.409361363780587E-3,1.3049485457547106E-4,2.7519708182508415E-3,4.625883768073835E-5,7.2195860773879382E-6,1.8602511676584221E-2]
[2004,1,20,2,6.7932105448570458E-3,1.0833220249289406E-2,2.5325125214408243E-4,3.117313278604969E-3,4.4354838709677579E-7,1.765152426606254E-5,2.1015090397548661E-2,null,6.3639636372037067E-3,9.228348271320708E-3,1.3049485457547106E-4,2.7162673072486619E-3,4.625883768073835E-5,7.2195860773879382E-6,1.8492552494106671E-2]
[2004,1,20,3,6.5628181121341984E-3,1.0270284424323092E-2,2.5325125214408243E-4,2.9218098747652065E-3,4.4354838709677579E-7,1.765152426606254E-5,2.0026258736019736E-2,null,6.1481291574016451E-3,8.7488077720372058E-3,1.3049485457547106E-4,2.5459156432210335E-3,4.625883768073835E-5,7.2195860773879382E-6,1.7626825850993483E-2]
[2004,1,20,4,7.1048287352824934E-3,1.0440433861039111E-2,2.5325125214408243E-4,3.0419698239634637E-3,4.4354838709677579E-7,1.765152426606254E-5,2.0858578745082304E-2,null,6.6558914111868265E-3,8.8937506628906857E-3,1.3049485457547106E-4,2.650616875493058E-3,4.625883768073835E-5,7.2195860773879382E-6,1.8384232227904165E-2]
[2004,1,20,5,7.2158433687066308E-3,1.0520863969411754E-2,2.5325125214408243E-4,2.8539389869706249E-3,4.4354838709677579E-7,1.765152426606254E-5,2.0861992649886248E-2,null,6.7598912924864826E-3,8.9622655674604056E-3,1.3049485457547106E-4,2.4867764239145719E-3,4.625883768073835E-5,7.2195860773879382E-6,1.8392906562195058E-2]
[2004,1,20,6,7.7011386611346251E-3,1.1123274776231262E-2,2.5325125214408243E-4,3.0155628028100544E-3,4.4354838709677579E-7,1.765152426606254E-5,2.2111322564973182E-2,null,7.2145219231617005E-3,9.4754330836569287E-3,1.3049485457547106E-4,2.6276071482599552E-3,4.625883768073835E-5,7.2195860773879382E-6,1.9501535433412178E-2]
[2004,1,20,7,8.2329657755752881E-3,1.1945146583871396E-2,1.3928818867924535E-4,2.8372701726873269E-3,4.4354838709677579E-7,9.7083383463343983E-6,2.3164822607546685E-2,null,7.7127441400693872E-3,1.017554986340952E-2,7.177217001650908E-5,2.4722520719352341E-3,4.625883768073835E-5,3.9707723425633667E-6,2.0482547855453951E-2]
[2004,1,20,8,8.1611128574791136E-3,1.4120847094505923E-2,0,3.3273218116572044E-3,4.4354838709677579E-7,0,2.5609725312029336E-2,null,7.6454314379278028E-3,1.2028934321972773E-2,0,2.8992579987804144E-3,4.625883768073835E-5,0,2.2619882596361728E-2]
[2004,1,20,9,7.7489692663624101E-3,1.5133469555223801E-2,0,3.4722567002712598E-3,4.4354838709677579E-7,0,2.6355139070244567E-2,null,7.2593302255696858E-3,1.2891543271096586E-2,0,3.0255468457577261E-3,4.625883768073835E-5,0,2.3222679180104733E-2]
[2004,1,20,10,7.4077834646014791E-3,1.5730707890802942E-2,0,3.6348876489855383E-3,4.4354838709677579E-7,0,2.6773822552777056E-2,null,6.9397031476807801E-3,1.3400304584434579E-2,0,3.1672551341646957E-3,4.625883768073835E-5,0,2.3553521703960793E-2]
[2004,1,20,11,6.9648202239019326E-3,1.5567467747668283E-2,0,3.5260980033045442E-3,4.4354838709677579E-7,0,2.6058829523261856E-2,null,6.5247297065051616E-3,1.3261247419709651E-2,0,3.0724614026656624E-3,4.625883768073835E-5,0,2.2904697366561214E-2]
[2004,1,20,12,6.9642280954599258E-3,1.5504972340084824E-2,0,3.596265688683284E-3,4.4354838709677579E-7,0,2.6065909672615128E-2,null,6.5241749932589575E-3,1.3208010305235204E-2,0,3.1336019338813362E-3,4.625883768073835E-5,0,2.2912046070056237E-2]
[2004,1,20,13,6.8237314990384178E-3,1.574275469003213E-2,0,3.7026388122815223E-3,4.4354838709677579E-7,0,2.6269568549739164E-2,null,6.3925560444757093E-3,1.3410566727757006E-2,0,3.2262900316682606E-3,4.625883768073835E-5,0,2.3075671641581714E-2]
[2004,1,20,14,6.4851003189997612E-3,1.5432761866857983E-2,0,3.5584501007430631E-3,4.4354838709677579E-7,0,2.5476755834987902E-2,null,6.0753221678044034E-3,1.3146497349674472E-2,0,3.1006513652197302E-3,4.625883768073835E-5,0,2.236872972037934E-2]
[2004,1,20,15,6.46803686520363E-3,1.4846094080149223E-2,0,3.1640561906995067E-3,4.4354838709677579E-7,0,2.4478630684439454E-2,null,6.0593369132967397E-3,1.2646740626306049E-2,0,2.7569966894507645E-3,4.625883768073835E-5,0,2.150933306673429E-2]
[2004,1,20,16,7.310294928147291E-3,1.4864004479031617E-2,2.9545979416809617E-5,3.4758104362206648E-3,4.4354838709677579E-7,2.0593444977072961E-6,2.5682158715701182E-2,null,6.848374681274221E-3,1.2661997714665887E-2,1.5224399700471622E-5,3.0286433894526486E-3,4.625883768073835E-5,8.4228504236192608E-7,2.2601341307816328E-2]
[2004,1,20,17,8.433963527377835E-3,1.4861850527867157E-2,2.5325125214408243E-4,3.7535319200979801E-3,4.4354838709677579E-7,1.765152426606254E-5,2.7320692300140215E-2,null,7.901041319316909E-3,1.26601628575276E-2,1.3049485457547106E-4,3.2706356820957944E-3,4.625883768073835E-5,7.2195860773879382E-6,2.4015813137273901E-2]
[2004,1,20,18,9.7979391569252734E-3,1.464853248738264E-2,2.5325125214408243E-4,3.9365102602204995E-3,4.4354838709677579E-7,1.765152426606254E-5,2.8654328229325652E-2,null,9.1788305547828332E-3,1.2478446514201529E-2,1.3049485457547106E-4,3.4300736463904343E-3,4.625883768073835E-5,7.2195860773879382E-6,2.5271323993708392E-2]
[2004,1,20,19,1.0530631641123908E-2,1.3845091146591423E-2,2.5325125214408243E-4,3.4663199135264414E-3,4.4354838709677579E-7,1.765152426606254E-5,2.8113389026039014E-2,null,9.8652259338017651E-3,1.1794029846047426E-2,1.3049485457547106E-4,3.0203738335180725E-3,4.625883768073835E-5,7.2195860773879382E-6,2.4863602891700861E-2]
[2004,1,20,20,1.0579650473585292E-2,1.353331710796599E-2,2.5325125214408243E-4,3.6094921199836122E-3,4.4354838709677579E-7,1.765152426606254E-5,2.7993806026332134E-2,null,9.9111473821747436E-3,1.1528443128138648E-2,1.3049485457547106E-4,3.145126769443814E-3,4.625883768073835E-5,7.2195860773879382E-6,2.4768690558090802E-2]
[2004,1,20,21,9.6323395241572976E-3,1.3162186069239067E-2,2.5325125214408243E-4,3.552949606119001E-3,4.4354838709677579E-7,1.765152426606254E-5,2.6618821524312605E-2,null,9.0236947711484598E-3,1.121229276833278E-2,1.3049485457547106E-4,3.095858515613122E-3,4.625883768073835E-5,7.2195860773879382E-6,2.3515819333427959E-2]
[2004,1,20,22,8.7993746589308131E-3,1.2608139601235024E-2,2.5325125214408243E-4,3.4123487217936383E-3,4.4354838709677579E-7,1.765152426606254E-5,2.5091209306756714E-2,null,8.243362985703823E-3,1.0740324724890496E-2,1.3049485457547106E-4,2.9733460982425642E-3,4.625883768073835E-5,7.2195860773879382E-6,2.214100708717048E-2]
[2004,1,20,23,8.194943429852079E-3,1.2038418186651896E-2,2.5325125214408243E-4,3.3646611423646939E-3,4.4354838709677579E-7,1.765152426606254E-5,2.3869369083665909E-2,null,7.6771243364454761E-3,1.0255003877495422E-2,1.3049485457547106E-4,2.9317935812550404E-3,4.625883768073835E-5,7.2195860773879382E-6,2.1047895073529534E-2]
[2004,1,20,24,7.5484155874402789E-3,1.1840051837465948E-2,2.5325125214408243E-4,3.3894480849491104E-3,4.4354838709677579E-7,1.765152426606254E-5,2.3049261834652578E-2,null,7.0714490592875458E-3,1.0086024228464618E-2,1.3049485457547106E-4,2.9533916549073719E-3,4.625883768073835E-5,7.2195860773879382E-6,2.0294838220993129E-2]
[2004,1,21,1,5.9639164573500863E-3,9.580905717375663E-3,2.5325125214408243E-4,2.2889731395031826E-3,4.4354838709677579E-7,1.765152426606254E-5,1.810514163902617E-2,null,5.5870706817162837E-3,8.161556091359809E-3,1.3049485457547106E-4,1.9944940884431116E-3,4.625883768073835E-5,7.2195860773879382E-6,1.5927094139852802E-2]
[2004,1,21,2,5.8365796390541956E-3,9.0451060437661806E-3,2.5325125214408243E-4,2.0064954468816797E-3,4.4354838709677579E-7,1.765152426606254E-5,1.7159527454499293E-2,null,5.4677799758031907E-3,7.7051316969556985E-3,1.3049485457547106E-4,1.7483574788309418E-3,4.625883768073835E-5,7.2195860773879382E-6,1.5105242429923428E-2]
[2004,1,21,3,5.765222298091479E-3,8.6736028035795752E-3,2.5325125214408243E-4,1.9542346986367314E-3,4.4354838709677579E-7,1.765152426606254E-5,1.6664406125105027E-2,null,5.4009315364480946E-3,7.3886642749450568E-3,1.3049485457547106E-4,1.7028201365033744E-3,4.625883768073835E-5,7.2195860773879382E-6,1.4676389226230123E-2]
[2004,1,21,4,6.0603738804199747E-3,8.4083895934660112E-3,2.5325125214408243E-4,1.8169796770564734E-3,4.4354838709677579E-7,1.765152426606254E-5,1.6557089475739698E-2,null,5.6774331883546027E-3,7.1627406979510909E-3,1.3049485457547106E-4,1.5832231327524374E-3,4.625883768073835E-5,7.2195860773879382E-6,1.4607370297391727E-2]
[2004,1,21,5,6.7640122166999651E-3,8.8972758163092473E-3,2.5325125214408243E-4,2.1594106112981003E-3,4.4354838709677579E-7,1.765152426606254E-5,1.8092044969104552E-2,null,6.336610282345675E-3,7.5792015679074483E-3,1.3049485457547106E-4,1.881599929866455E-3,4.625883768073835E-5,7.2195860773879382E-6,1.5981385058453174E-2]
[2004,1,21,6,6.410357250064243E-3,8.4828234358996588E-3,2.5325125214408243E-4,1.5297378504995109E-3,4.4354838709677579E-7,1.765152426606254E-5,1.6694264861260653E-2,null,6.0053019366194949E-3,7.2261476448554863E-3,1.3049485457547106E-4,1.3329353005650266E-3,4.625883768073835E-5,7.2195860773879382E-6,1.4748358160373605E-2]
[2004,1,21,7,7.3002434894918547E-3,9.5387944108371401E-3,1.3928818867924535E-4,1.6483315110560268E-3,4.4354838709677579E-7,9.7083383463343983E-6,1.8636809486797693E-2,null,6.8389583692546841E-3,8.1256833043255646E-3,7.177217001650908E-5,1.4362717490469599E-3,4.625883768073835E-5,3.9707723425633667E-6,1.6522915202667018E-2]
[2004,1,21,8,7.4797679569724848E-3,1.1929262186833461E-2,0,2.435885501682129E-3,4.4354838709677579E-7,0,2.1845359193875171E-2,null,7.0071391102299561E-3,1.0162018637737668E-2,0,2.1225060047160658E-3,4.625883768073835E-5,0,1.9337922590364424E-2]
[2004,1,21,9,7.1488625251714729E-3,1.3097447858605542E-2,0,2.6776098233760462E-3,4.4354838709677579E-7,0,2.2924363755540154E-2,null,6.6971428100373867E-3,1.1157145107670434E-2,0,2.3331322118702843E-3,4.625883768073835E-5,0,2.023367896725884E-2]
[2004,1,21,10,6.7872668174017818E-3,1.3496336996430379E-2,0,2.8442853041867585E-3,4.4354838709677579E-7,0,2.3128332666406012E-2,null,6.3583954798287845E-3,1.1496941382534862E-2,0,2.4783646986252547E-3,4.625883768073835E-5,0,2.0379960398669638E-2]
[2004,1,21,11,6.8394774501997144E-3,1.3978054121396083E-2,0,3.2185558332558919E-3,4.4354838709677579E-7,0,2.4036530953238787E-2,null,6.4073070462239978E-3,1.1907295210403766E-2,0,2.8044848897380626E-3,4.625883768073835E-5,0,2.1165345984046565E-2]
[2004,1,21,12,6.2902039109741931E-3,1.3260795238040891E-2,0,2.7862841325984136E-3,4.4354838709677579E-7,0,2.2337726830000595E-2,null,5.8927408028509294E-3,1.1296293622327083E-2,0,2.4278254450799562E-3,4.625883768073835E-5,0,1.9663118707938708E-2]
[2004,1,21,13,5.928992955270722E-3,1.3153376319008613E-2,0,2.7039021053507158E-3,4.4354838709677579E-7,0,2.1786714928017144E-2,null,5.5543539131354628E-3,1.1204788125997523E-2,0,2.3560419612531623E-3,4.625883768073835E-5,0,1.9161442838066887E-2]
[2004,1,21,14,5.7359822686952446E-3,1.314488241450318E-2,0,2.7042075276692374E-3,4.4354838709677579E-7,0,2.1585515759254759E-2,null,5.3735391153535827E-3,1.1197552538872392E-2,0,2.3563080906359225E-3,4.625883768073835E-5,0,1.8973658582542637E-2]
[2004,1,21,15,6.097989377374712E-3,1.2951073187787996E-2,0,2.6433116190189084E-3,4.4354838709677579E-7,0,2.169281773256871E-2,null,5.7126718510214806E-3,1.1032454903897197E-2,0,2.3032465113113983E-3,4.625883768073835E-5,0,1.9094632103910814E-2]
[2004,1,21,16,6.2661538941481193E-3,1.2384074360262422E-2,2.5325125214408238E-5,2.3053158522443945E-3,4.4354838709677579E-7,1.7651524266062537E-6,2.0983077932683048E-2,null,5.8702104497072097E-3,1.0549453309779352E-2,1.3049485457547103E-5,2.0087342922222376E-3,4.625883768073835E-5,7.219586077387938E-7,1.8488428333454824E-2]
[2004,1,21,17,7.4593291522607229E-3,1.2467200489401923E-2,2.5325125214408243E-4,2.6060792492854138E-3,4.4354838709677579E-7,1.765152426606254E-5,2.2803955215745297E-2,null,6.9879917852479516E-3,1.0620264836960885E-2,1.3049485457547106E-4,2.2708041291573198E-3,4.625883768073835E-5,7.2195860773879382E-6,2.0063034029699753E-2]
[2004,1,21,18,8.4274562849546431E-3,1.1761424868046372E-2,2.5325125214408243E-4,2.3549958498693922E-3,4.4354838709677579E-7,1.765152426606254E-5,2.2815223327667646E-2,null,7.8949452541521078E-3,1.001904533939699E-2,1.3049485457547106E-4,2.0520229004924216E-3,4.625883768073835E-5,7.2195860773879382E-6,2.0149986772375113E-2]
[2004,1,21,19,9.2648855656509814E-3,1.0940487145286835E-2,2.5325125214408243E-4,1.9225135231599967E-3,4.4354838709677579E-7,1.765152426606254E-5,2.239923255889505E-2,null,8.6794593592118829E-3,9.3197242658513042E-3,1.3049485457547106E-4,1.6751799270684372E-3,4.625883768073835E-5,7.2195860773879382E-6,1.9858336830465222E-2]
[2004,1,21,20,9.2229395859998505E-3,1.072167882278121E-2,2.5325125214408243E-4,2.0058836400004445E-3,4.4354838709677579E-7,1.765152426606254E-5,2.2221848373578747E-2,null,8.6401638468081386E-3,9.1333309905112393E-3,1.3049485457547106E-4,1.7478243816150623E-3,4.625883768073835E-5,7.2195860773879382E-6,1.9705292497268035E-2]
[2004,1,21,21,8.3689681178062258E-3,1.0460430207554057E-2,2.5325125214408243E-4,2.0817234536138168E-3,4.4354838709677579E-7,1.765152426606254E-5,2.1182468103771342E-2,null,7.8401528159549715E-3,8.9107846791432448E-3,1.3049485457547106E-4,1.8139073151847106E-3,4.625883768073835E-5,7.2195860773879382E-6,1.8748818088616524E-2]
[2004,1,21,22,7.7694024926384889E-3,1.010644744056419E-2,2.5325125214408243E-4,2.1878015694818242E-3,4.4354838709677579E-7,1.765152426606254E-5,2.0334997827481743E-2,null,7.278472324604165E-3,8.6092421847918967E-3,1.3049485457547106E-4,1.9063383583282948E-3,4.625883768073835E-5,7.2195860773879382E-6,1.7978026146057952E-2]
[2004,1,21,23,7.0186024982570507E-3,9.4571200363021777E-3,2.5325125214408243E-4,2.0226709173649647E-3,4.4354838709677579E-7,1.765152426606254E-5,1.8769739776721434E-2,null,6.5751136061446636E-3,8.0561084636312317E-3,1.3049485457547106E-4,1.7624519562627304E-3,4.625883768073835E-5,7.2195860773879382E-6,1.6577647304372223E-2]
[2004,1,21,24,6.2415481293432058E-3,9.121871109320721E-3,2.5325125214408243E-4,1.9426386141843531E-3,4.4354838709677579E-7,1.765152426606254E-5,1.7577404177645521E-2,null,5.847159464985029E-3,7.7705245112534172E-3,1.3049485457547106E-4,1.6927159017746194E-3,4.625883768073835E-5,7.2195860773879382E-6,1.5494373156346662E-2]
[2004,1,22,1,6.6343346125599216E-3,1.0790750946126632E-2,2.5325125214408243E-4,3.3786999465911681E-3,4.4354838709677579E-7,1.765152426606254E-5,2.1075131830074964E-2,null,6.2151266993097096E-3,9.192170522562014E-3,1.3049485457547106E-4,2.9440262770238472E-3,4.625883768073835E-5,7.2195860773879382E-6,1.8535296777229166E-2]
[2004,1,22,2,6.5920202591543877E-3,1.0346435592846681E-2,2.5325125214408243E-4,3.2136475023338915E-3,4.4354838709677579E-7,1.765152426606254E-5,2.0423449679132198E-2,null,6.175486089817858E-3,8.8136776342049028E-3,1.3049485457547106E-4,2.8002080212859598E-3,4.625883768073835E-5,7.2195860773879382E-6,1.7973345023642319E-2]
[2004,1,22,3,6.4297821927976799E-3,9.9920289245947237E-3,2.5325125214408243E-4,3.0880607564467118E-3,4.4354838709677579E-7,1.765152426606254E-5,1.9781218198636354E-2,null,6.0234994631636922E-3,8.5117740368399371E-3,1.3049485457547106E-4,2.6907781560175739E-3,4.625883768073835E-5,7.2195860773879382E-6,1.7410024934354802E-2]
[2004,1,22,4,6.9242131992377836E-3,1.0024141648424058E-2,2.5325125214408243E-4,3.1993057441684659E-3,4.4354838709677579E-7,1.765152426606254E-5,2.0419006916627548E-2,null,6.4866885436895439E-3,8.5391294669538275E-3,1.3049485457547106E-4,2.7877113469540666E-3,4.625883768073835E-5,7.2195860773879382E-6,1.7997502635931036E-2]
[2004,1,22,5,6.9976398530698274E-3,1.00656534514374E-2,2.5325125214408243E-4,3.0044111529683643E-3,4.4354838709677579E-7,1.765152426606254E-5,2.0339050782272834E-2,null,6.5554755409279021E-3,8.5744915630584211E-3,1.3049485457547106E-4,2.6178901711133972E-3,4.625883768073835E-5,7.2195860773879382E-6,1.7931830553433319E-2]
[2004,1,22,6,7.4779808831294189E-3,1.0742379159628456E-2,2.5325125214408243E-4,3.1737437342939058E-3,4.4354838709677579E-7,1.765152426606254E-5,2.1665450101849022E-2,null,7.0054649573564106E-3,9.1509647054514084E-3,1.3049485457547106E-4,2.7654379193180392E-3,4.625883768073835E-5,7.2195860773879382E-6,1.9105840860459456E-2]
[2004,1,22,7,8.1716654841957892E-3,1.1806165721196272E-2,1.3928818867924535E-4,3.1938423593433169E-3,4.4354838709677579E-7,9.7083383463343983E-6,2.332111364014805E-2,null,7.6553172691203528E-3,1.0057158122606614E-2,7.177217001650908E-5,2.7829508329276702E-3,4.625883768073835E-5,3.9707723425633667E-6,2.061742800469445E-2]
[2004,1,22,8,8.1989587875898953E-3,1.3975192708246587E-2,0,3.6944483553192726E-3,4.4354838709677579E-7,0,2.5869043399542851E-2,null,7.6808859732245939E-3,1.1904857697228179E-2,0,3.2191532865003375E-3,4.625883768073835E-5,0,2.2851155794633846E-2]
[2004,1,22,9,8.3012814677879028E-3,1.5529207397969523E-2,0,4.2915041784287976E-3,4.4354838709677579E-7,0,2.8122436592573321E-2,null,7.7767431252650726E-3,1.322865509500123E-2,0,3.7393971850027685E-3,4.625883768073835E-5,0,2.4791054242949809E-2]
[2004,1,22,10,7.9867998074128269E-3,1.5966113313069991E-2,0,4.4491832755893818E-3,4.4354838709677579E-7,0,{"$f":"SUM(E516:J516)","v":2.8402539944459293E-2},null,{"$f":"E516*V$5","v":7.4821328172260271E-3},{"$f":"F516*W$5","v":1.3600836205840516E-2},{"$f":"G516*X$5","v":0},{"$f":"H516*AB$5","v":3.8767906833057199E-3},{"$f":"I516*Z$5","v":4.625883768073835E-5},{"$f":"J516*AA$5","v":0},{"$f":"SUM(M516:R516)","v":2.5006018544052998E-2}]
[2004,1,22,11,7.2117262504056492E-3,1.5552174937287605E-2,0,4.0029298793743829E-3,4.4354838709677579E-7,0,2.6767274615454729E-2,null,6.7560343251535111E-3,1.3248220140932647E-2,0,3.4879483044512171E-3,4.625883768073835E-5,0,2.3538461608218111E-2]
[2004,1,22,12,6.8630327775732834E-3,1.509179819996612E-2,0,3.7372788851434105E-3,4.4354838709677579E-7,0,2.5692553411069911E-2,null,6.429373968171722E-3,1.2856045259387553E-2,0,3.2564736189519762E-3,4.625883768073835E-5,0,2.2588151684191989E-2]
[2004,1,22,13,6.81245785662576E-3,1.5219941175466347E-2,0,3.9055616483198181E-3,4.4354838709677579E-7,0,2.593840422879902E-2,null,6.3819947568637255E-3,1.2965204676368573E-2,0,3.4031066093308266E-3,4.625883768073835E-5,0,2.2796564880243862E-2]
[2004,1,22,14,6.5176419457307544E-3,1.5032789143077442E-2,0,3.790819315440144E-3,4.4354838709677579E-7,0,2.5341693952635434E-2,null,6.1058075661067253E-3,1.2805778015151785E-2,0,3.3031260107501226E-3,4.625883768073835E-5,0,2.2260970429689369E-2]
[2004,1,22,15,6.4645748128419195E-3,1.4366716262961621E-2,0,3.3884073090593232E-3,4.4354838709677579E-7,0,2.4220141933249957E-2,null,6.0560936198356379E-3,1.2238379552797654E-2,0,2.952484776043767E-3,4.625883768073835E-5,0,2.1293216786357795E-2]
[2004,1,22,16,7.259449391865555E-3,1.4449002837725263E-2,2.1104271012006869E-5,3.6839515862700221E-3,4.4354838709677579E-7,1.4709603555052116E-6,2.5415422595615449E-2,null,6.8007419541749464E-3,1.230847590019009E-2,1.0874571214622589E-5,3.2100069389721939E-3,4.625883768073835E-5,6.0163217311566152E-7,2.2376959834405703E-2]
[2004,1,22,17,8.6772622367620525E-3,1.4833125791173928E-2,2.5325125214408243E-4,4.2897499911106456E-3,4.4354838709677579E-7,1.765152426606254E-5,2.8071484343843864E-2,null,8.1289665586828461E-3,1.2635693506022954E-2,1.3049485457547106E-4,3.7378686759190682E-3,4.625883768073835E-5,7.2195860773879382E-6,2.4686502018958466E-2]
[2004,1,22,18,9.660064479805143E-3,1.4350132572061003E-2,2.5325125214408243E-4,4.2018720148350583E-3,4.4354838709677579E-7,1.765152426606254E-5,2.8483415391498446E-2,null,9.0496678524214294E-3,1.2224252629156008E-2,1.3049485457547106E-4,3.661296303285615E-3,4.625883768073835E-5,7.2195860773879382E-6,2.5119190063196652E-2]
[2004,1,22,19,1.0228135616210013E-2,1.3445089236654132E-2,2.5325125214408243E-4,3.6557573333011024E-3,4.4354838709677579E-7,1.765152426606254E-5,2.7600328510962488E-2,null,9.5818439172664291E-3,1.1453285649109595E-2,1.3049485457547106E-4,3.1854399093709704E-3,4.625883768073835E-5,7.2195860773879382E-6,2.4404542754080587E-2]
[2004,1,22,20,1.0114585223570833E-2,1.3114218385453937E-2,2.5325125214408243E-4,3.6151471696667242E-3,4.4354838709677579E-7,1.765152426606254E-5,2.7115297103488731E-2,null,9.4754685053791837E-3,1.1171431188714586E-2,1.3049485457547106E-4,3.1500542904217437E-3,4.625883768073835E-5,7.2195860773879382E-6,2.3980927262849113E-2]
[2004,1,22,21,9.3396694605463789E-3,1.2725695702699895E-2,2.5325125214408243E-4,3.6605123963513939E-3,4.4354838709677579E-7,1.765152426606254E-5,2.5997223884394908E-2,null,8.749517836660824E-3,1.0840465645205275E-2,1.3049485457547106E-4,3.1895832280409478E-3,4.625883768073835E-5,7.2195860773879382E-6,2.2963539988240644E-2]
[2004,1,22,22,8.4929792473433224E-3,1.2060689518274853E-2,2.5325125214408243E-4,3.4693632752766236E-3,4.4354838709677579E-7,1.765152426606254E-5,2.4294378365692041E-2,null,7.9563279755163249E-3,1.027397585442871E-2,1.3049485457547106E-4,3.023025663246861E-3,4.625883768073835E-5,7.2195860773879382E-6,2.1437302771525491E-2]
[2004,1,22,23,8.050940875875932E-3,1.1583348009851016E-2,2.5325125214408243E-4,3.5484861683482589E-3,4.4354838709677579E-7,1.765152426606254E-5,2.3454121378872449E-2,null,7.5422209632734988E-3,9.8673494236237343E-3,1.3049485457547106E-4,3.0919693042920091E-3,4.625883768073835E-5,7.2195860773879382E-6,2.0685512969522837E-2]
[2004,1,22,24,7.0402502597269913E-3,1.0956759511204534E-2,2.5325125214408243E-4,3.2121826706799231E-3,4.4354838709677579E-7,1.765152426606254E-5,2.1480538766408687E-2,null,6.5953934967666111E-3,9.3335859853060279E-3,1.3049485457547106E-4,2.7989316419244096E-3,4.625883768073835E-5,7.2195860773879382E-6,1.8911884402330645E-2]
[2004,1,23,1,7.712176341478777E-3,1.1174612487028592E-2,2.5325125214408243E-4,3.72012163932479E-3,4.4354838709677579E-7,1.765152426606254E-5,2.2878256792629399E-2,null,7.2248621585902107E-3,9.5191654424374283E-3,1.3049485457547106E-4,3.241523672721226E-3,4.625883768073835E-5,7.2195860773879382E-6,2.0169524552082461E-2]
[2004,1,23,2,7.6552411761292389E-3,1.088578074346065E-2,2.5325125214408243E-4,3.6416789812220079E-3,4.4354838709677579E-7,1.765152426606254E-5,2.2454047225609137E-2,null,7.171524591681298E-3,9.2731222659744924E-3,1.3049485457547106E-4,3.1731727536266833E-3,4.625883768073835E-5,7.2195860773879382E-6,1.980179288961607E-2]
[2004,1,23,3,7.4967450145599504E-3,1.0586547279418794E-2,2.5325125214408243E-4,3.405247171470257E-3,4.4354838709677579E-7,1.765152426606254E-5,2.1759885790246243E-2,null,7.0230434277010435E-3,9.0182183170962171E-3,1.3049485457547106E-4,2.9671581706105957E-3,4.625883768073835E-5,7.2195860773879382E-6,1.9192393193741452E-2]
[2004,1,23,4,7.6487585264618076E-3,1.0361006849385764E-2,2.5325125214408243E-4,3.2784696150219127E-3,4.4354838709677579E-7,1.765152426606254E-5,2.1559581315666723E-2,null,7.1654515653141859E-3,8.8260902527060592E-3,1.3049485457547106E-4,2.8566906939418361E-3,4.625883768073835E-5,7.2195860773879382E-6,1.903220579029568E-2]
[2004,1,23,5,8.2612554534397496E-3,1.0493445076078032E-2,2.5325125214408243E-4,3.2442550228709921E-3,4.4354838709677579E-7,1.765152426606254E-5,2.2270301877186014E-2,null,7.739246260097735E-3,8.9389086070114226E-3,1.3049485457547106E-4,2.8268778487817942E-3,4.625883768073835E-5,7.2195860773879382E-6,1.9689005994224545E-2]
[2004,1,23,6,8.3567527820901551E-3,1.0680841323496056E-2,2.5325125214408243E-4,2.9904498231473923E-3,4.4354838709677579E-7,1.765152426606254E-5,2.2299390253530844E-2,null,7.8287093384122111E-3,9.0985433043698147E-3,1.3049485457547106E-4,2.6057249825779051E-3,4.625883768073835E-5,7.2195860773879382E-6,1.9716950903693527E-2]
[2004,1,23,7,9.0933254049671806E-3,1.1738611692505993E-2,1.3506733447684395E-4,2.9876036942386029E-3,4.4354838709677579E-7,9.4141462752333538E-6,2.396446582085095E-2,null,8.5187396793233935E-3,9.9996117892413739E-3,6.9597255773584554E-5,2.6032450114565489E-3,4.625883768073835E-5,3.8504459079402339E-6,2.1241303019383574E-2]
[2004,1,23,8,9.3144521876046566E-3,1.405246443259988E-2,0,3.7916970704117985E-3,4.4354838709677579E-7,0,2.7159057239003428E-2,null,8.725893983554717E-3,1.1970682112078829E-2,0,3.30389084152592E-3,4.625883768073835E-5,0,2.40467257748402E-2]
[2004,1,23,9,9.2719286873886777E-3,1.5324667519306221E-2,0,4.183332197332316E-3,4.4354838709677579E-7,0,2.878037195241431E-2,null,8.6860574427447181E-3,1.3054416485221055E-2,0,3.645141654822567E-3,4.625883768073835E-5,0,2.5431874420469076E-2]
[2004,1,23,10,9.503734404731505E-3,1.5489040188783602E-2,0,4.0952096528991608E-3,4.4354838709677579E-7,0,2.9088427794801364E-2,null,8.9032159050541938E-3,1.3194438399787359E-2,0,3.5683561780088715E-3,4.625883768073835E-5,0,2.571226932053116E-2]
[2004,1,23,11,8.8403940606629171E-3,1.5666471661834148E-2,0,4.199036926818279E-3,4.4354838709677579E-7,0,2.8706346197702438E-2,null,8.281790468455787E-3,1.3345584540078496E-2,0,3.6588259526326977E-3,4.625883768073835E-5,0,2.5332459798847719E-2]
[2004,1,23,12,8.153413617234543E-3,1.5518550281915353E-2,0,4.1296615154557837E-3,4.4354838709677579E-7,0,2.7802068962992775E-2,null,7.6382186944647526E-3,1.3219576762219966E-2,0,3.5983757684615375E-3,4.625883768073835E-5,0,2.4502430062826996E-2]
[2004,1,23,13,7.9045084569858703E-3,1.5386496988275948E-2,0,4.0990988681804709E-3,4.4354838709677579E-7,0,2.7390547861829383E-2,null,7.4050412626046232E-3,1.3107086315608828E-2,0,3.5717450412302803E-3,4.625883768073835E-5,0,2.4130131457124469E-2]
[2004,1,23,14,7.3219460072502631E-3,1.5338196927222918E-2,0,4.1884148133842728E-3,4.4354838709677579E-7,0,2.6849001296244547E-2,null,6.8592895562447354E-3,1.3065941598279495E-2,0,3.6495703864203762E-3,4.625883768073835E-5,0,2.3621060378625342E-2]
[2004,1,23,15,7.4036916834640072E-3,1.4602042109525364E-2,0,3.8536144773394735E-3,4.4354838709677579E-7,0,2.5859791818715942E-2,null,6.9358699165158804E-3,1.2438843387129467E-2,0,3.3578425021888228E-3,4.625883768073835E-5,0,2.2778814643514906E-2]
[2004,1,23,16,8.219021769136815E-3,1.4638147625577819E-2,1.6883416809605494E-5,4.3097464768427022E-3,4.4354838709677579E-7,1.1767682844041692E-6,2.7185419605038442E-2,null,7.6996812224186806E-3,1.2469600102951771E-2,8.6996569716980693E-6,3.755292590553069E-3,4.625883768073835E-5,4.8130573849252924E-7,2.3980013716314447E-2]
[2004,1,23,17,8.373549282333137E-3,1.4144611971363075E-2,2.5325125214408243E-4,3.9811570263201352E-3,4.4354838709677579E-7,1.765152426606254E-5,2.6770664604813588E-2,null,7.8444445075303761E-3,1.2049178585009632E-2,1.3049485457547106E-4,3.4689765542127399E-3,4.625883768073835E-5,7.2195860773879382E-6,2.3546572925086346E-2]
[2004,1,23,18,1.0966189582061532E-2,1.3379906379435631E-2,2.5325125214408243E-4,3.5781567635668203E-3,4.4354838709677579E-7,1.765152426606254E-5,2.8195599049861225E-2,null,1.0273261998593084E-2,1.139775921339704E-2,1.3049485457547106E-4,3.1178227429989628E-3,4.625883768073835E-5,7.2195860773879382E-6,2.4972817233322685E-2]
[2004,1,23,19,1.0883111713594405E-2,1.2931434915229148E-2,2.5325125214408243E-4,3.5449462434643305E-3,4.4354838709677579E-7,1.765152426606254E-5,2.7630839197085123E-2,null,1.0195433624146268E-2,1.1015725915244717E-2,1.3049485457547106E-4,3.0888847948529596E-3,4.625883768073835E-5,7.2195860773879382E-6,2.4484017612577538E-2]
[2004,1,23,20,1.1283038445879377E-2,1.2089550245930968E-2,2.5325125214408243E-4,3.1238722110741184E-3,4.4354838709677579E-7,1.765152426606254E-5,2.6767807227681704E-2,null,1.0570089932088042E-2,1.0298561050708812E-2,1.3049485457547106E-4,2.7219824254431269E-3,4.625883768073835E-5,7.2195860773879382E-6,2.3774606686573576E-2]
[2004,1,23,21,1.0225165727534482E-2,1.2191446237959617E-2,2.5325125214408243E-4,3.576471618303659E-3,4.4354838709677579E-7,1.765152426606254E-5,2.6264429908594997E-2,null,9.5790616888321977E-3,1.0385361806186277E-2,1.3049485457547106E-4,3.1163543936297464E-3,4.625883768073835E-5,7.2195860773879382E-6,2.3264751166981814E-2]
[2004,1,23,22,9.7904206324777969E-3,1.1430447164177248E-2,2.5325125214408243E-4,3.4826259626730845E-3,4.4354838709677579E-7,1.765152426606254E-5,2.4974840084125368E-2,null,9.1717871081130695E-3,9.7370998558694421E-3,1.3049485457547106E-4,3.0345820905166242E-3,4.625883768073835E-5,7.2195860773879382E-6,2.2127442332832731E-2]
[2004,1,23,23,9.1196858665636132E-3,1.1019451156829511E-2,2.5325125214408243E-4,3.6955203975352876E-3,4.4354838709677579E-7,1.765152426606254E-5,2.4106003745725649E-2,null,8.5434344856968845E-3,9.3869902664169436E-3,1.3049485457547106E-4,3.2200874092410121E-3,4.625883768073835E-5,7.2195860773879382E-6,2.1334485439688439E-2]
[2004,1,23,24,7.8245529441800851E-3,1.0013586850937901E-2,2.5325125214408243E-4,3.3664882682918288E-3,4.4354838709677579E-7,1.765152426606254E-5,2.1475974388207059E-2,null,7.3301379495496182E-3,8.530138294902111E-3,1.3049485457547106E-4,2.9333856453110227E-3,4.625883768073835E-5,7.2195860773879382E-6,1.8977635168096349E-2]
[2004,1,24,1,5.8237200336553902E-3,6.9308661051341869E-3,2.5325125214408243E-4,1.7392988346284252E-3,4.4354838709677579E-7,1.765152426606254E-5,1.4765231298215246E-2,null,5.4557329384551812E-3,5.9041028215286017E-3,1.3049485457547106E-4,1.5155360208618841E-3,4.625883768073835E-5,7.2195860773879382E-6,1.3059345059179264E-2]
[2004,1,24,2,5.3353082652824223E-3,6.7361029274425775E-3,2.5325125214408243E-4,1.755104089854398E-3,4.4354838709677579E-7,1.765152426606254E-5,1.4097861607376642E-2,null,4.9981827545791512E-3,5.7381925572851334E-3,1.3049485457547106E-4,1.5293079116588985E-3,4.625883768073835E-5,7.2195860773879382E-6,1.2449656501856778E-2]
[2004,1,24,3,5.4880382150708455E-3,6.2383478118576514E-3,2.5325125214408243E-4,1.3861562364313731E-3,4.4354838709677579E-7,1.765152426606254E-5,1.3383888588157113E-2,null,5.1412620600632605E-3,5.3141766640653412E-3,1.3049485457547106E-4,1.2078256277926419E-3,4.625883768073835E-5,7.2195860773879382E-6,1.184723763025484E-2]
[2004,1,24,4,5.3038170517048597E-3,5.7930829516340213E-3,2.5325125214408243E-4,1.0249269168986857E-3,4.4354838709677579E-7,1.765152426606254E-5,1.2393173245034811E-2,null,4.9686813963074356E-3,4.9348749321178045E-3,1.3049485457547106E-4,8.9306887947332805E-4,4.625883768073835E-5,7.2195860773879382E-6,1.0980598486232163E-2]
[2004,1,24,5,5.5695057305785948E-3,5.7308695197013293E-3,2.5325125214408243E-4,9.3173585666096509E-4,4.4354838709677579E-7,1.765152426606254E-5,1.2503457431738132E-2,null,5.2175818359455426E-3,4.8818780204131201E-3,1.3049485457547106E-4,8.1186695729602279E-4,4.625883768073835E-5,7.2195860773879382E-6,1.1095300091988282E-2]
[2004,1,24,6,5.5324766263148781E-3,6.062709432819161E-3,2.5325125214408243E-4,1.0734512314420667E-3,4.4354838709677579E-7,1.765152426606254E-5,1.2939983615373348E-2,null,5.1828925132024212E-3,5.1645579824287574E-3,1.3049485457547106E-4,9.3535048463167154E-4,4.625883768073835E-5,7.2195860773879382E-6,1.1466774258596447E-2]
[2004,1,24,7,6.5720628922082899E-3,6.1706649607602988E-3,1.3506733447684395E-4,7.5064899930017486E-4,4.4354838709677579E-7,9.4141462752333538E-6,1.3638301881407938E-2,null,6.1567897816877572E-3,5.2565205925049676E-3,6.9597255773584554E-5,6.5407713431049402E-4,4.625883768073835E-5,3.8504459079402339E-6,1.2187094047865481E-2]
[2004,1,24,8,7.0901589228788819E-3,6.9595259681034605E-3,0,9.9386945149662425E-4,4.4354838709677579E-7,0,1.5043997890866065E-2,null,6.6421485495333091E-3,5.9285169099346901E-3,0,8.66006993041632E-4,4.625883768073835E-5,0,1.348293129019037E-2]
[2004,1,24,9,7.5118082242748557E-3,7.5403441670747577E-3,0,1.0862927904665592E-3,4.4354838709677579E-7,0,1.6138888730203266E-2,null,7.0371548288201803E-3,6.4232906244061526E-3,0,9.4653996218329662E-4,4.625883768073835E-5,0,1.4453244253090367E-2]
[2004,1,24,10,8.3944503640301545E-3,8.1536519087879126E-3,0,1.4412552461655263E-3,4.4354838709677579E-7,0,1.7989801067370692E-2,null,7.8640248993082727E-3,6.9457407646031496E-3,0,1.2558360859746417E-3,4.625883768073835E-5,0,1.6111860587566799E-2]
[2004,1,24,11,9.0444697680159714E-3,7.9435180754123778E-3,0,1.2662880509897031E-3,4.4354838709677579E-7,0,1.8254719442805149E-2,null,8.4729711145222781E-3,6.7667369085609623E-3,0,1.1033786235312879E-3,4.625883768073835E-5,0,1.6389345484295267E-2]
[2004,1,24,12,8.2219403966102556E-3,8.539501980732311E-3,0,1.8836141552674649E-3,4.4354838709677579E-7,0,1.8645500080997128E-2,null,7.7024154287249433E-3,7.2744296274231063E-3,0,1.6412850080032584E-3,4.625883768073835E-5,0,1.6664388901832045E-2]
[2004,1,24,13,7.5711643545042324E-3,7.819974431981954E-3,0,1.6261820644862667E-3,4.4354838709677579E-7,0,1.701776439935955E-2,null,7.0927603855640174E-3,6.6614954621536859E-3,0,1.4169718544858286E-3,4.625883768073835E-5,0,1.521748653988427E-2]
[2004,1,24,14,6.5270713407796837E-3,8.1776669532715174E-3,0,2.0243389307494307E-3,4.4354838709677579E-7,0,1.6729520773187727E-2,null,6.1146411399840492E-3,6.9661981345398956E-3,0,1.7639053777893298E-3,4.625883768073835E-5,0,1.4891003489994014E-2]
[2004,1,24,15,6.1426676273763393E-3,7.9659930516459559E-3,0,1.8205851551145542E-3,4.4354838709677579E-7,0,1.5929689382523943E-2,null,5.7545269880743891E-3,6.7858823614641945E-3,0,1.5863647618737011E-3,4.625883768073835E-5,0,1.4173032949093023E-2]
[2004,1,24,16,6.6443609112177013E-3,7.6078509324288227E-3,1.2662562607204119E-5,1.6605408752878058E-3,4.4354838709677579E-7,8.8257621330312687E-7,1.5926741406141934E-2,null,6.2245194598685829E-3,6.4807966961947785E-3,6.5247427287735515E-6,1.4469103643997019E-3,4.625883768073835E-5,3.609793038693969E-7,1.4205371080176445E-2]
[2004,1,24,17,7.2072621412167769E-3,7.4741697216013795E-3,2.5325125214408243E-4,1.5785544681709018E-3,4.4354838709677579E-7,1.765152426606254E-5,1.6531332655786296E-2,null,6.7518522924661832E-3,6.3669194978678628E-3,1.3049485457547106E-4,1.3754716037147042E-3,4.625883768073835E-5,7.2195860773879382E-6,1.4678216672382347E-2]
[2004,1,24,18,8.1918220469643886E-3,7.5255123674037496E-3,2.5325125214408243E-4,1.7859712895122698E-3,4.4354838709677579E-7,1.765152426606254E-5,1.7774652028677645E-2,null,7.6742001863600515E-3,6.4106560605641126E-3,1.3049485457547106E-4,1.5562040102552242E-3,4.625883768073835E-5,7.2195860773879382E-6,1.5825033535512987E-2]
[2004,1,24,19,8.0205218517547805E-3,7.1118319671113128E-3,2.5325125214408243E-4,1.5587000781066244E-3,4.4354838709677579E-7,1.765152426606254E-5,1.6962400221769959E-2,null,7.5137240453422875E-3,6.0582597537348131E-3,1.3049485457547106E-4,1.3581715039759016E-3,4.625883768073835E-5,7.2195860773879382E-6,1.5114128581386598E-2]
[2004,1,24,20,8.2057776132714519E-3,6.5924961283545854E-3,2.5325125214408243E-4,1.3216235645798419E-3,4.4354838709677579E-7,1.765152426606254E-5,1.6391243631003118E-2,null,7.6872739334385917E-3,5.6158601828279172E-3,1.3049485457547106E-4,1.1515951590737061E-3,4.625883768073835E-5,7.2195860773879382E-6,1.463870255367381E-2]
[2004,1,24,21,7.5141297691335325E-3,6.9271372409461232E-3,2.5325125214408243E-4,1.7393035229885242E-3,4.4354838709677579E-7,1.765152426606254E-5,1.6451916857865422E-2,null,7.0393296807499421E-3,5.9009263646125553E-3,1.3049485457547106E-4,1.5155401060590148E-3,4.625883768073835E-5,7.2195860773879382E-6,1.4639769429755109E-2]
[2004,1,24,22,8.5795591541118921E-3,7.6766149861033466E-3,2.5325125214408243E-4,2.577083502423656E-3,4.4354838709677579E-7,1.765152426606254E-5,1.9104603967436136E-2,null,8.0374371027470137E-3,6.5393737971170939E-3,1.3049485457547106E-4,2.2455387187828137E-3,4.625883768073835E-5,7.2195860773879382E-6,1.7006322896980518E-2]
[2004,1,24,23,9.0657337921046799E-3,7.5290505765415487E-3,2.5325125214408243E-4,2.6962621286357193E-3,4.4354838709677579E-7,1.765152426606254E-5,1.9562392822079187E-2,null,8.4928915152205318E-3,6.4136701067506584E-3,1.3049485457547106E-4,2.3493848764097767E-3,4.625883768073835E-5,7.2195860773879382E-6,1.7439919776714562E-2]
[2004,1,24,24,7.0206062355560196E-3,8.0270544472253059E-3,2.5325125214408243E-4,3.3135282290904511E-3,4.4354838709677579E-7,1.765152426606254E-5,1.8632535236669016E-2,null,6.5769907320227658E-3,6.8378979035996082E-3,1.3049485457547106E-4,2.8872389766201926E-3,4.625883768073835E-5,7.2195860773879382E-6,1.6486100890576161E-2]
[2004,1,25,1,7.8925355806751824E-3,1.0546390162766411E-2,2.5325125214408243E-4,5.0189305165288236E-3,4.4354838709677579E-7,1.765152426606254E-5,2.3729202584767659E-2,null,7.3938249240308633E-3,8.9840102192718825E-3,1.3049485457547106E-4,4.373239280429553E-3,4.625883768073835E-5,7.2195860773879382E-6,2.0935047702065893E-2]
[2004,1,25,2,8.0591511638893488E-3,1.0330494798029069E-2,2.5325125214408243E-4,4.9179632151007098E-3,4.4354838709677579E-7,1.765152426606254E-5,{"$f":"SUM(E580:J580)","v":2.3578955501816365E-2},null,{"$f":"E580*V$5","v":7.5499124626055647E-3},{"$f":"F580*W$5","v":8.8000983657220873E-3},{"$f":"G580*X$5","v":1.3049485457547106E-4},{"$f":"H580*AB$5","v":4.285261539516378E-3},{"$f":"I580*Z$5","v":4.625883768073835E-5},{"$f":"J580*AA$5","v":7.2195860773879382E-6},{"$f":"SUM(M580:R580)","v":2.0819245646177625E-2}]
[2004,1,25,3,7.7471087443606113E-3,1.0265335192059424E-2,2.5325125214408243E-4,4.9062534202237527E-3,4.4354838709677579E-7,1.765152426606254E-5,2.3190043681441029E-2,null,7.2575872655528447E-3,8.7445917367352573E-3,1.3049485457547106E-4,4.2750582233411424E-3,4.625883768073835E-5,7.2195860773879382E-6,2.0461210503962841E-2]
[2004,1,25,4,8.0703385121093617E-3,1.0017126878014884E-2,2.5325125214408243E-4,4.641322630111305E-3,4.4354838709677579E-7,1.765152426606254E-5,2.3000134345032792E-2,null,7.5603929087508411E-3,8.5331538897118302E-3,1.3049485457547106E-4,4.0442110868646837E-3,4.625883768073835E-5,7.2195860773879382E-6,2.0321731163660952E-2]
[2004,1,25,5,8.0884210718937428E-3,9.8273971999907356E-3,2.5325125214408243E-4,4.441567427385276E-3,4.4354838709677579E-7,1.765152426606254E-5,2.2628732024066997E-2,null,7.5773328743496526E-3,8.3715314444996382E-3,1.3049485457547106E-4,3.8701546228122946E-3,4.625883768073835E-5,7.2195860773879382E-6,2.0002992219995182E-2]
[2004,1,25,6,8.3693196993321686E-3,1.0037842218539168E-2,2.5325125214408243E-4,4.5354237547538803E-3,4.4354838709677579E-7,1.765152426606254E-5,2.3213931997422457E-2,null,7.8404821818758175E-3,8.5508003856306792E-3,1.3049485457547106E-4,3.9519362247319627E-3,4.625883768073835E-5,7.2195860773879382E-6,2.0527192070572055E-2]
[2004,1,25,7,8.7651087842935578E-3,1.0716197195956097E-2,1.3084648027444259E-4,4.8990590329642042E-3,4.4354838709677579E-7,9.119954204132311E-6,2.452077499607953E-2,null,8.2112622906424029E-3,9.1286614314815603E-3,6.7422341530660042E-5,4.2687894023525951E-3,4.625883768073835E-5,3.7301194733171011E-6,2.1726124423161273E-2]
[2004,1,25,8,9.5785678703255196E-3,1.0806544554170407E-2,0,4.6651064090358334E-3,4.4354838709677579E-7,0,2.5050662381918859E-2,null,8.9733208209465468E-3,9.205624409045883E-3,0,4.0649350550262782E-3,4.625883768073835E-5,0,2.2290139122699445E-2]
[2004,1,25,9,1.023351081732235E-2,1.0756939437768833E-2,0,4.4612238087784395E-3,4.4354838709677579E-7,0,2.5452117612256721E-2,null,9.5868794721334083E-3,9.1633679719330917E-3,0,3.8872821879253378E-3,4.625883768073835E-5,0,2.2683788469672575E-2]
[2004,1,25,10,1.0636384700696278E-2,1.1335698045422681E-2,0,4.8000559791311348E-3,4.4354838709677579E-7,0,2.6772582273637189E-2,null,9.9642967076571578E-3,9.6563872103081899E-3,0,4.1825232063015874E-3,4.625883768073835E-5,0,2.3849465961947675E-2]
[2004,1,25,11,1.0365841185101475E-2,1.1749000404877781E-2,0,5.0548212182167348E-3,4.4354838709677579E-7,0,2.7170106356583085E-2,null,9.7108481969481741E-3,1.0008461480621343E-2,0,4.4045126016892993E-3,4.625883768073835E-5,0,2.4170081116939555E-2]
[2004,1,25,12,1.028311098967321E-2,1.2019609135592703E-2,0,5.2330620424206695E-3,4.4354838709677579E-7,0,2.7536225716073677E-2,null,9.6333455269031788E-3,1.0238981266505061E-2,0,4.5598225369868082E-3,4.625883768073835E-5,0,2.4478408168075783E-2]
[2004,1,25,13,9.9116855859621537E-3,1.1904367338746511E-2,0,5.2236410581622122E-3,4.4354838709677579E-7,0,2.7040137531257974E-2,null,9.2853896159914538E-3,1.0140811801448794E-2,0,4.5516135732875289E-3,4.625883768073835E-5,0,2.4024073828408512E-2]
[2004,1,25,14,9.8485362343137227E-3,1.1702243239989051E-2,0,5.0335092051563479E-3,4.4354838709677579E-7,0,2.6584732227846217E-2,null,9.2262305225186553E-3,9.9686310893024668E-3,0,4.3859424038446056E-3,4.625883768073835E-5,0,2.3627062853346467E-2]
[2004,1,25,15,9.3972000385537553E-3,1.1671555778045154E-2,0,5.0715694479555066E-3,4.4354838709677579E-7,0,2.6140768812941511E-2,null,8.8034131935099402E-3,9.9424897776827989E-3,0,4.419106152233592E-3,4.625883768073835E-5,0,2.321126796110707E-2]
[2004,1,25,16,9.6876534732342617E-3,1.1554669954021754E-2,8.4417084048027471E-6,5.0738571053832535E-3,4.4354838709677579E-7,5.8838414220208461E-7,2.6325654173573371E-2,null,9.0755135626067098E-3,9.8429198375129777E-3,4.3498284858490346E-6,4.4210994998781228E-3,4.625883768073835E-5,2.4065286924626462E-7,2.3390382219033643E-2]
[2004,1,25,17,1.0651148313172702E-2,1.1937219108297122E-2,2.5325125214408243E-4,5.4271760960036023E-3,4.4354838709677579E-7,1.765152426606254E-5,2.8286889842270665E-2,null,9.9781274423787342E-3,1.0168796792408624E-2,1.3049485457547106E-4,4.7289635922806777E-3,4.625883768073835E-5,7.2195860773879382E-6,2.5059861105401635E-2]
[2004,1,25,18,1.1823703719614257E-2,1.2025329159343016E-2,2.5325125214408243E-4,5.6440338627908072E-3,4.4354838709677579E-7,1.765152426606254E-5,2.9764413066545321E-2,null,1.1076591845907344E-2,1.0243853905487137E-2,1.3049485457547106E-4,4.9179223556779332E-3,4.625883768073835E-5,7.2195860773879382E-6,2.6422341385406011E-2]
[2004,1,25,19,1.1108742965293149E-2,1.1107392173740537E-2,2.5325125214408243E-4,4.9789852191932929E-3,4.4354838709677579E-7,1.765152426606254E-5,2.7466466683024219E-2,null,1.0406807770692432E-2,9.4619033866816474E-3,1.3049485457547106E-4,4.3384329919581594E-3,4.625883768073835E-5,7.2195860773879382E-6,2.4391117427665834E-2]
[2004,1,25,20,1.113580288053922E-2,1.046842892812554E-2,2.5325125214408243E-4,4.6000821518260423E-3,4.4354838709677579E-7,1.765152426606254E-5,2.6475660285288045E-2,null,1.0432157833893726E-2,8.9175984406527509E-3,1.3049485457547106E-4,4.0082762439759747E-3,4.625883768073835E-5,7.2195860773879382E-6,2.3542005796856048E-2]
[2004,1,25,21,1.0509329568823981E-2,1.0228193704797696E-2,2.5325125214408243E-4,4.415412300335402E-3,4.4354838709677579E-7,1.765152426606254E-5,2.5424281898754317E-2,null,9.8452698890687702E-3,8.7129525221823611E-3,1.3049485457547106E-4,3.84736438321395E-3,4.625883768073835E-5,7.2195860773879382E-6,2.2589560072798675E-2]
[2004,1,25,22,1.0579920915443956E-2,1.0793421836955813E-2,2.5325125214408243E-4,4.8961136462526101E-3,4.4354838709677579E-7,1.765152426606254E-5,2.6540802723449622E-2,null,9.9114007354519831E-3,9.1944457380749613E-3,1.3049485457547106E-4,4.266222943059967E-3,4.625883768073835E-5,7.2195860773879382E-6,2.3556042694920506E-2]
[2004,1,25,23,8.2999237636579466E-3,1.0018810212499988E-2,2.5325125214408243E-4,4.1685762393290542E-3,4.4354838709677579E-7,1.765152426606254E-5,2.2758656540284229E-2,null,7.7754712112479713E-3,8.5345878490081604E-3,1.3049485457547106E-4,3.6322840679427104E-3,4.625883768073835E-5,7.2195860773879382E-6,2.0126316406532438E-2]
[2004,1,25,24,7.2837679179481073E-3,1.0018305333189788E-2,2.5325125214408243E-4,3.8667104160838568E-3,4.4354838709677579E-7,1.765152426606254E-5,2.1440129992018993E-2,null,6.8235238501102814E-3,8.5341577643239849E-3,1.3049485457547106E-4,3.3692536332141326E-3,4.625883768073835E-5,7.2195860773879382E-6,1.8910908525981995E-2]
[2004,1,26,1,7.7800508667997589E-3,9.9659203292431688E-3,2.5325125214408243E-4,3.637120123066525E-3,4.4354838709677579E-7,1.765152426606254E-5,2.1654437643906694E-2,null,7.2884478531867383E-3,8.4895332621455471E-3,1.3049485457547106E-4,3.1692003978640751E-3,4.625883768073835E-5,7.2195860773879382E-6,1.9131154791529957E-2]
[2004,1,26,2,7.5809889401396505E-3,9.7887680257621578E-3,2.5325125214408243E-4,3.4539237941835525E-3,4.4354838709677579E-7,1.765152426606254E-5,2.1095027084882603E-2,null,7.1019641788693392E-3,8.338624934245845E-3,1.3049485457547106E-4,3.0095724893160198E-3,4.625883768073835E-5,7.2195860773879382E-6,1.8634134880764801E-2]
[2004,1,26,3,7.7057510471258374E-3,9.8922448019406056E-3,2.5325125214408243E-4,3.4898174430684297E-3,4.4354838709677579E-7,1.765152426606254E-5,2.1359159616932112E-2,null,7.2188428633909183E-3,8.4267722908576391E-3,1.3049485457547106E-4,3.0408483786124223E-3,4.625883768073835E-5,7.2195860773879382E-6,1.8870436811194574E-2]
[2004,1,26,4,7.878121084909458E-3,9.844097133855376E-3,2.5325125214408243E-4,3.384292186808158E-3,4.4354838709677579E-7,1.765152426606254E-5,2.137785673037023E-2,null,7.3803212461607363E-3,8.3857573904570302E-3,1.3049485457547106E-4,2.9488990690463702E-3,4.625883768073835E-5,7.2195860773879382E-6,1.8898950983997735E-2]
[2004,1,26,5,8.2118244388554515E-3,9.9275441459068213E-3,2.5325125214408243E-4,3.3276082638831203E-3,4.4354838709677579E-7,1.765152426606254E-5,2.1738323173442632E-2,null,7.6929386744153342E-3,8.4568422638087327E-3,1.3049485457547106E-4,2.8995075985949995E-3,4.625883768073835E-5,7.2195860773879382E-6,1.9233261815152662E-2]
[2004,1,26,6,8.6292784576492785E-3,1.0504857288332843E-2,2.5325125214408243E-4,3.3693864222347305E-3,4.4354838709677579E-7,1.765152426606254E-5,2.2774868493014092E-2,null,8.0840147610853914E-3,8.9486301733425911E-3,1.3049485457547106E-4,2.9359109483854703E-3,4.625883768073835E-5,7.2195860773879382E-6,2.0152529161147049E-2]
[2004,1,26,7,9.6854962347689682E-3,1.1597427285355203E-2,1.2662562607204122E-4,3.3434847121432639E-3,4.4354838709677579E-7,8.8257621330312699E-6,2.4762303168859603E-2,null,9.0734926349379363E-3,9.8793429449194024E-3,6.5247427287735529E-5,2.9133415233597096E-3,4.625883768073835E-5,3.6097930386939691E-6,2.1981293161224214E-2]
[2004,1,26,8,8.9719095419758029E-3,1.3714565488143175E-2,0,3.7413783489906355E-3,4.4354838709677579E-7,0,2.6428296927496708E-2,null,8.4049957975528208E-3,1.1682840725288721E-2,0,3.2600456820172734E-3,4.625883768073835E-5,0,2.3394141042539552E-2]
[2004,1,26,9,8.6399794693515549E-3,1.4765363950361616E-2,0,3.8668984473144261E-3,4.4354838709677579E-7,0,2.727268541541469E-2,null,8.0940396011672487E-3,1.2577970146566395E-2,0,3.3694174740086535E-3,4.625883768073835E-5,0,2.4087686059423036E-2]
[2004,1,26,10,8.4002898457416156E-3,1.5531355040383332E-2,0,4.1960555396464263E-3,4.4354838709677579E-7,0,2.8128143974158467E-2,null,7.8694953979813916E-3,1.3230484577989744E-2,0,3.656228124380807E-3,4.625883768073835E-5,0,2.4802466938032681E-2]
[2004,1,26,11,8.3122607905337098E-3,1.5911129904885364E-2,0,4.4165095123459355E-3,4.4354838709677579E-7,0,2.8640343756152105E-2,null,7.7870286905738556E-3,1.355399823631754E-2,0,3.8483204376258654E-3,4.625883768073835E-5,0,2.5235606202197999E-2]
[2004,1,26,12,8.0815887157893573E-3,1.5659646486048701E-2,0,4.2640772443753592E-3,4.4354838709677579E-7,0,2.8005755994600513E-2,null,7.5709322386682439E-3,1.333977047023484E-2,0,3.7154987578479721E-3,4.625883768073835E-5,0,2.4672460304431796E-2]
[2004,1,26,13,7.6100007752356296E-3,1.54917916314275E-2,0,4.0871846971381031E-3,4.4354838709677579E-7,0,2.718942065218833E-2,null,7.1291428247217247E-3,1.3196782233881207E-2,0,3.5613636421205205E-3,4.625883768073835E-5,0,2.3933547538404189E-2]
[2004,1,26,14,7.557645047343171E-3,1.5327108462232059E-2,0,3.903351707851934E-3,4.4354838709677579E-7,0,2.6788548765814258E-2,null,7.0800953314478429E-3,1.3056495818135155E-2,0,3.4011809802690705E-3,4.625883768073835E-5,0,2.3584030967532806E-2]
[2004,1,26,15,7.6557767239844466E-3,1.5525536828759727E-2,0,4.1965846046882341E-3,4.4354838709677579E-7,0,2.7378341705819501E-2,null,7.1720262995341637E-3,1.3225528297036958E-2,0,3.6566891245909347E-3,4.625883768073835E-5,0,2.4100502558842794E-2]
[2004,1,26,16,7.5389902656502385E-3,1.5174633509021235E-2,0,4.1799955043226441E-3,4.4354838709677579E-7,0,2.6894062827381215E-2,null,7.0626193012895151E-3,1.2926609049611723E-2,0,3.6422342312412729E-3,4.625883768073835E-5,0,2.3677721419823248E-2]
[2004,1,26,17,8.7840041772341455E-3,1.4958394588298739E-2,2.5325125214408243E-4,4.2871244819206204E-3,4.4354838709677579E-7,1.765152426606254E-5,2.8300869572250746E-2,null,8.2289637283927183E-3,1.2742404535688673E-2,1.3049485457547106E-4,3.7355809415335985E-3,4.625883768073835E-5,7.2195860773879382E-6,2.4890922483948589E-2]
[2004,1,26,18,1.0930372188961257E-2,1.4277982167725564E-2,2.5325125214408243E-4,4.0150935342861873E-3,4.4354838709677579E-7,1.765152426606254E-5,2.9494794215770247E-2,null,1.0239707821850814E-2,1.2162790843666352E-2,1.3049485457547106E-4,3.4985470910410509E-3,4.625883768073835E-5,7.2195860773879382E-6,2.6085019034891813E-2]
[2004,1,26,19,1.1935101369163462E-2,1.3444728397743589E-2,2.5325125214408243E-4,3.5647676849845837E-3,4.4354838709677579E-7,1.765152426606254E-5,2.9215943776688874E-2,null,1.1180950541449E-2,1.1452978266165308E-2,1.3049485457547106E-4,3.106156184916168E-3,4.625883768073835E-5,7.2195860773879382E-6,2.5924058270864071E-2]
[2004,1,26,20,1.0825705637969318E-2,1.3518211780331878E-2,2.5325125214408243E-4,3.891006172792975E-3,4.4354838709677579E-7,1.765152426606254E-5,2.8506269915891412E-2,null,1.0141654902668365E-2,1.1515575557743858E-2,1.3049485457547106E-4,3.3904237126241104E-3,4.625883768073835E-5,7.2195860773879382E-6,2.5231627451369927E-2]
[2004,1,26,21,1.0374176934194238E-2,1.3216146556871391E-2,2.5325125214408243E-4,3.886313850084297E-3,4.4354838709677579E-7,1.765152426606254E-5,2.7747983665947166E-2,null,9.7186572297707115E-3,1.1258259356411154E-2,1.3049485457547106E-4,3.386335062677979E-3,4.625883768073835E-5,7.2195860773879382E-6,2.454722492719344E-2]
[2004,1,26,22,9.7244939235060536E-3,1.2435321373027148E-2,2.5325125214408243E-4,3.6295228628344372E-3,4.4354838709677579E-7,1.765152426606254E-5,2.6060684484164875E-2,null,9.1100261519574694E-3,1.0593108406858056E-2,1.3049485457547106E-4,3.1625805339784937E-3,4.625883768073835E-5,7.2195860773879382E-6,2.3049688371127617E-2]
[2004,1,26,23,9.2068316586552852E-3,1.2361644113041049E-2,2.5325125214408243E-4,3.998481966017522E-3,4.4354838709677579E-7,1.765152426606254E-5,2.5838304062511096E-2,null,8.625073741295489E-3,1.0530345959572545E-2,1.3049485457547106E-4,3.4840726203101218E-3,4.625883768073835E-5,7.2195860773879382E-6,2.282346559951175E-2]
[2004,1,26,24,7.7450632089181059E-3,1.158741757012707E-2,2.5325125214408243E-4,3.5554538572446013E-3,4.4354838709677579E-7,1.765152426606254E-5,2.3159280961087016E-2,null,7.2556709826570396E-3,9.8708161046912601E-3,1.3049485457547106E-4,3.0980405919248913E-3,4.625883768073835E-5,7.2195860773879382E-6,2.0408500957606785E-2]
[2004,1,27,1,7.2843026492570686E-3,1.0872602941466874E-2,2.5325125214408243E-4,3.5056892538240176E-3,4.4354838709677579E-7,1.765152426606254E-5,2.19339411693452E-2,null,6.824024793012526E-3,9.2618966706805132E-3,1.3049485457547106E-4,3.0546782624929201E-3,4.625883768073835E-5,7.2195860773879382E-6,1.9324573004519556E-2]
[2004,1,27,2,7.2211313855489803E-3,1.0556127682308722E-2,2.5325125214408243E-4,3.281880083076089E-3,4.4354838709677579E-7,1.765152426606254E-5,2.1330485475731031E-2,null,6.7648451720512953E-3,8.9923051878562366E-3,1.3049485457547106E-4,2.8596624013225327E-3,4.625883768073835E-5,7.2195860773879382E-6,1.8800786039563661E-2]
[2004,1,27,3,7.1234721889709175E-3,1.0323720604983851E-2,2.5325125214408243E-4,3.2047762841953364E-3,4.4354838709677579E-7,1.765152426606254E-5,2.0923315402947347E-2,null,6.6733568291304588E-3,8.7943277258532519E-3,1.3049485457547106E-4,2.7924780956571785E-3,4.625883768073835E-5,7.2195860773879382E-6,1.8444135928974485E-2]
[2004,1,27,4,7.3871154242177994E-3,9.9834432324876245E-3,2.5325125214408243E-4,3.0363132428188819E-3,4.4354838709677579E-7,1.765152426606254E-5,2.0678218224321546E-2,null,6.9203410718867986E-3,8.5044602598566017E-3,1.3049485457547106E-4,2.6456880200779543E-3,4.625883768073835E-5,7.2195860773879382E-6,1.8254462630154952E-2]
[2004,1,27,5,7.851430958850077E-3,1.0357187791290325E-2,2.5325125214408243E-4,3.1542644159949359E-3,4.4354838709677579E-7,1.765152426606254E-5,2.1634229490932581E-2,null,7.3553176060420188E-3,8.822836963530532E-3,1.3049485457547106E-4,2.748464637926616E-3,4.625883768073835E-5,7.2195860773879382E-6,1.9110592485832762E-2]
[2004,1,27,6,7.9551433605338541E-3,1.0601025153695764E-2,2.5325125214408243E-4,2.9501436533362676E-3,4.4354838709677579E-7,1.765152426606254E-5,2.1777658492363128E-2,null,7.4524766663544226E-3,9.0305513873174224E-3,1.3049485457547106E-4,2.5706042482937443E-3,4.625883768073835E-5,7.2195860773879382E-6,1.9237605580299185E-2]
[2004,1,27,7,9.0355204161289334E-3,1.1924792671342268E-2,1.2662562607204122E-4,3.2437640624508051E-3,4.4354838709677579E-7,8.8257621330312699E-6,2.4339972086514172E-2,null,8.4645872510147983E-3,1.0158211252250467E-2,6.5247427287735529E-5,2.8264500509894899E-3,4.625883768073835E-5,3.6097930386939691E-6,2.1564364612261921E-2]
[2004,1,27,8,8.9129410325246555E-3,1.4083728112878554E-2,0,3.7540722470355259E-3,4.4354838709677579E-7,0,2.6751184940825828E-2,null,8.3497533687470014E-3,1.1997314278989101E-2,0,3.2711064953457026E-3,4.625883768073835E-5,0,2.3664432980762543E-2]
[2004,1,27,9,8.5949154838658344E-3,1.5178845943925212E-2,0,4.0092210005225918E-3,4.4354838709677579E-7,0,2.7783425976700735E-2,null,8.0518231023431822E-3,1.2930197439348996E-2,0,3.493430065562012E-3,4.625883768073835E-5,0,2.4521709444934928E-2]
[2004,1,27,10,8.4280653315181621E-3,1.5968829462442616E-2,0,4.358924661974249E-3,4.4354838709677579E-7,0,2.8756263004322123E-2,null,7.8955158165037384E-3,1.3603149975134477E-2,0,3.7981439450895057E-3,4.625883768073835E-5,0,2.5343068574408458E-2]
[2004,1,27,11,7.907783085862841E-3,1.5848032249764183E-2,0,4.2011813288245804E-3,4.4354838709677579E-7,0,2.7957440212838702E-2,null,7.4081089754277091E-3,1.3500248093408728E-2,0,3.66069447483202E-3,4.625883768073835E-5,0,2.4615310381349197E-2]
[2004,1,27,12,7.3836503203957762E-3,1.5226769995455212E-2,0,3.7929336227034362E-3,4.4354838709677579E-7,0,2.6403797486941522E-2,null,6.9170949197799444E-3,1.2971021850550326E-2,0,3.3049683099300527E-3,4.625883768073835E-5,0,2.3239343917941059E-2]
[2004,1,27,13,7.2728466718299037E-3,1.5411015667891425E-2,0,3.9450328230907113E-3,4.4354838709677579E-7,0,2.6629338711199133E-2,null,6.8132926917043608E-3,1.3127972710368446E-2,0,3.4374997716558062E-3,4.625883768073835E-5,0,2.3425024011409348E-2]
[2004,1,27,14,6.8585058048973649E-3,1.5144099451487017E-2,0,3.7396870488625579E-3,4.4354838709677579E-7,0,2.5742735853634034E-2,null,6.4251330441924158E-3,1.2900598416524042E-2,0,3.2585719696136555E-3,4.625883768073835E-5,0,2.263056226801085E-2]
[2004,1,27,15,6.9551486629749202E-3,1.4618350576349443E-2,0,3.4301819028770796E-3,4.4354838709677579E-7,0,2.5004124690588537E-2,null,6.5156692686388412E-3,1.2452735859373235E-2,0,2.9888850198818017E-3,4.625883768073835E-5,0,2.2003548985574616E-2]
[2004,1,27,16,7.7404335551009527E-3,1.4570793597394466E-2,0,3.6657881532675585E-3,4.4354838709677579E-7,0,2.5977458854150072E-2,null,7.2513338657149611E-3,1.2412224141303331E-2,0,3.1941802527066182E-3,4.625883768073835E-5,0,2.2903997097405648E-2]
[2004,1,27,17,8.9774438088637207E-3,1.4597469497807849E-2,2.4903039794168104E-4,4.0045837974285381E-3,4.4354838709677579E-7,1.7357332194961494E-5,2.7846328382623846E-2,null,8.4101803672052295E-3,1.2434948178459495E-2,1.2831994033254653E-4,3.4893894440281097E-3,4.625883768073835E-5,7.0992596427648046E-6,2.4516196027348884E-2]
[2004,1,27,18,1.018970062430052E-2,1.418031271659102E-2,2.5325125214408243E-4,3.9765933607079596E-3,4.4354838709677579E-7,1.765152426606254E-5,{"$f":"SUM(E644:J644)","v":2.861795302639674E-2},null,{"$f":"E644*V$5","v":9.5458375415927929E-3},{"$f":"F644*W$5","v":1.2079590494204479E-2},{"$f":"G644*X$5","v":1.3049485457547106E-4},{"$f":"H644*AB$5","v":3.465000009478322E-3},{"$f":"I644*Z$5","v":4.625883768073835E-5},{"$f":"J644*AA$5","v":7.2195860773879382E-6},{"$f":"SUM(M644:R644)","v":2.5274401323609186E-2}]
[2004,1,27,19,1.0945101710589078E-2,1.3254279133073399E-2,2.5325125214408243E-4,3.4636334772721999E-3,4.4354838709677579E-7,1.765152426606254E-5,2.7934360645731918E-2,null,1.0253506619843882E-2,1.1290742836445438E-2,1.3049485457547106E-4,3.0180330104059121E-3,4.625883768073835E-5,7.2195860773879382E-6,2.4746255745028829E-2]
[2004,1,27,20,1.0812966797418999E-2,1.2963468961089793E-2,2.5325125214408243E-4,3.4646453362606384E-3,4.4354838709677579E-7,1.765152426606254E-5,2.7512427419566672E-2,null,1.0129720999323688E-2,1.1043014323025487E-2,1.3049485457547106E-4,3.0189146925610889E-3,4.625883768073835E-5,7.2195860773879382E-6,2.4375623293243859E-2]
[2004,1,27,21,1.0145247712561711E-2,1.298269960708256E-2,2.5325125214408243E-4,3.7171062574656937E-3,4.4354838709677579E-7,1.765152426606254E-5,2.7116399901907205E-2,null,9.5041935042108252E-3,1.1059396072368704E-2,1.3049485457547106E-4,3.2388962232380611E-3,4.625883768073835E-5,7.2195860773879382E-6,2.3986459078151185E-2]
[2004,1,27,22,9.2572069011831806E-3,1.2388426004631555E-2,2.5325125214408243E-4,3.556339894194703E-3,4.4354838709677579E-7,1.765152426606254E-5,2.5473319124806677E-2,null,8.6722658913909335E-3,1.055316028599392E-2,1.3049485457547106E-4,3.098812639192997E-3,4.625883768073835E-5,7.2195860773879382E-6,2.2508212094911446E-2]
[2004,1,27,23,8.7625343904110409E-3,1.1916636566517379E-2,2.5325125214408243E-4,3.6311580768151205E-3,4.4354838709677579E-7,1.765152426606254E-5,2.4581675358540781E-2,null,8.208850566620603E-3,1.0151263421953525E-2,1.3049485457547106E-4,3.1640053757826751E-3,4.625883768073835E-5,7.2195860773879382E-6,2.1708092642690403E-2]
[2004,1,27,24,7.885495163016655E-3,1.1426373152249161E-2,2.5325125214408243E-4,3.459089384250776E-3,4.4354838709677579E-7,1.765152426606254E-5,2.3042304024313832E-2,null,7.3872293737128301E-3,9.7336293826335296E-3,1.3049485457547106E-4,3.0140735202257292E-3,4.625883768073835E-5,7.2195860773879382E-6,2.0318905554905686E-2]
[2004,1,28,1,6.9742622146142623E-3,1.1460132417818517E-2,2.5325125214408243E-4,3.7437290416422807E-3,4.4354838709677579E-7,1.765152426606254E-5,2.2449469998872301E-2,null,6.5335750801557065E-3,9.7623874299074646E-3,1.3049485457547106E-4,3.2620939553309877E-3,4.625883768073835E-5,7.2195860773879382E-6,1.9742029743727754E-2]
[2004,1,28,2,7.0100188008102391E-3,1.112722811359791E-2,2.5325125214408243E-4,3.6553916531164581E-3,4.4354838709677579E-7,1.765152426606254E-5,2.2063984892321847E-2,null,6.5670722922381453E-3,9.4788007594923621E-3,1.3049485457547106E-4,3.1851212743665017E-3,4.625883768073835E-5,7.2195860773879382E-6,1.9414967604430605E-2]
[2004,1,28,3,6.9301300145381429E-3,1.0783358742847041E-2,2.5325125214408243E-4,3.6077206823741407E-3,4.4354838709677579E-7,1.765152426606254E-5,2.1592555764556563E-2,null,6.4922314894249799E-3,9.1858734267043964E-3,1.3049485457547106E-4,3.1435832293387942E-3,4.625883768073835E-5,7.2195860773879382E-6,1.9005661423801765E-2]
[2004,1,28,4,7.2933901924071088E-3,1.0733134080802287E-2,2.5325125214408243E-4,3.6032546050153345E-3,4.4354838709677579E-7,1.765152426606254E-5,2.1901125203021968E-2,null,6.8325381158039359E-3,9.1430892256549653E-3,1.3049485457547106E-4,3.1396917180156855E-3,4.625883768073835E-5,7.2195860773879382E-6,1.9299292337808183E-2]
[2004,1,28,5,7.402203490355975E-3,1.0785811716864022E-2,2.5325125214408243E-4,3.4465181334259886E-3,4.4354838709677579E-7,1.765152426606254E-5,2.1905879665443224E-2,null,6.9344757588106079E-3,9.187963008380786E-3,1.3049485457547106E-4,3.0031195754101877E-3,4.625883768073835E-5,7.2195860773879382E-6,1.9309531620935176E-2]
[2004,1,28,6,7.8144383513994997E-3,1.1291269956231944E-2,2.5325125214408243E-4,3.5546546915846788E-3,4.4354838709677579E-7,1.765152426606254E-5,2.2931709324013363E-2,null,7.3206624739647341E-3,9.6185408570866431E-3,1.3049485457547106E-4,3.097344239854658E-3,4.625883768073835E-5,7.2195860773879382E-6,2.0220520849239632E-2]
[2004,1,28,7,8.543490957369549E-3,1.2340558728314835E-2,1.2240477186963985E-4,3.6164656550858498E-3,4.4354838709677579E-7,8.5315700619302272E-6,2.4631895231088902E-2,null,8.0036479700516406E-3,1.0512384239122796E-2,6.3072513044811016E-5,3.151203151161418E-3,4.625883768073835E-5,3.4894666040708367E-6,2.1780056177665475E-2]
[2004,1,28,8,8.5110523535744109E-3,1.4502193435795105E-2,0,4.0463489899404265E-3,4.4354838709677579E-7,0,2.7060038327697038E-2,null,7.9732590849095186E-3,1.2353786652898227E-2,0,3.5257814960491878E-3,4.625883768073835E-5,0,2.3899086071537672E-2]
[2004,1,28,9,8.3191201976816724E-3,1.5632572943093847E-2,0,4.3641846444353949E-3,4.4354838709677579E-7,0,2.8316321333598009E-2,null,7.7934546680073769E-3,1.3316707698724924E-2,0,3.8027272247021038E-3,4.625883768073835E-5,0,2.495914842911514E-2]
[2004,1,28,10,7.8950257824282871E-3,1.6034365915206315E-2,0,4.4142304864029777E-3,4.4354838709677579E-7,0,2.8344065732424678E-2,null,7.396157775824785E-3,1.3658977623484012E-2,0,3.8463346110155869E-3,4.625883768073835E-5,0,2.494772884800512E-2]
[2004,1,28,11,7.4546470832755904E-3,1.5912956736325576E-2,0,4.2747088106832093E-3,4.4354838709677579E-7,0,2.7642756178671471E-2,null,6.9836055651283906E-3,1.3555554434417028E-2,0,3.7247625608109462E-3,4.625883768073835E-5,0,2.4310181398037103E-2]
[2004,1,28,12,7.3242068218494685E-3,1.5695731337290939E-2,0,4.2103293757729324E-3,4.4354838709677579E-7,0,2.7230711083300434E-2,null,6.8614075153164873E-3,1.3370509582605791E-2,0,3.6686656149229201E-3,4.625883768073835E-5,0,2.3946841550525934E-2]
[2004,1,28,13,7.2353079564372305E-3,1.5877785053105439E-2,0,4.3388724736578652E-3,4.4354838709677579E-7,0,2.7452409031587632E-2,null,6.7781259589542366E-3,1.3525593210092682E-2,0,3.7806714940733016E-3,4.625883768073835E-5,0,2.413064950080096E-2]
[2004,1,28,14,6.9358029141702183E-3,1.5704338709355978E-2,0,4.2176657835907632E-3,4.4354838709677579E-7,0,2.6858250955504058E-2,null,6.4975459319463243E-3,1.3377841827800586E-2,0,3.6750581853600933E-3,4.625883768073835E-5,0,2.3596704782787744E-2]
[2004,1,28,15,6.9231858053377679E-3,1.5140650639748905E-2,0,3.8576458645659425E-3,4.4354838709677579E-7,0,2.5921925858039711E-2,null,6.4857260683801729E-3,1.2897660524086786E-2,0,3.3613552467696363E-3,4.625883768073835E-5,0,2.2791000676917333E-2]
[2004,1,28,16,7.7003507261343617E-3,1.512499041214227E-2,0,4.1418307854618258E-3,4.4354838709677579E-7,0,2.6967615472125554E-2,null,7.2137837759105525E-3,1.2884320258585245E-2,0,3.608979447757218E-3,4.625883768073835E-5,0,2.3753342319933753E-2]
[2004,1,28,17,8.7754890328425005E-3,1.5111605685056134E-2,2.448095437392797E-4,4.4382455122478556E-3,4.4354838709677579E-7,1.7063140123860454E-5,2.8587656462396728E-2,null,8.220986635835946E-3,1.2872918392821873E-2,1.2614502608962203E-4,3.867260075912835E-3,4.625883768073835E-5,6.9789332081416734E-6,2.5140547901549154E-2]
[2004,1,28,18,9.769166498028399E-3,1.4679232118433829E-2,2.5325125214408243E-4,4.3760233757691221E-3,4.4354838709677579E-7,1.765152426606254E-5,2.9095768317028592E-2,null,9.151875972151207E-3,1.2504598192153431E-2,1.3049485457547106E-4,3.8130428895092978E-3,4.625883768073835E-5,7.2195860773879382E-6,2.5653490332147533E-2]
[2004,1,28,19,1.0667997459139657E-2,1.4021052656023414E-2,2.5325125214408243E-4,4.152384981593084E-3,4.4354838709677579E-7,1.765152426606254E-5,2.9112781421553394E-2,null,9.993911930662085E-3,1.1943923788385782E-2,1.3049485457547106E-4,3.6181758343066177E-3,4.625883768073835E-5,7.2195860773879382E-6,2.573998483168808E-2]
[2004,1,28,20,1.0469583212487E-2,1.354442563644661E-2,2.5325125214408243E-4,4.0267509850408613E-3,4.4354838709677579E-7,1.765152426606254E-5,2.8312106158771708E-2,null,9.8080350109842999E-3,1.1537905999495645E-2,1.3049485457547106E-4,3.5087047972260873E-3,4.625883768073835E-5,7.2195860773879382E-6,2.5038619086039628E-2]
[2004,1,28,21,9.7789141286557368E-3,1.3396117750275481E-2,2.5325125214408243E-4,4.1398104691650521E-3,4.4354838709677579E-7,1.765152426606254E-5,2.7586188672893509E-2,null,9.1610076730534017E-3,1.1411568973802815E-2,1.3049485457547106E-4,3.607219047496875E-3,4.625883768073835E-5,7.2195860773879382E-6,2.4363768972686689E-2]
[2004,1,28,22,8.9688123624161592E-3,1.2866003984837731E-2,2.5325125214408243E-4,3.9758065648659155E-3,4.4354838709677579E-7,1.765152426606254E-5,2.6081969236917048E-2,null,8.4020943214443873E-3,1.095998815680598E-2,1.3049485457547106E-4,3.4643144358345399E-3,4.625883768073835E-5,7.2195860773879382E-6,2.3010370192418503E-2]
[2004,1,28,23,8.4553970669340259E-3,1.2368094545066721E-2,2.5325125214408243E-4,3.9839055713998296E-3,4.4354838709677579E-7,1.765152426606254E-5,2.5078743508197818E-2,null,7.9211205242011792E-3,1.0535840801536758E-2,1.3049485457547106E-4,3.4713714957778732E-3,4.625883768073835E-5,7.2195860773879382E-6,2.2112306099849408E-2]
[2004,1,28,24,7.5825824659343571E-3,1.1883593975470608E-2,2.5325125214408243E-4,3.7720783531631392E-3,4.4354838709677579E-7,1.765152426606254E-5,2.3509601119365345E-2,null,7.1034570135379387E-3,1.012311587847619E-2,1.3049485457547106E-4,3.2867960950214766E-3,4.625883768073835E-5,7.2195860773879382E-6,2.0697342265369203E-2]
[2004,1,29,1,7.4460611630519057E-3,1.1672793123401021E-2,2.5325125214408243E-4,3.8921417195940328E-3,4.4354838709677579E-7,1.765152426606254E-5,2.32823423308442E-2,null,6.9755621688970121E-3,9.9435438182739685E-3,1.3049485457547106E-4,3.3914131700112562E-3,4.625883768073835E-5,7.2195860773879382E-6,2.0494492435515831E-2]
[2004,1,29,2,7.5922779601758491E-3,1.1418892506567002E-2,2.5325125214408243E-4,3.8828126463887917E-3,4.4354838709677579E-7,1.765152426606254E-5,2.3165329437928883E-2,null,7.1125398724292011E-3,9.7272569465470526E-3,1.3049485457547106E-4,3.383284292901521E-3,4.625883768073835E-5,7.2195860773879382E-6,2.0407054390211368E-2]
[2004,1,29,3,7.3907905906119703E-3,1.1065040221190182E-2,2.5325125214408243E-4,3.7147160666191007E-3,4.4354838709677579E-7,1.765152426606254E-5,2.2441893203218495E-2,null,6.9237840132086873E-3,9.4258256037961057E-3,1.3049485457547106E-4,3.2368135332180221E-3,4.625883768073835E-5,7.2195860773879382E-6,1.9770396428556412E-2]
[2004,1,29,4,7.9654342640051792E-3,1.1097643442012507E-2,2.5325125214408243E-4,3.8678926051990727E-3,4.4354838709677579E-7,1.765152426606254E-5,2.3202316636013999E-2,null,7.4621173119744921E-3,9.4535988669248536E-3,1.3049485457547106E-4,3.3702837323275857E-3,4.625883768073835E-5,7.2195860773879382E-6,2.0469973189560526E-2]
[2004,1,29,5,8.0354959061496607E-3,1.1082278855462211E-2,2.5325125214408243E-4,3.6437733053833595E-3,4.4354838709677579E-7,1.765152426606254E-5,2.3032894391792472E-2,null,7.5277519246552092E-3,9.4405104451566087E-3,1.3049485457547106E-4,3.1749976405539308E-3,4.625883768073835E-5,7.2195860773879382E-6,2.0327233288699346E-2]
[2004,1,29,6,8.2802183144699403E-3,1.1462168111775235E-2,2.5325125214408243E-4,3.5821287118972581E-3,4.4354838709677579E-7,1.765152426606254E-5,2.3595861462939672E-2,null,7.7570109027886415E-3,9.7641215488835521E-3,1.3049485457547106E-4,3.1212836955667065E-3,4.625883768073835E-5,7.2195860773879382E-6,2.0826389425572498E-2]
[2004,1,29,7,9.1970531016389561E-3,1.2609966048423005E-2,1.2240477186963985E-4,3.7661044424777881E-3,4.4354838709677579E-7,8.5315700619302272E-6,2.5704503482858413E-2,null,8.6159130681696793E-3,1.0741880595662253E-2,6.3072513044811016E-5,3.2815907348793271E-3,4.625883768073835E-5,3.4894666040708367E-6,2.2752205216040881E-2]
[2004,1,29,8,9.0673201904347151E-3,1.4802873001616802E-2,0,4.1961961183829017E-3,4.4354838709677579E-7,0,2.8066832858821514E-2,null,8.4943776727920955E-3,1.2609922472868667E-2,0,3.6563506174996743E-3,4.625883768073835E-5,0,2.4806909600841174E-2]
[2004,1,29,9,8.9111680016051471E-3,1.6048368202320046E-2,0,4.5776663406369355E-3,4.4354838709677579E-7,0,2.9537646092949225E-2,null,8.3480923714578867E-3,1.3670905561724629E-2,0,3.9887442529129274E-3,4.625883768073835E-5,0,2.6054001023776183E-2]
[2004,1,29,10,8.4120160383378273E-3,1.6435543392790863E-2,0,4.5909011456667101E-3,4.4354838709677579E-7,0,2.9438904125182495E-2,null,7.8804806402011599E-3,1.4000723235275021E-2,0,4.0002763849148401E-3,4.625883768073835E-5,0,2.5927739098071757E-2]
[2004,1,29,11,8.0890775953822609E-3,1.6511145871951446E-2,0,4.5918950980586041E-3,4.4354838709677579E-7,0,2.9192562113779408E-2,null,7.5779479136716807E-3,1.4065125692883589E-2,0,4.0011424641779002E-3,4.625883768073835E-5,0,2.5690474908413908E-2]
[2004,1,29,12,7.9524564280180152E-3,1.6265919269437674E-2,0,4.5344625880596508E-3,4.4354838709677579E-7,0,2.8753281833902439E-2,null,7.4499595147493741E-3,1.3856227835984733E-2,0,3.9510987132485098E-3,4.625883768073835E-5,0,2.5303544901663352E-2]
[2004,1,29,13,7.5960008795066189E-3,1.623713070227753E-2,0,4.4379849359690018E-3,4.4354838709677579E-7,0,2.8271560066140247E-2,null,7.1160275492925659E-3,1.3831704110086745E-2,0,3.8670330230746899E-3,4.625883768073835E-5,0,2.486102352013474E-2]
[2004,1,29,14,7.1978267810796186E-3,1.5915280061210523E-2,0,4.2374737580476432E-3,4.4354838709677579E-7,0,2.7351024148724881E-2,null,6.743013130420447E-3,1.3557533573647315E-2,0,3.6923178409132618E-3,4.625883768073835E-5,0,2.4039123382661762E-2]
[2004,1,29,15,7.3161670482032063E-3,1.5447482731694866E-2,0,3.971134331734686E-3,4.4354838709677579E-7,0,2.6735227660019855E-2,null,6.8538757559520004E-3,1.3159037412965322E-2,0,3.4602432909184018E-3,4.625883768073835E-5,0,2.3519415297516461E-2]
[2004,1,29,16,8.1784289145217723E-3,1.5523472551494411E-2,0,4.3035863335131241E-3,4.4354838709677579E-7,0,2.8005931347916402E-2,null,7.6616533342802797E-3,1.3223769829185798E-2,0,3.7499249568125207E-3,4.625883768073835E-5,0,2.4681606957959335E-2]
[2004,1,29,17,9.4425339801872971E-3,1.5636272839000147E-2,2.405886895368783E-4,4.7161466223056133E-3,4.4354838709677579E-7,1.6768948052759412E-5,3.0052754627469789E-2,null,8.8458825905913252E-3,1.3319859478824032E-2,1.2397011184669751E-4,4.1094088856198294E-3,4.625883768073835E-5,6.8586067735185415E-6,2.645223851133614E-2]
[2004,1,29,18,1.0559780016173885E-2,1.5258385956618402E-2,2.5325125214408243E-4,4.6754206361191882E-3,4.4354838709677579E-7,1.765152426606254E-5,3.0764932933708716E-2,null,9.8925324919713863E-3,1.299795411019543E-2,1.3049485457547106E-4,4.0739223448243043E-3,4.625883768073835E-5,7.2195860773879382E-6,2.7148382225324719E-2]
[2004,1,29,19,1.1272034469116321E-2,1.4355776191682648E-2,2.5325125214408243E-4,4.1918894141654093E-3,4.4354838709677579E-7,1.765152426606254E-5,3.0091046399761616E-2,null,1.055978127059105E-2,1.2229060182790194E-2,1.3049485457547106E-4,3.6525979757782751E-3,4.625883768073835E-5,7.2195860773879382E-6,2.6625412707493117E-2]
[2004,1,29,20,1.1061395483034028E-2,1.3906806085231427E-2,2.5325125214408243E-4,4.0907232816953902E-3,4.4354838709677579E-7,1.765152426606254E-5,2.9330271174758085E-2,null,1.036245206385536E-2,1.1846602113037983E-2,1.3049485457547106E-4,3.5644469836675066E-3,4.625883768073835E-5,7.2195860773879382E-6,2.5957474438894446E-2]
[2004,1,29,21,1.0331910083309585E-2,1.3831878393712275E-2,2.5325125214408243E-4,4.2328362276017146E-3,4.4354838709677579E-7,1.765152426606254E-5,2.8667971029420813E-2,null,9.6790611212277944E-3,1.1782774477617188E-2,1.3049485457547106E-4,3.6882769341416832E-3,4.625883768073835E-5,7.2195860773879382E-6,2.5334085811320264E-2]
[2004,1,29,22,9.5301913047743311E-3,1.328138869372782E-2,2.5325125214408243E-4,4.1185721007288107E-3,4.4354838709677579E-7,1.765152426606254E-5,2.7201498424028202E-2,null,8.9280010561567386E-3,1.1313836289864139E-2,1.3049485457547106E-4,3.5887130198099556E-3,4.625883768073835E-5,7.2195860773879382E-6,2.401452364416443E-2]
[2004,1,29,23,8.9560201379094689E-3,1.2718840414557477E-2,2.5325125214408243E-4,4.0972771202933489E-3,4.4354838709677579E-7,1.765152426606254E-5,2.6043483997557532E-2,null,8.390110407349282E-3,1.0834625923956865E-2,1.3049485457547106E-4,3.5701576633232219E-3,4.625883768073835E-5,7.2195860773879382E-6,2.2978867272962968E-2]
[2004,1,29,24,8.0801294843659104E-3,1.2236843401934329E-2,2.5325125214408243E-4,3.9067328265236494E-3,4.4354838709677579E-7,1.765152426606254E-5,2.4495052037621125E-2,null,7.5695652126272044E-3,1.0424033671988726E-2,1.3049485457547106E-4,3.4041271140994242E-3,4.625883768073835E-5,7.2195860773879382E-6,2.1581699277048949E-2]
[2004,1,30,1,7.1334656604138472E-3,1.0820881793031565E-2,2.5325125214408243E-4,3.51194522839013E-3,4.4354838709677579E-7,1.765152426606254E-5,2.1737639006632781E-2,null,6.6827188367485487E-3,9.2178376780845655E-3,1.3049485457547106E-4,3.0601293986701975E-3,4.625883768073835E-5,7.2195860773879382E-6,1.9144659191836905E-2]
[2004,1,30,2,7.0973563173716194E-3,1.0549975081323208E-2,2.5325125214408243E-4,3.4619302883092053E-3,4.4354838709677579E-7,1.765152426606254E-5,2.1380608011801274E-2,null,6.6488911576906657E-3,8.9870640551771037E-3,1.3049485457547106E-4,3.016548938679788E-3,4.625883768073835E-5,7.2195860773879382E-6,1.8836477429881152E-2]
[2004,1,30,3,7.1226476527859349E-3,1.0432078633807304E-2,2.5325125214408243E-4,3.4091078235795554E-3,4.4354838709677579E-7,1.765152426606254E-5,2.1235180434970035E-2,null,6.6725843934368886E-3,8.8866332088920752E-3,1.3049485457547106E-4,2.9705221453452239E-3,4.625883768073835E-5,7.2195860773879382E-6,1.8713713026007786E-2]
[2004,1,30,4,7.5114605759861322E-3,1.0539869793894409E-2,2.5325125214408243E-4,3.5345745300071479E-3,4.4354838709677579E-7,1.765152426606254E-5,2.1857251224684928E-2,null,7.0368291476045957E-3,8.9784558011557873E-3,1.3049485457547106E-4,3.0798474143698203E-3,4.625883768073835E-5,7.2195860773879382E-6,1.92791056414638E-2]
[2004,1,30,5,7.5161887752976516E-3,1.0061404966192403E-2,2.5325125214408243E-4,2.9954954453167821E-3,4.4354838709677579E-7,1.765152426606254E-5,2.0844435511604077E-2,null,7.0412585831843219E-3,8.5708724636065301E-3,1.3049485457547106E-4,2.6101214795990757E-3,4.625883768073835E-5,7.2195860773879382E-6,1.8406225804723522E-2]
[2004,1,30,6,7.7731767388833127E-3,1.0422977657836213E-2,2.5325125214408243E-4,2.9131946447979503E-3,4.4354838709677579E-7,1.765152426606254E-5,2.1380695366314713E-2,null,7.2820080851552773E-3,8.8788804840385718E-3,1.3049485457547106E-4,2.5384087725882046E-3,4.625883768073835E-5,7.2195860773879382E-6,1.888327062011565E-2]
[2004,1,30,7,8.4676782273569208E-3,1.1588814536157869E-2,1.1818391766723847E-4,2.923148163858553E-3,4.4354838709677579E-7,8.2373779908291844E-6,2.3106505771418505E-2,null,7.9326256671432213E-3,9.8720061191799133E-3,6.089759880188649E-5,2.5470817598692553E-3,4.625883768073835E-5,3.3691401694477043E-6,2.046223912284446E-2]
[2004,1,30,8,8.4592289577692017E-3,1.3593101787259448E-2,0,3.4217612956368927E-3,4.4354838709677579E-7,0,2.547453558905264E-2,null,7.924710286917316E-3,1.1579371091303196E-2,0,2.9815477335363187E-3,4.625883768073835E-5,0,2.2531887949437567E-2]
[2004,1,30,9,8.2729439512933076E-3,1.4613056477320379E-2,0,3.6520687470743712E-3,4.4354838709677579E-7,0,2.6538512724075154E-2,null,7.750196189416486E-3,1.2448226047101463E-2,0,3.1822258640434114E-3,4.625883768073835E-5,0,2.3426906938242096E-2]
[2004,1,30,10,8.4947308287350847E-3,1.4741063972938624E-2,0,3.590297429304366E-3,4.4354838709677579E-7,0,{"$f":"SUM(E708:J708)","v":2.6826535779365172E-2},null,{"$f":"E708*V$5","v":7.9579688786226219E-3},{"$f":"F708*W$5","v":1.2557270054674578E-2},{"$f":"G708*X$5","v":0},{"$f":"H708*AB$5","v":3.1284014979984882E-3},{"$f":"I708*Z$5","v":4.625883768073835E-5},{"$f":"J708*AA$5","v":0},{"$f":"SUM(M708:R708)","v":2.3689899268976428E-2}]
[2004,1,30,11,7.7045824958618747E-3,1.4795466224829957E-2,0,3.5107544264241048E-3,4.4354838709677579E-7,0,2.6011246695503032E-2,null,7.2177481501175759E-3,1.2603612962475263E-2,0,3.0590917947591885E-3,4.625883768073835E-5,0,2.2926711745032767E-2]
[2004,1,30,12,7.3142073407761708E-3,1.4812192300981067E-2,0,3.6542703801435619E-3,4.4354838709677579E-7,0,2.5781113570287895E-2,null,6.8520398778023593E-3,1.2617861177907344E-2,0,3.1841442544629575E-3,4.625883768073835E-5,0,2.2700304147853401E-2]
[2004,1,30,13,6.9345855933604841E-3,1.4458203073971269E-2,0,3.4916471960941527E-3,4.4354838709677579E-7,0,2.4884879411813002E-2,null,6.4964055307594627E-3,1.2316313180546514E-2,0,3.0424427317877101E-3,4.625883768073835E-5,0,2.1901420280774426E-2]
[2004,1,30,14,6.3467028871423319E-3,1.4315987776859777E-2,0,3.5203160081623656E-3,4.4354838709677579E-7,0,2.4183450220551569E-2,null,5.9456697423411805E-3,1.2195166165988189E-2,0,3.0674232679093129E-3,4.625883768073835E-5,0,2.1254518013919421E-2]
[2004,1,30,15,6.5402023313021855E-3,1.3895876942953755E-2,0,3.3226238380595955E-3,4.4354838709677579E-7,0,2.375914666070263E-2,null,6.1269424142716446E-3,1.1837292052970499E-2,0,2.8951644249387717E-3,4.625883768073835E-5,0,2.0905657729861651E-2]
[2004,1,30,16,6.9517942015758687E-3,1.3426058093495516E-2,0,3.4181722401081644E-3,4.4354838709677579E-7,0,2.3796468083566644E-2,null,6.5125267677219323E-3,1.1437073847537426E-2,0,2.9784204141669454E-3,4.625883768073835E-5,0,2.0974279867107044E-2]
[2004,1,30,17,7.5185470904554335E-3,1.3413233981058816E-2,2.3636783533447693E-4,3.5028422010536485E-3,4.4354838709677579E-7,1.6474755981658369E-5,2.4687909412271128E-2,null,7.0434678819849533E-3,1.1426149544965049E-2,1.2179519760377298E-4,3.0521974863658491E-3,4.625883768073835E-5,6.7382803388954087E-6,2.1696607228939263E-2]
[2004,1,30,18,9.8463983105537747E-3,1.2660251638177279E-2,2.5325125214408243E-4,3.1128935016679305E-3,4.4354838709677579E-7,1.765152426606254E-5,2.5890889775196227E-2,null,9.2242276891046776E-3,1.078471669837249E-2,1.3049485457547106E-4,2.7124161397443225E-3,4.625883768073835E-5,7.2195860773879382E-6,2.2905333805555088E-2]
[2004,1,30,19,9.9171517751751957E-3,1.2365087156696954E-2,2.5325125214408243E-4,3.1949379916915341E-3,4.4354838709677579E-7,1.765152426606254E-5,2.5748523248360924E-2,null,9.2905104096362521E-3,1.0533278938431914E-2,1.3049485457547106E-4,2.7839055109026597E-3,4.625883768073835E-5,7.2195860773879382E-6,2.2791668137304422E-2]
[2004,1,30,20,1.0305626660365092E-2,1.1600024732428323E-2,2.5325125214408243E-4,2.8399605538319502E-3,4.4354838709677579E-7,1.765152426606254E-5,2.5016958271422605E-2,null,9.6544384856160331E-3,9.8815555968968828E-3,1.3049485457547106E-4,2.4745963324230504E-3,4.625883768073835E-5,7.2195860773879382E-6,2.219456369326956E-2]
[2004,1,30,21,9.2389221231699188E-3,1.156400791258495E-2,2.5325125214408243E-4,3.1508153278722801E-3,4.4354838709677579E-7,1.765152426606254E-5,2.4225091688424388E-2,null,8.6551364852548544E-3,9.8508744375101469E-3,1.3049485457547106E-4,2.7454592789940731E-3,4.625883768073835E-5,7.2195860773879382E-6,2.1435443480092669E-2]
[2004,1,30,22,8.8559376497227005E-3,1.0858381501583598E-2,2.5325125214408243E-4,3.0921263885437303E-3,4.4354838709677579E-7,1.765152426606254E-5,2.3077791864647267E-2,null,8.296351894885149E-3,9.2497820457451314E-3,1.3049485457547106E-4,2.694320739826595E-3,4.625883768073835E-5,7.2195860773879382E-6,2.0424427958790473E-2]
[2004,1,30,23,8.1344136686543229E-3,1.0284411925049943E-2,2.5325125214408243E-4,3.1934578309498109E-3,4.4354838709677579E-7,1.765152426606254E-5,2.1883629749451315E-2,null,7.6204193076983874E-3,8.7608423742986403E-3,1.3049485457547106E-4,2.782615774558286E-3,4.625883768073835E-5,7.2195860773879382E-6,1.934785073488891E-2]
[2004,1,30,24,6.8419240554244472E-3,9.1615740757925793E-3,2.5325125214408243E-4,2.8108207401669632E-3,4.4354838709677579E-7,1.765152426606254E-5,1.9085665196181233E-2,null,6.4095990562510648E-3,7.8043457383286177E-3,1.3049485457547106E-4,2.4492053896067595E-3,4.625883768073835E-5,7.2195860773879382E-6,1.6847123462520038E-2]
[2004,1,31,1,5.1301496729761267E-3,7.0564056639664799E-3,2.5325125214408243E-4,1.7990195952511309E-3,4.4354838709677579E-7,1.765152426606254E-5,1.4256921256990981E-2,null,4.8059876484984757E-3,6.0110445012944444E-3,1.3049485457547106E-4,1.5675736363164568E-3,4.625883768073835E-5,7.2195860773879382E-6,1.2568579064442973E-2]
[2004,1,31,2,4.7802022609060597E-3,6.8810785717047934E-3,2.5325125214408243E-4,1.8653834331496331E-3,4.4354838709677579E-7,1.765152426606254E-5,1.3798010590557729E-2,null,4.4781525857337141E-3,5.8616909912986561E-3,1.3049485457547106E-4,1.625399689445105E-3,4.625883768073835E-5,7.2195860773879382E-6,1.2149216544811072E-2]
[2004,1,31,3,4.8661394774412621E-3,6.4466328703793579E-3,2.5325125214408243E-4,1.5522666632813615E-3,4.4354838709677579E-7,1.765152426606254E-5,1.3136385335899226E-2,null,4.55865963280685E-3,5.4916056293701681E-3,1.3049485457547106E-4,1.3525657554347571E-3,4.625883768073835E-5,7.2195860773879382E-6,1.1586804295945372E-2]
[2004,1,31,4,4.7437802801091463E-3,6.1204836580018608E-3,2.5325125214408243E-4,1.3020086596958304E-3,4.4354838709677579E-7,1.765152426606254E-5,1.2437618922604081E-2,null,4.4440320237614413E-3,5.2137733273421617E-3,1.3049485457547106E-4,1.1345037344687734E-3,4.625883768073835E-5,7.2195860773879382E-6,1.0976282363905972E-2]
[2004,1,31,5,4.8878967810693664E-3,6.0010457163170309E-3,2.5325125214408243E-4,1.1658576186621404E-3,4.4354838709677579E-7,1.765152426606254E-5,1.2326146440845781E-2,null,4.5790421438770658E-3,5.1120293493454438E-3,1.3049485457547106E-4,1.0158686828857695E-3,4.625883768073835E-5,7.2195860773879382E-6,1.0890913454441877E-2]
[2004,1,31,6,4.9502753723518478E-3,6.448724468300273E-3,2.5325125214408243E-4,1.3549567597513114E-3,4.4354838709677579E-7,1.765152426606254E-5,1.3025302925200676E-2,null,4.6374791795085087E-3,5.4933873704973313E-3,1.3049485457547106E-4,1.1806399999986835E-3,4.625883768073835E-5,7.2195860773879382E-6,1.149547982833812E-2]
[2004,1,31,7,6.1203207817717578E-3,6.8965561372631625E-3,1.1396306346483708E-4,1.4000263803204971E-3,4.4354838709677579E-7,7.9431859197281416E-6,1.4539253097127081E-2,null,5.7335921867908589E-3,5.8748756549608025E-3,5.8722684558961971E-5,1.2199113615722517E-3,4.625883768073835E-5,3.2488137348245719E-6,1.2936609539298439E-2]
[2004,1,31,8,6.3087135507490866E-3,7.4936127039758665E-3,0,1.3697126010220448E-3,4.4354838709677579E-7,0,1.5172482404134095E-2,null,5.9100808622657439E-3,6.383482127322081E-3,0,1.1934974851637871E-3,4.625883768073835E-5,0,1.3533319312432351E-2]
[2004,1,31,9,6.7851797109163038E-3,8.1763429973729131E-3,0,1.5404005488742411E-3,4.4354838709677579E-7,0,1.6502366805550554E-2,null,6.3564402526658913E-3,6.9650703142014334E-3,0,1.3422262304183439E-3,4.625883768073835E-5,0,1.4709995634966408E-2]
[2004,1,31,10,7.5610024701573721E-3,8.7563338812845122E-3,0,1.8696896063411311E-3,4.4354838709677579E-7,0,1.8187469506170111E-2,null,7.0832406066550823E-3,7.4591392750239056E-3,0,1.6291518684576202E-3,4.625883768073835E-5,0,1.6217790587817346E-2]
[2004,1,31,11,8.1975234716126135E-3,8.6531304609203819E-3,0,1.7848863923148985E-3,4.4354838709677579E-7,0,1.863598387323499E-2,null,7.6795413514692398E-3,7.3712247783188122E-3,0,1.5552586863414647E-3,4.625883768073835E-5,0,1.6652283653810253E-2]
[2004,1,31,12,7.4497179004932926E-3,9.0646502151111724E-3,0,2.2127507743860417E-3,4.4354838709677579E-7,0,1.8727562438377601E-2,null,6.9789878457480565E-3,7.7217805248845674E-3,0,1.9280778190646573E-3,4.625883768073835E-5,0,1.6675105027378019E-2]
[2004,1,31,13,7.022899959779498E-3,8.5506691955330467E-3,0,2.0659810043633952E-3,4.4354838709677579E-7,0,1.7639993708063035E-2,null,6.5791395212374676E-3,7.2839424910989461E-3,0,1.8001901503015979E-3,4.625883768073835E-5,0,1.5709531000318751E-2]
[2004,1,31,14,6.0134314497668493E-3,8.7027455350079507E-3,0,2.2766305589445451E-3,4.4354838709677579E-7,0,1.6993251092106441E-2,null,5.6334569388705328E-3,7.4134896979503959E-3,0,1.9837393951985774E-3,4.625883768073835E-5,0,1.5076944869700244E-2]
[2004,1,31,15,5.6097115152101765E-3,8.4137206483013878E-3,0,1.9969050915764823E-3,4.4354838709677579E-7,0,1.6020780803475142E-2,null,5.2552471121372745E-3,7.1672819912639071E-3,0,1.7400009338666628E-3,4.625883768073835E-5,0,1.4208788874948582E-2]
[2004,1,31,16,6.0491455423780233E-3,8.0457553120662512E-3,0,1.8872763169723054E-3,4.4354838709677579E-7,0,1.5982620719803674E-2,null,5.6669143424372907E-3,6.8538283554648747E-3,0,1.6444760283543371E-3,4.625883768073835E-5,0,1.4211477563937239E-2]
[2004,1,31,17,6.7397070862793215E-3,8.1197554186689409E-3,2.2792612692967417E-4,2.029011237634435E-3,4.4354838709677579E-7,1.5886371839456283E-5,1.7132729789738923E-2,null,6.3138409356320547E-3,6.9168658217149742E-3,1.1744536911792394E-4,1.767976586970734E-3,4.625883768073835E-5,6.4976274696491439E-6,1.5168885178586073E-2]
[2004,1,31,18,7.982726061236697E-3,8.6781992373893314E-3,2.5325125214408243E-4,2.5702650685876863E-3,4.4354838709677579E-7,1.765152426606254E-5,1.9502536692010953E-2,null,7.4783164814359168E-3,7.3925797766173588E-3,1.3049485457547106E-4,2.2395974843735563E-3,4.625883768073835E-5,7.2195860773879382E-6,1.7294467020760425E-2]
[2004,1,31,19,8.1422685051303241E-3,8.4555444526487212E-3,2.5325125214408243E-4,2.5972885692108652E-3,4.4354838709677579E-7,1.765152426606254E-5,1.9466447851787153E-2,null,7.6277778156350062E-3,7.2029098677094255E-3,1.3049485457547106E-4,2.2631443802771352E-3,4.625883768073835E-5,7.2195860773879382E-6,1.7277805341955162E-2]
[2004,1,31,20,8.5753888312681738E-3,8.2475813234596709E-3,2.5325125214408243E-4,2.6941426400956545E-3,4.4354838709677579E-7,1.765152426606254E-5,1.9788459119620738E-2,null,8.0335302927405268E-3,7.0257551399749733E-3,1.3049485457547106E-4,2.3475380625303443E-3,4.625883768073835E-5,7.2195860773879382E-6,1.7590796773579442E-2]
[2004,1,31,21,7.7267689486916645E-3,8.1613589797799348E-3,2.5325125214408243E-4,2.787617054992681E-3,4.4354838709677579E-7,1.765152426606254E-5,1.894709130826152E-2,null,7.2385326934664065E-3,6.9523060825445841E-3,1.3049485457547106E-4,2.4289868854611646E-3,4.625883768073835E-5,7.2195860773879382E-6,1.6803798939805752E-2]
[2004,1,31,22,8.2329914418195708E-3,8.3448171337115983E-3,2.5325125214408243E-4,3.1595618772999939E-3,4.4354838709677579E-7,1.765152426606254E-5,2.0008716777628405E-2,null,7.7127681845243967E-3,7.1085860896649058E-3,1.3049485457547106E-4,2.7530805746863577E-3,4.625883768073835E-5,7.2195860773879382E-6,1.7758408127209257E-2]
[2004,1,31,23,8.5842503217685405E-3,8.2407969263500209E-3,2.5325125214408243E-4,3.2448418648782363E-3,4.4354838709677579E-7,1.765152426606254E-5,2.034123543779404E-2,null,8.0418318466145555E-3,7.0199758077082912E-3,1.3049485457547106E-4,2.8273891928836969E-3,4.625883768073835E-5,7.2195860773879382E-6,1.807317012554014E-2]
[2004,1,31,24,6.7043066915146027E-3,8.4168722460795375E-3,2.5325125214408243E-4,3.5851306898438758E-3,4.4354838709677579E-7,1.765152426606254E-5,1.8977655952235255E-2,null,6.2806774080867633E-3,7.1699667000798099E-3,1.3049485457547106E-4,3.1238994655662902E-3,4.625883768073835E-5,7.2195860773879382E-6,1.675851685206646E-2]
[2004,2,1,1,6.9688135152852831E-3,8.8317057876071952E-3,2.4278869434466363E-4,3.9808659061239477E-3,4.7413793103448329E-7,1.9332953773541564E-5,2.0043980995065665E-2,null,6.5284706712505627E-3,7.5233453176791077E-3,1.2510372640941623E-4,3.4687228869676764E-3,4.9449102348375354E-5,7.9073014768814627E-6,1.7702999006132022E-2]
[2004,2,1,2,7.0075153914321278E-3,8.5539042961247265E-3,2.4278869434466363E-4,3.8267369630064366E-3,4.7413793103448329E-7,1.9332953773541564E-5,1.9650752436612531E-2,null,6.5647270673778032E-3,7.2866983323230487E-3,1.2510372640941623E-4,3.3344228112697225E-3,4.9449102348375354E-5,7.9073014768814627E-6,1.7368308341205251E-2]
[2004,2,1,3,6.7045605154206229E-3,8.4328898605648354E-3,2.4278869434466363E-4,3.8151479986448622E-3,4.7413793103448329E-7,1.9332953773541564E-5,1.9215194160679561E-2,null,6.2809151934604835E-3,7.1836114078901014E-3,1.2510372640941623E-4,3.3243247806238256E-3,4.9449102348375354E-5,7.9073014768814627E-6,1.6971311512209087E-2]
[2004,2,1,4,7.0207057850028808E-3,8.3048133193173931E-3,2.4278869434466363E-4,3.6387895412158993E-3,4.7413793103448329E-7,1.9332953773541564E-5,1.9226904431585416E-2,null,6.5770839911755245E-3,7.0745085833541464E-3,1.2510372640941623E-4,3.1706550434309469E-3,4.9449102348375354E-5,7.9073014768814627E-6,1.7004707748195295E-2]
[2004,2,1,5,6.9814965528841311E-3,8.0315913533778628E-3,2.4278869434466363E-4,3.4191501349751683E-3,4.7413793103448329E-7,1.9332953773541564E-5,1.8694833827286404E-2,null,6.5403522977002925E-3,6.8417626962546671E-3,1.2510372640941623E-4,2.9792725017243303E-3,4.9449102348375354E-5,7.9073014768814627E-6,1.6543847625913967E-2]
[2004,2,1,6,7.4090602079937831E-3,8.4265411099826385E-3,2.4278869434466363E-4,3.6699389712049157E-3,4.7413793103448329E-7,1.9332953773541564E-5,1.9768136075230577E-2,null,6.9408992166777603E-3,7.1782031839167995E-3,1.2510372640941623E-4,3.1977970630987489E-3,4.9449102348375354E-5,7.9073014768814627E-6,1.7499359593927982E-2]
[2004,2,1,7,7.7852951266325033E-3,9.0625493425421123E-3,1.0925491245509861E-4,3.9955493756944366E-3,4.7413793103448329E-7,8.6998291980937034E-6,2.096182272445328E-2,null,7.2933607406438922E-3,7.7199908830887934E-3,5.6296676884237291E-5,3.481517311135769E-3,4.9449102348375354E-5,3.5582856645966576E-6,1.8604172999765665E-2]
[2004,2,1,8,8.5070852425037213E-3,9.0934688933356662E-3,0,3.7876469957084285E-3,4.7413793103448329E-7,0,2.1388675269478848E-2,null,7.9695426462047404E-3,7.7463299010861819E-3,0,3.3003618136337983E-3,4.9449102348375354E-5,0,1.9065683463273097E-2]
[2004,2,1,9,9.0985675377230502E-3,9.1470963271936268E-3,0,3.5849973413899401E-3,4.7413793103448329E-7,0,2.183113534423765E-2,null,8.5236505741086311E-3,7.7920127751670383E-3,0,3.1237832725457223E-3,4.9449102348375354E-5,0,1.9488895724169768E-2]
[2004,2,1,10,9.4091390342633079E-3,9.6752108315374952E-3,0,3.7678918389843332E-3,4.7413793103448329E-7,0,2.285271584271617E-2,null,8.8145977923176199E-3,8.2418905087560702E-3,0,3.2831481807507898E-3,4.9449102348375354E-5,0,2.0389085584172854E-2]
[2004,2,1,11,9.1977943114654754E-3,1.0083804830381645E-2,0,3.9976763669310918E-3,4.7413793103448329E-7,0,2.3279749646709248E-2,null,8.6166074427003018E-3,8.5899539318322112E-3,0,3.4833706624811675E-3,4.9449102348375354E-5,0,2.0739381139362054E-2]
[2004,2,1,12,9.1369016683882903E-3,1.0334468801197635E-2,0,4.1491088700472099E-3,4.7413793103448329E-7,0,2.3620953477564172E-2,null,8.5595624617214906E-3,8.8034836458536596E-3,0,3.615321198313491E-3,4.9449102348375354E-5,0,2.1027816408237018E-2]
[2004,2,1,13,8.7491211227600785E-3,1.0196008351575308E-2,0,4.0793044291258275E-3,4.7413793103448329E-7,0,2.3024908041392251E-2,null,8.1962848516286789E-3,8.6855352222533627E-3,0,3.5544971797341414E-3,4.9449102348375354E-5,0,2.0485766355964559E-2]
[2004,2,1,14,8.6483868102453804E-3,1.0002558140900442E-2,0,3.8884298016714767E-3,4.7413793103448329E-7,0,2.2539848890748337E-2,null,8.1019157020742628E-3,8.5207434173987431E-3,0,3.38817879463762E-3,4.9449102348375354E-5,0,2.0060287016459E-2]
[2004,2,1,15,8.301984985649425E-3,9.971210843441462E-3,0,3.9033858583472762E-3,4.7413793103448329E-7,0,2.2177055825369198E-2,null,7.7774021894968211E-3,8.4940400206561968E-3,0,3.4012107372635506E-3,4.9449102348375354E-5,0,1.9722102049764944E-2]
[2004,2,1,16,8.5518616934258888E-3,9.8956442512062228E-3,0,3.8949930646889103E-3,4.7413793103448329E-7,0,2.2342973147252056E-2,null,8.0114897790942753E-3,8.4296681335555533E-3,0,3.393897686250306E-3,4.9449102348375354E-5,0,1.9884504701248511E-2]
[2004,2,1,17,9.4476613742214728E-3,1.0214342394139451E-2,2.1446334667111949E-4,4.2267629410383681E-3,4.7413793103448329E-7,1.7077442499961714E-5,2.4120781636501408E-2,null,8.8506859967233207E-3,8.7011531942053529E-3,1.1050829166165097E-4,3.6829849829435818E-3,4.9449102348375354E-5,6.9847829712452912E-6,2.1401766350853529E-2]
[2004,2,1,18,1.0566314347628225E-2,1.0317056248178592E-2,2.4278869434466363E-4,4.4056613945908851E-3,4.7413793103448329E-7,1.9332953773541564E-5,2.5551627776446945E-2,null,9.8986539344755268E-3,8.7886506506911072E-3,1.2510372640941623E-4,3.8388679428107103E-3,4.9449102348375354E-5,7.9073014768814627E-6,2.2708632658212019E-2]
[2004,2,1,19,1.0060646043198436E-2,9.5546461501498127E-3,2.4278869434466363E-4,3.9106483151863771E-3,4.7413793103448329E-7,1.9332953773541564E-5,2.3788536294583863E-2,null,9.4249376142425349E-3,8.1391867103043289E-3,1.2510372640941623E-4,3.4075388706012377E-3,4.9449102348375354E-5,7.9073014768814627E-6,2.1154123325382777E-2]
[2004,2,1,20,9.5193518952032524E-3,8.5162319637366469E-3,2.4278869434466363E-4,3.106265047529757E-3,4.7413793103448329E-7,1.9332953773541564E-5,2.1404444692518898E-2,null,8.9178465632400814E-3,7.254606913938662E-3,1.2510372640941623E-4,2.706640443924243E-3,4.9449102348375354E-5,7.9073014768814627E-6,1.9061554051337665E-2]
[2004,2,1,21,9.2944802456027837E-3,8.7688793048799236E-3,2.4278869434466363E-4,3.2780225291717036E-3,4.7413793103448329E-7,1.9332953773541564E-5,2.1603977865703654E-2,null,8.7071840213321441E-3,7.4698261747162932E-3,1.2510372640941623E-4,2.8563011262051599E-3,4.9449102348375354E-5,7.9073014768814627E-6,1.9215771452488272E-2]
[2004,2,1,22,9.2434165512222614E-3,9.1729357339696629E-3,2.4278869434466363E-4,3.6234660707822617E-3,4.7413793103448329E-7,1.9332953773541564E-5,2.2302414142023424E-2,null,8.6593469210283769E-3,7.8140242398438715E-3,1.2510372640941623E-4,3.1573029552535571E-3,4.9449102348375354E-5,7.9073014768814627E-6,1.981313424636048E-2]
[2004,2,1,23,7.4131996768411201E-3,8.6972585659804182E-3,2.4278869434466363E-4,3.1992143548303037E-3,4.7413793103448329E-7,1.9332953773541564E-5,1.9572268383701082E-2,null,6.9447771222789249E-3,7.4088155881312642E-3,1.2510372640941623E-4,2.7876317149603288E-3,4.9449102348375354E-5,7.9073014768814627E-6,1.7323684555605193E-2]
[2004,2,1,24,6.2675179337719098E-3,8.5589563299370165E-3,2.4278869434466363E-4,2.8293173378640133E-3,4.7413793103448329E-7,1.9332953773541564E-5,1.7918387387622182E-2,null,5.8714882988932741E-3,7.2910019397846764E-3,1.2510372640941623E-4,2.4653223785422802E-3,4.9449102348375354E-5,7.9073014768814627E-6,1.5810272747454907E-2]
[2004,2,2,1,6.2119332802159297E-3,8.20448366379079E-3,2.4278869434466363E-4,2.4658191333513332E-3,4.7413793103448329E-7,1.9332953773541564E-5,1.7144831863407296E-2,null,5.8194159081317908E-3,6.9890421216894484E-3,1.2510372640941623E-4,2.1485886399289977E-3,4.9449102348375354E-5,7.9073014768814627E-6,1.5139506799984909E-2]
[2004,2,2,2,6.1592461889937149E-3,8.1357597332840231E-3,2.4278869434466363E-4,2.44722619508092E-3,4.7413793103448329E-7,1.9332953773541564E-5,{"$f":"SUM(E772:J772)","v":1.7004827903407901E-2},null,{"$f":"E772*V$5","v":5.7700579895932505E-3},{"$f":"F772*W$5","v":6.9304991999453724E-3},{"$f":"G772*X$5","v":1.2510372640941623E-4},{"$f":"H772*AB$5","v":2.1323877047466932E-3},{"$f":"I772*Z$5","v":4.9449102348375354E-5},{"$f":"J772*AA$5","v":7.9073014768814627E-6},{"$f":"SUM(M772:R772)","v":1.5015405024519988E-2}]
[2004,2,2,3,6.3215848372971655E-3,8.3550546971011622E-3,2.4278869434466363E-4,2.5599848329216392E-3,4.7413793103448329E-7,1.9332953773541564E-5,1.7499220153369209E-2,null,5.9221388426588311E-3,7.117307023813255E-3,1.2510372640941623E-4,2.2306398129575506E-3,4.9449102348375354E-5,7.9073014768814627E-6,1.5452545809664309E-2]
[2004,2,2,4,6.6281532649844618E-3,8.4866260595944064E-3,2.4278869434466363E-4,2.6504185068343044E-3,4.7413793103448329E-7,1.9332953773541564E-5,1.8027793617462415E-2,null,6.2093359364679889E-3,7.2293869342811958E-3,1.2510372640941623E-4,2.3094390897608389E-3,4.9449102348375354E-5,7.9073014768814627E-6,1.5930622090744698E-2]
[2004,2,2,5,6.8794551868082421E-3,8.6927231668615899E-3,2.4278869434466363E-4,2.5997590880597245E-3,4.7413793103448329E-7,1.9332953773541564E-5,1.8434533227778799E-2,null,6.4447586842078944E-3,7.4049520792525692E-3,1.2510372640941623E-4,2.2652970640087175E-3,4.9449102348375354E-5,7.9073014768814627E-6,1.6297467957703857E-2]
[2004,2,2,6,6.9448169026505658E-3,8.9015671258655116E-3,2.4278869434466363E-4,2.3512394829314845E-3,4.7413793103448329E-7,1.9332953773541564E-5,1.8460219297496801E-2,null,6.5059903478136543E-3,7.5828571475240305E-3,1.2510372640941623E-4,2.0487497945208474E-3,4.9449102348375354E-5,7.9073014768814627E-6,1.6320057420093209E-2]
[2004,2,2,7,8.012091960110785E-3,1.0196299054915012E-2,1.052084342160209E-4,2.470416047189017E-3,4.7413793103448329E-7,8.3776133018680105E-6,2.0792867247663736E-2,null,7.5058268186136718E-3,8.6857828597610189E-3,5.4211614777413696E-5,2.1525941554661233E-3,4.9449102348375354E-5,3.4264973066486332E-6,1.8451291048273255E-2]
[2004,2,2,8,7.4285049821903168E-3,1.1963366284665648E-2,0,2.661387540067661E-3,4.7413793103448329E-7,0,2.2053732944854663E-2,null,6.9591153215818047E-3,1.0191070432590198E-2,0,2.3189969441376771E-3,4.9449102348375354E-5,0,1.9518631800658055E-2]
[2004,2,2,9,7.4376457035756098E-3,1.3417561462962668E-2,0,3.1005802452072693E-3,4.7413793103448329E-7,0,2.3956261549676582E-2,null,6.9676784624015534E-3,1.1429835938228326E-2,0,2.7016869980185255E-3,4.9449102348375354E-5,0,2.114865050099678E-2]
[2004,2,2,10,7.0595493065880068E-3,1.3942883225097572E-2,0,3.1918862330512806E-3,4.7413793103448329E-7,0,2.4194792902667895E-2,null,6.6134730825008082E-3,1.1877334656423665E-2,0,2.7812463645534536E-3,4.9449102348375354E-5,0,2.1321503205826306E-2]
[2004,2,2,11,7.1908583247254753E-3,1.4493174495551545E-2,0,3.5493904868663362E-3,4.7413793103448329E-7,0,2.5233897445074389E-2,null,6.7364849943421711E-3,1.2346103810706289E-2,0,3.0927572811831516E-3,4.9449102348375354E-5,0,2.2224795188579987E-2]
[2004,2,2,12,7.0669284511650906E-3,1.439549500743019E-2,0,3.471142471671399E-3,4.7413793103448329E-7,0,2.4934040068197716E-2,null,6.6203859563845396E-3,1.2262894911172715E-2,0,3.0245759639604504E-3,4.9449102348375354E-5,0,2.1957305933866082E-2]
[2004,2,2,13,6.7248246830640575E-3,1.4298918061495827E-2,0,3.3583148635977921E-3,4.7413793103448329E-7,0,2.4382531746088711E-2,null,6.2998989162774731E-3,1.2180625219284813E-2,0,2.9262637586172156E-3,4.9449102348375354E-5,0,2.1456236996527878E-2]
[2004,2,2,14,6.5891443685341259E-3,1.4013130162810906E-2,0,3.1312028793255243E-3,4.7413793103448329E-7,0,2.3733951548601591E-2,null,6.1727919199240991E-3,1.1937174961641768E-2,0,2.7283699947157573E-3,4.9449102348375354E-5,0,2.0887785978629999E-2]
[2004,2,2,15,6.3458783012933628E-3,1.3849220314412901E-2,0,3.0538916095081818E-3,4.7413793103448329E-7,0,2.3249464363145483E-2,null,5.9448972601217733E-3,1.1797547304185493E-2,0,2.6610049094906033E-3,4.9449102348375354E-5,0,2.0452898576146246E-2]
[2004,2,2,16,6.5058095512696389E-3,1.373442320335237E-2,0,3.2302722660833613E-3,4.7413793103448329E-7,0,2.3470979158636406E-2,null,6.0947228326667172E-3,1.1699756647572787E-2,0,2.8146939898837727E-3,4.9449102348375354E-5,0,2.0658622572471651E-2]
[2004,2,2,17,7.9463194430118168E-3,1.3856416724553296E-2,2.104168684320418E-4,3.6779709705607663E-3,4.7413793103448329E-7,1.6755226603736021E-5,2.5708353371092691E-2,null,7.4442103113110851E-3,1.1803677612399543E-2,1.0842322955482739E-4,3.2047957364152472E-3,4.9449102348375354E-5,6.8529946132972663E-6,2.2617408986642374E-2]
[2004,2,2,18,9.5502613700725637E-3,1.2973287581579559E-2,2.4278869434466363E-4,3.2438713269961577E-3,4.7413793103448329E-7,1.9332953773541564E-5,2.6030016064697521E-2,null,8.9468029414966465E-3,1.1051378377972992E-2,1.2510372640941623E-4,2.826543515826588E-3,4.9449102348375354E-5,7.9073014768814627E-6,2.3007184965530902E-2]
[2004,2,2,19,1.0434978510186248E-2,1.2027658088408624E-2,2.4278869434466363E-4,2.8398622790093198E-3,4.7413793103448329E-7,1.9332953773541564E-5,2.5565094663653434E-2,null,9.7756168979780764E-3,1.0245837818674728E-2,1.2510372640941623E-4,2.4745107007704123E-3,4.9449102348375354E-5,7.9073014768814627E-6,2.2678425547657893E-2]
[2004,2,2,20,9.5017767855174028E-3,1.2094608975532908E-2,2.4278869434466363E-4,3.1039643556687499E-3,4.7413793103448329E-7,1.9332953773541564E-5,2.4962945902768298E-2,null,8.9013819831682498E-3,1.0302870362021873E-2,1.2510372640941623E-4,2.7046357387414187E-3,4.9449102348375354E-5,7.9073014768814627E-6,2.209134821416622E-2]
[2004,2,2,21,8.9042804268589584E-3,1.1529562215779164E-2,2.4278869434466363E-4,2.8990973867657303E-3,4.7413793103448329E-7,1.9332953773541564E-5,2.3595535815453095E-2,null,8.341640006270053E-3,9.8215316493772305E-3,1.2510372640941623E-4,2.5261251431636048E-3,4.9449102348375354E-5,7.9073014768814627E-6,2.0871756929045568E-2]
[2004,2,2,22,8.4706261304034365E-3,1.0997056453491156E-2,2.4278869434466363E-4,2.8328945461880005E-3,4.7413793103448329E-7,1.9332953773541564E-5,2.2563172916131833E-2,null,7.9353872991683363E-3,9.36791319449525E-3,1.2510372640941623E-4,2.4684393748635523E-3,4.9449102348375354E-5,7.9073014768814627E-6,1.9954199998761815E-2]
[2004,2,2,23,7.7807084898681884E-3,1.0721452050603526E-2,2.4278869434466363E-4,2.9575389807125893E-3,4.7413793103448329E-7,1.9332953773541564E-5,2.1722295307233543E-2,null,7.2890639226088228E-3,9.133137813174699E-3,1.2510372640941623E-4,2.5770481582198241E-3,4.9449102348375354E-5,7.9073014768814627E-6,1.9181710024238022E-2]
[2004,2,2,24,6.6124241015613899E-3,1.026389725788183E-2,2.4278869434466363E-4,2.7223288128358633E-3,4.7413793103448329E-7,1.9332953773541564E-5,1.9861245958328323E-2,null,6.1946006616804515E-3,8.7433668232675434E-3,1.2510372640941623E-4,2.372098051433659E-3,4.9449102348375354E-5,7.9073014768814627E-6,1.749252566661633E-2]
[2004,2,3,1,6.5000275788108493E-3,1.0229134087024699E-2,2.4278869434466363E-4,3.0251876091835295E-3,4.7413793103448329E-7,1.9332953773541564E-5,2.0016945061068318E-2,null,6.0893062093726096E-3,8.7137535928242613E-3,1.2510372640941623E-4,2.6359937121225932E-3,4.9449102348375354E-5,7.9073014768814627E-6,1.7621513644554141E-2]
[2004,2,3,2,6.5754931307028105E-3,1.0007094433723818E-2,2.4278869434466363E-4,3.0016093755953245E-3,4.7413793103448329E-7,1.9332953773541564E-5,1.9846792726071195E-2,null,6.1600032715246932E-3,8.5246076875853984E-3,1.2510372640941623E-4,2.6154488456512403E-3,4.9449102348375354E-5,7.9073014768814627E-6,1.7482519934996006E-2]
[2004,2,3,3,6.3603608807706862E-3,9.6120062850623342E-3,2.4278869434466363E-4,2.8482862335838994E-3,4.7413793103448329E-7,1.9332953773541564E-5,1.9083249185466163E-2,null,5.9584647196547881E-3,8.1880493097606089E-3,1.2510372640941623E-4,2.4818509038118334E-3,4.9449102348375354E-5,7.9073014768814627E-6,1.6810825063461904E-2]
[2004,2,3,4,6.9007783308778605E-3,9.751854174034312E-3,2.4278869434466363E-4,3.0213323070478817E-3,4.7413793103448329E-7,1.9332953773541564E-5,1.9936560598009294E-2,null,6.464734469235291E-3,8.3071796324850136E-3,1.2510372640941623E-4,2.6326343990812962E-3,4.9449102348375354E-5,7.9073014768814627E-6,1.7587008631036277E-2]
[2004,2,3,5,6.9021124942503457E-3,9.6817370198267558E-3,2.4278869434466363E-4,2.7865600437895163E-3,4.7413793103448329E-7,1.9332953773541564E-5,1.963300534391586E-2,null,6.4659843299797095E-3,8.2474498841801479E-3,1.2510372640941623E-4,2.4280658599760913E-3,4.9449102348375354E-5,7.9073014768814627E-6,1.7323960204370624E-2]
[2004,2,3,6,7.1518554770608105E-3,1.0094906053529409E-2,2.4278869434466363E-4,2.7366054087013363E-3,4.7413793103448329E-7,1.9332953773541564E-5,2.0245962725340797E-2,null,6.6999466443754914E-3,8.5994105800944794E-3,1.2510372640941623E-4,2.3845379466711177E-3,4.9449102348375354E-5,7.9073014768814627E-6,1.7866355301375765E-2]
[2004,2,3,7,8.04335147005001E-3,1.1384529270881044E-2,1.0116195597694317E-4,2.9445670735712636E-3,4.7413793103448329E-7,8.0553974056423193E-6,2.2482139305815937E-2,null,7.5351111140519525E-3,9.6979844034488644E-3,5.2126552670590088E-5,2.5657451019878833E-3,4.9449102348375354E-5,3.2947089487006096E-6,1.9903710983456366E-2]
[2004,2,3,8,7.8473330583403202E-3,1.3157426107558563E-2,0,3.1312447401184765E-3,4.7413793103448329E-7,0,2.4136478043948393E-2,null,7.3514786421734965E-3,1.1208237964393138E-2,0,2.7284064700691109E-3,4.9449102348375354E-5,0,2.1337572178984122E-2]
[2004,2,3,9,7.5967395382360173E-3,1.4273721356725206E-2,0,3.4008383431105237E-3,4.7413793103448329E-7,0,2.5271773376002782E-2,null,7.1167195339238614E-3,1.2159161244440567E-2,0,2.9633165431363837E-3,4.9449102348375354E-5,0,2.2288646423849187E-2]
[2004,2,3,10,7.3380664825332172E-3,1.480176048363103E-2,0,3.6095357373333802E-3,4.7413793103448329E-7,0,2.5749836841428661E-2,null,6.8743914168212239E-3,1.2608974767274711E-2,0,3.1451647753709109E-3,4.9449102348375354E-5,0,2.2677980061815223E-2]
[2004,2,3,11,7.0822290586254125E-3,1.4975881569687554E-2,0,3.628751086702331E-3,4.7413793103448329E-7,0,2.5687335852946334E-2,null,6.6347197546470314E-3,1.2757300933136206E-2,0,3.1619080477415335E-3,4.9449102348375354E-5,0,2.2603377837873147E-2]
[2004,2,3,12,6.737102440631448E-3,1.4583578829579624E-2,0,3.3738813180872345E-3,4.7413793103448329E-7,0,2.4695036726229341E-2,null,6.311400871382402E-3,1.2423115323483632E-2,0,2.9398275706696152E-3,4.9449102348375354E-5,0,2.1723792867884024E-2]
[2004,2,3,13,6.6086909223093751E-3,1.4703889936548545E-2,0,3.4545307082231493E-3,4.7413793103448329E-7,0,2.4767585705012106E-2,null,6.191103373196E-3,1.252560311293757E-2,0,3.0101013231600168E-3,4.9449102348375354E-5,0,2.1776256911641964E-2]
[2004,2,3,14,6.3513096477780841E-3,1.4555178757563908E-2,0,3.3770693816789327E-3,4.7413793103448329E-7,0,2.4284031924951956E-2,null,5.9499854126678457E-3,1.2398922539670452E-2,0,2.9426054861800624E-3,4.9449102348375354E-5,0,2.1340962540866735E-2]
[2004,2,3,15,6.3301760946144602E-3,1.4022607747052204E-2,0,3.0228880214915577E-3,4.7413793103448329E-7,0,2.3376146001089258E-2,null,5.9301872387454973E-3,1.1945248502669904E-2,0,2.6339899690561762E-3,4.9449102348375354E-5,0,2.0558874812819955E-2]
[2004,2,3,16,7.0642227275588632E-3,1.400651151403212E-2,0,3.2545034773313543E-3,4.7413793103448329E-7,0,2.4325711856853373E-2,null,6.6178512010536608E-3,1.1931536823155642E-2,0,2.835807827681113E-3,4.9449102348375354E-5,0,2.1434644954238791E-2]
[2004,2,3,17,8.2744287307257181E-3,1.4225942529469284E-2,2.0637039019296408E-4,3.670855959706227E-3,4.7413793103448329E-7,1.6433010707510331E-5,2.6394504758732742E-2,null,7.7515871491482258E-3,1.2118460543470157E-2,1.0633816744800378E-4,3.1985960799650773E-3,4.9449102348375354E-5,6.7212062553492432E-6,2.323115224863519E-2]
[2004,2,3,18,9.1931360858340406E-3,1.3718215866851569E-2,2.4278869434466363E-4,3.5651198942193867E-3,4.7413793103448329E-7,1.9332953773541564E-5,2.6739067632954236E-2,null,8.6122435593293106E-3,1.1685950323844651E-2,1.2510372640941623E-4,3.1064630820241274E-3,4.9449102348375354E-5,7.9073014768814627E-6,2.3587117095432767E-2]
[2004,2,3,19,1.0035079205734343E-2,1.3054529793447189E-2,2.4278869434466363E-4,3.3069081108094717E-3,4.7413793103448329E-7,1.9332953773541564E-5,2.6659112896040248E-2,null,9.4009862847694685E-3,1.112058507812257E-2,1.2510372640941623E-4,2.881470544239604E-3,4.9449102348375354E-5,7.9073014768814627E-6,2.358550203736632E-2]
[2004,2,3,20,9.7816378847683013E-3,1.2388842820617554E-2,2.4278869434466363E-4,3.0941071138405911E-3,4.7413793103448329E-7,1.9332953773541564E-5,2.5527183605275686E-2,null,9.1635593214591908E-3,1.055351535336958E-2,1.2510372640941623E-4,2.696046642515115E-3,4.9449102348375354E-5,7.9073014768814627E-6,2.2595581447578561E-2]
[2004,2,3,21,9.1088232996120212E-3,1.2097799841696368E-2,2.4278869434466363E-4,3.1993762941416809E-3,4.7413793103448329E-7,1.9332953773541564E-5,2.466859522149931E-2,null,8.533258298659821E-3,1.0305588521864096E-2,1.2510372640941623E-4,2.7877728205913449E-3,4.9449102348375354E-5,7.9073014768814627E-6,2.1809079771349941E-2]
[2004,2,3,22,8.5372538873555847E-3,1.1734499125013712E-2,2.4278869434466363E-4,3.2465045673913937E-3,4.7413793103448329E-7,1.9332953773541564E-5,2.3780853365809932E-2,null,7.9978050057405159E-3,9.99610847220039E-3,1.2510372640941623E-4,2.8288379867887452E-3,4.9449102348375354E-5,7.9073014768814627E-6,2.1005211594964327E-2]
[2004,2,3,23,7.9596241929675814E-3,1.1354102060624259E-2,2.4278869434466363E-4,3.2130607698423654E-3,4.7413793103448329E-7,1.9332953773541564E-5,2.2789382809483442E-2,null,7.4566743655843145E-3,9.6720647889009439E-3,1.2510372640941623E-4,2.7996967726104508E-3,4.9449102348375354E-5,7.9073014768814627E-6,2.0110896057330387E-2]
[2004,2,3,24,7.0964159328224391E-3,1.0917920955423431E-2,2.4278869434466363E-4,3.0353247440279324E-3,4.7413793103448329E-7,1.9332953773541564E-5,2.1312257418323044E-2,null,6.6480101938170364E-3,9.3005011120314684E-3,1.2510372640941623E-4,2.6448266928037474E-3,4.9449102348375354E-5,7.9073014768814627E-6,1.8775798128886929E-2]
[2004,2,4,1,5.7886165697585276E-3,9.7827749323717642E-3,2.4278869434466363E-4,2.551099357790302E-3,4.7413793103448329E-7,1.9332953773541564E-5,1.8385086645969835E-2,null,5.4228475794184799E-3,8.3335196791364304E-3,1.2510372640941623E-4,2.2228974645146561E-3,4.9449102348375354E-5,7.9073014768814627E-6,1.6161724853304242E-2]
[2004,2,4,2,5.7867591747528709E-3,9.4185567101838282E-3,2.4278869434466363E-4,2.4715170423256854E-3,4.7413793103448329E-7,1.9332953773541564E-5,1.7939428713311625E-2,null,5.4211075488102911E-3,8.0232580465132014E-3,1.2510372640941623E-4,2.1535535063006055E-3,4.9449102348375354E-5,7.9073014768814627E-6,1.5780379231858772E-2]
[2004,2,4,3,5.6095410000825772E-3,9.0632536788297115E-3,2.4278869434466363E-4,2.3565647593617356E-3,4.7413793103448329E-7,1.9332953773541564E-5,1.7291955224323266E-2,null,5.2550873714573018E-3,7.7205908764806496E-3,1.2510372640941623E-4,2.0533899679576434E-3,4.9449102348375354E-5,7.9073014768814627E-6,1.5211528346130269E-2]
[2004,2,4,4,5.8937777836972384E-3,8.9240911162644515E-3,2.4278869434466363E-4,2.3209471233905142E-3,4.7413793103448329E-7,1.9332953773541564E-5,1.7401411809401447E-2,null,5.5213639049660253E-3,7.6020443534589362E-3,1.2510372640941623E-4,2.0223545821932043E-3,4.9449102348375354E-5,7.9073014768814627E-6,1.5328222970852838E-2]
[2004,2,4,5,5.9006283229792499E-3,8.916434254929953E-3,2.4278869434466363E-4,2.1092636430466443E-3,4.7413793103448329E-7,1.9332953773541564E-5,1.718892200700509E-2,null,5.5277815748730717E-3,7.5955218069368533E-3,1.2510372640941623E-4,1.8379044272828892E-3,4.9449102348375354E-5,7.9073014768814627E-6,1.5143667939327487E-2]
[2004,2,4,6,6.0908766417370639E-3,9.2083894939572787E-3,2.4278869434466363E-4,2.0134842738101909E-3,4.7413793103448329E-7,1.9332953773541564E-5,1.7575346195553777E-2,null,5.706008552326388E-3,7.8442257530748974E-3,1.2510372640941623E-4,1.754447185063621E-3,4.9449102348375354E-5,7.9073014768814627E-6,1.548714162069958E-2]
[2004,2,4,7,6.9793880355636991E-3,1.0534844972823417E-2,9.7115477737865429E-5,2.2493285706637165E-3,4.7413793103448329E-7,7.7331815094166247E-6,1.9868884376229148E-2,null,6.5383770126024683E-3,8.9741753750426732E-3,5.0041490563766479E-5,1.9599498393977283E-3,4.9449102348375354E-5,3.1629205907525843E-6,1.7575155740545766E-2]
[2004,2,4,8,6.8695181118264871E-3,1.2343446944169809E-2,0,2.4612240217052436E-3,4.7413793103448329E-7,0,2.1674663215632575E-2,null,6.4354495094919818E-3,1.0514844584355249E-2,0,2.1445846947294265E-3,4.9449102348375354E-5,0,1.9144327890925034E-2]
[2004,2,4,9,6.6191013062177851E-3,1.3456939660979276E-2,0,2.7134392133820748E-3,4.7413793103448329E-7,0,2.2789954318510171E-2,null,6.2008559495669189E-3,1.1463380509208329E-2,0,2.3643521092671831E-3,4.9449102348375354E-5,0,2.0078037670390805E-2]
[2004,2,4,10,6.3623530366653282E-3,1.393388574324032E-2,0,2.9046946937086242E-3,4.7413793103448329E-7,0,2.3201407611545308E-2,null,5.9603309959301116E-3,1.186967009369597E-2,0,2.5310023500718635E-3,4.9449102348375354E-5,0,2.0410452542046324E-2]
[2004,2,4,11,6.2362677847865164E-3,1.414162410869263E-2,0,3.0231355937878398E-3,4.7413793103448329E-7,0,2.3401501625198023E-2,null,5.8422127729122917E-3,1.2046633354997203E-2,0,2.6342056908892002E-3,4.9449102348375354E-5,0,2.0572500921147072E-2]
[2004,2,4,12,6.1522500724173921E-3,1.398911436537072E-2,0,2.9967972012144737E-3,4.7413793103448329E-7,0,2.3138635776933623E-2,null,5.7635039410768142E-3,1.191671695029412E-2,0,2.6112557630896655E-3,4.9449102348375354E-5,0,2.0340925756808976E-2]
[2004,2,4,13,5.9765356514547294E-3,1.3979527503681583E-2,0,3.0206444075306072E-3,4.7413793103448329E-7,0,2.2977181700597954E-2,null,5.5988924987912109E-3,1.1908550320569949E-2,0,2.6320349986353195E-3,4.9449102348375354E-5,0,2.0188926920344855E-2]
[2004,2,4,14,5.7274477321342552E-3,1.3786969870675856E-2,0,2.9433578667085016E-3,4.7413793103448329E-7,0,2.2458249607449646E-2,null,5.3655438559727818E-3,1.1744518863737475E-2,0,2.5646914609914638E-3,4.9449102348375354E-5,0,1.9724203283050096E-2]
[2004,2,4,15,5.9139274106183946E-3,1.3494755888288423E-2,0,2.7931497956416311E-3,4.7413793103448329E-7,0,2.2202307232479485E-2,null,5.5402403246180764E-3,1.1495594505405731E-2,0,2.4338078326041333E-3,4.9449102348375354E-5,0,1.9519091764976317E-2]
[2004,2,4,16,6.3797135653629444E-3,1.3211898123625465E-2,0,2.8003811064263701E-3,4.7413793103448329E-7,0,2.2392466933345814E-2,null,5.9765945538788499E-3,1.1254640301255007E-2,0,2.4401088268635011E-3,4.9449102348375354E-5,0,1.9720792784345735E-2]
[2004,2,4,17,7.4175192754792211E-3,1.3431418328868485E-2,1.982774337148086E-4,3.095688899112646E-3,4.7413793103448329E-7,1.5788578915058942E-5,2.415916665402125E-2,null,6.9488237756954009E-3,1.1441639998478671E-2,1.0216804323435657E-4,2.6974249292760441E-3,4.9449102348375354E-5,6.4576295394531935E-6,2.1245963478572303E-2]
[2004,2,4,18,8.3248417130713896E-3,1.2932853030140301E-2,2.4278869434466363E-4,3.0338858183986991E-3,4.7413793103448329E-7,1.9332953773541564E-5,{"$f":"SUM(E836:J836)","v":2.4554176347659631E-2},null,{"$f":"E836*V$5","v":7.7988146543716188E-3},{"$f":"F836*W$5","v":1.1016933945542979E-2},{"$f":"G836*X$5","v":1.2510372640941623E-4},{"$f":"H836*AB$5","v":2.6435728866267827E-3},{"$f":"I836*Z$5","v":4.9449102348375354E-5},{"$f":"J836*AA$5","v":7.9073014768814627E-6},{"$f":"SUM(M836:R836)","v":2.1641781616776056E-2}]
[2004,2,4,19,9.0218331373800014E-3,1.2176546340348865E-2,2.4278869434466363E-4,2.694531826143673E-3,4.7413793103448329E-7,1.9332953773541564E-5,2.4155507089921781E-2,null,8.451764839038119E-3,1.0372669232676747E-2,1.2510372640941623E-4,2.3478771793415823E-3,4.9449102348375354E-5,7.9073014768814627E-6,2.1354771381291122E-2]
[2004,2,4,20,9.0939988597971231E-3,1.1797893143347773E-2,2.4278869434466363E-4,2.7551261410278852E-3,4.7413793103448329E-7,1.9332953773541564E-5,2.3909613930222021E-2,null,8.5193705801354259E-3,1.0050111074016186E-2,1.2510372640941623E-4,2.400675965288041E-3,4.9449102348375354E-5,7.9073014768814627E-6,2.1152617749674332E-2]
[2004,2,4,21,8.5241251476703105E-3,1.1663635090712939E-2,2.4278869434466363E-4,2.9156320460702561E-3,4.7413793103448329E-7,1.9332953773541564E-5,2.3365988070502747E-2,null,7.9855058400650665E-3,9.9357424892895143E-3,1.2510372640941623E-4,2.5405325993578943E-3,4.9449102348375354E-5,7.9073014768814627E-6,2.064424105894715E-2]
[2004,2,4,22,7.8365930178988762E-3,1.1202067090952575E-2,2.4278869434466363E-4,2.8337244910194774E-3,4.7413793103448329E-7,1.9332953773541564E-5,2.2134980385920169E-2,null,7.3414172394861924E-3,9.5425528231821623E-3,1.2510372640941623E-4,2.4691625463291967E-3,4.9449102348375354E-5,7.9073014768814627E-6,1.9535592739232228E-2]
[2004,2,4,23,7.2325491388352267E-3,1.0578143244071039E-2,2.4278869434466363E-4,2.7606584736788032E-3,4.7413793103448329E-7,1.9332953773541564E-5,2.0833946642634309E-2,null,6.7755414645116023E-3,9.0110592855904507E-3,1.2510372640941623E-4,2.405496556922398E-3,4.9449102348375354E-5,7.9073014768814627E-6,1.8374557437259128E-2]
[2004,2,4,24,6.128817380093461E-3,9.9627776648001688E-3,2.4278869434466363E-4,2.3516502270444556E-3,4.7413793103448329E-7,1.9332953773541564E-5,1.8705841057987328E-2,null,5.7415519051599861E-3,8.4868561632485875E-3,1.2510372640941623E-4,2.0491076959269607E-3,4.9449102348375354E-5,7.9073014768814627E-6,1.6459975894570211E-2]
[2004,2,5,1,6.373123766032913E-3,1.0134514681330926E-2,2.4278869434466363E-4,2.670405438345382E-3,4.7413793103448329E-7,1.9332953773541564E-5,1.944063967175846E-2,null,5.9704211483828963E-3,8.6331514441672363E-3,1.2510372640941623E-4,2.3268546793354782E-3,4.9449102348375354E-5,7.9073014768814627E-6,1.7112887402120289E-2]
[2004,2,5,2,6.5078582523460304E-3,9.8468550391169144E-3,2.4278869434466363E-4,2.6806451263139282E-3,4.7413793103448329E-7,1.9332953773541564E-5,1.9297954203826111E-2,null,6.0966420811674905E-3,8.3881067297732377E-3,1.2510372640941623E-4,2.3357770195623281E-3,4.9449102348375354E-5,7.9073014768814627E-6,1.7002985960737731E-2]
[2004,2,5,3,6.2238969739325991E-3,9.39683251637927E-3,2.4278869434466363E-4,2.4592744043257734E-3,4.7413793103448329E-7,1.9332953773541564E-5,1.8342599680686883E-2,null,5.8306236443379312E-3,8.0047521524458046E-3,1.2510372640941623E-4,2.1428858978886195E-3,4.9449102348375354E-5,7.9073014768814627E-6,1.6160721824907031E-2]
[2004,2,5,4,6.6688739190862E-3,9.4009720051042266E-3,2.4278869434466363E-4,2.513666252984062E-3,4.7413793103448329E-7,1.9332953773541564E-5,1.8846107963223727E-2,null,6.2474835487457804E-3,8.0082784025118092E-3,1.2510372640941623E-4,2.1902801720879209E-3,4.9449102348375354E-5,7.9073014768814627E-6,1.6628502253580184E-2]
[2004,2,5,5,6.8736074841259844E-3,9.4467454973576545E-3,2.4278869434466363E-4,2.436860539964674E-3,4.7413793103448329E-7,1.9332953773541564E-5,1.9019809307497554E-2,null,6.4392804840276803E-3,8.0472708459763415E-3,1.2510372640941623E-4,2.1233556031918974E-3,4.9449102348375354E-5,7.9073014768814627E-6,1.6792367063430593E-2]
[2004,2,5,6,7.0886495146445143E-3,9.7149350811379601E-3,2.4278869434466363E-4,2.3442719453286051E-3,4.7413793103448329E-7,1.9332953773541564E-5,1.9410452327160321E-2,null,6.6407345172353575E-3,8.2757298660011153E-3,1.2510372640941623E-4,2.0426786387173486E-3,4.9449102348375354E-5,7.9073014768814627E-6,1.7141603152188496E-2]
[2004,2,5,7,7.7221540047099435E-3,1.0770950322798315E-2,9.7115477737865429E-5,2.2756100395441045E-3,4.7413793103448329E-7,7.7331815094166247E-6,2.0874037164230683E-2,null,7.2342093568800499E-3,9.1753032343634827E-3,5.0041490563766479E-5,1.9828501668034543E-3,4.9449102348375354E-5,3.1629205907525843E-6,1.8495016271549886E-2]
[2004,2,5,8,7.7997284457006141E-3,1.285965774891103E-2,0,2.7843821612058535E-3,4.7413793103448329E-7,0,2.3444242493748532E-2,null,7.306882052416446E-3,1.0954582074958119E-2,0,2.4261681645145442E-3,4.9449102348375354E-5,0,2.0737081394237484E-2]
[2004,2,5,9,7.4014662118755048E-3,1.3920718768287448E-2,0,2.9455490849760787E-3,4.7413793103448329E-7,0,2.4268208203070067E-2,null,6.9337850672135755E-3,1.1858453721486346E-2,0,2.5666007764857117E-3,4.9449102348375354E-5,0,2.1408288667534008E-2]
[2004,2,5,10,7.0648696222489621E-3,1.4340108380700375E-2,0,3.1111682686303516E-3,4.7413793103448329E-7,0,2.4516620409510723E-2,null,6.6184572199982682E-3,1.2215713457341395E-2,0,2.7109128599393947E-3,4.9449102348375354E-5,0,2.1594532639627434E-2]
[2004,2,5,11,6.7534913274675014E-3,1.4437646862905298E-2,0,3.105834981314688E-3,4.7413793103448329E-7,0,2.4297447309618522E-2,null,6.3267541832207714E-3,1.2298802240079112E-2,0,2.7062657062268923E-3,4.9449102348375354E-5,0,2.1381271231875151E-2]
[2004,2,5,12,6.6333794343814492E-3,1.4331730691807232E-2,0,3.0647224839274244E-3,4.7413793103448329E-7,0,2.4030306748047139E-2,null,6.2142318765812353E-3,1.2208576869232261E-2,0,2.6704423793451155E-3,4.9449102348375354E-5,0,2.1142700227506989E-2]
[2004,2,5,13,6.2800765784843818E-3,1.4221725423338912E-2,0,2.9622398097401228E-3,4.7413793103448329E-7,0,2.3464515949494454E-2,null,5.883253392548915E-3,1.2114868174518668E-2,0,2.5811442201370176E-3,4.9449102348375354E-5,0,2.0628714889552976E-2]
[2004,2,5,14,6.2513730743090877E-3,1.425437981436635E-2,0,3.1017900459028029E-3,4.7413793103448329E-7,0,2.3608017072509275E-2,null,5.8563635949155724E-3,1.2142685027315402E-2,0,2.7027411564504414E-3,4.9449102348375354E-5,0,2.0751238881029792E-2]
[2004,2,5,15,6.0381204783186765E-3,1.3487574146910927E-2,0,2.5506694912533264E-3,4.7413793103448329E-7,0,2.2076838254413964E-2,null,5.6565859261003878E-3,1.1489476692871602E-2,0,2.2225229008065806E-3,4.9449102348375354E-5,0,1.9418034622126944E-2]
[2004,2,5,16,7.0418064154415556E-3,1.367573205993656E-2,0,3.0002932769834351E-3,4.7413793103448329E-7,0,2.3718305890292585E-2,null,6.5968513226820485E-3,1.1649760219971434E-2,0,2.6143020646532812E-3,4.9449102348375354E-5,0,2.0910362709655139E-2]
[2004,2,5,17,7.9777033875542431E-3,1.3451363022707205E-2,1.9423095547573086E-4,3.119407269384704E-3,4.7413793103448329E-7,1.5466363018833249E-5,2.4758645136071747E-2,null,7.4736111786242922E-3,1.1458630014067125E-2,1.0008298112753296E-4,2.7180919036842244E-3,4.9449102348375354E-5,6.3258411815051686E-6,2.1806191021033053E-2]
[2004,2,5,18,9.0643999125887571E-3,1.3112626923785576E-2,2.4278869434466363E-4,3.088213860852492E-3,4.7413793103448329E-7,1.9332953773541564E-5,2.5527836483276067E-2,null,8.4916419203964512E-3,1.117007549186747E-2,1.2510372640941623E-4,2.6909115633638519E-3,4.9449102348375354E-5,7.9073014768814627E-6,2.2535089105862448E-2]
[2004,2,5,19,9.9416767935388284E-3,1.2491561179805193E-2,2.4278869434466363E-4,2.7909834963343355E-3,4.7413793103448329E-7,1.9332953773541564E-5,2.5486817255727597E-2,null,9.3134857500938029E-3,1.0641016647595026E-2,1.2510372640941623E-4,2.4319202302170045E-3,4.9449102348375354E-5,7.9073014768814627E-6,2.2568882758140511E-2]
[2004,2,5,20,9.8800588328777396E-3,1.2060848956713627E-2,2.4278869434466363E-4,2.7810454349583781E-3,4.7413793103448329E-7,1.9332953773541564E-5,2.4984549010598985E-2,null,9.2557612826337596E-3,1.0274111673087149E-2,1.2510372640941623E-4,2.4232607119715286E-3,4.9449102348375354E-5,7.9073014768814627E-6,2.2135593797927115E-2]
[2004,2,5,21,9.0428243155609503E-3,1.1699209419566037E-2,2.4278869434466363E-4,2.791557303004252E-3,4.7413793103448329E-7,1.9332953773541564E-5,2.3796186824180478E-2,null,8.4714296343162167E-3,9.96604670988324E-3,1.2510372640941623E-4,2.4324202159928562E-3,4.9449102348375354E-5,7.9073014768814627E-6,2.1052356690426988E-2]
[2004,2,5,22,8.4520059743498042E-3,1.1345964242727994E-2,2.4278869434466363E-4,2.8558683766971376E-3,4.7413793103448329E-7,1.9332953773541564E-5,2.2916434379824175E-2,null,7.9179437067370545E-3,9.6651325364416393E-3,1.2510372640941623E-4,2.4884575954134507E-3,4.9449102348375354E-5,7.9073014768814627E-6,2.0253993968826822E-2]
[2004,2,5,23,7.9366904725330333E-3,1.1023041225912114E-2,2.4278869434466363E-4,2.9011654087012337E-3,4.7413793103448329E-7,1.9332953773541564E-5,2.2123492893195623E-2,null,7.4351897727033016E-3,9.3900484898306637E-3,1.2510372640941623E-4,2.5279271116768862E-3,4.9449102348375354E-5,7.9073014768814627E-6,1.9535625504445528E-2]
[2004,2,5,24,7.0602167262972188E-3,1.0645541358157772E-2,2.4278869434466363E-4,2.7313573533571051E-3,4.7413793103448329E-7,1.9332953773541564E-5,2.0699711223861335E-2,null,6.6140983295371143E-3,9.06847280209893E-3,1.2510372640941623E-4,2.3799650597380001E-3,4.9449102348375354E-5,7.9073014768814627E-6,1.8244996321608722E-2]
[2004,2,6,1,6.7762864247625509E-3,1.0512089726198628E-2,2.4278869434466363E-4,3.0107774671184586E-3,4.7413793103448329E-7,1.9332953773541564E-5,2.0561749404128877E-2,null,6.3481089122306121E-3,8.9547911720059877E-3,1.2510372640941623E-4,2.6234374515591127E-3,4.9449102348375354E-5,7.9073014768814627E-6,1.810879766603039E-2]
[2004,2,6,2,6.7467008714798783E-3,1.0357206291444359E-2,2.4278869434466363E-4,2.9793919598974572E-3,4.7413793103448329E-7,1.9332953773541564E-5,2.0345894908870937E-2,null,6.3203928000868451E-3,8.8228527230056059E-3,1.2510372640941623E-4,2.5960897262692203E-3,4.9449102348375354E-5,7.9073014768814627E-6,1.7921795379596348E-2]
[2004,2,6,3,6.5551685159200039E-3,1.0002211694859615E-2,2.4278869434466363E-4,2.7525653777534082E-3,4.7413793103448329E-7,1.9332953773541564E-5,1.9572541374582267E-2,null,6.1409629210801044E-3,8.5204482951129947E-3,1.2510372640941623E-4,2.3984446471809373E-3,4.9449102348375354E-5,7.9073014768814627E-6,1.7242315993608714E-2]
[2004,2,6,4,6.6334710261254145E-3,9.7689782034641095E-3,2.4278869434466363E-4,2.6178630333527717E-3,4.7413793103448329E-7,1.9332953773541564E-5,1.9282908048991534E-2,null,6.2143176808595237E-3,8.3217668469743409E-3,1.2510372640941623E-4,2.2810719157277362E-3,4.9449102348375354E-5,7.9073014768814627E-6,1.6999616573796276E-2]
[2004,2,6,5,7.2300515795015088E-3,9.94595557116916E-3,2.4278869434466363E-4,2.6714481810186535E-3,4.7413793103448329E-7,1.9332953773541564E-5,2.0110051117738566E-2,null,6.7732017200451845E-3,8.472526154709354E-3,1.2510372640941623E-4,2.3277632719535895E-3,4.9449102348375354E-5,7.9073014768814627E-6,1.7755951276942804E-2]
[2004,2,6,6,7.333035282579733E-3,9.9363254128100424E-3,2.4278869434466363E-4,2.4576715757444038E-3,4.7413793103448329E-7,1.9332953773541564E-5,1.998962805718342E-2,null,6.8696781264934691E-3,8.4643226424386854E-3,1.2510372640941623E-4,2.1414892750645427E-3,4.9449102348375354E-5,7.9073014768814627E-6,1.7657950174231375E-2]
[2004,2,6,7,8.1265527229760163E-3,1.1118263090484616E-2,9.3068999498787728E-5,2.5708521169896755E-3,4.7413793103448329E-7,7.4109656131909335E-6,2.1916622033493319E-2,null,7.6130550765855084E-3,9.471163846954251E-3,4.7956428456942884E-5,2.2401090083172806E-3,4.9449102348375354E-5,3.0311322328045607E-6,1.9424764594895165E-2]
[2004,2,6,8,8.2456143470860162E-3,1.3178825036321198E-2,0,3.0596921333532539E-3,4.7413793103448329E-7,0,2.4484605654691502E-2,null,7.7245934782615893E-3,1.1226466779344789E-2,0,2.6660591892107145E-3,4.9449102348375354E-5,0,2.1666568549165471E-2]
[2004,2,6,9,7.967986291639452E-3,1.4128418423670599E-2,0,3.2114097953292917E-3,4.7413793103448329E-7,0,2.5308288648570376E-2,null,7.4645080830183759E-3,1.203538400736646E-2,0,2.7982581978846632E-3,4.9449102348375354E-5,0,2.2347599390617878E-2]
[2004,2,6,10,8.2909228487139004E-3,1.4496731679878E-2,0,3.278275775486574E-3,4.7413793103448329E-7,0,2.606640444200951E-2,null,7.767039042831104E-3,1.2349134021029204E-2,0,2.8565217920876957E-3,4.9449102348375354E-5,0,2.3022143958296378E-2]
[2004,2,6,11,7.5607851349018132E-3,1.467772212839456E-2,0,3.2288859894533885E-3,4.7413793103448329E-7,0,2.5467867390680795E-2,null,7.0830370043003009E-3,1.2503311897436998E-2,0,2.8134860593512076E-3,4.9449102348375354E-5,0,2.2449284063436884E-2]
[2004,2,6,12,6.9224938522517016E-3,1.4387533509731654E-2,0,3.1029481307878241E-3,4.7413793103448329E-7,0,2.4413449630702213E-2,null,6.4850778381730706E-3,1.2256112858206679E-2,0,2.7037502523708902E-3,4.9449102348375354E-5,0,2.1494390051099016E-2]
[2004,2,6,13,6.683590982495379E-3,1.4238063966573093E-2,0,3.0627855462467446E-3,4.7413793103448329E-7,0,2.398491463324625E-2,null,6.2612706757255773E-3,1.2128786267545618E-2,0,2.6687546309451331E-3,4.9449102348375354E-5,0,2.1108260676564704E-2]
[2004,2,6,14,6.1399147806788911E-3,1.4085106551206209E-2,0,3.104648981085215E-3,4.7413793103448329E-7,0,2.3330144450901348E-2,null,5.7519480872489726E-3,1.1998488510534791E-2,0,2.705232286303455E-3,4.9449102348375354E-5,0,2.0505117986435596E-2]
[2004,2,6,15,6.4194889440937217E-3,1.3645213788181574E-2,0,3.0150184224232491E-3,4.7413793103448329E-7,0,2.3080195292629582E-2,null,6.0138566205006931E-3,1.1623763034101212E-2,0,2.6271328030417398E-3,4.9449102348375354E-5,0,2.0314201559992019E-2]
[2004,2,6,16,7.0373810280681065E-3,1.3359850695079301E-2,0,3.2914993307469136E-3,4.7413793103448329E-7,0,2.3689205191825356E-2,null,6.5927055650702084E-3,1.1380674649823062E-2,0,2.8680441216160676E-3,4.9449102348375354E-5,0,2.0890873438857715E-2]
[2004,2,6,17,7.3453012518411107E-3,1.3030011096332939E-2,1.8613799899757546E-4,3.136685781829122E-3,4.7413793103448329E-7,1.4821931226381867E-5,2.3713432198158167E-2,null,6.8811690381675623E-3,1.109969866845651E-2,9.5912856913885769E-5,2.733147515448617E-3,4.9449102348375354E-5,6.0622644656091214E-6,2.0865439445800563E-2]
[2004,2,6,18,9.604622133296891E-3,1.2386584760832939E-2,2.4278869434466363E-4,2.8465275548839697E-3,4.7413793103448329E-7,1.9332953773541564E-5,2.5100330235063043E-2,null,8.9977287766619014E-3,1.0551591810634328E-2,1.2510372640941623E-4,2.4803184811678343E-3,4.9449102348375354E-5,7.9073014768814627E-6,2.2212099198698737E-2]
[2004,2,6,19,9.6749998788562951E-3,1.2060092449420825E-2,2.4278869434466363E-4,2.8796086358411984E-3,4.7413793103448329E-7,1.9332953773541564E-5,2.4877296750167557E-2,null,9.0636595189303708E-3,1.027346723748932E-2,1.2510372640941623E-4,2.5091436426648455E-3,4.9449102348375354E-5,7.9073014768814627E-6,2.2028730529319213E-2]
[2004,2,6,20,9.9883706306304748E-3,1.1412267579341231E-2,2.4278869434466363E-4,2.5175231356560739E-3,4.7413793103448329E-7,1.9332953773541564E-5,2.4180757131677021E-2,null,9.357229114055593E-3,9.7216134597255255E-3,1.2510372640941623E-4,2.1936408623277441E-3,4.9449102348375354E-5,7.9073014768814627E-6,2.1454943566343539E-2]
[2004,2,6,21,9.5001146501558584E-3,1.1808184183733493E-2,2.4278869434466363E-4,3.2543841237417811E-3,4.7413793103448329E-7,1.9332953773541564E-5,2.482527874368037E-2,null,8.8998248742090721E-3,1.0058877562887293E-2,1.2510372640941623E-4,2.8357038290693641E-3,4.9449102348375354E-5,7.9073014768814627E-6,2.1976866396400407E-2]
[2004,2,6,22,9.1831712087226541E-3,1.1219937876105642E-2,2.4278869434466363E-4,3.2691336576142322E-3,4.7413793103448329E-7,1.9332953773541564E-5,2.3934838528491768E-2,null,8.6029083392345825E-3,9.5577761663321603E-3,1.2510372640941623E-4,2.8485558182902949E-3,4.9449102348375354E-5,7.9073014768814627E-6,2.1191700454091716E-2]
[2004,2,6,23,8.483593515419479E-3,1.0664485686166399E-2,2.4278869434466363E-4,3.3540611866877891E-3,4.7413793103448329E-7,1.9332953773541564E-5,2.2764736174322907E-2,null,7.9475353057944804E-3,9.0846106496278046E-3,1.2510372640941623E-4,2.9225573221786524E-3,4.9449102348375354E-5,7.9073014768814627E-6,2.0137163407835612E-2]
[2004,2,6,24,7.2004077864069749E-3,9.5459330103593379E-3,2.4278869434466363E-4,2.9712381445277315E-3,4.7413793103448329E-7,1.9332953773541564E-5,1.9980174727343283E-2,null,6.745431048125524E-3,8.1317643661930773E-3,1.2510372640941623E-4,2.5889849087104158E-3,4.9449102348375354E-5,7.9073014768814627E-6,1.7648640453263694E-2]
[2004,2,7,1,7.4652492875913121E-3,9.8660171585552292E-3,2.4278869434466363E-4,3.7494712587543342E-3,4.7413793103448329E-7,1.9332953773541564E-5,2.1343333490950116E-2,null,6.9935378412287596E-3,8.4044301043307724E-3,1.2510372640941623E-4,3.2670974295469558E-3,4.9449102348375354E-5,7.9073014768814627E-6,1.8847525505341165E-2]
[2004,2,7,2,7.3792059574729792E-3,1.0045186799484617E-2,2.4278869434466363E-4,4.0442324058615631E-3,4.7413793103448329E-7,1.9332953773541564E-5,2.1731220948868403E-2,null,6.9129313856388409E-3,8.5570569140969929E-3,1.2510372640941623E-4,3.5239372129686523E-3,4.9449102348375354E-5,7.9073014768814627E-6,1.9176385642939161E-2]
[2004,2,7,3,7.4208690556104634E-3,9.6397386288668337E-3,2.4278869434466363E-4,3.7405537676433636E-3,4.7413793103448329E-7,1.9332953773541564E-5,2.1063757238169899E-2,null,6.9519618911427416E-3,8.2116732850069998E-3,1.2510372640941623E-4,3.2593271840173662E-3,4.9449102348375354E-5,7.9073014768814627E-6,1.8605422490401785E-2]
[2004,2,7,4,7.1528872906736892E-3,9.1900648487595223E-3,2.4278869434466363E-4,3.3885007033867039E-3,4.7413793103448329E-7,1.9332953773541564E-5,1.9994048628869159E-2,null,6.7009132601265229E-3,7.8286157863298404E-3,1.2510372640941623E-4,2.9525661550825334E-3,4.9449102348375354E-5,7.9073014768814627E-6,1.7664555331773572E-2]
[2004,2,7,5,7.4854918901802077E-3,9.3701484097284578E-3,2.4278869434466363E-4,3.4520681747641042E-3,4.7413793103448329E-7,1.9332953773541564E-5,2.0570304260722011E-2,null,7.0125013616360032E-3,7.9820211247535622E-3,1.2510372640941623E-4,3.0079555974885808E-3,4.9449102348375354E-5,7.9073014768814627E-6,1.8184938214112822E-2]
[2004,2,7,6,8.4788648188982782E-3,1.0762639471003905E-2,2.4278869434466363E-4,4.4615980631785793E-3,4.7413793103448329E-7,1.9332953773541564E-5,2.3965698139130007E-2,null,7.9431054044225759E-3,9.1682235818663239E-3,1.2510372640941623E-4,3.8876082940625268E-3,4.9449102348375354E-5,7.9073014768814627E-6,2.1181397410586104E-2]
[2004,2,7,7,9.68874437395046E-3,1.1380037748622545E-2,8.9022521259709986E-5,4.6084752758682951E-3,4.7413793103448329E-7,7.0887497169652389E-6,2.5773842807349009E-2,null,9.0765355318867501E-3,9.6941582713555435E-3,4.5871366350119276E-5,4.0155895828688356E-3,4.9449102348375354E-5,2.8993438748565354E-6,2.2884503198684483E-2]
[2004,2,7,8,1.0027168184507603E-2,1.2022508667048041E-2,0,4.7123552872657664E-3,4.7413793103448329E-7,0,2.6762506276752446E-2,null,9.3935751422636275E-3,1.0241451251004384E-2,0,4.1061053102332155E-3,4.9449102348375354E-5,0,2.3790580805849604E-2]
[2004,2,7,9,1.0462962051577632E-2,1.255854349496727E-2,0,4.8176623709351779E-3,4.7413793103448329E-7,0,2.7839642055411118E-2,null,9.8018322255730359E-3,1.0698075963118087E-2,0,4.1978645153654404E-3,4.9449102348375354E-5,0,2.4747221806404939E-2]
[2004,2,7,10,1.0997382666883541E-2,1.2914333071696451E-2,0,4.9351704885698183E-3,4.7413793103448329E-7,0,{"$f":"SUM(E900:J900)","v":2.8847360365080846E-2},null,{"$f":"E900*V$5","v":1.0302484066160203E-2},{"$f":"F900*W$5","v":1.1001157599954375E-2},{"$f":"G900*X$5","v":0},{"$f":"H900*AB$5","v":4.3002550772823171E-3},{"$f":"I900*Z$5","v":4.9449102348375354E-5},{"$f":"J900*AA$5","v":0},{"$f":"SUM(M900:R900)","v":2.565334584574527E-2}]
[2004,2,7,11,1.1654620772465304E-2,1.2788287041807678E-2,0,4.8729634450079048E-3,4.7413793103448329E-7,0,2.9316345397211924E-2,null,1.0918192850289315E-2,1.0893784479565063E-2,0,4.2460510420743334E-3,4.9449102348375354E-5,0,2.6107477474277087E-2]
[2004,2,7,12,1.0867497182325164E-2,1.3032065868325062E-2,0,5.1878023700691785E-3,4.7413793103448329E-7,0,2.9087839558650439E-2,null,1.0180805738177879E-2,1.1101449039179629E-2,0,4.5203855740133091E-3,4.9449102348375354E-5,0,2.5852089453719192E-2]
[2004,2,7,13,1.0550614940103731E-2,1.2732305257232035E-2,0,5.1170320735426274E-3,4.7413793103448329E-7,0,2.8400426408809427E-2,null,9.8839465353817123E-3,1.0846096036698966E-2,0,4.4587199582734023E-3,4.9449102348375354E-5,0,2.5238211632702456E-2]
[2004,2,7,14,9.4231461376700111E-3,1.2711128007218016E-2,0,5.1694247252738546E-3,4.7413793103448329E-7,0,2.7304173008092916E-2,null,8.8277198199883649E-3,1.082805606021358E-2,0,4.5043722345506467E-3,4.9449102348375354E-5,0,2.4209597217100969E-2]
[2004,2,7,15,9.2394230230320885E-3,1.259386618503602E-2,0,5.076364379209183E-3,4.7413793103448329E-7,0,2.691012772520833E-2,null,8.6556057344394175E-3,1.0728165823596621E-2,0,4.4232842100163164E-3,4.9449102348375354E-5,0,2.3856504870400731E-2]
[2004,2,7,16,9.485743078192839E-3,1.1912544302216613E-2,0,4.8121551656539275E-3,4.7413793103448329E-7,0,2.6210916683994414E-2,null,8.8863614078880764E-3,1.0147777400316678E-2,0,4.1930658184354793E-3,4.9449102348375354E-5,0,2.3276653728988607E-2]
[2004,2,7,17,1.021195993876409E-2,1.2029223255152688E-2,1.8209152075849771E-4,5.0120438126659813E-3,4.7413793103448329E-7,1.4499715330156174E-5,2.7450292380602447E-2,null,9.5666903426210922E-3,1.0247171116021641E-2,9.382779480706216E-5,4.3672385590116164E-3,4.9449102348375354E-5,5.9304761076610966E-6,2.433030739091745E-2]
[2004,2,7,18,1.1044728362419117E-2,1.2052259756246658E-2,2.4278869434466363E-4,5.1767625740467543E-3,4.7413793103448329E-7,1.9332953773541564E-5,2.853634647876177E-2,null,1.0346838099172567E-2,1.026679490748492E-2,1.2510372640941623E-4,4.5107660605623471E-3,4.9449102348375354E-5,7.9073014768814627E-6,2.5306859197454509E-2]
[2004,2,7,19,1.1054048067534884E-2,1.1645972185847783E-2,2.4278869434466363E-4,5.0050478520264549E-3,4.7413793103448329E-7,1.9332953773541564E-5,2.7967663891458362E-2,null,1.0355568914164176E-2,9.9206962302983738E-3,1.2510372640941623E-4,4.3611426368281242E-3,4.9449102348375354E-5,7.9073014768814627E-6,2.4819867911525347E-2]
[2004,2,7,20,1.1032523301299415E-2,1.1067862220073336E-2,2.4278869434466363E-4,4.7231153512560216E-3,4.7413793103448329E-7,1.9332953773541564E-5,2.7086096658678012E-2,null,1.0335404246998732E-2,9.428229541675678E-3,1.2510372640941623E-4,4.1154810795026144E-3,4.9449102348375354E-5,7.9073014768814627E-6,2.4061574998411699E-2]
[2004,2,7,21,1.0334433588392379E-2,1.1178151767570916E-2,2.4278869434466363E-4,4.9127981328840999E-3,4.7413793103448329E-7,1.9332953773541564E-5,2.6687979274896634E-2,null,9.6814251719927694E-3,9.5221804013068019E-3,1.2510372640941623E-4,4.2807609511217115E-3,4.9449102348375354E-5,7.9073014768814627E-6,2.366682665465596E-2]
[2004,2,7,22,1.0158843881047867E-2,1.0739703618683712E-2,2.4278869434466363E-4,4.6917929224149623E-3,4.7413793103448329E-7,1.9332953773541564E-5,2.585293620819578E-2,null,9.5169305629667477E-3,9.1486855287076421E-3,1.2510372640941623E-4,4.0881883174858739E-3,4.9449102348375354E-5,7.9073014768814627E-6,2.293626453939494E-2]
[2004,2,7,23,9.9506659102071293E-3,1.0084268559649785E-2,2.4278869434466363E-4,4.310726899834175E-3,4.7413793103448329E-7,1.9332953773541564E-5,2.4608257155740332E-2,null,9.3219068657400643E-3,8.5903489625886731E-3,1.2510372640941623E-4,3.7561468809887751E-3,4.9449102348375354E-5,7.9073014768814627E-6,2.185086283955219E-2]
[2004,2,7,24,7.9792256374161142E-3,1.0067374214468629E-2,2.4278869434466363E-4,4.463448053987365E-3,4.7413793103448329E-7,1.9332953773541564E-5,2.2772643691921349E-2,null,7.4750372411176765E-3,8.5759574061022407E-3,1.2510372640941623E-4,3.8892202814065973E-3,4.9449102348375354E-5,7.9073014768814627E-6,2.012267505886119E-2]
[2004,2,8,1,7.3737502518957526E-3,9.7185415832275138E-3,2.4278869434466363E-4,4.2633363922263429E-3,4.7413793103448329E-7,1.9332953773541564E-5,2.161822401339885E-2,null,6.907820413193707E-3,8.2788020879773876E-3,1.2510372640941623E-4,3.7148532171877862E-3,4.9449102348375354E-5,7.9073014768814627E-6,1.9083935848593556E-2]
[2004,2,8,2,7.515689581724108E-3,9.441546237673841E-3,2.4278869434466363E-4,4.1876471641573128E-3,4.7413793103448329E-7,1.9332953773541564E-5,2.1407478769604502E-2,null,7.0407909324720439E-3,8.0428418232101496E-3,1.2510372640941623E-4,3.648901496157425E-3,4.9449102348375354E-5,7.9073014768814627E-6,1.8914994382074293E-2]
[2004,2,8,3,7.2007415547940016E-3,9.3598040119711699E-3,2.4278869434466363E-4,4.1721988849964409E-3,4.7413793103448329E-7,1.9332953773541564E-5,2.0995340237810856E-2,null,6.7457437264775728E-3,7.9732091830626711E-3,1.2510372640941623E-4,3.6354406560404175E-3,4.9449102348375354E-5,7.9073014768814627E-6,1.8536853695815338E-2]
[2004,2,8,4,7.2783034757689796E-3,8.9494589750261193E-3,2.4278869434466363E-4,3.7542432671580856E-3,4.7413793103448329E-7,1.9332953773541564E-5,2.0244601504002424E-2,null,6.818404693108457E-3,7.6236541269300972E-3,1.2510372640941623E-4,3.2712555135310031E-3,4.9449102348375354E-5,7.9073014768814627E-6,1.7895774463804234E-2]
[2004,2,8,5,7.0826004490075201E-3,8.5808044016625305E-3,2.4278869434466363E-4,3.3846647520447393E-3,4.7413793103448329E-7,1.9332953773541564E-5,1.9310665388764029E-2,null,6.6350676777492722E-3,7.3096133600549385E-3,1.2510372640941623E-4,2.9492237033328528E-3,4.9449102348375354E-5,7.9073014768814627E-6,1.7076364871371742E-2]
[2004,2,8,6,7.2241822424420777E-3,8.6566382469611611E-3,2.4278869434466363E-4,3.3702252079092841E-3,4.7413793103448329E-7,1.9332953773541564E-5,1.9513641483361762E-2,null,6.7677032525129237E-3,7.3742129083946969E-3,1.2510372640941623E-4,2.9366418233094686E-3,4.9449102348375354E-5,7.9073014768814627E-6,1.7261018114451767E-2]
[2004,2,8,7,7.4312981698718443E-3,9.189671585605368E-3,8.4976043020632244E-5,3.5449572237852469E-3,4.7413793103448329E-7,6.766533820739546E-6,2.0258143694034867E-2,null,6.9617320143399268E-3,7.8282807825853125E-3,4.3786304243295668E-5,3.088894362542846E-3,4.9449102348375354E-5,2.767555516908511E-6,1.7974910121576666E-2]
[2004,2,8,8,8.13252535334851E-3,9.1581980105396171E-3,0,3.281718845388055E-3,4.7413793103448329E-7,0,2.0572916347207218E-2,null,7.6186503105706797E-3,7.8014698154521226E-3,0,2.8595219070502026E-3,4.9449102348375354E-5,0,1.8329091135421381E-2]
[2004,2,8,9,8.7181609549237E-3,9.0724476830061386E-3,0,3.0495081335286502E-3,4.7413793103448329E-7,0,2.0840590909389525E-2,null,8.1672809835737423E-3,7.7284228480085622E-3,0,2.6571853727834554E-3,4.9449102348375354E-5,0,1.8602338306714136E-2]
[2004,2,8,10,9.1069533137229739E-3,9.5894657768951473E-3,0,3.3155382606059958E-3,4.7413793103448329E-7,0,2.2012431489155153E-2,null,8.5315064727563839E-3,8.1688480330586975E-3,0,2.8889904152483489E-3,4.9449102348375354E-5,0,1.9638794023411805E-2]
[2004,2,8,11,8.8848952131285238E-3,1.002837833368311E-2,0,3.5543826013415456E-3,4.7413793103448329E-7,0,2.2468130286084211E-2,null,8.3234796983471214E-3,8.5427385145118769E-3,0,3.0971071543371012E-3,4.9449102348375354E-5,0,2.0012774469544473E-2]
[2004,2,8,12,8.7673896832331129E-3,1.0255433246003618E-2,0,3.6680948579752505E-3,4.7413793103448329E-7,0,2.2691391925143016E-2,null,8.2133990649725392E-3,8.7361567003689661E-3,0,3.196190197176423E-3,4.9449102348375354E-5,0,2.0195195064866302E-2]
[2004,2,8,13,8.4349385996093235E-3,1.0206085388370489E-2,0,3.6598606604156068E-3,4.7413793103448329E-7,0,2.2301358786326456E-2,null,7.9019547790402413E-3,8.6941194107909257E-3,0,3.1890153386897276E-3,4.9449102348375354E-5,0,1.9834538630869272E-2]
[2004,2,8,14,8.2771997638904169E-3,9.9473874359529181E-3,0,3.4095646804064702E-3,4.7413793103448329E-7,0,2.1634626018180843E-2,null,7.7541830872810396E-3,8.4737458979249336E-3,0,2.9709202270111119E-3,4.9449102348375354E-5,0,1.9248298314565464E-2]
[2004,2,8,15,7.9613887124125263E-3,1.0026432913488415E-2,0,3.4829997609824204E-3,4.7413793103448329E-7,0,2.1471295524814398E-2,null,7.4583273892188124E-3,8.5410812958199665E-3,0,3.0349077992396205E-3,4.9449102348375354E-5,0,1.9083765586626774E-2]
[2004,2,8,16,8.2374448411697138E-3,9.9638338667392724E-3,0,3.489531681840801E-3,4.7413793103448329E-7,0,2.1691284527680821E-2,null,7.7169401841023751E-3,8.4877558956563664E-3,0,3.0405993808983929E-3,4.9449102348375354E-5,0,1.9294744563005513E-2]
[2004,2,8,17,9.2003042105524742E-3,1.0273916672609049E-2,1.7399856428034223E-4,3.8646822915944061E-3,4.7413793103448329E-7,1.3855283537704785E-5,2.3527231160505011E-2,null,8.6189587472001745E-3,8.7519019260762984E-3,8.9657670593414944E-5,3.3674864292941625E-3,4.9449102348375354E-5,5.6668993917650469E-6,2.0883120774904187E-2]
[2004,2,8,18,1.0373046909383234E-2,1.0344940986601336E-2,2.4278869434466363E-4,4.0733950096705244E-3,4.7413793103448329E-7,1.9332953773541564E-5,2.5053978691704337E-2,null,9.7175986085548845E-3,8.8124044442721653E-3,1.2510372640941623E-4,3.5493480139504436E-3,4.9449102348375354E-5,7.9073014768814627E-6,2.226181119701217E-2]
[2004,2,8,19,1.0081631538789737E-2,9.8295471207030197E-3,2.4278869434466363E-4,3.779830066224728E-3,4.7413793103448329E-7,1.9332953773541564E-5,2.3953604511766726E-2,null,9.4445970860003847E-3,8.3733628682713442E-3,1.2510372640941623E-4,3.2935505412007801E-3,4.9449102348375354E-5,7.9073014768814627E-6,2.1293970625707186E-2]
[2004,2,8,20,1.0265848700545446E-2,9.4640081405881447E-3,2.4278869434466363E-4,3.606584267431912E-3,4.7413793103448329E-7,1.9332953773541564E-5,2.3599036894614744E-2,null,9.6171740009982215E-3,8.0619761395223644E-3,1.2510372640941623E-4,3.1425930154978464E-3,4.9449102348375354E-5,7.9073014768814627E-6,2.1004203286253107E-2]
[2004,2,8,21,9.6017063128000044E-3,9.2516699944382701E-3,2.4278869434466363E-4,3.391240240922965E-3,4.7413793103448329E-7,1.9332953773541564E-5,2.2507212334210481E-2,null,8.9949971999659824E-3,7.8810945254809469E-3,1.2510372640941623E-4,2.9549532479351505E-3,4.9449102348375354E-5,7.9073014768814627E-6,2.0013505103616755E-2]
[2004,2,8,22,9.352602146236462E-3,9.4263769319376453E-3,2.4278869434466363E-4,3.5671858114656179E-3,4.7413793103448329E-7,1.9332953773541564E-5,2.2608760675688965E-2,null,8.7616333365293491E-3,8.0299197526580504E-3,1.2510372640941623E-4,3.1082632166188544E-3,4.9449102348375354E-5,7.9073014768814627E-6,2.0082276436040932E-2]
[2004,2,8,23,7.7043260304260714E-3,9.3055937831239693E-3,2.4278869434466363E-4,3.3538778594837536E-3,4.7413793103448329E-7,1.9332953773541564E-5,2.0626393459083035E-2,null,7.2175078901260924E-3,7.9270298513258522E-3,1.2510372640941623E-4,2.9223975802321919E-3,4.9449102348375354E-5,7.9073014768814627E-6,1.8249395451918813E-2]
[2004,2,8,24,6.5475597918746228E-3,9.2736222782619955E-3,2.4278869434466363E-4,2.978850058740966E-3,4.7413793103448329E-7,1.9332953773541564E-5,1.9062627914926824E-2,null,6.1338349743116976E-3,7.8997947194966184E-3,1.2510372640941623E-4,2.5956175413254612E-3,4.9449102348375354E-5,7.9073014768814627E-6,1.6811707365368453E-2]
[2004,2,9,1,5.67651196956322E-3,8.839551041930644E-3,2.4278869434466363E-4,2.6626597714682928E-3,4.7413793103448329E-7,1.9332953773541564E-5,1.7441318569011398E-2,null,5.3178266037700343E-3,7.5300283479792273E-3,1.2510372640941623E-4,2.3201055014920209E-3,4.9449102348375354E-5,7.9073014768814627E-6,1.5350420583475955E-2]
[2004,2,9,2,5.5339858838005284E-3,8.7332799821424612E-3,2.4278869434466363E-4,2.5782238050185455E-3,4.7413793103448329E-7,1.9332953773541564E-5,1.7108085457010775E-2,null,5.1843064042771106E-3,7.4395006629215891E-3,1.2510372640941623E-4,2.2465323201253952E-3,4.9449102348375354E-5,7.9073014768814627E-6,1.5052799517558767E-2]
[2004,2,9,3,5.7663874789169126E-3,9.1133016033445296E-3,2.4278869434466363E-4,2.7855095573030221E-3,4.7413793103448329E-7,1.9332953773541564E-5,1.7927794425613708E-2,null,5.4020230922529472E-3,7.7632245225296905E-3,1.2510372640941623E-4,2.4271505197953165E-3,4.9449102348375354E-5,7.9073014768814627E-6,1.5774858264812629E-2]
[2004,2,9,4,5.9014041513777843E-3,9.1236700472504557E-3,2.4278869434466363E-4,2.787128906731762E-3,4.7413793103448329E-7,1.9332953773541564E-5,1.8074798891409245E-2,null,5.5285083805100207E-3,7.7720569480867925E-3,1.2510372640941623E-4,2.4285615380405749E-3,4.9449102348375354E-5,7.9073014768814627E-6,1.5911586996872062E-2]
[2004,2,9,5,6.0600409640565629E-3,9.3278710312246042E-3,2.4278869434466363E-4,2.7271227331086695E-3,4.7413793103448329E-7,1.9332953773541564E-5,1.8377630514439077E-2,null,5.6771213081888115E-3,7.9460068682486607E-3,1.2510372640941623E-4,2.3762752282993752E-3,4.9449102348375354E-5,7.9073014768814627E-6,1.6181863534971523E-2]
[2004,2,9,6,6.3629112491505775E-3,9.7207586440698351E-3,2.4278869434466363E-4,2.7370106670792497E-3,4.7413793103448329E-7,1.9332953773541564E-5,1.9083276346348904E-2,null,5.9608539362886511E-3,8.2806907055002314E-3,1.2510372640941623E-4,2.3848910680883554E-3,4.9449102348375354E-5,7.9073014768814627E-6,1.6808895840111915E-2]
[2004,2,9,7,7.3000137234677312E-3,1.0850191165346253E-2,8.0929564781554542E-5,2.9013049189164585E-3,4.7413793103448329E-7,6.4443179245138547E-6,2.1139357828367546E-2,null,6.8387431216022036E-3,9.2428050551995548E-3,4.1701242136472073E-5,2.528048673741002E-3,4.9449102348375354E-5,2.6357671589604874E-6,1.8703382962186571E-2]
[2004,2,9,8,7.14452561454554E-3,1.2643970016389091E-2,0,3.2124059543353484E-3,4.7413793103448329E-7,0,2.3001375723201014E-2,null,6.6930799385366453E-3,1.0770847094245022E-2,0,2.7991261998784136E-3,4.9449102348375354E-5,0,2.0312502335008458E-2]
[2004,2,9,9,7.0360027165603566E-3,1.3862128820957166E-2,0,3.5102932019957663E-3,4.7413793103448329E-7,0,2.4408898877444324E-2,null,6.5914143458067776E-3,1.180854349842062E-2,0,3.0586899073888688E-3,4.9449102348375354E-5,0,2.1508096853964643E-2]
[2004,2,9,10,6.9069427135775661E-3,1.4340058577963844E-2,0,3.7117325823203761E-3,4.7413793103448329E-7,0,2.495920801179282E-2,null,6.4705093391716328E-3,1.2215671032560306E-2,0,3.2342138776370656E-3,4.9449102348375354E-5,0,2.1969843351717384E-2]
[2004,2,9,11,6.8579452156782468E-3,1.470809928234805E-2,0,3.8546306179897088E-3,4.7413793103448329E-7,0,2.5421149253947041E-2,null,6.4246078772802005E-3,1.2529188871201353E-2,0,3.3587279151650368E-3,4.9449102348375354E-5,0,2.2361973765994966E-2]
[2004,2,9,12,6.8677875228320209E-3,1.4632537743472954E-2,0,3.8728115475834633E-3,4.7413793103448329E-7,0,2.5373610951819475E-2,null,6.433828272323046E-3,1.2464821288838013E-2,0,3.3745698470651264E-3,4.9449102348375354E-5,0,2.2322668510574562E-2]
[2004,2,9,13,6.4187054109559848E-3,1.4332686744713753E-2,0,3.5966481066785458E-3,4.7413793103448329E-7,0,2.4348514400279318E-2,null,6.0131225969687896E-3,1.2209391289043192E-2,0,3.1339351533576595E-3,4.9449102348375354E-5,0,2.1405898141718019E-2]
[2004,2,9,14,6.2562420060950528E-3,1.4136608609012542E-2,0,3.3729953841842119E-3,4.7413793103448329E-7,0,2.3766320137222841E-2,null,5.8609248704175314E-3,1.2042360869370819E-2,0,2.9390556131914628E-3,4.9449102348375354E-5,0,2.0891790455328189E-2]
[2004,2,9,15,6.1739939816621786E-3,1.4130791644146757E-2,0,3.3847725923206655E-3,4.7413793103448329E-7,0,2.3690032356060636E-2,null,5.7838739041231151E-3,1.2037405650476693E-2,0,2.9493176698321181E-3,4.9449102348375354E-5,0,2.0820046326780299E-2]
[2004,2,9,16,6.3814503937760702E-3,1.4159790237344899E-2,0,3.5647996631787619E-3,4.7413793103448329E-7,0,2.4106514432230768E-2,null,5.9782216362123369E-3,1.206210828840454E-2,0,3.1061840490785499E-3,4.9449102348375354E-5,0,2.1195963076043805E-2]
[2004,2,9,17,7.5375683542430096E-3,1.4241872671817148E-2,1.6995208604126449E-4,3.9381628662417626E-3,4.7413793103448329E-7,1.3533067641479092E-5,2.5901563183915698E-2,null,7.061287237101135E-3,1.2132030737578178E-2,8.7572608486591335E-5,3.4315136427289891E-3,4.9449102348375354E-5,5.535111033817022E-6,2.2767388439277086E-2]
[2004,2,9,18,9.0152765812109483E-3,1.3524002849789496E-2,2.4278869434466363E-4,3.7559182474583633E-3,4.7413793103448329E-7,1.9332953773541564E-5,2.655779346450805E-2,null,8.4456225761464256E-3,1.1520508717468162E-2,1.2510372640941623E-4,3.2727150056716088E-3,4.9449102348375354E-5,7.9073014768814627E-6,2.3421306429520873E-2]
[2004,2,9,19,9.733537993679299E-3,1.2684323193139417E-2,2.4278869434466363E-4,3.3913075398286315E-3,4.7413793103448329E-7,1.9332953773541564E-5,2.6071764512696591E-2,null,9.1184987487266684E-3,1.0805222207123447E-2,1.2510372640941623E-4,2.9550118887584935E-3,4.9449102348375354E-5,7.9073014768814627E-6,2.3061192974843284E-2]
[2004,2,9,20,8.8643084079248358E-3,1.265975170979931E-2,2.4278869434466363E-4,3.4838135212485887E-3,4.7413793103448329E-7,1.9332953773541564E-5,2.5270469425021976E-2,null,8.3041937246742387E-3,1.0784290831171746E-2,1.2510372640941623E-4,3.0356168683030676E-3,4.9449102348375354E-5,7.9073014768814627E-6,2.2306561554383725E-2]
[2004,2,9,21,8.4116736856066684E-3,1.2252142993351613E-2,2.4278869434466363E-4,3.3434682837139833E-3,4.7413793103448329E-7,1.9332953773541564E-5,2.4269880748721502E-2,null,7.8801599199293804E-3,1.0437066727235329E-2,1.2510372640941623E-4,2.9133272084669233E-3,4.9449102348375354E-5,7.9073014768814627E-6,2.141301398586631E-2]
[2004,2,9,22,8.0779571118471689E-3,1.1758836367952377E-2,2.4278869434466363E-4,3.3310793985281955E-3,4.7413793103448329E-7,1.9332953773541564E-5,2.343046866437698E-2,null,7.5675301071900271E-3,1.001684030896116E-2,1.2510372640941623E-4,2.9025321677392645E-3,4.9449102348375354E-5,7.9073014768814627E-6,2.0669362714125124E-2]
[2004,2,9,23,7.3475184939622851E-3,1.1343122935644078E-2,2.4278869434466363E-4,3.3162089853020862E-3,4.7413793103448329E-7,1.9332953773541564E-5,2.2269446200957693E-2,null,6.8832461780031166E-3,9.6627121507471946E-3,1.2510372640941623E-4,2.8895748504338204E-3,4.9449102348375354E-5,7.9073014768814627E-6,1.9617993309418807E-2]
[2004,2,9,24,6.3821272730538968E-3,1.091146273878447E-2,2.4278869434466363E-4,3.1538894914446194E-3,4.7413793103448329E-7,1.9332953773541564E-5,2.0710075289332226E-2,null,5.97885574508949E-3,9.2949996386944081E-3,1.2510372640941623E-4,2.7481379478548483E-3,4.9449102348375354E-5,7.9073014768814627E-6,1.8204453461873424E-2]
[2004,2,10,1,6.1901993219343312E-3,1.0889251954712135E-2,2.4278869434466363E-4,3.4146203231404659E-3,4.7413793103448329E-7,1.9332953773541564E-5,2.0756667385836172E-2,null,5.7990552672708496E-3,9.2760792395811288E-3,1.2510372640941623E-4,2.9753254554396218E-3,4.9449102348375354E-5,7.9073014768814627E-6,1.8232920092526275E-2]
[2004,2,10,2,6.0918408324536488E-3,1.0536327912174206E-2,2.4278869434466363E-4,3.2904187783740014E-3,4.7413793103448329E-7,1.9332953773541564E-5,{"$f":"SUM(E964:J964)","v":2.0181183309051096E-2},null,{"$f":"E964*V$5","v":5.7069118181120072E-3},{"$f":"F964*W$5","v":8.9754386264563248E-3},{"$f":"G964*X$5","v":1.2510372640941623E-4},{"$f":"H964*AB$5","v":2.8671025835600578E-3},{"$f":"I964*Z$5","v":4.9449102348375354E-5},{"$f":"J964*AA$5","v":7.9073014768814627E-6},{"$f":"SUM(M964:R964)","v":1.7731913158363068E-2}]
[2004,2,10,3,6.1424810402197572E-3,1.0139350422625084E-2,2.4278869434466363E-4,3.0956821363136077E-3,4.7413793103448329E-7,1.9332953773541564E-5,1.9640109385207691E-2,null,5.7543521909189325E-3,8.637270801457644E-3,1.2510372640941623E-4,2.6974190365189514E-3,4.9449102348375354E-5,7.9073014768814627E-6,1.7271502159130203E-2]
[2004,2,10,4,6.0820781226512159E-3,1.0286705658665176E-2,2.4278869434466363E-4,3.2559403023157811E-3,4.7413793103448329E-7,1.9332953773541564E-5,1.9887319869681414E-2,null,5.6977659908521274E-3,8.7627963060157039E-3,1.2510372640941623E-4,2.8370598034636635E-3,4.9449102348375354E-5,7.9073014768814627E-6,1.7480082230566171E-2]
[2004,2,10,5,6.6041555429127326E-3,1.03371671999903E-2,2.4278869434466363E-4,3.1537969890000767E-3,4.7413793103448329E-7,1.9332953773541564E-5,2.035771551795235E-2,null,6.1868545736967692E-3,8.8057822942020341E-3,1.2510372640941623E-4,2.7480573459571574E-3,4.9449102348375354E-5,7.9073014768814627E-6,1.7923154344090638E-2]
[2004,2,10,6,6.5771708265608539E-3,1.0873568960092856E-2,2.4278869434466363E-4,3.1969396779316568E-3,4.7413793103448329E-7,1.9332953773541564E-5,2.0910275250634609E-2,null,6.1615749577493993E-3,9.2627195798535931E-3,1.2510372640941623E-4,2.7856496778847629E-3,4.9449102348375354E-5,7.9073014768814627E-6,1.8392404345722431E-2]
[2004,2,10,7,7.7716796950129544E-3,1.2105516735655795E-2,7.68830865424768E-5,3.3669726582094182E-3,4.7413793103448329E-7,6.122102028288161E-6,2.3327648415379969E-2,null,7.2806056359464169E-3,1.0312162207563426E-2,3.9616180029648464E-5,2.9338077179035141E-3,4.9449102348375354E-5,2.5039788010124626E-6,2.0618144822592398E-2]
[2004,2,10,8,7.7440211907019701E-3,1.4034039234685908E-2,0,3.720336690446181E-3,4.7413793103448329E-7,0,2.5498871253765095E-2,null,7.2546948071074953E-3,1.1954986488856425E-2,0,3.2417110572662542E-3,4.9449102348375354E-5,0,2.2500841455578551E-2]
[2004,2,10,9,7.7771219368184662E-3,1.5129767768685024E-2,0,4.050674611053344E-3,4.7413793103448329E-7,0,2.6958038454487868E-2,null,7.2857039953637282E-3,1.2888389880450055E-2,0,3.5295506209854599E-3,4.9449102348375354E-5,0,2.375309359914762E-2]
[2004,2,10,10,7.4859335403252448E-3,1.5567277820661592E-2,0,4.0820074790806939E-3,4.7413793103448329E-7,0,2.7135692977998564E-2,null,7.0129151049529255E-3,1.3261085629168745E-2,0,3.5568524791750591E-3,4.9449102348375354E-5,0,2.3880302315645106E-2]
[2004,2,10,11,6.9110993849886134E-3,1.5434280849965946E-2,0,3.9501128671050557E-3,4.7413793103448329E-7,0,2.6295967239990652E-2,null,6.4744033603471923E-3,1.3147791305194251E-2,0,3.4419262621116268E-3,4.9449102348375354E-5,0,2.3113570030001446E-2]
[2004,2,10,12,6.5317771630976768E-3,1.555258543818628E-2,0,4.1054569797664853E-3,4.7413793103448329E-7,0,2.6190293718981475E-2,null,6.119049612519546E-3,1.3248569828760597E-2,0,3.5772851743813058E-3,4.9449102348375354E-5,0,2.2994353718009824E-2]
[2004,2,10,13,6.3064828688704994E-3,1.5186133527803073E-2,0,3.7443739068236128E-3,4.7413793103448329E-7,0,2.5237464441428218E-2,null,5.9079911318992611E-3,1.2936405414497084E-2,0,3.262655857858288E-3,4.9449102348375354E-5,0,2.2156501506603008E-2]
[2004,2,10,14,6.4098991685895583E-3,1.4821147764982634E-2,0,3.5688516222580516E-3,4.7413793103448329E-7,0,2.4800372693761279E-2,null,6.004872800229784E-3,1.2625489947454716E-2,0,3.1097147189194426E-3,4.9449102348375354E-5,0,2.1789526568952316E-2]
[2004,2,10,15,6.2067955338179232E-3,1.4625597210182081E-2,0,3.4834285906914179E-3,4.7413793103448329E-7,0,2.4316295472622457E-2,null,5.8146028037773497E-3,1.2458908950962203E-2,0,3.0352814595088406E-3,4.9449102348375354E-5,0,2.1358242316596769E-2]
[2004,2,10,16,6.7466906340699229E-3,1.4702785136062851E-2,0,3.7361174066609833E-3,4.7413793103448329E-7,0,2.5186067314724791E-2,null,6.3203832095546121E-3,1.2524661981545641E-2,0,3.2554615660243661E-3,4.9449102348375354E-5,0,2.2149955859472995E-2]
[2004,2,10,17,7.6929158095724532E-3,1.456155980493911E-2,1.6185912956310908E-4,3.9155708909682993E-3,4.7413793103448329E-7,1.2888635849027709E-5,2.6345268408823036E-2,null,7.2068186541418104E-3,1.2404358275874378E-2,8.3402484272944146E-5,3.4118281512955004E-3,4.9449102348375354E-5,5.2715343179209748E-6,2.3161128202250931E-2]
[2004,2,10,18,9.4062821525901213E-3,1.3952049446197389E-2,2.4278869434466363E-4,3.7343455757082502E-3,4.7413793103448329E-7,1.9332953773541564E-5,2.7355272960544998E-2,null,8.8119214302405293E-3,1.1885142960759265E-2,1.2510372640941623E-4,3.2539176831801516E-3,4.9449102348375354E-5,7.9073014768814627E-6,2.4133442204414622E-2]
[2004,2,10,19,9.9508480190316408E-3,1.3454744544294753E-2,2.4278869434466363E-4,3.5770110504029151E-3,4.7413793103448329E-7,1.9332953773541564E-5,2.7245199399778552E-2,null,9.3220774675386621E-3,1.1461510584957292E-2,1.2510372640941623E-4,3.1168244271633492E-3,4.9449102348375354E-5,7.9073014768814627E-6,2.4082872609893981E-2]
[2004,2,10,20,9.1969661063826466E-3,1.3474748762967883E-2,2.4278869434466363E-4,3.7875408339039717E-3,4.7413793103448329E-7,1.9332953773541564E-5,2.6721851489303745E-2,null,8.6158315699378617E-3,1.1478551307158377E-2,1.2510372640941623E-4,3.3002693096687002E-3,4.9449102348375354E-5,7.9073014768814627E-6,2.3577112316999611E-2]
[2004,2,10,21,8.8613380146720672E-3,1.2958004001753079E-2,2.4278869434466363E-4,3.7205785115742469E-3,4.7413793103448329E-7,1.9332953773541564E-5,2.5802516314048632E-2,null,8.301411023545811E-3,1.1038358962302888E-2,1.2510372640941623E-4,3.2419217678255285E-3,4.9449102348375354E-5,7.9073014768814627E-6,2.2764151883908904E-2]
[2004,2,10,22,8.1941997526216101E-3,1.2282462143494455E-2,2.4278869434466363E-4,3.551012981483736E-3,4.7413793103448329E-7,1.9332953773541564E-5,2.4290270663649041E-2,null,7.6764276504203239E-3,1.0462894290080916E-2,1.2510372640941623E-4,3.0941710399848984E-3,4.9449102348375354E-5,7.9073014768814627E-6,2.1415953110720812E-2]
[2004,2,10,23,7.5255241977682068E-3,1.2254575928736383E-2,2.4278869434466363E-4,3.7835095878097943E-3,4.7413793103448329E-7,1.9332953773541564E-5,2.3826205500363625E-2,null,7.0500041223882448E-3,1.0439139238874124E-2,1.2510372640941623E-4,3.2967566880633451E-3,4.9449102348375354E-5,7.9073014768814627E-6,2.0968360179560389E-2]
[2004,2,10,24,6.3861796409714171E-3,1.1610019242613356E-2,2.4278869434466363E-4,3.5031954348300615E-3,4.7413793103448329E-7,1.9332953773541564E-5,2.1761990104464075E-2,null,5.98265205346259E-3,9.890069484611368E-3,1.2510372640941623E-4,3.052505276206951E-3,4.9449102348375354E-5,7.9073014768814627E-6,1.9107686944515586E-2]
[2004,2,11,1,6.6263768210819583E-3,1.0405464742194528E-2,2.4278869434466363E-4,2.820854255333603E-3,4.7413793103448329E-7,1.9332953773541564E-5,2.011529160465933E-2,null,6.2076717418542027E-3,8.8639619943311054E-3,1.2510372640941623E-4,2.4579480814019596E-3,4.9449102348375354E-5,7.9073014768814627E-6,1.7712041947821944E-2]
[2004,2,11,2,6.6552788029612588E-3,9.9498594736637386E-3,2.4278869434466363E-4,2.7290484836525039E-3,4.7413793103448329E-7,1.9332953773541564E-5,1.9596782546326744E-2,null,6.2347474758548569E-3,8.4758517191314015E-3,1.2510372640941623E-4,2.3779532288006515E-3,4.9449102348375354E-5,7.9073014768814627E-6,1.7271012554021584E-2]
[2004,2,11,3,6.5691195065622496E-3,9.6448586493406048E-3,2.4278869434466363E-4,2.6844596789643255E-3,4.7413793103448329E-7,1.9332953773541564E-5,1.916103362091642E-2,null,6.154032381619266E-3,8.2160348073430159E-3,1.2510372640941623E-4,2.3391008255869471E-3,4.9449102348375354E-5,7.9073014768814627E-6,1.6891628144783906E-2]
[2004,2,11,4,6.9976272297276824E-3,9.5470351957579955E-3,2.4278869434466363E-4,2.7133920709525583E-3,4.7413793103448329E-7,1.9332953773541564E-5,1.9520650282487475E-2,null,6.5554637152248916E-3,8.1327032699063141E-3,1.2510372640941623E-4,2.3643110317659389E-3,4.9449102348375354E-5,7.9073014768814627E-6,1.7234938147131819E-2]
[2004,2,11,5,7.0849029457556731E-3,9.5338099729364734E-3,2.4278869434466363E-4,2.5220616665679106E-3,4.7413793103448329E-7,1.9332953773541564E-5,1.9403370371309299E-2,null,6.6372246851735626E-3,8.1214372788755464E-3,1.2510372640941623E-4,2.1975955059701942E-3,4.9449102348375354E-5,7.9073014768814627E-6,1.713871760025398E-2]
[2004,2,11,6,7.4432780165179279E-3,9.9886070716831629E-3,2.4278869434466363E-4,2.5552795717065924E-3,4.7413793103448329E-7,1.9332953773541564E-5,2.0249760445956923E-2,null,6.972954882810075E-3,8.5088591094522846E-3,1.2510372640941623E-4,2.2265398890589116E-3,4.9449102348375354E-5,7.9073014768814627E-6,1.7890814011555949E-2]
[2004,2,11,7,8.3500628002048816E-3,1.1386361212974134E-2,7.2836608303399099E-5,2.7192928981045967E-3,4.7413793103448329E-7,5.7998861320624698E-6,2.2534827543650108E-2,null,7.8224420806597399E-3,9.6995449550908424E-3,3.753111792282487E-5,2.3694527106561595E-3,4.9449102348375354E-5,2.372190443064439E-6,1.9980792157121008E-2]
[2004,2,11,8,7.9224717999601697E-3,1.2978604192099306E-2,0,2.7961393905038658E-3,4.7413793103448329E-7,0,2.3697689520494374E-2,null,7.4218695444216217E-3,1.1055907366802736E-2,0,2.4364128126175121E-3,4.9449102348375354E-5,0,2.0963638826190244E-2]
[2004,2,11,9,7.8022777659213366E-3,1.42700961809317E-2,0,3.2166645791376477E-3,4.7413793103448329E-7,0,2.528951266392172E-2,null,7.309270287121839E-3,1.2156073115149608E-2,0,2.8028369476571871E-3,4.9449102348375354E-5,0,2.2317629452277013E-2]
[2004,2,11,10,7.4165872189921158E-3,1.4782646099062101E-2,0,3.3468441223029558E-3,4.7413793103448329E-7,0,2.554655157828821E-2,null,6.9479506136533014E-3,1.2592692055972353E-2,0,2.9162687415033072E-3,4.9449102348375354E-5,0,2.2506360513477337E-2]
[2004,2,11,11,7.2320974515473428E-3,1.4824878853332975E-2,0,3.4645034493990174E-3,4.7413793103448329E-7,0,2.5521953892210372E-2,null,6.7751183182751503E-3,1.2628668299037688E-2,0,3.018791059608894E-3,4.9449102348375354E-5,0,2.2472026779270109E-2]
[2004,2,11,12,7.0703080350379022E-3,1.4646934304949925E-2,0,3.3891572692100452E-3,4.7413793103448329E-7,0,2.5106873747128909E-2,null,6.6235519923455088E-3,1.2477085092228116E-2,0,2.9531382529506683E-3,4.9449102348375354E-5,0,2.2103224439872671E-2]
[2004,2,11,13,6.7646258161954739E-3,1.4677149789400922E-2,0,3.3362324047070068E-3,4.7413793103448329E-7,0,2.4778482148234436E-2,null,6.3371851099402908E-3,1.2502824346788068E-2,0,2.9070222336924109E-3,4.9449102348375354E-5,0,2.1796480792769145E-2]
[2004,2,11,14,6.4401946212231083E-3,1.4610388165758093E-2,0,3.2120198275788553E-3,4.7413793103448329E-7,0,2.4263076752491092E-2,null,6.0332539548634354E-3,1.2445953028753592E-2,0,2.7987897487772957E-3,4.9449102348375354E-5,0,2.1327445834742699E-2]
[2004,2,11,15,6.4571887825479457E-3,1.4015464341027618E-2,0,2.8612794738240837E-3,4.7413793103448329E-7,0,2.333440673533068E-2,null,6.049174295327182E-3,1.1939163346352451E-2,0,2.493172548614705E-3,4.9449102348375354E-5,0,2.0530959292642714E-2]
[2004,2,11,16,7.346595661628352E-3,1.4145752302194777E-2,0,3.199315536342888E-3,4.7413793103448329E-7,0,2.469213763809705E-2,null,6.8823816572617666E-3,1.2050149983155088E-2,0,2.7877198793538841E-3,4.9449102348375354E-5,0,2.1769700622119113E-2]
[2004,2,11,17,8.3491667895406289E-3,1.391002130956993E-2,1.5781265132403132E-4,3.3625387910050887E-3,4.7413793103448329E-7,1.2566419952802015E-5,2.5792580099323517E-2,null,7.821602686790198E-3,1.1849341022548115E-2,8.1317422166120524E-5,2.9299442728611246E-3,4.9449102348375354E-5,5.13974595997295E-6,2.2736794252673907E-2]
[2004,2,11,18,9.4946622704555669E-3,1.3588606961982842E-2,2.4278869434466363E-4,3.3592723872869022E-3,4.7413793103448329E-7,1.9332953773541564E-5,2.670513740577455E-2,null,8.8947170174865746E-3,1.1575542145512679E-2,1.2510372640941623E-4,2.9270980957723861E-3,4.9449102348375354E-5,7.9073014768814627E-6,2.3579817389006316E-2]
[2004,2,11,19,1.0275716798234746E-2,1.2768772308558997E-2,2.4278869434466363E-4,2.9519709094601018E-3,4.7413793103448329E-7,1.9332953773541564E-5,2.6259055802303085E-2,null,9.6264185569336514E-3,1.0877160728667673E-2,1.2510372640941623E-4,2.5721964257964694E-3,4.9449102348375354E-5,7.9073014768814627E-6,2.3258235841632471E-2]
[2004,2,11,20,1.031955703818139E-2,1.2630679101770204E-2,2.4278869434466363E-4,3.0469512199477835E-3,4.7413793103448329E-7,1.9332953773541564E-5,2.625978314594862E-2,null,9.6674886358049661E-3,1.0759525143234607E-2,1.2510372640941623E-4,2.6549574091024111E-3,4.9449102348375354E-5,7.9073014768814627E-6,2.326443131837666E-2]
[2004,2,11,21,9.4410929035205499E-3,1.2359969400592717E-2,2.4278869434466363E-4,3.0377611668622531E-3,4.7413793103448329E-7,1.9332953773541564E-5,2.5101419257024759E-2,null,8.844532572150848E-3,1.0528919345013633E-2,1.2510372640941623E-4,2.6469496670126344E-3,4.9449102348375354E-5,7.9073014768814627E-6,2.2202861714411794E-2]
[2004,2,11,22,8.7646900832772639E-3,1.1933891131630601E-2,2.4278869434466363E-4,3.036033396878743E-3,4.7413793103448329E-7,1.9332953773541564E-5,2.3997210397835846E-2,null,8.2108700463530554E-3,1.0165961834103451E-2,1.2510372640941623E-4,2.6454441766428135E-3,4.9449102348375354E-5,7.9073014768814627E-6,2.1204736187333997E-2]
[2004,2,11,23,8.3492072270059687E-3,1.1528101451123544E-2,2.4278869434466363E-4,3.178842654725381E-3,4.7413793103448329E-7,1.9332953773541564E-5,2.3318747118904137E-2,null,7.8216405691077431E-3,9.8202872876201261E-3,1.2510372640941623E-4,2.7698808577180183E-3,4.9449102348375354E-5,7.9073014768814627E-6,2.0594268844680564E-2]
[2004,2,11,24,7.3900162128014138E-3,1.1007901018271118E-2,2.4278869434466363E-4,2.9408034020985585E-3,4.7413793103448329E-7,1.9332953773541564E-5,2.1601316419220331E-2,null,6.9230585665004925E-3,9.3771512066779111E-3,1.2510372640941623E-4,2.5624656312183917E-3,4.9449102348375354E-5,7.9073014768814627E-6,1.9045135534631469E-2]
[2004,2,12,1,7.7102812529691971E-3,1.1757783340227378E-2,2.4278869434466363E-4,3.6961738159198131E-3,4.7413793103448329E-7,1.9332953773541564E-5,2.3426834195165627E-2,null,7.2230868162414617E-3,1.001594328052806E-2,1.2510372640941623E-4,3.2206567645919884E-3,4.9449102348375354E-5,7.9073014768814627E-6,2.0642146991596187E-2]
[2004,2,12,2,7.9800300405900859E-3,1.1683824906631047E-2,2.4278869434466363E-4,3.8134169636351387E-3,4.7413793103448329E-7,1.9332953773541564E-5,2.373986769690551E-2,null,7.4757908159575857E-3,9.9529413136961696E-3,1.2510372640941623E-4,3.3228164452772033E-3,4.9449102348375354E-5,7.9073014768814627E-6,2.0934008705165635E-2]
[2004,2,12,3,7.26941079563576E-3,1.0813923074970179E-2,2.4278869434466363E-4,3.2021478817983282E-3,4.7413793103448329E-7,1.9332953773541564E-5,2.1548077538453506E-2,null,6.8100739204007069E-3,9.2119098493951591E-3,1.2510372640941623E-4,2.7901878402791618E-3,4.9449102348375354E-5,7.9073014768814627E-6,1.8994631740309704E-2]
[2004,2,12,4,7.6947363766950109E-3,1.0726313298739409E-2,2.4278869434466363E-4,3.2141743690697316E-3,4.7413793103448329E-7,1.9332953773541564E-5,2.1897819830553389E-2,null,7.2085241839337311E-3,9.1372788986321066E-3,1.2510372640941623E-4,2.8006671060047338E-3,4.9449102348375354E-5,7.9073014768814627E-6,1.9328930318805247E-2]
[2004,2,12,5,8.1727567730287796E-3,1.1089351864444645E-2,2.4278869434466363E-4,3.3646903216589552E-3,4.7413793103448329E-7,1.9332953773541564E-5,2.2889394745181622E-2,null,7.656339601993003E-3,9.4465356333014137E-3,1.2510372640941623E-4,2.9318190065992285E-3,4.9449102348375354E-5,7.9073014768814627E-6,2.0217154372128322E-2]
[2004,2,12,6,8.3327563208870584E-3,1.1397475721782924E-2,2.4278869434466363E-4,3.2138123306379111E-3,4.7413793103448329E-7,1.9332953773541564E-5,2.3206640159357132E-2,null,7.8062291568383171E-3,9.7090129208288137E-3,1.2510372640941623E-4,2.8003516442373618E-3,4.9449102348375354E-5,7.9073014768814627E-6,2.0498053852139167E-2]
[2004,2,12,7,9.2487281281713359E-3,1.2610186366182184E-2,7.2836608303399099E-5,3.3672834910668187E-3,4.7413793103448329E-7,5.7998861320624698E-6,2.5305308617786834E-2,null,8.6643228719924924E-3,1.0742068274760921E-2,3.753111792282487E-5,2.9340785617530465E-3,4.9449102348375354E-5,2.372190443064439E-6,2.2429822119220726E-2]
[2004,2,12,8,9.1317210052176707E-3,1.4522244574569187E-2,0,3.7571296583904239E-3,4.7413793103448329E-7,0,2.7411569376108315E-2,null,8.5547091524037951E-3,1.2370867344288763E-2,0,3.2737705671812534E-3,4.9449102348375354E-5,0,2.4248796166222185E-2]
[2004,2,12,9,8.7240922739217561E-3,1.5537491854846697E-2,0,3.9287904113232165E-3,4.7413793103448329E-7,0,2.8190848678022705E-2,null,8.1728375165525217E-3,1.3235712262818557E-2,0,3.4233469650137159E-3,4.9449102348375354E-5,0,2.4881345846733172E-2]
[2004,2,12,10,8.5211241939675709E-3,1.6141763075098479E-2,0,4.2358614496860294E-3,4.7413793103448329E-7,0,2.8899222856683112E-2,null,7.9826945095292246E-3,1.3750464584150265E-2,0,3.6909129578936717E-3,4.9449102348375354E-5,0,2.5473521153921538E-2]
[2004,2,12,11,7.8873778589377969E-3,1.5737062920372066E-2,0,3.9587458562026839E-3,4.7413793103448329E-7,0,2.7583660773443583E-2,null,7.3889931065314945E-3,1.3405718157203237E-2,0,3.4494486071420935E-3,4.9449102348375354E-5,0,2.4293608973225203E-2]
[2004,2,12,12,7.8532338066016494E-3,1.574770796598832E-2,0,4.0032481881425658E-3,4.7413793103448329E-7,0,2.7604664098663571E-2,null,7.357006536108099E-3,1.3414786207704411E-2,0,3.4882256624269329E-3,4.9449102348375354E-5,0,2.4309467508587819E-2]
[2004,2,12,13,7.5878445884457997E-3,1.5713351984986718E-2,0,3.995392566978717E-3,4.7413793103448329E-7,0,2.7297063278342269E-2,null,7.1083866349733712E-3,1.33855198445557E-2,0,3.4813806760433243E-3,4.9449102348375354E-5,0,2.4024736257920773E-2]
[2004,2,12,14,7.3924770186864688E-3,1.5780678113435309E-2,0,3.9922862205908705E-3,4.7413793103448329E-7,0,2.7165915490643684E-2,null,6.9253638798817425E-3,1.3442872039635831E-2,0,3.4786739647236094E-3,4.9449102348375354E-5,0,2.3896358986589556E-2]
[2004,2,12,15,7.3595599757724133E-3,1.5098556765603533E-2,0,3.5863421227622619E-3,4.7413793103448329E-7,0,2.6044933002069243E-2,null,6.8945267870570669E-3,1.2861802586948646E-2,0,3.1249550462336944E-3,4.9449102348375354E-5,0,2.2930733522587784E-2]
[2004,2,12,16,8.2424437588509529E-3,1.5119426030104601E-2,0,3.9074160889840939E-3,4.7413793103448329E-7,0,2.7269760015870684E-2,null,7.7216232319983159E-3,1.2879580203996061E-2,0,3.404722474051314E-3,4.9449102348375354E-5,0,2.4055375012394069E-2]
[2004,2,12,17,9.5243131284030967E-3,1.5063155741853247E-2,1.4971969484587586E-4,4.301576942354615E-3,4.7413793103448329E-7,1.1921988160350629E-5,2.905116163354822E-2,null,8.9224943078478804E-3,1.2831645997420213E-2,7.714729795247332E-5,3.7481740761587242E-3,4.9449102348375354E-5,4.8761692440769002E-6,2.5633786950971748E-2]
[2004,2,12,18,1.0528659968532191E-2,1.4722138197621332E-2,2.4278869434466363E-4,4.1373883199516785E-3,4.7413793103448329E-7,1.9332953773541564E-5,{"$f":"SUM(E1028:J1028)","v":2.9650782272154442E-2},null,{"$f":"E1028*V$5","v":9.8633788465379013E-3},{"$f":"F1028*W$5","v":1.2541148011375014E-2},{"$f":"G1028*X$5","v":1.2510372640941623E-4},{"$f":"H1028*AB$5","v":3.6051085105910335E-3},{"$f":"I1028*Z$5","v":4.9449102348375354E-5},{"$f":"J1028*AA$5","v":7.9073014768814627E-6},{"$f":"SUM(M1028:R1028)","v":2.6192095498738625E-2}]
[2004,2,12,19,1.1326131669566794E-2,1.3834664319121882E-2,2.4278869434466363E-4,3.7142282053819753E-3,4.7413793103448329E-7,1.9332953773541564E-5,2.9137619980119892E-2,null,1.0610460196890777E-2,1.1785147686076552E-2,1.2510372640941623E-4,3.2363884358952819E-3,4.9449102348375354E-5,7.9073014768814627E-6,2.5814456449097287E-2]
[2004,2,12,20,1.121589979998336E-2,1.3533190678085377E-2,2.4278869434466363E-4,3.6828106519242961E-3,4.7413793103448329E-7,1.9332953773541564E-5,2.8694496916042277E-2,null,1.050719361843605E-2,1.1528335428032553E-2,1.2510372640941623E-4,3.2090127871542539E-3,4.9449102348375354E-5,7.9073014768814627E-6,2.5427001963857533E-2]
[2004,2,12,21,1.0446018848609269E-2,1.345241923387222E-2,2.4278869434466363E-4,3.7949820764174415E-3,4.7413793103448329E-7,1.9332953773541564E-5,2.7956015944948169E-2,null,9.7859596235277402E-3,1.1459529754334055E-2,1.2510372640941623E-4,3.3067532276962433E-3,4.9449102348375354E-5,7.9073014768814627E-6,2.4734702735792716E-2]
[2004,2,12,22,9.4839250140074348E-3,1.2839288964155432E-2,2.4278869434466363E-4,3.5501158393088472E-3,4.7413793103448329E-7,1.9332953773541564E-5,2.6135925603520953E-2,null,8.8846582228786306E-3,1.0937230794797395E-2,1.2510372640941623E-4,3.0933893161920641E-3,4.9449102348375354E-5,7.9073014768814627E-6,2.3097738464102766E-2]
[2004,2,12,23,9.2330032417249925E-3,1.2550652964454415E-2,2.4278869434466363E-4,3.8513012463680034E-3,4.7413793103448329E-7,1.9332953773541564E-5,2.589755323859665E-2,null,8.6495916039296405E-3,1.0691354364005128E-2,1.2510372640941623E-4,3.3558268710666499E-3,4.9449102348375354E-5,7.9073014768814627E-6,2.2879232969236094E-2]
[2004,2,12,24,8.1158400451365638E-3,1.1794977900735883E-2,2.4278869434466363E-4,3.4791632599817297E-3,4.7413793103448329E-7,1.9332953773541564E-5,2.3652576991903419E-2,null,7.603019307522091E-3,1.0047627705867212E-2,1.2510372640941623E-4,3.031564868545447E-3,4.9449102348375354E-5,7.9073014768814627E-6,2.0864672012169426E-2]
[2004,2,13,1,7.1501213508491012E-3,1.1412569876087599E-2,2.4278869434466363E-4,3.7865679622970977E-3,4.7413793103448329E-7,1.9332953773541564E-5,2.2611854975283039E-2,null,6.6983220934977048E-3,9.7218709731511348E-3,1.2510372640941623E-4,3.2994215991231997E-3,4.9449102348375354E-5,7.9073014768814627E-6,1.9902074796006714E-2]
[2004,2,13,2,7.1637926230187195E-3,1.1238117250096349E-2,2.4278869434466363E-4,3.806197334352098E-3,4.7413793103448329E-7,1.9332953773541564E-5,2.2470702993516407E-2,null,6.7111295103129591E-3,9.5732623828661441E-3,1.2510372640941623E-4,3.3165256296807822E-3,4.9449102348375354E-5,7.9073014768814627E-6,1.9783377653094562E-2]
[2004,2,13,3,6.840093608421147E-3,1.0876941089529836E-2,2.4278869434466363E-4,3.4763083043095602E-3,4.7413793103448329E-7,1.9332953773541564E-5,2.1455938788309783E-2,null,6.4078842708646987E-3,9.2655921499799569E-3,1.2510372640941623E-4,3.0290772062340644E-3,4.9449102348375354E-5,7.9073014768814627E-6,1.8885013757313399E-2]
[2004,2,13,4,6.8009947614058536E-3,1.0671201913648242E-2,2.4278869434466363E-4,3.277333728439199E-3,4.7413793103448329E-7,1.9332953773541564E-5,2.1012126189542533E-2,null,6.3712559875193078E-3,9.090331911159058E-3,1.2510372640941623E-4,2.8557009404863382E-3,4.9449102348375354E-5,7.9073014768814627E-6,1.849974896939938E-2]
[2004,2,13,5,7.3282495283055584E-3,1.086485233137963E-2,2.4278869434466363E-4,3.3496339671836473E-3,4.7413793103448329E-7,1.9332953773541564E-5,2.1805331612918075E-2,null,6.8651947727130548E-3,9.2552942636810812E-3,1.2510372640941623E-4,2.9186996696021054E-3,4.9449102348375354E-5,7.9073014768814627E-6,1.9221648836230919E-2]
[2004,2,13,6,7.6181820025548255E-3,1.1219918081957998E-2,2.4278869434466363E-4,3.3325607420643779E-3,4.7413793103448329E-7,1.9332953773541564E-5,2.2433256612626441E-2,null,7.1368070996361069E-3,9.5577593045603152E-3,1.2510372640941623E-4,2.9038229347102176E-3,4.9449102348375354E-5,7.9073014768814627E-6,1.9780849469141312E-2]
[2004,2,13,7,8.1136157487958702E-3,1.2244544849595097E-2,6.8790130064321357E-5,3.2452553712921496E-3,4.7413793103448329E-7,5.4776702358367769E-6,2.3678157907914311E-2,null,7.6009355592064646E-3,1.0430594199659303E-2,3.5446055816001261E-5,2.8277495012175302E-3,4.9449102348375354E-5,2.2404020851164145E-6,2.0946414820332791E-2]
[2004,2,13,8,8.6660520317711365E-3,1.4597006119502827E-2,0,4.0044780240788566E-3,4.7413793103448329E-7,0,2.7268010313283852E-2,null,8.1184647000319618E-3,1.243455344667322E-2,0,3.4892972785426292E-3,4.9449102348375354E-5,0,2.4091764527596187E-2]
[2004,2,13,9,8.389140956398115E-3,1.5563024842238992E-2,0,4.1206373948081687E-3,4.7413793103448329E-7,0,2.8073277331376309E-2,null,7.8590509805871803E-3,1.3257462702174648E-2,0,3.5905126114089509E-3,4.9449102348375354E-5,0,2.4756475396519158E-2]
[2004,2,13,10,8.4486851148311334E-3,1.557487892330626E-2,0,3.9967705482606879E-3,4.7413793103448329E-7,0,2.8020808724329115E-2,null,7.9148326844771764E-3,1.3267560677292654E-2,0,3.4825813784340361E-3,4.9449102348375354E-5,0,2.4714423842552243E-2]
[2004,2,13,11,7.8106125030955667E-3,1.5566433017482194E-2,0,3.9442801221533253E-3,4.7413793103448329E-7,0,2.7321799780662119E-2,null,7.3170783719665828E-3,1.326036597815263E-2,0,3.4368439065676263E-3,4.9449102348375354E-5,0,2.4063737359035213E-2]
[2004,2,13,12,7.4057561151215515E-3,1.5423556509030507E-2,0,3.9452150319029987E-3,4.7413793103448329E-7,0,2.6775001793986092E-2,null,6.9378039016195882E-3,1.3138655706465968E-2,0,3.437658539092915E-3,4.9449102348375354E-5,0,2.3563567249526848E-2]
[2004,2,13,13,7.0450918113346495E-3,1.5177717805462006E-2,0,3.7814861317694557E-3,4.7413793103448329E-7,0,2.6004769886497147E-2,null,6.5999291221789736E-3,1.2929236427350978E-2,0,3.2949935519910904E-3,4.9449102348375354E-5,0,2.2873608203869418E-2]
[2004,2,13,14,6.6327041350018722E-3,1.5139242934142393E-2,0,3.8682742167715218E-3,4.7413793103448329E-7,0,2.5640695423846824E-2,null,6.2135992477722977E-3,1.2896461361021561E-2,0,3.3706162491283272E-3,4.9449102348375354E-5,0,2.2530125960270566E-2]
[2004,2,13,15,6.7766226464330663E-3,1.4642004689319241E-2,0,3.6997155512555765E-3,4.7413793103448329E-7,0,2.5118817024938917E-2,null,6.3484238888489681E-3,1.2472885767481011E-2,0,3.2237428515661426E-3,4.9449102348375354E-5,0,2.2094501610244496E-2]
[2004,2,13,16,7.2529351638780208E-3,1.4263364897324163E-2,0,3.8689812898301686E-3,4.7413793103448329E-7,0,2.5385755488963387E-2,null,6.7946393448470917E-3,1.2150339027960949E-2,0,3.3712323564173254E-3,4.9449102348375354E-5,0,2.2365659831573743E-2]
[2004,2,13,17,7.8250395344530762E-3,1.4294153552428118E-2,1.456732166067982E-4,3.9913757575289407E-3,4.7413793103448329E-7,1.159977226412494E-5,2.626831597121209E-2,null,7.330593793334097E-3,1.2176566541624164E-2,7.5062235845649739E-5,3.4778806337913129E-3,4.9449102348375354E-5,4.7443808861288779E-6,2.311429668782973E-2]
[2004,2,13,18,9.8814101271526341E-3,1.3894296914515058E-2,2.4278869434466363E-4,3.8616023199168031E-3,4.7413793103448329E-7,1.9332953773541564E-5,2.7899905147633734E-2,null,9.2570271918193808E-3,1.1835946095593526E-2,1.2510372640941623E-4,3.364802699547607E-3,4.9449102348375354E-5,7.9073014768814627E-6,2.464023611719519E-2]
[2004,2,13,19,9.9102340205400232E-3,1.3346412541796204E-2,2.4278869434466363E-4,3.819974837585081E-3,4.7413793103448329E-7,1.9332953773541564E-5,2.7339217185970547E-2,null,9.284029771555239E-3,1.1369227272610553E-2,1.2510372640941623E-4,3.3285306411321857E-3,4.9449102348375354E-5,7.9073014768814627E-6,2.4164247815532652E-2]
[2004,2,13,20,1.0137768019479387E-2,1.2664622192460236E-2,2.4278869434466363E-4,3.4819156099843403E-3,4.7413793103448329E-7,1.9332953773541564E-5,2.6546901607973204E-2,null,9.497186435244092E-3,1.0788439783118643E-2,1.2510372640941623E-4,3.0339631255257475E-3,4.9449102348375354E-5,7.9073014768814627E-6,2.3502049474123158E-2]
[2004,2,13,21,9.5092393741418209E-3,1.2759302272215011E-2,2.4278869434466363E-4,3.9153997796288155E-3,4.7413793103448329E-7,1.9332953773541564E-5,2.6446537212034889E-2,null,8.9083730284673195E-3,1.0869093617364356E-2,1.2510372640941623E-4,3.4116790536284393E-3,4.9449102348375354E-5,7.9073014768814627E-6,2.3371605829694789E-2]
[2004,2,13,22,9.3141953197926862E-3,1.2236202884160035E-2,2.4278869434466363E-4,4.0229735107024734E-3,4.7413793103448329E-7,1.9332953773541564E-5,2.5835967500704434E-2,null,8.7256533466122648E-3,1.0423488042807455E-2,1.2510372640941623E-4,3.5054132993456032E-3,4.9449102348375354E-5,7.9073014768814627E-6,2.2837014818999999E-2]
[2004,2,13,23,8.8259119548387104E-3,1.1733919488280623E-2,2.4278869434466363E-4,4.213796464184699E-3,4.7413793103448329E-7,1.9332953773541564E-5,2.5036223693353274E-2,null,8.2682234526468678E-3,9.9956147049252205E-3,1.2510372640941623E-4,3.6716866583864881E-3,4.9449102348375354E-5,7.9073014768814627E-6,2.2117984946193252E-2]
[2004,2,13,24,7.6576275876133644E-3,1.0830539241487108E-2,2.4278869434466363E-4,3.8605930759993429E-3,4.7413793103448329E-7,1.9332953773541564E-5,2.2611355691149054E-2,null,7.1737602114678627E-3,9.2260644375992112E-3,1.2510372640941623E-4,3.3639232960314923E-3,4.9449102348375354E-5,7.9073014768814627E-6,1.9946208075333243E-2]
[2004,2,14,1,6.5402744618790632E-3,8.8424244998530112E-3,2.4278869434466363E-4,2.9491684452133179E-3,4.7413793103448329E-7,1.9332953773541564E-5,1.8594463192994633E-2,null,6.1270099870879653E-3,7.532476121571971E-3,1.2510372640941623E-4,2.5697545018276732E-3,4.9449102348375354E-5,7.9073014768814627E-6,1.6411700740722287E-2]
[2004,2,14,2,5.9311888358794546E-3,8.3751630009810518E-3,2.4278869434466363E-4,2.7674823133557844E-3,4.7413793103448329E-7,1.9332953773541564E-5,1.7336429936265534E-2,null,5.5564110412420244E-3,7.1344364116664501E-3,1.2510372640941623E-4,2.411442501704946E-3,4.9449102348375354E-5,7.9073014768814627E-6,1.5284750084848094E-2]
[2004,2,14,3,6.0134922621312157E-3,7.9138195204948338E-3,2.4278869434466363E-4,2.5064265178519323E-3,4.7413793103448329E-7,1.9332953773541564E-5,1.6696334086527223E-2,null,5.6335139086454225E-3,6.7414380037452851E-3,1.2510372640941623E-4,2.1839718372832317E-3,4.9449102348375354E-5,7.9073014768814627E-6,1.4741383879908612E-2]
[2004,2,14,4,6.0825992260231795E-3,7.7964206229127215E-3,2.4278869434466363E-4,2.4615703752265015E-3,4.7413793103448329E-7,1.9332953773541564E-5,1.6603186010211643E-2,null,5.6982541669344825E-3,6.6414309985680471E-3,1.2510372640941623E-4,2.1448864894681842E-3,4.9449102348375354E-5,7.9073014768814627E-6,1.4667031785205387E-2]
[2004,2,14,5,6.2955725060899973E-3,7.6992103287680516E-3,2.4278869434466363E-4,2.4205807443997938E-3,4.7413793103448329E-7,1.9332953773541564E-5,1.6677959365307082E-2,null,5.8977701691386728E-3,6.5586217849380197E-3,1.2510372640941623E-4,2.1091702222213442E-3,4.9449102348375354E-5,7.9073014768814627E-6,1.474802230653271E-2]
[2004,2,14,6,6.4163637747249201E-3,8.1160115329266466E-3,2.4278869434466363E-4,2.6395491834905606E-3,4.7413793103448329E-7,1.9332953773541564E-5,1.7434520277191369E-2,null,6.0109289231929436E-3,6.9136765685914453E-3,1.2510372640941623E-4,2.2999681174805876E-3,4.9449102348375354E-5,7.9073014768814627E-6,1.540703373949965E-2]
[2004,2,14,7,7.2404771275347375E-3,8.4246396288244693E-3,6.4743651825243615E-5,2.4502461901010721E-3,4.7413793103448329E-7,5.1554543396110823E-6,1.8185736190556169E-2,null,6.7829685023557398E-3,7.1765833949754563E-3,3.3360993709177646E-5,2.13501917390239E-3,4.9449102348375354E-5,2.1086137271683893E-6,1.6179489781018307E-2]
[2004,2,14,8,7.6557487116481323E-3,9.0647894030432795E-3,0,2.6252372524435187E-3,4.7413793103448329E-7,0,1.9346249505065968E-2,null,7.1720000572311291E-3,7.7218990930187957E-3,0,2.2874974329736798E-3,4.9449102348375354E-5,0,1.7230845685571983E-2]
[2004,2,14,9,8.0958343060942434E-3,9.6755458273791051E-3,0,2.7357817875510383E-3,4.7413793103448329E-7,0,2.050763605895542E-2,null,7.5842776838141229E-3,8.2421758771160491E-3,0,2.3838202853377296E-3,4.9449102348375354E-5,0,1.8259722948616278E-2]
[2004,2,14,10,8.471673860375924E-3,9.9249410605002277E-3,0,2.7137225845527166E-3,4.7413793103448329E-7,0,2.1110811643359904E-2,null,7.9363688255618577E-3,8.4546248087806579E-3,0,2.364599024407831E-3,4.9449102348375354E-5,0,1.8805041761098724E-2]
[2004,2,14,11,9.0627707764904288E-3,9.8138953193346763E-3,0,2.5969040142303102E-3,4.7413793103448329E-7,0,2.1474044247986449E-2,null,8.4901157255550946E-3,8.3600297807150305E-3,0,2.2628092987411566E-3,4.9449102348375354E-5,0,1.9162403907359661E-2]
[2004,2,14,12,8.0830332867801741E-3,9.9113554321355896E-3,0,2.7247696919239124E-3,4.7413793103448329E-7,0,2.0719632548770711E-2,null,7.5722855306347174E-3,8.4430518039724303E-3,0,2.3742249085940601E-3,4.9449102348375354E-5,0,1.8439011345549584E-2]
[2004,2,14,13,8.2316854764681001E-3,9.8655560323439827E-3,0,3.0696619276121919E-3,4.7413793103448329E-7,0,2.1167377574355311E-2,null,7.7115447400347365E-3,8.4040372910050478E-3,0,2.6747463578669448E-3,4.9449102348375354E-5,0,1.8839777491255105E-2]
[2004,2,14,14,7.9217746685454459E-3,1.0630642314626959E-2,0,3.8496463426248855E-3,4.7413793103448329E-7,0,2.2402537463728327E-2,null,7.4212164630922039E-3,9.055780956142883E-3,0,3.3543848726108236E-3,4.9449102348375354E-5,0,1.9880831394194286E-2]
[2004,2,14,15,8.1943755575928853E-3,1.1090749132868978E-2,0,4.1659323104057226E-3,4.7413793103448329E-7,0,2.345153113879862E-2,null,7.6765923466912619E-3,9.4477259053859421E-3,0,3.6299802835440026E-3,4.9449102348375354E-5,0,2.0803747637969584E-2]
[2004,2,14,16,8.3980119779156655E-3,1.0612192252225757E-2,0,3.8685877738776448E-3,4.7413793103448329E-7,0,2.2879266141950103E-2,null,7.8673614632359598E-3,9.0400641519472833E-3,0,3.3708894667488221E-3,4.9449102348375354E-5,0,2.032776418428044E-2]
[2004,2,14,17,9.0358883068912613E-3,1.0808453028284655E-2,1.3758026012864271E-4,3.9939109976506919E-3,4.7413793103448329E-7,1.0955340471673554E-5,2.398726207135796E-2,null,8.4649318956299558E-3,9.2072501549817914E-3,7.0892111632002522E-5,3.4800897123289116E-3,4.9449102348375354E-5,4.4808041702328291E-6,2.1277093781091268E-2]
[2004,2,14,18,9.7539677513712609E-3,1.0798486865776341E-2,2.4278869434466363E-4,4.0596716885672839E-3,4.7413793103448329E-7,1.9332953773541564E-5,2.4874722091764126E-2,null,9.1376375983486576E-3,9.198760415417848E-3,1.2510372640941623E-4,3.5373902140349057E-3,4.9449102348375354E-5,7.9073014768814627E-6,2.2056248358036087E-2]
[2004,2,14,19,9.7697498819794195E-3,1.044581007837503E-2,2.4278869434466363E-4,3.8910932458149508E-3,4.7413793103448329E-7,1.9332953773541564E-5,2.436924899221864E-2,null,9.1524224934501283E-3,8.8983304281697526E-3,1.2510372640941623E-4,3.3904995836007488E-3,4.9449102348375354E-5,7.9073014768814627E-6,2.1623712635455306E-2]
[2004,2,14,20,9.7885775315453335E-3,9.8612980570372318E-3,2.4278869434466363E-4,3.6507673287124788E-3,4.7413793103448329E-7,1.9332953773541564E-5,2.3563238703344286E-2,null,9.1700604683693961E-3,8.4004101073830821E-3,1.2510372640941623E-4,3.1810918746642486E-3,4.9449102348375354E-5,7.9073014768814627E-6,2.0934022580651402E-2]
[2004,2,14,21,9.1721141087866657E-3,9.8742102473455655E-3,2.4278869434466363E-4,3.9052886687041843E-3,4.7413793103448329E-7,1.9332953773541564E-5,2.3214208810885657E-2,null,8.5925499112923156E-3,8.4114094396562991E-3,1.2510372640941623E-4,3.4028687488595736E-3,4.9449102348375354E-5,7.9073014768814627E-6,2.0589288230042867E-2]
[2004,2,14,22,9.0361485799062956E-3,9.453583868672932E-3,2.4278869434466363E-4,3.7228454378628604E-3,4.7413793103448329E-7,1.9332953773541564E-5,2.2475173672491328E-2,null,8.4651757226087438E-3,8.0530961565168646E-3,1.2510372640941623E-4,3.2438970514160372E-3,4.9449102348375354E-5,7.9073014768814627E-6,1.994462906077632E-2]
[2004,2,14,23,8.9036171494090138E-3,8.8079141648212383E-3,2.4278869434466363E-4,3.4147135033545158E-3,4.7413793103448329E-7,1.9332953773541564E-5,2.138884060363401E-2,null,8.3410186397534468E-3,7.5030782709509568E-3,1.2510372640941623E-4,2.975406647910986E-3,4.9449102348375354E-5,7.9073014768814627E-6,1.9001963688850064E-2]
[2004,2,14,24,7.0246093723403792E-3,8.8673830879506966E-3,2.4278869434466363E-4,3.6293778693456489E-3,4.7413793103448329E-7,1.9332953773541564E-5,1.9783966115685968E-2,null,6.5807409200615719E-3,7.5537372551985112E-3,1.2510372640941623E-4,3.1624541940703226E-3,4.9449102348375354E-5,7.9073014768814627E-6,1.747939249956508E-2]
[2004,2,15,1,8.0341173635422886E-3,1.049007226575808E-2,2.4278869434466363E-4,4.5820751693107049E-3,4.7413793103448329E-7,1.9332953773541564E-5,2.3368860584660315E-2,null,7.5264604888947957E-3,8.9360354568705242E-3,1.2510372640941623E-4,3.9925858806607742E-3,4.9449102348375354E-5,7.9073014768814627E-6,2.063754195666077E-2]
[2004,2,15,2,8.1678542688104032E-3,1.0270430767967019E-2,2.4278869434466363E-4,4.4495555640567848E-3,4.7413793103448329E-7,1.9332953773541564E-5,2.3150436386883445E-2,null,7.6517468754212338E-3,8.7489324358105223E-3,1.2510372640941623E-4,3.8771150764297002E-3,4.9449102348375354E-5,7.9073014768814627E-6,2.0460254517896133E-2]
[2004,2,15,3,7.8261834151638673E-3,1.0193779251362145E-2,2.4278869434466363E-4,4.4332170775662066E-3,4.7413793103448329E-7,1.9332953773541564E-5,2.2715775530141459E-2,null,7.3316653949281746E-3,8.6836363489151153E-3,1.2510372640941623E-4,3.8628785551891591E-3,4.9449102348375354E-5,7.9073014768814627E-6,2.0060640429267123E-2]
[2004,2,15,4,8.1651088288485357E-3,9.8626713170290592E-3,2.4278869434466363E-4,4.1645159110093727E-3,4.7413793103448329E-7,1.9332953773541564E-5,2.2454891842936208E-2,null,7.649174913317295E-3,8.4015799277301281E-3,1.2510372640941623E-4,3.6287461055739163E-3,4.9449102348375354E-5,7.9073014768814627E-6,1.9861961076856016E-2]
[2004,2,15,5,8.2144189357591206E-3,9.6506486762940723E-3,2.4278869434466363E-4,3.9877463435218077E-3,4.7413793103448329E-7,1.9332953773541564E-5,2.211540974162424E-2,null,7.6953692311959249E-3,8.2209670790034609E-3,1.2510372640941623E-4,3.4747181481086234E-3,4.9449102348375354E-5,7.9073014768814627E-6,1.9573514588542687E-2]
[2004,2,15,6,8.6066941479595767E-3,9.8580542504411641E-3,2.4278869434466363E-4,4.1768848224768979E-3,4.7413793103448329E-7,1.9332953773541564E-5,2.2904229006926877E-2,null,8.0628575005106517E-3,8.3976468498932061E-3,1.2510372640941623E-4,3.6395237422253493E-3,4.9449102348375354E-5,7.9073014768814627E-6,2.0282488222863885E-2]
[2004,2,15,7,8.9332783597453128E-3,1.0455384665554863E-2,6.0697173586165907E-5,4.4658959078910272E-3,4.7413793103448329E-7,4.8332384433853911E-6,2.3920563483151788E-2,null,8.3688056283605598E-3,8.9064866017743109E-3,3.1275931602354058E-5,3.8913532160644881E-3,4.9449102348375354E-5,1.9768253692203657E-6,2.1249347305519313E-2]
[2004,2,15,8,9.7722094426634081E-3,1.0395971869742809E-2,0,4.2045305339824205E-3,4.7413793103448329E-7,0,2.4373185984319673E-2,null,9.1547266403116234E-3,8.8558754299426987E-3,0,3.6636128008590979E-3,4.9449102348375354E-5,0,2.1723663973461798E-2]
[2004,2,15,9,1.0459355846229231E-2,1.0403217301966226E-2,0,3.9830953518241331E-3,4.7413793103448329E-7,0,2.4846142637950624E-2,null,9.7984538878115347E-3,8.8620474979331301E-3,0,3.4706655118909597E-3,4.9449102348375354E-5,0,2.2180615999984003E-2]
[2004,2,15,10,1.0822963389453185E-2,1.0984525582160939E-2,0,4.2679404879803241E-3,4.7413793103448329E-7,0,{"$f":"SUM(E1092:J1092)","v":2.6075903597525481E-2},null,{"$f":"E1092*V$5","v":1.0139085930350253E-2},{"$f":"F1092*W$5","v":9.3572386912434639E-3},{"$f":"G1092*X$5","v":0},{"$f":"H1092*AB$5","v":3.7188649906793416E-3},{"$f":"I1092*Z$5","v":4.9449102348375354E-5},{"$f":"J1092*AA$5","v":0},{"$f":"SUM(M1092:R1092)","v":2.3264638714621436E-2}]
[2004,2,15,11,1.0588510772409715E-2,1.1424096063837826E-2,0,4.5580479143876463E-3,4.7413793103448329E-7,0,2.657112888856622E-2,null,9.9194478196720139E-3,9.7316896302403512E-3,0,3.9716497599704467E-3,4.9449102348375354E-5,0,2.3672236312231188E-2]
[2004,2,15,12,1.0459528338650027E-2,1.1700187241118435E-2,0,4.7061395761344759E-3,4.7413793103448329E-7,0,2.6866329293833972E-2,null,9.7986154808442239E-3,9.9668796734550206E-3,0,4.1006892575531388E-3,4.9449102348375354E-5,0,2.391563351420076E-2]
[2004,2,15,13,1.0062983636766488E-2,1.1560428264575704E-2,0,4.6786199400344767E-3,4.7413793103448329E-7,0,2.6302505979307701E-2,null,9.4271275008016835E-3,9.84782509135472E-3,0,4.0767100545776652E-3,4.9449102348375354E-5,0,2.3401111749082448E-2]
[2004,2,15,14,1.0001477210946295E-2,1.1308736124430969E-2,0,4.488850972699185E-3,4.7413793103448329E-7,0,2.5799538446007481E-2,null,9.3695075205597333E-3,9.6334195246847321E-3,0,3.9113550851426178E-3,4.9449102348375354E-5,0,2.2963731232735457E-2]
[2004,2,15,15,9.5149412812604878E-3,1.1294428108765086E-2,0,4.5108621946308089E-3,4.7413793103448329E-7,0,2.5320705722587419E-2,null,8.9137146455607833E-3,9.6212311496126999E-3,0,3.9305345378257382E-3,4.9449102348375354E-5,0,2.2514929435347598E-2]
[2004,2,15,16,9.8284785812009657E-3,1.1173331782029377E-2,0,4.5221688962252087E-3,4.7413793103448329E-7,0,2.5524453397386588E-2,null,9.207440265067578E-3,9.518074465655493E-3,0,3.9403866191370616E-3,4.9449102348375354E-5,0,2.2715350452208509E-2]
[2004,2,15,17,1.0902877199428146E-2,1.1560303160962831E-2,1.2948730365048723E-4,4.9407462233759785E-3,4.7413793103448329E-7,1.0310908679222165E-5,2.7544198934027701E-2,null,1.0213950175677684E-2,9.8477185210383202E-3,6.6721987418355292E-5,4.3051134873342703E-3,4.9449102348375354E-5,4.2172274543367785E-6,2.4487170501271339E-2]
[2004,2,15,18,1.2026230695237273E-2,1.1686393106664788E-2,2.4278869434466363E-4,5.0413381016664299E-3,4.7413793103448329E-7,1.9332953773541564E-5,2.9016557689617729E-2,null,1.12663216209389E-2,9.9551290513952475E-3,1.2510372640941623E-4,4.3927641037321717E-3,4.9449102348375354E-5,7.9073014768814627E-6,2.5796674906300998E-2]
[2004,2,15,19,1.1872659845065522E-2,1.1351343662675194E-2,2.4278869434466363E-4,4.8986033145565046E-3,4.7413793103448329E-7,1.9332953773541564E-5,2.8385202608346462E-2,null,1.1122454549577864E-2,9.6697150298857022E-3,1.2510372640941623E-4,4.2683923126469684E-3,4.9449102348375354E-5,7.9073014768814627E-6,2.5243022022345213E-2]
[2004,2,15,20,1.1322722086626104E-2,1.0095207272361469E-2,2.4278869434466363E-4,3.9811306477900363E-3,4.7413793103448329E-7,1.9332953773541564E-5,2.5661655792826848E-2,null,1.0607266057432077E-2,8.5996671752918592E-3,1.2510372640941623E-4,3.4689535693111541E-3,4.9449102348375354E-5,7.9073014768814627E-6,2.2858346932269766E-2]
[2004,2,15,21,1.0693212702784363E-2,9.8342780618756506E-3,2.4278869434466363E-4,3.8295388313991795E-3,4.7413793103448329E-7,1.9332953773541564E-5,2.4619625382108431E-2,null,1.0017533882697655E-2,8.3773929509049026E-3,1.2510372640941623E-4,3.3368642160417918E-3,4.9449102348375354E-5,7.9073014768814627E-6,2.1914251179879024E-2]
[2004,2,15,22,1.0532485350851453E-2,1.017244980687756E-2,2.4278869434466363E-4,4.1167030155459944E-3,4.7413793103448329E-7,1.9332953773541564E-5,2.5084233959324246E-2,null,9.8669625119958502E-3,8.6654667245921468E-3,1.2510372640941623E-4,3.5870843946052347E-3,4.9449102348375354E-5,7.9073014768814627E-6,2.2301973761427906E-2]
[2004,2,15,23,8.5042055864278585E-3,9.7325474872843945E-3,2.4278869434466363E-4,3.7153543017326607E-3,4.7413793103448329E-7,1.9332953773541564E-5,2.2214703161494154E-2,null,7.9668449487856133E-3,8.2907331073342645E-3,1.2510372640941623E-4,3.2373696586434643E-3,4.9449102348375354E-5,7.9073014768814627E-6,1.9677407844998017E-2]
[2004,2,15,24,7.4271680637719665E-3,9.7506390324877523E-3,2.4278869434466363E-4,3.4286298416787357E-3,4.7413793103448329E-7,1.9332953773541564E-5,2.0869032723987695E-2,null,6.9578628798763536E-3,8.306144506351457E-3,1.2510372640941623E-4,2.9875326331580015E-3,4.9449102348375354E-5,7.9073014768814627E-6,1.8434000149620489E-2]
[2004,2,16,1,7.722607112088815E-3,9.7375990104706742E-3,2.4278869434466363E-4,3.1417862827961569E-3,4.7413793103448329E-7,1.9332953773541564E-5,2.0864588191404888E-2,null,7.2346338334752982E-3,8.2950362798158463E-3,1.2510372640941623E-4,2.7375918310464215E-3,4.9449102348375354E-5,7.9073014768814627E-6,1.8449722074572239E-2]
[2004,2,16,2,7.4504032912567414E-3,9.5070980477775235E-3,2.4278869434466363E-4,2.9093768778113266E-3,4.7413793103448329E-7,1.9332953773541564E-5,2.0129474002894832E-2,null,6.9796299282901863E-3,8.0986825538084169E-3,1.2510372640941623E-4,2.5350821657554451E-3,4.9449102348375354E-5,7.9073014768814627E-6,1.7795854778088725E-2]
[2004,2,16,3,7.6894537030634761E-3,9.6241844865019872E-3,2.4278869434466363E-4,3.0598271696232943E-3,4.7413793103448329E-7,1.9332953773541564E-5,2.0636061145237999E-2,null,7.2035753099548797E-3,8.1984233889002608E-3,1.2510372640941623E-4,2.6661768529078864E-3,4.9449102348375354E-5,7.9073014768814627E-6,1.8250635681997703E-2]
[2004,2,16,4,7.7727331595614495E-3,9.5236986542199913E-3,2.4278869434466363E-4,2.8815715282038325E-3,4.7413793103448329E-7,1.9332953773541564E-5,2.044059912803451E-2,null,7.2815925345616501E-3,8.112823887063067E-3,1.2510372640941623E-4,2.5108540066468249E-3,4.9449102348375354E-5,7.9073014768814627E-6,1.8087730558506217E-2]
[2004,2,16,5,8.0980446036102889E-3,9.6378153412965042E-3,2.4278869434466363E-4,2.8225042518630621E-3,4.7413793103448329E-7,1.9332953773541564E-5,2.0820959982819093E-2,null,7.5863483178577216E-3,8.2100349201333547E-3,1.2510372640941623E-4,2.4593858039628595E-3,4.9449102348375354E-5,7.9073014768814627E-6,1.8438229172188611E-2]
[2004,2,16,6,8.4032143310627996E-3,1.0013774564256903E-2,2.4278869434466363E-4,2.7462581601477407E-3,4.7413793103448329E-7,1.9332953773541564E-5,2.1425842841516683E-2,null,7.8722350919918534E-3,8.5302981996989349E-3,1.2510372640941623E-4,2.3929488604406183E-3,4.9449102348375354E-5,7.9073014768814627E-6,1.897794228236608E-2]
[2004,2,16,7,9.5098429815225864E-3,1.108374187621319E-2,5.6650695347088178E-5,2.736299590898422E-3,4.7413793103448329E-7,4.5110225471596981E-6,2.3391520304459481E-2,null,8.9089384953252894E-3,9.4417567287830399E-3,2.919086949553045E-5,2.3842714726834912E-3,4.9449102348375354E-5,1.845037011272341E-6,2.0815451705646998E-2]
[2004,2,16,8,8.7942587107463378E-3,1.3033310818763298E-2,0,3.0778710639808526E-3,4.7413793103448329E-7,0,2.4905914731421522E-2,null,8.2385703021853537E-3,1.1102509558209078E-2,0,2.6818993793139641E-3,4.9449102348375354E-5,0,2.2072428342056773E-2]
[2004,2,16,9,8.9345907954326773E-3,1.4485461346527903E-2,0,3.671014400337225E-3,4.7413793103448329E-7,0,2.7091540680228839E-2,null,8.3700351343408905E-3,1.2339533315154569E-2,0,3.1987341370250054E-3,4.9449102348375354E-5,0,2.395775168886884E-2]
[2004,2,16,10,8.3413551666077883E-3,1.4899241578809647E-2,0,3.6842012197293669E-3,4.7413793103448329E-7,0,2.6925272103077838E-2,null,7.8142846618351521E-3,1.2692014664505365E-2,0,3.2102244567972604E-3,4.9449102348375354E-5,0,2.3765972885486153E-2]
[2004,2,16,11,8.1775041910213241E-3,1.5127131044534309E-2,0,3.8273978833849244E-3,4.7413793103448329E-7,0,2.7132507256871594E-2,null,7.6607870418707548E-3,1.2886143770041675E-2,0,3.3349987034744302E-3,4.9449102348375354E-5,0,2.3931378617735238E-2]
[2004,2,16,12,7.9271201326368609E-3,1.4914702456080595E-2,0,3.6596279093127032E-3,4.7413793103448329E-7,0,2.6501924635961193E-2,null,7.4262241599502817E-3,1.2705185112142652E-2,0,3.1888125312863518E-3,4.9449102348375354E-5,0,2.3369670905727662E-2]
[2004,2,16,13,7.6308619549198603E-3,1.5027936846938351E-2,0,3.6557160249017927E-3,4.7413793103448329E-7,0,2.631498896469104E-2,null,7.148685835800651E-3,1.2801644555510359E-2,0,3.1854039153451758E-3,4.9449102348375354E-5,0,2.3185183409004561E-2]
[2004,2,16,14,7.6954278530474941E-3,1.4916855304307955E-2,0,3.5815177506765363E-3,4.7413793103448329E-7,0,2.6194275045963021E-2,null,7.2091719675309177E-3,1.2707019029736885E-2,0,3.1207513352161337E-3,4.9449102348375354E-5,0,2.3086391434832314E-2]
[2004,2,16,15,7.5268413413014344E-3,1.4812997139365318E-2,0,3.6287318920138977E-3,4.7413793103448329E-7,0,2.5969044510611682E-2,null,7.0512380387367946E-3,1.2618546784655946E-2,0,3.1618913224720452E-3,4.9449102348375354E-5,0,2.2881125248213161E-2]
[2004,2,16,16,7.4934029249367311E-3,1.453086087703751E-2,0,3.6701847828966823E-3,4.7413793103448329E-7,0,2.5694922722801956E-2,null,7.0199125168167124E-3,1.2378207196904972E-2,0,3.1980112508310718E-3,4.9449102348375354E-5,0,2.2645580066901132E-2]
[2004,2,16,17,8.7386887307669657E-3,1.4277376220846752E-2,1.2544082541140952E-4,3.7567184028414057E-3,4.7413793103448329E-7,9.988692782996475E-6,2.6908687010580565E-2,null,8.1865116578118784E-3,1.216227466392451E-2,6.4636925311531697E-5,3.2734122201359341E-3,4.9449102348375354E-5,4.0854390963887553E-6,2.3740370008628619E-2]
[2004,2,16,18,1.0963806635204777E-2,1.3695474836722786E-2,2.4278869434466363E-4,3.5134666249682267E-3,4.7413793103448329E-7,1.9332953773541564E-5,2.8435343882945031E-2,null,1.0271029624512281E-2,1.166657823122143E-2,1.2510372640941623E-4,3.0614550658127357E-3,4.9449102348375354E-5,7.9073014768814627E-6,2.5181523051781122E-2]
[2004,2,16,19,1.1957033064935181E-2,1.2733921558162307E-2,2.4278869434466363E-4,3.0154110333211327E-3,4.7413793103448329E-7,1.9332953773541564E-5,2.7968961442467861E-2,null,1.1201496425235732E-2,1.0847472893030931E-2,1.2510372640941623E-4,2.6274749040919327E-3,4.9449102348375354E-5,7.9073014768814627E-6,2.4858904352593275E-2]
[2004,2,16,20,1.0935419515745124E-2,1.292078534396859E-2,2.4278869434466363E-4,3.4318092068324935E-3,4.7413793103448329E-7,1.9332953773541564E-5,2.7550609852595449E-2,null,1.0244436219992681E-2,1.1006654009544368E-2,1.2510372640941623E-4,2.9903029692946452E-3,4.9449102348375354E-5,7.9073014768814627E-6,2.442385332906637E-2]
[2004,2,16,21,1.045903992395047E-2,1.2580124188483303E-2,2.4278869434466363E-4,3.4035116194416457E-3,4.7413793103448329E-7,1.9332953773541564E-5,2.6705271517924657E-2,null,9.7981579279143773E-3,1.0716459615542734E-2,1.2510372640941623E-4,2.9656458993648081E-3,4.9449102348375354E-5,7.9073014768814627E-6,2.3662723573056595E-2]
[2004,2,16,22,9.7896832244377691E-3,1.1827153179698064E-2,2.4278869434466363E-4,3.1612850664025438E-3,4.7413793103448329E-7,1.9332953773541564E-5,2.5040717256587616E-2,null,9.1710962951430421E-3,1.0075036423972927E-2,1.2510372640941623E-4,2.7545820735108703E-3,4.9449102348375354E-5,7.9073014768814627E-6,2.2183174922861513E-2]
[2004,2,16,23,9.0972124559794247E-3,1.1772908603504561E-2,2.4278869434466363E-4,3.3877775408269711E-3,4.7413793103448329E-7,1.9332953773541564E-5,2.4520494386360198E-2,null,8.5223811167754703E-3,1.0028827833228483E-2,1.2510372640941623E-4,2.9519360282254381E-3,4.9449102348375354E-5,7.9073014768814627E-6,2.1685605108464068E-2]
[2004,2,16,24,7.7996376688367246E-3,1.1343074741646021E-2,2.4278869434466363E-4,3.1475070938366961E-3,4.7413793103448329E-7,1.9332953773541564E-5,2.2552815290368681E-2,null,7.3067970115278892E-3,9.6626710963803094E-3,1.2510372640941623E-4,2.7425766531068204E-3,4.9449102348375354E-5,7.9073014768814627E-6,1.9894504891249692E-2]
[2004,2,17,1,5.7504115092672434E-3,8.8183791280096319E-3,2.4278869434466363E-4,1.7254976981821771E-3,4.7413793103448329E-7,1.9332953773541564E-5,1.6556884121508294E-2,null,5.3870566063405484E-3,7.5119929170789522E-3,1.2510372640941623E-4,1.5035104166375318E-3,4.9449102348375354E-5,7.9073014768814627E-6,1.4585020070291705E-2]
[2004,2,17,2,6.1589157269773586E-3,8.7746777761756913E-3,2.4278869434466363E-4,1.951655218717094E-3,4.7413793103448329E-7,1.9332953773541564E-5,1.7147844507919386E-2,null,5.7697484086901294E-3,7.4747656397439804E-3,1.2510372640941623E-4,1.7005725096692337E-3,4.9449102348375354E-5,7.9073014768814627E-6,1.5127546688338015E-2]
[2004,2,17,3,5.8993526899735679E-3,8.3923937130484776E-3,2.4278869434466363E-4,1.7429850443514245E-3,4.7413793103448329E-7,1.9332953773541564E-5,1.6297327233422712E-2,null,5.526586546100009E-3,7.1491145044460637E-3,1.2510372640941623E-4,1.5187479954256744E-3,4.9449102348375354E-5,7.9073014768814627E-6,1.4376909176206419E-2]
[2004,2,17,4,6.0275767410430227E-3,7.8366264785332783E-3,2.4278869434466363E-4,1.4595803884681769E-3,4.7413793103448329E-7,1.9332953773541564E-5,1.5586379394093717E-2,null,5.6467084226461059E-3,6.6756806149955604E-3,1.2510372640941623E-4,1.2718036774512496E-3,4.9449102348375354E-5,7.9073014768814627E-6,1.377665284532759E-2]
[2004,2,17,5,6.4525908718859786E-3,8.1975236660043471E-3,2.4278869434466363E-4,1.5407214099079211E-3,4.7413793103448329E-7,1.9332953773541564E-5,1.6453431733847487E-2,null,6.0448669157653892E-3,6.9831132028580298E-3,1.2510372640941623E-4,1.3425058123076382E-3,4.9449102348375354E-5,7.9073014768814627E-6,1.4552946061165729E-2]
[2004,2,17,6,6.7285121319696842E-3,8.5814337518178851E-3,2.4278869434466363E-4,1.4851637724543625E-3,4.7413793103448329E-7,1.9332953773541564E-5,1.7057705442291175E-2,null,6.3033533640079681E-3,7.3101494760282664E-3,1.2510372640941623E-4,1.2940957293946342E-3,4.9449102348375354E-5,7.9073014768814627E-6,1.5090058699665541E-2]
[2004,2,17,7,7.5907526141348446E-3,9.5006839856605803E-3,5.260421710801045E-5,1.5538003311164944E-3,4.7413793103448329E-7,4.1888066509340052E-6,1.8702504092601893E-2,null,7.1111109093969201E-3,8.0932186937846245E-3,2.7105807388706848E-5,1.3539021151228712E-3,4.9449102348375354E-5,1.7132486533243166E-6,1.6636499876694823E-2]
[2004,2,17,8,7.5013399696474128E-3,1.1667705132211083E-2,0,2.0310166163048952E-3,4.7413793103448329E-7,0,2.1200535856094428E-2,null,7.0273480384440935E-3,9.9392095802891701E-3,0,1.7697239713477262E-3,4.9449102348375354E-5,0,1.8785730692429364E-2]
[2004,2,17,9,7.2118821810051824E-3,1.2939706344685852E-2,0,2.3302490651372384E-3,4.7413793103448329E-7,0,2.2482311728759308E-2,null,6.7561804028672522E-3,1.1022771985570218E-2,0,2.0304598183380506E-3,4.9449102348375354E-5,0,1.9858861309123899E-2]
[2004,2,17,10,6.9001044337146022E-3,1.3430484028011558E-2,0,2.5617861390089284E-3,4.7413793103448329E-7,0,2.2892848738666125E-2,null,6.4641031540399393E-3,1.1440844108290943E-2,0,2.2322093789260509E-3,4.9449102348375354E-5,0,2.0186605743605309E-2]
[2004,2,17,11,6.7610019446839682E-3,1.3723459892748785E-2,0,2.752891853334498E-3,4.7413793103448329E-7,0,2.3237827828698286E-2,null,6.3337902222987503E-3,1.1690417480997348E-2,0,2.3987291212996011E-3,4.9449102348375354E-5,0,2.0472385926944076E-2]
[2004,2,17,12,6.6430827785142737E-3,1.3582733579960012E-2,0,2.7304422620018907E-3,4.7413793103448329E-7,0,2.2956732758407213E-2,null,6.2233220893477626E-3,1.1570538867300853E-2,0,2.3791676959477215E-3,4.9449102348375354E-5,0,2.0222477754944714E-2]
[2004,2,17,13,6.4027527753047382E-3,1.3596964925831317E-2,0,2.7619226965859066E-3,4.7413793103448329E-7,0,2.2762114535652998E-2,null,5.9981779706346399E-3,1.1582661930715782E-2,0,2.4065981360852006E-3,4.9449102348375354E-5,0,2.0036887139784E-2]
[2004,2,17,14,6.3345334585228922E-3,1.3833082334957832E-2,0,2.8823679742100801E-3,4.7413793103448329E-7,0,2.3050457905621841E-2,null,5.9342692711341913E-3,1.1783800062702373E-2,0,2.5115479889499851E-3,4.9449102348375354E-5,0,2.0279066425134926E-2]
[2004,2,17,15,6.3599128451725393E-3,1.3131029339740289E-2,0,2.5096082221353604E-3,4.7413793103448329E-7,0,2.2001024544979222E-2,null,5.9580449943664356E-3,1.1185751708131506E-2,0,2.1867442116177984E-3,4.9449102348375354E-5,0,1.9379990016464115E-2]
[2004,2,17,16,6.7944958012559039E-3,1.2821886052115729E-2,0,2.4043620359021521E-3,4.7413793103448329E-7,0,2.202121802720482E-2,null,6.3651676812904916E-3,1.0922406012365039E-2,0,2.0950380693959296E-3,4.9449102348375354E-5,0,1.9432060865399836E-2]
[2004,2,17,17,8.0811126542294429E-3,1.2923536680556428E-2,1.1734786893325406E-4,2.7616238004814892E-3,4.7413793103448329E-7,9.3442609905450875E-6,2.3893439403122198E-2,null,7.5704862583123632E-3,1.100899775329368E-2,6.0466801097884494E-5,2.406337693311526E-3,4.9449102348375354E-5,3.8218623804927056E-6,2.1099559470744322E-2]
[2004,2,17,18,8.9515864785509689E-3,1.2095426896306419E-2,2.4278869434466363E-4,2.4121433191104089E-3,4.7413793103448329E-7,1.9332953773541564E-5,2.3721752480017039E-2,null,8.3859569004395632E-3,1.0303567113087818E-2,1.2510372640941623E-4,2.1018182814882122E-3,4.9449102348375354E-5,7.9073014768814627E-6,2.0973802425250269E-2]
[2004,2,17,19,9.860504474116405E-3,1.1217235223911656E-2,2.4278869434466363E-4,2.0305483076225087E-3,4.7413793103448329E-7,1.9332953773541564E-5,2.3370883791699808E-2,null,9.237442517554385E-3,9.5554738946965409E-3,1.2510372640941623E-4,1.7693159111208643E-3,4.9449102348375354E-5,7.9073014768814627E-6,2.0744692453606467E-2]
[2004,2,17,20,9.5899962968472308E-3,1.0695840428831189E-2,2.4278869434466363E-4,1.8789757427482546E-3,4.7413793103448329E-7,1.9332953773541564E-5,2.2427408254475915E-2,null,8.9840271122258123E-3,9.1113203886167542E-3,1.2510372640941623E-4,1.6372433326381497E-3,4.9449102348375354E-5,7.9073014768814627E-6,1.9915050963715392E-2]
[2004,2,17,21,8.7863883503666307E-3,1.0686482278255541E-2,2.4278869434466363E-4,2.0054958348151544E-3,4.7413793103448329E-7,1.9332953773541564E-5,2.1740962249486566E-2,null,8.2311972512637884E-3,9.1033485879240469E-3,1.2510372640941623E-4,1.7474864680169602E-3,4.9449102348375354E-5,7.9073014768814627E-6,1.9264492437439475E-2]
[2004,2,17,22,8.1721042444011446E-3,1.0445323149601629E-2,2.4278869434466363E-4,2.1036540307031652E-3,4.7413793103448329E-7,1.9332953773541564E-5,2.098367721075518E-2,null,7.6557283051060477E-3,8.8979156347656803E-3,1.2510372640941623E-4,1.8330164980781129E-3,4.9449102348375354E-5,7.9073014768814627E-6,1.8569120568184518E-2]
[2004,2,17,23,7.5791252137441829E-3,9.7743956799432336E-3,2.4278869434466363E-4,2.1145264606028608E-3,4.7413793103448329E-7,1.9332953773541564E-5,1.9730643140339517E-2,null,7.100218216936887E-3,8.3263817591196308E-3,1.2510372640941623E-4,1.8424901772522869E-3,4.9449102348375354E-5,7.9073014768814627E-6,1.745155028354348E-2]
[2004,2,17,24,6.4816200723863317E-3,9.1507024469994029E-3,2.4278869434466363E-4,1.7767416778988528E-3,4.7413793103448329E-7,1.9332953773541564E-5,1.7671659983333827E-2,null,6.0720618297433176E-3,7.7950846714924171E-3,1.2510372640941623E-4,1.5481617988880863E-3,4.9449102348375354E-5,7.9073014768814627E-6,1.5597768430358493E-2]
[2004,2,18,1,5.3999242652955966E-3,8.8332584623360758E-3,2.4278869434466363E-4,1.8286769891710183E-3,4.7413793103448329E-7,1.9332953773541564E-5,1.6324455502851932E-2,null,5.0587158223753077E-3,7.5246679736226283E-3,1.2510372640941623E-4,1.5934155720871328E-3,4.9449102348375354E-5,7.9073014768814627E-6,1.4359259498319742E-2]
[2004,2,18,2,5.4334082392275915E-3,8.5359131192336204E-3,2.4278869434466363E-4,1.7505240126020657E-3,4.7413793103448329E-7,1.9332953773541564E-5,{"$f":"SUM(E1156:J1156)","v":1.5982441157112521E-2},null,{"$f":"E1156*V$5","v":5.090084023187752E-3},{"$f":"F1156*W$5","v":7.2713724326975001E-3},{"$f":"G1156*X$5","v":1.2510372640941623E-4},{"$f":"H1156*AB$5","v":1.5253170666608782E-3},{"$f":"I1156*Z$5","v":4.9449102348375354E-5},{"$f":"J1156*AA$5","v":7.9073014768814627E-6},{"$f":"SUM(M1156:R1156)","v":1.4069233652780804E-2}]
[2004,2,18,3,5.3557255311670465E-3,8.0711550339726754E-3,2.4278869434466363E-4,1.7164224273444424E-3,4.7413793103448329E-7,1.9332953773541564E-5,1.5405898778533404E-2,null,5.017309901721563E-3,6.875465271760613E-3,1.2510372640941623E-4,1.4956026899261511E-3,4.9449102348375354E-5,7.9073014768814627E-6,1.3570837993643E-2]
[2004,2,18,4,5.6021224833087083E-3,7.840543543348193E-3,2.4278869434466363E-4,1.5964758240270458E-3,4.7413793103448329E-7,1.9332953773541564E-5,1.5301737636733188E-2,null,5.2481376132127808E-3,6.679017391824753E-3,1.2510372640941623E-4,1.3910873563397973E-3,4.9449102348375354E-5,7.9073014768814627E-6,1.3500702491612004E-2]
[2004,2,18,5,5.8041373829726814E-3,8.0031741833332531E-3,2.4278869434466363E-4,1.5212375310961358E-3,4.7413793103448329E-7,1.9332953773541564E-5,1.5591144883451312E-2,null,5.4373876691540301E-3,6.8175553473757223E-3,1.2510372640941623E-4,1.3255285571186662E-3,4.9449102348375354E-5,7.9073014768814627E-6,1.3762931703883092E-2]
[2004,2,18,6,6.0992286191288627E-3,8.3305586189076665E-3,2.4278869434466363E-4,1.5027268362907908E-3,4.7413793103448329E-7,1.9332953773541564E-5,1.6195109860376561E-2,null,5.7138327880201269E-3,7.0964398822201619E-3,1.2510372640941623E-4,1.3093992846841943E-3,4.9449102348375354E-5,7.9073014768814627E-6,1.4302132085159154E-2]
[2004,2,18,7,6.862503997474627E-3,9.2312840520609799E-3,4.4511260629854993E-5,1.5580961315062203E-3,4.7413793103448329E-7,3.5443748584826194E-6,1.7700413954461199E-2,null,6.428878600436878E-3,7.8637286294899501E-3,2.2935683175059638E-5,1.3576452558066014E-3,4.9449102348375354E-5,1.4496719374282677E-6,1.5724086943194295E-2]
[2004,2,18,8,6.863639657902534E-3,1.1221201554355985E-2,0,1.9861220340914778E-3,4.7413793103448329E-7,0,2.0071437384281035E-2,null,6.4299425011683049E-3,9.5588526387686765E-3,0,1.7306051292423012E-3,4.9449102348375354E-5,0,1.7768849371527659E-2]
[2004,2,18,9,6.6359203001108555E-3,1.2378555821401776E-2,0,2.2974615216116686E-3,4.7413793103448329E-7,0,2.1312411781055335E-2,null,6.2166121910146224E-3,1.054475230699505E-2,0,2.0018904303414253E-3,4.9449102348375354E-5,0,1.8812704030699474E-2]
[2004,2,18,10,6.2693144069255486E-3,1.2941633057311889E-2,0,2.4317074898654988E-3,4.7413793103448329E-7,0,2.1643129092033975E-2,null,5.873171257157187E-3,1.1024413268099574E-2,0,2.1188654989687931E-3,4.9449102348375354E-5,0,1.9065899126573933E-2]
[2004,2,18,11,6.2230759916534406E-3,1.3468824957459916E-2,0,2.6619050820244042E-3,4.7413793103448329E-7,0,2.2354280169068794E-2,null,5.8298545379872804E-3,1.1473505075376773E-2,0,2.3194479037210078E-3,4.9449102348375354E-5,0,1.9672256619433434E-2]
[2004,2,18,12,5.9633740236292709E-3,1.3213334475306756E-2,0,2.493050961323488E-3,4.7413793103448329E-7,0,2.167023359819055E-2,null,5.5865625230993726E-3,1.1255863866663078E-2,0,2.1723170616263143E-3,4.9449102348375354E-5,0,1.9064192553737144E-2]
[2004,2,18,13,5.7945830982782352E-3,1.3225616461557857E-2,0,2.5541316383056027E-3,4.7413793103448329E-7,0,2.1574805336072731E-2,null,5.4284370971125111E-3,1.1266326355561166E-2,0,2.2255396386222912E-3,4.9449102348375354E-5,0,1.8969752193644347E-2]
[2004,2,18,14,5.639476469350195E-3,1.3147918309444333E-2,0,2.5778621463450899E-3,4.7413793103448329E-7,0,2.1365731063070652E-2,null,5.2831312892225148E-3,1.1200138685483224E-2,0,2.2462171892600339E-3,4.9449102348375354E-5,0,1.8778936266314147E-2]
[2004,2,18,15,5.8513117577811873E-3,1.2818431078482299E-2,0,2.414417034159266E-3,4.7413793103448329E-7,0,2.1084634008353788E-2,null,5.4815812067908745E-3,1.0919462870877665E-2,0,2.1037994804570799E-3,4.9449102348375354E-5,0,1.8554292660473995E-2]
[2004,2,18,16,6.1796339040686831E-3,1.2343218742438603E-2,0,2.2579038258055675E-3,4.7413793103448329E-7,0,2.0781230610243888E-2,null,5.7891574531717775E-3,1.0514650189244357E-2,0,1.9674218780128365E-3,4.9449102348375354E-5,0,1.8320678622777347E-2]
[2004,2,18,17,7.0985835635147803E-3,1.216376779320957E-2,1.0925491245509861E-4,2.3694191685434559E-3,4.7413793103448329E-7,8.6998291980937034E-6,2.1750199404852028E-2,null,6.6500408570526097E-3,1.0361783745195715E-2,5.6296676884237291E-5,2.0645906424788542E-3,4.9449102348375354E-5,3.5582856645966576E-6,1.9185719309624389E-2]
[2004,2,18,18,8.0733865107754949E-3,1.1634801891152544E-2,2.4278869434466363E-4,2.2491885913144046E-3,4.7413793103448329E-7,1.9332953773541564E-5,2.2219972779291684E-2,null,7.5632483115901069E-3,9.9111807429946141E-3,1.2510372640941623E-4,1.9598278685541703E-3,4.9449102348375354E-5,7.9073014768814627E-6,1.9616717053373568E-2]
[2004,2,18,19,8.9355475895458066E-3,1.1035981296757062E-2,2.4278869434466363E-4,1.9493710757041089E-3,4.7413793103448329E-7,1.9332953773541564E-5,2.2183495748056215E-2,null,8.3709314708969324E-3,9.4010715723181239E-3,1.2510372640941623E-4,1.6985822243059262E-3,4.9449102348375354E-5,7.9073014768814627E-6,1.9653045397755659E-2]
[2004,2,18,20,8.7310190976488886E-3,1.0513413195935999E-2,2.4278869434466363E-4,1.8057132104928189E-3,4.7413793103448329E-7,1.9332953773541564E-5,2.1312741290126946E-2,null,8.1793266506710212E-3,8.95591857820488E-3,1.2510372640941623E-4,1.5734061101884556E-3,4.9449102348375354E-5,7.9073014768814627E-6,1.8891111469299032E-2]
[2004,2,18,21,7.9806374995343363E-3,1.0355665462606928E-2,2.4278869434466363E-4,1.8862972792771319E-3,4.7413793103448329E-7,1.9332953773541564E-5,2.0485196027467636E-2,null,7.4763598910078544E-3,8.8215401580608258E-3,1.2510372640941623E-4,1.6436229449949533E-3,4.9449102348375354E-5,7.9073014768814627E-6,1.8123983124298311E-2]
[2004,2,18,22,7.1911880983976679E-3,9.8971673151393644E-3,2.4278869434466363E-4,1.765769236309347E-3,4.7413793103448329E-7,1.9332953773541564E-5,1.9116720435895618E-2,null,6.7367939303959682E-3,8.430965565352477E-3,1.2510372640941623E-4,1.5386009746440731E-3,4.9449102348375354E-5,7.9073014768814627E-6,1.6888820600627193E-2]
[2004,2,18,23,6.8211242348671488E-3,9.4904140832396539E-3,2.4278869434466363E-4,1.9387853451892946E-3,4.7413793103448329E-7,1.9332953773541564E-5,1.8512919449345338E-2,null,6.3901135271609609E-3,8.0844702114246346E-3,1.2510372640941623E-4,1.6893583603080152E-3,4.9449102348375354E-5,7.9073014768814627E-6,1.6346402229128285E-2]
[2004,2,18,24,5.9199220158047319E-3,9.0551323044397551E-3,2.4278869434466363E-4,1.7435307286466644E-3,4.7413793103448329E-7,1.9332953773541564E-5,1.6981180834940393E-2,null,5.5458561448805772E-3,7.7136726315278417E-3,1.2510372640941623E-4,1.5192234768029913E-3,4.9449102348375354E-5,7.9073014768814627E-6,1.4961212383446084E-2]
[2004,2,19,1,6.1986140226119816E-3,1.0732218300041695E-2,2.4278869434466363E-4,3.1827076185349402E-3,4.7413793103448329E-7,1.9332953773541564E-5,2.0376135727237857E-2,null,5.8069382629143546E-3,9.1423091119302875E-3,1.2510372640941623E-4,2.7732485894476641E-3,4.9449102348375354E-5,7.9073014768814627E-6,1.7904956094526983E-2]
[2004,2,19,2,5.9692006569903354E-3,1.0165418991737262E-2,2.4278869434466363E-4,2.9206147745972247E-3,4.7413793103448329E-7,1.9332953773541564E-5,1.9317830209374064E-2,null,5.5920209852789683E-3,8.6594774795428556E-3,1.2510372640941623E-4,2.5448742940767377E-3,4.9449102348375354E-5,7.9073014768814627E-6,1.6978832889133239E-2]
[2004,2,19,3,6.1707087777834223E-3,9.7739948501178106E-3,2.4278869434466363E-4,2.8188721443214164E-3,4.7413793103448329E-7,1.9332953773541564E-5,1.9026171558271888E-2,null,5.7807962845075958E-3,8.3260403096575668E-3,1.2510372640941623E-4,2.4562209712719989E-3,4.9449102348375354E-5,7.9073014768814627E-6,1.6745517695671838E-2]
[2004,2,19,4,6.196181295465013E-3,1.0084488609070784E-2,2.4278869434466363E-4,3.079631221607653E-3,4.7413793103448329E-7,1.9332953773541564E-5,1.962289691219269E-2,null,5.80465925404214E-3,8.5905364131017396E-3,1.2510372640941623E-4,2.6834330906191756E-3,4.9449102348375354E-5,7.9073014768814627E-6,1.7261088887997732E-2]
[2004,2,19,5,6.5578497785208807E-3,9.9188953897780714E-3,2.4278869434466363E-4,2.7553450807476349E-3,4.7413793103448329E-7,1.9332953773541564E-5,1.9494686035095826E-2,null,6.1434747610387081E-3,8.4494747653333785E-3,1.2510372640941623E-4,2.4008667381587357E-3,4.9449102348375354E-5,7.9073014768814627E-6,1.7176276394765499E-2]
[2004,2,19,6,6.4303063209909753E-3,1.0448137984946248E-2,2.4278869434466363E-4,2.7355682999681847E-3,4.7413793103448329E-7,1.9332953773541564E-5,1.9876608391954646E-2,null,6.023990472936073E-3,8.9003134703389275E-3,1.2510372640941623E-4,2.3836342631801911E-3,4.9449102348375354E-5,7.9073014768814627E-6,1.7490398336689868E-2]
[2004,2,19,7,7.5489437007289252E-3,1.1403739098349767E-2,4.0464782390777271E-5,2.7391711568539238E-3,4.7413793103448329E-7,3.2221589622569274E-6,2.1736015035216685E-2,null,7.0719438023465276E-3,9.714348418398619E-3,2.0850621068236036E-5,2.3867736083459773E-3,4.9449102348375354E-5,1.3178835794802437E-6,1.9244683436087213E-2]
[2004,2,19,8,7.5491918424508038E-3,1.3399666544143282E-2,0,3.2205730770236193E-3,4.7413793103448329E-7,0,2.416990560154874E-2,null,7.0721762645798826E-3,1.1414592036659617E-2,0,2.8062426127537878E-3,4.9449102348375354E-5,0,2.1342460016341665E-2]
[2004,2,19,9,7.4027350184655474E-3,1.4438042275419904E-2,0,3.39777881831899E-3,4.7413793103448329E-7,0,2.5239030250135474E-2,null,6.9349737009160575E-3,1.2299139074770151E-2,0,2.9606506297602734E-3,4.9449102348375354E-5,0,2.2244212507794858E-2]
[2004,2,19,10,7.2282809620945005E-3,1.4803645171754143E-2,0,3.5527853073040101E-3,4.7413793103448329E-7,0,2.5585185579083691E-2,null,6.7715429837644243E-3,1.261058025096125E-2,0,3.0957153540313704E-3,4.9449102348375354E-5,0,2.2527287691105419E-2]
[2004,2,19,11,6.5283344760143193E-3,1.4699419574643161E-2,0,3.3596388893146071E-3,4.7413793103448329E-7,0,2.4587867077903121E-2,null,6.1158244606906598E-3,1.2521795006427004E-2,0,2.9274174468888517E-3,4.9449102348375354E-5,0,2.1614486016354892E-2]
[2004,2,19,12,6.2955247454279141E-3,1.4831139636679506E-2,0,3.7169242191846517E-3,4.7413793103448329E-7,0,2.4844062739223106E-2,null,5.8977254263598679E-3,1.263400158755611E-2,0,3.2387376043931551E-3,4.9449102348375354E-5,0,2.1819913720657509E-2]
[2004,2,19,13,6.3116274233051863E-3,1.4791238329332958E-2,0,3.5563942625362363E-3,4.7413793103448329E-7,0,2.4659734153105416E-2,null,5.9128106141066467E-3,1.2600011402532491E-2,0,3.09886001298429E-3,4.9449102348375354E-5,0,2.1661131131971805E-2]
[2004,2,19,14,6.4714833736650955E-3,1.4620009527159604E-2,0,3.3925982093661912E-3,4.7413793103448329E-7,0,2.4484565248121926E-2,null,6.0625656450398902E-3,1.2454149047279404E-2,0,2.9561365121620496E-3,4.9449102348375354E-5,0,2.1522300306829723E-2]
[2004,2,19,15,6.2541590009639074E-3,1.441021932702973E-2,0,3.3172777622144868E-3,4.7413793103448329E-7,0,2.3982130228139158E-2,null,5.8589734854540909E-3,1.227543791742533E-2,0,2.8905061279559806E-3,4.9449102348375354E-5,0,2.1074366633183777E-2]
[2004,2,19,16,7.0687315823101124E-3,1.4728222957471896E-2,0,3.8083281712092743E-3,4.7413793103448329E-7,0,2.5605756848922318E-2,null,6.6220751519371068E-3,1.254633135314747E-2,0,3.3183823319031585E-3,4.9449102348375354E-5,0,2.2536237939336113E-2]
[2004,2,19,17,8.0551700081920672E-3,1.4577717167789347E-2,1.052084342160209E-4,3.9576914777765849E-3,4.7413793103448329E-7,8.3776133018680105E-6,2.6704638839206922E-2,null,7.5461828667209314E-3,1.2418122029227206E-2,5.4211614777413696E-5,3.448529875724261E-3,4.9449102348375354E-5,3.4264973066486332E-6,2.3519921986104839E-2]
[2004,2,19,18,9.5093306320351793E-3,1.3351392961669798E-2,2.4278869434466363E-4,3.3384660572044825E-3,4.7413793103448329E-7,1.9332953773541564E-5,2.64617854369587E-2,null,8.9084585199902307E-3,1.1373469875278392E-2,1.2510372640941623E-4,2.9089685242036306E-3,4.9449102348375354E-5,7.9073014768814627E-6,2.3373357049706927E-2]
[2004,2,19,19,1.0079974945245354E-2,1.279174509045587E-2,2.4278869434466363E-4,3.1555353878941063E-3,4.7413793103448329E-7,1.9332953773541564E-5,2.6289851209644572E-2,null,9.4430451686840482E-3,1.0896730240523516E-2,1.2510372640941623E-4,2.7495720978158232E-3,4.9449102348375354E-5,7.9073014768814627E-6,2.3271807637258064E-2]
[2004,2,19,20,9.2390508036620574E-3,1.2843712012750239E-2,2.4278869434466363E-4,3.4373493177618981E-3,4.7413793103448329E-7,1.9332953773541564E-5,2.5782707920223438E-2,null,8.6552570347310388E-3,1.0940998597160367E-2,1.2510372640941623E-4,2.9951303385229336E-3,4.9449102348375354E-5,7.9073014768814627E-6,2.2773846100649017E-2]
[2004,2,19,21,8.8302370541313117E-3,1.2275501561646184E-2,2.4278869434466363E-4,3.316806446785941E-3,4.7413793103448329E-7,1.9332953773541564E-5,2.4685140848612678E-2,null,8.2722752591444966E-3,1.0456964873712678E-2,1.2510372640941623E-4,2.8900954478043423E-3,4.9449102348375354E-5,7.9073014768814627E-6,2.1801795710896191E-2]
[2004,2,19,22,8.4988031107426521E-3,1.2065555121510063E-2,2.4278869434466363E-4,3.4807279128366824E-3,4.7413793103448329E-7,1.9332953773541564E-5,2.4307681931138636E-2,null,7.9617838427615169E-3,1.0278120649805459E-2,1.2510372640941623E-4,3.0329282269946187E-3,4.9449102348375354E-5,7.9073014768814627E-6,2.1455292849796269E-2]
[2004,2,19,23,7.7686126723644638E-3,1.1934859320081041E-2,2.4278869434466363E-4,3.7316816326095031E-3,4.7413793103448329E-7,1.9332953773541564E-5,2.3697749411104248E-2,null,7.2777324112052446E-3,1.0166786591655437E-2,1.2510372640941623E-4,3.2515964594529248E-3,4.9449102348375354E-5,7.9073014768814627E-6,2.0878575592548285E-2]
[2004,2,19,24,6.4342232437531611E-3,1.1229837697677124E-2,2.4278869434466363E-4,3.320468797557916E-3,4.7413793103448329E-7,1.9332953773541564E-5,2.1247125525037439E-2,null,6.0276598946128615E-3,9.5662093929428319E-3,1.2510372640941623E-4,2.8932866328988493E-3,4.9449102348375354E-5,7.9073014768814627E-6,1.866961605068922E-2]
[2004,2,20,1,5.9166160955690687E-3,9.8026472440918208E-3,2.4278869434466363E-4,2.7671999155710145E-3,4.7413793103448329E-7,1.9332953773541564E-5,1.8749059041281144E-2,null,5.5427591179257477E-3,8.3504480355520543E-3,1.2510372640941623E-4,2.4111964347229477E-3,4.9449102348375354E-5,7.9073014768814627E-6,1.6486863718435427E-2]
[2004,2,20,2,5.8208403600909448E-3,9.5283112481256496E-3,2.4278869434466363E-4,2.6905420501448377E-3,4.7413793103448329E-7,1.9332953773541564E-5,1.8302289444410674E-2,null,5.4530352246525337E-3,8.1167531548168893E-3,1.2510372640941623E-4,2.3444006926556719E-3,4.9449102348375354E-5,7.9073014768814627E-6,1.6096649202359772E-2]
[2004,2,20,3,5.7043225389570348E-3,9.2147812673120943E-3,2.4278869434466363E-4,2.5513651023679499E-3,4.7413793103448329E-7,1.9332953773541564E-5,1.7733064694686322E-2,null,5.3438798890588527E-3,7.8496706262734701E-3,1.2510372640941623E-4,2.2231290207439568E-3,4.9449102348375354E-5,7.9073014768814627E-6,1.5599139666310952E-2]
[2004,2,20,4,5.5047826126042925E-3,8.7972587408045536E-3,2.4278869434466363E-4,2.2165082874184587E-3,4.7413793103448329E-7,1.9332953773541564E-5,1.6781145426876545E-2,null,5.1569484187188762E-3,7.4940013795426969E-3,1.2510372640941623E-4,1.9313519236843516E-3,4.9449102348375354E-5,7.9073014768814627E-6,1.4764761852180598E-2]
[2004,2,20,5,5.8363899836011745E-3,8.8150305780776393E-3,2.4278869434466363E-4,2.1296980344508412E-3,4.7413793103448329E-7,1.9332953773541564E-5,1.7043714382178898E-2,null,5.4676023042296903E-3,7.5091404333054073E-3,1.2510372640941623E-4,1.8557099105160606E-3,4.9449102348375354E-5,7.9073014768814627E-6,1.5014912778285832E-2]
[2004,2,20,6,6.0636589591983722E-3,9.2334222142260725E-3,2.4278869434466363E-4,2.0620451198927569E-3,4.7413793103448329E-7,1.9332953773541564E-5,1.7621722079366443E-2,null,5.6805106907745588E-3,7.8655500366676852E-3,1.2510372640941623E-4,1.7967606219362335E-3,4.9449102348375354E-5,7.9073014768814627E-6,1.552528147961315E-2]
[2004,2,20,7,6.671679197280532E-3,1.0132396618204257E-2,3.641830415169955E-5,2.0913712767971571E-3,4.7413793103448329E-7,2.8999430660312349E-6,1.8935239477430713E-2,null,6.2501115680457979E-3,8.6313471584845165E-3,1.8765558961412435E-5,1.8223139347179102E-3,4.9449102348375354E-5,1.1860952215322195E-6,1.6773173417779546E-2]
[2004,2,20,8,6.8446118696389724E-3,1.2059623450507933E-2,0,2.4814806743394561E-3,4.7413793103448329E-7,0,2.1386190132417399E-2,null,6.4121170338423449E-3,1.0273067717752118E-2,0,2.1622353054916617E-3,4.9449102348375354E-5,0,1.88968691594345E-2]
[2004,2,20,9,6.7992893565527388E-3,1.323939725575317E-2,0,2.7990082539983683E-3,4.7413793103448329E-7,0,2.2838169004235312E-2,null,6.3696583431653948E-3,1.1278065613636168E-2,0,2.4389125934937425E-3,4.9449102348375354E-5,0,2.013608565264368E-2]
[2004,2,20,10,6.7968742065827523E-3,1.3297449831134543E-2,0,2.6294056310305096E-3,4.7413793103448329E-7,0,2.272420380667884E-2,null,6.3673958008099215E-3,1.1327518072954675E-2,0,2.2911295448174874E-3,4.9449102348375354E-5,0,2.0035492520930457E-2]
[2004,2,20,11,6.4150486122750766E-3,1.3712541405948419E-2,0,2.7897030217429205E-3,4.7413793103448329E-7,0,2.2917767177897452E-2,null,6.0096968627478039E-3,1.1681116497866666E-2,0,2.4308044901679392E-3,4.9449102348375354E-5,0,2.0171066953130784E-2]
[2004,2,20,12,6.0796296050676562E-3,1.3504028716402596E-2,0,2.8351504106239223E-3,4.7413793103448329E-7,0,2.241928287002521E-2,null,5.6954721893036648E-3,1.1503493623611447E-2,0,2.470405019721557E-3,4.9449102348375354E-5,0,1.9718819934985046E-2]
[2004,2,20,13,5.8642963094484172E-3,1.3415866392795449E-2,0,2.7997732525748146E-3,4.7413793103448329E-7,0,2.2080410092749716E-2,null,5.4937452953481188E-3,1.1428391981815786E-2,0,2.4395791741154446E-3,4.9449102348375354E-5,0,1.9411165553627728E-2]
[2004,2,20,14,5.485743452227609E-3,1.3494233374883239E-2,0,2.9011504717999835E-3,4.7413793103448329E-7,0,2.1881601436841865E-2,null,5.1391122978567258E-3,1.1495149399004449E-2,0,2.5279140964253183E-3,4.9449102348375354E-5,0,1.9211624895634868E-2]
[2004,2,20,15,5.4442577862070674E-3,1.2816777816966248E-2,0,2.5745557099208696E-3,4.7413793103448329E-7,0,2.0836065451025218E-2,null,5.1002480129539443E-3,1.0918054529433237E-2,0,2.2433361297193562E-3,4.9449102348375354E-5,0,1.8311087774454914E-2]
[2004,2,20,16,5.9576382451075847E-3,1.2338525602436427E-2,0,2.781795181678458E-3,4.7413793103448329E-7,0,2.1078433167153503E-2,null,5.5811891748567362E-3,1.0510652307780716E-2,0,2.4239140029058879E-3,4.9449102348375354E-5,0,1.8565204587891716E-2]
[2004,2,20,17,6.6213006454596043E-3,1.2434612466256637E-2,9.7115477737865429E-5,2.9952615392484115E-3,4.7413793103448329E-7,7.7331815094166247E-6,2.2156497448142971E-2,null,6.2029163177637226E-3,1.0592504520070966E-2,5.0041490563766479E-5,2.6099176658178807E-3,4.9449102348375354E-5,3.1629205907525843E-6,1.9507992017155466E-2]
[2004,2,20,18,8.4694002140605785E-3,1.1963581735732212E-2,2.4278869434466363E-4,2.7518696687015448E-3,4.7413793103448329E-7,1.9332953773541564E-5,{"$f":"SUM(E1220:J1220)","v":2.3447447404543575E-2},null,{"$f":"E1220*V$5","v":7.9342388455797587E-3},{"$f":"F1220*W$5","v":1.0191253965965494E-2},{"$f":"G1220*X$5","v":1.2510372640941623E-4},{"$f":"H1220*AB$5","v":2.3978384419060606E-3},{"$f":"I1220*Z$5","v":4.9449102348375354E-5},{"$f":"J1220*AA$5","v":7.9073014768814627E-6},{"$f":"SUM(M1220:R1220)","v":2.070579138368599E-2}]
[2004,2,20,19,8.7978824589342221E-3,1.1753837397540951E-2,2.4278869434466363E-4,2.9728963919082689E-3,4.7413793103448329E-7,1.9332953773541564E-5,2.3787212034432681E-2,null,8.2419650742958026E-3,1.0012581903898483E-2,1.2510372640941623E-4,2.5904298206408266E-3,4.9449102348375354E-5,7.9073014768814627E-6,2.102743692906979E-2]
[2004,2,20,20,8.6128369704463748E-3,1.0792008148030004E-2,2.4278869434466363E-4,2.2841342634635428E-3,4.7413793103448329E-7,1.9332953773541564E-5,2.1951575167989162E-2,null,8.0686121725729483E-3,9.1932414780807516E-3,1.2510372640941623E-4,1.9902777394221419E-3,4.9449102348375354E-5,7.9073014768814627E-6,1.9434591520310518E-2]
[2004,2,20,21,8.4810057524507005E-3,1.1409358639641962E-2,2.4278869434466363E-4,3.1280334618582119E-3,4.7413793103448329E-7,1.9332953773541564E-5,2.3280993640000115E-2,null,7.9451110574473606E-3,9.7191354607531633E-3,1.2510372640941623E-4,2.7256083264841522E-3,4.9449102348375354E-5,7.9073014768814627E-6,2.0572314974919355E-2]
[2004,2,20,22,8.8878501251886521E-3,1.1658268532097348E-2,2.4278869434466363E-4,3.7756064911112198E-3,4.7413793103448329E-7,1.9332953773541564E-5,2.4584320934446457E-2,null,8.3262478965028565E-3,9.9311709518534151E-3,1.2510372640941623E-4,3.2898703339276549E-3,4.9449102348375354E-5,7.9073014768814627E-6,2.1729749312518601E-2]
[2004,2,20,23,7.8276849141027047E-3,1.0607387502785504E-2,2.4278869434466363E-4,3.4313572783123752E-3,4.7413793103448329E-7,1.9332953773541564E-5,2.2129025481249825E-2,null,7.3330720177002739E-3,9.035971195266744E-3,1.2510372640941623E-4,2.9899091819031642E-3,4.9449102348375354E-5,7.9073014768814627E-6,1.954141252510486E-2]
[2004,2,20,24,6.8643482932975843E-3,9.6381601363969734E-3,2.4278869434466363E-4,3.2472195844001342E-3,4.7413793103448329E-7,1.9332953773541564E-5,2.0012323800143932E-2,null,6.4306063595687413E-3,8.2103286360549511E-3,1.2510372640941623E-4,2.8294610160294375E-3,4.9449102348375354E-5,7.9073014768814627E-6,1.7652856141887805E-2]
[2004,2,21,1,6.9705137756777393E-3,1.0103478434075601E-2,2.4278869434466363E-4,4.0788142689750515E-3,4.7413793103448329E-7,1.9332953773541564E-5,2.141540226477763E-2,null,6.530063496210119E-3,8.6067130175391301E-3,1.2510372640941623E-4,3.5540700792556596E-3,4.9449102348375354E-5,7.9073014768814627E-6,1.8873306723239586E-2]
[2004,2,21,2,6.5719720555671331E-3,9.9221573548665433E-3,2.4278869434466363E-4,4.0049831761697725E-3,4.7413793103448329E-7,1.9332953773541564E-5,2.076170837265269E-2,null,6.1567046847991165E-3,8.4522534912516746E-3,1.2510372640941623E-4,3.4897374422307513E-3,4.9449102348375354E-5,7.9073014768814627E-6,1.8281155748516218E-2]
[2004,2,21,3,6.7377915004727213E-3,9.6911834535411742E-3,2.4278869434466363E-4,3.9432919707022823E-3,4.7413793103448329E-7,1.9332953773541564E-5,2.0634862710765416E-2,null,6.3120463911620064E-3,8.2554968894318244E-3,1.2510372640941623E-4,3.4359828819476431E-3,4.9449102348375354E-5,7.9073014768814627E-6,1.8185986292776152E-2]
[2004,2,21,4,6.6366307783426387E-3,9.4687773984195537E-3,2.4278869434466363E-4,3.8005795950807582E-3,4.7413793103448329E-7,1.9332953773541564E-5,2.0168583557892191E-2,null,6.2172777758072971E-3,8.0660388624478815E-3,1.2510372640941623E-4,3.3116306190868468E-3,4.9449102348375354E-5,7.9073014768814627E-6,1.7777407387576702E-2]
[2004,2,21,5,6.9646881194215483E-3,9.6102411560424431E-3,2.4278869434466363E-4,3.9373646983100995E-3,4.7413793103448329E-7,1.9332953773541564E-5,2.077488975982333E-2,null,6.5246059493944512E-3,8.1865456732643019E-3,1.2510372640941623E-4,3.4308181600281162E-3,4.9449102348375354E-5,7.9073014768814627E-6,1.8324429912921547E-2]
[2004,2,21,6,7.0673020648492832E-3,9.930427505843064E-3,2.4278869434466363E-4,4.092423490922893E-3,4.7413793103448329E-7,1.9332953773541564E-5,2.1352748847664482E-2,null,6.6207359623036647E-3,8.4592984724956161E-3,1.2510372640941623E-4,3.5659284590045686E-3,4.9449102348375354E-5,7.9073014768814627E-6,1.8828423024038525E-2]
[2004,2,21,7,7.8662683244593475E-3,1.0438963646278663E-2,3.2371825912621808E-5,4.1388980561845893E-3,4.7413793103448329E-7,2.5777271698055411E-6,2.2479553717936064E-2,null,7.3692174336104106E-3,8.8924982510010693E-3,1.6680496854588823E-5,3.6064240175053275E-3,4.9449102348375354E-5,1.0543068635841946E-6,1.9935323608183359E-2]
[2004,2,21,8,8.0984908625914252E-3,1.1014232191266515E-2,0,4.1838863595861694E-3,4.7413793103448329E-7,0,2.3297083551375143E-2,null,7.5867663787892907E-3,9.382544457070964E-3,0,3.6456245234592816E-3,4.9449102348375354E-5,0,2.0664384461667913E-2]
[2004,2,21,9,8.5265838428139548E-3,1.1596807000557974E-2,0,4.3121259350327023E-3,4.7413793103448329E-7,0,2.4435990916335665E-2,null,7.9878091760776631E-3,9.8788145513296378E-3,0,3.7573659286852423E-3,4.9449102348375354E-5,0,2.1673438758440917E-2]
[2004,2,21,10,8.988088986532099E-3,1.1950752572329866E-2,0,4.4449789501337083E-3,4.7413793103448329E-7,0,2.5384294646926708E-2,null,8.4201529012737364E-3,1.0180325360695578E-2,0,3.8731272491996072E-3,4.9449102348375354E-5,0,2.2523054613517297E-2]
[2004,2,21,11,9.4966925410817429E-3,1.1844843248781147E-2,0,4.3614633150154342E-3,4.7413793103448329E-7,0,2.570347324280936E-2,null,8.8966190001136917E-3,1.0090105822977634E-2,0,3.8003559974704921E-3,4.9449102348375354E-5,0,2.2836529922910197E-2]
[2004,2,21,12,8.8939746582768833E-3,1.2111384262618638E-2,0,4.5580146630009406E-3,4.7413793103448329E-7,0,2.5563847721827498E-2,null,8.3319854348304235E-3,1.0317160498104785E-2,0,3.9716207864132335E-3,4.9449102348375354E-5,0,2.2670215821696819E-2]
[2004,2,21,13,8.7669154549356275E-3,1.1731079684045857E-2,0,4.5509436396336707E-3,4.7413793103448329E-7,0,2.504941291654619E-2,null,8.2129548020395717E-3,9.9931955994424799E-3,0,3.9654594584090418E-3,4.9449102348375354E-5,0,2.2221058962239471E-2]
[2004,2,21,14,7.7993799657557084E-3,1.16268036658144E-2,0,4.5061747436798867E-3,4.7413793103448329E-7,0,2.393283251318103E-2,null,7.3065555920950667E-3,9.9043674033528085E-3,0,3.926450132880073E-3,4.9449102348375354E-5,0,2.1186822230676323E-2]
[2004,2,21,15,7.6863400420699498E-3,1.1535725196124176E-2,0,4.4132283881225289E-3,4.7413793103448329E-7,0,2.3635767764247691E-2,null,7.2006583938353901E-3,9.8267816237804385E-3,0,3.8454614338419885E-3,4.9449102348375354E-5,0,2.0922350553806195E-2]
[2004,2,21,16,7.8457802317717477E-3,1.0990364967228326E-2,0,4.1897548673364539E-3,4.7413793103448329E-7,0,2.302637420426756E-2,null,7.3500239350431894E-3,9.3622130089303698E-3,0,3.6507380408762951E-3,4.9449102348375354E-5,0,2.041242408719823E-2]
[2004,2,21,17,8.4494074047349217E-3,1.1189082583023795E-2,8.9022521259709986E-5,4.3940841213409992E-3,4.7413793103448329E-7,7.0887497169652389E-6,2.4129159518007426E-2,null,7.9155093345902386E-3,9.5314918866793372E-3,4.5871366350119276E-5,3.8287800992014144E-3,4.9449102348375354E-5,2.8993438748565354E-6,2.1374001133044343E-2]
[2004,2,21,18,9.1384733727620446E-3,1.1138258413699493E-2,2.4278869434466363E-4,4.531230326354798E-3,4.7413793103448329E-7,1.9332953773541564E-5,2.5070557898865576E-2,null,8.5610348538131178E-3,9.4881969915020705E-3,1.2510372640941623E-4,3.9482822857634632E-3,4.9449102348375354E-5,7.9073014768814627E-6,2.2179974261313327E-2]
[2004,2,21,19,9.1618729613888016E-3,1.0852857257373942E-2,2.4278869434466363E-4,4.3128624065861439E-3,4.7413793103448329E-7,1.9332953773541564E-5,2.459018841139813E-2,null,8.5829558777771025E-3,9.2450761828226195E-3,1.2510372640941623E-4,3.7580076523185588E-3,4.9449102348375354E-5,7.9073014768814627E-6,2.1768499843152954E-2]
[2004,2,21,20,9.1145032979654018E-3,1.0338524594461525E-2,2.4278869434466363E-4,4.1207893052204606E-3,4.7413793103448329E-7,1.9332953773541564E-5,2.3836412983696629E-2,null,8.5385793913510602E-3,8.806938599403423E-3,1.2510372640941623E-4,3.5906449783703891E-3,4.9449102348375354E-5,7.9073014768814627E-6,2.1118623099359548E-2]
[2004,2,21,21,8.5882530532790519E-3,1.034102439272252E-2,2.4278869434466363E-4,4.2700706291391973E-3,4.7413793103448329E-7,1.9332953773541564E-5,2.3461943861190007E-2,null,8.0455816549878101E-3,8.8090680686129137E-3,1.2510372640941623E-4,3.7207210867058085E-3,4.9449102348375354E-5,7.9073014768814627E-6,2.0757830940541209E-2]
[2004,2,21,22,8.4320339997691462E-3,9.9365082250783988E-3,2.4278869434466363E-4,4.1273229198169328E-3,4.7413793103448329E-7,1.9332953773541564E-5,2.2758460930713719E-2,null,7.899233713994272E-3,8.4644783722440282E-3,1.2510372640941623E-4,3.5963380358658816E-3,4.9449102348375354E-5,7.9073014768814627E-6,2.0142510252338857E-2]
[2004,2,21,23,8.2254666919719457E-3,9.3364984229823856E-3,2.4278869434466363E-4,3.8486723330310654E-3,4.7413793103448329E-7,1.9332953773541564E-5,2.1673233234034636E-2,null,7.7057189058227981E-3,7.9533561673473425E-3,1.2510372640941623E-4,3.3535361704817184E-3,4.9449102348375354E-5,7.9073014768814627E-6,1.9195071373886537E-2]
[2004,2,21,24,6.6849680375024329E-3,9.1949968077539232E-3,2.4278869434466363E-4,3.9169185491517433E-3,4.7413793103448329E-7,1.9332953773541564E-5,2.0059479180457338E-2,null,6.2625607178836192E-3,7.8328171072863852E-3,1.2510372640941623E-4,3.4130024316895049E-3,4.9449102348375354E-5,7.9073014768814627E-6,1.7690840387094186E-2]
[2004,2,22,1,6.9850905173609425E-3,9.7526992093312764E-3,2.4278869434466363E-4,4.46934026564463E-3,4.7413793103448329E-7,1.9332953773541564E-5,2.146972577838609E-2,null,6.543719168061928E-3,8.3078994812319697E-3,1.2510372640941623E-4,3.8943544531954465E-3,4.9449102348375354E-5,7.9073014768814627E-6,1.8928433232724019E-2]
[2004,2,22,2,6.9817069720868354E-3,9.6542331133416433E-3,2.4278869434466363E-4,4.361460826452496E-3,4.7413793103448329E-7,1.9332953773541564E-5,2.1259996697930217E-2,null,6.540549421011242E-3,8.2240205047319544E-3,1.2510372640941623E-4,3.8003538290640642E-3,4.9449102348375354E-5,7.9073014768814627E-6,1.8747383885041935E-2]
[2004,2,22,3,6.7179892814087701E-3,9.5707400658216306E-3,2.4278869434466363E-4,4.3456715023892124E-3,4.7413793103448329E-7,1.9332953773541564E-5,2.0896996635668852E-2,null,6.2934954274863203E-3,8.1528964157705809E-3,1.2510372640941623E-4,3.7865958198671683E-3,4.9449102348375354E-5,7.9073014768814627E-6,1.8415447793358745E-2]
[2004,2,22,4,6.8679956258655642E-3,9.3411616393455459E-3,2.4278869434466363E-4,4.1673390021510987E-3,4.7413793103448329E-7,1.9332953773541564E-5,2.063909205341145E-2,null,6.4340232258180861E-3,7.9573285581668301E-3,1.2510372640941623E-4,3.63120600276368E-3,4.9449102348375354E-5,7.9073014768814627E-6,1.8205017916983271E-2]
[2004,2,22,5,6.8448837502298699E-3,9.2030354797246351E-3,2.4278869434466363E-4,4.0109037091361644E-3,4.7413793103448329E-7,1.9332953773541564E-5,2.0321418725139907E-2,null,6.4123717349417308E-3,7.8396649016520079E-3,1.2510372640941623E-4,3.4948962917594373E-3,4.9449102348375354E-5,7.9073014768814627E-6,1.7929393058587852E-2]
[2004,2,22,6,7.1428135437929599E-3,9.4679943963792007E-3,2.4278869434466363E-4,4.1836295049619675E-3,4.7413793103448329E-7,1.9332953773541564E-5,2.1057033231183367E-2,null,6.6914760494856881E-3,8.0653718571291246E-3,1.2510372640941623E-4,3.645400713480598E-3,4.9449102348375354E-5,7.9073014768814627E-6,1.8584708750330088E-2]
[2004,2,22,7,7.4832255276133233E-3,1.0079234533564274E-2,2.8325347673544089E-5,4.4660488960798538E-3,4.7413793103448329E-7,2.2555112735798491E-6,2.2059563954135608E-2,null,7.0103782051595277E-3,8.5860606951247993E-3,1.4595434747765225E-5,3.8914865221452584E-3,4.9449102348375354E-5,9.2251850563617051E-7,1.955289247803136E-2]
[2004,2,22,8,7.9921304256167416E-3,1.0226203983218878E-2,0,4.2747595286095445E-3,4.7413793103448329E-7,0,2.24935680753762E-2,null,7.4871266062731239E-3,8.711257565071755E-3,0,3.7248067538171938E-3,4.9449102348375354E-5,0,1.9972640027510449E-2]
[2004,2,22,9,8.5663274421908398E-3,1.0370129734488715E-2,0,4.1944935762953115E-3,4.7413793103448329E-7,0,2.3131424890905902E-2,null,8.0250414714078261E-3,8.8338616409943012E-3,0,3.6548671094276831E-3,4.9449102348375354E-5,0,2.0563219324178188E-2]
[2004,2,22,10,8.8982060040253483E-3,1.0740692498751994E-2,0,4.3257579246779119E-3,4.7413793103448329E-7,0,2.3965130565386288E-2,null,8.3359494118486321E-3,9.1495279125472281E-3,0,3.7692441470408276E-3,4.9449102348375354E-5,0,2.1304170573785065E-2]
[2004,2,22,11,8.7933267294254217E-3,1.1113443794509207E-2,0,4.5452181908009785E-3,4.7413793103448329E-7,0,2.4452462852666643E-2,null,8.2376972105598703E-3,9.4670584987142786E-3,0,3.9604705952138337E-3,4.9449102348375354E-5,0,2.1714675406836359E-2]
[2004,2,22,12,8.7797889114959206E-3,1.1303635465288593E-2,0,4.6631283757040285E-3,4.7413793103448329E-7,0,2.474702689041958E-2,null,8.2250148153269337E-3,9.6290744954232611E-3,0,4.0632114979783857E-3,4.9449102348375354E-5,0,2.1966749911076954E-2]
[2004,2,22,13,8.4987343767192261E-3,1.1130162585675627E-2,0,4.6238925840501868E-3,4.7413793103448329E-7,0,2.4253263684376074E-2,null,7.9617194518784677E-3,9.4813005083853475E-3,0,4.0290234364592547E-3,4.9449102348375354E-5,0,2.1521492499071447E-2]
[2004,2,22,14,8.3950246180254338E-3,1.0919022244094011E-2,0,4.4753635826617439E-3,4.7413793103448329E-7,0,2.3789884582712226E-2,null,7.8645628675517634E-3,9.3014392518611325E-3,0,3.8996028634874346E-3,4.9449102348375354E-5,0,2.1115054085248709E-2]
[2004,2,22,15,8.162020972457603E-3,1.0775120615133402E-2,0,4.4174550485762045E-3,4.7413793103448329E-7,0,2.3355070774098242E-2,null,7.6462821712685921E-3,9.178855724682685E-3,0,3.8491443295226874E-3,4.9449102348375354E-5,0,2.0723731327822337E-2]
[2004,2,22,16,8.292405826716585E-3,1.0657746115633212E-2,0,4.3507091493969283E-3,4.7413793103448329E-7,0,2.3301335229677762E-2,null,7.768428314961202E-3,9.0788695031682881E-3,0,3.7909853677404711E-3,4.9449102348375354E-5,0,2.0687732288218338E-2]
[2004,2,22,17,9.069876553125392E-3,1.103563318497958E-2,8.0929564781554542E-5,4.6733517753340574E-3,4.7413793103448329E-7,6.4443179245138547E-6,2.4866709534076135E-2,null,8.4967725049704228E-3,9.400775031063905E-3,4.1701242136472073E-5,4.0721196453803732E-3,4.9449102348375354E-5,2.6357671589604874E-6,2.2063453293058512E-2]
[2004,2,22,18,9.9942005849161207E-3,1.1079373312804149E-2,2.4278869434466363E-4,4.7849747904092597E-3,4.7413793103448329E-7,1.9332953773541564E-5,2.6121144474178772E-2,null,9.3626906873184E-3,9.4380353399756232E-3,1.2510372640941623E-4,4.1693822300125413E-3,4.9449102348375354E-5,7.9073014768814627E-6,2.3152568387541241E-2]
[2004,2,22,19,9.5254067460044389E-3,1.0399338314381983E-2,2.4278869434466363E-4,4.2784277269931094E-3,4.7413793103448329E-7,1.9332953773541564E-5,2.4465768573428772E-2,null,8.9235188223395177E-3,8.8587431574375271E-3,1.2510372640941623E-4,3.7280030342212722E-3,4.9449102348375354E-5,7.9073014768814627E-6,2.1692725144232993E-2]
[2004,2,22,20,9.1753538193907191E-3,9.6363842895936698E-3,2.4278869434466363E-4,3.7849064738156276E-3,4.7413793103448329E-7,1.9332953773541564E-5,2.2859240368849256E-2,null,8.5955849122455637E-3,8.2088158695459833E-3,1.2510372640941623E-4,3.2979738630632529E-3,4.9449102348375354E-5,7.9073014768814627E-6,2.0284834775089473E-2]
[2004,2,22,21,8.9062305818442856E-3,9.6341658803605311E-3,2.4278869434466363E-4,3.861329924564704E-3,4.7413793103448329E-7,1.9332953773541564E-5,2.266432217281876E-2,null,8.3434669355741831E-3,8.2069261033877565E-3,1.2510372640941623E-4,3.3645653481737072E-3,4.9449102348375354E-5,7.9073014768814627E-6,2.0097418517370326E-2]
[2004,2,22,22,8.673571710979322E-3,9.8943374016744745E-3,2.4278869434466363E-4,3.989213379643369E-3,4.7413793103448329E-7,1.9332953773541564E-5,2.2819718278346404E-2,null,8.1255092284958346E-3,8.4285548853856029E-3,1.2510372640941623E-4,3.4759964483304516E-3,4.9449102348375354E-5,7.9073014768814627E-6,2.0212520692446567E-2]
[2004,2,22,23,6.9228249300602044E-3,9.1852048040446683E-3,2.4278869434466363E-4,3.3720145623595374E-3,4.7413793103448329E-7,1.9332953773541564E-5,1.9742640082513651E-2,null,6.4853879959578895E-3,7.8244757260143676E-3,1.2510372640941623E-4,2.9382009752329089E-3,4.9449102348375354E-5,7.9073014768814627E-6,1.7430524827439842E-2]
[2004,2,22,24,5.9536008038827484E-3,9.3455842361024766E-3,2.4278869434466363E-4,3.1337776491301883E-3,4.7413793103448329E-7,1.9332953773541564E-5,1.8695558475164655E-2,null,5.577406849993913E-3,7.9610959756288031E-3,1.2510372640941623E-4,2.7306135173966826E-3,4.9449102348375354E-5,7.9073014768814627E-6,1.6451576473254077E-2]
[2004,2,23,1,6.4048732618105144E-3,9.0737884313105317E-3,2.4278869434466363E-4,2.7601110824710387E-3,4.7413793103448329E-7,1.9332953773541564E-5,1.8501368561641328E-2,null,6.0001644686132954E-3,7.7295649730657846E-3,1.2510372640941623E-4,2.4050195882288337E-3,4.9449102348375354E-5,7.9073014768814627E-6,1.6317209160142589E-2]
[2004,2,23,2,6.2602106654776161E-3,8.9679507775196135E-3,2.4278869434466363E-4,2.6611276492602524E-3,4.7413793103448329E-7,1.9332953773541564E-5,1.8151884878306726E-2,null,5.8646427596000181E-3,7.639406487691491E-3,1.2510372640941623E-4,2.3187704885842802E-3,4.9449102348375354E-5,7.9073014768814627E-6,1.6005279866110465E-2]
[2004,2,23,3,6.5516437366670705E-3,9.3143248123160102E-3,2.4278869434466363E-4,2.8960177686640654E-3,4.7413793103448329E-7,1.9332953773541564E-5,1.902458210369639E-2,null,6.1376608642916804E-3,7.9344674346387648E-3,1.2510372640941623E-4,2.5234417215050323E-3,4.9449102348375354E-5,7.9073014768814627E-6,1.6778030150670156E-2]
[2004,2,23,4,6.6787948645015754E-3,9.3384042407177806E-3,2.4278869434466363E-4,2.8360303745093409E-3,4.7413793103448329E-7,1.9332953773541564E-5,1.9115825265777937E-2,null,6.256777613084465E-3,7.9549796504298585E-3,1.2510372640941623E-4,2.4711717752317992E-3,4.9449102348375354E-5,7.9073014768814627E-6,1.68653891689808E-2]
[2004,2,23,5,7.0218745310825321E-3,9.5047770563248483E-3,2.4278869434466363E-4,2.8813955277975584E-3,4.7413793103448329E-7,1.9332953773541564E-5,1.9670642901254178E-2,null,6.5781788869546136E-3,8.0967054023274015E-3,1.2510372640941623E-4,2.51070064889709E-3,4.9449102348375354E-5,7.9073014768814627E-6,1.736804506841378E-2]
[2004,2,23,6,7.1622595836951415E-3,9.798494368803758E-3,2.4278869434466363E-4,2.7083824410688846E-3,4.7413793103448329E-7,1.9332953773541564E-5,1.9931732179617027E-2,null,6.7096933401184344E-3,8.3469103820562607E-3,1.2510372640941623E-4,2.3599458965811531E-3,4.9449102348375354E-5,7.9073014768814627E-6,1.7599009748990525E-2]
[2004,2,23,7,8.1363192128614086E-3,1.0979610120661971E-2,2.4278869434466357E-5,2.7720363980740311E-3,4.7413793103448329E-7,1.9332953773541562E-6,2.1914652034340266E-2,null,7.6222044450738454E-3,9.3530514237843976E-3,1.251037264094162E-5,2.4154106981385589E-3,4.9449102348375354E-5,7.9073014768814607E-7,1.9453416772133809E-2]
[2004,2,23,8,7.8501273009966652E-3,1.292181219453576E-2,0,3.1846688312790151E-3,4.7413793103448329E-7,0,2.3957082464742475E-2,null,7.3540963232450723E-3,1.1007528738797387E-2,0,2.7749574898959612E-3,4.9449102348375354E-5,0,2.1186031654286799E-2]
[2004,2,23,9,7.8637314529988074E-3,1.4316509639711348E-2,0,3.6217216965355428E-3,4.7413793103448329E-7,0,2.5802436927176733E-2,null,7.366840861057487E-3,1.2195610718211198E-2,0,3.1557829967782608E-3,4.9449102348375354E-5,0,2.2767683678395319E-2]
[2004,2,23,10,7.5125814644120339E-3,1.4785546134115495E-2,0,3.7171221402597216E-3,4.7413793103448329E-7,0,{"$f":"SUM(E1284:J1284)","v":2.6015723876718282E-2},null,{"$f":"E1284*V$5","v":7.0378792097418874E-3},{"$f":"F1284*W$5","v":1.2595162469464917E-2},{"$f":"G1284*X$5","v":0},{"$f":"H1284*AB$5","v":3.2389100626922032E-3},{"$f":"I1284*Z$5","v":4.9449102348375354E-5},{"$f":"J1284*AA$5","v":0},{"$f":"SUM(M1284:R1284)","v":2.2921400844247385E-2}]
[2004,2,23,11,7.5346691908922065E-3,1.5166084304216875E-2,0,3.9668368872562056E-3,4.7413793103448329E-7,0,2.6668064520296325E-2,null,7.0585712650256347E-3,1.2919326354571653E-2,0,3.4564987176598436E-3,4.9449102348375354E-5,0,2.3483845439605508E-2]
[2004,2,23,12,7.5913547562625411E-3,1.5204088144762495E-2,0,4.0474523822510095E-3,4.7413793103448329E-7,0,2.6843369421207079E-2,null,7.1116750035876983E-3,1.2951700170309935E-2,0,3.5267429356583783E-3,4.9449102348375354E-5,0,2.3639567211904387E-2]
[2004,2,23,13,7.0887854771144853E-3,1.4840590788658119E-2,0,3.7779005322493165E-3,4.7413793103448329E-7,0,2.5707750935952955E-2,null,6.6408618885584175E-3,1.2642052612091455E-2,0,3.2918692440107905E-3,4.9449102348375354E-5,0,2.262423284700904E-2]
[2004,2,23,14,6.9739475256309497E-3,1.4585157534752136E-2,0,3.574493682657773E-3,4.7413793103448329E-7,0,2.5134072880971893E-2,null,6.5332802756249758E-3,1.2424460153627801E-2,0,3.1146309217003655E-3,4.9449102348375354E-5,0,2.2121820453301518E-2]
[2004,2,23,15,6.8762943720594031E-3,1.456691461790496E-2,0,3.6187903873111465E-3,4.7413793103448329E-7,0,2.5062473515206542E-2,null,6.4417975938673667E-3,1.240891980770328E-2,0,3.1532288038877642E-3,4.9449102348375354E-5,0,2.2053395307806787E-2]
[2004,2,23,16,7.0298048840764828E-3,1.4585794483352689E-2,0,3.782443450759088E-3,4.7413793103448329E-7,0,2.5398516956119291E-2,null,6.5856081396990177E-3,1.2425002742385491E-2,0,3.2958277107816084E-3,4.9449102348375354E-5,0,2.2355887695214492E-2]
[2004,2,23,17,8.5795670945899086E-3,1.4887022380779654E-2,7.2836608303399099E-5,4.3610337909107096E-3,4.7413793103448329E-7,5.7998861320624698E-6,2.7906733898646768E-2,null,8.0374445414850039E-3,1.2681605662156835E-2,3.753111792282487E-5,3.7999817321403609E-3,4.9449102348375354E-5,2.372190443064439E-6,2.4608384346496464E-2]
[2004,2,23,18,9.9281963563596642E-3,1.3953583613720583E-2,2.4278869434466363E-4,3.7607946248297448E-3,4.7413793103448329E-7,1.9332953773541564E-5,2.7905170380959233E-2,null,9.3008571098573013E-3,1.1886449851220716E-2,1.2510372640941623E-4,3.2769640314344664E-3,4.9449102348375354E-5,7.9073014768814627E-6,2.4646731122747161E-2]
[2004,2,23,19,1.0869895551360904E-2,1.3216602435109137E-2,2.4278869434466363E-4,3.4417233222748568E-3,4.7413793103448329E-7,1.9332953773541564E-5,2.779081709479414E-2,null,1.0183052559946653E-2,1.1258647699216933E-2,1.2510372640941623E-4,2.9989416222786763E-3,4.9449102348375354E-5,7.9073014768814627E-6,2.4623102011676938E-2]
[2004,2,23,20,9.759528875698727E-3,1.2936535605336967E-2,2.4278869434466363E-4,3.5053291101445638E-3,4.7413793103448329E-7,1.9332953773541564E-5,2.6463989377229498E-2,null,9.1428473283825303E-3,1.1020070970884302E-2,1.2510372640941623E-4,3.0543644517158236E-3,4.9449102348375354E-5,7.9073014768814627E-6,2.3399742881217333E-2]
[2004,2,23,21,9.2990426358398066E-3,1.2521360218786064E-2,2.4278869434466363E-4,3.4125404692578699E-3,4.7413793103448329E-7,1.9332953773541564E-5,2.5495539109932984E-2,null,8.7114581249206346E-3,1.0666401150405645E-2,1.2510372640941623E-4,2.9735131771729735E-3,4.9449102348375354E-5,7.9073014768814627E-6,2.2533832582733931E-2]
[2004,2,23,22,8.9868779005316864E-3,1.2067782731444031E-2,2.4278869434466363E-4,3.4496620063852548E-3,4.7413793103448329E-7,1.9332953773541564E-5,2.4766918424410214E-2,null,8.4190183409333409E-3,1.0280018253639802E-2,1.2510372640941623E-4,3.0058589854643544E-3,4.9449102348375354E-5,7.9073014768814627E-6,2.1887355710272172E-2]
[2004,2,23,23,8.5121935761112155E-3,1.211637970359415E-2,2.4278869434466363E-4,3.7506060763741575E-3,4.7413793103448329E-7,1.9332953773541564E-5,2.4641775142128765E-2,null,7.9743281962933368E-3,1.0321415896594802E-2,1.2510372640941623E-4,3.2680862515628794E-3,4.9449102348375354E-5,7.9073014768814627E-6,2.1746290474685692E-2]
[2004,2,23,24,7.1154675644195548E-3,1.14081660641389E-2,2.4278869434466363E-4,3.2895541140529677E-3,4.7413793103448329E-7,1.9332953773541564E-5,2.2075783528660662E-2,null,6.6658579978726958E-3,9.7181195576487439E-3,1.2510372640941623E-4,2.866349159307485E-3,4.9449102348375354E-5,7.9073014768814627E-6,1.9432786845063599E-2]
[2004,2,24,1,7.0894299784229706E-3,1.0985475335608671E-2,2.4278869434466363E-4,3.2979368797943099E-3,4.7413793103448329E-7,1.9332953773541564E-5,2.1635437979875195E-2,null,6.6414656653535345E-3,9.3580477448199501E-3,1.2510372640941623E-4,2.8736534725068699E-3,4.9449102348375354E-5,7.9073014768814627E-6,1.9055627012915032E-2]
[2004,2,24,2,7.1832347435553147E-3,1.0709185733118064E-2,2.4278869434466363E-4,3.2695915618553913E-3,4.7413793103448329E-7,1.9332953773541564E-5,2.1424607824578012E-2,null,6.7293431292355602E-3,9.1226886718152895E-3,1.2510372640941623E-4,2.8489548126193693E-3,4.9449102348375354E-5,7.9073014768814627E-6,1.8883446743904894E-2]
[2004,2,24,3,6.9571828027504791E-3,1.040617452921961E-2,2.4278869434466363E-4,3.1000579893652055E-3,4.7413793103448329E-7,1.9332953773541564E-5,2.0726011107384534E-2,null,6.5175748759329424E-3,8.8645666309687069E-3,1.2510372640941623E-4,2.7012319309966917E-3,4.9449102348375354E-5,7.9073014768814627E-6,1.8265833568133018E-2]
[2004,2,24,4,7.3244589951407127E-3,1.0219747819272618E-2,2.4278869434466363E-4,3.0816089482320879E-3,4.7413793103448329E-7,1.9332953773541564E-5,2.0888411548694662E-2,null,6.8616437543738756E-3,8.7057578403341614E-3,1.2510372640941623E-4,2.6851563804179577E-3,4.9449102348375354E-5,7.9073014768814627E-6,1.8435018105360673E-2]
[2004,2,24,5,7.6038646078272322E-3,1.0274620394037157E-2,2.4278869434466363E-4,3.0701595638218566E-3,4.7413793103448329E-7,1.9332953773541564E-5,2.1211240351735487E-2,null,7.1233943872191655E-3,8.7525013956961471E-3,1.2510372640941623E-4,2.6751799726006621E-3,4.9449102348375354E-5,7.9073014768814627E-6,1.8733535885750652E-2]
[2004,2,24,6,7.8854384568199602E-3,1.0641293549308742E-2,2.4278869434466363E-4,3.0367560560352626E-3,4.7413793103448329E-7,1.9332953773541564E-5,2.1826083848213204E-2,null,7.3871762506465882E-3,9.0648542788392909E-3,1.2510372640941623E-4,2.6460738648601033E-3,4.9449102348375354E-5,7.9073014768814627E-6,1.9280564524580657E-2]
[2004,2,24,7,8.6320687160074822E-3,1.1528003946033299E-2,2.0232391195388636E-5,3.0667406038720709E-3,4.7413793103448329E-7,1.6110794811284637E-6,2.3249130874520404E-2,null,8.0866287096172038E-3,9.8202042272825443E-3,1.0425310534118018E-5,2.6722008658165821E-3,4.9449102348375354E-5,6.5894178974012185E-7,2.0639567157388565E-2]
[2004,2,24,8,8.6002783795589045E-3,1.3519897178803928E-2,0,3.4828230674357717E-3,4.7413793103448329E-7,0,2.5603472763729641E-2,null,8.0568471293412346E-3,1.151701127526073E-2,0,3.0347538375228248E-3,4.9449102348375354E-5,0,2.2658061344473162E-2]
[2004,2,24,9,8.261596114095774E-3,1.4583403953937701E-2,0,3.6998523034402226E-3,4.7413793103448329E-7,0,2.6545326509404735E-2,null,7.7395653952126043E-3,1.2422966354544509E-2,0,3.2238620104235146E-3,4.9449102348375354E-5,0,2.3435842862529005E-2]
[2004,2,24,10,7.8986902584098802E-3,1.506928700857715E-2,0,3.843931479093668E-3,4.7413793103448329E-7,0,2.6812382884011735E-2,null,7.3995907022359822E-3,1.2836868956371523E-2,0,3.3494052329057695E-3,4.9449102348375354E-5,0,2.3635313993861654E-2]
[2004,2,24,11,7.4739145714974014E-3,1.5050771364749643E-2,0,3.7382441778906566E-3,4.7413793103448329E-7,0,2.6263404252068735E-2,null,7.001655586339155E-3,1.2821096286216572E-2,0,3.2573147256669361E-3,4.9449102348375354E-5,0,2.3129515700571042E-2]
[2004,2,24,12,7.5222092261790626E-3,1.5032065921245757E-2,0,3.850126149583466E-3,4.7413793103448329E-7,0,2.6404875434939322E-2,null,7.0468986160135529E-3,1.2805161933987863E-2,0,3.354802951847302E-3,4.9449102348375354E-5,0,2.3256312604197096E-2]
[2004,2,24,13,7.3417962398842239E-3,1.5034271097309844E-2,0,3.9054679051302283E-3,4.7413793103448329E-7,0,2.6282009380255329E-2,null,6.8778854996264993E-3,1.2807040427386011E-2,0,3.4030249263113793E-3,4.9449102348375354E-5,0,2.3137399955672266E-2]
[2004,2,24,14,6.9995503176552122E-3,1.4872243793095801E-2,0,3.762611210365726E-3,4.7413793103448329E-7,0,2.5634879459047775E-2,null,6.557265287774592E-3,1.2669016427287932E-2,0,3.2785469111328504E-3,4.9449102348375354E-5,0,2.2554277728543751E-2]
[2004,2,24,15,7.0787108586571309E-3,1.439766968691474E-2,0,3.4737525176296415E-3,4.7413793103448329E-7,0,2.4950607201132548E-2,null,6.6314238614138231E-3,1.2264747425863649E-2,0,3.0268502244768535E-3,4.9449102348375354E-5,0,2.1972470614102704E-2]
[2004,2,24,16,8.0703252214273276E-3,1.4664623946679256E-2,0,3.9103840919985791E-3,4.7413793103448329E-7,0,2.6645807398036195E-2,null,7.560380457875571E-3,1.2492154127188784E-2,0,3.4073086400332169E-3,4.9449102348375354E-5,0,2.350929232744595E-2]
[2004,2,24,17,9.5699130937315583E-3,1.518908892751936E-2,6.8790130064321357E-5,4.5347099391099665E-3,4.7413793103448329E-7,5.4776702358367769E-6,2.9368453898592078E-2,null,8.9652129192160767E-3,1.2938922990733443E-2,3.5446055816001261E-5,3.9513142422991183E-3,4.9449102348375354E-5,2.2404020851164145E-6,2.5942585712498134E-2]
[2004,2,24,18,1.0081001094380494E-2,1.4119324997079725E-2,2.4278869434466363E-4,3.977208908343877E-3,4.7413793103448329E-7,1.9332953773541564E-5,2.8440130785853335E-2,null,9.4440064778822923E-3,1.2027637713500997E-2,1.2510372640941623E-4,3.4655363661964525E-3,4.9449102348375354E-5,7.9073014768814627E-6,2.5119640687814419E-2]
[2004,2,24,19,1.0700899410294219E-2,1.3266773800280464E-2,2.4278869434466363E-4,3.4416748521058698E-3,4.7413793103448329E-7,1.9332953773541564E-5,2.7671943848729796E-2,null,1.0024734885339856E-2,1.130138649898231E-2,1.2510372640941623E-4,2.9988993878531855E-3,4.9449102348375354E-5,7.9073014768814627E-6,2.450748090241003E-2]
[2004,2,24,20,1.0523125232256467E-2,1.2942014919453463E-2,2.4278869434466363E-4,3.329211812079489E-3,4.7413793103448329E-7,1.9332953773541564E-5,2.7056947749838661E-2,null,9.8581938371571903E-3,1.1024738559818285E-2,1.2510372640941623E-4,2.900904848454771E-3,4.9449102348375354E-5,7.9073014768814627E-6,2.396629737566492E-2]
[2004,2,24,21,9.811896591129016E-3,1.266711275453309E-2,2.4278869434466363E-4,3.4579447584640894E-3,4.7413793103448329E-7,1.9332953773541564E-5,2.6199549890175436E-2,null,9.1919060517300782E-3,1.0790561384421925E-2,1.2510372640941623E-4,3.0130761518749926E-3,4.9449102348375354E-5,7.9073014768814627E-6,2.3178003718261671E-2]
[2004,2,24,22,9.0986051492207183E-3,1.2226026081002879E-2,2.4278869434466363E-4,3.4144323315162257E-3,4.7413793103448329E-7,1.9332953773541564E-5,2.5001659347789064E-2,null,8.5236858090247166E-3,1.0414818867653459E-2,1.2510372640941623E-4,2.9751616491560298E-3,4.9449102348375354E-5,7.9073014768814627E-6,2.2096126456068878E-2]
[2004,2,24,23,8.5872499193644768E-3,1.1731974761126668E-2,2.4278869434466363E-4,3.4651378096753113E-3,4.7413793103448329E-7,1.9332953773541564E-5,2.4046958276215696E-2,null,8.0446419067327773E-3,9.9939580766045168E-3,1.2510372640941623E-4,3.0193438086993821E-3,4.9449102348375354E-5,7.9073014768814627E-6,2.1240403922271354E-2]
[2004,2,24,24,7.8287005681085056E-3,1.1494937955787217E-2,2.4278869434466363E-4,3.4034877611892594E-3,4.7413793103448329E-7,1.9332953773541564E-5,2.2989722071134221E-2,null,7.3340234949315795E-3,9.7920367510469404E-3,1.2510372640941623E-4,2.9656251105042819E-3,4.9449102348375354E-5,7.9073014768814627E-6,2.0274145486717479E-2]
[2004,2,25,1,5.5101450257611512E-3,9.2180084684017668E-3,2.4278869434466363E-4,2.1513566448686764E-3,4.7413793103448329E-7,1.9332953773541564E-5,1.7142105925080836E-2,null,5.1619719936710391E-3,7.8524197382560338E-3,1.2510372640941623E-4,1.8745821155658939E-3,4.9449102348375354E-5,7.9073014768814627E-6,1.5071433977727639E-2]
[2004,2,25,2,5.4855034757025486E-3,8.8724770579153289E-3,2.4278869434466363E-4,2.039019518600783E-3,4.7413793103448329E-7,1.9332953773541564E-5,1.6659595838267902E-2,null,5.1388874848807137E-3,7.5580765862409459E-3,1.2510372640941623E-4,1.7766972909747973E-3,4.9449102348375354E-5,7.9073014768814627E-6,1.4656121492331128E-2]
[2004,2,25,3,5.2818966327573963E-3,8.4855973991030849E-3,2.4278869434466363E-4,1.8966077425114488E-3,4.7413793103448329E-7,1.9332953773541564E-5,1.5926697560421171E-2,null,4.9481460767891051E-3,7.2285106632326603E-3,1.2510372640941623E-4,1.6526069551674879E-3,4.9449102348375354E-5,7.9073014768814627E-6,1.4011723825423926E-2]
[2004,2,25,4,5.4940524708600941E-3,8.2591491122983585E-3,2.4278869434466363E-4,1.7758599965101533E-3,4.7413793103448329E-7,1.9332953773541564E-5,1.5791657365717846E-2,null,5.1468962892535506E-3,7.0356092352186761E-3,1.2510372640941623E-4,1.5473935468333533E-3,4.9449102348375354E-5,7.9073014768814627E-6,1.3912359201540252E-2]
[2004,2,25,5,5.8519369914217826E-3,8.6037785663646213E-3,2.4278869434466363E-4,1.8653928150397614E-3,4.7413793103448329E-7,1.9332953773541564E-5,1.6583704158875407E-2,null,5.4821669333964661E-3,7.3291840498622913E-3,1.2510372640941623E-4,1.6254078643441793E-3,4.9449102348375354E-5,7.9073014768814627E-6,1.4619218977837609E-2]
[2004,2,25,6,5.9086393993529555E-3,8.7115782138598424E-3,2.4278869434466363E-4,1.6420042278682686E-3,4.7413793103448329E-7,1.9332953773541564E-5,1.652481762713031E-2,null,5.5352864502777833E-3,7.4210138721791377E-3,1.2510372640941623E-4,1.430758478184975E-3,4.9449102348375354E-5,7.9073014768814627E-6,1.4569518930876569E-2]
[2004,2,25,7,6.7333620469847508E-3,9.8291922847215819E-3,1.2139434717233179E-5,1.7933485968827476E-3,4.7413793103448329E-7,9.6664768867707808E-7,1.8369483148926027E-2,null,6.307896824363805E-3,8.3730605989607836E-3,6.2551863204708099E-6,1.5626322184701268E-3,4.9449102348375354E-5,3.9536507384407304E-7,1.6299689295537406E-2]
[2004,2,25,8,6.7468826109408154E-3,1.1904463378149457E-2,0,2.1629485201877336E-3,4.7413793103448329E-7,0,2.0814768647209041E-2,null,6.3205630558610792E-3,1.0140893613231233E-2,0,1.8846826826712151E-3,4.9449102348375354E-5,0,1.8395588454111902E-2]
[2004,2,25,9,6.3932478882616633E-3,1.2970203592524751E-2,0,2.3373280273692085E-3,4.7413793103448329E-7,0,2.1701253646086657E-2,null,5.989273674923733E-3,1.1048751262082445E-2,0,2.0366280638627844E-3,4.9449102348375354E-5,0,1.9124102103217341E-2]
[2004,2,25,10,6.3776581230744782E-3,1.3713536482735818E-2,0,2.7633041585911609E-3,4.7413793103448329E-7,0,2.2854972902332495E-2,null,5.9746689901272491E-3,1.1681964160421245E-2,0,2.4078018714001055E-3,4.9449102348375354E-5,0,2.0113884124296978E-2]
[2004,2,25,11,6.1993633620843211E-3,1.3849971222215747E-2,0,2.8503910637197728E-3,4.7413793103448329E-7,0,2.2900199785950877E-2,null,5.8076402533977058E-3,1.1798186969821827E-2,0,2.4836849451077866E-3,4.9449102348375354E-5,0,2.0138961270675697E-2]
[2004,2,25,12,6.1857873466870193E-3,1.3776270969766446E-2,0,2.8941550696229509E-3,4.7413793103448329E-7,0,2.2856687524007453E-2,null,5.7949220743046172E-3,1.1735404936258813E-2,0,2.5218186608574715E-3,4.9449102348375354E-5,0,2.0101594773769278E-2]
[2004,2,25,13,5.8852158860045606E-3,1.3600843340316627E-2,0,2.8175685093217986E-3,4.7413793103448329E-7,0,2.2304101873574022E-2,null,5.5133430133387359E-3,1.1585965783013377E-2,0,2.4550850504281266E-3,4.9449102348375354E-5,0,1.9603842949128616E-2]
[2004,2,25,14,6.1963114792112769E-3,1.4086965264170411E-2,0,3.2527870642748351E-3,4.7413793103448329E-7,0,2.3536537945587559E-2,null,5.8047812117853767E-3,1.2000071867115325E-2,0,2.8343122331564445E-3,4.9449102348375354E-5,0,2.0688614414405521E-2]
[2004,2,25,15,6.1040890382771853E-3,1.3487985625457612E-2,0,2.8363728416906028E-3,4.7413793103448329E-7,0,2.2428921643356435E-2,null,5.7183860887778833E-3,1.148982721351529E-2,0,2.4714701836127126E-3,4.9449102348375354E-5,0,1.9729132588254261E-2]
[2004,2,25,16,6.4264821341996504E-3,1.2948246448069347E-2,0,2.6982747170149557E-3,4.7413793103448329E-7,0,2.2073477437214988E-2,null,6.0204079274634777E-3,1.1030046927506448E-2,0,2.3511385429581433E-3,4.9449102348375354E-5,0,1.9451042500276447E-2]
[2004,2,25,17,7.4587969516655434E-3,1.2975496673796136E-2,6.0697173586165907E-5,2.95812536813352E-3,4.7413793103448329E-7,4.8332384433853911E-6,2.3458423543555786E-2,null,6.9874932131496689E-3,1.10532602073708E-2,3.1275931602354058E-5,2.5775591062184703E-3,4.9449102348375354E-5,1.9768253692203657E-6,2.0701014386058893E-2]
[2004,2,25,18,8.1674386689489769E-3,1.2247101603584262E-2,2.4278869434466363E-4,2.6691861735155093E-3,4.7413793103448329E-7,1.9332953773541564E-5,2.3346322232097989E-2,null,7.6513575363321125E-3,1.043277218697177E-2,1.2510372640941623E-4,2.3257922743410903E-3,4.9449102348375354E-5,7.9073014768814627E-6,2.0592382127879651E-2]
[2004,2,25,19,9.070197722889908E-3,1.1612704628096961E-2,2.4278869434466363E-4,2.4719529749241977E-3,4.7413793103448329E-7,1.9332953773541564E-5,2.3417451111960304E-2,null,8.4970733807771207E-3,9.8923570474888142E-3,1.2510372640941623E-4,2.1539333556643602E-3,4.9449102348375354E-5,7.9073014768814627E-6,2.072582391416497E-2]
[2004,2,25,20,9.3519732512919781E-3,1.1665832537976987E-2,2.4278869434466363E-4,2.7401551344112297E-3,4.7413793103448329E-7,1.9332953773541564E-5,2.4020556709729433E-2,null,8.7610441799690023E-3,9.9376143988596927E-3,1.2510372640941623E-4,2.3876309960484967E-3,4.9449102348375354E-5,7.9073014768814627E-6,2.1268749705111865E-2]
[2004,2,25,21,8.6796963516359623E-3,1.1406290318725025E-2,2.4278869434466363E-4,2.841332801234804E-3,4.7413793103448329E-7,1.9332953773541564E-5,2.3189915257645032E-2,null,8.1312468675948189E-3,9.7165216918665264E-3,1.2510372640941623E-4,2.4757920386048481E-3,4.9449102348375354E-5,7.9073014768814627E-6,2.0506020728300871E-2]
[2004,2,25,22,7.4458132774731095E-3,1.0439488699483277E-2,2.4278869434466363E-4,2.2871792021757534E-3,4.7413793103448329E-7,1.9332953773541564E-5,2.0435076965181379E-2,null,6.9753299466216645E-3,8.8929455209468145E-3,1.2510372640941623E-4,1.9929309432349632E-3,4.9449102348375354E-5,7.9073014768814627E-6,1.8043666541038117E-2]
[2004,2,25,23,6.9519309300113963E-3,1.003103548503393E-2,2.4278869434466363E-4,2.3274833857634927E-3,4.7413793103448329E-7,1.9332953773541564E-5,1.9573045586858059E-2,null,6.5126548566109971E-3,8.5450020259619092E-3,1.2510372640941623E-4,2.0280499468256826E-3,4.9449102348375354E-5,7.9073014768814627E-6,1.7268166959633263E-2]
[2004,2,25,24,5.9219195425776975E-3,9.3271247671796193E-3,2.4278869434466363E-4,1.9973612185855806E-3,4.7413793103448329E-7,1.9332953773541564E-5,1.7509001314392141E-2,null,5.5477274526611253E-3,7.9453711584272953E-3,1.2510372640941623E-4,1.7403983796066436E-3,4.9449102348375354E-5,7.9073014768814627E-6,1.5415957120929738E-2]
[2004,2,26,1,5.5603042501511466E-3,9.1627126174754232E-3,2.4278869434466363E-4,2.2188112848714257E-3,4.7413793103448329E-7,1.9332953773541564E-5,1.7204423938547236E-2,null,5.2089617753038105E-3,7.8053156123761231E-3,1.2510372640941623E-4,1.9333586378420544E-3,4.9449102348375354E-5,7.9073014768814627E-6,1.5130096155756662E-2]
[2004,2,26,2,5.5960387486523556E-3,8.9079326486548923E-3,2.4278869434466363E-4,2.162837187541932E-3,4.7413793103448329E-7,1.9332953773541564E-5,{"$f":"SUM(E1348:J1348)","v":1.6929404370898422E-2},null,{"$f":"E1348*V$5","v":5.2424382953606737E-3},{"$f":"F1348*W$5","v":7.5882796590097806E-3},{"$f":"G1348*X$5","v":1.2510372640941623E-4},{"$f":"H1348*AB$5","v":1.8845856730995124E-3},{"$f":"I1348*Z$5","v":4.9449102348375354E-5},{"$f":"J1348*AA$5","v":7.9073014768814627E-6},{"$f":"SUM(M1348:R1348)","v":1.489776375770464E-2}]
[2004,2,26,3,5.3733482447733518E-3,8.5330335409442657E-3,2.4278869434466363E-4,2.0037259476021092E-3,4.7413793103448329E-7,1.9332953773541564E-5,1.6172703519368968E-2,null,5.033819077734706E-3,7.2689194454308159E-3,1.2510372640941623E-4,1.7459442788480667E-3,4.9449102348375354E-5,7.9073014768814627E-6,1.4231142932248262E-2]
[2004,2,26,4,5.6386404351787666E-3,8.3771762470819053E-3,2.4278869434466363E-4,1.9339721282800786E-3,4.7413793103448329E-7,1.9332953773541564E-5,1.6212384596589993E-2,null,5.282348082073068E-3,7.1361514082922944E-3,1.2510372640941623E-4,1.6851643693405591E-3,4.9449102348375354E-5,7.9073014768814627E-6,1.4286123989940594E-2]
[2004,2,26,5,5.8290980869897813E-3,8.5504324261630859E-3,2.4278869434466363E-4,1.8746276690030047E-3,4.7413793103448329E-7,1.9332953773541564E-5,1.6516753968205115E-2,null,5.4607711653190489E-3,7.2837407975899337E-3,1.2510372640941623E-4,1.633454643626754E-3,4.9449102348375354E-5,7.9073014768814627E-6,1.4560426736770408E-2]
[2004,2,26,6,6.0541935536632466E-3,8.8314694964148309E-3,2.4278869434466363E-4,1.804407100623549E-3,4.7413793103448329E-7,1.9332953773541564E-5,1.695266593675087E-2,null,5.6716433818284921E-3,7.5231440315087538E-3,1.2510372640941623E-4,1.5722680328697845E-3,4.9449102348375354E-5,7.9073014768814627E-6,1.4949515576441703E-2]
[2004,2,26,7,6.8213388001471444E-3,9.9639775346517974E-3,8.0929564781554519E-6,1.9077513660215705E-3,4.7413793103448329E-7,6.4443179245138528E-7,1.870227922702215E-2,null,6.3903145345683837E-3,8.4878782800906979E-3,4.1701242136472058E-6,1.6623169385793499E-3,4.9449102348375354E-5,2.6357671589604866E-7,1.6594392556516353E-2]
[2004,2,26,8,6.9672899860907835E-3,1.2094154677083975E-2,0,2.3900817901879854E-3,4.7413793103448329E-7,0,2.145200059129378E-2,null,6.5270434102625528E-3,1.0302483364969344E-2,0,2.0825949938670474E-3,4.9449102348375354E-5,0,1.8961570871447321E-2]
[2004,2,26,9,6.6127179110008448E-3,1.3210649150966477E-2,0,2.5613113321500437E-3,4.7413793103448329E-7,0,2.23851525320484E-2,null,6.1948759059963186E-3,1.1253576355870969E-2,0,2.231795656520639E-3,4.9449102348375354E-5,0,1.9729697020736302E-2]
[2004,2,26,10,6.4741487205348487E-3,1.3783425281899932E-2,0,2.8736679406115738E-3,4.7413793103448329E-7,0,2.3131716080977392E-2,null,6.0650625749447762E-3,1.1741499383015204E-2,0,2.5039672247714928E-3,4.9449102348375354E-5,0,2.0359978285079849E-2]
[2004,2,26,11,6.2609841932897677E-3,1.3912027295388305E-2,0,2.9268907995314503E-3,4.7413793103448329E-7,0,2.3100376426140556E-2,null,5.8653674100191963E-3,1.1851049834455682E-2,0,2.5503429011189994E-3,4.9449102348375354E-5,0,2.0316209247942255E-2]
[2004,2,26,12,6.3067057477820057E-3,1.3909114611923653E-2,0,3.0232585145928271E-3,4.7413793103448329E-7,0,2.3239553012229519E-2,null,5.9081999276194815E-3,1.1848568646332724E-2,0,2.6343127977899597E-3,4.9449102348375354E-5,0,2.044053047409054E-2]
[2004,2,26,13,6.174804248320882E-3,1.3910486577039357E-2,0,3.0972023500612194E-3,4.7413793103448329E-7,0,2.3182967313352492E-2,null,5.7846329719480234E-3,1.1849737363631227E-2,0,2.6987436730035192E-3,4.9449102348375354E-5,0,2.0382563110931142E-2]
[2004,2,26,14,5.8895491606695688E-3,1.3901660520381101E-2,0,2.9927118859313828E-3,4.7413793103448329E-7,0,2.2784395704913089E-2,null,5.5174024786263246E-3,1.1842218830560679E-2,0,2.6076960283593054E-3,4.9449102348375354E-5,0,2.0016766439894685E-2]
[2004,2,26,15,5.9934047919151931E-3,1.3453679060183516E-2,0,2.7555915687423188E-3,4.7413793103448329E-7,0,2.2203149558772062E-2,null,5.6146957181633156E-3,1.1460602945471545E-2,0,2.4010815151868205E-3,4.9449102348375354E-5,0,1.9525829281170057E-2]
[2004,2,26,16,6.3415576849674589E-3,1.3020101241109448E-2,0,2.6431240069042052E-3,4.7413793103448329E-7,0,2.2005257070912148E-2,null,5.9408496533227793E-3,1.1091256894614909E-2,0,2.3030830357130007E-3,4.9449102348375354E-5,0,1.9384638685999062E-2]
[2004,2,26,17,7.5296586942521053E-3,1.3173604547060432E-2,5.260421710801045E-5,3.048270124660162E-3,4.7413793103448329E-7,4.1888066509340052E-6,2.3808800527662682E-2,null,7.0538773698178561E-3,1.1222019672027073E-2,2.7105807388706848E-5,2.6561066351927748E-3,4.9449102348375354E-5,1.7132486533243166E-6,2.1010271835428113E-2]
[2004,2,26,18,8.3252272759561739E-3,1.2487154557666096E-2,2.4278869434466363E-4,2.8449811001934407E-3,4.7413793103448329E-7,1.9332953773541564E-5,2.391995871986495E-2,null,7.799175854449612E-3,1.063726283821389E-2,1.2510372640941623E-4,2.4789709796681119E-3,4.9449102348375354E-5,7.9073014768814627E-6,2.1097869802566289E-2]
[2004,2,26,19,8.8664819027619232E-3,1.1510940633453526E-2,2.4278869434466363E-4,2.3277024784671748E-3,4.7413793103448329E-7,1.9332953773541564E-5,2.2967720800731867E-2,null,8.3062298815131195E-3,9.8056687348320078E-3,1.2510372640941623E-4,2.0282408529987491E-3,4.9449102348375354E-5,7.9073014768814627E-6,2.0322599599578554E-2]
[2004,2,26,20,8.8407290812625508E-3,1.1277281933081565E-2,2.4278869434466363E-4,2.3153544927613065E-3,4.7413793103448329E-7,1.9332953773541564E-5,2.2695961293154661E-2,null,8.2821043198960907E-3,9.6066250696948512E-3,1.2510372640941623E-4,2.0174814499854489E-3,4.9449102348375354E-5,7.9073014768814627E-6,2.0088670969811068E-2]
[2004,2,26,21,8.1021829597341995E-3,1.1103267690146358E-2,2.4278869434466363E-4,2.3517058183265146E-3,4.7413793103448329E-7,1.9332953773541564E-5,2.1819752254256312E-2,null,7.5902251810458215E-3,9.458389918832702E-3,1.2510372640941623E-4,2.0491561353260619E-3,4.9449102348375354E-5,7.9073014768814627E-6,1.9280231365439264E-2]
[2004,2,26,22,7.3728059792932251E-3,1.0517362720752623E-2,2.4278869434466363E-4,2.2501396908992818E-3,4.7413793103448329E-7,1.9332953773541564E-5,2.040290417699437E-2,null,6.9069358069436268E-3,8.9592830062950792E-3,1.2510372640941623E-4,1.9606566080735736E-3,4.9449102348375354E-5,7.9073014768814627E-6,1.8009335551546955E-2]
[2004,2,26,23,6.8720357825923159E-3,1.0033909047299035E-2,2.4278869434466363E-4,2.2821515536180052E-3,4.7413793103448329E-7,1.9332953773541564E-5,1.9450692169558595E-2,null,6.4378080945966809E-3,8.5474498884396833E-3,1.2510372640941623E-4,1.988550107499436E-3,4.9449102348375354E-5,7.9073014768814627E-6,1.7156268220770477E-2]
[2004,2,26,24,5.9320061845619856E-3,9.5345907094878026E-3,2.4278869434466363E-4,2.0314837593367425E-3,4.7413793103448329E-7,1.9332953773541564E-5,1.7760676439435772E-2,null,5.5571767435944235E-3,8.1221023543229225E-3,1.2510372640941623E-4,1.7701310158863438E-3,4.9449102348375354E-5,7.9073014768814627E-6,1.5631870244038365E-2]
[2004,2,27,1,6.0608886918945889E-3,1.0087260628739089E-2,2.4278869434466363E-4,2.8246798435117844E-3,4.7413793103448329E-7,1.9332953773541564E-5,1.9235424950194705E-2,null,5.6779154701097206E-3,8.5928977758660333E-3,1.2510372640941623E-4,2.4612815032209051E-3,4.9449102348375354E-5,7.9073014768814627E-6,1.6914554879431335E-2]
[2004,2,27,2,5.7997029894474098E-3,9.5444798532142525E-3,2.4278869434466363E-4,2.5966042699108126E-3,4.7413793103448329E-7,1.9332953773541564E-5,1.8203382898621716E-2,null,5.433233474467801E-3,8.1305264849426996E-3,1.2510372640941623E-4,2.2625481168762561E-3,4.9449102348375354E-5,7.9073014768814627E-6,1.6008768206521432E-2]
[2004,2,27,3,5.7761575257092987E-3,9.3988236427832404E-3,2.4278869434466363E-4,2.5387020314714521E-3,4.7413793103448329E-7,1.9332953773541564E-5,1.7976278986013235E-2,null,5.4111757928957376E-3,8.006448306265743E-3,1.2510372640941623E-4,2.2120950686155003E-3,4.9449102348375354E-5,7.9073014768814627E-6,1.5812179298011656E-2]
[2004,2,27,4,5.6463383376051737E-3,8.9393041904986675E-3,2.4278869434466363E-4,2.259881140907056E-3,4.7413793103448329E-7,1.9332953773541564E-5,1.710811945506014E-2,null,5.2895595722515206E-3,7.6150037084872814E-3,1.2510372640941623E-4,1.9691448092315771E-3,4.9449102348375354E-5,7.9073014768814627E-6,1.505616822020505E-2]
[2004,2,27,5,6.1821138274340453E-3,9.3115795754964495E-3,2.4278869434466363E-4,2.3439893618567033E-3,4.7413793103448329E-7,1.9332953773541564E-5,1.8100278550836436E-2,null,5.791480676044969E-3,7.9321288870162487E-3,1.2510372640941623E-4,2.0424324099370833E-3,4.9449102348375354E-5,7.9073014768814627E-6,1.5948502103232978E-2]
[2004,2,27,6,6.3500939750483227E-3,9.5314776870897532E-3,2.4278869434466363E-4,2.2181485543055876E-3,4.7413793103448329E-7,1.9332953773541564E-5,1.8362316002492905E-2,null,5.9488465554226808E-3,8.119450506192399E-3,1.2510372640941623E-4,1.9327811683326999E-3,4.9449102348375354E-5,7.9073014768814627E-6,1.6183538360182458E-2]
[2004,2,27,7,6.9822027704774725E-3,1.0629892696176641E-2,4.0464782390777259E-6,2.257793217718314E-3,4.7413793103448329E-7,3.2221589622569264E-7,1.9874731516438763E-2,null,6.5410138910741919E-3,9.0551423888497844E-3,2.0850621068236029E-6,1.9673254997843838E-3,4.9449102348375354E-5,1.3178835794802433E-7,1.761514773252151E-2]
[2004,2,27,8,7.2729047141526408E-3,1.2746448120830256E-2,0,2.7744425744993103E-3,4.7413793103448329E-7,0,2.2794269547413242E-2,null,6.8133470664700005E-3,1.0858143725921081E-2,0,2.4175073171740329E-3,4.9449102348375354E-5,0,2.0138447211913491E-2]
[2004,2,27,9,7.0979454352236874E-3,1.3661759105530975E-2,0,2.9808765901820308E-3,4.7413793103448329E-7,0,2.3741055268867731E-2,null,6.6494430505789886E-3,1.1637857268986708E-2,0,2.5973833571445691E-3,4.9449102348375354E-5,0,2.0934132779058642E-2]
[2004,2,27,10,7.695481877637628E-3,1.4217615072492492E-2,0,3.3454221450627164E-3,4.7413793103448329E-7,0,2.5258993233123871E-2,null,7.2092225784349748E-3,1.2111366745741701E-2,0,2.9150297032854216E-3,4.9449102348375354E-5,0,2.2285068129810476E-2]
[2004,2,27,11,7.3602158458047681E-3,1.4692172794825775E-2,0,3.5621304089170137E-3,4.7413793103448329E-7,0,2.5614993187478591E-2,null,6.8951412142132804E-3,1.251562179047999E-2,0,3.1038581974756063E-3,4.9449102348375354E-5,0,2.2564070304517254E-2]
[2004,2,27,12,6.7525907470340867E-3,1.4285388088657022E-2,0,3.3756374258226878E-3,4.7413793103448329E-7,0,2.4414090399444831E-2,null,6.3259105083349745E-3,1.2169099624993848E-2,0,2.9413577531067019E-3,4.9449102348375354E-5,0,2.14858169887839E-2]
[2004,2,27,13,6.3460257999857642E-3,1.4082991572064088E-2,0,3.1697562908042324E-3,4.7413793103448329E-7,0,2.3599247800785123E-2,null,5.9450354387206522E-3,1.1996686851964124E-2,0,2.7619634650612799E-3,4.9449102348375354E-5,0,2.0753134858094432E-2]
[2004,2,27,14,6.1545700725126077E-3,1.4188497978055284E-2,0,3.4524132203923438E-3,4.7413793103448329E-7,0,2.3795955408891272E-2,null,5.7656773458530635E-3,1.2086563161772002E-2,0,3.0082562525962754E-3,4.9449102348375354E-5,0,2.0909945862569716E-2]
[2004,2,27,15,6.5388369633363613E-3,1.394328766340862E-2,0,3.5031914455071096E-3,4.7413793103448329E-7,0,2.3985790210183124E-2,null,6.125663320678338E-3,1.1877679179797393E-2,0,3.0525018001150272E-3,4.9449102348375354E-5,0,2.1105293402939134E-2]
[2004,2,27,16,6.8381613171252555E-3,1.3465181885871544E-2,0,3.5136099197943331E-3,4.7413793103448329E-7,0,2.3817427260722168E-2,null,6.4060740764857165E-3,1.1470401701437979E-2,0,3.0615799255931503E-3,4.9449102348375354E-5,0,2.0987504805865219E-2]
[2004,2,27,17,7.2352595427963226E-3,1.3146828255342559E-2,4.4511260629854993E-5,3.4798496549734177E-3,4.7413793103448329E-7,3.5443748584826194E-6,2.391046722653167E-2,null,6.7780806044567942E-3,1.1199210115893178E-2,2.2935683175059638E-5,3.0321629580248003E-3,4.9449102348375354E-5,1.4496719374282677E-6,2.108328813583564E-2]
[2004,2,27,18,8.9522345172096725E-3,1.2403665694571566E-2,2.4278869434466363E-4,3.0608308573830036E-3,4.7413793103448329E-7,1.9332953773541564E-5,2.4679326855213485E-2,null,8.386563991068104E-3,1.0566142313782249E-2,1.2510372640941623E-4,2.6670514150723933E-3,4.9449102348375354E-5,7.9073014768814627E-6,2.1802217850157422E-2]
[2004,2,27,19,9.0582158781884019E-3,1.2087958468443702E-2,2.4278869434466363E-4,3.0870302499750478E-3,4.7413793103448329E-7,1.9332953773541564E-5,2.4495800382656391E-2,null,8.4858486405039457E-3,1.0297205084829331E-2,1.2510372640941623E-4,2.6898802253995315E-3,4.9449102348375354E-5,7.9073014768814627E-6,2.1655394080967484E-2]
[2004,2,27,20,9.035794504862641E-3,1.113560156452988E-2,2.4278869434466363E-4,2.5282910579422632E-3,4.7413793103448329E-7,1.9332953773541564E-5,2.2962282913384025E-2,null,8.4648440207296723E-3,9.4859337374670408E-3,1.2510372640941623E-4,2.2030234789141849E-3,4.9449102348375354E-5,7.9073014768814627E-6,2.0336261367345575E-2]
[2004,2,27,21,8.0637515315532884E-3,1.0940534096959508E-2,2.4278869434466363E-4,2.6425161435524084E-3,4.7413793103448329E-7,1.9332953773541564E-5,2.1909397558114444E-2,null,7.5542221439171865E-3,9.3197642619353288E-3,1.2510372640941623E-4,2.3025533746869201E-3,4.9449102348375354E-5,7.9073014768814627E-6,1.9358999910774111E-2]
[2004,2,27,22,7.9148568665610101E-3,1.0428813836211189E-2,2.4278869434466363E-4,2.790907415123149E-3,4.7413793103448329E-7,1.9332953773541564E-5,2.1397173903944591E-2,null,7.4147357806538155E-3,8.883852070083945E-3,1.2510372640941623E-4,2.4318539369419397E-3,4.9449102348375354E-5,7.9073014768814627E-6,1.8912901917914376E-2]
[2004,2,27,23,6.7671737982895027E-3,9.5260913001276246E-3,2.4278869434466363E-4,2.3817289125880382E-3,4.7413793103448329E-7,1.9332953773541564E-5,1.8937589797054406E-2,null,6.3395720910720509E-3,8.1148620778519077E-3,1.2510372640941623E-4,2.075316723664978E-3,4.9449102348375354E-5,7.9073014768814627E-6,1.6712211022823612E-2]
[2004,2,27,24,5.4754581837723835E-3,8.2509207575074822E-3,2.4278869434466363E-4,1.9132687442689617E-3,4.7413793103448329E-7,1.9332953773541564E-5,1.590224347159807E-2,null,5.1294769311894164E-3,7.0285998583240099E-3,1.2510372640941623E-4,1.6671244997115502E-3,4.9449102348375354E-5,7.9073014768814627E-6,1.400766141945965E-2]
[2004,2,28,1,4.1350179642494272E-3,6.9856575242625146E-3,2.4278869434466363E-4,1.5480019347192593E-3,4.7413793103448329E-7,1.9332953773541564E-5,1.2931273209280442E-2,null,3.8737359588523132E-3,5.9507772439404668E-3,1.2510372640941623E-4,1.3488496891519638E-3,4.9449102348375354E-5,7.9073014768814627E-6,1.1355823022179416E-2]
[2004,2,28,2,3.9411810588842831E-3,6.8587744917574817E-3,2.4278869434466363E-4,1.65567990266859E-3,4.7413793103448329E-7,1.9332953773541564E-5,1.2718231239359595E-2,null,3.692147149091989E-3,5.8426911174948651E-3,1.2510372640941623E-4,1.4426747615497643E-3,4.9449102348375354E-5,7.9073014768814627E-6,1.115997315837129E-2]
[2004,2,28,3,3.9457043085158313E-3,6.5615251607242797E-3,2.4278869434466363E-4,1.4534228905520408E-3,4.7413793103448329E-7,1.9332953773541564E-5,1.2223248145841394E-2,null,3.6963845852772933E-3,5.5894773650677953E-3,1.2510372640941623E-4,1.2664383487886335E-3,4.9449102348375354E-5,7.9073014768814627E-6,1.0734760429368394E-2]
[2004,2,28,4,3.9553651073646412E-3,6.3450759059760966E-3,2.4278869434466363E-4,1.4131536642825553E-3,4.7413793103448329E-7,1.9332953773541564E-5,1.1976190463672534E-2,null,3.7054349410956789E-3,5.4050936767535964E-3,1.2510372640941623E-4,1.2313498052166022E-3,4.9449102348375354E-5,7.9073014768814627E-6,1.0524338553300549E-2]
[2004,2,28,5,3.9721751704512535E-3,6.2584009567959687E-3,2.4278869434466363E-4,1.2718233718009451E-3,4.7413793103448329E-7,1.9332953773541564E-5,1.1764995285097406E-2,null,3.7211828160534617E-3,5.3312590644197695E-3,1.2510372640941623E-4,1.1082018188956751E-3,4.9449102348375354E-5,7.9073014768814627E-6,1.0343103829603578E-2]
[2004,2,28,6,4.1079359801522112E-3,6.6005601805967486E-3,2.4278869434466363E-4,1.4548535074274311E-3,4.7413793103448329E-7,1.9332953773541564E-5,1.2425945454225632E-2,null,3.8483652212783848E-3,5.6227295975408405E-3,1.2510372640941623E-4,1.2676849151425805E-3,4.9449102348375354E-5,7.9073014768814627E-6,1.0921239864196478E-2]
[2004,2,28,7,4.800869147519659E-3,7.0674332962603163E-3,0,1.41628110131302E-3,4.7413793103448329E-7,0,1.3285057683024031E-2,null,4.4975135806616176E-3,6.0204384607149839E-3,0,1.2340748938432838E-3,4.9449102348375354E-5,0,1.1801476037568259E-2]
[2004,2,28,8,4.9090347342267849E-3,7.5386126831700944E-3,0,1.3506654650975592E-3,4.7413793103448329E-7,0,1.3798787020425474E-2,null,4.598844439768008E-3,6.4218156487174166E-3,0,1.1769007853827647E-3,4.9449102348375354E-5,0,1.2247009976216564E-2]
[2004,2,28,9,5.41076230532706E-3,8.2237371916910745E-3,0,1.5466128063828936E-3,4.7413793103448329E-7,0,1.5181586441332063E-2,null,5.0688690322903173E-3,7.0054433631325979E-3,0,1.3476392737883428E-3,4.9449102348375354E-5,0,1.3471400771559632E-2]
[2004,2,28,10,6.0962325729816969E-3,8.6965683633963425E-3,0,1.8850199798348898E-3,4.7413793103448329E-7,0,1.6678295054143963E-2,null,5.7110260549430277E-3,7.408227634625562E-3,0,1.6425099716084344E-3,4.9449102348375354E-5,0,1.48112127635254E-2]
[2004,2,28,11,6.5285954552122844E-3,8.6283158353975004E-3,0,1.7371096684196154E-3,4.7413793103448329E-7,0,1.6894495096960435E-2,null,6.1160689492303494E-3,7.3500862801365585E-3,0,1.5136284934266612E-3,4.9449102348375354E-5,0,1.5029232825141944E-2]
[2004,2,28,12,6.5506141327030479E-3,9.3039464940810421E-3,0,2.4867510248809906E-3,4.7413793103448329E-7,0,1.8341785789596117E-2,null,6.1366963185670205E-3,7.9256265975710272E-3,0,2.1668276193190731E-3,4.9449102348375354E-5,0,1.6278599637805497E-2]
[2004,2,28,13,6.4679227749411235E-3,9.0800446836367052E-3,0,2.5154860662945856E-3,4.7413793103448329E-7,0,1.8063927662803448E-2,null,6.0592300321280854E-3,7.734894401805404E-3,0,2.1918658643039061E-3,4.9449102348375354E-5,0,1.6035439400585771E-2]
[2004,2,28,14,6.0591814237825658E-3,9.5933210641545655E-3,0,2.9659493792173596E-3,4.7413793103448329E-7,0,1.8618926005085523E-2,null,5.6763160802318227E-3,8.1721321842803275E-3,0,2.5843765491955508E-3,4.9449102348375354E-5,0,1.6482273916056077E-2]
[2004,2,28,15,5.9176378121916472E-3,9.4557253017615826E-3,0,2.8447237339959556E-3,4.7413793103448329E-7,0,1.8218560985880219E-2,null,5.5437162746914152E-3,8.054920350051847E-3,0,2.4787467239306411E-3,4.9449102348375354E-5,0,1.6126832451022279E-2]
[2004,2,28,16,6.1741053564748506E-3,8.9793788919872285E-3,0,2.7136355671716862E-3,4.7413793103448329E-7,0,1.7867593953564801E-2,null,5.7839782414247877E-3,7.649141600424807E-3,0,2.3645232019138657E-3,4.9449102348375354E-5,0,1.5847092146111835E-2]
[2004,2,28,17,6.796711211082173E-3,9.0108081734449098E-3,3.641830415169955E-5,2.939680138611614E-3,4.7413793103448329E-7,2.8999430660312349E-6,1.8786991908287465E-2,null,6.3672431046095223E-3,7.6759148357633819E-3,1.8765558961412435E-5,2.5614868768827417E-3,4.9449102348375354E-5,1.1860952215322195E-6,1.6674045573786968E-2]
[2004,2,28,18,7.581209511322554E-3,9.1982174270947136E-3,2.4278869434466363E-4,3.1670974407366926E-3,4.7413793103448329E-7,1.9332953773541564E-5,{"$f":"SUM(E1412:J1412)","v":2.0209120165203202E-2},null,{"$f":"E1412*V$5","v":7.1021708126808693E-3},{"$f":"F1412*W$5","v":7.8355606125638782E-3},{"$f":"G1412*X$5","v":1.2510372640941623E-4},{"$f":"H1412*AB$5","v":2.7596466791408843E-3},{"$f":"I1412*Z$5","v":4.9449102348375354E-5},{"$f":"J1412*AA$5","v":7.9073014768814627E-6},{"$f":"SUM(M1412:R1412)","v":1.7879838234620308E-2}]
[2004,2,28,19,7.6912252650285142E-3,8.8387899466084094E-3,2.4278869434466363E-4,3.024623811048423E-3,4.7413793103448329E-7,1.9332953773541564E-5,1.9817234808734589E-2,null,7.205234931109283E-3,7.5293800040390482E-3,1.2510372640941623E-4,2.6355024472719322E-3,4.9449102348375354E-5,7.9073014768814627E-6,1.7552577512654939E-2]
[2004,2,28,20,7.4229022098791968E-3,8.1522766113506125E-3,2.4278869434466363E-4,2.6374305470858745E-3,4.7413793103448329E-7,1.9332953773541564E-5,1.8475205154364925E-2,null,6.9538665752018631E-3,6.9445692086450867E-3,1.2510372640941623E-4,2.2981220461083286E-3,4.9449102348375354E-5,7.9073014768814627E-6,1.6379017960189955E-2]
[2004,2,28,21,6.931655029514372E-3,8.0862425251508295E-3,2.4278869434466363E-4,2.8105723892136447E-3,4.7413793103448329E-7,1.9332953773541564E-5,1.8091065729928087E-2,null,6.4936601423116859E-3,6.8883176480557988E-3,1.2510372640941623E-4,2.4489889892918303E-3,4.9449102348375354E-5,7.9073014768814627E-6,1.6013426909893991E-2]
[2004,2,28,22,7.4299745527239914E-3,8.5564531568048299E-3,2.4278869434466363E-4,3.2615507689093383E-3,4.7413793103448329E-7,1.9332953773541564E-5,1.95105742644874E-2,null,6.9604920334291496E-3,7.2888695956694772E-3,1.2510372640941623E-4,2.8419484770182538E-3,4.9449102348375354E-5,7.9073014768814627E-6,1.7273770236351557E-2]
[2004,2,28,23,7.4415961394937924E-3,8.1791668800321772E-3,2.4278869434466363E-4,3.1840192319413955E-3,4.7413793103448329E-7,1.9332953773541564E-5,1.9067378037516607E-2,null,6.9713792796172735E-3,6.967475856787789E-3,1.2510372640941623E-4,2.7743914622670742E-3,4.9449102348375354E-5,7.9073014768814627E-6,1.6895706728906813E-2]
[2004,2,28,24,6.0740337698713684E-3,8.2156819458696281E-3,2.4278869434466363E-4,3.3897006269067473E-3,4.7413793103448329E-7,1.9332953773541564E-5,1.7942012128696984E-2,null,5.6902299416986763E-3,6.9985814502257424E-3,1.2510372640941623E-4,2.9536117070490496E-3,4.9449102348375354E-5,7.9073014768814627E-6,1.5824883229208143E-2]
[2004,2,29,1,5.244779177843507E-3,7.6197551964874094E-3,2.4278869434466363E-4,2.9579665916711927E-3,4.7413793103448329E-7,1.9332953773541564E-5,1.6085096752051352E-2,null,4.913373986064438E-3,6.4909374200163598E-3,1.2510372640941623E-4,2.5774207565323029E-3,4.9449102348375354E-5,7.9073014768814627E-6,1.4164192292847773E-2]
[2004,2,29,2,5.1290198278675829E-3,7.2891424576859648E-3,2.4278869434466363E-4,2.7593871111642144E-3,4.7413793103448329E-7,1.9332953773541564E-5,1.5440145182767004E-2,null,4.8049291956301348E-3,6.2093028343265652E-3,1.2510372640941623E-4,2.404388756670899E-3,4.9449102348375354E-5,7.9073014768814627E-6,1.3601080916862272E-2]
[2004,2,29,3,4.88127291880322E-3,7.2523167759507845E-3,2.4278869434466363E-4,2.7529346851967308E-3,4.7413793103448329E-7,1.9332953773541564E-5,1.5149120165999976E-2,null,4.5728368278013676E-3,6.1779326407404665E-3,1.2510372640941623E-4,2.3987664427930454E-3,4.9449102348375354E-5,7.9073014768814627E-6,1.3331996041569552E-2]
[2004,2,29,4,5.0276679598217433E-3,7.0789034646894155E-3,2.4278869434466363E-4,2.5903599085351078E-3,4.7413793103448329E-7,1.9332953773541564E-5,1.4959527119095506E-2,null,4.7099815124180041E-3,6.0302093973855801E-3,1.2510372640941623E-4,2.2571070998389621E-3,4.9449102348375354E-5,7.9073014768814627E-6,1.3179758139877217E-2]
[2004,2,29,5,5.1931203096632758E-3,6.9998474703996715E-3,2.4278869434466363E-4,2.6105237398136392E-3,4.7413793103448329E-7,1.9332953773541564E-5,1.5066087305925827E-2,null,4.8649793195857157E-3,5.9628650407258744E-3,1.2510372640941623E-4,2.2746768308206564E-3,4.9449102348375354E-5,7.9073014768814627E-6,1.3284981321366919E-2]
[2004,2,29,6,5.3109864392039026E-3,7.1322033602740417E-3,2.4278869434466363E-4,2.6255930234979703E-3,4.7413793103448329E-7,1.9332953773541564E-5,1.5331378609025155E-2,null,4.9753977671667888E-3,6.0756132558839084E-3,1.2510372640941623E-4,2.2878074336690562E-3,4.9449102348375354E-5,7.9073014768814627E-6,1.3521278586954425E-2]
[2004,2,29,7,5.4790588422972174E-3,7.6048205776087785E-3,0,2.7509289108476982E-3,4.7413793103448329E-7,0,1.5835282468684729E-2,null,5.1328500726180119E-3,6.4782152689717076E-3,0,2.3970187136419883E-3,4.9449102348375354E-5,0,1.4057533157580081E-2]
[2004,2,29,8,6.1024617683649819E-3,7.7419630672500538E-3,0,2.6899077492618289E-3,4.7413793103448329E-7,0,1.6534806722807899E-2,null,5.7168616422027625E-3,6.5950409798944312E-3,0,2.3438479953174544E-3,4.9449102348375354E-5,0,1.4705199719763022E-2]
[2004,2,29,9,6.7158961173859402E-3,8.106267264726106E-3,0,2.6628102062659733E-3,4.7413793103448329E-7,0,1.7485447726309056E-2,null,6.2915345255475348E-3,6.9053758511192203E-3,0,2.3202365826783798E-3,4.9449102348375354E-5,0,1.556659606169351E-2]
[2004,2,29,10,6.9435053996613942E-3,8.4349899002207802E-3,0,2.6907748592413651E-3,4.7413793103448329E-7,0,1.8069744297054574E-2,null,6.5047617155965225E-3,7.1854003401634866E-3,0,2.3446035505917248E-3,4.9449102348375354E-5,0,1.6084214708700112E-2]
[2004,2,29,11,6.9041818595972628E-3,8.8463739251298645E-3,0,2.9557819614042234E-3,4.7413793103448329E-7,0,1.8706811884062386E-2,null,6.4679229370246272E-3,7.5358404648685779E-3,0,2.5755171814847385E-3,4.9449102348375354E-5,0,1.6628729685726321E-2]
[2004,2,29,12,6.815748182918897E-3,8.8459601731336029E-3,0,2.9962325232803341E-3,4.7413793103448329E-7,0,1.8658415017263869E-2,null,6.3850771752203767E-3,7.5354880075722622E-3,0,2.6107637316271381E-3,4.9449102348375354E-5,0,1.6580778016768154E-2]
[2004,2,29,13,6.581946220568056E-3,8.7505659425769888E-3,0,2.9912294042510148E-3,4.7413793103448329E-7,0,1.8324215705327097E-2,null,6.166048605903608E-3,7.4542258193776812E-3,0,2.606404269667737E-3,4.9449102348375354E-5,0,1.6276127797297403E-2]
[2004,2,29,14,6.5414730515654653E-3,8.8407750687409109E-3,0,2.9056118796671635E-3,4.7413793103448329E-7,0,1.8288334137904576E-2,null,6.1281328407268784E-3,7.5310710430817589E-3,0,2.5318015389923184E-3,4.9449102348375354E-5,0,1.6240454525149332E-2]
[2004,2,29,15,6.2625146154226333E-3,8.6488212936291949E-3,0,2.7836751642209443E-3,4.7413793103448329E-7,0,1.7695485211203808E-2,null,5.8668011283970999E-3,7.3675539864760014E-3,0,2.4255521235123094E-3,4.9449102348375354E-5,0,1.5709356340733786E-2]
[2004,2,29,16,6.5114822533182213E-3,8.5512140314600339E-3,0,2.8304268614651445E-3,4.7413793103448329E-7,0,1.7893597284174435E-2,null,6.1000370900894021E-3,7.2844066130838461E-3,0,2.4662891606443737E-3,4.9449102348375354E-5,0,1.5900181966165997E-2]
[2004,2,29,17,7.4285912960722535E-3,9.0323497529718657E-3,3.641830415169955E-5,3.2917752038603412E-3,4.7413793103448329E-7,2.8999430660312349E-6,1.9792508638053229E-2,null,6.9591961814936838E-3,7.6942651686851314E-3,1.8765558961412435E-5,2.8682845033332648E-3,4.9449102348375354E-5,1.1860952215322195E-6,1.7591146610043403E-2]
[2004,2,29,18,8.3012994484470432E-3,9.0981635501425715E-3,2.4278869434466363E-4,3.3706726750016799E-3,4.7413793103448329E-7,1.9332953773541564E-5,2.1032731459640536E-2,null,7.7767599697688879E-3,7.7503290746496738E-3,1.2510372640941623E-4,2.9370317232410813E-3,4.9449102348375354E-5,7.9073014768814627E-6,1.8646580897894317E-2]
[2004,2,29,19,7.6814866371864793E-3,8.0024562766473472E-3,2.4278869434466363E-4,2.7219350848929165E-3,4.7413793103448329E-7,1.9332953773541564E-5,1.8668473784775985E-2,null,7.1961116641276798E-3,6.8169437939528807E-3,1.2510372640941623E-4,2.3717549770475468E-3,4.9449102348375354E-5,7.9073014768814627E-6,1.6567270565362783E-2]
[2004,2,29,20,7.5914551758300974E-3,7.5742724653810999E-3,2.4278869434466363E-4,2.4810521243560832E-3,4.7413793103448329E-7,1.9332953773541564E-5,1.7909375551616522E-2,null,7.1117690778802842E-3,6.4521926633031024E-3,1.2510372640941623E-4,2.1618618889610399E-3,4.9449102348375354E-5,7.9073014768814627E-6,1.5908283760379102E-2]
[2004,2,29,21,7.0292587930530772E-3,7.3186415335180933E-3,2.4278869434466363E-4,2.2856025409199528E-3,4.7413793103448329E-7,1.9332953773541564E-5,1.6896098653540366E-2,null,6.5850965548758167E-3,6.2344318116017055E-3,1.2510372640941623E-4,1.9915571212796501E-3,4.9449102348375354E-5,7.9073014768814627E-6,1.4993545617991846E-2]
[2004,2,29,22,6.9592551118967134E-3,7.649073453285261E-3,2.4278869434466363E-4,2.5535590678392455E-3,4.7413793103448329E-7,1.9332953773541564E-5,1.7424483419070463E-2,null,6.5195162407654618E-3,6.5159123654354133E-3,1.2510372640941623E-4,2.2250407300109763E-3,4.9449102348375354E-5,7.9073014768814627E-6,1.5442929466446525E-2]
[2004,2,29,23,5.2004891664058153E-3,7.0410200686548425E-3,2.4278869434466363E-4,1.8951196954866789E-3,4.7413793103448329E-7,1.9332953773541564E-5,1.4399224716596578E-2,null,4.871882555698836E-3,5.9979381830778736E-3,1.2510372640941623E-4,1.6513103471195345E-3,4.9449102348375354E-5,7.9073014768814627E-6,1.2703591216130915E-2]
[2004,2,29,24,4.6704893723354488E-3,7.6791663479030868E-3,2.4278869434466363E-4,2.0501178386758351E-3,4.7413793103448329E-7,1.9332953773541564E-5,1.4662369344963613E-2,null,4.3753721951090563E-3,6.5415471910583549E-3,1.2510372640941623E-4,1.7863677992910922E-3,4.9449102348375354E-5,7.9073014768814627E-6,1.2885747315693176E-2]
[2004,3,1,1,5.6420874044775604E-3,8.8227440808024728E-3,2.3515074203710472E-4,3.1758444400517821E-3,4.4354838709677579E-7,2.2362671675214194E-5,1.789863288743123E-2,null,5.2855772455343251E-3,7.5157112301597606E-3,1.2116805593517026E-4,2.7672683668420114E-3,4.625883768073835E-5,9.1464754344179871E-6,1.5745130211586425E-2]
[2004,3,1,2,5.4447920828156098E-3,8.787131678224357E-3,2.3515074203710472E-4,3.118160299431971E-3,4.4354838709677579E-7,2.2362671675214194E-5,1.7608041022571352E-2,null,5.1007485486234622E-3,7.4853745762187597E-3,1.2116805593517026E-4,2.7170053578631881E-3,4.625883768073835E-5,9.1464754344179871E-6,1.5479701851755736E-2]
[2004,3,1,3,5.4673059533428981E-3,8.7394171838089153E-3,2.3515074203710472E-4,3.0554387498778093E-3,4.4354838709677579E-7,2.2362671675214194E-5,1.7520118849129036E-2,null,5.1218398209198655E-3,7.4447286775918423E-3,1.2116805593517026E-4,2.6623530084560125E-3,4.625883768073835E-5,9.1464754344179871E-6,1.5405494876018047E-2]
[2004,3,1,4,5.7967754001432906E-3,8.6691981417032389E-3,2.3515074203710472E-4,2.9328153719910179E-3,4.4354838709677579E-7,2.2362671675214194E-5,1.7656745875936963E-2,null,5.4304908726077444E-3,7.3849121354263476E-3,1.2116805593517026E-4,2.5555052704553756E-3,4.625883768073835E-5,9.1464754344179871E-6,1.5547481647539793E-2]
[2004,3,1,5,6.4530357636280334E-3,9.2632756989853952E-3,2.3515074203710472E-4,3.1859466957827451E-3,4.4354838709677579E-7,2.2362671675214194E-5,1.916021512049559E-2,null,6.0452836958504808E-3,7.8909809194644843E-3,1.2116805593517026E-4,2.7760709556481516E-3,4.625883768073835E-5,9.1464754344179871E-6,1.6888908940013447E-2]
[2004,3,1,6,6.888164822415525E-3,9.9214586413677742E-3,2.2731238396920118E-4,3.1257183016177689E-3,4.4354838709677579E-7,2.1617249286040385E-5,2.0184714947043405E-2,null,6.4529179785403814E-3,8.4516582876686085E-3,1.1712912073733123E-4,2.7235910142956992E-3,4.625883768073835E-5,8.8415929199373864E-6,1.7800396831842695E-2]
[2004,3,1,7,7.5814396698417816E-3,1.109956621056515E-2,0,3.0282022107453177E-3,4.4354838709677579E-7,0,2.1709651639539345E-2,null,7.1023864280276173E-3,9.455236789669948E-3,0,2.6386204816946043E-3,4.625883768073835E-5,0,1.9242502537072909E-2]
[2004,3,1,8,7.4880767361617112E-3,1.2896616820441454E-2,0,3.5641111740701628E-3,4.4354838709677579E-7,0,2.3949248279060423E-2,null,7.0149228773133745E-3,1.0986065897498308E-2,0,3.1055841348928571E-3,4.625883768073835E-5,0,2.1152831747385276E-2]
[2004,3,1,9,7.5119008404581659E-3,1.3667098408470446E-2,0,3.7347293773016162E-3,4.4354838709677579E-7,0,2.4914172174617322E-2,null,7.0372415928059151E-3,1.164240558849999E-2,0,3.2542521082530775E-3,4.625883768073835E-5,0,2.1980158127239718E-2]
[2004,3,1,10,7.1003793394931736E-3,1.391721132273166E-2,0,3.7229796568972852E-3,4.4354838709677579E-7,0,2.4741013867509213E-2,null,6.6517231621941323E-3,1.1855465881454788E-2,0,3.2440140030159039E-3,4.625883768073835E-5,0,2.1797461884345563E-2]
[2004,3,1,11,6.9155953458701997E-3,1.4225376288140022E-2,0,3.8122821840693151E-3,4.4354838709677579E-7,0,2.4953697366466632E-2,null,6.4786152320941044E-3,1.2117978187155801E-2,0,3.3218276564195882E-3,4.625883768073835E-5,0,2.1964679913350233E-2]
[2004,3,1,12,7.2589711091961126E-3,1.4255176008073309E-2,0,3.9947820456799014E-3,4.4354838709677579E-7,0,2.5509372711336416E-2,null,6.8002938930561956E-3,1.2143363270040111E-2,0,3.480848699018194E-3,4.625883768073835E-5,0,2.247076469979524E-2]
[2004,3,1,13,6.6817547681073484E-3,1.4084120945295011E-2,0,3.7840233320581835E-3,4.4354838709677579E-7,0,2.4550342593847641E-2,null,6.2595504873818805E-3,1.1997648915806954E-2,0,3.2972043385179092E-3,4.625883768073835E-5,0,2.1600662579387482E-2]
[2004,3,1,14,6.6738438061591859E-3,1.3010270922385669E-2,0,3.1957076812399567E-3,4.4354838709677579E-7,0,2.2880265958171907E-2,null,6.2521394004089442E-3,1.10828828744516E-2,0,2.784576178997349E-3,4.625883768073835E-5,0,2.0165857291538629E-2]
[2004,3,1,15,6.5103187950494926E-3,1.3107382845345197E-2,0,3.3367075844921872E-3,4.4354838709677579E-7,0,2.2954852773273974E-2,null,6.0989471479969701E-3,1.1165608289955543E-2,0,2.9074362810467174E-3,4.625883768073835E-5,0,2.0218250556679966E-2]
[2004,3,1,16,6.9910039436784106E-3,1.2840959197612389E-2,0,3.484400093664504E-3,4.4354838709677579E-7,0,2.33168067833424E-2,null,6.5492589389562874E-3,1.0938653593898728E-2,0,3.0361279774968786E-3,4.625883768073835E-5,0,2.0570299348032631E-2]
[2004,3,1,17,7.8218925543013587E-3,1.2474882405566649E-2,2.7434253237662216E-5,3.3712737531503326E-3,4.4354838709677579E-7,2.6089783621083224E-6,2.3698535493005206E-2,null,7.3276456634152193E-3,1.0626808726601072E-2,1.4136273192436531E-5,2.9375554719882776E-3,4.625883768073835E-5,1.0670888006820984E-6,2.0953472061678424E-2]
[2004,3,1,18,7.7994824668381384E-3,1.1540522620237673E-2,2.3515074203710472E-4,2.847663996842744E-3,4.4354838709677579E-7,2.2362671675214194E-5,2.244562604601797E-2,null,7.3066516163765236E-3,9.8308683403343158E-3,1.2116805593517026E-4,2.4813087185496176E-3,4.625883768073835E-5,9.1464754344179871E-6,1.9795402044310784E-2]
[2004,3,1,19,8.6823621152786606E-3,1.172036811682509E-2,2.3515074203710472E-4,3.1157223812846124E-3,4.4354838709677579E-7,2.2362671675214194E-5,2.3776409575487777E-2,null,8.1337441879377539E-3,9.9840708820851092E-3,1.2116805593517026E-4,2.7148810807150208E-3,4.625883768073835E-5,9.1464754344179871E-6,2.1009269519788213E-2]
[2004,3,1,20,8.5497391895286972E-3,1.170577638652298E-2,2.3515074203710472E-4,3.2480756912648084E-3,4.4354838709677579E-7,2.2362671675214194E-5,2.37615482294159E-2,null,8.0095013911983953E-3,9.9716408228773794E-3,1.2116805593517026E-4,2.8302069837523435E-3,4.625883768073835E-5,9.1464754344179871E-6,2.098792256687845E-2]
[2004,3,1,21,8.469548426921587E-3,1.0698474005940768E-2,2.3515074203710472E-4,2.8024181239252972E-3,4.4354838709677579E-7,2.2362671675214194E-5,2.2228397518887069E-2,null,7.9343776932206192E-3,9.1135638181979225E-3,1.2116805593517026E-4,2.4418837796969569E-3,4.625883768073835E-5,9.1464754344179871E-6,1.966639866016583E-2]
[2004,3,1,22,7.7197330691770785E-3,1.0856427813708219E-2,2.3515074203710472E-4,3.0623057888713185E-3,4.4354838709677579E-7,2.2362671675214194E-5,2.1896423633856028E-2,null,7.2319413945377328E-3,9.2481177841763108E-3,1.2116805593517026E-4,2.6683365949128793E-3,4.625883768073835E-5,9.1464754344179871E-6,1.9324969142677249E-2]
[2004,3,1,23,6.7405130520806203E-3,1.0484800392550626E-2,2.3515074203710472E-4,3.0933378954595549E-3,4.4354838709677579E-7,2.2362671675214194E-5,2.0576608302190217E-2,null,6.3145959743605654E-3,8.9315445778076884E-3,1.2116805593517026E-4,2.6953763849715809E-3,4.625883768073835E-5,9.1464754344179871E-6,1.8118090306190163E-2]
[2004,3,1,24,5.6611410411121612E-3,1.0131636806675396E-2,2.3515074203710472E-4,3.0784815518223505E-3,4.4354838709677579E-7,2.2362671675214194E-5,1.912921636170932E-2,null,5.3034269279338929E-3,8.6306999081519706E-3,1.2116805593517026E-4,2.6824313271860997E-3,4.625883768073835E-5,9.1464754344179871E-6,1.679313153232229E-2]
[2004,3,2,1,5.4449469298169179E-3,9.7639113774122144E-3,2.3515074203710472E-4,2.8822932506636376E-3,4.4354838709677579E-7,2.2362671675214194E-5,1.8349108519992184E-2,null,5.1008936112089875E-3,8.3174506386483674E-3,1.2116805593517026E-4,2.5114828786745196E-3,4.625883768073835E-5,9.1464754344179871E-6,1.6106400497582204E-2]
[2004,3,2,2,5.7686315411445647E-3,9.7310418053891817E-3,2.3515074203710472E-4,3.1359994899807365E-3,4.4354838709677579E-7,2.2362671675214194E-5,1.8893629798613896E-2,null,5.4041253574958837E-3,8.2894504825380272E-3,1.2116805593517026E-4,2.7325495158430609E-3,4.625883768073835E-5,9.1464754344179871E-6,1.6602698724927298E-2]
[2004,3,2,3,5.4723236264833551E-3,9.3140674880900221E-3,2.3515074203710472E-4,2.9841488894107632E-3,4.4354838709677579E-7,2.2362671675214194E-5,1.8028496966083555E-2,null,5.1265404391619149E-3,7.9342482313435828E-3,1.2116805593517026E-4,2.6002346712795791E-3,4.625883768073835E-5,9.1464754344179871E-6,1.5837596710835407E-2]
[2004,3,2,4,5.4676891576607824E-3,9.1534471143229056E-3,2.3515074203710472E-4,2.8516257343620898E-3,4.4354838709677579E-7,2.2362671675214194E-5,1.7730718968445192E-2,null,5.1221988114632218E-3,7.797422733986056E-3,1.2116805593517026E-4,2.4847607739389671E-3,4.625883768073835E-5,9.1464754344179871E-6,1.5580955688438572E-2]
[2004,3,2,5,5.9837111487466245E-3,9.5267801020794025E-3,2.3515074203710472E-4,2.9326013471563097E-3,4.4354838709677579E-7,2.2362671675214194E-5,1.8701049560081753E-2,null,5.6056145933800561E-3,8.115448838219989E-3,1.2116805593517026E-4,2.5553187801640575E-3,4.625883768073835E-5,9.1464754344179871E-6,1.6452955580814433E-2]
[2004,3,2,6,6.0810851975910693E-3,9.9085536371680497E-3,2.233932049352495E-4,2.907295369603977E-3,4.4354838709677579E-7,2.1244538091453483E-5,1.9142015495776894E-2,null,5.6968358063781569E-3,8.4406650769281808E-3,1.1510965313841176E-4,2.533268445994843E-3,4.625883768073835E-5,8.6891516626970877E-6,1.6840826971783025E-2]
[2004,3,2,7,6.8476368048072059E-3,1.1186056471374181E-2,0,2.8096445976309634E-3,4.4354838709677579E-7,0,2.0843781422199444E-2,null,6.4149508305115961E-3,9.5289140740282587E-3,0,2.4481805591730888E-3,4.625883768073835E-5,0,1.843830430139368E-2]
[2004,3,2,8,6.8180927053801679E-3,1.2593681109594884E-2,0,2.9930828876641499E-3,4.4354838709677579E-7,0,2.24053002510263E-2,null,6.3872735528523687E-3,1.0728008165893005E-2,0,2.6080193002885541E-3,4.625883768073835E-5,0,1.9769559856714664E-2]
[2004,3,2,9,6.8274421979446082E-3,1.3648988326007984E-2,0,3.390370975817025E-3,4.4354838709677579E-7,0,2.3867245048156713E-2,null,6.3960322730942211E-3,1.162697839839953E-2,0,2.9541958147939894E-3,4.625883768073835E-5,0,2.1023465323968479E-2]
[2004,3,2,10,6.5392534620635689E-3,1.3933731154859335E-2,0,3.3571184505975576E-3,4.4354838709677579E-7,0,{"$f":"SUM(E1476:J1476)","v":2.3830546615907559E-2},null,{"$f":"E1476*V$5","v":6.1260535018360374E-3},{"$f":"F1476*W$5","v":1.1869538406590418E-2},{"$f":"G1476*X$5","v":0},{"$f":"H1476*AB$5","v":2.9252212655380607E-3},{"$f":"I1476*Z$5","v":4.625883768073835E-5},{"$f":"J1476*AA$5","v":0},{"$f":"SUM(M1476:R1476)","v":2.0967072011645257E-2}]
[2004,3,2,11,6.6907620364102631E-3,1.420260530040332E-2,0,3.5173386987648755E-3,4.4354838709677579E-7,0,2.4411149583965553E-2,null,6.2679886077038963E-3,1.2098580574951799E-2,0,3.0648289928213801E-3,4.625883768073835E-5,0,2.1477657013157812E-2]
[2004,3,2,12,6.1780528054465166E-3,1.3922025303931908E-2,0,3.2653821364753621E-3,4.4354838709677579E-7,0,2.3365903794240882E-2,null,5.7876762604320772E-3,1.1859566702269394E-2,0,2.8452869347000884E-3,4.625883768073835E-5,0,2.0538788735082296E-2]
[2004,3,2,13,5.8141720559154193E-3,1.3955610598752123E-2,0,3.2151042932534262E-3,4.4354838709677579E-7,0,2.2985330496308062E-2,null,5.4467882748466014E-3,1.1888176551442935E-2,0,2.8014773943628932E-3,4.625883768073835E-5,0,2.0182701058333169E-2]
[2004,3,2,14,5.7096594625549888E-3,1.3441484238716451E-2,0,3.0215139398855513E-3,4.4354838709677579E-7,0,2.2173101189544086E-2,null,5.3488795850770519E-3,1.145021470845476E-2,0,2.6327926646435898E-3,4.625883768073835E-5,0,1.9478145795856137E-2]
[2004,3,2,15,5.7127382218101711E-3,1.3363592195223541E-2,0,3.0877864399514879E-3,4.4354838709677579E-7,0,2.2164560405372295E-2,null,5.3517638048164971E-3,1.1383861870759562E-2,0,2.6905391306578422E-3,4.625883768073835E-5,0,1.9472423643914636E-2]
[2004,3,2,16,6.0262782929198112E-3,1.3066249184533106E-2,0,3.181172216266574E-3,4.4354838709677579E-7,0,2.2274143242106585E-2,null,5.6454920203888297E-3,1.1130568316714599E-2,0,2.7719107184631655E-3,4.625883768073835E-5,0,1.9594229893247335E-2]
[2004,3,2,17,6.9427836893656072E-3,1.2537646771506237E-2,1.9595895169758728E-5,3.1813743919200631E-3,4.4354838709677579E-7,1.8635559729345162E-6,2.2683707852321697E-2,null,6.5040856084674038E-3,1.0680274954979205E-2,1.0097337994597522E-5,2.772086883984181E-3,4.625883768073835E-5,7.6220628620149889E-7,2.0013565829392326E-2]
[2004,3,2,18,7.7652634295000402E-3,1.1813121042693569E-2,2.3515074203710472E-4,2.8783690086667596E-3,4.4354838709677579E-7,2.2362671675214194E-5,2.2714710442959783E-2,null,7.2745947990761036E-3,1.0063083057911081E-2,1.2116805593517026E-4,2.5080634949651535E-3,4.625883768073835E-5,9.1464754344179871E-6,2.0022314721002667E-2]
[2004,3,2,19,8.613378247001412E-3,1.1843521719706162E-2,2.3515074203710472E-4,3.0280109868334672E-3,4.4354838709677579E-7,2.2362671675214194E-5,2.3742867915640457E-2,null,8.0691192471426497E-3,1.0088980069944464E-2,1.2116805593517026E-4,2.6384538589609547E-3,4.625883768073835E-5,9.1464754344179871E-6,2.0973126545098395E-2]
[2004,3,2,20,8.2058318778149356E-3,1.175503197116775E-2,2.3515074203710472E-4,3.0489153384434956E-3,4.4354838709677579E-7,2.2362671675214194E-5,2.3267736149525594E-2,null,7.6873247691339143E-3,1.0013599509117444E-2,1.2116805593517026E-4,2.6566688414740246E-3,4.625883768073835E-5,9.1464754344179871E-6,2.053416648877571E-2]
[2004,3,2,21,8.0838823534049465E-3,1.1954898927039034E-2,2.3515074203710472E-4,3.3699021459474097E-3,4.4354838709677579E-7,2.2362671675214194E-5,2.3666640388490805E-2,null,7.5730809467476042E-3,1.0183857459594348E-2,1.2116805593517026E-4,2.9363603236439466E-3,4.625883768073835E-5,9.1464754344179871E-6,2.0869872099036228E-2]
[2004,3,2,22,7.3912900904731472E-3,1.1004474047418833E-2,2.3515074203710472E-4,3.0765684267593206E-3,4.4354838709677579E-7,2.2362671675214194E-5,2.1730289526750716E-2,null,6.9242519508550069E-3,9.3742319195395715E-3,1.2116805593517026E-4,2.6807643278828688E-3,4.625883768073835E-5,9.1464754344179871E-6,1.9155821567327775E-2]
[2004,3,2,23,6.5971146093214096E-3,1.0369757786180394E-2,2.3515074203710472E-4,2.9626477207612802E-3,4.4354838709677579E-7,2.2362671675214194E-5,2.0187477078362496E-2,null,6.1802585400465137E-3,8.8335447944381407E-3,1.2116805593517026E-4,2.5814996529318671E-3,4.625883768073835E-5,9.1464754344179871E-6,1.7771876356466848E-2]
[2004,3,2,24,6.1032803395878951E-3,1.0211106012916023E-2,2.3515074203710472E-4,3.0549249640734379E-3,4.4354838709677579E-7,2.2362671675214194E-5,1.9627268278676772E-2,null,5.7176284898461096E-3,8.6983962620668671E-3,1.2116805593517026E-4,2.6619053217916914E-3,4.625883768073835E-5,9.1464754344179871E-6,1.7254503442754993E-2]
[2004,3,3,1,5.37454842779267E-3,9.2294901060919581E-3,2.3515074203710472E-4,2.6877137426232819E-3,4.4354838709677579E-7,2.2362671675214194E-5,1.7549709238607325E-2,null,5.0349434240275961E-3,7.862200445090381E-3,1.2116805593517026E-4,2.3419362501793978E-3,4.625883768073835E-5,9.1464754344179871E-6,1.54156534883477E-2]
[2004,3,3,2,5.4351349397274117E-3,9.0161244938309591E-3,2.3515074203710472E-4,2.7096904356659372E-3,4.4354838709677579E-7,2.2362671675214194E-5,1.7418906831323723E-2,null,5.0917016175668212E-3,7.6804435774408724E-3,1.2116805593517026E-4,2.36108561615519E-3,4.625883768073835E-5,9.1464754344179871E-6,1.5309804180213209E-2]
[2004,3,3,3,5.4145689442088333E-3,9.0311518202325965E-3,2.3515074203710472E-4,2.7833063884815726E-3,4.4354838709677579E-7,2.2362671675214194E-5,1.7486984115022416E-2,null,5.0724351386642634E-3,7.6932447019846311E-3,1.2116805593517026E-4,2.4252307911998218E-3,4.625883768073835E-5,9.1464754344179871E-6,1.5367484000899042E-2]
[2004,3,3,4,5.2174536205707844E-3,8.6302286437622815E-3,2.3515074203710472E-4,2.4712200541320683E-3,4.4354838709677579E-7,2.2362671675214194E-5,1.657685928056455E-2,null,4.8877750661278857E-3,7.3517157182316304E-3,1.2116805593517026E-4,2.1532947259827922E-3,4.625883768073835E-5,9.1464754344179871E-6,1.4569358879392634E-2]
[2004,3,3,5,5.6466117653958111E-3,8.8393225141077687E-3,2.3515074203710472E-4,2.4521498216586069E-3,4.4354838709677579E-7,2.2362671675214194E-5,1.71960410632616E-2,null,5.2898157227867539E-3,7.5298336750850509E-3,1.2116805593517026E-4,2.1366779010506261E-3,4.625883768073835E-5,9.1464754344179871E-6,1.5132900667972756E-2]
[2004,3,3,6,5.9788395479470719E-3,9.3363144580458669E-3,2.1947402590129773E-4,2.6052416712278852E-3,4.4354838709677579E-7,2.0871826896866579E-5,1.8161185078406084E-2,null,5.6010508175131654E-3,7.9531994556342189E-3,1.1309018553949225E-4,2.2700743064890147E-3,4.625883768073835E-5,8.5367104054567874E-6,1.5992210313262083E-2]
[2004,3,3,7,6.7250443421510691E-3,1.0468141294125358E-2,0,2.4666762972166386E-3,4.4354838709677579E-7,0,1.966030548188016E-2,null,6.3001046956262935E-3,8.9173534177816871E-3,0,2.149335528668177E-3,4.625883768073835E-5,0,1.7413052479756896E-2]
[2004,3,3,8,6.7497507847543636E-3,1.1923645259816059E-2,0,2.725462882483039E-3,4.4354838709677579E-7,0,2.1399302475440557E-2,null,6.3232499965548894E-3,1.0157233822369905E-2,0,2.3748289193832135E-3,4.625883768073835E-5,0,1.8901571575988745E-2]
[2004,3,3,9,6.6640437796398645E-3,1.2892087078120623E-2,0,3.0642610383459735E-3,4.4354838709677579E-7,0,2.2620835444493555E-2,null,6.2429586143872579E-3,1.0982207207399329E-2,0,2.6700402992732883E-3,4.625883768073835E-5,0,1.9941464958740614E-2]
[2004,3,3,10,6.4002140653166657E-3,1.3150665039106378E-2,0,3.0758027338727871E-3,4.4354838709677579E-7,0,2.2627125386682927E-2,null,5.9957996757263902E-3,1.12024785047932E-2,0,2.6800971422748783E-3,4.625883768073835E-5,0,1.9924634160475206E-2]
[2004,3,3,11,6.4481429912999965E-3,1.3341957345485036E-2,0,3.1547825345363367E-3,4.4354838709677579E-7,0,2.2945326419708464E-2,null,6.040700086233918E-3,1.1365432085008856E-2,0,2.7489160999163188E-3,4.625883768073835E-5,0,2.0201307108839831E-2]
[2004,3,3,12,6.0180863102986901E-3,1.3117484808432131E-2,0,2.9906571387301809E-3,4.4354838709677579E-7,0,2.2126671805848097E-2,null,5.6378176697746141E-3,1.1174213712114883E-2,0,2.60590562677035E-3,4.625883768073835E-5,0,1.9464195846340585E-2]
[2004,3,3,13,5.7768878572302135E-3,1.3241890553319719E-2,0,3.0597718408111093E-3,4.4354838709677579E-7,0,2.2078993799748141E-2,null,5.4118599764951588E-3,1.1280189545187331E-2,0,2.6661286422116053E-3,4.625883768073835E-5,0,1.9404437001574834E-2]
[2004,3,3,14,5.4863265344676018E-3,1.2666992322045458E-2,0,2.703238610033464E-3,4.4354838709677579E-7,0,2.085700101493362E-2,null,5.1396585365090265E-3,1.0790458793233574E-2,0,2.355463825378551E-3,4.625883768073835E-5,0,1.8331839992801892E-2]
[2004,3,3,15,5.662280983175544E-3,1.2726525654759568E-2,0,2.9330795808204025E-3,4.4354838709677579E-7,0,2.1322329767142611E-2,null,5.304494839754377E-3,1.0841172645199636E-2,0,2.5557354885122098E-3,4.625883768073835E-5,0,1.8747661811146961E-2]
[2004,3,3,16,5.905726278176723E-3,1.243631091988328E-2,0,2.9621293284619685E-3,4.4354838709677579E-7,0,2.1304610074909067E-2,null,5.5325574023388302E-3,1.0593951358705155E-2,0,2.5810479524035262E-3,4.625883768073835E-5,0,1.8753815551128251E-2]
[2004,3,3,17,6.7408252170506316E-3,1.1825782018814998E-2,1.1757537101855236E-5,2.8270838842038536E-3,4.4354838709677579E-7,1.1181335837607098E-6,2.1407010339142194E-2,null,6.3148884143644259E-3,1.0073868391765165E-2,6.0584027967585136E-6,2.4633762612877252E-3,4.625883768073835E-5,4.5732377172089935E-7,1.890490763166653E-2]
[2004,3,3,18,7.6705328606017842E-3,1.1199807716379857E-2,2.3515074203710472E-4,2.527374504389663E-3,4.4354838709677579E-7,2.2362671675214194E-5,2.1655672043470721E-2,null,7.1858500307785079E-3,9.5406281604362188E-3,1.2116805593517026E-4,2.2022248410399109E-3,4.625883768073835E-5,9.1464754344179871E-6,1.9105276401304966E-2]
[2004,3,3,19,8.3420597380204492E-3,1.0997246623114749E-2,2.3515074203710472E-4,2.5018528059275514E-3,4.4354838709677579E-7,2.2362671675214194E-5,2.2099116129162166E-2,null,7.8149447130466346E-3,9.3680751917109215E-3,1.2116805593517026E-4,2.179986538706334E-3,4.625883768073835E-5,9.1464754344179871E-6,1.9539579812514217E-2]
[2004,3,3,20,8.2945408863024737E-3,1.1332338129444515E-2,2.3515074203710472E-4,2.8688151701209037E-3,4.4354838709677579E-7,2.2362671675214194E-5,2.2753651147967305E-2,null,7.7704284651815047E-3,9.6535250442951869E-3,1.2116805593517026E-4,2.4997387688367443E-3,4.625883768073835E-5,9.1464754344179871E-6,2.0100265647363766E-2]
[2004,3,3,21,7.8054851651928646E-3,1.1056230609886553E-2,2.3515074203710472E-4,2.9092860528976069E-3,4.4354838709677579E-7,2.2362671675214194E-5,2.202895879007644E-2,null,7.3122750184192445E-3,9.4183210798065575E-3,1.2116805593517026E-4,2.53500302557229E-3,4.625883768073835E-5,9.1464754344179871E-6,1.9442172492848419E-2]
[2004,3,3,22,7.3880643838202462E-3,1.0417527031900315E-2,2.3515074203710472E-4,2.8690774718253486E-3,4.4354838709677579E-7,2.2362671675214194E-5,2.0932625849645323E-2,null,6.9212300689763589E-3,8.8742373333155489E-3,1.2116805593517026E-4,2.4999673251224755E-3,4.625883768073835E-5,9.1464754344179871E-6,1.8472008096464713E-2]
[2004,3,3,23,6.2969332534140625E-3,9.7617581594171086E-3,2.3515074203710472E-4,2.5333253469342083E-3,4.4354838709677579E-7,2.2362671675214194E-5,1.8849973721864796E-2,null,5.8990449340576446E-3,8.3156164060651048E-3,1.2116805593517026E-4,2.2074101007843426E-3,4.625883768073835E-5,9.1464754344179871E-6,1.659864480995742E-2]
[2004,3,3,24,6.0892885406048803E-3,9.8924296413098189E-3,2.3515074203710472E-4,2.8862851423600649E-3,4.4354838709677579E-7,2.2362671675214194E-5,1.9125960286374175E-2,null,5.7045207995487165E-3,8.4269297474618698E-3,1.2116805593517026E-4,2.5149612088710711E-3,4.625883768073835E-5,9.1464754344179871E-6,1.6822985124931984E-2]
[2004,3,4,1,5.1460292618958989E-3,8.9532243998661533E-3,2.3515074203710472E-4,2.5111550147529104E-3,4.4354838709677579E-7,2.2362671675214194E-5,1.6868365638614376E-2,null,4.8208638437513491E-3,7.6268617282724219E-3,1.2116805593517026E-4,2.1880920075698384E-3,4.625883768073835E-5,9.1464754344179871E-6,1.4812390948643936E-2]
[2004,3,4,2,5.3070978574457257E-3,8.7770637851583254E-3,2.3515074203710472E-4,2.6185746377367686E-3,4.4354838709677579E-7,2.2362671675214194E-5,1.6960693242440233E-2,null,4.9717548956929956E-3,7.4767981768256199E-3,1.2116805593517026E-4,2.2816919713818189E-3,4.625883768073835E-5,9.1464754344179871E-6,1.4906818412950761E-2]
[2004,3,4,3,5.2007748030620023E-3,8.6907642819829684E-3,2.3515074203710472E-4,2.6209443107593523E-3,4.4354838709677579E-7,2.2362671675214194E-5,1.6770440357903739E-2,null,4.8721501436502805E-3,7.4032833905831466E-3,1.2116805593517026E-4,2.2837567832197214E-3,4.625883768073835E-5,9.1464754344179871E-6,1.4735763686503475E-2]
[2004,3,4,4,5.0719041097782754E-3,8.2705088512692246E-3,2.3515074203710472E-4,2.3680585406613561E-3,4.4354838709677579E-7,2.2362671675214194E-5,1.5968428463808269E-2,null,4.7514224846820522E-3,7.0452861018457831E-3,1.2116805593517026E-4,2.0634050609529796E-3,4.625883768073835E-5,9.1464754344179871E-6,1.4036687016531142E-2]
[2004,3,4,5,5.420218299747274E-3,8.7217083178784127E-3,2.3515074203710472E-4,2.2842447391659237E-3,4.4354838709677579E-7,2.2362671675214194E-5,1.6684128318891024E-2,null,5.0777275247875656E-3,7.4296432663718938E-3,1.2116805593517026E-4,1.9903740022971894E-3,4.625883768073835E-5,9.1464754344179871E-6,1.4674318162506975E-2]
[2004,3,4,6,5.5208883643285299E-3,9.2325747198579236E-3,2.1163566783339425E-4,2.2453218247645134E-3,4.4354838709677579E-7,2.0126404507692773E-5,1.7230990529679149E-2,null,5.1720364860835004E-3,7.8648280931451417E-3,1.0905125034165323E-4,1.9564585660088282E-3,4.625883768073835E-5,8.2318278909761884E-6,1.5156865061150836E-2]
[2004,3,4,7,6.34821835744377E-3,1.056971127571751E-2,0,2.1773674937620264E-3,4.4354838709677579E-7,0,1.9095740675310401E-2,null,5.9470894536585214E-3,9.0038764591742499E-3,0,1.8972466385600054E-3,4.625883768073835E-5,0,1.6894471389073514E-2]
[2004,3,4,8,6.3098797086575823E-3,1.1878547238687275E-2,0,2.3800304698464309E-3,4.4354838709677579E-7,0,2.0568900965578382E-2,null,5.9111733334140911E-3,1.011881678332271E-2,0,2.073836787553351E-3,4.625883768073835E-5,0,1.8150085741970891E-2]
[2004,3,4,9,6.1633516299066772E-3,1.2920503165678136E-2,0,2.6655294262856182E-3,4.4354838709677579E-7,0,2.1749827770257527E-2,null,5.7739040174047329E-3,1.1006413634154687E-2,0,2.3226059718864747E-3,4.625883768073835E-5,0,1.9149182461126634E-2]
[2004,3,4,10,5.9030531562907374E-3,1.313224977663285E-2,0,2.6773441593013255E-3,4.4354838709677579E-7,0,2.1713090640612012E-2,null,5.5300531887025987E-3,1.1186791345139575E-2,0,2.3329007257871155E-3,4.625883768073835E-5,0,1.9096004097310028E-2]
[2004,3,4,11,6.2080189529832219E-3,1.3480239613556938E-2,0,2.9711054367930765E-3,4.4354838709677579E-7,0,2.265980755172033E-2,null,5.8157489179791111E-3,1.148322872351063E-2,0,2.5888692739798494E-3,4.625883768073835E-5,0,1.9934105753150327E-2]
[2004,3,4,12,5.6565616973962484E-3,1.3068688137914043E-2,0,2.703201974403345E-3,4.4354838709677579E-7,0,2.1428895358100733E-2,null,5.2991369421167469E-3,1.1132645954822093E-2,0,2.3554319029647675E-3,4.625883768073835E-5,0,1.8833473637584346E-2]
[2004,3,4,13,5.3699417395102773E-3,1.3084135255579702E-2,0,2.732426799827597E-3,4.4354838709677579E-7,0,2.1186947343304671E-2,null,5.0306278214824526E-3,1.114580468125121E-2,0,2.3808969206788261E-3,4.625883768073835E-5,0,1.8603588261093228E-2]
[2004,3,4,14,5.2511840038148017E-3,1.2632568940279814E-2,0,2.5206379103118173E-3,4.4354838709677579E-7,0,2.0404834402793531E-2,null,4.9193741062307107E-3,1.0761135014310974E-2,0,2.1963549176089088E-3,4.625883768073835E-5,0,1.7923122875831331E-2]
[2004,3,4,15,5.1972888499882703E-3,1.2445461260739669E-2,0,2.5558075505718965E-3,4.4354838709677579E-7,0,2.0199001209686932E-2,null,4.8688844597066221E-3,1.0601746135353363E-2,0,2.2269999428304035E-3,4.625883768073835E-5,0,1.7743889375571125E-2]
[2004,3,4,16,5.6291738266959065E-3,1.2260389248843605E-2,0,2.7433840756108572E-3,4.4354838709677579E-7,0,2.0633390699537464E-2,null,5.2734796461906888E-3,1.0444091352957251E-2,0,2.3904445302151689E-3,4.625883768073835E-5,0,1.8154274367043845E-2]
[2004,3,4,17,6.4203506448819603E-3,1.1741254931762951E-2,3.919179033951745E-6,2.5789172616171468E-3,4.4354838709677579E-7,3.727111945869032E-7,2.0745258276877693E-2,null,6.0146638724541384E-3,1.0001863449584866E-2,2.0194675989195041E-6,2.2471365627277366E-3,4.625883768073835E-5,1.5244125724029977E-7,1.8312094631303635E-2]
[2004,3,4,18,7.451036919397384E-3,1.1181387417188103E-2,2.3515074203710472E-4,2.3733627019393091E-3,4.4354838709677579E-7,2.2362671675214194E-5,2.126374400062421E-2,null,6.9802235189672206E-3,9.5249367102218114E-3,1.2116805593517026E-4,2.0680268357263268E-3,4.625883768073835E-5,9.1464754344179871E-6,1.8749760433965687E-2]
[2004,3,4,19,7.9638970599468263E-3,1.0755287468650617E-2,2.3515074203710472E-4,2.2178753997000693E-3,4.4354838709677579E-7,2.2362671675214194E-5,2.1195016890396927E-2,null,7.460677240204933E-3,9.1619607314260623E-3,1.2116805593517026E-4,1.9325431553842143E-3,4.625883768073835E-5,9.1464754344179871E-6,1.8731754496065536E-2]
[2004,3,4,20,7.9571995041946599E-3,1.0851757401759045E-2,2.3515074203710472E-4,2.6141584326651594E-3,4.4354838709677579E-7,2.2362671675214194E-5,2.1681072300718276E-2,null,7.4544028871603033E-3,9.2441392637506465E-3,1.2116805593517026E-4,2.2778439162182756E-3,4.625883768073835E-5,9.1464754344179871E-6,1.9152959436179555E-2]
[2004,3,4,21,7.5183420557588271E-3,1.0720819746841822E-2,2.3515074203710472E-4,2.6937074728210861E-3,4.4354838709677579E-7,2.2362671675214194E-5,2.1190826237521151E-2,null,7.0432758029458963E-3,9.1325991811528253E-3,1.2116805593517026E-4,2.34715888003072E-3,4.625883768073835E-5,9.1464754344179871E-6,1.8699607233179771E-2]
[2004,3,4,22,7.120580232266558E-3,1.003872735513525E-2,2.3515074203710472E-4,2.6674905236004813E-3,4.4354838709677579E-7,2.2362671675214194E-5,2.0084755073101701E-2,null,6.6706476083304581E-3,8.5515543949269343E-3,1.2116805593517026E-4,2.324314771755662E-3,4.625883768073835E-5,9.1464754344179871E-6,1.772309014406338E-2]
[2004,3,4,23,6.2222263317851211E-3,9.4483204456294965E-3,2.3515074203710472E-4,2.490307109072604E-3,4.4354838709677579E-7,2.2362671675214194E-5,1.8418810848586639E-2,null,5.8290585661165033E-3,8.0486124757805384E-3,1.2116805593517026E-4,2.1699262091521183E-3,4.625883768073835E-5,9.1464754344179871E-6,1.6224170620099489E-2]
[2004,3,4,24,5.7660477864308985E-3,9.4963728613777221E-3,2.3515074203710472E-4,2.6327005433451189E-3,4.4354838709677579E-7,2.2362671675214194E-5,1.8153078153253156E-2,null,5.4017048641317152E-3,8.089546234865885E-3,1.2116805593517026E-4,2.2940005628386303E-3,4.625883768073835E-5,9.1464754344179871E-6,1.596182503088656E-2]
[2004,3,5,1,5.7181288726768564E-3,1.0081556502551613E-2,2.3515074203710472E-4,3.3472812380929413E-3,4.4354838709677579E-7,2.2362671675214194E-5,1.9404923575420827E-2,null,5.3568138332043876E-3,8.5880386793249983E-3,1.2116805593517026E-4,2.9166496218395793E-3,4.625883768073835E-5,9.1464754344179871E-6,1.7038075503419292E-2]
[2004,3,5,2,5.5450971183452456E-3,9.6008374690782182E-3,2.3515074203710472E-4,3.1444043230503282E-3,4.4354838709677579E-7,2.2362671675214194E-5,{"$f":"SUM(E1540:J1540)","v":1.8548295872573207E-2},null,{"$f":"E1540*V$5","v":5.1947155461902162E-3},{"$f":"F1540*W$5","v":8.1785350821064196E-3},{"$f":"G1540*X$5","v":1.2116805593517026E-4},{"$f":"H1540*AB$5","v":2.7398730573833037E-3},{"$f":"I1540*Z$5","v":4.625883768073835E-5},{"$f":"J1540*AA$5","v":9.1464754344179871E-6},{"$f":"SUM(M1540:R1540)","v":1.6289697054730268E-2}]
[2004,3,5,3,5.43901928168987E-3,9.4816706654616868E-3,2.3515074203710472E-4,3.1613573197736386E-3,4.4354838709677579E-7,2.2362671675214194E-5,1.8340004229024608E-2,null,5.0953405171475603E-3,8.0770220748152058E-3,1.2116805593517026E-4,2.7546450314019141E-3,4.625883768073835E-5,9.1464754344179871E-6,1.6103580992415007E-2]
[2004,3,5,4,5.6766214870922638E-3,9.5819742617779813E-3,2.3515074203710472E-4,3.1403141424399378E-3,4.4354838709677579E-7,2.2362671675214194E-5,1.8656866853409598E-2,null,5.3179292011454387E-3,8.1624663377741768E-3,1.2116805593517026E-4,2.7363090832556482E-3,4.625883768073835E-5,9.1464754344179871E-6,1.6393277991225592E-2]
[2004,3,5,5,6.0173900031742821E-3,9.6685930551376285E-3,2.3515074203710472E-4,3.0717440806464751E-3,4.4354838709677579E-7,2.2362671675214194E-5,1.9015684101057799E-2,null,5.6371653606505558E-3,8.2362531134115326E-3,1.2116805593517026E-4,2.6765606394967474E-3,4.625883768073835E-5,9.1464754344179871E-6,1.6726552482609163E-2]
[2004,3,5,6,6.6372688035172085E-3,9.684711803124621E-3,2.0771648879944248E-4,2.7737922139376655E-3,4.4354838709677579E-7,1.9753693313105869E-5,1.932368655107914E-2,null,6.2178754856800841E-3,8.2499839724450106E-3,1.0703178274273372E-4,2.4169406262534751E-3,4.625883768073835E-5,8.079386633735888E-6,1.7046170091435778E-2]
[2004,3,5,7,7.4416012182487246E-3,1.1251793495168796E-2,0,3.0720207045957775E-3,4.4354838709677579E-7,0,2.1765858966400396E-2,null,6.9713840374576938E-3,9.584912580099119E-3,0,2.6768016754539123E-3,4.625883768073835E-5,0,1.9279357130691462E-2]
[2004,3,5,8,7.4963753943200805E-3,1.2600818334532618E-2,0,3.3501741636277741E-3,4.4354838709677579E-7,0,2.3447811440867571E-2,null,7.022697162889939E-3,1.073408805681191E-2,0,2.9191703691467241E-3,4.625883768073835E-5,0,2.0722214426529315E-2]
[2004,3,5,9,7.6412262254774623E-3,1.3697729384886025E-2,0,3.7487740544132659E-3,4.4354838709677579E-7,0,2.5088173213163849E-2,null,7.1583952126143364E-3,1.1668498782559449E-2,0,3.2664899213535655E-3,4.625883768073835E-5,0,2.2139642754208086E-2]
[2004,3,5,10,7.6951574366181334E-3,1.3712909089290553E-2,0,3.6198870304521413E-3,4.4354838709677579E-7,0,2.5028397104747926E-2,null,7.2089186380761639E-3,1.1681429711283978E-2,0,3.154184362615867E-3,4.625883768073835E-5,0,2.2090791549656749E-2]
[2004,3,5,11,7.5431865451605533E-3,1.3887277373567307E-2,0,3.7064116533570791E-3,4.4354838709677579E-7,0,2.5137319120472037E-2,null,7.0665504278222269E-3,1.1829966454537591E-2,0,3.2295774923605546E-3,4.625883768073835E-5,0,2.2172353212401113E-2]
[2004,3,5,12,7.2906148380877693E-3,1.3728082571502856E-2,0,3.6254752657023394E-3,4.4354838709677579E-7,0,2.4644616223680058E-2,null,6.8299381295600231E-3,1.1694355339594084E-2,0,3.1590536649152242E-3,4.625883768073835E-5,0,2.1729605971750072E-2]
[2004,3,5,13,7.1967557409866297E-3,1.3704599781207041E-2,0,3.5906176626501049E-3,4.4354838709677579E-7,0,2.4492416733230871E-2,null,6.7420097668178091E-3,1.1674351373806867E-2,0,3.1286805329526239E-3,4.625883768073835E-5,0,2.159130051125804E-2]
[2004,3,5,14,6.6651722918152781E-3,1.3453406594163279E-2,0,3.5986378379230248E-3,4.4354838709677579E-7,0,2.3717660272288676E-2,null,6.2440158185473604E-3,1.1460370843541649E-2,0,3.135668903368184E-3,4.625883768073835E-5,0,2.0886314403137932E-2]
[2004,3,5,15,6.7125214922406327E-3,1.3004716733251213E-2,0,3.4789017661633337E-3,4.4354838709677579E-7,0,2.3196583540042275E-2,null,6.2883731349838061E-3,1.1078151502752506E-2,0,3.0313370162102869E-3,4.625883768073835E-5,0,2.0444120491627339E-2]
[2004,3,5,16,6.5940556463490859E-3,1.2275479858452969E-2,0,3.2520638849924148E-3,4.4354838709677579E-7,0,2.2122042938181565E-2,null,6.1773928657096336E-3,1.0456946385708097E-2,0,2.833682091728055E-3,4.625883768073835E-5,0,1.9514280180826526E-2]
[2004,3,5,17,7.2475394323483454E-3,1.2176915345032329E-2,0,3.3228715292961271E-3,4.4354838709677579E-7,0,2.2747769855063896E-2,null,6.789584556831289E-3,1.037298357168716E-2,0,2.8953802504102445E-3,4.625883768073835E-5,0,2.0104207216609431E-2]
[2004,3,5,18,7.4059477297263891E-3,1.1419974096772039E-2,2.3123156300315295E-4,2.9796781684999604E-3,4.4354838709677579E-7,2.1989960480627289E-5,2.2059265066869262E-2,null,6.9379834085507358E-3,9.7281783061122836E-3,1.1914858833625075E-4,2.5963391138028279E-3,4.625883768073835E-5,8.9940341771776867E-6,1.9436902288660012E-2]
[2004,3,5,19,8.0142906763797286E-3,1.1374273083956322E-2,2.3515074203710472E-4,3.1524852070520916E-3,4.4354838709677579E-7,2.2362671675214194E-5,2.2799005929487554E-2,null,7.507886603201782E-3,9.6892476047224368E-3,1.2116805593517026E-4,2.7469143262792814E-3,4.625883768073835E-5,9.1464754344179871E-6,2.0120621903253828E-2]
[2004,3,5,20,9.0533867243384192E-3,1.0866882546450112E-2,2.3515074203710472E-4,3.0180530441525871E-3,4.4354838709677579E-7,2.2362671675214194E-5,2.3196279277040533E-2,null,8.4813246294642743E-3,9.2570237154327266E-3,1.2116805593517026E-4,2.6297770171635091E-3,4.625883768073835E-5,9.1464754344179871E-6,2.0544698731110839E-2]
[2004,3,5,21,8.8179633075970605E-3,9.9632876763314851E-3,2.3515074203710472E-4,2.6687278210889486E-3,4.4354838709677579E-7,2.2362671675214194E-5,2.1707935767116909E-2,null,8.2607770616250093E-3,8.487290619848294E-3,1.2116805593517026E-4,2.3253928894861869E-3,4.625883768073835E-5,9.1464754344179871E-6,1.9250033940009816E-2]
[2004,3,5,22,8.6532889012340755E-3,9.9497018850240402E-3,2.3515074203710472E-4,3.1387059885733723E-3,4.4354838709677579E-7,2.2362671675214194E-5,2.1999653736930899E-2,null,8.1065080415273563E-3,8.47571747623619E-3,1.2116805593517026E-4,2.7349078202504964E-3,4.625883768073835E-5,9.1464754344179871E-6,1.9493706707064372E-2]
[2004,3,5,23,6.7604857534588857E-3,9.09161697226883E-3,2.3515074203710472E-4,2.9487222476460165E-3,4.4354838709677579E-7,2.2362671675214194E-5,1.9058781935473144E-2,null,6.3333066479763327E-3,7.7447523302270563E-3,1.2116805593517026E-4,2.5693657080952778E-3,4.625883768073835E-5,9.1464754344179871E-6,1.6823998055348996E-2]
[2004,3,5,24,6.0262441545884584E-3,8.3925676441248889E-3,2.3515074203710472E-4,2.9077915596799286E-3,4.4354838709677579E-7,2.2362671675214194E-5,1.758456032049269E-2,null,5.6454600391778942E-3,7.1492626687509877E-3,1.2116805593517026E-4,2.5337008006416275E-3,4.625883768073835E-5,9.1464754344179871E-6,1.5504996877620835E-2]
[2004,3,6,1,6.3219640876012503E-3,8.4718256657524433E-3,2.3515074203710472E-4,3.2898747136437447E-3,4.4354838709677579E-7,2.2362671675214194E-5,1.8341621429096851E-2,null,5.9224941290331691E-3,7.216779123696406E-3,1.2116805593517026E-4,2.8666285133888093E-3,4.625883768073835E-5,9.1464754344179871E-6,1.6182475135168711E-2]
[2004,3,6,2,5.7969614777368646E-3,7.9993175277137517E-3,2.3515074203710472E-4,3.0167694736867095E-3,4.4354838709677579E-7,2.2362671675214194E-5,1.7071005441236742E-2,null,5.4306651923982738E-3,6.8142700305077629E-3,1.2116805593517026E-4,2.628658579527824E-3,4.625883768073835E-5,9.1464754344179871E-6,1.5050167171484186E-2]
[2004,3,6,3,5.9622885342514725E-3,7.8943999055697527E-3,2.3515074203710472E-4,2.9867759441932506E-3,4.4354838709677579E-7,2.2362671675214194E-5,1.710142134611389E-2,null,5.5855456232280576E-3,6.7248952800029755E-3,1.2116805593517026E-4,2.6025237524152471E-3,4.625883768073835E-5,9.1464754344179871E-6,1.5089538024696607E-2]
[2004,3,6,4,5.7352540097322397E-3,7.7611485645874001E-3,2.3515074203710472E-4,2.895338330758624E-3,4.4354838709677579E-7,2.2362671675214194E-5,1.6649697867177678E-2,null,5.3728568733520388E-3,6.6113842690654553E-3,1.2116805593517026E-4,2.5228496940747054E-3,4.625883768073835E-5,9.1464754344179871E-6,1.4683664205542525E-2]
[2004,3,6,5,6.1345104926174123E-3,7.7735431602843292E-3,2.3515074203710472E-4,2.8202984900619196E-3,4.4354838709677579E-7,2.2362671675214194E-5,1.6986309105063074E-2,null,5.7468852833683741E-3,6.6219426850434721E-3,1.2116805593517026E-4,2.4574638159775191E-3,4.625883768073835E-5,9.1464754344179871E-6,1.500286515343969E-2]
[2004,3,6,6,6.0625803719500139E-3,8.3112018910748674E-3,2.0379730976549074E-4,2.9102611914831739E-3,4.4354838709677579E-7,1.9380982118518968E-5,1.7507665294779158E-2,null,5.6795002569034496E-3,7.0799507292514541E-3,1.0501231514381422E-4,2.5358527114470435E-3,4.625883768073835E-5,7.9269453764955877E-6,1.5454501795802994E-2]
[2004,3,6,7,6.5999823138201252E-3,8.3929543683737267E-3,0,2.5811103721320402E-3,4.4354838709677579E-7,0,1.7574490602712989E-2,null,6.1829450410803861E-3,7.1495921022870111E-3,0,2.2490475270294874E-3,4.625883768073835E-5,0,1.5627843508077621E-2]
[2004,3,6,8,7.4643094692178561E-3,9.1832886530243702E-3,0,2.9015667598885509E-3,4.4354838709677579E-7,0,1.9549608430517874E-2,null,6.99265740775555E-3,7.8228434404567174E-3,0,2.5282768285681328E-3,4.625883768073835E-5,0,1.7390036514461138E-2]
[2004,3,6,9,8.5429085052100891E-3,9.7833284958678303E-3,0,3.0915249075026581E-3,4.4354838709677579E-7,0,2.1418205456967671E-2,null,8.0031023216665751E-3,8.3339912357571228E-3,0,2.6937966400195569E-3,4.625883768073835E-5,0,1.9077149035123992E-2]
[2004,3,6,10,9.0311858499774276E-3,9.9486222748827458E-3,0,3.0578389296706246E-3,4.4354838709677579E-7,0,2.2038090602917892E-2,null,8.4605265758466892E-3,8.4747978034009804E-3,0,2.6644444023327489E-3,4.625883768073835E-5,0,1.9646027619261156E-2]
[2004,3,6,11,9.3147445518760256E-3,9.8769905031221537E-3,0,2.9943722194132223E-3,4.4354838709677579E-7,0,2.2186550822798499E-2,null,8.726167874019251E-3,8.4137778184023501E-3,0,2.6091427580116643E-3,4.625883768073835E-5,0,1.9795347288114006E-2]
[2004,3,6,12,9.2231595434791886E-3,1.0789818647193493E-2,0,3.7965496874294556E-3,4.4354838709677579E-7,0,2.3809971426489232E-2,null,8.6403699056945803E-3,9.1913763377259265E-3,0,3.3081191637321372E-3,4.625883768073835E-5,0,2.1186124244833383E-2]
[2004,3,6,13,8.5155508245852544E-3,1.026551511199583E-2,0,3.6432535065654115E-3,4.4354838709677579E-7,0,2.2424762991533589E-2,null,7.977473308176556E-3,8.7447450026890469E-3,0,3.1745447144572087E-3,4.625883768073835E-5,0,1.9943021863003549E-2]
[2004,3,6,14,8.6908794782000337E-3,1.0563294751716995E-2,0,4.080615113248599E-3,4.4354838709677579E-7,0,2.3335232891552725E-2,null,8.1417233588406083E-3,8.9984105019791181E-3,0,3.5556392428232921E-3,4.625883768073835E-5,0,2.0742031941323756E-2]
[2004,3,6,15,8.9221900386994707E-3,1.0870510809912711E-2,0,4.3664150952229886E-3,4.4354838709677579E-7,0,2.4159559492222267E-2,null,8.3584179520965283E-3,9.2601144749744398E-3,0,3.8046707254071337E-3,4.625883768073835E-5,0,2.1469461990158839E-2]
[2004,3,6,16,8.8489776488439535E-3,1.0401297761659658E-2,0,4.2360579409321522E-3,4.4354838709677579E-7,0,2.3486776899822859E-2,null,8.2898316800007772E-3,8.860412325190194E-3,0,3.6910841703129259E-3,4.625883768073835E-5,0,2.0887587013184633E-2]
[2004,3,6,17,9.3386704803267301E-3,1.0251107143163289E-2,0,4.0920874198728911E-3,4.4354838709677579E-7,0,2.3682308591750006E-2,null,8.7485819796385596E-3,8.73247148186981E-3,0,3.5656356238852054E-3,4.625883768073835E-5,0,2.1092947923074312E-2]
[2004,3,6,18,9.6281166380126054E-3,9.5634381112278694E-3,2.1947402590129773E-4,3.7480526215112981E-3,4.4354838709677579E-7,2.0871826896866579E-5,2.3180396771937034E-2,null,9.0197387191916691E-3,8.1466761988358231E-3,1.1309018553949225E-4,3.2658613016317566E-3,4.625883768073835E-5,8.5367104054567874E-6,2.0600161953284936E-2]
[2004,3,6,19,1.0067528537950624E-2,9.6443409535908204E-3,2.3515074203710472E-4,4.004908803483676E-3,4.4354838709677579E-7,2.2362671675214194E-5,2.3974735257124537E-2,null,9.4313852204291754E-3,8.2155938048924376E-3,1.2116805593517026E-4,3.4896726376770406E-3,4.625883768073835E-5,9.1464754344179871E-6,2.1313225032048983E-2]
[2004,3,6,20,1.0017487744043223E-2,9.8528561791909278E-3,2.3515074203710472E-4,4.1628592502441098E-3,4.4354838709677579E-7,2.2362671675214194E-5,2.4291160135577673E-2,null,9.3845063859369048E-3,8.3932188395017936E-3,1.2116805593517026E-4,3.6273025761388833E-3,4.625883768073835E-5,9.1464754344179871E-6,2.1581601170627907E-2]
[2004,3,6,21,1.0135067653009632E-2,9.4517784119043623E-3,2.3515074203710472E-4,3.9259823426438835E-3,4.4354838709677579E-7,2.2362671675214194E-5,2.3770785369657293E-2,null,9.4946566985449014E-3,8.0515581665687435E-3,1.2116805593517026E-4,3.4209001576291226E-3,4.625883768073835E-5,9.1464754344179871E-6,2.1143688391793095E-2]
[2004,3,6,22,9.3301239960899996E-3,9.0843789836295083E-3,2.3515074203710472E-4,3.844019902830129E-3,4.4354838709677579E-7,2.2362671675214194E-5,2.2516479844649051E-2,null,8.7405755275273903E-3,7.7385866031015604E-3,1.2116805593517026E-4,3.3494822808259072E-3,4.625883768073835E-5,9.1464754344179871E-6,2.0005217780505187E-2]
[2004,3,6,23,8.4973541025918399E-3,9.2146069877359887E-3,2.3515074203710472E-4,4.1472290459846888E-3,4.4354838709677579E-7,2.2362671675214194E-5,2.2117147098411928E-2,null,7.9604263940086933E-3,7.8495221650968418E-3,1.2116805593517026E-4,3.6136832157984034E-3,4.625883768073835E-5,9.1464754344179871E-6,1.9600205143954268E-2]
[2004,3,6,24,7.7428119797474937E-3,8.804175466553401E-3,2.3515074203710472E-4,3.9962484317888269E-3,4.4354838709677579E-7,2.2362671675214194E-5,2.0801192840189137E-2,null,7.2535620033333179E-3,7.4998934368108727E-3,1.2116805593517026E-4,3.4821264328522669E-3,4.625883768073835E-5,9.1464754344179871E-6,1.8412155242046785E-2]
[2004,3,7,1,8.2603188807785916E-3,9.6811551249524549E-3,2.3515074203710472E-4,4.565050571769722E-3,4.4354838709677579E-7,2.2362671675214194E-5,2.2764481539600184E-2,null,7.7383688672479399E-3,8.246954193292879E-3,1.2116805593517026E-4,3.9777515173527872E-3,4.625883768073835E-5,9.1464754344179871E-6,2.0139647946943933E-2]
[2004,3,7,2,8.0425750887750634E-3,9.5420721991103987E-3,2.3515074203710472E-4,4.5444133486906369E-3,4.4354838709677579E-7,2.2362671675214194E-5,2.2387017598675511E-2,null,7.5343837904735438E-3,8.1284755093254824E-3,1.2116805593517026E-4,3.9597692969751156E-3,4.625883768073835E-5,9.1464754344179871E-6,1.9799201965824471E-2]
[2004,3,7,3,7.778255488788857E-3,9.6185699022637884E-3,2.3515074203710472E-4,4.504615398629932E-3,4.4354838709677579E-7,2.2362671675214194E-5,2.2159397751781992E-2,null,7.2867659208660828E-3,8.1936405692440133E-3,1.2116805593517026E-4,3.9250913993806253E-3,4.625883768073835E-5,9.1464754344179871E-6,1.9582071258541049E-2]
[2004,3,7,4,8.0110398030594776E-3,9.3661526831759385E-3,2.3515074203710472E-4,4.3148352470454955E-3,4.4354838709677579E-7,2.2362671675214194E-5,2.1949984695380325E-2,null,7.5048411448779715E-3,7.9786173394177998E-3,1.2116805593517026E-4,3.7597266845630665E-3,4.625883768073835E-5,9.1464754344179871E-6,1.9419758537909167E-2]
[2004,3,7,5,7.9716782953233607E-3,9.612306455409279E-3,2.3515074203710472E-4,4.4166982308587628E-3,4.4354838709677579E-7,2.2362671675214194E-5,2.2258639943690817E-2,null,7.4679667977214856E-3,8.1883050117992073E-3,1.2116805593517026E-4,3.8484848772829842E-3,4.625883768073835E-5,9.1464754344179871E-6,1.9681330055854006E-2]
[2004,3,7,6,8.3986003722308234E-3,9.5882573861488865E-3,1.9595895169758728E-4,4.3180873033680563E-3,4.4354838709677579E-7,1.8635559729345166E-5,2.2519983121561792E-2,null,7.8679126783059578E-3,8.1678186576377501E-3,1.0097337994597523E-4,3.7625603600652787E-3,4.625883768073835E-5,7.6220628620149904E-6,1.9953145976497715E-2]
[2004,3,7,7,9.0126951721019085E-3,9.8722291295233171E-3,0,4.3503464253757344E-3,4.4354838709677579E-7,0,2.3235714275388057E-2,null,8.4432042801736752E-3,8.4097218117110042E-3,0,3.7906693085855937E-3,4.625883768073835E-5,0,2.068985423815101E-2]
[2004,3,7,8,9.3732099372544012E-3,1.0063875528064804E-2,0,4.1192900998815486E-3,4.4354838709677579E-7,0,2.3556819113587851E-2,null,8.7809389699725141E-3,8.5729770276105587E-3,0,3.5893386475383585E-3,4.625883768073835E-5,0,2.0989513482802168E-2]
[2004,3,7,9,9.748822469033221E-3,9.9970519347160926E-3,0,3.869323170590939E-3,4.4354838709677579E-7,0,2.3615641122727349E-2,null,9.1328174342324101E-3,8.5160529202839789E-3,0,3.3715302538214237E-3,4.625883768073835E-5,0,2.106665944601855E-2]
[2004,3,7,10,1.0331965298807968E-2,1.0850180024495735E-2,0,4.360533813018804E-3,4.4354838709677579E-7,0,2.5543122684709603E-2,null,9.6791128477894273E-3,9.2427955647944628E-3,0,3.7995460769845411E-3,4.625883768073835E-5,0,2.2767713327249171E-2]
[2004,3,7,11,9.889900386884011E-3,1.1527097648262234E-2,0,4.9487694368516898E-3,4.4354838709677579E-7,0,2.6366211020385031E-2,null,9.2649809721187127E-3,9.8194321917034234E-3,0,4.3121045050843066E-3,4.625883768073835E-5,0,2.344277650658718E-2]
[2004,3,7,12,9.9691070776271734E-3,1.1358665580888711E-2,0,4.8679709599545266E-3,4.4354838709677579E-7,0,2.6196187166857503E-2,null,9.3391827794061869E-3,9.6759522529582132E-3,0,4.2417008460175262E-3,4.625883768073835E-5,0,2.3303094716062664E-2]
[2004,3,7,13,9.5925061753468523E-3,1.0831143600751441E-2,0,4.3830964287878502E-3,4.4354838709677579E-7,0,2.4807189753273236E-2,null,8.9863783974391768E-3,9.2265792649214584E-3,0,3.8192059860479317E-3,4.625883768073835E-5,0,2.2078422486089301E-2]
[2004,3,7,14,9.9981737073743821E-3,1.0733962178642753E-2,0,4.2540645957414086E-3,4.4354838709677579E-7,0,2.4986644030145638E-2,null,9.3664127575653865E-3,9.1437946461207821E-3,0,3.7067742480818124E-3,4.625883768073835E-5,0,2.2263240489448718E-2]
[2004,3,7,15,1.0078683889445517E-2,1.0630757865385214E-2,0,4.2891196041821376E-3,4.4354838709677579E-7,0,2.4999004907399966E-2,null,9.4418356916467164E-3,9.0558793887987009E-3,0,3.737319389000562E-3,4.625883768073835E-5,0,2.2281293307126721E-2]
[2004,3,7,16,1.0162353063503615E-2,1.0604341044578403E-2,0,4.4928624820662569E-3,4.4354838709677579E-7,0,2.5260000138535368E-2,null,9.5202180084827115E-3,9.0333760502699454E-3,0,3.9148505091737172E-3,4.625883768073835E-5,0,2.2514703405607111E-2]
[2004,3,7,17,1.1084778810260796E-2,1.0313171675534655E-2,0,4.3666891672552149E-3,4.4354838709677579E-7,0,2.5765083201437763E-2,null,1.0384357853938762E-2,8.7853415525265197E-3,0,3.8049095377543163E-3,4.625883768073835E-5,0,2.3020867781900337E-2]
[2004,3,7,18,1.1454035672356517E-2,1.0181173244725544E-2,2.1163566783339425E-4,4.419768223635382E-3,4.4354838709677579E-7,2.0126404507692773E-5,{"$f":"SUM(E1604:J1604)","v":2.6287182761445625E-2},null,{"$f":"E1604*V$5","v":1.073028224825099E-2},{"$f":"F1604*W$5","v":8.6728978411698514E-3},{"$f":"G1604*X$5","v":1.0905125034165323E-4},{"$f":"H1604*AB$5","v":3.8511599119257496E-3},{"$f":"I1604*Z$5","v":4.625883768073835E-5},{"$f":"J1604*AA$5","v":8.2318278909761884E-6},{"$f":"SUM(M1604:R1604)","v":2.3417881917259957E-2}]
[2004,3,7,19,1.2088040032015555E-2,9.9922102640983435E-3,2.3515074203710472E-4,4.3779037255122282E-3,4.4354838709677579E-7,2.2362671675214194E-5,2.6716110983725543E-2,null,1.1324225371911915E-2,8.5119285120611766E-3,1.2116805593517026E-4,3.8146813300755531E-3,4.625883768073835E-5,9.1464754344179871E-6,2.3827408583098973E-2]
[2004,3,7,20,1.1964610164750717E-2,9.3874643048439555E-3,2.3515074203710472E-4,3.9169355861411919E-3,4.4354838709677579E-7,2.2362671675214194E-5,2.5526967017835279E-2,null,1.1208594746034584E-2,7.9967717812599644E-3,1.2116805593517026E-4,3.4130172768504869E-3,4.625883768073835E-5,9.1464754344179871E-6,2.2794957173195365E-2]
[2004,3,7,21,1.1170378498116808E-2,1.0061290025646737E-2,2.3515074203710472E-4,4.4259731432176857E-3,4.4354838709677579E-7,2.2362671675214194E-5,2.5915598629080647E-2,null,1.0464548699971652E-2,8.5707745507642274E-3,1.2116805593517026E-4,3.856566561402141E-3,4.625883768073835E-5,9.1464754344179871E-6,2.306846318118835E-2]
[2004,3,7,22,1.0103578059527343E-2,1.0008484265878182E-2,2.3515074203710472E-4,4.4444106719756229E-3,4.4354838709677579E-7,2.2362671675214194E-5,2.4814429959480563E-2,null,9.4651568579984715E-3,8.525791625035575E-3,1.2116805593517026E-4,3.8726320806861231E-3,4.625883768073835E-5,9.1464754344179871E-6,2.2040153932770496E-2]
[2004,3,7,23,8.4575141794148555E-3,9.7637831609333446E-3,2.3515074203710472E-4,4.13806326186317E-3,4.4354838709677579E-7,2.2362671675214194E-5,2.2617317564310783E-2,null,7.9231038613515447E-3,8.3173414166170696E-3,1.2116805593517026E-4,3.6056966204422503E-3,4.625883768073835E-5,9.1464754344179871E-6,2.0022715267461192E-2]
[2004,3,7,24,7.3862799194097644E-3,9.9924145799340624E-3,2.3515074203710472E-4,4.0598868147702924E-3,4.4354838709677579E-7,2.2362671675214194E-5,2.1696538276213533E-2,null,6.9195583606515244E-3,8.5121025598185341E-3,1.2116805593517026E-4,3.5375776640022144E-3,4.625883768073835E-5,9.1464754344179871E-6,1.91458119535226E-2]
[2004,3,8,1,4.9922202348699936E-3,7.6938193757003928E-3,2.3515074203710472E-4,2.3818428140417679E-3,4.4354838709677579E-7,2.2362671675214194E-5,1.532583938671157E-2,null,4.6767736453682601E-3,6.5540294669311962E-3,1.2116805593517026E-4,2.075415971564487E-3,4.625883768073835E-5,9.1464754344179871E-6,1.3482792452914269E-2]
[2004,3,8,2,4.790624442000813E-3,7.5425750658216686E-3,2.3515074203710472E-4,2.3101046349924439E-3,4.4354838709677579E-7,2.2362671675214194E-5,1.4901261104914342E-2,null,4.4879162138546733E-3,6.4251910298369283E-3,1.2116805593517026E-4,2.0129069925117204E-3,4.625883768073835E-5,9.1464754344179871E-6,1.3102587605253648E-2]
[2004,3,8,3,4.933095325826118E-3,7.6929025380284392E-3,2.3515074203710472E-4,2.3245527699967926E-3,4.4354838709677579E-7,2.2362671675214194E-5,1.5208507595950766E-2,null,4.6213846994900753E-3,6.5532484528697853E-3,1.2116805593517026E-4,2.0254963581787444E-3,4.625883768073835E-5,9.1464754344179871E-6,1.3376702879588932E-2]
[2004,3,8,4,5.1068109188986029E-3,7.3454730890510685E-3,2.3515074203710472E-4,1.9769230669187798E-3,4.4354838709677579E-7,2.2362671675214194E-5,1.4687164036967867E-2,null,4.7841236150924374E-3,6.2572884445715573E-3,1.2116805593517026E-4,1.7225896198730165E-3,4.625883768073835E-5,9.1464754344179871E-6,1.2940575048587337E-2]
[2004,3,8,5,5.6815655895044743E-3,7.7424369760141776E-3,2.3515074203710472E-4,2.1016738688675175E-3,4.4354838709677579E-7,2.2362671675214194E-5,1.5783633396485582E-2,null,5.3225608974195576E-3,6.5954446821199489E-3,1.2116805593517026E-4,1.8312910863608669E-3,4.625883768073835E-5,9.1464754344179871E-6,1.3925870034950699E-2]
[2004,3,8,6,6.0998030926190921E-3,8.2011245657471685E-3,1.9203977266363552E-4,1.9484982304422899E-3,4.4354838709677579E-7,1.8262848534758258E-5,1.6460172058394038E-2,null,5.714370961889201E-3,6.9861806524392422E-3,9.8953912347055718E-5,1.6978216716000952E-3,4.625883768073835E-5,7.4696216047746892E-6,1.4551055657561106E-2]
[2004,3,8,7,7.0275020890705085E-3,9.5904318706523557E-3,0,1.9662763812296801E-3,4.4354838709677579E-7,0,1.858465388933964E-2,null,6.583450852863112E-3,8.1696710062327971E-3,0,1.7133126426547385E-3,4.625883768073835E-5,0,1.6512693339431388E-2]
[2004,3,8,8,6.5512814339575903E-3,1.109167076804092E-2,0,2.3635566301045009E-3,4.4354838709677579E-7,0,2.0006952380490106E-2,null,6.1373214546335273E-3,9.4485110062285417E-3,0,2.0594823264143396E-3,4.625883768073835E-5,0,1.7691573624957144E-2]
[2004,3,8,9,6.9533222250003981E-3,1.2374371078236624E-2,0,2.8699696890076786E-3,4.4354838709677579E-7,0,2.2198106540631795E-2,null,6.513958238960206E-3,1.0541187506643412E-2,0,2.5007447575287598E-3,4.625883768073835E-5,0,1.9602149340813117E-2]
[2004,3,8,10,6.7373351175113068E-3,1.2856595638161846E-2,0,3.0639425425896352E-3,4.4354838709677579E-7,0,2.2658316846649883E-2,null,6.3116188459605288E-3,1.0951973596242783E-2,0,2.6697627783656601E-3,4.625883768073835E-5,0,1.9979614058249707E-2]
[2004,3,8,11,6.2791596848442138E-3,1.3084018058281931E-2,0,2.987197163976853E-3,4.4354838709677579E-7,0,2.2350818455490095E-2,null,5.8823944352493166E-3,1.1145704845980127E-2,0,2.6028907817848067E-3,4.625883768073835E-5,0,1.9677248900694989E-2]
[2004,3,8,12,6.4463754653820669E-3,1.2854770530085444E-2,0,2.9927068834085823E-3,4.4354838709677579E-7,0,2.2294296427263192E-2,null,6.039044246098353E-3,1.0950418866201829E-2,0,2.6076916694168692E-3,4.625883768073835E-5,0,1.9643413619397788E-2]
[2004,3,8,13,5.8185372773469851E-3,1.2851202096024722E-2,0,2.841719998353E-3,4.4354838709677579E-7,0,2.1511902920111802E-2,null,5.4508776682601259E-3,1.09473790727205E-2,0,2.4761294223643936E-3,4.625883768073835E-5,0,1.8920645001025756E-2]
[2004,3,8,14,6.3160155120016515E-3,1.2066115713357931E-2,0,2.5551512065290138E-3,4.4354838709677579E-7,0,2.0937725980275691E-2,null,5.9169214298566853E-3,1.0278598193572793E-2,0,2.2264280382104139E-3,4.625883768073835E-5,0,1.8468206499320631E-2]
[2004,3,8,15,5.8509242651029244E-3,1.1955410595048691E-2,0,2.5126047758851134E-3,4.4354838709677579E-7,0,2.0319383184423827E-2,null,5.4812181988584891E-3,1.0184293327275771E-2,0,2.1893552552497398E-3,4.625883768073835E-5,0,1.7901125619064737E-2]
[2004,3,8,16,6.4336112179471522E-3,1.1900868626356672E-2,0,2.708763710799839E-3,4.4354838709677579E-7,0,2.1043687103490756E-2,null,6.0270865412700271E-3,1.013783140082076E-2,0,2.3602781155187052E-3,4.625883768073835E-5,0,1.8571454895290232E-2]
[2004,3,8,17,7.3307453091279581E-3,1.118490971668383E-2,0,2.4981022835422321E-3,4.4354838709677579E-7,0,2.1014200857741118E-2,null,6.8675328510480775E-3,9.5279372036775403E-3,0,2.1767185253788743E-3,4.625883768073835E-5,0,1.861844741778523E-2]
[2004,3,8,18,7.5170743894340079E-3,1.0400586314895745E-2,2.0379730976549074E-4,2.1156575283165818E-3,4.4354838709677579E-7,1.9380982118518968E-5,2.0256940072917437E-2,null,7.0420882374579753E-3,8.8598062746934065E-3,1.0501231514381422E-4,1.8434757317918806E-3,4.625883768073835E-5,7.9269453764955877E-6,1.7904568342144312E-2]
[2004,3,8,19,8.1285544071292588E-3,1.0243666308780078E-2,2.3515074203710472E-4,2.0844925007758278E-3,4.4354838709677579E-7,2.2362671675214194E-5,2.0714670178784578E-2,null,7.6149302790513062E-3,8.7261329592941261E-3,1.2116805593517026E-4,1.8163201212154751E-3,4.625883768073835E-5,9.1464754344179871E-6,1.8333956728611236E-2]
[2004,3,8,20,8.3821020262600954E-3,1.0602756393879979E-2,2.3515074203710472E-4,2.5716708131466701E-3,4.4354838709677579E-7,2.2362671675214194E-5,2.181448619538616E-2,null,7.852456823796752E-3,9.0320261553913286E-3,1.2116805593517026E-4,2.2408223782634704E-3,4.625883768073835E-5,9.1464754344179871E-6,1.9301878726501877E-2]
[2004,3,8,21,8.3759834591240288E-3,9.5861315089707366E-3,2.3515074203710472E-4,2.071377150186043E-3,4.4354838709677579E-7,2.2362671675214194E-5,2.0291449080380223E-2,null,7.8467248744469413E-3,8.1660077155050713E-3,1.2116805593517026E-4,1.8048920757012046E-3,4.625883768073835E-5,9.1464754344179871E-6,1.7994198034703545E-2]
[2004,3,8,22,7.3938836252296124E-3,9.4927620180429596E-3,2.3515074203710472E-4,2.3134951318205875E-3,4.4354838709677579E-7,2.2362671675214194E-5,1.9458097737192575E-2,null,6.9266816062842013E-3,8.0864703147719916E-3,1.2116805593517026E-4,2.0158612979877932E-3,4.625883768073835E-5,9.1464754344179871E-6,1.7205586588094315E-2]
[2004,3,8,23,6.3730863525399009E-3,9.4996024867444982E-3,2.3515074203710472E-4,2.4184333094750357E-3,4.4354838709677579E-7,2.2362671675214194E-5,1.8549079110858849E-2,null,5.970386098960021E-3,8.0922974119844761E-3,1.2116805593517026E-4,2.1072990572920452E-3,4.625883768073835E-5,9.1464754344179871E-6,1.6346555937286872E-2]
[2004,3,8,24,5.2034222196546097E-3,9.1896374332046601E-3,2.3515074203710472E-4,2.4606074273318341E-3,4.4354838709677579E-7,2.2362671675214194E-5,1.7111624042290517E-2,null,4.8746302762498264E-3,7.8282516896433455E-3,1.2116805593517026E-4,2.1440474259377972E-3,4.625883768073835E-5,9.1464754344179871E-6,1.5023502760881295E-2]
[2004,3,9,1,5.3971718455205217E-3,8.7182918413698084E-3,2.3515074203710472E-4,2.4653740733183768E-3,4.4354838709677579E-7,2.2362671675214194E-5,1.683879472230812E-2,null,5.0561373214960499E-3,7.4267329189076437E-3,1.2116805593517026E-4,2.1482008373858337E-3,4.625883768073835E-5,9.1464754344179871E-6,1.4807644446839853E-2]
[2004,3,9,2,5.5082384321718863E-3,8.6433238785815231E-3,2.3515074203710472E-4,2.5096198693607282E-3,4.4354838709677579E-7,2.2362671675214194E-5,1.691913914221355E-2,null,5.16018587322138E-3,7.3628709781475002E-3,1.2116805593517026E-4,2.1867543604141043E-3,4.625883768073835E-5,9.1464754344179871E-6,1.4886384580833309E-2]
[2004,3,9,3,5.2692944394084418E-3,8.3838097982696959E-3,2.3515074203710472E-4,2.3902680660421358E-3,4.4354838709677579E-7,2.2362671675214194E-5,1.6301329265819686E-2,null,4.9363401862323238E-3,7.1418022414912758E-3,1.2116805593517026E-4,2.0827573051163629E-3,4.625883768073835E-5,9.1464754344179871E-6,1.4337473101890289E-2]
[2004,3,9,4,5.3729108929449496E-3,8.4133407934613991E-3,2.3515074203710472E-4,2.2976831529449085E-3,4.4354838709677579E-7,2.2362671675214194E-5,1.634189180145067E-2,null,5.033409361133956E-3,7.1669584094779474E-3,1.2116805593517026E-4,2.0020835485464105E-3,4.625883768073835E-5,9.1464754344179871E-6,1.4379024688208642E-2]
[2004,3,9,5,5.7489617642504723E-3,8.4844797989449411E-3,2.3515074203710472E-4,2.1856050586268796E-3,4.4354838709677579E-7,2.2362671675214194E-5,1.6677003583921705E-2,null,5.3856984672825837E-3,7.2275586283575164E-3,1.2116805593517026E-4,1.9044244311441868E-3,4.625883768073835E-5,9.1464754344179871E-6,1.4694254895834612E-2]
[2004,3,9,6,5.8857065241671187E-3,8.9953378055135716E-3,1.8420141459573201E-4,2.1421263336012467E-3,4.4354838709677579E-7,1.7517426145584452E-5,1.7225333052410349E-2,null,5.5138026492362142E-3,7.6627363034460667E-3,9.4914977149216691E-5,1.866539294556044E-3,4.625883768073835E-5,7.1647390902940902E-6,1.5191416801158574E-2]
[2004,3,9,7,6.7040283465855449E-3,1.025620574378411E-2,0,2.0215241824373038E-3,4.4354838709677579E-7,0,1.8982201821194054E-2,null,6.2804166511154572E-3,8.7368147575664704E-3,0,1.7614527501144542E-3,4.625883768073835E-5,0,1.6824942996477119E-2]
[2004,3,9,8,6.6872684128840062E-3,1.1723444206071578E-2,0,2.2987515347602386E-3,4.4354838709677579E-7,0,2.0709907702102917E-2,null,6.2647157379854667E-3,9.9866912684731853E-3,0,2.003014481801197E-3,4.625883768073835E-5,0,1.8300680325940587E-2]
[2004,3,9,9,6.7886764136587379E-3,1.29339502768824E-2,0,2.8320184319651017E-3,4.4354838709677579E-7,0,2.2555088670893335E-2,null,6.3597160070321106E-3,1.1017868642229896E-2,0,2.4676759737522784E-3,4.625883768073835E-5,0,1.9891519460695024E-2]
[2004,3,9,10,6.4716777883830979E-3,1.3093677536755537E-2,0,2.842396251290024E-3,4.4354838709677579E-7,0,2.2408195124815754E-2,null,6.0627477751516732E-3,1.1153933334778703E-2,0,2.4767186745761863E-3,4.625883768073835E-5,0,1.9739658622187298E-2]
[2004,3,9,11,6.176017056603542E-3,1.2935208890847091E-2,0,2.6433436026965774E-3,4.4354838709677579E-7,0,2.1755013098534306E-2,null,5.785769145743724E-3,1.1018940800622141E-2,0,2.3032743802518137E-3,4.625883768073835E-5,0,1.9154243164298417E-2]
[2004,3,9,12,5.842234343817438E-3,1.2684251566901564E-2,0,2.5929414813294152E-3,4.4354838709677579E-7,0,2.1119870940435513E-2,null,5.4730773731464311E-3,1.0805161191852543E-2,0,2.2593565502970173E-3,4.625883768073835E-5,0,1.858385395297673E-2]
[2004,3,9,13,5.6820608895788672E-3,1.2866876975944535E-2,0,2.7594722879577052E-3,4.4354838709677579E-7,0,2.1308853701868202E-2,null,5.3230249006536879E-3,1.096073181988916E-2,0,2.4044629753710478E-3,4.625883768073835E-5,0,1.8734478533594633E-2]
[2004,3,9,14,5.671588158667383E-3,1.2543770852768484E-2,0,2.6251274524535162E-3,4.4354838709677579E-7,0,2.0840930012276479E-2,null,5.3132139168393612E-3,1.0685491792948839E-2,0,2.2874017588798289E-3,4.625883768073835E-5,0,1.8332366306348765E-2]
[2004,3,9,15,5.722428874480455E-3,1.2580574387072802E-2,0,2.7834058087685752E-3,4.4354838709677579E-7,0,2.1086852618708928E-2,null,5.3608421280639858E-3,1.0716843120103663E-2,0,2.4253174209515108E-3,4.625883768073835E-5,0,1.8549261506799895E-2]
[2004,3,9,16,5.6435487777225114E-3,1.2081617211765813E-2,0,2.5323891046388912E-3,4.4354838709677579E-7,0,2.0257998642514312E-2,null,5.2869462780602335E-3,1.0291803244586561E-2,0,2.2065943071469542E-3,4.625883768073835E-5,0,1.7831602667474487E-2]
[2004,3,9,17,6.7571978484452927E-3,1.1532426762174829E-2,0,2.511474726407714E-3,4.4354838709677579E-7,0,2.0801542885414932E-2,null,6.3302264979042981E-3,9.8239718316286972E-3,0,2.1883705879491831E-3,4.625883768073835E-5,0,1.8388827755162918E-2]
[2004,3,9,18,7.7351209245712788E-3,1.0644270682683194E-2,1.9595895169758728E-4,2.0981221733508025E-3,4.4354838709677579E-7,1.8635559729345166E-5,2.0692551840419304E-2,null,7.2463569277435129E-3,9.067390369031994E-3,1.0097337994597523E-4,1.8281963205946004E-3,4.625883768073835E-5,7.6220628620149904E-6,1.8296797897858836E-2]
[2004,3,9,19,8.4359748172458497E-3,1.0497924021389802E-2,2.3515074203710472E-4,2.048796596280311E-3,4.4354838709677579E-7,2.2362671675214194E-5,2.1240652397015378E-2,null,7.9029255205350819E-3,8.9427240253518673E-3,1.2116805593517026E-4,1.7852165362632327E-3,4.625883768073835E-5,9.1464754344179871E-6,1.8807439451200513E-2]
[2004,3,9,20,8.4085602044743791E-3,1.0884597350755462E-2,2.3515074203710472E-4,2.5115500157782151E-3,4.4354838709677579E-7,2.2362671675214194E-5,2.2062664533107471E-2,null,7.8772431723061215E-3,9.2721141852954419E-3,1.2116805593517026E-4,2.1884361912547856E-3,4.625883768073835E-5,9.1464754344179871E-6,1.9514366917906676E-2]
[2004,3,9,21,7.6741498849087434E-3,1.0380567515945467E-2,2.3515074203710472E-4,2.3946714434159048E-3,4.4354838709677579E-7,2.2362671675214194E-5,2.0707345806369529E-2,null,7.1892385038741635E-3,8.842753132189558E-3,1.2116805593517026E-4,2.0865941828802814E-3,4.625883768073835E-5,9.1464754344179871E-6,1.829515918799433E-2]
[2004,3,9,22,7.264411594197869E-3,9.8894678420116157E-3,2.3515074203710472E-4,2.4010052999184697E-3,4.4354838709677579E-7,2.2362671675214194E-5,1.9812841698227369E-2,null,6.8053906066780252E-3,8.4244067197005394E-3,1.2116805593517026E-4,2.092113181392494E-3,4.625883768073835E-5,9.1464754344179871E-6,1.7498483876821385E-2]
[2004,3,9,23,6.6847482806399842E-3,9.6055512136548442E-3,2.3515074203710472E-4,2.5419322500355272E-3,4.4354838709677579E-7,2.2362671675214194E-5,1.909018870642977E-2,null,6.2623548469375595E-3,8.1825505157091839E-3,1.2116805593517026E-4,2.2149097158122018E-3,4.625883768073835E-5,9.1464754344179871E-6,1.6836388447509273E-2]
[2004,3,9,24,5.8011574421496384E-3,9.1142557994363816E-3,2.3515074203710472E-4,2.3655795126728899E-3,4.4354838709677579E-7,2.2362671675214194E-5,1.7538949716358325E-2,null,5.4345960237437135E-3,7.7640373606011146E-3,1.2116805593517026E-4,2.0612449627924767E-3,4.625883768073835E-5,9.1464754344179871E-6,1.543645171618763E-2]
[2004,3,10,1,6.0711790813823907E-3,1.0099844120578527E-2,2.3515074203710472E-4,3.1192343549300973E-3,4.4354838709677579E-7,2.2362671675214194E-5,1.9548214518990428E-2,null,5.6875556342236705E-3,8.6036171042366775E-3,1.2116805593517026E-4,2.7179412348748936E-3,4.625883768073835E-5,9.1464754344179871E-6,1.7185687342385569E-2]
[2004,3,10,2,6.2110968549932092E-3,9.9230080334427699E-3,2.3515074203710472E-4,3.1950501295073029E-3,4.4354838709677579E-7,2.2362671675214194E-5,1.9587111980042697E-2,null,5.8186323346406579E-3,8.4529781472623272E-3,1.2116805593517026E-4,2.7840032220582786E-3,4.625883768073835E-5,9.1464754344179871E-6,1.7232187073011593E-2]
[2004,3,10,3,5.8582088005594401E-3,9.4201405790644427E-3,2.3515074203710472E-4,2.9838938594137728E-3,4.4354838709677579E-7,2.2362671675214194E-5,1.8520200201137069E-2,null,5.4880424417482207E-3,8.0246072753952947E-3,1.2116805593517026E-4,2.6000124511876984E-3,4.625883768073835E-5,9.1464754344179871E-6,1.6289235537381541E-2]
[2004,3,10,4,6.1239438671154122E-3,9.4833148243807248E-3,2.3515074203710472E-4,3.0391593097401763E-3,4.4354838709677579E-7,2.2362671675214194E-5,1.8904374963335729E-2,null,5.7369863379406359E-3,8.0784226621538856E-3,1.2116805593517026E-4,2.6481679371865787E-3,4.625883768073835E-5,9.1464754344179871E-6,1.6640150306331428E-2]
[2004,3,10,5,6.4143523152544032E-3,9.4980738595575216E-3,2.3515074203710472E-4,2.8732143532738093E-3,4.4354838709677579E-7,2.2362671675214194E-5,1.9043597490185148E-2,null,6.0090445630890492E-3,8.0909952410940286E-3,1.2116805593517026E-4,2.5035719919711814E-3,4.625883768073835E-5,9.1464754344179871E-6,1.6780185165204586E-2]
[2004,3,10,6,6.565038633689034E-3,9.8092668409411211E-3,1.8028223556178029E-4,2.8535080034086556E-3,4.4354838709677579E-7,1.7144714950997548E-5,1.9425683976938682E-2,null,6.1502093694512034E-3,8.3560869816581371E-3,9.2895509550297204E-5,2.4864008868880644E-3,4.625883768073835E-5,7.0122978330537898E-6,1.7138863883061493E-2]
[2004,3,10,7,7.4462019750119266E-3,1.1025153810809695E-2,0,2.8012397086625189E-3,4.4354838709677579E-7,0,2.1273039042871235E-2,null,6.9756940832823152E-3,9.3918481088487386E-3,0,2.4408569689254454E-3,4.625883768073835E-5,0,1.8854657998737236E-2]
[2004,3,10,8,7.6430447504092867E-3,1.2666657318363216E-2,0,3.2378343117250769E-3,4.4354838709677579E-7,0,2.3547979928884674E-2,null,7.1600988292567268E-3,1.0790173418194502E-2,0,2.821283169576905E-3,4.625883768073835E-5,0,2.0817814254708873E-2]
[2004,3,10,9,7.7559815835669928E-3,1.3927104254690643E-2,0,3.7668606923923981E-3,4.4354838709677579E-7,0,2.5450390079037127E-2,null,7.2658994510349977E-3,1.1863893239104788E-2,0,3.2822496923646922E-3,4.625883768073835E-5,0,2.2458301220185214E-2]
[2004,3,10,10,7.2019404876031475E-3,1.3914035205470075E-2,0,3.5625863953943617E-3,4.4354838709677579E-7,0,{"$f":"SUM(E1668:J1668)","v":2.467900563685468E-2},null,{"$f":"E1668*V$5","v":6.7468669015581144E-3},{"$f":"F1668*W$5","v":1.1852760285559387E-2},{"$f":"G1668*X$5","v":0},{"$f":"H1668*AB$5","v":3.1042555207634096E-3},{"$f":"I1668*Z$5","v":4.625883768073835E-5},{"$f":"J1668*AA$5","v":0},{"$f":"SUM(M1668:R1668)","v":2.1750141545561649E-2}]
[2004,3,10,11,7.3641222655308411E-3,1.4239194554411815E-2,0,3.7435497666228755E-3,4.4354838709677579E-7,0,2.5347310134952627E-2,null,6.898800796515967E-3,1.2129749366059907E-2,0,3.2619377442509017E-3,4.625883768073835E-5,0,2.2336746744507516E-2]
[2004,3,10,12,6.9594718678143716E-3,1.3915970663786813E-2,0,3.6215654959459755E-3,4.4354838709677579E-7,0,2.4497451575934255E-2,null,6.5197193003893343E-3,1.1854409018161557E-2,0,3.1556468915758334E-3,4.625883768073835E-5,0,2.157603404780746E-2]
[2004,3,10,13,6.8742541872943482E-3,1.4137610901734519E-2,0,3.8400147494156529E-3,4.4354838709677579E-7,0,2.4852323386831614E-2,null,6.4398863235523582E-3,1.2043214678865629E-2,0,3.3459923950467257E-3,4.625883768073835E-5,0,2.1875352235145452E-2]
[2004,3,10,14,6.3424365001284082E-3,1.33628203573863E-2,0,3.2734104547840264E-3,4.4354838709677579E-7,0,2.2979110860685832E-2,null,5.9416729382322014E-3,1.1383204375738955E-2,0,2.8522824005403936E-3,4.625883768073835E-5,0,2.0223418552192288E-2]
[2004,3,10,15,6.2726697471923616E-3,1.3253632498606399E-2,0,3.3183390241155767E-3,4.4354838709677579E-7,0,2.2845084818301432E-2,null,5.8763145814082823E-3,1.1290191996720185E-2,0,2.8914308572817573E-3,4.625883768073835E-5,0,2.0104196273090961E-2]
[2004,3,10,16,6.5526468073183004E-3,1.2974145747279356E-2,0,3.3717164293733223E-3,4.4354838709677579E-7,0,2.2898952532358074E-2,null,6.1386005532808301E-3,1.1052109411937962E-2,0,2.9379411974013942E-3,4.625883768073835E-5,0,2.0174910000300923E-2]
[2004,3,10,17,7.5528626096068663E-3,1.2443328594936872E-2,0,3.2997703663817288E-3,4.4354838709677579E-7,0,2.3296405119312562E-2,null,7.0756150846411139E-3,1.0599929410287165E-2,0,2.8752510789168081E-3,4.625883768073835E-5,0,2.0597054411525827E-2]
[2004,3,10,18,8.5618176984322836E-3,1.1758121631198446E-2,1.8812059362968377E-4,2.9692728170616052E-3,4.4354838709677579E-7,1.7890137340171357E-5,2.3495666426049281E-2,null,8.0208166876913414E-3,1.0016231455865237E-2,9.6934444748136218E-5,2.5872724229038351E-3,4.625883768073835E-5,7.3171803475343897E-6,2.0774831029236822E-2]
[2004,3,10,19,9.1723445996954554E-3,1.1630119480308026E-2,2.3515074203710472E-4,2.8621089172748346E-3,4.4354838709677579E-7,2.2362671675214194E-5,2.3922529959377731E-2,null,8.5927658380257135E-3,9.9071920012328597E-3,1.2116805593517026E-4,2.4938952832028356E-3,4.625883768073835E-5,9.1464754344179871E-6,2.1170426491511737E-2]
[2004,3,10,20,8.9627461704018998E-3,1.1875432756565612E-2,2.3515074203710472E-4,3.1430603782292661E-3,4.4354838709677579E-7,2.2362671675214194E-5,2.4239196267296193E-2,null,8.3964114377563098E-3,1.0116163691717249E-2,1.2116805593517026E-4,2.7387020126233013E-3,4.625883768073835E-5,9.1464754344179871E-6,2.1427850511147189E-2]
[2004,3,10,21,8.5880319499467457E-3,1.1842393572287863E-2,2.3515074203710472E-4,3.3097944474831109E-3,4.4354838709677579E-7,2.2362671675214194E-5,2.3998176931817133E-2,null,8.0453745226521396E-3,1.0088019050317993E-2,1.2116805593517026E-4,2.883985550350195E-3,4.625883768073835E-5,9.1464754344179871E-6,2.1193952492370657E-2]
[2004,3,10,22,8.1265786949935356E-3,1.1215133605041136E-2,2.3515074203710472E-4,3.2579912852985374E-3,4.4354838709677579E-7,2.2362671675214194E-5,2.2857660547432622E-2,null,7.6130794074926672E-3,9.5536836171590742E-3,1.2116805593517026E-4,2.8388469251052449E-3,4.625883768073835E-5,9.1464754344179871E-6,2.0182183318807313E-2]
[2004,3,10,23,7.4127917473511299E-3,1.0799771797113188E-2,2.3515074203710472E-4,3.2687820924218731E-3,4.4354838709677579E-7,2.2362671675214194E-5,2.1739302598985606E-2,null,6.9443949688886095E-3,9.1998549924326503E-3,1.2116805593517026E-4,2.8482494823679721E-3,4.625883768073835E-5,9.1464754344179871E-6,1.9169072812739558E-2]
[2004,3,10,24,6.7260886669360418E-3,1.0371976192725615E-2,2.3515074203710472E-4,3.2437191032161257E-3,4.4354838709677579E-7,2.2362671675214194E-5,2.0599740924977197E-2,null,6.3010830319980447E-3,8.8354345583066471E-3,1.2116805593517026E-4,2.8264108758125333E-3,4.625883768073835E-5,9.1464754344179871E-6,1.8139501835167552E-2]
[2004,3,11,1,6.729887308172507E-3,1.067809998253505E-2,2.3515074203710472E-4,3.7579762214060078E-3,4.4354838709677579E-7,2.2362671675214194E-5,2.1423920474212977E-2,null,6.3046416460789748E-3,9.0962080754594388E-3,1.2116805593517026E-4,3.2745082188823317E-3,4.625883768073835E-5,9.1464754344179871E-6,1.8851931309471073E-2]
[2004,3,11,2,6.7027501900631357E-3,1.0411504605513844E-2,2.3515074203710472E-4,3.7010042017050176E-3,4.4354838709677579E-7,2.2362671675214194E-5,2.1073215959381414E-2,null,6.2792192582807214E-3,8.8691070907049637E-3,1.2116805593517026E-4,3.22486571563961E-3,4.625883768073835E-5,9.1464754344179871E-6,1.8549765433675623E-2]
[2004,3,11,3,6.4976800247282564E-3,1.0203242447405078E-2,2.3515074203710472E-4,3.6173016897146793E-3,4.4354838709677579E-7,2.2362671675214194E-5,2.0576181123947428E-2,null,6.0871069916802771E-3,8.6916976332640315E-3,1.2116805593517026E-4,3.1519316289649172E-3,4.625883768073835E-5,9.1464754344179871E-6,1.8107309622959554E-2]
[2004,3,11,4,6.5176422310705712E-3,1.0053148585068609E-2,2.3515074203710472E-4,3.4782999941527504E-3,4.4354838709677579E-7,2.2362671675214194E-5,2.0307047772391344E-2,null,6.105807833416594E-3,8.563839212300103E-3,1.2116805593517026E-4,3.0308126628673026E-3,4.625883768073835E-5,9.1464754344179871E-6,1.7877033077634327E-2]
[2004,3,11,5,6.9494922624834931E-3,1.0239499232078291E-2,2.3515074203710472E-4,3.4483199764392797E-3,4.4354838709677579E-7,2.2362671675214194E-5,2.0895268433100477E-2,null,6.5103702827164697E-3,8.7225832082328085E-3,1.2116805593517026E-4,3.0046896092285366E-3,4.625883768073835E-5,9.1464754344179871E-6,1.8414216469228143E-2]
[2004,3,11,6,7.0550941422749223E-3,1.0702360338556866E-2,1.7244387749387678E-4,3.4026106298547551E-3,4.4354838709677579E-7,1.6399292561823742E-5,2.1349351829129341E-2,null,6.6092994294837228E-3,9.1168744156061039E-3,8.885657435245819E-5,2.9648608231339912E-3,4.625883768073835E-5,6.70741531857319E-6,1.8832857495575589E-2]
[2004,3,11,7,8.0453637551994792E-3,1.1937761307805052E-2,0,3.4570410004477171E-3,4.4354838709677579E-7,0,2.3440609611839341E-2,null,7.5369962476620981E-3,1.0169258668543011E-2,0,3.01228866337636E-3,4.625883768073835E-5,0,2.0764802417262206E-2]
[2004,3,11,8,8.0390813530240249E-3,1.3473730583046356E-2,0,3.7042964973213132E-3,4.4354838709677579E-7,0,2.5217551981778788E-2,null,7.5311108156215518E-3,1.1477683964050557E-2,0,3.2277344536037148E-3,4.625883768073835E-5,0,2.2282788070956558E-2]
[2004,3,11,9,8.0391747388431287E-3,1.4644910099704839E-2,0,4.1252186394371872E-3,4.4354838709677579E-7,0,2.680974702637225E-2,null,7.531198300611614E-3,1.2475360759984847E-2,0,3.5945044735992923E-3,4.625883768073835E-5,0,2.3647322371876493E-2]
[2004,3,11,10,7.8252842621033616E-3,1.4977735376907018E-2,0,4.1903864276053851E-3,4.4354838709677579E-7,0,2.6993849615002861E-2,null,7.3308230572229688E-3,1.2758880110726565E-2,0,3.6512883501836173E-3,4.625883768073835E-5,0,2.3787250355813888E-2]
[2004,3,11,11,7.8837576274309509E-3,1.5198709725461749E-2,0,4.2808871655437711E-3,4.4354838709677579E-7,0,2.7363798066823566E-2,null,7.3856016288913274E-3,1.2947118529272984E-2,0,3.7301460631478803E-3,4.625883768073835E-5,0,2.4109125058992927E-2]
[2004,3,11,12,7.5439606558528492E-3,1.5154727442331973E-2,0,4.2013680800979565E-3,4.4354838709677579E-7,0,2.6900499726669875E-2,null,7.0672756242907316E-3,1.2909651938808709E-2,0,3.6608572003373262E-3,4.625883768073835E-5,0,2.3684043601117505E-2]
[2004,3,11,13,7.175090120263114E-3,1.5335572777903816E-2,0,4.17150728852295E-3,4.4354838709677579E-7,0,2.6682613735076976E-2,null,6.7217131454262802E-3,1.3063706199822216E-2,0,3.6348380342559323E-3,4.625883768073835E-5,0,2.3466516217185165E-2]
[2004,3,11,14,6.9777346949355884E-3,1.4747524666537327E-2,0,3.8896805034002273E-3,4.4354838709677579E-7,0,2.5615383413260237E-2,null,6.5368281426583181E-3,1.2562773638025708E-2,0,3.3892685921373582E-3,4.625883768073835E-5,0,2.253512921050212E-2]
[2004,3,11,15,6.701956441818752E-3,1.4396685593059575E-2,0,3.75000847716695E-3,4.4354838709677579E-7,0,2.4849094060432373E-2,null,6.2784756651105998E-3,1.2263909119190458E-2,0,3.2675655341872739E-3,4.625883768073835E-5,0,2.1856209156169069E-2]
[2004,3,11,16,7.1558350735020128E-3,1.4374226945410268E-2,0,3.9526947852788564E-3,4.4354838709677579E-7,0,2.5483200352578231E-2,null,6.7036747795297495E-3,1.2244777575896645E-2,0,3.4441760135157026E-3,4.625883768073835E-5,0,2.2438887206622835E-2]
[2004,3,11,17,8.0816527163538633E-3,1.3709744081940011E-2,0,3.8612918290066491E-3,4.4354838709677579E-7,0,2.5653132175687619E-2,null,7.5709921951884465E-3,1.1678733579437679E-2,0,3.3645321536534111E-3,4.625883768073835E-5,0,2.2660516765960273E-2]
[2004,3,11,18,8.954214067558669E-3,1.3002131033588136E-2,1.7636305652782853E-4,3.4718816086927963E-3,4.4354838709677579E-7,1.6772003756410643E-5,2.5621805318510937E-2,null,8.3884184583123984E-3,1.1075948857881745E-2,9.087604195137769E-5,3.0252200101461763E-3,4.625883768073835E-5,6.8598565758134895E-6,2.2633582062548251E-2]
[2004,3,11,19,9.7777859145633059E-3,1.2906129971254862E-2,2.3515074203710472E-4,3.5606402793600805E-3,4.4354838709677579E-7,2.2362671675214194E-5,2.6502513127277662E-2,null,9.1599507481411237E-3,1.0994169736139406E-2,1.2116805593517026E-4,3.1025597748156699E-3,4.625883768073835E-5,9.1464754344179871E-6,2.3433253628146529E-2]
[2004,3,11,20,9.4835308640398401E-3,1.2845771180324681E-2,2.3515074203710472E-4,3.7422680910104539E-3,4.4354838709677579E-7,2.2362671675214194E-5,2.6329527097474388E-2,null,8.8842889783152801E-3,1.0942752712288527E-2,1.2116805593517026E-4,3.2608209576935761E-3,4.625883768073835E-5,9.1464754344179871E-6,2.326443601734771E-2]
[2004,3,11,21,9.197356867382293E-3,1.2937247741454636E-2,2.3515074203710472E-4,3.9658492544458945E-3,4.4354838709677579E-7,2.2362671675214194E-5,2.6358410825382237E-2,null,8.6161976396741339E-3,1.1020677608611517E-2,1.2116805593517026E-4,3.4556381449568603E-3,4.625883768073835E-5,9.1464754344179871E-6,2.3269086762292838E-2]
[2004,3,11,22,8.6518745492599972E-3,1.2117513778916306E-2,2.3515074203710472E-4,3.8292122747075425E-3,4.4354838709677579E-7,2.2362671675214194E-5,2.4856557564983263E-2,null,8.1051830591094259E-3,1.0322381965944261E-2,1.2116805593517026E-4,3.3365796712475472E-3,4.625883768073835E-5,9.1464754344179871E-6,2.1940718065351562E-2]
[2004,3,11,23,7.6956779136875065E-3,1.1410787761929272E-2,2.3515074203710472E-4,3.6195824784230248E-3,4.4354838709677579E-7,2.2362671675214194E-5,2.2984005116139218E-2,null,7.2094062274305083E-3,9.7203528677555235E-3,1.2116805593517026E-4,3.1539189915587703E-3,4.625883768073835E-5,9.1464754344179871E-6,2.0260251455795131E-2]
[2004,3,11,24,7.1689327239511233E-3,1.1273765465014952E-2,2.3515074203710472E-4,3.715215917836277E-3,4.4354838709677579E-7,2.2362671675214194E-5,2.2415871068901767E-2,null,6.7159448204243376E-3,9.6036295437794787E-3,1.2116805593517026E-4,3.2372490779959636E-3,4.625883768073835E-5,9.1464754344179871E-6,1.9733396811250109E-2]
[2004,3,12,1,6.2972500888730668E-3,1.0834090587577618E-2,2.3515074203710472E-4,3.7648885022456492E-3,4.4354838709677579E-7,2.2362671675214194E-5,2.1154186140795748E-2,null,5.899341749433345E-3,9.229089674583326E-3,1.2116805593517026E-4,3.2805312267693162E-3,4.625883768073835E-5,9.1464754344179871E-6,1.8585536019836313E-2]
[2004,3,12,2,6.1934610950258274E-3,1.0453443892598155E-2,2.3515074203710472E-4,3.6104540220689854E-3,4.4354838709677579E-7,2.2362671675214194E-5,2.0515315971792382E-2,null,5.8021109366351393E-3,8.9048333418619372E-3,1.2116805593517026E-4,3.1459649217094867E-3,4.625883768073835E-5,9.1464754344179871E-6,1.8029482569256891E-2]
[2004,3,12,3,6.1031410107986964E-3,1.0307637226914863E-2,2.3515074203710472E-4,3.6451674346815329E-3,4.4354838709677579E-7,2.2362671675214194E-5,2.0313902634494504E-2,null,5.7174979649135729E-3,8.7806269969116727E-3,1.2116805593517026E-4,3.1762124134998185E-3,4.625883768073835E-5,9.1464754344179871E-6,1.7850910744375392E-2]
[2004,3,12,4,6.1421780771632592E-3,1.0050072827663879E-2,2.3515074203710472E-4,3.4393751119150264E-3,4.4354838709677579E-7,2.2362671675214194E-5,1.988958297884158E-2,null,5.7540683713814345E-3,8.5612191085935613E-3,1.2116805593517026E-4,2.9968955119070539E-3,4.625883768073835E-5,9.1464754344179871E-6,1.7488756360932379E-2]
[2004,3,12,5,6.724625397443288E-3,1.0499678909852877E-2,2.3515074203710472E-4,3.5553205056898232E-3,4.4354838709677579E-7,2.2362671675214194E-5,2.1037581775085402E-2,null,6.2997122230437482E-3,8.9442189383640569E-3,1.2116805593517026E-4,3.0979243962024079E-3,4.625883768073835E-5,9.1464754344179871E-6,1.851842892666054E-2]
[2004,3,12,6,7.3968007407697097E-3,1.055155988329181E-2,1.2541372908645584E-4,3.2525277194090452E-3,4.4354838709677579E-7,1.1926758226780902E-5,2.1338672379170899E-2,null,6.9294143961926126E-3,8.9884140789161949E-3,6.4622963165424132E-5,2.8340862533086431E-3,4.625883768073835E-5,4.8781202316895926E-6,1.8867674649495302E-2]
[2004,3,12,7,8.2699233139817176E-3,1.2227252874060181E-2,0,3.5948802131686441E-3,4.4354838709677579E-7,0,2.409249994959764E-2,null,7.7473664190324818E-3,1.0415863919201299E-2,0,3.1323947013996863E-3,4.625883768073835E-5,0,2.1341883877314203E-2]
[2004,3,12,8,8.3383584355747695E-3,1.3671402868899283E-2,0,3.9167766993252889E-3,4.4354838709677579E-7,0,2.5926981552186437E-2,null,7.8114772871485183E-3,1.1646072370771867E-2,0,3.4128788310078596E-3,4.625883768073835E-5,0,2.2916687326608984E-2]
[2004,3,12,9,8.2192172727689437E-3,1.4384700354791244E-2,0,4.1014246133280396E-3,4.4354838709677579E-7,0,2.6705785789275321E-2,null,7.6998643726386828E-3,1.2253699416968057E-2,0,3.5737715765652728E-3,4.625883768073835E-5,0,2.357359420385275E-2]
[2004,3,12,10,8.474198256539665E-3,1.4654453711012465E-2,0,4.1364471215759955E-3,4.4354838709677579E-7,0,2.7265542637515218E-2,null,7.9387337111024806E-3,1.248349054659365E-2,0,3.6042883984787701E-3,4.625883768073835E-5,0,2.407277149385564E-2]
[2004,3,12,11,8.1301518660913188E-3,1.4744915197097197E-2,0,4.0803956642606913E-3,4.4354838709677579E-7,0,2.6955906275836303E-2,null,7.6164267983597168E-3,1.2560550744717647E-2,0,3.5554480262023789E-3,4.625883768073835E-5,0,2.3778684406960481E-2]
[2004,3,12,12,7.8212925418343678E-3,1.4493076521550553E-2,0,3.9745184969192694E-3,4.4354838709677579E-7,0,2.6289331108691288E-2,null,7.3270835643169229E-3,1.2346020350924075E-2,0,3.4631920793242068E-3,4.625883768073835E-5,0,2.3182554832245943E-2]
[2004,3,12,13,7.6948424154360592E-3,1.4375720042761215E-2,0,3.9075499336378673E-3,4.4354838709677579E-7,0,2.5978555940222237E-2,null,7.2086235223375256E-3,1.2246049480467995E-2,0,3.4048390994350346E-3,4.625883768073835E-5,0,2.2905770939921292E-2]
[2004,3,12,14,7.2794805028263973E-3,1.439781234363589E-2,0,4.0324485943059613E-3,4.4354838709677579E-7,0,2.5710184989155345E-2,null,6.8195073466099125E-3,1.226486894890811E-2,0,3.5136694024463862E-3,4.625883768073835E-5,0,2.2644304535645147E-2]
[2004,3,12,15,7.2936880858994703E-3,1.3783569446544942E-2,0,3.8807121876888832E-3,4.4354838709677579E-7,0,2.4958413268520392E-2,null,6.8328171861110655E-3,1.1741622190594294E-2,0,3.3814540606512222E-3,4.625883768073835E-5,0,2.200215227503732E-2]
[2004,3,12,16,7.3213131283793136E-3,1.3240484628334551E-2,0,3.7735466750869816E-3,4.4354838709677579E-7,0,2.4335787980187942E-2,null,6.8586966674928146E-3,1.1278991898955839E-2,0,3.28807551562563E-3,4.625883768073835E-5,0,2.1472022919755022E-2]
[2004,3,12,17,7.9182140787586869E-3,1.2914915152130004E-2,4.7030148407420944E-5,3.7698961164817622E-3,4.4354838709677579E-7,4.4725343350428392E-6,2.4654971578500013E-2,null,7.4178808585528911E-3,1.1001653448911486E-2,2.4233611187034055E-5,3.2848946056219393E-3,4.625883768073835E-5,1.8292950868835974E-6,2.1776750657040971E-2]
[2004,3,12,18,8.0487817326350981E-3,1.2101854337694833E-2,2.3515074203710472E-4,3.376205182787204E-3,4.4354838709677579E-7,2.2362671675214194E-5,2.3784798215216549E-2,null,7.5401982511874455E-3,1.0309042370329972E-2,1.2116805593517026E-4,2.941852467478774E-3,4.625883768073835E-5,9.1464754344179871E-6,2.0967666458046517E-2]
[2004,3,12,19,8.9618144980744448E-3,1.2281183399044E-2,2.3515074203710472E-4,3.7957662986347245E-3,4.4354838709677579E-7,2.2362671675214194E-5,2.5296721157852583E-2,null,8.3955386355997214E-3,1.0461804983405038E-2,1.2116805593517026E-4,3.3074365588150771E-3,4.625883768073835E-5,9.1464754344179871E-6,2.2341353546870165E-2]
[2004,3,12,20,1.0195259280236756E-2,1.1910272076545485E-2,2.3515074203710472E-4,3.7704511020829599E-3,4.4354838709677579E-7,2.2362671675214194E-5,2.6133939420964616E-2,null,9.5510449592072395E-3,1.0145841790279986E-2,1.2116805593517026E-4,3.2853781916814071E-3,4.625883768073835E-5,9.1464754344179871E-6,2.3158838310218959E-2]
[2004,3,12,21,9.9411866939468404E-3,1.1128176920722477E-2,2.3515074203710472E-4,3.3819658523490293E-3,4.4354838709677579E-7,2.2362671675214194E-5,2.4709286429117759E-2,null,9.3130266187358927E-3,9.4796090069373812E-3,1.2116805593517026E-4,2.9468720202154345E-3,4.625883768073835E-5,9.1464754344179871E-6,2.1916081014939033E-2]
[2004,3,12,22,9.8359719141004418E-3,1.1302620430706655E-2,2.3515074203710472E-4,3.943376862330223E-3,4.4354838709677579E-7,2.2362671675214194E-5,2.5339926169236734E-2,null,9.2144601119836782E-3,9.6282098316931783E-3,1.2116805593517026E-4,3.4360568521691211E-3,4.625883768073835E-5,9.1464754344179871E-6,2.2455300164896306E-2]
[2004,3,12,23,7.7878543004350556E-3,1.0309073079694506E-2,2.3515074203710472E-4,3.6836516769271181E-3,4.4354838709677579E-7,2.2362671675214194E-5,2.2038536019156094E-2,null,7.2957582063065832E-3,8.7818501373271695E-3,1.2116805593517026E-4,3.2097456133143398E-3,4.625883768073835E-5,9.1464754344179871E-6,1.9463927325998422E-2]
[2004,3,12,24,7.1629388707099909E-3,9.736569147228669E-3,2.3515074203710472E-4,3.75543910215274E-3,4.4354838709677579E-7,2.2362671675214194E-5,2.0912904082190813E-2,null,6.7103297045934028E-3,8.294158984196413E-3,1.2116805593517026E-4,3.2722975029656669E-3,4.625883768073835E-5,9.1464754344179871E-6,1.8453359560805811E-2]
[2004,3,13,1,7.3671767530769467E-3,8.3653243645542916E-3,2.3515074203710472E-4,3.2103661801743833E-3,4.4354838709677579E-7,2.2362671675214194E-5,1.9200824259905033E-2,null,6.9016622782182274E-3,7.126055306014417E-3,1.2116805593517026E-4,2.7973488450306907E-3,4.625883768073835E-5,9.1464754344179871E-6,1.7001639798313661E-2]
[2004,3,13,2,6.9735432774131597E-3,8.2134178210378998E-3,2.3515074203710472E-4,3.1031219313795788E-3,4.4354838709677579E-7,2.2362671675214194E-5,{"$f":"SUM(E1732:J1732)","v":1.8548039991930051E-2},null,{"$f":"E1732*V$5","v":6.532901570895977E-3},{"$f":"F1732*W$5","v":6.9966527409411408E-3},{"$f":"G1732*X$5","v":1.2116805593517026E-4},{"$f":"H1732*AB$5","v":2.7039016933147965E-3},{"$f":"I1732*Z$5","v":4.625883768073835E-5},{"$f":"J1732*AA$5","v":9.1464754344179871E-6},{"$f":"SUM(M1732:R1732)","v":1.6410029374202242E-2}]
[2004,3,13,3,6.9613433126331434E-3,7.7349218547226317E-3,2.3515074203710472E-4,2.7677336491582208E-3,4.4354838709677579E-7,2.2362671675214194E-5,1.7721955778613411E-2,null,6.5214724930361765E-3,6.5890428777641155E-3,1.2116805593517026E-4,2.4116615028646898E-3,4.625883768073835E-5,9.1464754344179871E-6,1.5698750242715311E-2]
[2004,3,13,4,6.7126310378558141E-3,7.6452293201210823E-3,2.3515074203710472E-4,2.696659902898706E-3,4.4354838709677579E-7,2.2362671675214194E-5,1.7312477222975017E-2,null,6.2884757586706514E-3,6.5126377159014761E-3,1.2116805593517026E-4,2.3497314765521591E-3,4.625883768073835E-5,9.1464754344179871E-6,1.5327418320174613E-2]
[2004,3,13,5,7.3352808309662442E-3,7.467060350550345E-3,2.3515074203710472E-4,2.5886669137136836E-3,4.4354838709677579E-7,2.2362671675214194E-5,1.7648965057329689E-2,null,6.8717817839884015E-3,6.3608633344612985E-3,1.2116805593517026E-4,2.2556319107662638E-3,4.625883768073835E-5,9.1464754344179871E-6,1.5664850398266292E-2]
[2004,3,13,6,7.1995843206476492E-3,8.0125360460435863E-3,1.1365619198460059E-4,2.7680703926547361E-3,4.4354838709677579E-7,1.0808624643020192E-5,1.8105099124360688E-2,null,6.7446596152199445E-3,6.8255303102742115E-3,5.8564560368665617E-5,2.411954923919542E-3,4.625883768073835E-5,4.4207964599686932E-6,1.6091389043923071E-2]
[2004,3,13,7,7.3929424481937178E-3,8.4566426973200666E-3,0,2.5789178621836882E-3,4.4354838709677579E-7,0,1.8428946556084569E-2,null,6.9257998999992191E-3,7.2038454144887831E-3,0,2.2471370860306953E-3,4.625883768073835E-5,0,1.6423041238199435E-2]
[2004,3,13,8,8.3245755864775981E-3,9.107932662543233E-3,0,2.8047132177270355E-3,4.4354838709677579E-7,0,2.0237665015134961E-2,null,7.7985653436878711E-3,7.7586509558133935E-3,0,2.4438836070173348E-3,4.625883768073835E-5,0,1.8047358744199337E-2]
[2004,3,13,9,8.8003286012187272E-3,9.7238100063635861E-3,0,2.990926480757025E-3,4.4354838709677579E-7,0,2.1515508636726435E-2,null,8.2442566506347389E-3,8.2832900280747513E-3,0,2.6061403176328326E-3,4.625883768073835E-5,0,1.9179945834023059E-2]
[2004,3,13,10,9.5955201485389986E-3,9.9204633508760826E-3,0,3.0261115629636169E-3,4.4354838709677579E-7,0,2.2542538610765793E-2,null,8.9892019247936831E-3,8.4508104430686543E-3,0,2.6367987981764989E-3,4.625883768073835E-5,0,2.0123070003719573E-2]
[2004,3,13,11,1.0086524908030069E-2,9.8896916895981797E-3,0,2.9398676659455419E-3,4.4354838709677579E-7,0,2.2916527811960886E-2,null,9.4491812548117664E-3,8.4245974057053433E-3,0,2.561650278607509E-3,4.625883768073835E-5,0,2.0481687776805355E-2]
[2004,3,13,12,1.0105673627537799E-2,9.9053647580215343E-3,0,3.1577480633389068E-3,4.4354838709677579E-7,0,2.3169229997285334E-2,null,9.4671200120225903E-3,8.4379486097391071E-3,0,2.751500109996541E-3,4.625883768073835E-5,0,2.0702827569438975E-2]
[2004,3,13,13,9.5049063134701982E-3,9.6885491356726878E-3,0,3.0840874552763311E-3,4.4354838709677579E-7,0,2.2277986452806313E-2,null,8.9043137636513787E-3,8.2532528288304201E-3,0,2.6873160246543163E-3,4.625883768073835E-5,0,1.9891141454816852E-2]
[2004,3,13,14,9.2238970245296214E-3,9.4927332915825564E-3,0,3.0809758032938543E-3,4.4354838709677579E-7,0,2.1798049667793126E-2,null,8.6410607870616579E-3,8.0864458439521333E-3,0,2.6846046903108781E-3,4.625883768073835E-5,0,1.9458370159005409E-2]
[2004,3,13,15,8.980135424827649E-3,9.2530924290490663E-3,0,3.0211355208477103E-3,4.4354838709677579E-7,0,2.1254806923111522E-2,null,8.412701906322359E-3,7.882306235543101E-3,0,2.6324629296541739E-3,4.625883768073835E-5,0,1.8973729909200373E-2]
[2004,3,13,16,8.8444230719635138E-3,8.9246857250991022E-3,0,2.9410410091762814E-3,4.4354838709677579E-7,0,2.0710593354625995E-2,null,8.2855648960613454E-3,7.6025508748150143E-3,0,2.5626726698697905E-3,4.625883768073835E-5,0,1.8497047278426888E-2]
[2004,3,13,17,9.3911168729888094E-3,8.434995950458336E-3,3.9191790339517455E-5,2.6110387225201847E-3,4.4354838709677579E-7,3.7271119458690324E-6,2.0480513996639811E-2,null,8.7977144087897016E-3,7.1854054940972203E-3,2.0194675989195044E-5,2.2751255604042979E-3,4.625883768073835E-5,1.5244125724029978E-6,1.8326223389533557E-2]
[2004,3,13,18,1.0182213687513967E-2,7.7700718985343007E-3,2.3515074203710472E-4,2.3309358476124634E-3,4.4354838709677579E-7,2.2362671675214194E-5,2.0541178395760144E-2,null,9.5388236866343692E-3,6.6189856684193268E-3,1.2116805593517026E-4,2.031058245450734E-3,4.625883768073835E-5,9.1464754344179871E-6,1.836544096955476E-2]
[2004,3,13,19,1.0372923805995676E-2,7.8295900415966905E-3,2.3515074203710472E-4,2.4455273991559018E-3,4.4354838709677579E-7,2.2362671675214194E-5,2.0905998208847684E-2,null,9.7174832837792335E-3,6.6696865809829798E-3,1.2116805593517026E-4,2.1309074608891112E-3,4.625883768073835E-5,9.1464754344179871E-6,1.8694650694701654E-2]
[2004,3,13,20,1.0258269735908591E-2,8.0302796495579001E-3,2.3515074203710472E-4,2.7709056618677396E-3,4.4354838709677579E-7,2.2362671675214194E-5,2.1317412009433646E-2,null,9.6100739332117009E-3,6.8406453129281133E-3,1.2116805593517026E-4,2.4144254324575793E-3,4.625883768073835E-5,9.1464754344179871E-6,1.9041718047647718E-2]
[2004,3,13,21,1.0687229440556795E-2,7.3621863799183153E-3,2.3515074203710472E-4,2.3322045465398963E-3,4.4354838709677579E-7,2.2362671675214194E-5,2.0639577329114422E-2,null,1.0011928688659187E-2,6.2715257687774376E-3,1.2116805593517026E-4,2.0321637247886558E-3,4.625883768073835E-5,9.1464754344179871E-6,1.849219155127561E-2]
[2004,3,13,22,9.8093725532806975E-3,7.4049161662356287E-3,2.3515074203710472E-4,2.4907940203829373E-3,4.4354838709677579E-7,2.2362671675214194E-5,1.9963039701998676E-2,null,9.1895415018637735E-3,6.3079254117848933E-3,1.2116805593517026E-4,2.170350478757251E-3,4.625883768073835E-5,9.1464754344179871E-6,1.7844390761456247E-2]
[2004,3,13,23,9.3380424612291568E-3,8.3967602909083942E-3,2.3515074203710472E-4,3.5252600722179535E-3,4.4354838709677579E-7,2.2362671675214194E-5,2.1518019786454918E-2,null,8.7479936435824277E-3,7.1528342018507014E-3,1.2116805593517026E-4,3.0717312723858941E-3,4.625883768073835E-5,9.1464754344179871E-6,1.914913248686935E-2]
[2004,3,13,24,8.5158111007291801E-3,8.2292633966366355E-3,2.3515074203710472E-4,3.5003456493351622E-3,4.4354838709677579E-7,2.2362671675214194E-5,2.0503377108800389E-2,null,7.9777171380865288E-3,7.0101508963205878E-3,1.2116805593517026E-4,3.0500221189235319E-3,4.625883768073835E-5,9.1464754344179871E-6,1.8214463522380975E-2]
[2004,3,14,1,8.1962672307671867E-3,9.6887383353542345E-3,2.3515074203710472E-4,4.5431239934682127E-3,4.4354838709677579E-7,2.2362671675214194E-5,2.2686086521689051E-2,null,7.6783644895116899E-3,8.253413999794729E-3,1.2116805593517026E-4,3.9586458187985275E-3,4.625883768073835E-5,9.1464754344179871E-6,2.0066997677155276E-2]
[2004,3,14,2,7.9510875268294021E-3,9.5909626624909265E-3,2.3515074203710472E-4,4.4979595431740198E-3,4.4354838709677579E-7,2.2362671675214194E-5,2.229796669459376E-2,null,7.4486771111892704E-3,8.1701231646707489E-3,1.2116805593517026E-4,3.9192918274541374E-3,4.625883768073835E-5,9.1464754344179871E-6,1.9714665472364484E-2]
[2004,3,14,3,7.7295078533478195E-3,9.5942465592685731E-3,2.3515074203710472E-4,4.4921428598998807E-3,4.4354838709677579E-7,2.2362671675214194E-5,2.2073854234615688E-2,null,7.2410985332151444E-3,8.1729205732393763E-3,1.2116805593517026E-4,3.914223467234264E-3,4.625883768073835E-5,9.1464754344179871E-6,1.9504815942739111E-2]
[2004,3,14,4,8.0006109882175686E-3,9.2787972908750169E-3,2.3515074203710472E-4,4.3425090971800171E-3,4.4354838709677579E-7,2.2362671675214194E-5,2.1879874338372018E-2,null,7.4950713021806501E-3,7.9042030872397712E-3,1.2116805593517026E-4,3.7838402617585351E-3,4.625883768073835E-5,9.1464754344179871E-6,1.9359688020229283E-2]
[2004,3,14,5,7.9821058237772406E-3,9.4519390484814909E-3,2.3515074203710472E-4,4.4583321185446261E-3,4.4354838709677579E-7,2.2362671675214194E-5,2.2150333952902772E-2,null,7.4777354353145952E-3,8.051695005869039E-3,1.2116805593517026E-4,3.884762516996302E-3,4.625883768073835E-5,9.1464754344179871E-6,1.9590766327230266E-2]
[2004,3,14,6,8.368208678625557E-3,9.603038225716478E-3,1.0581783391669712E-4,4.3326838817243302E-3,4.4354838709677579E-7,1.0063202253846387E-5,2.2420255370624004E-2,null,7.8394413639399727E-3,8.1804098107882816E-3,5.4525625170826617E-5,3.7752790716747142E-3,4.625883768073835E-5,4.1159139454880942E-6,1.9900030623200022E-2]
[2004,3,14,7,8.925379521256745E-3,9.7507515716000158E-3,0,4.3238862269496898E-3,4.4354838709677579E-7,0,2.3000460868193549E-2,null,8.3614058987944787E-3,8.3062403735172877E-3,0,3.7676132453976999E-3,4.625883768073835E-5,0,2.0481518355390201E-2]
[2004,3,14,8,9.4016166429979845E-3,9.9202382783524154E-3,0,4.1968685586270633E-3,4.4354838709677579E-7,0,2.3519167028364558E-2,null,8.8075507231650859E-3,8.4506187135933095E-3,0,3.6569365475259664E-3,4.625883768073835E-5,0,2.09613648219651E-2]
[2004,3,14,9,9.9968711361097459E-3,1.0033784102683751E-2,0,4.1382118734391788E-3,4.4354838709677579E-7,0,2.416931066061977E-2,null,9.3651924926982412E-3,8.5473434535664021E-3,0,3.6058261129665219E-3,4.625883768073835E-5,0,2.1564620896911902E-2]
[2004,3,14,10,1.032799853334632E-2,1.0643790440899577E-2,0,4.4144473227665107E-3,4.4354838709677579E-7,0,2.5386679845399503E-2,null,9.6753967328554718E-3,9.0669812719831322E-3,0,3.8465235511292838E-3,4.625883768073835E-5,0,2.2635160393648629E-2]
[2004,3,14,11,9.8165190852010364E-3,1.1337916454673382E-2,0,4.9258589079443508E-3,4.4354838709677579E-7,0,2.6080737996205864E-2,null,9.1962364613343856E-3,9.658276976481377E-3,0,4.2921414423116649E-3,4.625883768073835E-5,0,2.3192913717808166E-2]
[2004,3,14,12,9.8294520097709712E-3,1.1228814574220541E-2,0,4.792550364036966E-3,4.4354838709677579E-7,0,2.5851260496415576E-2,null,9.2083521849885084E-3,9.5653378386529129E-3,0,4.1759831973005651E-3,4.625883768073835E-5,0,2.2995932058622725E-2]
[2004,3,14,13,9.79010704725378E-3,1.0876149882633641E-2,0,4.5920873487870391E-3,4.4354838709677579E-7,0,2.5258787827061556E-2,null,9.1714933375976956E-3,9.2649181553020373E-3,0,4.0013099816269895E-3,4.625883768073835E-5,0,2.2483980312207462E-2]
[2004,3,14,14,1.0087775173987755E-2,1.0684653176191947E-2,0,4.3807577754487008E-3,4.4354838709677579E-7,0,2.5153629674015496E-2,null,9.4503525194206007E-3,9.1017904555794425E-3,0,3.8171682031751873E-3,4.625883768073835E-5,0,2.2415570015855969E-2]
[2004,3,14,15,9.9815430908347224E-3,1.044594125452137E-2,0,4.2577931628358379E-3,4.4354838709677579E-7,0,2.4685721056579027E-2,null,9.3508329903516652E-3,8.8984421714128001E-3,0,3.7100231306920368E-3,4.625883768073835E-5,0,2.200555713013724E-2]
[2004,3,14,16,1.0018434684473242E-2,1.0477773812730609E-2,0,4.4167730369261641E-3,4.4354838709677579E-7,0,2.4913425082517107E-2,null,9.3853934914407671E-3,8.9255589406431902E-3,0,3.8485500594629919E-3,4.625883768073835E-5,0,2.2205761329227688E-2]
[2004,3,14,17,1.09756730381827E-2,1.0176774469169475E-2,2.7434253237662216E-5,4.3309992294187222E-3,4.4354838709677579E-7,2.6089783621083224E-6,2.5513933516757764E-2,null,1.0282146217551353E-2,8.6691507159508806E-3,1.4136273192436531E-5,3.7738111518434894E-3,4.625883768073835E-5,1.0670888006820984E-6,2.2786570285019576E-2]
[2004,3,14,18,1.1415083891225052E-2,1.0222025939365801E-2,2.3515074203710472E-4,4.4508101830671365E-3,4.4354838709677579E-7,2.2362671675214194E-5,2.6345876975757406E-2,null,1.0693791738044054E-2,8.7076984715721492E-3,1.2116805593517026E-4,3.8782082872482154E-3,4.625883768073835E-5,9.1464754344179871E-6,2.3456271865914747E-2]
[2004,3,14,19,1.219335114731402E-2,1.033801599630645E-2,2.3515074203710472E-4,4.5853909408741581E-3,4.4354838709677579E-7,2.2362671675214194E-5,2.7374715046594042E-2,null,1.1422882126906826E-2,8.806505346797347E-3,1.2116805593517026E-4,3.9954750743641876E-3,4.625883768073835E-5,9.1464754344179871E-6,2.4401435917118689E-2]
[2004,3,14,20,1.1860774136377423E-2,9.5480294653580364E-3,2.3515074203710472E-4,3.955167634444672E-3,4.4354838709677579E-7,2.2362671675214194E-5,2.5621928198279544E-2,null,1.1111319870710783E-2,8.1335502448531567E-3,1.2116805593517026E-4,3.4463307277662605E-3,4.625883768073835E-5,9.1464754344179871E-6,2.2867774212380527E-2]
[2004,3,14,21,1.0622722006797435E-2,9.6479895539136017E-3,2.3515074203710472E-4,4.0254646827037992E-3,4.4354838709677579E-7,2.2362671675214194E-5,2.455413320551425E-2,null,9.9514973270720362E-3,8.2187018885191594E-3,1.2116805593517026E-4,3.5075839791776165E-3,4.625883768073835E-5,9.1464754344179871E-6,2.1854356563819139E-2]
[2004,3,14,22,9.802846945328611E-3,9.9009965982532269E-3,2.3515074203710472E-4,4.2406348903893873E-3,4.4354838709677579E-7,2.2362671675214194E-5,2.4202435396070639E-2,null,9.1834282316444124E-3,8.4342275647756437E-3,1.2116805593517026E-4,3.6950722899103186E-3,4.625883768073835E-5,9.1464754344179871E-6,2.1489301455380704E-2]
[2004,3,14,23,8.4896754424419324E-3,9.9968642463647145E-3,2.3515074203710472E-4,4.1998088392262451E-3,4.4354838709677579E-7,2.2362671675214194E-5,2.2944305490132308E-2,null,7.9532329302327981E-3,8.5158930367559855E-3,1.2116805593517026E-4,3.6594985576134703E-3,4.625883768073835E-5,9.1464754344179871E-6,2.030519789365258E-2]
[2004,3,14,24,7.2844972659766522E-3,1.0016254184011062E-2,2.3515074203710472E-4,4.0001150579591881E-3,4.4354838709677579E-7,2.2362671675214194E-5,2.1558823470046316E-2,null,6.8242071123618886E-3,8.5324104797177332E-3,1.2116805593517026E-4,3.4854956130780683E-3,4.625883768073835E-5,9.1464754344179871E-6,1.9018686574208018E-2]
[2004,3,15,1,5.1192041984733684E-3,8.1774394846590853E-3,2.3515074203710472E-4,2.6706659850322776E-3,4.4354838709677579E-7,2.2362671675214194E-5,1.6225266630264145E-2,null,4.795733792642318E-3,6.9660043639409404E-3,1.2116805593517026E-4,2.3270817063887053E-3,4.625883768073835E-5,9.1464754344179871E-6,1.426539323202229E-2]
[2004,3,15,2,4.9238257974730526E-3,7.9685145088984194E-3,2.3515074203710472E-4,2.6117806982086855E-3,4.4354838709677579E-7,2.2362671675214194E-5,1.5762077966679573E-2,null,4.6127008907102052E-3,6.7880302810247248E-3,1.2116805593517026E-4,2.2757720800593096E-3,4.625883768073835E-5,9.1464754344179871E-6,1.3853076620844564E-2]
[2004,3,15,3,5.1268442499384555E-3,8.1999078801775101E-3,2.3515074203710472E-4,2.6940458934571277E-3,4.4354838709677579E-7,2.2362671675214194E-5,1.6278754985672508E-2,null,4.8028910873248723E-3,6.98514421101969E-3,1.2116805593517026E-4,2.3474537624591516E-3,4.625883768073835E-5,9.1464754344179871E-6,1.431206242985404E-2]
[2004,3,15,4,5.0715798361121583E-3,7.7653786262170104E-3,2.3515074203710472E-4,2.2236358684778277E-3,4.4354838709677579E-7,2.2362671675214194E-5,1.5318551292906412E-2,null,4.7511187011019546E-3,6.6149876742422082E-3,1.2116805593517026E-4,1.9375625331679107E-3,4.625883768073835E-5,9.1464754344179871E-6,1.34802422775624E-2]
[2004,3,15,5,5.6843690257570864E-3,8.2248418717705708E-3,2.3515074203710472E-4,2.424198036021963E-3,4.4354838709677579E-7,2.2362671675214194E-5,1.6591365895649034E-2,null,5.3251871911657962E-3,7.0063843919557361E-3,1.2116805593517026E-4,2.1123221450779651E-3,4.625883768073835E-5,9.1464754344179871E-6,1.4620467097249824E-2]
[2004,3,15,6,6.1149139985494016E-3,8.7556204695828192E-3,9.4060296814841887E-5,2.3389600819404104E-3,4.4354838709677579E-7,8.9450686700856784E-6,1.7312943463944658E-2,null,5.7285270454126977E-3,7.4585315506822455E-3,4.8467222374068109E-5,2.0380501527191811E-3,4.625883768073835E-5,3.6585901737671948E-6,1.5323493399042697E-2]
[2004,3,15,7,6.6919079305688394E-3,9.9321031977999651E-3,0,2.1222004299233798E-3,4.4354838709677579E-7,0,1.8746655106679277E-2,null,6.2690620955207551E-3,8.4607259214551939E-3,0,1.8491768815130415E-3,4.625883768073835E-5,0,1.6625223736169727E-2]
[2004,3,15,8,6.5666594313704011E-3,1.1636012143051738E-2,0,2.680339328448092E-3,4.4354838709677579E-7,0,2.0883454451257326E-2,null,6.1517277527604469E-3,9.9122117038506468E-3,0,2.3355105629468513E-3,4.625883768073835E-5,0,1.8445708857238684E-2]
[2004,3,15,9,6.9154266090348804E-3,1.2913984647057735E-2,0,3.1283211299707328E-3,4.4354838709677579E-7,0,2.2958175934450445E-2,null,6.4784571573403274E-3,1.1000860792187305E-2,0,2.7258589857601196E-3,4.625883768073835E-5,0,2.0251435772968489E-2]
[2004,3,15,10,6.8477506694215665E-3,1.351012821977002E-2,0,3.4159577592496114E-3,4.4354838709677579E-7,0,2.3774280196828292E-2,null,6.4150575002902771E-3,1.1508689524743465E-2,0,2.9764908288410501E-3,4.625883768073835E-5,0,2.094649669155553E-2]
[2004,3,15,11,6.548891501892631E-3,1.3705154757427481E-2,0,3.4266056348763825E-3,4.4354838709677579E-7,0,2.3681095442583591E-2,null,6.1350825367233056E-3,1.1674824133865894E-2,0,2.9857688429101368E-3,4.625883768073835E-5,0,2.0841934351180074E-2]
[2004,3,15,12,6.5521135497290332E-3,1.3345566103598848E-2,0,3.3161702616150818E-3,4.4354838709677579E-7,0,2.3214293463330055E-2,null,6.1381009909774169E-3,1.1368506228793885E-2,0,2.8895411085940932E-3,4.625883768073835E-5,0,2.0442407166046134E-2]
[2004,3,15,13,6.0200555374246064E-3,1.3482779925302979E-2,0,3.1707083959696472E-3,4.4354838709677579E-7,0,2.2673987407084328E-2,null,5.6396624660958791E-3,1.1485392704392651E-2,0,2.7627930807921173E-3,4.625883768073835E-5,0,1.9934107088961386E-2]
[2004,3,15,14,6.3286638528127276E-3,1.2688943599258389E-2,0,2.8149195091527676E-3,4.4354838709677579E-7,0,2.1832970509610979E-2,null,5.9287705519266007E-3,1.0809158129761373E-2,0,2.4527768472053643E-3,4.625883768073835E-5,0,1.9236964366574075E-2]
[2004,3,15,15,6.0554749259107473E-3,1.2692792441850441E-2,0,2.8826033456834932E-3,4.4354838709677579E-7,0,2.1631314261831777E-2,null,5.6728437871942572E-3,1.0812436791051701E-2,0,2.5117530796101633E-3,4.625883768073835E-5,0,1.9043292495536861E-2]
[2004,3,15,16,6.7302047966112779E-3,1.2616654058630175E-2,0,3.1829601426627547E-3,4.4354838709677579E-7,0,2.2530262546291303E-2,null,6.304939073174194E-3,1.0747577820126784E-2,0,2.773468626053347E-3,4.625883768073835E-5,0,1.9872244357035062E-2]
[2004,3,15,17,7.4334884036537626E-3,1.1893217388794342E-2,1.9595895169758728E-5,2.921784847973119E-3,4.4354838709677579E-7,1.8635559729345162E-6,2.2270393639951012E-2,null,6.9637838524293054E-3,1.013131364494513E-2,1.0097337994597522E-5,2.5458938361547947E-3,4.625883768073835E-5,7.6220628620149889E-7,1.9698109715490769E-2]
[2004,3,15,18,7.5702305107540682E-3,1.1119898176694985E-2,2.3515074203710472E-4,2.5224739251529524E-3,4.4354838709677579E-7,2.2362671675214194E-5,{"$f":"SUM(E1796:J1796)","v":2.1470559574701419E-2},null,{"$f":"E1796*V$5","v":7.091885549191785E-3},{"$f":"F1796*W$5","v":9.472556705647759E-3},{"$f":"G1796*X$5","v":1.2116805593517026E-4},{"$f":"H1796*AB$5","v":2.1979547270097885E-3},{"$f":"I1796*Z$5","v":4.625883768073835E-5},{"$f":"J1796*AA$5","v":9.1464754344179871E-6},{"$f":"SUM(M1796:R1796)","v":1.8938970350899659E-2}]
[2004,3,15,19,8.2853389687265345E-3,1.1152794067276813E-2,2.3515074203710472E-4,2.6306544501986146E-3,4.4354838709677579E-7,2.2362671675214194E-5,2.2326744448301378E-2,null,7.7618079950136608E-3,9.5005792813915024E-3,1.2116805593517026E-4,2.292217701950192E-3,4.625883768073835E-5,9.1464754344179871E-6,1.9731178347405683E-2]
[2004,3,15,20,8.2946247031163486E-3,1.1106794012551519E-2,2.3515074203710472E-4,2.8903123602253681E-3,4.4354838709677579E-7,2.2362671675214194E-5,2.2549688037992652E-2,null,7.7705069858091469E-3,9.461393839229679E-3,1.2116805593517026E-4,2.5184703204838717E-3,4.625883768073835E-5,9.1464754344179871E-6,1.9926944514573025E-2]
[2004,3,15,21,8.2414795721216221E-3,1.0282699077172429E-2,2.3515074203710472E-4,2.4359645235621404E-3,4.4354838709677579E-7,2.2362671675214194E-5,2.1218100134955606E-2,null,7.7207199699480065E-3,8.7593832738293662E-3,1.2116805593517026E-4,2.1225748603394979E-3,4.625883768073835E-5,9.1464754344179871E-6,1.87792514731672E-2]
[2004,3,15,22,7.4872916373745985E-3,1.0323444604023329E-2,2.3515074203710472E-4,2.7397085408542516E-3,4.4354838709677579E-7,2.2362671675214194E-5,2.0808401744351591E-2,null,7.0141873870617766E-3,8.7940926126617615E-3,1.2116805593517026E-4,2.3872418572709561E-3,4.625883768073835E-5,9.1464754344179871E-6,1.8372095226044823E-2]
[2004,3,15,23,6.5088563387936298E-3,1.016923105462067E-2,2.3515074203710472E-4,2.8006139358276809E-3,4.4354838709677579E-7,2.2362671675214194E-5,1.9736658291341393E-2,null,6.097577100893049E-3,8.662724809802071E-3,1.2116805593517026E-4,2.4403117024921032E-3,4.625883768073835E-5,9.1464754344179871E-6,1.7377186982237551E-2]
[2004,3,15,24,5.4103369554828499E-3,9.6253271558087196E-3,2.3515074203710472E-4,2.8053615113149263E-3,4.4354838709677579E-7,2.2362671675214194E-5,1.8098982584705912E-2,null,5.0684705592967646E-3,8.1993967790906959E-3,1.2116805593517026E-4,2.4444484968827109E-3,4.625883768073835E-5,9.1464754344179871E-6,1.5888889204320498E-2]
[2004,3,16,1,6.26073064502994E-3,9.3956964478374254E-3,2.3515074203710472E-4,2.7340071307715686E-3,4.4354838709677579E-7,2.2362671675214194E-5,1.8648391185738349E-2,null,5.8651298828742383E-3,8.0037843851593488E-3,1.2116805593517026E-4,2.3822739402126676E-3,4.625883768073835E-5,9.1464754344179871E-6,1.6427761577296585E-2]
[2004,3,16,2,6.3235529458477314E-3,9.1633689929564843E-3,2.3515074203710472E-4,2.7000490235181717E-3,4.4354838709677579E-7,2.2362671675214194E-5,1.8444927924421803E-2,null,5.9239825910848759E-3,7.8058747500467877E-3,1.2116805593517026E-4,2.3526845828703976E-3,4.625883768073835E-5,9.1464754344179871E-6,1.6259115293052389E-2]
[2004,3,16,3,6.2699211601257784E-3,9.0398506943685786E-3,2.3515074203710472E-4,2.7171868435343196E-3,4.4354838709677579E-7,2.2362671675214194E-5,1.828491566012809E-2,null,5.8737396710577313E-3,7.7006548938064476E-3,1.2116805593517026E-4,2.3676176024507098E-3,4.625883768073835E-5,9.1464754344179871E-6,1.6118585536365217E-2]
[2004,3,16,4,6.400981442746723E-3,8.7813635348881498E-3,2.3515074203710472E-4,2.5862982104196057E-3,4.4354838709677579E-7,2.2362671675214194E-5,1.8026600150153893E-2,null,5.9965185643915727E-3,7.480460946258277E-3,1.2116805593517026E-4,2.2535679439001696E-3,4.625883768073835E-5,9.1464754344179871E-6,1.5907120823600348E-2]
[2004,3,16,5,6.9454283909627301E-3,8.9722662460473331E-3,2.3515074203710472E-4,2.5238680184735082E-3,4.4354838709677579E-7,2.2362671675214194E-5,1.8699519617582986E-2,null,6.5065631976256094E-3,7.6430826472831262E-3,1.2116805593517026E-4,2.1991694686066209E-3,4.625883768073835E-5,9.1464754344179871E-6,1.6525388682565683E-2]
[2004,3,16,6,7.1803456491359363E-3,9.5537880245564252E-3,8.6221938746938392E-5,2.5008843849448448E-3,4.4354838709677579E-7,8.1996462809118712E-6,1.9329883192052151E-2,null,6.7266365898595226E-3,8.1384557105042606E-3,4.4428287176229095E-5,2.1791427062070358E-3,4.625883768073835E-5,3.353707659286595E-6,1.7138275839087072E-2]
[2004,3,16,7,8.0136358176739579E-3,1.0673345086404046E-2,0,2.3127396109570222E-3,4.4354838709677579E-7,0,2.1000164063422123E-2,null,7.5072731234688177E-3,9.092157586640684E-3,0,2.0152029757602098E-3,4.625883768073835E-5,0,1.8660892523550448E-2]
[2004,3,16,8,7.9256881850767198E-3,1.2226780282064555E-2,0,2.6306113206082398E-3,4.4354838709677579E-7,0,2.2783523336136612E-2,null,7.424882693769755E-3,1.0415461338673486E-2,0,2.2921801210316764E-3,4.625883768073835E-5,0,2.0178782991155653E-2]
[2004,3,16,9,7.7087561812523176E-3,1.3211691605512884E-2,0,2.968145443662403E-3,4.4354838709677579E-7,0,2.3889036778814703E-2,null,7.2216581101994127E-3,1.1254464377473954E-2,0,2.5862900874009092E-3,4.625883768073835E-5,0,2.1108671412755013E-2]
[2004,3,16,10,7.4878097209414452E-3,1.3600779482663122E-2,0,3.140837242212014E-3,4.4354838709677579E-7,0,2.4229869994203679E-2,null,7.0146727341533575E-3,1.1585911385460963E-2,0,2.7367648856349187E-3,4.625883768073835E-5,0,2.1383607842929978E-2]
[2004,3,16,11,7.4513275955771568E-3,1.3619937562717909E-2,0,3.1776254830903111E-3,4.4354838709677579E-7,0,2.4249334189772473E-2,null,6.9804958280066743E-3,1.1602231319043685E-2,0,2.7688202766264925E-3,4.625883768073835E-5,0,2.1397806261357587E-2]
[2004,3,16,12,6.9886362500380748E-3,1.3372902356035178E-2,0,3.0815164684962386E-3,4.4354838709677579E-7,0,2.3443498622956586E-2,null,6.5470408542772328E-3,1.1391792791063469E-2,0,2.6850757983074608E-3,4.625883768073835E-5,0,2.06701682813289E-2]
[2004,3,16,13,6.5694362878961554E-3,1.3375396175336552E-2,0,3.0866490089699215E-3,4.4354838709677579E-7,0,2.3031925020589726E-2,null,6.1543291462899039E-3,1.1393917167057793E-2,0,2.6895480314921968E-3,4.625883768073835E-5,0,2.0284053182520634E-2]
[2004,3,16,14,6.444989522575926E-3,1.2987429590700416E-2,0,2.8331815971974015E-3,4.4354838709677579E-7,0,2.2266044258860841E-2,null,6.0377458777402275E-3,1.1063425339303075E-2,0,2.4686894964274326E-3,4.625883768073835E-5,0,1.9616119551151473E-2]
[2004,3,16,15,6.2832448013807485E-3,1.2851836714219415E-2,0,2.8760746598442744E-3,4.4354838709677579E-7,0,2.2011599723831536E-2,null,5.8862214229336495E-3,1.0947919676306985E-2,0,2.5060643167815833E-3,4.625883768073835E-5,0,1.9386464253702954E-2]
[2004,3,16,16,6.5418851325881652E-3,1.2444242887191006E-2,0,2.8891110144549565E-3,4.4354838709677579E-7,0,2.1875682582621223E-2,null,6.1285188833243697E-3,1.0600708256018051E-2,0,2.5174235292411478E-3,4.625883768073835E-5,0,1.9292909506264305E-2]
[2004,3,16,17,7.7903118865849628E-3,1.1878520550524496E-2,1.1757537101855236E-5,2.7561910495410521E-3,4.4354838709677579E-7,1.1181335837607098E-6,2.2438342705723219E-2,null,7.2980605034001344E-3,1.011879404883978E-2,6.0584027967585136E-6,2.4016038720850183E-3,4.625883768073835E-5,4.5732377172089935E-7,1.9871232988574149E-2]
[2004,3,16,18,9.0979171371939616E-3,1.089342593281402E-2,2.3515074203710472E-4,2.3286191521489038E-3,4.4354838709677579E-7,2.2362671675214194E-5,2.25779191842563E-2,null,8.5230412708507067E-3,9.2796348696444608E-3,1.2116805593517026E-4,2.0290395955473999E-3,4.625883768073835E-5,9.1464754344179871E-6,2.0008289105092895E-2]
[2004,3,16,19,1.0028327579034246E-2,1.0823195152812624E-2,2.3515074203710472E-4,2.3804286681341599E-3,4.4354838709677579E-7,2.2362671675214194E-5,2.3489908362080446E-2,null,9.3946612773922241E-3,9.2198083284770836E-3,1.2116805593517026E-4,2.0741837571692004E-3,4.625883768073835E-5,9.1464754344179871E-6,2.0865226732088835E-2]
[2004,3,16,20,9.5446436253556702E-3,1.1009633380239109E-2,2.3515074203710472E-4,2.6096999480489983E-3,4.4354838709677579E-7,2.2362671675214194E-5,2.3421933915743189E-2,null,8.9415401687818405E-3,9.3786269303505337E-3,1.2116805593517026E-4,2.2739590208226581E-3,4.625883768073835E-5,9.1464754344179871E-6,2.0770699489005361E-2]
[2004,3,16,21,9.0564223910955099E-3,1.0986775429622727E-2,2.3515074203710472E-4,2.7901198857956926E-3,4.4354838709677579E-7,2.2362671675214194E-5,2.309127466861334E-2,null,8.4841684796186628E-3,9.3591552382587505E-3,1.2116805593517026E-4,2.4311677241764949E-3,4.625883768073835E-5,9.1464754344179871E-6,2.0451064811104234E-2]
[2004,3,16,22,8.4510473110694668E-3,1.03392279464572E-2,2.3515074203710472E-4,2.7081378100871625E-3,4.4354838709677579E-7,2.2362671675214194E-5,2.1756370029713246E-2,null,7.9170456191220585E-3,8.8075377543198781E-3,1.2116805593517026E-4,2.3597327376591566E-3,4.625883768073835E-5,9.1464754344179871E-6,1.9260889480151422E-2]
[2004,3,16,23,7.4162614854289067E-3,9.6729950959568E-3,2.3515074203710472E-4,2.5583338205075168E-3,4.4354838709677579E-7,2.2362671675214194E-5,1.9905547363992637E-2,null,6.9476454624235566E-3,8.240003020165856E-3,1.2116805593517026E-4,2.2292012052067284E-3,4.625883768073835E-5,9.1464754344179871E-6,1.7593423056846469E-2]
[2004,3,16,24,6.974536616544816E-3,9.6344609545288128E-3,2.3515074203710472E-4,2.8222612735903049E-3,4.4354838709677579E-7,2.2362671675214194E-5,1.968921580676335E-2,null,6.5338321432772579E-3,8.2071774642138197E-3,1.2116805593517026E-4,2.4591740851269018E-3,4.625883768073835E-5,9.1464754344179871E-6,1.7376757061668305E-2]
[2004,3,17,1,5.9781840159728039E-3,8.9746904240989439E-3,2.3515074203710472E-4,2.6615486888018668E-3,4.4354838709677579E-7,2.2362671675214194E-5,1.7872380090973028E-2,null,5.6004367070539478E-3,7.6451476989314046E-3,1.2116805593517026E-4,2.3191373609001923E-3,4.625883768073835E-5,9.1464754344179871E-6,1.5741295135935873E-2]
[2004,3,17,2,6.1223624331667214E-3,8.7556878496628989E-3,2.3515074203710472E-4,2.7094072213869336E-3,4.4354838709677579E-7,2.2362671675214194E-5,1.7845414466315969E-2,null,5.7355048310629006E-3,7.4585889488363692E-3,1.2116805593517026E-4,2.3608388377218889E-3,4.625883768073835E-5,9.1464754344179871E-6,1.5731505986671487E-2]
[2004,3,17,3,6.0351452165595667E-3,8.6256601652355304E-3,2.3515074203710472E-4,2.7051896887660808E-3,4.4354838709677579E-7,2.2362671675214194E-5,1.7623952032660595E-2,null,5.653798664095021E-3,7.3478240304467651E-3,1.2116805593517026E-4,2.3571638955677261E-3,4.625883768073835E-5,9.1464754344179871E-6,1.5535359959159839E-2]
[2004,3,17,4,6.0316150297743884E-3,8.3675525645517789E-3,2.3515074203710472E-4,2.4836524463536002E-3,4.4354838709677579E-7,2.2362671675214194E-5,1.7140777002779183E-2,null,5.6504915414635247E-3,7.1279534124981574E-3,1.2116805593517026E-4,2.1641276765155507E-3,4.625883768073835E-5,9.1464754344179871E-6,1.5119145999527558E-2]
[2004,3,17,5,6.4605279050866729E-3,8.4987183292427604E-3,2.3515074203710472E-4,2.3574353663027062E-3,4.4354838709677579E-7,2.2362671675214194E-5,1.7574638562731552E-2,null,6.0523024266100718E-3,7.2396878118723305E-3,1.2116805593517026E-4,2.0541485703052006E-3,4.625883768073835E-5,9.1464754344179871E-6,1.5522712177837929E-2]
[2004,3,17,6,6.7137462967083901E-3,9.0494698128044358E-3,7.8383580679034911E-5,2.3720944721713701E-3,4.4354838709677579E-7,7.4542238917380648E-6,1.8221591934642064E-2,null,6.2895205469540409E-3,7.7088490016475573E-3,4.0389351978390087E-5,2.0669217651899854E-3,4.625883768073835E-5,3.0488251448059956E-6,1.6154988328595517E-2]
[2004,3,17,7,7.4742868108635015E-3,1.0079208657754786E-2,0,2.1519064616379426E-3,4.4354838709677579E-7,0,1.9705845478643323E-2,null,7.002004304780097E-3,8.5860386526502384E-3,0,1.8750611977696573E-3,4.625883768073835E-5,0,1.750936299288073E-2]
[2004,3,17,8,7.4825949899462356E-3,1.1768114923459024E-2,0,2.5142203497799049E-3,4.4354838709677579E-7,0,2.1765373811572258E-2,null,7.0097875096763341E-3,1.0024744306082951E-2,0,2.1907629836878744E-3,4.625883768073835E-5,0,1.9271553637127896E-2]
[2004,3,17,9,7.2594813760564177E-3,1.2735180882600144E-2,0,2.820923866215332E-3,4.4354838709677579E-7,0,2.2816029673258988E-2,null,6.8007719173604339E-3,1.084854565664429E-2,0,2.4580087367629612E-3,4.625883768073835E-5,0,2.0153585148448422E-2]
[2004,3,17,10,6.9473377065421924E-3,1.3161012619607681E-2,0,2.887646063292496E-3,4.4354838709677579E-7,0,2.2996439937829467E-2,null,6.5083518680693429E-3,1.121129315772503E-2,0,2.5161470457460118E-3,4.625883768073835E-5,0,2.0282050909221121E-2]
[2004,3,17,11,6.9502316491463073E-3,1.3495347947243779E-2,0,2.9506954573342119E-3,4.4354838709677579E-7,0,2.3396718602111396E-2,null,6.5110629492847903E-3,1.1496098854630751E-2,0,2.5710850620669101E-3,4.625883768073835E-5,0,2.0624505703663192E-2]
[2004,3,17,12,6.5387858595563775E-3,1.3368906611328705E-2,0,2.8750261637859806E-3,4.4354838709677579E-7,0,2.2783162183058158E-2,null,6.1256154460253452E-3,1.1388388990263145E-2,0,2.5051507109581104E-3,4.625883768073835E-5,0,2.0065413984927338E-2]
[2004,3,17,13,6.1655987670279112E-3,1.3359954261182073E-2,0,2.8986166213029632E-3,4.4354838709677579E-7,0,2.2424613197900043E-2,null,5.7760091632459987E-3,1.1380762873273107E-2,0,2.5257062287356159E-3,4.625883768073835E-5,0,1.9728737102935462E-2]
[2004,3,17,14,5.9917688339435806E-3,1.2815151085447594E-2,0,2.6122939321351893E-3,4.4354838709677579E-7,0,2.1419657399913458E-2,null,5.6131631325067122E-3,1.0916668787737544E-2,0,2.2762192858454913E-3,4.625883768073835E-5,0,1.8852310043770488E-2]
[2004,3,17,15,5.9282819307349471E-3,1.2792122147700312E-2,0,2.7148628870943192E-3,4.4354838709677579E-7,0,2.1435710513916673E-2,null,5.5536878165584535E-3,1.0897051439159736E-2,0,2.3655926257039814E-3,4.625883768073835E-5,0,1.8862590719102908E-2]
[2004,3,17,16,6.1768207400888933E-3,1.2419766049636448E-2,0,2.7262178058405327E-3,4.4354838709677579E-7,0,2.1323248143952971E-2,null,5.7865220463704341E-3,1.0579857504686856E-2,0,2.3754867209745752E-3,4.625883768073835E-5,0,1.8788125109712603E-2]
[2004,3,17,17,7.4537669246740219E-3,1.1987709873937977E-2,0,2.6984278438769655E-3,4.4354838709677579E-7,0,2.2140348190876059E-2,null,6.9827810216671849E-3,1.0211807675516073E-2,0,2.3512719698716312E-3,4.625883768073835E-5,0,1.9592119504735626E-2]
[2004,3,17,18,8.4798335137803282E-3,1.0877188960302511E-2,2.3515074203710472E-4,2.1398285761810324E-3,4.4354838709677579E-7,2.2362671675214194E-5,2.1754808012363284E-2,null,7.9440128897660979E-3,9.2658033002901968E-3,1.2116805593517026E-4,1.8645371462947986E-3,4.625883768073835E-5,9.1464754344179871E-6,1.9250926705401419E-2]
[2004,3,17,19,9.3472864025741509E-3,1.0702464652463606E-2,2.3515074203710472E-4,2.1718248159869158E-3,4.4354838709677579E-7,2.2362671675214194E-5,2.2479532833124087E-2,null,8.7566534821367521E-3,9.1169632760777618E-3,1.2116805593517026E-4,1.8924170327136902E-3,4.625883768073835E-5,9.1464754344179871E-6,1.9942607159978532E-2]
[2004,3,17,20,8.9643648182267614E-3,1.0858612311812177E-2,2.3515074203710472E-4,2.4317764344607543E-3,4.4354838709677579E-7,2.2362671675214194E-5,2.2512710526599106E-2,null,8.3979278070533941E-3,9.2499786629212707E-3,1.2116805593517026E-4,2.1189255737618495E-3,4.625883768073835E-5,9.1464754344179871E-6,1.994340541278684E-2]
[2004,3,17,21,8.5295120685191135E-3,1.0823130769203883E-2,2.3515074203710472E-4,2.6240592825288421E-3,4.4354838709677579E-7,2.2362671675214194E-5,2.2234659082351255E-2,null,7.990552374126084E-3,9.2197534828863201E-3,1.2116805593517026E-4,2.2864710102557199E-3,4.625883768073835E-5,9.1464754344179871E-6,1.9673350236318454E-2]
[2004,3,17,22,7.9432965888726111E-3,1.0075060066513174E-2,2.3515074203710472E-4,2.5308237823020519E-3,4.4354838709677579E-7,2.2362671675214194E-5,2.0807137399787252E-2,null,7.4413784641755602E-3,8.5825046485469379E-3,1.2116805593517026E-4,2.2052303653455176E-3,4.625883768073835E-5,9.1464754344179871E-6,1.8405686847118342E-2]
[2004,3,17,23,7.0932011636703164E-3,9.7559375642371389E-3,2.3515074203710472E-4,2.5030511781904208E-3,4.4354838709677579E-7,2.2362671675214194E-5,1.961014686819729E-2,null,6.6449985583243608E-3,8.3106580946645161E-3,1.2116805593517026E-4,2.1810307389867117E-3,4.625883768073835E-5,9.1464754344179871E-6,1.7313260761025916E-2]
[2004,3,17,24,6.5447295222480495E-3,9.5727818475466707E-3,2.3515074203710472E-4,2.6522475261243589E-3,4.4354838709677579E-7,2.2362671675214194E-5,1.9027715858018494E-2,null,6.131183542728934E-3,8.1546357206512265E-3,1.2116805593517026E-4,2.3110328035964036E-3,4.625883768073835E-5,9.1464754344179871E-6,1.677342543602689E-2]
[2004,3,18,1,5.6417618521391721E-3,8.7033686690828217E-3,2.3515074203710472E-4,2.3227537718446887E-3,4.4354838709677579E-7,2.2362671675214194E-5,1.6925841255166097E-2,null,5.2852722640782338E-3,7.4140205187156263E-3,1.2116805593517026E-4,2.0239288032268894E-3,4.625883768073835E-5,9.1464754344179871E-6,1.4899794955071075E-2]
[2004,3,18,2,5.855872279805838E-3,8.6432301944859655E-3,2.3515074203710472E-4,2.4244924995315926E-3,4.4354838709677579E-7,2.2362671675214194E-5,1.7181551935922811E-2,null,5.485853560214915E-3,7.3627911727487914E-3,1.2116805593517026E-4,2.1125787255153162E-3,4.625883768073835E-5,9.1464754344179871E-6,1.5137796827529349E-2]
[2004,3,18,3,5.6476450305909653E-3,8.3297821183380607E-3,2.3515074203710472E-4,2.3165200827312341E-3,4.4354838709677579E-7,2.2362671675214194E-5,1.6551904193759674E-2,null,5.2907836983980099E-3,7.0957784152210325E-3,1.2116805593517026E-4,2.0184970854529201E-3,4.625883768073835E-5,9.1464754344179871E-6,1.4581632568122288E-2]
[2004,3,18,4,5.7789006398857624E-3,8.2016404298124995E-3,2.3515074203710472E-4,2.2002689627059037E-3,4.4354838709677579E-7,2.2362671675214194E-5,1.6438766994503581E-2,null,5.413745576175152E-3,6.9866200945576506E-3,1.2116805593517026E-4,1.9172018069440002E-3,4.625883768073835E-5,9.1464754344179871E-6,1.4494140846727128E-2]
[2004,3,18,5,6.2349361420420725E-3,8.397419518843291E-3,2.3515074203710472E-4,2.0853471893198653E-3,4.4354838709677579E-7,2.2362671675214194E-5,1.6975659812304644E-2,null,5.8409652735233906E-3,7.153395769402493E-3,1.2116805593517026E-4,1.8170648530863405E-3,4.625883768073835E-5,9.1464754344179871E-6,1.4987999265062552E-2]
[2004,3,18,6,6.4731486850499644E-3,8.8908954734386956E-3,6.6626043577179675E-5,2.0797101983427552E-3,4.4354838709677579E-7,6.3360903079773556E-6,1.7517160039103669E-2,null,6.0641257293369902E-3,7.5737664318403352E-3,3.433094918163158E-5,1.8121530675409261E-3,4.625883768073835E-5,2.5915013730850966E-6,1.5533226516953706E-2]
[2004,3,18,7,7.2541343109362574E-3,1.0238923846733222E-2,0,1.8666440143789409E-3,4.4354838709677579E-7,0,1.9360145720435516E-2,null,6.7957627206388311E-3,8.7220930625298392E-3,0,1.6264980954361873E-3,4.625883768073835E-5,0,1.7190612716285594E-2]
[2004,3,18,8,7.0304989229319839E-3,1.1568734705374863E-2,0,2.0471294740667233E-3,4.4354838709677579E-7,0,2.0646806650760664E-2,null,6.5862583238807159E-3,9.8549009863172343E-3,0,1.783763891257344E-3,4.625883768073835E-5,0,1.8271182039136032E-2]
[2004,3,18,9,6.9173562995036957E-3,1.2679157890268447E-2,0,2.4548661300645624E-3,4.4354838709677579E-7,0,2.2051823868223804E-2,null,6.4802649152323451E-3,1.0800822110686444E-2,0,2.1390447532275121E-3,4.625883768073835E-5,0,1.9466390616827037E-2]
[2004,3,18,10,6.9039594041138547E-3,1.3259251823114561E-2,0,2.7821624675839251E-3,4.4354838709677579E-7,0,{"$f":"SUM(E1860:J1860)","v":2.2945817243199437E-2},null,{"$f":"E1860*V$5","v":6.4677145379770842E-3},{"$f":"F1860*W$5","v":1.1294978854405857E-2},{"$f":"G1860*X$5","v":0},{"$f":"H1860*AB$5","v":2.4242340370533317E-3},{"$f":"I1860*Z$5","v":4.625883768073835E-5},{"$f":"J1860*AA$5","v":0},{"$f":"SUM(M1860:R1860)","v":2.0233186267117009E-2}]
[2004,3,18,11,6.6144628171907905E-3,1.2930072233578425E-2,0,2.6025236431759576E-3,4.4354838709677579E-7,0,2.2147502242332272E-2,null,6.1965105556910129E-3,1.1014565106125505E-2,0,2.267705955900607E-3,4.625883768073835E-5,0,1.9525040455397862E-2]
[2004,3,18,12,6.3078718863425389E-3,1.2900236438946854E-2,0,2.622511281439989E-3,4.4354838709677579E-7,0,2.183106315511648E-2,null,5.9092923806424186E-3,1.0989149292777688E-2,0,2.2851221613036125E-3,4.625883768073835E-5,0,1.9229822672404456E-2]
[2004,3,18,13,5.8869142513122514E-3,1.306573069295351E-2,0,2.6130283420790551E-3,4.4354838709677579E-7,0,2.1566116834731912E-2,null,5.514934062959451E-3,1.1130126636331283E-2,0,2.2768592130976966E-3,4.625883768073835E-5,0,1.8968178750069169E-2]
[2004,3,18,14,5.7217430673358986E-3,1.2521488821366954E-2,0,2.3310098078849497E-3,4.4354838709677579E-7,0,2.0574685244974897E-2,null,5.3601996554508858E-3,1.0666510701340431E-2,0,2.0311226906483239E-3,4.625883768073835E-5,0,1.8104091885120379E-2]
[2004,3,18,15,5.6369155631702901E-3,1.2377759158037863E-2,0,2.4235405133162398E-3,4.4354838709677579E-7,0,2.0438658782911488E-2,null,5.2807322006472989E-3,1.0544073664190048E-2,0,2.1117492134314774E-3,4.625883768073835E-5,0,1.798281391594956E-2]
[2004,3,18,16,5.9791570467231155E-3,1.2202523122862487E-2,0,2.5110689723016263E-3,4.4354838709677579E-7,0,2.0693192690274323E-2,null,5.6013482542924698E-3,1.0394797721758263E-2,0,2.1880170345797761E-3,4.625883768073835E-5,0,1.8230421848311248E-2]
[2004,3,18,17,7.1776808433136026E-3,1.144977737078438E-2,0,2.3894437058011443E-3,4.4354838709677579E-7,0,2.1017345468286222E-2,null,6.7241401668145483E-3,9.7535664165616705E-3,0,2.0820389997771565E-3,4.625883768073835E-5,0,1.8606004420834113E-2]
[2004,3,18,18,8.3520524304283965E-3,1.049024957076691E-2,2.2731238396920118E-4,1.9188112260314718E-3,4.4354838709677579E-7,2.1617249286040385E-5,2.1010486408869114E-2,null,7.8243059908551203E-3,8.9361864952814569E-3,1.1712912073733123E-4,1.6719539347625136E-3,4.625883768073835E-5,8.8415929199373864E-6,1.8604675972237097E-2]
[2004,3,18,19,9.1992287900966811E-3,1.0371907154927128E-2,2.3515074203710472E-4,1.922411912022695E-3,4.4354838709677579E-7,2.2362671675214194E-5,2.1751504819145919E-2,null,8.6179512800194976E-3,8.8353757480144467E-3,1.2116805593517026E-4,1.6750913883218828E-3,4.625883768073835E-5,9.1464754344179871E-6,1.9304991785406154E-2]
[2004,3,18,20,8.7560776126588517E-3,1.0417358739981361E-2,2.3515074203710472E-4,2.1505003810607781E-3,4.4354838709677579E-7,2.2362671675214194E-5,2.1581893695800401E-2,null,8.2028017773835976E-3,8.8740939727631335E-3,1.2116805593517026E-4,1.8738360110906918E-3,4.625883768073835E-5,9.1464754344179871E-6,1.912730513028775E-2]
[2004,3,18,21,8.3039657927540464E-3,1.0268095794086586E-2,2.3515074203710472E-4,2.3396945835685648E-3,4.4354838709677579E-7,2.2362671675214194E-5,2.1169713132508611E-2,null,7.7792578340853237E-3,8.7469433733085872E-3,1.2116805593517026E-4,2.038690159860385E-3,4.625883768073835E-5,9.1464754344179871E-6,1.8741464736304624E-2]
[2004,3,18,22,7.8041753307949192E-3,9.7134414419044537E-3,2.3515074203710472E-4,2.3283352788640204E-3,4.4354838709677579E-7,2.2362671675214194E-5,2.0103909013662807E-2,null,7.3110479493590057E-3,8.2744574998236259E-3,1.2116805593517026E-4,2.0287922428900902E-3,4.625883768073835E-5,9.1464754344179871E-6,1.7790871061123051E-2]
[2004,3,18,23,6.8314072651800128E-3,9.1718087571599251E-3,2.3515074203710472E-4,2.2090965254034636E-3,4.4354838709677579E-7,2.2362671675214194E-5,1.8470269509842815E-2,null,6.3997467971088325E-3,7.8130642174078242E-3,1.2116805593517026E-4,1.9248936934549382E-3,4.625883768073835E-5,9.1464754344179871E-6,1.6314278077021925E-2]
[2004,3,18,24,6.2854941516083873E-3,9.1634184561341266E-3,2.3515074203710472E-4,2.3691870950951631E-3,4.4354838709677579E-7,2.2362671675214194E-5,1.8076056664937092E-2,null,5.8883286420403601E-3,7.8059168855724569E-3,1.2116805593517026E-4,2.0643884255490369E-3,4.625883768073835E-5,9.1464754344179871E-6,1.593520732221218E-2]
[2004,3,19,1,5.1864095629828274E-3,9.2195272524263697E-3,2.3515074203710472E-4,2.7610634517911065E-3,4.4354838709677579E-7,2.2362671675214194E-5,1.7424957229299716E-2,null,4.8586926091163645E-3,7.8537135241853722E-3,1.2116805593517026E-4,2.4058494341305213E-3,4.625883768073835E-5,9.1464754344179871E-6,1.5294828936482584E-2]
[2004,3,19,2,5.0604187283149523E-3,8.8298635851222478E-3,2.3515074203710472E-4,2.5776964632672028E-3,4.4354838709677579E-7,2.2362671675214194E-5,1.6725935738803818E-2,null,4.7406628373092294E-3,7.5217760256564058E-3,1.2116805593517026E-4,2.2460728215024143E-3,4.625883768073835E-5,9.1464754344179871E-6,1.4685085053518376E-2]
[2004,3,19,3,4.9908524431546437E-3,8.7127011615979535E-3,2.3515074203710472E-4,2.6347115238643409E-3,4.4354838709677579E-7,2.2362671675214194E-5,1.6596222090716352E-2,null,4.6754922811764275E-3,7.4219704624246333E-3,1.2116805593517026E-4,2.2957528283800398E-3,4.625883768073835E-5,9.1464754344179871E-6,1.4569788941031427E-2]
[2004,3,19,4,5.1074908564233022E-3,8.5257584131504961E-3,2.3515074203710472E-4,2.4741666211010693E-3,4.4354838709677579E-7,2.2362671675214194E-5,1.6365372852774281E-2,null,4.7847605889730768E-3,7.2627220810779882E-3,1.2116805593517026E-4,2.1558622136913417E-3,4.625883768073835E-5,9.1464754344179871E-6,1.4379918252792733E-2]
[2004,3,19,5,5.5511644227347699E-3,8.885310011108755E-3,2.3515074203710472E-4,2.4544122371588928E-3,4.4354838709677579E-7,2.2362671675214194E-5,1.7148843633101832E-2,null,5.2003994719651957E-3,7.5690084198687408E-3,1.2116805593517026E-4,2.138649254170961E-3,4.625883768073835E-5,9.1464754344179871E-6,1.5084630515055224E-2]
[2004,3,19,6,6.5132244500718337E-3,9.0470335596437978E-3,5.878768550927618E-5,2.3420892377909127E-3,4.4354838709677579E-7,5.5906679188035484E-6,1.796716914932172E-2,null,6.1016692015506378E-3,7.7067736637400734E-3,3.0292013983792566E-5,2.0407767390377076E-3,4.625883768073835E-5,2.2866188586044968E-6,1.5928057074851554E-2]
[2004,3,19,7,6.8884638785810595E-3,1.0239993936275825E-2,0,2.2526490750594133E-3,4.4354838709677579E-7,0,1.9381550438303391E-2,null,6.4531981380541161E-3,8.7230046251818849E-3,0,1.9628431570490241E-3,4.625883768073835E-5,0,1.7185304757965765E-2]
[2004,3,19,8,6.9823020178538669E-3,1.1740092598948679E-2,0,2.6306399311075502E-3,4.4354838709677579E-7,0,2.1353478096297191E-2,null,6.541106867243603E-3,1.0000873308909199E-2,0,2.2922050507570443E-3,4.625883768073835E-5,0,1.8880444064590583E-2]
[2004,3,19,9,6.8381830548601185E-3,1.2423265877947724E-2,0,2.8021923113447744E-3,4.4354838709677579E-7,0,2.2064084792539712E-2,null,6.4060944406645259E-3,1.0582838855919737E-2,0,2.4416870181670045E-3,4.625883768073835E-5,0,1.9476879152432004E-2]
[2004,3,19,10,7.1247488276423541E-3,1.2625457796265976E-2,0,2.8587597744500893E-3,4.4354838709677579E-7,0,2.2609409946745516E-2,null,6.6745528000236361E-3,1.0755077340594655E-2,0,2.4909770114896271E-3,4.625883768073835E-5,0,1.9966865989788654E-2]
[2004,3,19,11,6.7548426082408809E-3,1.2686447919803476E-2,0,2.8008484911085873E-3,4.4354838709677579E-7,0,2.224258256754004E-2,null,6.3280200797580059E-3,1.0807032169183306E-2,0,2.4405160819638877E-3,4.625883768073835E-5,0,1.9621827168585935E-2]
[2004,3,19,12,6.4823940103969939E-3,1.2539828673897392E-2,0,2.7494391215257493E-3,4.4354838709677579E-7,0,2.1772105354207233E-2,null,6.0727868644415333E-3,1.0682133622549536E-2,0,2.3957205874454101E-3,4.625883768073835E-5,0,1.9196899912117215E-2]
[2004,3,19,13,6.4852204593715043E-3,1.2485075527101564E-2,0,2.7856294277313351E-3,4.4354838709677579E-7,0,2.1756368962591498E-2,null,6.0754347167902012E-3,1.0635491802670006E-2,0,2.4272549687539011E-3,4.625883768073835E-5,0,1.9184440325894843E-2]
[2004,3,19,14,5.9507073315171822E-3,1.2311471212610859E-2,0,2.8316827031300011E-3,4.4354838709677579E-7,0,2.1094304795645138E-2,null,5.5746962093037528E-3,1.048760585198704E-2,0,2.4673834368214723E-3,4.625883768073835E-5,0,1.8575944335793002E-2]
[2004,3,19,15,6.180641991461084E-3,1.2012275529278931E-2,0,2.8561661108308244E-3,4.4354838709677579E-7,0,2.1049527179957936E-2,null,5.790101841906088E-3,1.0232734086849252E-2,0,2.4887170257052778E-3,4.625883768073835E-5,0,1.8557811792141353E-2]
[2004,3,19,16,6.1174559083639595E-3,1.14417333577358E-2,0,2.6699379643363762E-3,4.4354838709677579E-7,0,2.022957077882323E-2,null,5.7309083379579644E-3,9.7467140723645502E-3,0,2.3264473464002979E-3,4.625883768073835E-5,0,1.7850328594403553E-2]
[2004,3,19,17,6.7651991721915826E-3,1.1083028033848303E-2,0,2.6797469199961064E-3,4.4354838709677579E-7,0,2.0528417674423087E-2,null,6.3377222369270549E-3,9.4411486375781707E-3,0,2.3349943685297839E-3,4.625883768073835E-5,0,1.8160124080715746E-2]
[2004,3,19,18,6.972508009570757E-3,1.0293953388250959E-2,2.1947402590129773E-4,2.3210835428377104E-3,4.4354838709677579E-7,2.0871826896866579E-5,1.9828334341844688E-2,null,6.5319317191800154E-3,8.7689703310290263E-3,1.1309018553949225E-4,2.0224734511201854E-3,4.625883768073835E-5,8.5367104054567874E-6,1.7491261234954914E-2]
[2004,3,19,19,7.5036262034169771E-3,1.0151503021926859E-2,2.3515074203710472E-4,2.4113660325878012E-3,4.4354838709677579E-7,2.2362671675214194E-5,2.0324452220031052E-2,null,7.0294898105089489E-3,8.647623071251654E-3,1.2116805593517026E-4,2.1011409937788843E-3,4.625883768073835E-5,9.1464754344179871E-6,1.7954827244589813E-2]
[2004,3,19,20,8.6031605485973554E-3,9.6698396520731224E-3,2.3515074203710472E-4,2.215910427184848E-3,4.4354838709677579E-7,2.2362671675214194E-5,2.074686758995474E-2,null,8.0595471809347865E-3,8.2373150350202491E-3,1.2116805593517026E-4,1.9308309788636927E-3,4.625883768073835E-5,9.1464754344179871E-6,1.8404266563869055E-2]
[2004,3,19,21,8.5223051749708269E-3,9.0128682790384419E-3,2.3515074203710472E-4,1.9472161281165851E-3,4.4354838709677579E-7,2.2362671675214194E-5,1.9740346544225268E-2,null,7.9838008671360323E-3,7.6776697499491304E-3,1.2116805593517026E-4,1.6967045132266455E-3,4.625883768073835E-5,9.1464754344179871E-6,1.7534748499362138E-2]
[2004,3,19,22,8.728666852643124E-3,9.5470902977605483E-3,2.3515074203710472E-4,2.8145668268200149E-3,4.4354838709677579E-7,2.2362671675214194E-5,2.1348280939323103E-2,null,8.1771230384638585E-3,8.1327502089012117E-3,1.2116805593517026E-4,2.4524695378640559E-3,4.625883768073835E-5,9.1464754344179871E-6,1.8938916154279454E-2]
[2004,3,19,23,6.9725940594125031E-3,8.9177681395762615E-3,2.3515074203710472E-4,2.8646807402791753E-3,4.4354838709677579E-7,2.2362671675214194E-5,1.9012999901367355E-2,null,6.5320123317357788E-3,7.5966580851428381E-3,1.2116805593517026E-4,2.4961362381927194E-3,4.625883768073835E-5,9.1464754344179871E-6,1.6801380024121664E-2]
[2004,3,19,24,6.3734225699719664E-3,8.5746105497468382E-3,2.3515074203710472E-4,2.9807868718614949E-3,4.4354838709677579E-7,2.2362671675214194E-5,1.8186776953679713E-2,null,5.9707010716077442E-3,7.304337087505902E-3,1.2116805593517026E-4,2.5973051811901005E-3,4.625883768073835E-5,9.1464754344179871E-6,1.6048916709354075E-2]
[2004,3,20,1,6.7570538191485821E-3,8.6920687882141093E-3,2.3515074203710472E-4,3.4649513049856916E-3,4.4354838709677579E-7,2.2362671675214194E-5,1.9172030874447795E-2,null,6.3300915694782019E-3,7.4043946425974188E-3,1.2116805593517026E-4,3.0191812980545456E-3,4.625883768073835E-5,9.1464754344179871E-6,1.6930240879180495E-2]
[2004,3,20,2,6.4924938927972903E-3,8.4358194235437823E-3,2.3515074203710472E-4,3.4211582496965392E-3,4.4354838709677579E-7,2.2362671675214194E-5,1.8607428528137026E-2,null,6.0822485591602669E-3,7.18610697493576E-3,1.2116805593517026E-4,2.9810222701561078E-3,4.625883768073835E-5,9.1464754344179871E-6,1.6425951173302464E-2]
[2004,3,20,3,6.49490382871281E-3,8.0972694604066007E-3,2.3515074203710472E-4,3.2235709365653676E-3,4.4354838709677579E-7,2.2362671675214194E-5,1.8073701187784192E-2,null,6.084506216925043E-3,6.8977110136999829E-3,1.2116805593517026E-4,2.8088547941860684E-3,4.625883768073835E-5,9.1464754344179871E-6,1.5967645393861422E-2]
[2004,3,20,4,6.3569526111995353E-3,8.1319500075375823E-3,2.3515074203710472E-4,3.2144273638009284E-3,4.4354838709677579E-7,2.2362671675214194E-5,1.7961286944637462E-2,null,5.9552718105769127E-3,6.9272538605912983E-3,1.2116805593517026E-4,2.8008875526701277E-3,4.625883768073835E-5,9.1464754344179871E-6,1.5859986592888665E-2]
[2004,3,20,5,6.7335802330452735E-3,8.046868346906523E-3,2.3515074203710472E-4,3.076751966082412E-3,4.4354838709677579E-7,2.2362671675214194E-5,1.8115157508133622E-2,null,6.3081012237631972E-3,6.8547765013446576E-3,1.2116805593517026E-4,2.6809242546590225E-3,4.625883768073835E-5,9.1464754344179871E-6,1.6020375348817204E-2]
[2004,3,20,6,6.7631322272452762E-3,8.5985085265540342E-3,5.0949327441372684E-5,3.2800983697706182E-3,4.4354838709677579E-7,4.845245529629742E-6,1.8697977244928027E-2,null,6.3357858973433576E-3,7.3246947325903552E-3,2.6253078785953555E-5,2.8581099075017302E-3,4.625883768073835E-5,1.9817363441238969E-6,1.6593084190246257E-2]
[2004,3,20,7,7.4365997535977297E-3,8.736337363497616E-3,0,2.9856993896465534E-3,4.4354838709677579E-7,0,1.9159080055128994E-2,null,6.966698603528991E-3,7.4421051128722368E-3,0,2.6015856978604699E-3,4.625883768073835E-5,0,1.7056648251942436E-2]
[2004,3,20,8,8.0783661480415651E-3,9.3032685120188301E-3,0,3.089685710842113E-3,4.4354838709677579E-7,0,2.0471763919289603E-2,null,7.5679132973547137E-3,7.9250490541953895E-3,0,2.6921940581440275E-3,4.625883768073835E-5,0,1.8231415247374868E-2]
[2004,3,20,9,9.0658212337959773E-3,9.7322661378327711E-3,0,3.1385041330352671E-3,4.4354838709677579E-7,0,2.1937035053051109E-2,null,8.4929734316781663E-3,8.2904934379962672E-3,0,2.7347319336616491E-3,4.625883768073835E-5,0,1.956445764101682E-2]
[2004,3,20,10,9.6925685288944251E-3,1.0057950326246052E-2,0,3.183496563666518E-3,4.4354838709677579E-7,0,2.293445896719409E-2,null,9.0801180475243454E-3,8.5679296063726415E-3,0,2.7739360358723869E-3,4.625883768073835E-5,0,2.0468242527450109E-2]
[2004,3,20,11,1.0155736574463165E-2,1.0241884570788139E-2,0,3.2315372772846337E-3,4.4354838709677579E-7,0,2.362960197092303E-2,null,9.5140195997360164E-3,8.7246151743382676E-3,0,2.8157962559257851E-3,4.625883768073835E-5,0,2.1100689867680808E-2]
[2004,3,20,12,9.2676930229243365E-3,1.0409356545646141E-2,0,3.4947485027298454E-3,4.4354838709677579E-7,0,2.3172241619687419E-2,null,8.6820894199000753E-3,8.8672772521056695E-3,0,3.0451450517252352E-3,4.625883768073835E-5,0,2.0640770561411718E-2]
[2004,3,20,13,8.7980535241994721E-3,1.013741651002289E-2,0,3.5717511068836549E-3,4.4354838709677579E-7,0,2.2507664689493116E-2,null,8.2421253303515286E-3,8.6356233855823389E-3,0,3.1122411814827177E-3,4.625883768073835E-5,0,2.0036248735097323E-2]
[2004,3,20,14,8.4822051480634656E-3,1.0131993407509005E-2,0,3.6188398882311132E-3,4.4354838709677579E-7,0,2.2233481992190676E-2,null,7.9462346660880544E-3,8.6310036808631922E-3,0,3.1532719364569246E-3,4.625883768073835E-5,0,1.9776769121088909E-2]
[2004,3,20,15,8.2246854345500529E-3,9.9453459874577071E-3,0,3.5054136189903297E-3,4.4354838709677579E-7,0,2.1675888589385184E-2,null,7.704987014209636E-3,8.4720068769082602E-3,0,3.0544380884004979E-3,4.625883768073835E-5,0,1.9277690817199131E-2]
[2004,3,20,16,8.2378047366902327E-3,9.5430659766310797E-3,0,3.4677617829527094E-3,4.4354838709677579E-7,0,2.1249076044661117E-2,null,7.7172773386761442E-3,8.129322065091359E-3,0,3.0216302047691669E-3,4.625883768073835E-5,0,1.8914488446217407E-2]
[2004,3,20,17,8.7798323063700851E-3,9.2573082984263987E-3,0,3.3212676137347767E-3,4.4354838709677579E-7,0,2.1358851766918357E-2,null,8.2250554681816343E-3,7.8858975509585681E-3,0,2.8939826804474226E-3,4.625883768073835E-5,0,1.9051194537268362E-2]
[2004,3,20,18,9.185177027284358E-3,8.4832050467656701E-3,2.1163566783339425E-4,3.0036452376134165E-3,4.4354838709677579E-7,2.0126404507692773E-5,2.0904232932391627E-2,null,8.6047874148653496E-3,7.2264727225234953E-3,1.0905125034165323E-4,2.6172227916578116E-3,4.625883768073835E-5,8.2318278909761884E-6,1.861202484496002E-2]
[2004,3,20,19,9.6305348531900929E-3,8.4722007639431787E-3,2.3515074203710472E-4,3.2786051623041167E-3,4.4354838709677579E-7,2.2362671675214194E-5,2.1639297741536799E-2,null,9.0220041330714307E-3,7.2170986535001393E-3,1.2116805593517026E-4,2.8568088029088633E-3,4.625883768073835E-5,9.1464754344179871E-6,1.9272484958530761E-2]
[2004,3,20,20,9.5563164581485421E-3,8.6984324448018645E-3,2.3515074203710472E-4,3.4602496172938249E-3,4.4354838709677579E-7,2.2362671675214194E-5,2.1972955482343647E-2,null,8.9524754228780395E-3,7.4098155643473242E-3,1.2116805593517026E-4,3.0150844879411822E-3,4.625883768073835E-5,9.1464754344179871E-6,1.9553948844216875E-2]
[2004,3,20,21,9.7557077756378029E-3,8.3283459853872744E-3,2.3515074203710472E-4,3.2001306928292404E-3,4.4354838709677579E-7,2.2362671675214194E-5,2.1542141415953734E-2,null,9.1392676745971416E-3,7.0945550361399476E-3,1.2116805593517026E-4,2.7884301650121682E-3,4.625883768073835E-5,9.1464754344179871E-6,1.9198826244799586E-2]
[2004,3,20,22,9.3534388560940693E-3,8.4651902904653315E-3,2.3515074203710472E-4,3.5154447757345286E-3,4.4354838709677579E-7,2.2362671675214194E-5,2.1592030884393341E-2,null,8.7624171766699632E-3,7.211126736626698E-3,1.2116805593517026E-4,3.0631787251870412E-3,4.625883768073835E-5,9.1464754344179871E-6,1.921329600753403E-2]
[2004,3,20,23,8.482223426975544E-3,8.7576585526456061E-3,2.3515074203710472E-4,3.8714153561571949E-3,4.4354838709677579E-7,2.2362671675214194E-5,2.1369254297877758E-2,null,7.9462517899989114E-3,7.4602677048336858E-3,1.2116805593517026E-4,3.3733532772863162E-3,4.625883768073835E-5,9.1464754344179871E-6,1.8956446141169241E-2]
[2004,3,20,24,7.7490759389528905E-3,8.361331922275941E-3,2.3515074203710472E-4,3.774623891804771E-3,4.4354838709677579E-7,2.2362671675214194E-5,2.0142988715133016E-2,null,7.2594301577714659E-3,7.1226543184087065E-3,1.2116805593517026E-4,3.2890141471624205E-3,4.625883768073835E-5,9.1464754344179871E-6,1.784767199239292E-2]
[2004,3,21,1,8.1389844675890388E-3,9.2861621784586599E-3,2.3515074203710472E-4,4.376411758320869E-3,4.4354838709677579E-7,2.2362671675214194E-5,2.2059515366467979E-2,null,7.6247012886588514E-3,7.9104769140462966E-3,1.2116805593517026E-4,3.8133813061949919E-3,4.625883768073835E-5,9.1464754344179871E-6,1.9525132877950466E-2]
[2004,3,21,2,7.8883084621602356E-3,9.199397191996939E-3,2.3515074203710472E-4,4.3323859456495962E-3,4.4354838709677579E-7,2.2362671675214194E-5,{"$f":"SUM(E1924:J1924)","v":2.1678048561906187E-2},null,{"$f":"E1924*V$5","v":7.389864907137284E-3},{"$f":"F1924*W$5","v":7.836565602875668E-3},{"$f":"G1924*X$5","v":1.2116805593517026E-4},{"$f":"H1924*AB$5","v":3.7750194654217898E-3},{"$f":"I1924*Z$5","v":4.625883768073835E-5},{"$f":"J1924*AA$5","v":9.1464754344179871E-6},{"$f":"SUM(M1924:R1924)","v":1.9178023344485068E-2}]
[2004,3,21,3,7.6687575110773436E-3,9.2042898682801501E-3,2.3515074203710472E-4,4.3351277493537798E-3,4.4354838709677579E-7,2.2362671675214194E-5,2.1466132090810684E-2,null,7.1841868613916234E-3,7.8407334606022984E-3,1.2116805593517026E-4,3.7774085328971959E-3,4.625883768073835E-5,9.1464754344179871E-6,1.8978902223941444E-2]
[2004,3,21,4,7.9204395858067031E-3,8.9323689306931367E-3,2.3515074203710472E-4,4.139173187894263E-3,4.4354838709677579E-7,2.2362671675214194E-5,2.1249938666493516E-2,null,7.4199657410741072E-3,7.6090958628638409E-3,1.2116805593517026E-4,3.606663753201224E-3,4.625883768073835E-5,9.1464754344179871E-6,1.8812298726189499E-2]
[2004,3,21,5,7.8859822568576408E-3,9.1588668352246879E-3,2.3515074203710472E-4,4.2547800338605859E-3,4.4354838709677579E-7,2.2362671675214194E-5,2.1557586088042327E-2,null,7.3876856892460341E-3,7.8020395580572074E-3,1.2116805593517026E-4,3.707397644256595E-3,4.625883768073835E-5,9.1464754344179871E-6,1.9073696260610163E-2]
[2004,3,21,6,8.3490738142108587E-3,9.2049605053019842E-3,3.9191790339517455E-5,4.1668421378059702E-3,4.4354838709677579E-7,3.7271119458690324E-6,2.1764238907991295E-2,null,7.8215155863516194E-3,7.8413047470580997E-3,2.0194675989195044E-5,3.6307730605932304E-3,4.625883768073835E-5,1.5244125724029978E-6,1.9361571320245283E-2]
[2004,3,21,7,8.8641554086083575E-3,9.3761037760481079E-3,0,4.0979286586795387E-3,4.4354838709677579E-7,0,2.23386313917231E-2,null,8.3040503930227084E-3,7.9870942418153734E-3,0,3.5707253805398295E-3,4.625883768073835E-5,0,1.9908128853058649E-2]
[2004,3,21,8,9.3049568866978172E-3,9.5647870591185954E-3,0,3.914800564587202E-3,4.4354838709677579E-7,0,2.2784988058790711E-2,null,8.7169986682547693E-3,8.1478253087633439E-3,0,3.4111569282973993E-3,4.625883768073835E-5,0,2.032223974299625E-2]
[2004,3,21,9,9.9388766716579056E-3,9.6484599771539704E-3,0,3.8614255110173711E-3,4.4354838709677579E-7,0,2.3449205708216344E-2,null,9.3108625612919448E-3,8.2191026215788724E-3,0,3.3646486373182976E-3,4.625883768073835E-5,0,2.0940872657869852E-2]
[2004,3,21,10,1.0266792828775026E-2,1.0249609015319851E-2,0,4.1491388470175673E-3,4.4354838709677579E-7,0,2.466598423949954E-2,null,9.6180584719979395E-3,8.7311952920411107E-3,0,3.6153473187118196E-3,4.625883768073835E-5,0,2.2010859920431607E-2]
[2004,3,21,11,9.7122659625144495E-3,1.0911557089245693E-2,0,4.6942326003510462E-3,4.4354838709677579E-7,0,2.5318499200498286E-2,null,9.0985708469004771E-3,9.2950800117409908E-3,0,4.0903141280239043E-3,4.625883768073835E-5,0,2.2530223824346111E-2]
[2004,3,21,12,9.7407033667816258E-3,1.0843922946637601E-2,0,4.5625992198742079E-3,4.4354838709677579E-7,0,2.5147669081680528E-2,null,9.1252113588495398E-3,9.2374654328201394E-3,0,3.9756155347237566E-3,4.625883768073835E-5,0,2.2384551164074173E-2]
[2004,3,21,13,9.6760443150195555E-3,1.0538123454921087E-2,0,4.3342115321836714E-3,4.4354838709677579E-7,0,2.4548822850511409E-2,null,9.0646379596426782E-3,8.9769681710813731E-3,0,3.7766101881294162E-3,4.625883768073835E-5,0,2.1864475156534204E-2]
[2004,3,21,14,1.0028264639070479E-2,1.0253414731483487E-2,0,4.1379179539473626E-3,4.4354838709677579E-7,0,2.4420040872888425E-2,null,9.3946023144559094E-3,8.7344372158063115E-3,0,3.605570006558461E-3,4.625883768073835E-5,0,2.1780868374501421E-2]
[2004,3,21,15,9.9050537102124865E-3,1.0073847347051561E-2,0,4.0064532208642055E-3,4.4354838709677579E-7,0,2.3985797826515349E-2,null,9.2791767927853062E-3,8.5814715856820066E-3,0,3.4910183639690596E-3,4.625883768073835E-5,0,2.1397925580117109E-2]
[2004,3,21,16,9.9249394489382033E-3,1.0111993965859146E-2,0,4.1719874788550366E-3,4.4354838709677579E-7,0,2.4209364442039482E-2,null,9.2978059987128634E-3,8.6139670280000729E-3,0,3.6352564475444701E-3,4.625883768073835E-5,0,2.1593288311938144E-2]
[2004,3,21,17,1.0893183124166343E-2,9.8480577819007806E-3,0,4.053456949886943E-3,4.4354838709677579E-7,0,2.4795141404341164E-2,null,1.020486864610414E-2,8.3891312939411329E-3,0,3.5319750086988356E-3,4.625883768073835E-5,0,2.2172233786424845E-2]
[2004,3,21,18,1.1373507728161375E-2,9.7905788800916015E-3,2.0379730976549074E-4,4.177850558043073E-3,4.4354838709677579E-7,1.9380982118518968E-5,2.5565559006567151E-2,null,1.0654842674392258E-2,8.340167522140873E-3,1.0501231514381422E-4,3.6403652347900689E-3,4.625883768073835E-5,7.9269453764955877E-6,2.2794573529524246E-2]
[2004,3,21,19,1.1507585073540268E-2,9.0920828605237126E-3,2.3515074203710472E-4,3.7009440199199484E-3,4.4354838709677579E-7,2.2362671675214194E-5,2.4558568916083344E-2,null,1.0780447989424053E-2,7.7451492001302472E-3,1.2116805593517026E-4,3.2248132763110391E-3,4.625883768073835E-5,9.1464754344179871E-6,2.1926983834915668E-2]
[2004,3,21,20,1.2006478050605332E-2,9.1268777369542513E-3,2.3515074203710472E-4,3.7450195112868562E-3,4.4354838709677579E-7,2.2362671675214194E-5,2.5136332260945853E-2,null,1.1247817099204114E-2,7.7747894391699398E-3,1.2116805593517026E-4,3.2632184045580238E-3,4.625883768073835E-5,9.1464754344179871E-6,2.2462398311982407E-2]
[2004,3,21,21,1.1043269304168109E-2,9.6882608249048013E-3,2.3515074203710472E-4,4.1594339014921159E-3,4.4354838709677579E-7,2.2362671675214194E-5,2.5148920992664442E-2,null,1.0345471235361609E-2,8.2530072294504393E-3,1.2116805593517026E-4,3.6243179024794138E-3,4.625883768073835E-5,9.1464754344179871E-6,2.2399369736341788E-2]
[2004,3,21,22,9.9371542399799093E-3,9.6941642758540461E-3,2.3515074203710472E-4,4.1728316714621481E-3,4.4354838709677579E-7,2.2362671675214194E-5,2.4062107149395516E-2,null,9.309248965997944E-3,8.2580361220704213E-3,1.2116805593517026E-4,3.6359920337928771E-3,4.625883768073835E-5,9.1464754344179871E-6,2.1379850490911571E-2]
[2004,3,21,23,8.4317138563393419E-3,9.7158775604527098E-3,2.3515074203710472E-4,4.0211348015462963E-3,4.4354838709677579E-7,2.2362671675214194E-5,2.2426683180437761E-2,null,7.8989337996706235E-3,8.2765327230606874E-3,1.2116805593517026E-4,3.5038111422564392E-3,4.625883768073835E-5,9.1464754344179871E-6,1.9855851034038075E-2]
[2004,3,21,24,7.2195507646377489E-3,9.737651608484171E-3,2.3515074203710472E-4,3.8502645814138775E-3,4.4354838709677579E-7,2.2362671675214194E-5,2.1065423916635212E-2,null,6.7633644268371047E-3,8.2950810857715784E-3,1.2116805593517026E-4,3.3549235742620621E-3,4.625883768073835E-5,9.1464754344179871E-6,1.8589942455921073E-2]
[2004,3,22,1,5.9262507261733681E-3,8.0937148223765628E-3,2.3515074203710472E-4,2.6731528425943374E-3,4.4354838709677579E-7,2.2362671675214194E-5,1.695107535324368E-2,null,5.5517849590091027E-3,6.8946829724560307E-3,1.2116805593517026E-4,2.3292486268390714E-3,4.625883768073835E-5,9.1464754344179871E-6,1.4952289927354531E-2]
[2004,3,22,2,5.7737942977136563E-3,7.9787921228031862E-3,2.3515074203710472E-4,2.6220041682142787E-3,4.4354838709677579E-7,2.2362671675214194E-5,1.6632547550830535E-2,null,5.4089618916878506E-3,6.7967853324617687E-3,1.2116805593517026E-4,2.2846802887829631E-3,4.625883768073835E-5,9.1464754344179871E-6,1.4667000881982908E-2]
[2004,3,22,3,5.8796815396431439E-3,7.9850725151769421E-3,2.3515074203710472E-4,2.5597871252400596E-3,4.4354838709677579E-7,2.2362671675214194E-5,1.6682498142159559E-2,null,5.5081583692345708E-3,6.8021353250560176E-3,1.2116805593517026E-4,2.2304675405986729E-3,4.625883768073835E-5,9.1464754344179871E-6,1.4717334603939588E-2]
[2004,3,22,4,6.096494901918199E-3,7.3643947605783492E-3,2.3515074203710472E-4,2.0621198948841883E-3,4.4354838709677579E-7,2.2362671675214194E-5,1.578096651948015E-2,null,5.7112718079344689E-3,6.2734069920312319E-3,1.2116805593517026E-4,1.7968257770382308E-3,4.625883768073835E-5,9.1464754344179871E-6,1.3958077946054257E-2]
[2004,3,22,5,6.709160394877357E-3,7.6701602723487344E-3,2.3515074203710472E-4,2.1002733948861257E-3,4.4354838709677579E-7,2.2362671675214194E-5,1.6737551024211633E-2,null,6.2852244174135576E-3,6.533875307734572E-3,1.2116805593517026E-4,1.8300707849826206E-3,4.625883768073835E-5,9.1464754344179871E-6,1.4825743879181076E-2]
[2004,3,22,6,7.3323748353067032E-3,8.09720429994246E-3,3.135343227161396E-5,1.9636335105742814E-3,4.4354838709677579E-7,2.9816895566952256E-6,1.7427991316038848E-2,null,6.8690594113215934E-3,6.8976555063399577E-3,1.6155740791356033E-5,1.711009780376566E-3,4.625883768073835E-5,1.2195300579223981E-6,1.5541358806568133E-2]
[2004,3,22,7,8.2209564232671381E-3,9.3133315159963787E-3,0,1.788753718628375E-3,4.4354838709677579E-7,0,1.9323485206278988E-2,null,7.7014936303301746E-3,7.9336212887870933E-3,0,1.558628476636157E-3,4.625883768073835E-5,0,1.7240002233434162E-2]
[2004,3,22,8,7.7015849182268843E-3,1.1339016659281496E-2,0,2.5088375413528262E-3,4.4354838709677579E-7,0,2.1549882667248301E-2,null,7.2149399823237459E-3,9.6592141928454629E-3,0,2.1860726798124167E-3,4.625883768073835E-5,0,1.9106485692662361E-2]
[2004,3,22,9,8.0508042297726696E-3,1.2568939047832864E-2,0,3.0081321031525288E-3,4.4354838709677579E-7,0,2.3628318929145155E-2,null,7.5420929515143181E-3,1.0706931481616654E-2,0,2.6211324167377025E-3,4.625883768073835E-5,0,2.091641568754941E-2]
[2004,3,22,10,7.5104664778723627E-3,1.2896649125768144E-2,0,3.0127879214466718E-3,4.4354838709677579E-7,0,2.3420347073474273E-2,null,7.0358978641994864E-3,1.0986093416998405E-2,0,2.6251892586045974E-3,4.625883768073835E-5,0,2.0693439377483226E-2]
[2004,3,22,11,7.4202768168624934E-3,1.3617176817614717E-2,0,3.3686294090227512E-3,4.4354838709677579E-7,0,2.4406526591887058E-2,null,6.9514070745605476E-3,1.159987956059012E-2,0,2.9352513258018285E-3,4.625883768073835E-5,0,2.1532796798633236E-2]
[2004,3,22,12,7.5405455709213146E-3,1.312611945411242E-2,0,3.2769343867154518E-3,4.4354838709677579E-7,0,2.3944042960136282E-2,null,7.0640763304989761E-3,1.118156919051406E-2,0,2.8553529745388414E-3,4.625883768073835E-5,0,2.1147257333232614E-2]
[2004,3,22,13,6.7247881949818308E-3,1.3226286974493379E-2,0,3.1698075691088514E-3,4.4354838709677579E-7,0,2.3121326286971156E-2,null,6.2998647337908636E-3,1.1266897536313245E-2,0,2.7620081463524942E-3,4.625883768073835E-5,0,2.0375029254137339E-2]
[2004,3,22,14,7.2959267364131278E-3,1.2454474252065891E-2,0,2.7050739204885401E-3,4.4354838709677579E-7,0,2.2455918457354652E-2,null,6.8349143815934149E-3,1.0609423909921846E-2,0,2.3570630210134557E-3,4.625883768073835E-5,0,1.9847660150209452E-2]
[2004,3,22,15,6.8045948386921762E-3,1.2408342795821344E-2,0,2.7767986474056933E-3,4.4354838709677579E-7,0,2.1990179830306308E-2,null,6.3746285844364795E-3,1.057012653253161E-2,0,2.4195602785664684E-3,4.625883768073835E-5,0,1.9410574233215298E-2]
[2004,3,22,16,7.4314255432942969E-3,1.2111025299739116E-2,0,2.9370344214562577E-3,4.4354838709677579E-7,0,2.2479928812876766E-2,null,6.9618513393370669E-3,1.0316854713269577E-2,0,2.559181534310135E-3,4.625883768073835E-5,0,1.9884146424597519E-2]
[2004,3,22,17,8.594528952005619E-3,1.1459061278072953E-2,0,2.6477249591471044E-3,4.4354838709677579E-7,0,2.2701758737612772E-2,null,8.0514609945170242E-3,9.7614749726332804E-3,0,2.3070920701098235E-3,4.625883768073835E-5,0,2.0166286874940868E-2]
[2004,3,22,18,8.8176767679888184E-3,1.0550599029638879E-2,1.9595895169758728E-4,2.2296293669476401E-3,4.4354838709677579E-7,1.8635559729345166E-5,2.1812943224389366E-2,null,8.2605086277769153E-3,8.9875955695585905E-3,1.0097337994597523E-4,1.9427849611033162E-3,4.625883768073835E-5,7.6220628620149904E-6,1.9345743438927549E-2]
[2004,3,22,19,9.8414615025154591E-3,1.0647733180794469E-2,2.3515074203710472E-4,2.4025256214117567E-3,4.4354838709677579E-7,2.2362671675214194E-5,2.31496772668211E-2,null,9.2196028262902189E-3,9.0703399202941622E-3,1.2116805593517026E-4,2.0934379117611311E-3,4.625883768073835E-5,9.1464754344179871E-6,2.0559954027395841E-2]
[2004,3,22,20,9.5125102244498893E-3,1.0498599923244971E-2,2.3515074203710472E-4,2.4630828564973263E-3,4.4354838709677579E-7,2.2362671675214194E-5,2.2732149966291602E-2,null,8.9114372014803336E-3,8.9432997966897698E-3,1.2116805593517026E-4,2.1462043882680784E-3,4.625883768073835E-5,9.1464754344179871E-6,2.0177514755488513E-2]
[2004,3,22,21,9.898654220462072E-3,9.5995797279916622E-3,2.3515074203710472E-4,2.0615692068259245E-3,4.4354838709677579E-7,2.2362671675214194E-5,2.1817760117379074E-2,null,9.2731816716567373E-3,8.1774636672810215E-3,1.2116805593517026E-4,1.7963459356378107E-3,4.625883768073835E-5,9.1464754344179871E-6,1.94235646436259E-2]
[2004,3,22,22,8.6043959901999506E-3,9.5978374917078998E-3,2.3515074203710472E-4,2.3905855738900689E-3,4.4354838709677579E-7,2.2362671675214194E-5,2.0850776017897334E-2,null,8.0607045579044658E-3,8.1759795321090668E-3,1.2116805593517026E-4,2.0830339652111486E-3,4.625883768073835E-5,9.1464754344179871E-6,1.8496291424275009E-2]
[2004,3,22,23,7.3340770718653804E-3,9.6543942874826004E-3,2.3515074203710472E-4,2.5006761230813019E-3,4.4354838709677579E-7,2.2362671675214194E-5,1.9747104444528697E-2,null,6.8706540875781005E-3,8.2241578019594495E-3,1.2116805593517026E-4,2.1789612374739538E-3,4.625883768073835E-5,9.1464754344179871E-6,1.7450346496061832E-2]
[2004,3,22,24,5.9362446867528493E-3,9.5570020696917578E-3,2.3515074203710472E-4,2.6130756911220084E-3,4.4354838709677579E-7,2.2362671675214194E-5,1.8364279409666031E-2,null,5.5611474248563617E-3,8.1411936155025965E-3,1.2116805593517026E-4,2.2769004706313192E-3,4.625883768073835E-5,9.1464754344179871E-6,1.6155814880040607E-2]
[2004,3,23,1,5.5814520400661559E-3,8.8787635364814509E-3,2.3515074203710472E-4,2.4181427031170809E-3,4.4354838709677579E-7,2.2362671675214194E-5,1.7136315241764101E-2,null,5.2287732863908962E-3,7.5634317633972653E-3,1.2116805593517026E-4,2.1070458377793291E-3,4.625883768073835E-5,9.1464754344179871E-6,1.5075824256617815E-2]
[2004,3,23,2,5.5810593082354643E-3,8.5584455517716714E-3,2.3515074203710472E-4,2.3522451613134689E-3,4.4354838709677579E-7,2.2362671675214194E-5,1.6749706983420019E-2,null,5.2284053703557324E-3,7.2905668301228473E-3,1.2116805593517026E-4,2.049626091211764E-3,4.625883768073835E-5,9.1464754344179871E-6,1.474517166074067E-2]
[2004,3,23,3,5.5887122104505936E-3,8.4727701405862624E-3,2.3515074203710472E-4,2.4312069043301073E-3,4.4354838709677579E-7,2.2362671675214194E-5,1.6750646217466379E-2,null,5.2355747037798276E-3,7.2175836806517169E-3,1.2116805593517026E-4,2.1184293143435267E-3,4.625883768073835E-5,9.1464754344179871E-6,1.4748161067825397E-2]
[2004,3,23,4,5.5310176694305414E-3,8.0981921194912387E-3,2.3515074203710472E-4,2.1762776458158425E-3,4.4354838709677579E-7,2.2362671675214194E-5,1.6063444396837039E-2,null,5.181525744353016E-3,6.8984969867691912E-3,1.2116805593517026E-4,1.8962970008170141E-3,4.625883768073835E-5,9.1464754344179871E-6,1.4152893100989548E-2]
[2004,3,23,5,6.0037436175589456E-3,8.3306475747487452E-3,2.3515074203710472E-4,2.1046762085826171E-3,4.4354838709677579E-7,2.2362671675214194E-5,1.6697024362989723E-2,null,5.6243812578670779E-3,7.0965156598249137E-3,1.2116805593517026E-4,1.8339071715869975E-3,4.625883768073835E-5,9.1464754344179871E-6,1.4731377458329314E-2]
[2004,3,23,6,6.2175720422815439E-3,8.8943629234566543E-3,2.3515074203710472E-5,2.0984162842070607E-3,4.4354838709677579E-7,2.2362671675214196E-6,1.7236546139703584E-2,null,5.8246983701587601E-3,7.5767202014160274E-3,1.2116805593517027E-5,1.8284525937478455E-3,4.625883768073835E-5,9.1464754344179871E-7,1.5289161456140329E-2]
[2004,3,23,7,6.9680094259393392E-3,1.0079636898711731E-2,0,1.8854351307679227E-3,4.4354838709677579E-7,0,1.8933525003806087E-2,null,6.5277173904086314E-3,8.5864034524608026E-3,0,1.6428717128920938E-3,4.625883768073835E-5,0,1.6803251393442267E-2]
[2004,3,23,8,6.8011880613744772E-3,1.1251383320063016E-2,0,2.0813633410977079E-3,4.4354838709677579E-7,0,2.0134378270922296E-2,null,6.3714370733200893E-3,9.5845631697999405E-3,0,1.8135935315617584E-3,4.625883768073835E-5,0,1.7815852612362525E-2]
[2004,3,23,9,6.8380865776106166E-3,1.2569334204003489E-2,0,2.5920523241176005E-3,4.4354838709677579E-7,0,2.1999916654118802E-2,null,6.4060040595842411E-3,1.0707268097939425E-2,0,2.2585817841924895E-3,4.625883768073835E-5,0,1.9418112779396896E-2]
[2004,3,23,10,6.4377835959858951E-3,1.2854215563980947E-2,0,2.5688848409846071E-3,4.4354838709677579E-7,0,2.1861327549338547E-2,null,6.0309952766086266E-3,1.0949946114760131E-2,0,2.2383948246535541E-3,4.625883768073835E-5,0,1.9265595053703049E-2]
[2004,3,23,11,6.446914580953339E-3,1.3002315579976501E-2,0,2.6335102000526536E-3,4.4354838709677579E-7,0,2.2083183909369589E-2,null,6.0395492962317422E-3,1.107610606490836E-2,0,2.2947060562710248E-3,4.625883768073835E-5,0,1.9456620255091865E-2]
[2004,3,23,12,6.1849152221801103E-3,1.2941389580069594E-2,0,2.6708794387953422E-3,4.4354838709677579E-7,0,2.1797627789432141E-2,null,5.7941050572826317E-3,1.1024205860446416E-2,0,2.3272676990774097E-3,4.625883768073835E-5,0,1.9191837454487194E-2]
[2004,3,23,13,5.6540694027991641E-3,1.2808935004253371E-2,0,2.5514600877656734E-3,4.4354838709677579E-7,0,2.1014908043205306E-2,null,5.2968021297207062E-3,1.091137357903477E-2,0,2.22321178616002E-3,4.625883768073835E-5,0,1.8477646332596236E-2]
[2004,3,23,14,5.5936020817866847E-3,1.2487601501290607E-2,0,2.3647553248733926E-3,4.4354838709677579E-7,0,2.0446402456337779E-2,null,5.2401555957112649E-3,1.0637643570011983E-2,0,2.0605268077099662E-3,4.625883768073835E-5,0,1.7984584811113948E-2]
[2004,3,23,15,5.2873920203165324E-3,1.2223189172903609E-2,0,2.2516429053461946E-3,4.4354838709677579E-7,0,1.9762667646953433E-2,null,4.9532942238055648E-3,1.0412402229262346E-2,0,1.9619664322372073E-3,4.625883768073835E-5,0,1.7373921722985856E-2]
[2004,3,23,16,5.8486574013991858E-3,1.2167351292980759E-2,0,2.5287351766822542E-3,4.4354838709677579E-7,0,2.0545187419449294E-2,null,5.4790945729108129E-3,1.0364836372499299E-2,0,2.203410461262816E-3,4.625883768073835E-5,0,1.8093600244353664E-2]
[2004,3,23,17,6.8772602071583483E-3,1.1339557908243113E-2,0,2.3368603724258866E-3,4.4354838709677579E-7,0,2.0554122036214442E-2,null,6.442702400130714E-3,9.6596752592508668E-3,0,2.0362205732706979E-3,4.625883768073835E-5,0,1.8184857070333016E-2]
[2004,3,23,18,8.0501580851589857E-3,1.0520697666009729E-2,1.8420141459573201E-4,1.9581549987996551E-3,4.4354838709677579E-7,1.7517426145584452E-5,{"$f":"SUM(E1988:J1988)","v":2.0731173139096781E-2},null,{"$f":"E1988*V$5","v":7.5414876352505713E-3},{"$f":"F1988*W$5","v":8.9621239008389145E-3},{"$f":"G1988*X$5","v":9.4914977149216691E-5},{"$f":"H1988*AB$5","v":1.7062360855002994E-3},{"$f":"I1988*Z$5","v":4.625883768073835E-5},{"$f":"J1988*AA$5","v":7.1647390902940902E-6},{"$f":"SUM(M1988:R1988)","v":1.8358186175510036E-2}]
[2004,3,23,19,8.8537724805009734E-3,1.0435793442580029E-2,2.3515074203710472E-4,1.95450944367213E-3,4.4354838709677579E-7,2.2362671675214194E-5,2.1502032328852547E-2,null,8.2943235375856836E-3,8.8897976926122606E-3,1.2116805593517026E-4,1.7030595352710901E-3,4.625883768073835E-5,9.1464754344179871E-6,1.9063754134519363E-2]
[2004,3,23,20,8.5009424633614612E-3,1.0479328724632742E-2,2.3515074203710472E-4,2.2105435905299294E-3,4.4354838709677579E-7,2.2362671675214194E-5,2.1448771740623547E-2,null,7.9637880147481431E-3,8.9268835023371181E-3,1.2116805593517026E-4,1.9261545919733692E-3,4.625883768073835E-5,9.1464754344179871E-6,1.8993399478108956E-2]
[2004,3,23,21,8.2053458740355967E-3,1.0525602324161054E-2,2.3515074203710472E-4,2.5017130598237397E-3,4.4354838709677579E-7,2.2362671675214194E-5,2.1490618220119804E-2,null,7.6868694747839403E-3,8.9663019653968799E-3,1.2116805593517026E-4,2.1798647711009718E-3,4.625883768073835E-5,9.1464754344179871E-6,1.9009609580332119E-2]
[2004,3,23,22,7.595743797711366E-3,9.8305328916609529E-3,2.3515074203710472E-4,2.3740791221076181E-3,4.4354838709677579E-7,2.2362671675214194E-5,2.0058312773579352E-2,null,7.1157867118879286E-3,8.3742026035953047E-3,1.2116805593517026E-4,2.0686510876084807E-3,4.625883768073835E-5,9.1464754344179871E-6,1.7735213772142041E-2]
[2004,3,23,23,6.7431903877219965E-3,9.2387276394913266E-3,2.3515074203710472E-4,2.3265048458225232E-3,4.4354838709677579E-7,2.2362671675214194E-5,1.856637983513526E-2,null,6.3171041354949508E-3,7.8700694972665269E-3,1.2116805593517026E-4,2.0271972971838467E-3,4.625883768073835E-5,9.1464754344179871E-6,1.6390944298995652E-2]
[2004,3,23,24,6.4306626490740438E-3,9.4847764704342682E-3,2.3515074203710472E-4,2.6597196514986658E-3,4.4354838709677579E-7,2.2362671675214194E-5,1.8833115733106393E-2,null,6.0243242854903269E-3,8.0796677747354724E-3,1.2116805593517026E-4,2.3175436313688934E-3,4.625883768073835E-5,9.1464754344179871E-6,1.659810906064502E-2]
[2004,3,24,1,5.3833618147516686E-3,8.6832602007854715E-3,2.3515074203710472E-4,2.3480900289717696E-3,4.4354838709677579E-7,2.2362671675214194E-5,1.6672669006608323E-2,null,5.0431999139092668E-3,7.39689099080236E-3,1.2116805593517026E-4,2.0460055214684175E-3,4.625883768073835E-5,9.1464754344179871E-6,1.4662669795230369E-2]
[2004,3,24,2,5.3050906088139378E-3,8.278899156454609E-3,2.3515074203710472E-4,2.2248967088445413E-3,4.4354838709677579E-7,2.2362671675214194E-5,1.6066843436212504E-2,null,4.9698744803548913E-3,7.0524334372245199E-3,1.2116805593517026E-4,1.9386611649580708E-3,4.625883768073835E-5,9.1464754344179871E-6,1.4137542451587808E-2]
[2004,3,24,3,5.2315596923295802E-3,8.1629091244893714E-3,2.3515074203710472E-4,2.2397915524798896E-3,4.4354838709677579E-7,2.2362671675214194E-5,1.5892217331398256E-2,null,4.9009898085746254E-3,6.9536265832747862E-3,1.2116805593517026E-4,1.9516397696722507E-3,4.625883768073835E-5,9.1464754344179871E-6,1.398282953057199E-2]
[2004,3,24,4,5.4296642816495629E-3,8.1319606546796444E-3,2.3515074203710472E-4,2.2121446672297503E-3,4.4354838709677579E-7,2.2362671675214194E-5,1.603172656565837E-2,null,5.0865766374342154E-3,6.9272629304276698E-3,1.2116805593517026E-4,1.9275496882974921E-3,4.625883768073835E-5,9.1464754344179871E-6,1.4117962625209703E-2]
[2004,3,24,5,5.7861343433272044E-3,8.1814953857870937E-3,2.3515074203710472E-4,2.0624085905923831E-3,4.4354838709677579E-7,2.2362671675214194E-5,1.6287995281806095E-2,null,5.4205221990046189E-3,6.9694594093754466E-3,1.2116805593517026E-4,1.797077331708496E-3,4.625883768073835E-5,9.1464754344179871E-6,1.4363632309138888E-2]
[2004,3,24,6,6.1047214853334978E-3,8.5993346741149376E-3,1.567671613580698E-5,2.1569602973393561E-3,4.4354838709677579E-7,1.4908447783476128E-6,1.6878627566089044E-2,null,5.7189785730005129E-3,7.325398491697996E-3,8.0778703956780165E-6,1.8794648516424239E-3,4.625883768073835E-5,6.0976502896119907E-7,1.497878838944631E-2]
[2004,3,24,7,6.7500263508668097E-3,9.7432658795718347E-3,0,1.8727662881068748E-3,4.4354838709677579E-7,0,1.8366502066932612E-2,null,6.3235081502964335E-3,8.2998636386685306E-3,0,1.6318327315432955E-3,4.625883768073835E-5,0,1.6301463358188998E-2]
[2004,3,24,11,6.3167808501456806E-3,1.2603602380097181E-2,0,2.6371453939499378E-3,4.4354838709677579E-7,0,2.1557972172579896E-2,null,5.9176384080935002E-3,1.0736459663913197E-2,0,2.2978735782542893E-3,4.625883768073835E-5,0,1.8998230487941727E-2]
[2004,3,24,14,5.3831494527126454E-3,1.2087902922989814E-2,0,2.2811861970708927E-3,4.4354838709677579E-7,0,1.9752682121160447E-2,null,5.0430009705252302E-3,1.0297157768077565E-2,0,1.9877089451925361E-3,4.625883768073835E-5,0,1.7374126521476067E-2]
[2004,3,24,18,7.8708500523630431E-3,1.036278722853105E-2,1.7636305652782853E-4,2.0000963781312362E-3,4.4354838709677579E-7,1.6772003756410643E-5,2.0427312267696666E-2,null,7.3735096529641527E-3,8.8276068801196646E-3,9.087604195137769E-5,1.7427816577022279E-3,4.625883768073835E-5,6.8598565758134895E-6,1.8087892926993976E-2]
[2004,3,24,21,7.8509655505453173E-3,1.0186640085412075E-2,2.3515074203710472E-4,2.3656062162609368E-3,4.4354838709677579E-7,2.2362671675214194E-5,2.0661168814317742E-2,null,7.3548816057872959E-3,8.6775548045323805E-3,1.2116805593517026E-4,2.0612682309329284E-3,4.625883768073835E-5,9.1464754344179871E-6,1.8270278010302933E-2]
[2004,3,24,24,6.0471820751274528E-3,9.0826937637937064E-3,2.3515074203710472E-4,2.4494046761045743E-3,4.4354838709677579E-7,2.2362671675214194E-5,1.7837237477125147E-2,null,5.6650749420384715E-3,7.7371510377571241E-3,1.2116805593517026E-4,2.1342859216582325E-3,4.625883768073835E-5,9.1464754344179871E-6,1.5713085270504155E-2]
[2004,3,25,4,4.4102275667525477E-3,7.7505127674742831E-3,2.3515074203710472E-4,1.9785060116468498E-3,4.4354838709677579E-7,2.2362671675214194E-5,1.4397203307973096E-2,null,4.1315557174736771E-3,6.6023240969610994E-3,1.2116805593517026E-4,1.723968916924599E-3,4.625883768073835E-5,9.1464754344179871E-6,1.2634422100409702E-2]
[2004,3,25,5,4.8989778850042909E-3,8.1668762829441525E-3,2.3515074203710472E-4,2.0387071284032662E-3,4.4354838709677579E-7,2.2362671675214194E-5,1.5362518258451125E-2,null,4.5894230590623492E-3,6.9570060326929438E-3,1.2116805593517026E-4,1.776425090138762E-3,4.625883768073835E-5,9.1464754344179871E-6,1.3499427550944382E-2]
[2004,3,25,9,5.7744070168953944E-3,1.2504849375558029E-2,0,2.5223694484124348E-3,4.4354838709677579E-7,0,2.0802069389252956E-2,null,5.4095358945936423E-3,1.0652336282521926E-2,0,2.1978636913231979E-3,4.625883768073835E-5,0,1.8305994706119506E-2]
[2004,3,25,12,5.3421892957387232E-3,1.2631648060285076E-2,0,2.5756680992207884E-3,4.4354838709677579E-7,0,2.0549949003631683E-2,null,5.0046289889952977E-3,1.0760350556770928E-2,0,2.2443054088447621E-3,4.625883768073835E-5,0,1.8055543792291726E-2]
[2004,3,25,15,4.9779198270158368E-3,1.2427621432737783E-2,0,2.4805922330998044E-3,4.4354838709677579E-7,0,1.9886577041240517E-2,null,4.6633768464643989E-3,1.0586549163251493E-2,0,2.1614611632486476E-3,4.625883768073835E-5,0,1.7457646010645277E-2]
[2004,3,25,19,7.1018782734237808E-3,1.0048052112381326E-2,2.3515074203710472E-4,1.7841817220786325E-3,4.4354838709677579E-7,2.2362671675214194E-5,1.9192069069983154E-2,null,6.6531273820348048E-3,8.5594977492972988E-3,1.2116805593517026E-4,1.5546446727489594E-3,4.625883768073835E-5,9.1464754344179871E-6,1.6943843173131391E-2]
[2004,3,25,21,6.8775025828085234E-3,1.0244552180081197E-2,2.3515074203710472E-4,2.3763083945096746E-3,4.4354838709677579E-7,2.2362671675214194E-5,1.9756320119498811E-2,null,6.4429294606367987E-3,8.7268875944535862E-3,1.2116805593517026E-4,2.0705935615286403E-3,4.625883768073835E-5,9.1464754344179871E-6,1.7416983985669352E-2]
[2004,3,26,2,4.1923646328947024E-3,8.5594890515091476E-3,2.3515074203710472E-4,2.4242334005352287E-3,4.4354838709677579E-7,2.2362671675214194E-5,1.5434044047038494E-2,null,3.9274590271369545E-3,7.2914557420785597E-3,1.2116805593517026E-4,2.112352959905554E-3,4.625883768073835E-5,9.1464754344179871E-6,1.3507841098171394E-2]
[2004,3,26,3,4.061214289237355E-3,8.3236682495222078E-3,2.3515074203710472E-4,2.395802795129868E-3,4.4354838709677579E-7,2.2362671675214194E-5,1.5038642295988848E-2,null,3.8045957635105964E-3,7.0905702767894751E-3,1.2116805593517026E-4,2.0875799848831568E-3,4.625883768073835E-5,9.1464754344179871E-6,1.3159319394233555E-2]
[2004,3,26,6,5.0192095970440749E-3,8.8119516634154911E-3,0,2.2618033635505488E-3,4.4354838709677579E-7,0,1.6093408172397211E-2,null,4.7020576135793158E-3,7.5065176400688494E-3,0,1.9708197357009849E-3,4.625883768073835E-5,0,1.4225653827029887E-2]
[2004,3,26,10,5.7240276975655769E-3,1.2279811698534419E-2,0,2.6971296393818217E-3,4.4354838709677579E-7,0,{"$f":"SUM(E2052:J2052)","v":2.0701412583868914E-2},null,{"$f":"E2052*V$5","v":5.3623399252997481E-3},{"$f":"F2052*W$5","v":1.0460636491512963E-2},{"$f":"G2052*X$5","v":0},{"$f":"H2052*AB$5","v":2.3501407808915295E-3},{"$f":"I2052*Z$5","v":4.625883768073835E-5},{"$f":"J2052*AA$5","v":0},{"$f":"SUM(M2052:R2052)","v":1.8219376035384979E-2}]
[2004,3,26,13,5.2973304058230647E-3,1.2047580155222228E-2,0,2.5363740609982595E-3,4.4354838709677579E-7,0,1.9881728170430647E-2,null,4.9626046262372936E-3,1.0262808559286459E-2,0,2.2100665942456086E-3,4.625883768073835E-5,0,1.7481738617450098E-2]
[2004,3,26,18,5.6767171553617941E-3,1.0072820783363395E-2,1.6068634039202154E-4,2.2911598772142228E-3,4.4354838709677579E-7,1.5281158978063032E-5,1.8217108863696589E-2,null,5.3180188243632832E-3,8.5805971008087092E-3,8.2798171555699675E-5,1.9963994998096219E-3,4.625883768073835E-5,6.2500915468522906E-6,1.6030322525764903E-2]
[2004,3,26,21,7.2801094173490701E-3,9.6144980925389166E-3,2.3515074203710472E-4,2.5998762133156257E-3,4.4354838709677579E-7,2.2362671675214194E-5,1.9752440685303026E-2,null,6.8200965215113483E-3,8.1901719719690586E-3,1.2116805593517026E-4,2.265399120964507E-3,4.625883768073835E-5,9.1464754344179871E-6,1.7452240983495241E-2]
[2004,3,26,24,6.0344064556553771E-3,9.0983699843163977E-3,2.3515074203710472E-4,3.4757869931218246E-3,4.4354838709677579E-7,2.2362671675214194E-5,1.8866520395193015E-2,null,5.653106583745118E-3,7.7505049269269589E-3,1.2116805593517026E-4,3.0286229623356833E-3,4.625883768073835E-5,9.1464754344179871E-6,1.660880784205809E-2]
[2004,3,27,1,5.8872949444929946E-3,8.3355623550705697E-3,2.3515074203710472E-4,3.4351653265852571E-3,4.4354838709677579E-7,2.2362671675214194E-5,1.7915979588248233E-2,null,5.5152907010384833E-3,7.1007023470188542E-3,1.2116805593517026E-4,2.9932273203459848E-3,4.625883768073835E-5,9.1464754344179871E-6,1.578579373745365E-2]
[2004,3,27,4,5.3950193111791736E-3,7.8559154285578678E-3,2.3515074203710472E-4,3.1530034542779114E-3,4.4354838709677579E-7,2.2362671675214194E-5,1.6661895156114367E-2,null,5.054120800708755E-3,6.6921120310028817E-3,1.2116805593517026E-4,2.7473659003980034E-3,4.625883768073835E-5,9.1464754344179871E-6,1.4670172101159966E-2]
[2004,3,27,7,6.0620295408819252E-3,8.7028190199274214E-3,0,2.9274224070178667E-3,4.4354838709677579E-7,0,1.7692714516214309E-2,null,5.6789842315477781E-3,7.4135522965511772E-3,0,2.5508061166852861E-3,4.625883768073835E-5,0,1.5689601482464979E-2]
[2004,3,27,11,8.3142377313492697E-3,1.0025975268121427E-2,0,3.4130489656074604E-3,4.4354838709677579E-7,0,2.1753705513465251E-2,null,7.788880713174959E-3,8.5406914476737882E-3,0,2.9739562548770104E-3,4.625883768073835E-5,0,1.9349787253406497E-2]
[2004,3,27,15,6.9668080310952779E-3,9.6323196379923676E-3,0,3.4712080647589581E-3,4.4354838709677579E-7,0,2.0070779282233699E-2,null,6.5265919088633379E-3,8.2053533699645818E-3,0,3.0246331184211653E-3,4.625883768073835E-5,0,1.7802837234929821E-2]
[2004,3,27,18,7.6738077113611891E-3,8.4212099421942192E-3,1.5284798232411803E-4,3.1138017228552477E-3,4.4354838709677579E-7,1.4535736588889223E-5,1.9376646643710759E-2,null,7.1889179514638014E-3,7.1736617943842082E-3,7.8759236357860648E-5,2.713207517221778E-3,4.625883768073835E-5,5.9452090323716899E-6,1.7206750546140754E-2]
[2004,3,27,22,7.4724109988993023E-3,7.9291031531156988E-3,2.3515074203710472E-4,3.2231881295202488E-3,4.4354838709677579E-7,2.2362671675214194E-5,1.8882659243634664E-2,null,7.0002470209374178E-3,6.7544574643886249E-3,1.2116805593517026E-4,2.8085212357116035E-3,4.625883768073835E-5,9.1464754344179871E-6,1.6739799090087975E-2]
[2004,3,28,1,6.3718096668972934E-3,8.2503833358171554E-3,2.3515074203710472E-4,3.6140130195402953E-3,4.4354838709677579E-7,2.2362671675214194E-5,1.8494162984354159E-2,null,5.9691900840636702E-3,7.0281420522042438E-3,1.2116805593517026E-4,3.1490660500254146E-3,4.625883768073835E-5,9.1464754344179871E-6,1.6322971555343655E-2]
[2004,3,28,2,6.158328459784335E-3,8.151009707443941E-3,2.3515074203710472E-4,3.5663879612794552E-3,4.4354838709677579E-7,2.2362671675214194E-5,1.8133683090607144E-2,null,5.7691982495220824E-3,6.9434899884125035E-3,1.2116805593517026E-4,3.1075680107851542E-3,4.625883768073835E-5,9.1464754344179871E-6,1.5996829617770068E-2]
[2004,3,28,5,6.0911229576361397E-3,8.0951600317036663E-3,2.1555484686734599E-4,3.4951565514934613E-3,4.4354838709677579E-7,2.0499115702279678E-5,1.7917937051789991E-2,null,5.7062393041063652E-3,6.8959140833065964E-3,1.1107071794057273E-4,3.0455006045418159E-3,4.625883768073835E-5,8.384269148216487E-6,1.5813367816724305E-2]
[2004,3,28,8,7.1152842383523053E-3,8.3783568070493423E-3,0,3.2968140775241979E-3,4.4354838709677579E-7,0,1.879089867131294E-2,null,6.6656862557460499E-3,7.1371570758854922E-3,0,2.8726751200519717E-3,4.625883768073835E-5,0,1.6721777289364251E-2]
[2004,3,28,13,6.9713282701343166E-3,8.5337768233191696E-3,0,3.0499405521480466E-3,4.4354838709677579E-7,0,1.8555489193988629E-2,null,6.5308265246883527E-3,7.2695526152973654E-3,0,2.6575621602455859E-3,4.625883768073835E-5,0,1.6504200137912043E-2]
[2004,3,28,16,6.8096068413246525E-3,7.7913343809971943E-3,0,2.5687123705413675E-3,4.4354838709677579E-7,0,1.7170097141250312E-2,null,6.3793238904765364E-3,6.6370982507138942E-3,0,2.238244542733013E-3,4.625883768073835E-5,0,1.5300925521604182E-2]
[2004,3,28,19,8.4038198654301146E-3,7.5171856078319966E-3,2.3515074203710472E-4,2.6742946024706673E-3,4.4354838709677579E-7,2.2362671675214194E-5,1.8853257037832194E-2,null,7.8728023640746506E-3,6.4035628569246196E-3,1.2116805593517026E-4,2.3302434979821447E-3,4.625883768073835E-5,9.1464754344179871E-6,1.6783182088031742E-2]
[2004,3,28,23,6.503386533098638E-3,8.2261360604709705E-3,2.3515074203710472E-4,3.1926455298048836E-3,4.4354838709677579E-7,2.2362671675214194E-5,1.8180125085473908E-2,null,6.0924529192832423E-3,7.0074868549151572E-3,1.2116805593517026E-4,2.781907976898439E-3,4.625883768073835E-5,9.1464754344179871E-6,1.6058421120147166E-2]
[2004,3,29,2,4.5648301487685771E-3,7.759875863818301E-3,2.3515074203710472E-4,2.5809992342145068E-3,4.4354838709677579E-7,2.2362671675214194E-5,{"$f":"SUM(E2116:J2116)","v":1.5163662208900799E-2},null,{"$f":"E2116*V$5","v":4.2763893279839068E-3},{"$f":"F2116*W$5","v":6.6103001107383694E-3},{"$f":"G2116*X$5","v":1.2116805593517026E-4},{"$f":"H2116*AB$5","v":2.248950687134035E-3},{"$f":"I2116*Z$5","v":4.625883768073835E-5},{"$f":"J2116*AA$5","v":9.1464754344179871E-6},{"$f":"SUM(M2116:R2116)","v":1.3312213494906636E-2}]
[2004,3,29,5,5.3110963577123306E-3,8.1333168823688341E-3,2.0771648879944248E-4,2.5663425307276633E-3,4.4354838709677579E-7,1.9753693313105869E-5,1.6238669501308471E-2,null,4.9755007401846383E-3,6.9284182416982842E-3,1.0703178274273372E-4,2.2361795855618612E-3,4.625883768073835E-5,8.079386633735888E-6,1.4301468574501991E-2]
[2004,3,29,7,6.0766943771304533E-3,9.7860726359408901E-3,0,2.2278102869119562E-3,4.4354838709677579E-7,0,1.8091020848370394E-2,null,5.6927224314776825E-3,8.3363288491090856E-3,0,1.9411999078255114E-3,4.625883768073835E-5,0,1.6016510026093018E-2]
[2004,3,29,10,6.0037552576398256E-3,1.2871731266925E-2,0,3.0774111614517209E-3,4.4354838709677579E-7,0,2.1953341234403644E-2,null,5.6243921624387775E-3,1.0964866978849026E-2,0,2.6814986437789842E-3,4.625883768073835E-5,0,1.9317016622747527E-2]
[2004,3,29,14,5.7388360910835797E-3,1.1985983412387437E-2,0,2.6746999026192853E-3,4.4354838709677579E-7,0,2.0399962954477397E-2,null,5.3762126114547965E-3,1.0210336978151966E-2,0,2.3305966557962371E-3,4.625883768073835E-5,0,1.7963405083083736E-2]
[2004,3,29,17,6.6479811633419284E-3,1.1256728774617248E-2,0,2.7432200516663463E-3,4.4354838709677579E-7,0,2.0648373538012618E-2,null,6.2279109568233668E-3,9.5891167296057803E-3,0,2.3903016081414912E-3,4.625883768073835E-5,0,1.8253588132251378E-2]
[2004,3,29,21,7.276558219801439E-3,9.8166617196686397E-3,2.3515074203710472E-4,2.3055761644677382E-3,4.4354838709677579E-7,2.2362671675214194E-5,1.965675306603723E-2,null,6.8167697157377862E-3,8.3623863566132627E-3,1.2116805593517026E-4,2.0089611149759208E-3,4.625883768073835E-5,9.1464754344179871E-6,1.7364690556377297E-2]
[2004,3,29,24,4.750629478113313E-3,9.1863993943376264E-3,2.3515074203710472E-4,2.4960258739335334E-3,4.4354838709677579E-7,2.2362671675214194E-5,1.6691011708483885E-2,null,4.4504484371428177E-3,7.825493345430503E-3,1.2116805593517026E-4,2.1749092482762889E-3,4.625883768073835E-5,9.1464754344179871E-6,1.4627424399899936E-2]
[2004,3,30,2,4.6047587079310996E-3,8.7501574383669865E-3,2.3515074203710472E-4,2.655327748401931E-3,4.4354838709677579E-7,2.2362671675214194E-5,1.626820085679943E-2,null,4.3137948959283022E-3,7.4538778324418076E-3,1.2116805593517026E-4,2.3137167517029511E-3,4.625883768073835E-5,9.1464754344179871E-6,1.4257962849123387E-2]
[2004,3,30,5,4.6754875913581958E-3,8.7547574202216615E-3,1.99878130731539E-4,2.403066032000059E-3,4.4354838709677579E-7,1.9008270923932063E-5,1.6052640993622483E-2,null,4.3800545884930837E-3,7.4577963565389685E-3,1.0299284754489472E-4,2.0939087979000284E-3,4.625883768073835E-5,7.7745041192552873E-6,1.408878593227697E-2]
[2004,3,30,8,5.7855223647450271E-3,1.1869401806985804E-2,0,2.5129860017988593E-3,4.4354838709677579E-7,0,2.0168353721916787E-2,null,5.4199488899016541E-3,1.011102618856966E-2,0,2.1896874360072178E-3,4.625883768073835E-5,0,1.7766921352159272E-2]
[2004,3,30,11,5.2694500456723506E-3,1.3204752205651822E-2,0,2.8601382493778022E-3,4.4354838709677579E-7,0,2.1334784049089069E-2,null,4.9364859601044421E-3,1.1248553005117611E-2,0,2.4921781440179831E-3,4.625883768073835E-5,0,1.8723475946920774E-2]
[2004,3,30,15,5.0076678851996648E-3,1.273602110426934E-2,0,2.8583671846241551E-3,4.4354838709677579E-7,0,2.0602499722480253E-2,null,4.6912451952089594E-3,1.0849261404871505E-2,0,2.4906349288004526E-3,4.625883768073835E-5,0,1.8077400366561653E-2]
[2004,3,30,18,6.3405296005788064E-3,1.1300264908417613E-2,1.2933290812040758E-4,2.5957437022306453E-3,4.4354838709677579E-7,1.2299469421367807E-5,2.0378614137155936E-2,null,5.9398865311551157E-3,9.626203264897347E-3,6.6642430764343632E-5,2.2617982622269478E-3,4.625883768073835E-5,5.0305614889298929E-6,1.7945819888213421E-2]
[2004,3,30,23,5.468607772935557E-3,9.5129822146752755E-3,2.3515074203710472E-4,2.5212708002637294E-3,4.4354838709677579E-7,2.2362671675214194E-5,1.7760817749973977E-2,null,5.1230593816114075E-3,8.1036950191852378E-3,1.2116805593517026E-4,2.1969063855339531E-3,4.625883768073835E-5,9.1464754344179871E-6,1.5600234155380926E-2]
[2004,3,31,2,4.1733897576217722E-3,8.1458734715473286E-3,2.3515074203710472E-4,2.2603736715652183E-3,4.4354838709677579E-7,2.2362671675214194E-5,1.4837593862833735E-2,null,3.9096831293548929E-3,6.9391146528643586E-3,1.2116805593517026E-4,1.9695739752489182E-3,4.625883768073835E-5,9.1464754344179871E-6,1.2994945126518496E-2]
[2004,3,31,5,4.7191849743222717E-3,8.4272159498824245E-3,1.9203977266363552E-4,2.3911824480643278E-3,4.4354838709677579E-7,1.8262848534758258E-5,1.5748329541854515E-2,null,4.420990837176687E-3,7.1787780506211863E-3,9.8953912347055718E-5,2.0835540508301357E-3,4.625883768073835E-5,7.4696216047746892E-6,1.3836005310260576E-2]
[2004,3,31,6,5.5520638752873767E-3,8.5404633987175779E-3,0,2.0850173029756756E-3,4.4354838709677579E-7,0,1.6177988125367727E-2,null,5.2012420902383064E-3,7.2752486175108348E-3,0,1.8167774070032086E-3,4.625883768073835E-5,0,1.4339526952433087E-2]
[2004,3,31,9,5.9328237269174232E-3,1.2673698356409337E-2,0,2.9952455070493393E-3,4.4354838709677579E-7,0,2.1602211138763195E-2,null,5.5579426273819968E-3,1.0796171371691801E-2,0,2.6099036961798267E-3,4.625883768073835E-5,0,1.9010276532934363E-2]
[2004,3,31,13,5.1893205849131959E-3,1.256289144647532E-2,0,2.7743041951945116E-3,4.4354838709677579E-7,0,2.0526959774970124E-2,null,4.8614196904558345E-3,1.0701779793545215E-2,0,2.4173867405274043E-3,4.625883768073835E-5,0,1.8026845062209192E-2]
[2004,3,31,16,5.5240328328661804E-3,1.2181065068254223E-2,0,2.8889659492467952E-3,4.4354838709677579E-7,0,2.0594507398754295E-2,null,5.1749822630912639E-3,1.0376518540075137E-2,0,2.5172971268403845E-3,4.625883768073835E-5,0,1.8115056767687522E-2]
[2004,3,31,20,6.7396157358852312E-3,1.0330850244268729E-2,2.3515074203710472E-4,2.2292686070301245E-3,4.4354838709677579E-7,2.2362671675214194E-5,1.9557691549283499E-2,null,6.3137553574533134E-3,8.8004011548850347E-3,1.2116805593517026E-4,1.9424706133678996E-3,4.625883768073835E-5,9.1464754344179871E-6,1.7233200494756577E-2]
[2004,3,31,24,4.3200621566803765E-3,8.7934304579941718E-3,2.3515074203710472E-4,2.2198111023014879E-3,4.4354838709677579E-7,2.2362671675214194E-5,1.5591260679075453E-2,null,4.047087646413039E-3,7.4907402322344782E-3,1.2116805593517026E-4,1.9342298275993157E-3,4.625883768073835E-5,9.1464754344179871E-6,1.3648631075297159E-2]
[2004,4,1,3,4.2479970054731626E-3,7.4833541217529907E-3,2.2718071827613841E-4,1.9713252736698241E-3,4.5833333333333443E-7,2.6702537909018322E-5,1.3957017990414468E-2,null,3.9795761216687474E-3,6.3747432881455313E-3,1.1706127627329269E-4,1.7177119892225353E-3,4.7800798936762908E-5,1.0921508421203066E-5,1.2247814982668073E-2]
[2004,4,1,6,5.8239258517200285E-3,8.2470732353968242E-3,0,1.9566607682355848E-3,4.5833333333333443E-7,0,1.6028118188685773E-2,null,5.4559257513630971E-3,7.0253223218942409E-3,0,1.7049340894325533E-3,4.7800798936762908E-5,0,1.4233982961626654E-2]
[2004,4,1,7,6.0255984371161905E-3,1.0031059735033012E-2,0,2.177004369651978E-3,4.5833333333333443E-7,0,1.8234120875134516E-2,null,5.6448551230655081E-3,8.5450226834794286E-3,0,1.8969302307881696E-3,4.7800798936762908E-5,0,1.6134608836269871E-2]
[2004,4,1,13,5.2612229060599617E-3,1.2352725626036452E-2,0,2.5394441440871381E-3,4.5833333333333443E-7,0,2.0153851009516888E-2,null,4.9287786739860865E-3,1.0522748689117616E-2,0,2.2127417075818562E-3,4.7800798936762908E-5,0,1.7712069869622322E-2]
[2004,4,1,15,4.9981560422106041E-3,1.2000864500562758E-2,0,2.5744706111215493E-3,4.5833333333333443E-7,0,1.9573949487228244E-2,null,4.6823343830818421E-3,1.0223013528723077E-2,0,2.2432619789793371E-3,4.7800798936762908E-5,0,1.7196410689721022E-2]
[2004,4,1,18,6.2799306676510529E-3,1.0473552958020216E-2,1.0980401383346689E-4,2.2403730239637393E-3,4.5833333333333443E-7,1.290622665602552E-5,1.9117025223457835E-2,null,5.883116701476049E-3,8.9219633784397238E-3,5.6579616865424797E-5,1.9521464341748268E-3,4.7800798936762908E-5,5.2787290702481482E-6,1.6866885658963039E-2]
[2004,4,1,21,6.9724331411040669E-3,9.5125925783143012E-3,2.2718071827613841E-4,2.1911613615045321E-3,4.5833333333333443E-7,2.6702537909018322E-5,1.8930528670441392E-2,null,6.5318615814746635E-3,8.1033631049477802E-3,1.1706127627329269E-4,1.9092659092077883E-3,4.7800798936762908E-5,1.0921508421203066E-5,1.6720274179261491E-2]
[2004,4,2,1,4.4250053649489435E-3,8.3636710945032416E-3,2.2718071827613841E-4,2.3730367372533459E-3,4.5833333333333443E-7,2.6702537909018322E-5,1.541605478622402E-2,null,4.1453997415531298E-3,7.1246469572993952E-3,1.1706127627329269E-4,2.0677428067755392E-3,4.7800798936762908E-5,1.0921508421203066E-5,1.3513573089259323E-2]
[2004,4,2,4,4.1891713470052832E-3,7.6271466971082821E-3,2.2718071827613841E-4,2.1121053993207019E-3,4.5833333333333443E-7,2.6702537909018322E-5,1.4182765032952759E-2,null,3.9244675174304224E-3,6.4972339173096343E-3,1.1706127627329269E-4,1.8403805883140468E-3,4.7800798936762908E-5,1.0921508421203066E-5,1.2437865606685361E-2]
[2004,4,2,7,5.7173224541557932E-3,9.6681770715348544E-3,0,2.1744951856993103E-3,4.5833333333333443E-7,0,1.7560453044723291E-2,null,5.3560583703624034E-3,8.2358987551068713E-3,0,1.8947438562632599E-3,4.7800798936762908E-5,0,1.5534501780669297E-2]
[2004,4,2,10,6.2932834006273353E-3,1.2099932852221445E-2,0,2.7821958779559786E-3,4.5833333333333443E-7,0,2.1175870464138095E-2,null,5.8956257068362153E-3,1.0307405540584185E-2,0,2.4242631491422431E-3,4.7800798936762908E-5,0,1.8675095195499408E-2]
[2004,4,2,12,5.6875796660367317E-3,1.175839380174174E-2,0,2.5448505842028285E-3,4.5833333333333443E-7,0,1.9991282385314637E-2,null,5.3281949586796813E-3,1.0016463306091201E-2,0,2.217452602901758E-3,4.7800798936762908E-5,0,1.7609911666609405E-2]
[2004,4,2,16,5.0814819638624756E-3,1.0498852521466744E-2,0,2.2500528202101344E-3,4.5833333333333443E-7,0,1.7830845638872689E-2,null,4.7603951368193308E-3,8.9435149741078964E-3,0,1.9605809133994099E-3,4.7800798936762908E-5,0,1.5712291823263402E-2]
[2004,4,2,19,6.4174169813891267E-3,9.7165463035955892E-3,2.2718071827613841E-4,2.3376052011221267E-3,4.5833333333333443E-7,2.6702537909018322E-5,1.8725910075625334E-2,null,6.0119155802189862E-3,8.2771023962035315E-3,1.1706127627329269E-4,2.0368695788906921E-3,4.7800798936762908E-5,1.0921508421203066E-5,1.6501671138944466E-2]
[2004,4,2,22,8.0036284855058999E-3,9.7831406334156993E-3,2.2718071827613841E-4,3.1457270640778989E-3,4.5833333333333443E-7,2.6702537909018322E-5,2.1186837772517991E-2,null,7.4978981309520385E-3,8.333831203920285E-3,1.1706127627329269E-4,2.7410256262424574E-3,4.7800798936762908E-5,1.0921508421203066E-5,1.8748538544746042E-2]
[2004,4,3,2,5.9190633043429012E-3,8.0618297123864167E-3,2.2718071827613841E-4,3.0888536017256102E-3,4.5833333333333443E-7,2.6702537909018322E-5,1.7324088207973421E-2,null,5.5450516933650742E-3,6.8675214366534388E-3,1.1706127627329269E-4,2.6914690008311378E-3,4.7800798936762908E-5,1.0921508421203066E-5,1.5279825714480909E-2]
[2004,4,3,3,5.8136794613608059E-3,7.7444374153432007E-3,2.2718071827613841E-4,2.8958769918121618E-3,4.5833333333333443E-7,2.6702537909018322E-5,1.670833545803466E-2,null,5.446326806176854E-3,6.5971487692149276E-3,1.1706127627329269E-4,2.5233190557585167E-3,4.7800798936762908E-5,1.0921508421203066E-5,1.4742578214781556E-2]
[2004,4,3,7,6.495119961137069E-3,8.4263121653326313E-3,0,2.6936581641552777E-3,4.5833333333333443E-7,0,1.7615548623958314E-2,null,6.0847086924525904E-3,7.1780081559457524E-3,0,2.3471159149819972E-3,4.7800798936762908E-5,0,1.5657633562317103E-2]
[2004,4,3,10,8.19242123445354E-3,9.288690900682222E-3,0,2.7826927882058459E-3,4.5833333333333443E-7,0,{"$f":"SUM(E2244:J2244)","v":2.0264263256674943E-2},null,{"$f":"E2244*V$5","v":7.6747615126089063E-3},{"$f":"F2244*W$5","v":7.9126310223191342E-3},{"$f":"G2244*X$5","v":0},{"$f":"H2244*AB$5","v":2.4246961313117337E-3},{"$f":"I2244*Z$5","v":4.7800798936762908E-5},{"$f":"J2244*AA$5","v":0},{"$f":"SUM(M2244:R2244)","v":1.8059889465176539E-2}]
[2004,4,3,13,7.5221510591338293E-3,9.4090725084889464E-3,0,3.0349114521102524E-3,4.5833333333333443E-7,0,1.9966593353066366E-2,null,7.0468441244063368E-3,8.015178868364713E-3,0,2.6444665713709578E-3,4.7800798936762908E-5,0,1.7754290363078774E-2]
[2004,4,3,17,7.5994565638762964E-3,8.6656204390106809E-3,0,2.8946118632216323E-3,4.5833333333333443E-7,0,1.9160147199441944E-2,null,7.1192648771399901E-3,7.3818644464014394E-3,0,2.5222166874295116E-3,4.7800798936762908E-5,0,1.7071146809907706E-2]
[2004,4,3,20,8.0517135752332727E-3,7.7878421966583291E-3,2.2718071827613841E-4,2.8708721992275034E-3,4.5833333333333443E-7,2.6702537909018322E-5,1.8964769560637595E-2,null,7.5429448375859661E-3,6.6341234110480233E-3,1.1706127627329269E-4,2.5015311587613192E-3,4.7800798936762908E-5,1.0921508421203066E-5,1.6854382991026567E-2]
[2004,4,3,24,5.8750562043269087E-3,6.6677296417732923E-3,2.2718071827613841E-4,2.5887331891882195E-3,4.5833333333333443E-7,2.6702537909018322E-5,1.5385860624806911E-2,null,5.5038252979175513E-3,5.6799483345987122E-3,1.1706127627329269E-4,2.2556896598240786E-3,4.7800798936762908E-5,1.0921508421203066E-5,1.36152468759716E-2]
[2004,4,4,4,5.5817556338229688E-3,6.3995495488691819E-3,2.2718071827613841E-4,2.3511465974402276E-3,4.5833333333333443E-7,2.6702537909018322E-5,1.4586793369650868E-2,null,5.2290576967762474E-3,5.4514973994378019E-3,1.1706127627329269E-4,2.0486688588558471E-3,4.7800798936762908E-5,1.0921508421203066E-5,1.2905007538701154E-2]
[2004,4,4,7,6.4346416264827334E-3,6.8839281007003501E-3,0,2.3433787492793184E-3,4.5833333333333443E-7,0,1.5662406809795738E-2,null,6.0280518407272729E-3,5.8641183808813566E-3,0,2.0419003533764775E-3,4.7800798936762908E-5,0,1.3981871373921871E-2]
[2004,4,4,8,6.8958155900789098E-3,7.2196224926993477E-3,0,2.271225048098297E-3,4.5833333333333443E-7,0,1.638712146420989E-2,null,6.460085312290008E-3,6.150081805496416E-3,0,1.9790293095965257E-3,4.7800798936762908E-5,0,1.4636997226319714E-2]
[2004,4,4,11,7.5051731909855863E-3,8.8281441130051343E-3,0,3.0184904906340819E-3,4.5833333333333443E-7,0,1.9352266127958137E-2,null,7.0309390475918904E-3,7.5203112822860687E-3,0,2.6301581856474441E-3,4.7800798936762908E-5,0,1.7229209314462167E-2]
[2004,4,4,14,7.2651196342786847E-3,7.6516675139259418E-3,0,2.2639892639434167E-3,4.5833333333333443E-7,0,1.7181234745481378E-2,null,6.8060539073807255E-3,6.5181221326586639E-3,0,1.9727244174712771E-3,4.7800798936762908E-5,0,1.5344701256447428E-2]
[2004,4,4,18,7.5511720094082425E-3,6.0242272691294479E-3,9.0872287310455355E-5,1.6579076466780561E-3,4.5833333333333443E-7,1.0681015163607327E-5,1.5335318561023143E-2,null,7.0740313094705895E-3,5.1317767040470188E-3,4.6824510509317068E-5,1.4446159037068142E-3,4.7800798936762908E-5,4.368603368481226E-6,1.3749417830038984E-2]
[2004,4,4,21,7.5598646598781464E-3,6.2343862012854594E-3,2.2718071827613841E-4,1.8694420947378589E-3,4.5833333333333443E-7,2.6702537909018322E-5,1.5918034545419957E-2,null,7.0821746919163568E-3,5.3108019406466114E-3,1.1706127627329269E-4,1.6289361995093796E-3,4.7800798936762908E-5,1.0921508421203066E-5,1.4197696415703606E-2]
[2004,4,5,1,5.0072243723288043E-3,7.082855175540614E-3,2.2718071827613841E-4,2.0955570871678928E-3,4.5833333333333443E-7,2.6702537909018322E-5,1.44399782245558E-2,null,4.6908297068674531E-3,6.0335756876633779E-3,1.1706127627329269E-4,1.8259612357262515E-3,4.7800798936762908E-5,1.0921508421203066E-5,1.2726150213888341E-2]
[2004,4,5,5,5.7404291544349726E-3,6.8202730304163812E-3,1.4766746687948994E-4,1.7282778519224803E-3,4.5833333333333443E-7,1.7356649640861902E-5,1.4454462486627519E-2,null,5.377705012900782E-3,5.809893400284807E-3,7.6089829577640234E-5,1.5059329003724003E-3,4.7800798936762908E-5,7.0989804737819909E-6,1.2824520922546176E-2]
[2004,4,5,8,6.5581757212412944E-3,1.0292805976734343E-2,0,2.0019955001658904E-3,4.5833333333333443E-7,0,1.8853435531474862E-2,null,6.1437801082095079E-3,8.7679929011566342E-3,0,1.7444364554829357E-3,4.7800798936762908E-5,0,1.6704010263785842E-2]
[2004,4,5,9,6.8379399729385166E-3,1.1319392161535508E-2,0,2.3375452580833068E-3,4.5833333333333443E-7,0,2.0495335725890667E-2,null,6.4058667185146346E-3,9.6424969383558205E-3,0,2.0368173475933883E-3,4.7800798936762908E-5,0,1.8132981803400609E-2]
[2004,4,5,12,6.8232552448876565E-3,1.2342323756383174E-2,0,2.8321240972053758E-3,4.5833333333333443E-7,0,2.1998161431809542E-2,null,6.3921098836983419E-3,1.0513887789622875E-2,0,2.4677680450367525E-3,4.7800798936762908E-5,0,1.9421566517294736E-2]
[2004,4,5,18,7.6646314008021414E-3,9.5055434659440368E-3,8.3299596701250724E-5,1.8882305739630289E-3,4.5833333333333443E-7,9.7909305666400476E-6,1.915195430131043E-2,null,7.1803214702660153E-3,8.0973582732855858E-3,4.2922467966873971E-5,1.6453075190756596E-3,4.7800798936762908E-5,4.0045530877744561E-6,1.7017715082618675E-2]
[2004,4,5,20,8.3252381639932829E-3,9.6107688594804144E-3,2.2718071827613841E-4,2.1290679589787073E-3,4.5833333333333443E-7,2.6702537909018322E-5,2.0319416571970898E-2,null,7.7991860544974071E-3,8.1869952008283599E-3,1.1706127627329269E-4,1.8551608949847046E-3,4.7800798936762908E-5,1.0921508421203066E-5,1.8017125733941732E-2]
[2004,4,5,23,6.4248777404935587E-3,8.8074591201219628E-3,2.2718071827613841E-4,2.1285667812471296E-3,4.5833333333333443E-7,2.6702537909018322E-5,1.7615245231381145E-2,null,6.01890491160111E-3,7.5026906382002784E-3,1.1706127627329269E-4,1.8547241943499789E-3,4.7800798936762908E-5,1.0921508421203066E-5,1.5552103327782627E-2]
[2004,4,6,3,5.8288677469450403E-3,8.8700482579681175E-3,2.2718071827613841E-4,2.7512252457883996E-3,4.5833333333333443E-7,2.6702537909018322E-5,1.770448284022005E-2,null,5.4605553799169553E-3,7.5560075974012058E-3,1.1706127627329269E-4,2.3972769247486317E-3,4.7800798936762908E-5,1.0921508421203066E-5,1.5589623485698052E-2]
[2004,4,6,6,6.4120695690583467E-3,9.4173642566185781E-3,0,2.5624495526052875E-3,4.5833333333333443E-7,0,1.8392341711615551E-2,null,6.006906058226181E-3,8.0222422472822925E-3,0,2.2327874435932571E-3,4.7800798936762908E-5,0,1.6309736548038495E-2]
[2004,4,6,9,6.8230862503508632E-3,1.2620330224673574E-2,0,2.821793283755235E-3,4.5833333333333443E-7,0,2.2265668092113007E-2,null,6.3919515675266384E-3,1.0750709385789719E-2,0,2.4587663027272788E-3,4.7800798936762908E-5,0,1.96492280549804E-2]
[2004,4,6,11,6.5371509567321391E-3,1.304071403925708E-2,0,2.8685462138117956E-3,4.5833333333333443E-7,0,2.2446869543134348E-2,null,6.1240838488438492E-3,1.1108816039151389E-2,0,2.4995044140689628E-3,4.7800798936762908E-5,0,1.9780205101000967E-2]
[2004,4,6,14,5.759120574106831E-3,1.2448480799039893E-2,0,2.624420793163731E-3,4.5833333333333443E-7,0,2.0832480499643792E-2,null,5.3952153659708006E-3,1.0604318348454531E-2,0,2.2867860121278485E-3,4.7800798936762908E-5,0,1.8334120525489946E-2]
[2004,4,6,17,7.061497599770779E-3,1.1702412913997826E-2,0,2.7643612259867674E-3,4.5833333333333443E-7,0,2.1528730073088708E-2,null,6.6152982676452848E-3,9.9687756271969741E-3,0,2.4087229458483973E-3,4.7800798936762908E-5,0,1.9040597639627423E-2]
[2004,4,6,21,7.8421907413021505E-3,1.0605450012253971E-2,2.2718071827613841E-4,2.6497968657970229E-3,4.5833333333333443E-7,2.6702537909018322E-5,2.1351779208871637E-2,null,7.3466612559868342E-3,9.0343207315093446E-3,1.1706127627329269E-4,2.3088974235645019E-3,4.7800798936762908E-5,1.0921508421203066E-5,1.8865662994691942E-2]
[2004,4,6,24,6.1162725120927639E-3,9.4900570196120269E-3,2.2718071827613841E-4,2.608366221780456E-3,4.5833333333333443E-7,2.6702537909018322E-5,1.8469037343003737E-2,null,5.729799717698286E-3,8.0841660444793562E-3,1.1706127627329269E-4,2.2727968799865338E-3,4.7800798936762908E-5,1.0921508421203066E-5,1.6262546225795434E-2]
[2004,4,7,4,5.4517389926889643E-3,8.6161292630562575E-3,2.2718071827613841E-4,2.6455557980182101E-3,4.5833333333333443E-7,2.6702537909018322E-5,1.6967765643281923E-2,null,5.1072564996921107E-3,7.3397050701906044E-3,1.1706127627329269E-4,2.3052019740777666E-3,4.7800798936762908E-5,1.0921508421203066E-5,1.492794712759174E-2]
[2004,4,7,8,6.7436809911099061E-3,1.1772341847367605E-2,0,2.794816306968644E-3,4.5833333333333443E-7,0,2.1311297478779488E-2,null,6.317563738815108E-3,1.0028345038371887E-2,0,2.435259945314714E-3,4.7800798936762908E-5,0,1.8828969521438473E-2]
[2004,4,7,11,6.7092053153713534E-3,1.3367325976384056E-2,0,3.280464691115286E-3,4.5833333333333443E-7,0,2.3357454316204031E-2,null,6.2852664994877804E-3,1.1387042516230182E-2,0,2.8584291011802408E-3,4.7800798936762908E-5,0,2.0578538915834967E-2]
[2004,4,7,12,6.3444228751819379E-3,1.3158385024787353E-2,0,3.1691772279189212E-3,4.5833333333333443E-7,0,2.2672443461221548E-2,null,5.9435337989440897E-3,1.1209054824195396E-2,0,2.7614588992882446E-3,4.7800798936762908E-5,0,1.9961848321364495E-2]
[2004,4,7,15,5.8182115611687402E-3,1.2562142574028193E-2,0,2.9652169467086265E-3,4.5833333333333443E-7,0,2.1346029415238894E-2,null,5.4505725333168307E-3,1.0701141861739727E-2,0,2.5837383449791532E-3,4.7800798936762908E-5,0,1.8783253538972478E-2]
[2004,4,7,19,8.3762518812777308E-3,1.1218198254732531E-2,2.2718071827613841E-4,2.7871995787748308E-3,4.5833333333333443E-7,2.6702537909018322E-5,2.2635991304303583E-2,null,7.846976335639598E-3,9.5562942586886451E-3,1.1706127627329269E-4,2.4286231180432783E-3,4.7800798936762908E-5,1.0921508421203066E-5,2.0007677296002783E-2]
[2004,4,7,22,7.1739803715656402E-3,1.0394484820852366E-2,2.2718071827613841E-4,2.8254429462459805E-3,4.5833333333333443E-7,2.6702537909018322E-5,2.064824972818248E-2,null,6.720673519124325E-3,8.8546086777912866E-3,1.1706127627329269E-4,2.461946431902663E-3,4.7800798936762908E-5,1.0921508421203066E-5,1.8213012212449534E-2]
[2004,4,8,1,5.3816287523873263E-3,9.0303469642397834E-3,2.2718071827613841E-4,2.6795895302080082E-3,4.5833333333333443E-7,2.6702537909018322E-5,1.7345906836353609E-2,null,5.0415763596568476E-3,7.6925590802360633E-3,1.1706127627329269E-4,2.3348572271205967E-3,4.7800798936762908E-5,1.0921508421203066E-5,1.5244776250644767E-2]
[2004,4,8,5,5.5121894352841341E-3,8.5214924144370614E-3,1.2494939505187613E-4,2.4144046579453187E-3,4.5833333333333443E-7,1.4686395849960075E-5,1.6588180631901685E-2,null,5.1638872217915138E-3,7.2590880626654886E-3,6.4383701950310984E-5,2.1037886964574213E-3,4.7800798936762908E-5,6.0068296316616855E-6,1.464495531143316E-2]
[2004,4,8,9,6.282155578906979E-3,1.2499478190419105E-2,0,2.792625684400364E-3,4.5833333333333443E-7,0,2.1574717787059782E-2,null,5.8852010258518689E-3,1.0647760803952203E-2,0,2.4333511488823572E-3,4.7800798936762908E-5,0,1.9014113777623194E-2]
[2004,4,8,12,5.9957683325048113E-3,1.2890893895956391E-2,0,2.9310507920389151E-3,4.5833333333333443E-7,0,2.1818171353833453E-2,null,5.6169099122131043E-3,1.0981190787506697E-2,0,2.5539677057621448E-3,4.7800798936762908E-5,0,1.9199869204418709E-2]
[2004,4,8,13,5.5216251915088579E-3,1.2734742666071195E-2,0,2.7868877701606094E-3,4.5833333333333443E-7,0,2.1043713961073997E-2,null,5.172726754896979E-3,1.0848172359078624E-2,0,2.4283514239691727E-3,4.7800798936762908E-5,0,1.8497051336881544E-2]
[2004,4,8,16,5.6581789619933364E-3,1.191056034205807E-2,0,2.7205903442590836E-3,4.5833333333333443E-7,0,2.0289787981643825E-2,null,5.3006520155889497E-3,1.0146087351108947E-2,0,2.37058323885701E-3,4.7800798936762908E-5,0,1.7865123404491673E-2]
[2004,4,8,20,8.5471601890603783E-3,1.175642279670842E-2,2.2718071827613841E-4,3.2328931167021403E-3,4.5833333333333443E-7,2.6702537909018322E-5,2.3790817691989433E-2,null,8.0070853516700565E-3,1.0014784292790129E-2,1.1706127627329269E-4,2.8169776650285943E-3,4.7800798936762908E-5,1.0921508421203066E-5,2.1014630893120039E-2]
[2004,4,8,22,8.7479792618045272E-3,1.2204791767911631E-2,2.2718071827613841E-4,3.9718332713759592E-3,4.5833333333333443E-7,2.6702537909018322E-5,2.5178945890610607E-2,null,8.1952151421662844E-3,1.0396730281619112E-2,1.1706127627329269E-4,3.4608523111636113E-3,4.7800798936762908E-5,1.0921508421203066E-5,2.2228581318580267E-2]
[2004,4,9,3,6.6382780437560275E-3,1.0633969097408037E-2,2.2718071827613841E-4,3.880534621771954E-3,4.5833333333333443E-7,2.6702537909018322E-5,2.140712335245451E-2,null,6.2188209544151744E-3,9.0586148974290698E-3,1.1706127627329269E-4,3.3812993387955952E-3,4.7800798936762908E-5,1.0921508421203066E-5,1.8834518774271097E-2]
[2004,4,9,7,8.1701008959060538E-3,1.183847255310902E-2,0,3.6475850436836774E-3,4.5833333333333443E-7,0,2.3656616826032085E-2,null,7.6538515434642256E-3,1.0084678904938481E-2,0,3.1783189942978748E-3,4.7800798936762908E-5,0,2.0964650241637347E-2]
[2004,4,9,10,8.5422553651661563E-3,1.4220550337288718E-2,0,4.1675903674086414E-3,4.5833333333333443E-7,0,2.6930854403196852E-2,null,8.0024904519972722E-3,1.2113867169917043E-2,0,3.6314250295890961E-3,4.7800798936762908E-5,0,2.3795583450440173E-2]
[2004,4,9,13,8.0042228518772823E-3,1.3982042301977481E-2,0,4.0815935555096969E-3,4.5833333333333443E-7,0,2.6068317042697797E-2,null,7.4984549407181543E-3,1.1910692567655546E-2,0,3.5564918073518852E-3,4.7800798936762908E-5,0,2.3013440114662349E-2]
[2004,4,9,14,7.6251312581722373E-3,1.3866075142605763E-2,0,4.1517151251215401E-3,4.5833333333333443E-7,0,2.5643379859232873E-2,null,7.1433172482267939E-3,1.1811905197871555E-2,0,3.617592155647597E-3,4.7800798936762908E-5,0,2.2620615400682713E-2]
[2004,4,9,19,8.8663259562607385E-3,1.1835207192763018E-2,2.2718071827613841E-4,3.8422335844976153E-3,4.5833333333333443E-7,2.6702537909018322E-5,2.4798108323039861E-2,null,8.3060837889025151E-3,1.0081897286748244E-2,1.1706127627329269E-4,3.3479257744201355E-3,4.7800798936762908E-5,1.0921508421203066E-5,2.1911690433702159E-2]
[2004,4,9,22,8.8588045197855077E-3,1.0154448192664828E-2,2.2718071827613841E-4,3.4475980711133722E-3,4.5833333333333443E-7,2.6702537909018322E-5,2.2715192373082199E-2,null,8.299037614209144E-3,8.650131933867114E-3,1.1706127627329269E-4,3.0040605778606758E-3,4.7800798936762908E-5,1.0921508421203066E-5,2.0129013709568194E-2]
[2004,4,10,1,6.7267114009295819E-3,8.7722732719487245E-3,2.2718071827613841E-4,3.4461002118474087E-3,4.5833333333333443E-7,2.6702537909018322E-5,1.9199426474244205E-2,null,6.301666416903366E-3,7.4727173473696272E-3,1.1706127627329269E-4,3.0027554199277468E-3,4.7800798936762908E-5,1.0921508421203066E-5,1.6952922767831998E-2]
[2004,4,10,4,6.3323381791744685E-3,8.103908304599703E-3,2.2718071827613841E-4,3.2333286259192528E-3,4.5833333333333443E-7,2.6702537909018322E-5,1.7923916699211916E-2,null,5.9322127062957216E-3,6.9033663557795466E-3,1.1706127627329269E-4,2.8173571454794578E-3,4.7800798936762908E-5,1.0921508421203066E-5,1.5828719791185986E-2]
[2004,4,10,8,7.7244280950057179E-3,9.2999506786706192E-3,0,3.1116917282802245E-3,4.5833333333333443E-7,0,2.0136528835289897E-2,null,7.2363397527885039E-3,7.9222227365410881E-3,0,2.7113689758977654E-3,4.7800798936762908E-5,0,1.791773226416412E-2]
[2004,4,10,11,9.4510396996405725E-3,1.0239782183680518E-2,0,3.2454606507578607E-3,4.5833333333333443E-7,0,2.2936740867412285E-2,null,8.8538508537492917E-3,8.7228242423730909E-3,0,2.8279283712417226E-3,4.7800798936762908E-5,0,2.0452404266300867E-2]
[2004,4,10,12,8.8783258481859185E-3,1.0543821787042116E-2,0,3.5199913712234744E-3,4.5833333333333443E-7,0,2.2942597339784845E-2,null,8.3173254360379822E-3,8.981822331909679E-3,0,3.0671403958893949E-3,4.7800798936762908E-5,0,2.0414088962773819E-2]
[2004,4,10,16,7.9239436388317507E-3,9.4256872417710809E-3,0,3.4244041567348944E-3,4.5833333333333443E-7,0,2.0774493370671061E-2,null,7.4232483812759651E-3,8.0293322356584963E-3,0,2.9838505874866645E-3,4.7800798936762908E-5,0,1.848423200335789E-2]
[2004,4,10,19,8.9384360508355104E-3,8.5435519914430769E-3,2.2718071827613841E-4,3.1869135144365428E-3,4.5833333333333443E-7,2.6702537909018322E-5,2.092324314623362E-2,null,8.3736374171492628E-3,7.2778796550678386E-3,1.1706127627329269E-4,2.7769133919600146E-3,4.7800798936762908E-5,1.0921508421203066E-5,1.8604214047808376E-2]
[2004,4,10,23,7.6459214254370536E-3,8.4166153834521092E-3,2.2718071827613841E-4,3.3771913670178244E-3,4.5833333333333443E-7,2.6702537909018322E-5,1.9694069765425478E-2,null,7.162793733993136E-3,7.1697478900003284E-3,1.1706127627329269E-4,2.942711777963525E-3,4.7800798936762908E-5,1.0921508421203066E-5,1.745103698558825E-2]
[2004,4,11,2,5.773609053944662E-3,7.3563676429572343E-3,2.2718071827613841E-4,2.9187298449443112E-3,4.5833333333333443E-7,2.6702537909018322E-5,1.6303048131364701E-2,null,5.4087883530344978E-3,6.2665690403125489E-3,1.1706127627329269E-4,2.5432318628113874E-3,4.7800798936762908E-5,1.0921508421203066E-5,1.4394372839789692E-2]
[2004,4,11,5,5.7807965584876306E-3,7.4306968851948754E-3,1.0601766852886459E-4,2.886820865522798E-3,4.5833333333333443E-7,1.2461184357541882E-5,1.6217251495425043E-2,null,5.4155216961646203E-3,6.3298868828679331E-3,5.4628595594203256E-5,2.5154280106271395E-3,4.7800798936762908E-5,5.0967039298947641E-6,1.4368362688120554E-2]
[2004,4,11,9,7.7881347206835254E-3,8.5247277804632749E-3,0,3.0313824671786391E-3,4.5833333333333443E-7,0,1.9344703301658776E-2,null,7.2960209074627762E-3,7.2618441300017047E-3,0,2.641391594446661E-3,4.7800798936762908E-5,0,1.7247057430847906E-2]
[2004,4,11,13,7.6764391848187724E-3,9.0285485218535334E-3,0,3.2913773093762415E-3,4.5833333333333443E-7,0,1.9996823349381881E-2,null,7.191383148337319E-3,7.6910270655345886E-3,0,2.8679377984363549E-3,4.7800798936762908E-5,0,1.7798148811245029E-2]
[2004,4,11,14,7.5935087363209579E-3,8.5637509121835199E-3,0,2.9612346931653048E-3,4.5833333333333443E-7,0,1.9118952675003117E-2,null,7.1136928787406189E-3,7.2950862354758976E-3,0,2.5802684129761235E-3,4.7800798936762908E-5,0,1.7036848326129405E-2]
[2004,4,11,17,8.3185784334775126E-3,8.2134173413325497E-3,0,2.9184523897800838E-3,4.5833333333333443E-7,0,1.9450906497923484E-2,null,7.7929471366019465E-3,6.9966523323010564E-3,0,2.5429901025760624E-3,4.7800798936762908E-5,0,1.7380390370415832E-2]
[2004,4,11,20,8.4531757503030092E-3,6.9183350072904593E-3,2.2718071827613841E-4,2.278622989352093E-3,4.5833333333333443E-7,2.6702537909018322E-5,1.7904475336464054E-2,null,7.9190395673144221E-3,5.8934281253198266E-3,1.1706127627329269E-4,1.9854754971217092E-3,4.7800798936762908E-5,1.0921508421203066E-5,1.5973726773387216E-2]
[2004,4,11,24,4.6723455876179366E-3,6.8065815795325746E-3,2.2718071827613841E-4,2.1396826434422161E-3,4.5833333333333443E-7,2.6702537909018322E-5,1.3872951400111218E-2,null,4.3771111205379932E-3,5.7982302498837306E-3,1.1706127627329269E-4,1.8644099879722058E-3,4.7800798936762908E-5,1.0921508421203066E-5,1.2215534942025187E-2]
[2004,4,12,3,4.8091765477308373E-3,7.4911638744674207E-3,2.2718071827613841E-4,2.4523512478877179E-3,4.5833333333333443E-7,2.6702537909018322E-5,1.5007033259604466E-2,null,4.5052960559013493E-3,6.3813960761719152E-3,1.1706127627329269E-4,2.1368534135615797E-3,4.7800798936762908E-5,1.0921508421203066E-5,1.3199329129266104E-2]
[2004,4,12,6,5.7405334777804332E-3,8.0290546162753787E-3,0,2.2631291107912317E-3,4.5833333333333443E-7,0,1.6033175538180379E-2,null,5.3778027443007791E-3,6.839601760455726E-3,0,1.9719749240204448E-3,4.7800798936762908E-5,0,1.4237180227713713E-2]
[2004,4,12,11,6.8100522529709537E-3,1.3216228992527591E-2,0,3.5329664803328089E-3,4.5833333333333443E-7,0,2.355970605916469E-2,null,6.3797411576143543E-3,1.1258329579754525E-2,0,3.0784462421524442E-3,4.7800798936762908E-5,0,2.0764317778458087E-2]
[2004,4,12,14,6.1299538386304702E-3,1.1605775713723957E-2,0,2.7376728592217918E-3,4.5833333333333443E-7,0,2.0473860744909554E-2,null,5.7426165535698886E-3,9.8864546072628401E-3,0,2.385468068443196E-3,4.7800798936762908E-5,0,1.8062340028212692E-2]
[2004,4,12,15,6.0816516706450694E-3,1.1822969098534799E-2,0,2.9123837777340639E-3,4.5833333333333443E-7,0,2.0817462880247266E-2,null,5.6973664853396441E-3,1.0071472187551849E-2,0,2.5377022245132081E-3,4.7800798936762908E-5,0,1.8354341696341467E-2]
[2004,4,12,18,7.2762558647118218E-3,1.0277526589958914E-2,3.7863453046023073E-5,2.5808392148797443E-3,4.5833333333333443E-7,4.4504229848363867E-6,2.0177393878914675E-2,null,6.8164864657511799E-3,8.7549770573640082E-3,1.9510212712215451E-5,2.2488112544724139E-3,4.7800798936762908E-5,1.8202514035338444E-6,1.7889406040640116E-2]
[2004,4,12,21,7.8486236677304845E-3,9.5762122528851388E-3,2.2718071827613841E-4,2.5576709904795718E-3,4.5833333333333443E-7,2.6702537909018322E-5,2.0236848500613688E-2,null,7.3526877010087269E-3,8.157557933478686E-3,1.1706127627329269E-4,2.2286236490311824E-3,4.7800798936762908E-5,1.0921508421203066E-5,1.7914652867149855E-2]
[2004,4,13,3,4.6160701477684319E-3,7.5236952279602075E-3,2.2718071827613841E-4,2.1300435961684135E-3,4.5833333333333443E-7,2.6702537909018322E-5,1.4524150561415542E-2,null,4.3243915926350889E-3,6.4091081186542585E-3,1.1706127627329269E-4,1.8560110153175962E-3,4.7800798936762908E-5,1.0921508421203066E-5,1.2765294310238201E-2]
[2004,4,13,5,5.1401590960507377E-3,7.9095011138899402E-3,9.0872287310455355E-5,2.0950699202652162E-3,4.5833333333333443E-7,1.0681015163607327E-5,1.5246741766013289E-2,null,4.8153645998023674E-3,6.7377593413337324E-3,4.6824510509317068E-5,1.8255367434110274E-3,4.7800798936762908E-5,4.368603368481226E-6,1.3477654597361688E-2]
[2004,4,13,9,6.0979381235170644E-3,1.2114308499302931E-2,0,2.6103326326823561E-3,4.5833333333333443E-7,0,2.0823037588835684E-2,null,5.7126238357738772E-3,1.0319651527912123E-2,0,2.2745103098436186E-3,4.7800798936762908E-5,0,1.8354586472466385E-2]
[2004,4,13,12,5.5653544047883181E-3,1.2314848478045851E-2,0,2.5850288578423168E-3,4.5833333333333443E-7,0,2.0465690074009821E-2,null,5.2136928226136194E-3,1.0490482797246308E-2,0,2.2524618950052039E-3,4.7800798936762908E-5,0,1.8004438313801895E-2]
[2004,4,13,15,5.2135065152956444E-3,1.1877574264512032E-2,0,2.511224396679224E-3,4.5833333333333443E-7,0,1.9602763509820237E-2,null,4.8840773690997522E-3,1.0117987949020303E-2,0,2.1881524634308046E-3,4.7800798936762908E-5,0,1.7238018580487624E-2]
[2004,4,13,16,5.742846199057846E-3,1.1970968461223957E-2,0,2.7500285612516171E-3,4.5833333333333443E-7,0,2.0464301554866754E-2,null,5.3799693301905078E-3,1.0197546395534341E-2,0,2.3962341950664206E-3,4.7800798936762908E-5,0,1.8021550719728035E-2]
[2004,4,13,19,7.3168378742811523E-3,9.639768001000297E-3,2.2718071827613841E-4,1.9734804840174044E-3,4.5833333333333443E-7,2.6702537909018322E-5,1.9184427948817348E-2,null,6.8545041941166568E-3,8.2116983058476024E-3,1.1706127627329269E-4,1.7195899292574864E-3,4.7800798936762908E-5,1.0921508421203066E-5,1.6961576012853002E-2]
[2004,4,13,24,4.9181288112326903E-3,8.2396711949413066E-3,2.2718071827613841E-4,2.0049887989956371E-3,4.5833333333333443E-7,2.6702537909018322E-5,1.5417130394688124E-2,null,4.607363883556384E-3,7.0190168461751077E-3,1.1706127627329269E-4,1.7470446629441073E-3,4.7800798936762908E-5,1.0921508421203066E-5,1.3549208976306858E-2]
[2004,4,14,3,4.0179508877606698E-3,7.1048692220030754E-3,2.2718071827613841E-4,1.8186712749011799E-3,4.5833333333333443E-7,2.6702537909018322E-5,1.3195832974183416E-2,null,3.7640660740506085E-3,6.0523284945796733E-3,1.1706127627329269E-4,1.5846971045710943E-3,4.7800798936762908E-5,1.0921508421203066E-5,1.1576875256832634E-2]
[2004,4,14,6,5.3714651725925208E-3,7.6225399406087855E-3,0,1.6566799634663532E-3,4.5833333333333443E-7,0,1.4651143410000992E-2,null,5.0320549924313127E-3,6.4933096221877554E-3,0,1.4435461633651894E-3,4.7800798936762908E-5,0,1.301671157692102E-2]
[2004,4,14,10,5.4530375174030813E-3,1.1689823116173234E-2,0,2.4575402950253351E-3,4.5833333333333443E-7,0,1.9600859261934986E-2,null,5.108472973700694E-3,9.9580509270323619E-3,0,2.1413748837623512E-3,4.7800798936762908E-5,0,1.725569958343217E-2]
[2004,4,14,13,4.9637917591623497E-3,1.1903813159975268E-2,0,2.3373203372025753E-3,4.5833333333333443E-7,0,1.9205383589673528E-2,null,4.6501414978041685E-3,1.0140339720701988E-2,0,2.0366213630450139E-3,4.7800798936762908E-5,0,1.6874903380487933E-2]
[2004,4,14,16,5.0470423129453899E-3,1.1411387508931545E-2,0,2.2813108425512457E-3,4.5833333333333443E-7,0,1.8740198997761515E-2,null,4.728131645990204E-3,9.7208637660927029E-3,0,1.9878175548871738E-3,4.7800798936762908E-5,0,1.6484613765906847E-2]
[2004,4,14,17,5.694565409365214E-3,1.0634680243163263E-2,0,2.0952898287559716E-3,4.5833333333333443E-7,0,1.842499381461778E-2,null,5.3347392894092741E-3,9.0592206915096739E-3,0,1.8257283604192136E-3,4.7800798936762908E-5,0,1.6267489140274927E-2]
[2004,4,14,21,6.6397129033007292E-3,9.1303686075585797E-3,2.2718071827613841E-4,1.9746409502169799E-3,4.5833333333333443E-7,2.6702537909018322E-5,1.799906405059478E-2,null,6.2201651485788434E-3,7.777763159722605E-3,1.1706127627329269E-4,1.7206011001336084E-3,4.7800798936762908E-5,1.0921508421203066E-5,1.5894312992066315E-2]
[2004,4,15,1,4.9585508605790923E-3,8.8215283032006299E-3,2.2718071827613841E-4,2.5853318516979502E-3,4.5833333333333443E-7,2.6702537909018322E-5,1.6619752604996166E-2,null,4.6452317592070962E-3,7.5146755621984251E-3,1.1706127627329269E-4,2.2527259083496448E-3,4.7800798936762908E-5,1.0921508421203066E-5,1.4588416813386424E-2]
[2004,4,15,4,5.0027815744981639E-3,8.3672288433912726E-3,2.2718071827613841E-4,2.3969308407524631E-3,4.5833333333333443E-7,2.6702537909018322E-5,1.6021282848160394E-2,null,4.6866676389240346E-3,7.1276776485477162E-3,1.1706127627329269E-4,2.0885629061271555E-3,4.7800798936762908E-5,1.0921508421203066E-5,1.4078691777230166E-2]
[2004,4,15,7,6.1350259054401106E-3,1.0256244113249784E-2,0,2.2330753846499679E-3,4.5833333333333443E-7,0,1.86248037366732E-2,null,5.7473681284738133E-3,8.7368474428423243E-3,0,1.9457876446286697E-3,4.7800798936762908E-5,0,1.6477804014881574E-2]
[2004,4,15,11,5.6095328663142187E-3,1.2708369467407879E-2,0,2.7804790710748034E-3,4.5833333333333443E-7,0,2.1098839738130235E-2,null,5.2550797516425288E-3,1.082570618035307E-2,0,2.4227672114589178E-3,4.7800798936762908E-5,0,1.8551353942391283E-2]
[2004,4,15,14,5.1316049588593622E-3,1.2531602929384236E-2,0,2.6897205877081994E-3,4.5833333333333443E-7,0,2.0353386809285133E-2,null,4.8073509783086573E-3,1.0675126469236717E-2,0,2.3436849123149254E-3,4.7800798936762908E-5,0,1.7873963158797065E-2]
[2004,4,15,18,6.741647565110454E-3,1.0987476566233806E-2,1.8931726523011537E-5,2.5510127740707208E-3,4.5833333333333443E-7,2.2252114924181934E-6,2.0301752176763745E-2,null,6.3156588001952894E-3,9.3597525059856065E-3,9.7551063561077254E-6,2.2228220198910911E-3,4.7800798936762908E-5,9.1012570176692219E-7,1.7956699357066629E-2]
[2004,4,15,19,7.1156133684347721E-3,1.0765123061341746E-2,2.2718071827613841E-4,2.5195918664131746E-3,4.5833333333333443E-7,2.6702537909018322E-5,2.0654669885708184E-2,null,6.6659945888770337E-3,9.1703392442523419E-3,1.1706127627329269E-4,2.195443448471902E-3,4.7800798936762908E-5,1.0921508421203066E-5,1.8207560865232539E-2]
[2004,4,15,22,6.5139191188577552E-3,9.7302838529158518E-3,2.2718071827613841E-4,2.5396941835986115E-3,4.5833333333333443E-7,2.6702537909018322E-5,1.9038238744890707E-2,null,6.1023199758589433E-3,8.2888048158538796E-3,1.1706127627329269E-4,2.2129595792199741E-3,4.7800798936762908E-5,1.0921508421203066E-5,1.6779867954564053E-2]
[2004,4,16,2,4.6055314809038067E-3,8.4871609268945842E-3,2.2718071827613841E-4,2.5348336966155051E-3,4.5833333333333443E-7,2.6702537909018322E-5,1.5881867693932392E-2,null,4.3145188392045555E-3,7.229842564427302E-3,1.1706127627329269E-4,2.2087243995284967E-3,4.7800798936762908E-5,1.0921508421203066E-5,1.3928869386791613E-2]
[2004,4,16,5,4.8872073270653923E-3,8.6442845104849758E-3,7.1940560787443818E-5,2.4598789567532873E-3,4.5833333333333443E-7,8.4558036711891339E-6,1.6072225492095624E-2,null,4.5783962548409697E-3,7.3636892986063849E-3,3.7069404153209346E-5,2.1434126739446691E-3,4.7800798936762908E-5,3.4584776667143038E-6,1.4173826908148713E-2]
[2004,4,16,8,6.178811513695176E-3,1.1445014237719047E-2,0,2.7332806875683528E-3,4.5833333333333443E-7,0,2.0357564772315914E-2,null,5.7883870277009308E-3,9.7495089110574851E-3,0,2.3816409547706813E-3,4.7800798936762908E-5,0,1.7967337692465862E-2]
[2004,4,16,11,6.1417690648716749E-3,1.2393184098336821E-2,0,2.8930426094677607E-3,4.5833333333333443E-7,0,2.142845410600959E-2,null,5.7536852036091969E-3,1.0557213498686855E-2,0,2.5208493199924071E-3,4.7800798936762908E-5,0,1.8879548821225223E-2]
[2004,4,16,16,5.4925547378059285E-3,1.0982907723995908E-2,0,2.6158496406695608E-3,4.5833333333333443E-7,0,1.9091770435804734E-2,null,5.1454931944087774E-3,9.3558605083710646E-3,0,2.279317548350035E-3,4.7800798936762908E-5,0,1.6828472050066642E-2]
[2004,4,16,19,6.658129705821956E-3,1.0276934847974196E-2,2.2718071827613841E-4,2.6318504129675974E-3,4.5833333333333443E-7,2.6702537909018322E-5,1.9821256556282238E-2,null,6.2374182369064803E-3,8.7544729781524645E-3,1.1706127627329269E-4,2.2932598027208687E-3,4.7800798936762908E-5,1.0921508421203066E-5,1.7460934601411071E-2]
[2004,4,16,20,8.4237697880067651E-3,1.1083098364572753E-2,2.2718071827613841E-4,3.3030718217758686E-3,4.5833333333333443E-7,2.6702537909018322E-5,2.3064281563873877E-2,null,7.8914916982274035E-3,9.4412085492576597E-3,1.1706127627329269E-4,2.8781277982427062E-3,4.7800798936762908E-5,1.0921508421203066E-5,2.0386611629359029E-2]
[2004,4,16,23,6.5821626999829057E-3,9.388145822792732E-3,2.2718071827613841E-4,3.170665620135371E-3,4.5833333333333443E-7,2.6702537909018322E-5,1.9395315732429499E-2,null,6.166251406496231E-3,7.9973523367032895E-3,1.1706127627329269E-4,2.7627558081185677E-3,4.7800798936762908E-5,1.0921508421203066E-5,1.7102143134949347E-2]
[2004,4,17,3,5.4682072772858342E-3,8.0228118548846487E-3,2.2718071827613841E-4,3.0207565909203312E-3,4.5833333333333443E-7,2.6702537909018322E-5,1.6766117312609307E-2,null,5.1226841923345751E-3,6.8342838240561411E-3,1.1706127627329269E-4,2.6321327495017516E-3,4.7800798936762908E-5,1.0921508421203066E-5,1.4764884349523727E-2]
[2004,4,17,8,6.1109526672891426E-3,8.8663551139885211E-3,0,2.7067531168569144E-3,4.5833333333333443E-7,0,1.7684519231467914E-2,null,5.724816021305798E-3,7.5528615689742394E-3,0,2.3585261868201042E-3,4.7800798936762908E-5,0,1.5684004576036907E-2]
[2004,4,17,10,7.4979678507451257E-3,9.7462620449891204E-3,0,3.0468546365026729E-3,4.5833333333333443E-7,0,2.0291542865570254E-2,null,7.0241889957598173E-3,8.302415941429199E-3,0,2.6548732512296125E-3,4.7800798936762908E-5,0,1.8029278987355395E-2]
[2004,4,17,14,6.852715815036812E-3,9.4445909326934026E-3,0,3.2785244160410108E-3,4.5833333333333443E-7,0,1.9576289497104563E-2,null,6.4197089100972004E-3,8.0454354662243144E-3,0,2.8567384447462231E-3,4.7800798936762908E-5,0,1.7369683620004503E-2]
[2004,4,17,17,7.1220337962053671E-3,8.7422801606122941E-3,0,3.0902416541984368E-3,4.5833333333333443E-7,0,1.8955013944349432E-2,null,6.6720093250018098E-3,7.4471675227760362E-3,0,2.6926784787423127E-3,4.7800798936762908E-5,0,1.6859656125456923E-2]
[2004,4,17,18,7.3850498250918059E-3,8.4190947993974686E-3,7.5726906092046123E-6,3.0118196998045236E-3,4.5833333333333443E-7,8.900845969672772E-7,1.8824885432833307E-2,null,6.918405993084212E-3,7.1718599964032924E-3,3.9020425424430893E-6,2.6243455998004634E-3,4.7800798936762908E-5,3.6405028070676883E-7,1.6766678481047882E-2]
[2004,4,17,21,7.7544046784409244E-3,8.2660604757091305E-3,2.2718071827613841E-4,3.1499880450662826E-3,4.5833333333333443E-7,2.6702537909018322E-5,1.942479478873483E-2,null,7.2644221868142945E-3,7.0414967245447102E-3,1.1706127627329269E-4,2.7447384270812406E-3,4.7800798936762908E-5,1.0921508421203066E-5,1.7226440922071505E-2]
[2004,4,18,1,5.1726369008327812E-3,7.4477836959989975E-3,2.2718071827613841E-4,2.8122627607798929E-3,4.5833333333333443E-7,2.6702537909018322E-5,1.5687024947130163E-2,null,4.8457902089137474E-3,6.3444423924318557E-3,1.1706127627329269E-4,2.4504618925941758E-3,4.7800798936762908E-5,1.0921508421203066E-5,1.3816478077571036E-2]
[2004,4,18,5,4.9681793561103492E-3,7.3931539530133032E-3,6.0581524873636898E-5,2.751414983716856E-3,4.5833333333333443E-7,7.1206767757382176E-6,1.5180908827823218E-2,null,4.6542518528781638E-3,6.297905694880839E-3,3.1216340339544715E-5,2.3974422526723757E-3,4.7800798936762908E-5,2.9124022456541507E-6,1.343152934195334E-2]
[2004,4,18,8,5.911111475743999E-3,8.1049165025997745E-3,0,2.7774565600194308E-3,4.5833333333333443E-7,0,1.6793942871696541E-2,null,5.5376023220084043E-3,6.9042251957234417E-3,0,2.420133549958852E-3,4.7800798936762908E-5,0,1.4909761866627461E-2]
[2004,4,18,11,6.8635427532423889E-3,9.5488494275550537E-3,0,3.4282392459596576E-3,4.5833333333333443E-7,0,1.9841089760090438E-2,null,6.4298517196844443E-3,8.1342487349188308E-3,0,2.9871922880315219E-3,4.7800798936762908E-5,0,1.7599093541571562E-2]
[2004,4,18,15,5.9765046370755517E-3,7.743759281464405E-3,0,2.4475273365466678E-3,4.5833333333333443E-7,0,1.6168249588419958E-2,null,5.5988634441373007E-3,6.5965710965133579E-3,0,2.1326501040133572E-3,4.7800798936762908E-5,0,1.4375885443600777E-2]
[2004,4,18,18,6.3420896761049268E-3,6.9945897816236675E-3,3.7863453046023062E-6,2.2266320123772092E-3,4.5833333333333443E-7,4.450422984836386E-7,1.5568001191042225E-2,null,5.9413480291984873E-3,5.9583862447621016E-3,1.9510212712215447E-6,1.9401732196772064E-3,4.7800798936762908E-5,1.8202514035338442E-7,1.3889841338986133E-2]
[2004,4,18,22,5.9391592291456619E-3,7.3165791172072371E-3,2.2718071827613841E-4,2.4685318792342795E-3,4.5833333333333443E-7,2.6702537909018322E-5,1.5978611815105671E-2,null,5.56387780420858E-3,6.2326749290165587E-3,1.1706127627329269E-4,2.1509523879055946E-3,4.7800798936762908E-5,1.0921508421203066E-5,1.4123288704761991E-2]
[2004,4,18,23,5.0109220668316488E-3,7.3430964879285443E-3,2.2718071827613841E-4,2.3202435859866464E-3,4.5833333333333443E-7,2.6702537909018322E-5,1.4928603730265329E-2,null,4.6942937528001091E-3,6.2552639216359972E-3,1.1706127627329269E-4,2.0217415556928946E-3,4.7800798936762908E-5,1.0921508421203066E-5,1.314708281376026E-2]
[2004,4,19,2,3.9047003518208876E-3,7.4468380312826248E-3,2.2718071827613841E-4,2.3152874822138839E-3,4.5833333333333443E-7,2.6702537909018322E-5,1.3921167454835886E-2,null,3.6579715716271196E-3,6.3436368218674462E-3,1.1706127627329269E-4,2.0174230604227267E-3,4.7800798936762908E-5,1.0921508421203066E-5,1.2194815037548551E-2]
[2004,4,19,6,4.1949301979894611E-3,7.920401225184219E-3,0,2.0482510122295993E-3,4.5833333333333443E-7,0,1.4164040768736614E-2,null,3.9298624802412141E-3,6.7470446711714932E-3,0,1.7847411422338693E-3,4.7800798936762908E-5,0,1.2509449092583341E-2]
[2004,4,19,9,5.0181794195693448E-3,1.1370794094264591E-2,0,2.4962939633203004E-3,4.5833333333333443E-7,0,1.8885725810487572E-2,null,4.7010925305827327E-3,9.6862840050015008E-3,0,2.1751428476522944E-3,4.7800798936762908E-5,0,1.6610320182173292E-2]
[2004,4,19,13,4.6382258516275343E-3,1.1796643534649917E-2,0,2.4783598708278728E-3,4.5833333333333443E-7,0,1.8913687590438662E-2,null,4.3451473299679659E-3,1.0049046586818352E-2,0,2.1595159969739581E-3,4.7800798936762908E-5,0,1.660151071269704E-2]
[2004,4,19,16,5.0010637696069156E-3,1.1049357490621478E-2,0,2.4815789431590408E-3,4.5833333333333443E-7,0,1.853245853672077E-2,null,4.6850583780610701E-3,9.4124661690017496E-3,0,2.1623209319135525E-3,4.7800798936762908E-5,0,1.6307646277913136E-2]
[2004,4,19,19,6.1963362596251237E-3,9.9553027179129592E-3,2.2339437297153608E-4,2.4262318885700921E-3,4.5833333333333443E-7,2.6257495610534677E-5,1.882798106802358E-2,null,5.8048044263834808E-3,8.4804885817172035E-3,1.1511025500207114E-4,2.1140943401352164E-3,4.7800798936762908E-5,1.0739483280849681E-5,1.6573037885455586E-2]
[2004,4,19,21,5.7528260761319106E-3,9.1989843035897838E-3,2.2718071827613841E-4,2.183537378666642E-3,4.5833333333333443E-7,2.6702537909018322E-5,1.7389689347906828E-2,null,5.3893186024357486E-3,7.8362138812332807E-3,1.1706127627329269E-4,1.9026227606106561E-3,4.7800798936762908E-5,1.0921508421203066E-5,1.5303938827910944E-2]
[2004,4,19,24,4.2403049561030295E-3,8.7169168646891986E-3,2.2718071827613841E-4,2.3693049409972645E-3,4.5833333333333443E-7,2.6702537909018322E-5,1.558086835130798E-2,null,3.9723701147057868E-3,7.4255616361882286E-3,1.1706127627329269E-4,2.0644911104390571E-3,4.7800798936762908E-5,1.0921508421203066E-5,1.3638206444964331E-2]
[2004,4,20,3,3.5990624354574931E-3,6.7367284531888501E-3,2.2718071827613841E-4,1.5429176879033335E-3,4.5833333333333443E-7,2.6702537909018322E-5,1.2133050166068166E-2,null,3.3716461923320664E-3,5.7387254154110138E-3,1.1706127627329269E-4,1.3444195365898632E-3,4.7800798936762908E-5,1.0921508421203066E-5,1.0630574727964203E-2]
[2004,4,20,7,5.1132203677997671E-3,9.2992322434669594E-3,0,1.5820746115620438E-3,4.5833333333333443E-7,0,1.5994985556162106E-2,null,4.7901280660765759E-3,7.9216107328970026E-3,0,1.3785388765729732E-3,4.7800798936762908E-5,0,1.4138078474483314E-2]
[2004,4,20,10,4.9295468395773355E-3,1.1815465505061823E-2,0,2.1086713658681738E-3,4.5833333333333443E-7,0,1.8854142043840665E-2,null,4.6180604336947999E-3,1.0065080203242328E-2,0,1.8373883472508469E-3,4.7800798936762908E-5,0,1.6568329783124742E-2]
[2004,4,20,12,4.5104856864132715E-3,1.1657360871624924E-2,0,1.9187775807293671E-3,4.5833333333333443E-7,0,1.8087082472100897E-2,null,4.2254787636743143E-3,9.9303977554483867E-3,0,1.6719246179675747E-3,4.7800798936762908E-5,0,1.587560193602704E-2]
[2004,4,20,18,5.4116359568757884E-3,9.8118819075372048E-3,0,1.672071944625577E-3,4.5833333333333443E-7,0,1.6896048142371906E-2,null,5.0696874798639617E-3,8.358314642939459E-3,0,1.4569579482838027E-3,4.7800798936762908E-5,0,1.4932760870023987E-2]
[2004,4,20,21,6.116426755545165E-3,8.7376028388164075E-3,2.2718071827613841E-4,1.6435638668919007E-3,4.5833333333333443E-7,2.6702537909018322E-5,1.6751935050771966E-2,null,5.7299442148717322E-3,7.4431831161530558E-3,1.1706127627329269E-4,1.4321174678380447E-3,4.7800798936762908E-5,1.0921508421203066E-5,1.478102838249409E-2]
[2004,4,20,22,5.1615668196533203E-3,8.2089634329401175E-3,2.2718071827613841E-4,1.6339658465714909E-3,4.5833333333333443E-7,2.6702537909018322E-5,1.5258837688683418E-2,null,4.8354196199820801E-3,6.9928582418212091E-3,1.1706127627329269E-4,1.4237542439716566E-3,4.7800798936762908E-5,1.0921508421203066E-5,1.3427815689406205E-2]
[2004,4,21,1,3.5844534954993946E-3,7.5098804330242762E-3,2.2718071827613841E-4,1.8576521389094159E-3,4.5833333333333443E-7,2.6702537909018322E-5,1.3206327656951577E-2,null,3.3579603567382003E-3,6.3973398968299108E-3,1.1706127627329269E-4,1.6186630351821046E-3,4.7800798936762908E-5,1.0921508421203066E-5,1.1549746872381474E-2]
[2004,4,21,4,3.6170133609079152E-3,7.1962771210476676E-3,2.2718071827613841E-4,1.7849151506018324E-3,4.5833333333333443E-7,2.6702537909018322E-5,1.2852547222075905E-2,null,3.3884628412591523E-3,6.1301949006641017E-3,1.1706127627329269E-4,1.5552837448414066E-3,4.7800798936762908E-5,1.0921508421203066E-5,1.1249725070395919E-2]
[2004,4,21,9,4.4890690422947311E-3,1.1291910528776761E-2,0,2.0227645962731535E-3,4.5833333333333443E-7,0,1.780420250067798E-2,null,4.2054153866449492E-3,9.6190865329245367E-3,0,1.7625335832706537E-3,4.7800798936762908E-5,0,1.5634836301776905E-2]
[2004,4,21,12,4.6150670811404811E-3,1.194377699837983E-2,0,2.2720775816571252E-3,4.5833333333333443E-7,0,1.8831379994510771E-2,null,4.323451907414998E-3,1.0174383173209128E-2,0,1.9797721637235303E-3,4.7800798936762908E-5,0,1.652540804328442E-2]
[2004,4,21,16,4.6643314968864329E-3,1.1641491137291331E-2,0,2.26688595892275E-3,4.5833333333333443E-7,0,1.8573166926433848E-2,null,4.369603421245624E-3,9.9168790202954354E-3,0,1.9752484492795131E-3,4.7800798936762908E-5,0,1.6309531689757337E-2]
[2004,4,21,19,5.3144489411224918E-3,9.6710130492114275E-3,2.1203533705772918E-4,1.7540390138919403E-3,4.5833333333333443E-7,2.4922368715083764E-5,1.6976917043332006E-2,null,4.9786414817783332E-3,8.23831460091143E-3,1.0925719118840651E-4,1.5283798589551759E-3,4.7800798936762908E-5,1.0193407859789528E-5,1.4912587339629899E-2]
[2004,4,21,22,4.8371459294869797E-3,8.3895260654226773E-3,2.2718071827613841E-4,1.7673144823005466E-3,4.5833333333333443E-7,2.6702537909018322E-5,1.5248328066728694E-2,null,4.5314981185749278E-3,7.1466716803917805E-3,1.1706127627329269E-4,1.5399474229450378E-3,4.7800798936762908E-5,1.0921508421203066E-5,1.3393900805543004E-2]
[2004,4,21,23,4.3609301885050439E-3,8.0801386996929171E-3,2.2718071827613841E-4,1.8257145823453455E-3,4.5833333333333443E-7,2.6702537909018322E-5,1.4521125060061795E-2,null,4.0853733239640116E-3,6.8831180651232294E-3,1.1706127627329269E-4,1.5908342823378568E-3,4.7800798936762908E-5,1.0921508421203066E-5,1.2735109255056358E-2]
[2004,4,22,2,3.4598036125716605E-3,7.2027277814826181E-3,2.2718071827613841E-4,1.8175898103417092E-3,4.5833333333333443E-7,2.6702537909018322E-5,{"$f":"SUM(E2692:J2692)","v":1.2734462793914478E-2},null,{"$f":"E2692*V$5","v":3.2411868051022423E-3},{"$f":"F2692*W$5","v":6.1356899372002277E-3},{"$f":"G2692*X$5","v":1.1706127627329269E-4},{"$f":"H2692*AB$5","v":1.5837547716823852E-3},{"$f":"I2692*Z$5","v":4.7800798936762908E-5},{"$f":"J2692*AA$5","v":1.0921508421203066E-5},{"$f":"SUM(M2692:R2692)","v":1.1136415097616113E-2}]
[2004,4,22,6,4.5003054634642839E-3,7.8631200322546047E-3,0,1.6948643031791596E-3,4.5833333333333443E-7,0,1.4058748132231381E-2,null,4.2159418049361463E-3,6.6982493189505438E-3,0,1.4768180434558515E-3,4.7800798936762908E-5,0,1.2438809966279303E-2]
[2004,4,22,10,4.7170122943059143E-3,1.1849874844075025E-2,0,2.2889383537028326E-3,4.5833333333333443E-7,0,1.8856283825417108E-2,null,4.4189554436719399E-3,1.0094392019756038E-2,0,1.9944637778763503E-3,4.7800798936762908E-5,0,1.6555612040241093E-2]
[2004,4,22,13,4.1780173900001875E-3,1.1848219998956211E-2,0,2.0765309315533432E-3,4.5833333333333443E-7,0,1.8103226653843077E-2,null,3.9140183525881661E-3,1.0092982329309422E-2,0,1.8093828171139412E-3,4.7800798936762908E-5,0,1.5864184297948294E-2]
[2004,4,22,17,4.8838021493689621E-3,1.0626689402403418E-2,0,1.9558172871407225E-3,4.5833333333333443E-7,0,1.7466767172246437E-2,null,4.5752062422695638E-3,9.0524136424683377E-3,0,1.704199123159519E-3,4.7800798936762908E-5,0,1.5379619806834183E-2]
[2004,4,22,20,5.6684177584736062E-3,9.5640367804497028E-3,2.2718071827613841E-4,1.8468861506132556E-3,4.5833333333333443E-7,2.6702537909018322E-5,1.7333682279055056E-2,null,5.31024384673549E-3,8.1471861790588102E-3,1.1706127627329269E-4,1.6092821037756312E-3,4.7800798936762908E-5,1.0921508421203066E-5,1.5242495713201189E-2]
[2004,4,22,23,4.4892409025859836E-3,8.4589021444908073E-3,2.2718071827613841E-4,1.9366719999211377E-3,4.5833333333333443E-7,2.6702537909018322E-5,1.5139156636516419E-2,null,4.2055763874908657E-3,7.2057701390778189E-3,1.1706127627329269E-4,1.6875168993614295E-3,4.7800798936762908E-5,1.0921508421203066E-5,1.3274647009561371E-2]
[2004,4,23,3,3.6042604740940658E-3,7.2439499728485911E-3,2.2718071827613841E-4,1.7875994091514891E-3,4.5833333333333443E-7,2.6702537909018322E-5,1.2890151445612636E-2,null,3.3765157792011165E-3,6.1708053257622927E-3,1.1706127627329269E-4,1.5576226704132048E-3,4.7800798936762908E-5,1.0921508421203066E-5,1.1280727359007873E-2]
[2004,4,23,4,3.3597874230826409E-3,6.7137694010814906E-3,2.2718071827613841E-4,1.4693181550515491E-3,4.5833333333333443E-7,2.6702537909018322E-5,1.179721656873417E-2,null,3.1474904020779501E-3,5.7191675993645786E-3,1.1706127627329269E-4,1.2802886690616753E-3,4.7800798936762908E-5,1.0921508421203066E-5,1.0322730254135463E-2]
[2004,4,23,8,5.1780407629903975E-3,1.0318918058476475E-2,0,1.8302733104447789E-3,4.5833333333333443E-7,0,1.7327690465244985E-2,null,4.8508526138023415E-3,8.7902366457552356E-3,0,1.5948065247762774E-3,4.7800798936762908E-5,0,1.5283696583270617E-2]
[2004,4,23,11,5.1547105460750782E-3,1.1450359369134942E-2,0,2.0279647670271529E-3,4.5833333333333443E-7,0,1.8633493015570508E-2,null,4.8289965781154196E-3,9.7540621955958563E-3,0,1.7670647460216495E-3,4.7800798936762908E-5,0,1.6397924318669689E-2]
[2004,4,23,14,4.6192995659046594E-3,1.1185039683336687E-2,0,2.0884532255066343E-3,4.5833333333333443E-7,0,1.7893250808081317E-2,null,4.327416951477211E-3,9.5280479166057943E-3,0,1.8197712941127064E-3,4.7800798936762908E-5,0,1.5723036961132478E-2]
[2004,4,23,18,5.5803367015181821E-3,9.3689275561580909E-3,0,1.9015096906926827E-3,4.5833333333333443E-7,0,1.6851232281702291E-2,null,5.2277284234478723E-3,7.980981132795828E-3,0,1.6568782620258321E-3,4.7800798936762908E-5,0,1.4913388617206294E-2]
[2004,4,23,20,6.7517415531712331E-3,8.7176571159211409E-3,2.2718071827613841E-4,1.8312972282001592E-3,4.5833333333333443E-7,2.6702537909018322E-5,1.7555037486811025E-2,null,6.3251149730238791E-3,7.426192223956172E-3,1.1706127627329269E-4,1.5956987143240331E-3,4.7800798936762908E-5,1.0921508421203066E-5,1.5522789494935343E-2]
[2004,4,24,1,4.1904094058098059E-3,6.3905219431289609E-3,2.2718071827613841E-4,1.9614783179645484E-3,4.5833333333333443E-7,2.6702537909018322E-5,1.2796751256421804E-2,null,3.9256273462272293E-3,5.4438071754868578E-3,1.1706127627329269E-4,1.7091318557974676E-3,4.7800798936762908E-5,1.0921508421203066E-5,1.1254349961142815E-2]
[2004,4,24,2,3.936152597778385E-3,6.2884822292477499E-3,2.2718071827613841E-4,1.8877559920084397E-3,4.5833333333333443E-7,2.6702537909018322E-5,1.2366732408553065E-2,null,3.6874364245505194E-3,5.3568839896258949E-3,1.1706127627329269E-4,1.6448939926403448E-3,4.7800798936762908E-5,1.0921508421203066E-5,1.0864997990448017E-2]
[2004,4,24,5,4.0769813381825318E-3,5.9585853770972906E-3,2.6504417132216147E-5,1.7294835698248767E-3,4.5833333333333443E-7,3.1152960893854705E-6,1.1795128331659634E-2,null,3.8193665299236998E-3,5.0758592365792157E-3,1.3657148898550814E-5,1.5069835012672546E-3,4.7800798936762908E-5,1.274175982473691E-6,1.0464941391587958E-2]
[2004,4,24,9,6.4505964933424418E-3,8.6653310378527037E-3,0,2.3403668793573157E-3,4.5833333333333443E-7,0,1.7456752743885796E-2,null,6.0429985572850982E-3,7.3816179181656538E-3,0,2.0392759640156231E-3,4.7800798936762908E-5,0,1.5511693238403138E-2]
[2004,4,24,12,6.898210747391869E-3,9.3054219874274032E-3,0,2.698417703367421E-3,4.5833333333333443E-7,0,1.8902508771520027E-2,null,6.4623291252771673E-3,7.9268835060579673E-3,0,2.3512631339504091E-3,4.7800798936762908E-5,0,1.6788276564222309E-2]
[2004,4,24,17,6.8647533241323055E-3,8.6894815538709671E-3,0,2.742588580233918E-3,4.5833333333333443E-7,0,1.8297281791570526E-2,null,6.4309857974629578E-3,7.4021906903995851E-3,0,2.3897513762417529E-3,4.7800798936762908E-5,0,1.6270728663041061E-2]
[2004,4,24,20,7.2806087119501742E-3,7.8284314516395472E-3,2.2718071827613841E-4,2.7096374755477301E-3,4.5833333333333443E-7,2.6702537909018322E-5,1.8073019228655944E-2,null,6.8205642668674946E-3,6.6686996286842047E-3,1.1706127627329269E-4,2.3610394694176576E-3,4.7800798936762908E-5,1.0921508421203066E-5,1.6026086948600617E-2]
[2004,4,24,23,5.5638578368213806E-3,6.8661270008188325E-3,2.2718071827613841E-4,2.3483417032504018E-3,4.5833333333333443E-7,2.6702537909018322E-5,1.5032668130409103E-2,null,5.2122908192369678E-3,5.8489543995776452E-3,1.1706127627329269E-4,2.0462248175590015E-3,4.7800798936762908E-5,1.0921508421203066E-5,1.3283253620004872E-2]
[2004,4,24,24,5.2541844272151438E-3,6.6696012895981786E-3,2.2718071827613841E-4,2.4245980572383113E-3,4.5833333333333443E-7,2.6702537909018322E-5,1.4602725363570124E-2,null,4.9221849399727104E-3,5.6815427098234235E-3,1.1706127627329269E-4,2.1126707031005514E-3,4.7800798936762908E-5,1.0921508421203066E-5,1.2892181936527945E-2]
[2004,4,25,3,5.2335204216875722E-3,7.1165118636840859E-3,2.2718071827613841E-4,2.6304701907899778E-3,4.5833333333333443E-7,2.6702537909018322E-5,1.5234844065680125E-2,null,4.9028266440818225E-3,6.0622463536980278E-3,1.1706127627329269E-4,2.292057147728334E-3,4.7800798936762908E-5,1.0921508421203066E-5,1.3432913729139444E-2]
[2004,4,25,6,5.7486370273128699E-3,7.2513360646334572E-3,0,2.5538826999346115E-3,4.5833333333333443E-7,0,1.5554314125214271E-2,null,5.38539424970403E-3,6.1770972155038642E-3,0,2.2253227264616548E-3,4.7800798936762908E-5,0,1.3835614990606312E-2]
[2004,4,25,10,7.6484266027090648E-3,8.7412641235540753E-3,0,2.8647068832913301E-3,4.5833333333333443E-7,0,1.9254855942887804E-2,null,7.1651406150383436E-3,7.4463020050800936E-3,0,2.4961590178760179E-3,4.7800798936762908E-5,0,1.7155402436931221E-2]
[2004,4,25,14,7.1153182007326881E-3,8.3815693428565055E-3,0,2.5849410787214893E-3,4.5833333333333443E-7,0,1.8082286955644018E-2,null,6.6657180721239407E-3,7.1398936951529287E-3,0,2.2523854087701505E-3,4.7800798936762908E-5,0,1.6105797974983786E-2]
[2004,4,25,17,7.7964469274725582E-3,8.0170976225452974E-3,0,2.5079758517124371E-3,4.5833333333333443E-7,0,1.8321978735063627E-2,null,7.3038078855640768E-3,6.829416118524701E-3,0,2.1853218475443711E-3,4.7800798936762908E-5,0,1.6366346650569914E-2]
[2004,4,25,21,7.4370518531529876E-3,7.1912961626505179E-3,2.2718071827613841E-4,2.2663045629784436E-3,4.5833333333333443E-7,2.6702537909018322E-5,1.7148994168300444E-2,null,6.9671221359826167E-3,6.1259518392515104E-3,1.1706127627329269E-4,1.9747418505982302E-3,4.7800798936762908E-5,1.0921508421203066E-5,1.5243599409463616E-2]
[2004,4,25,24,4.2137018315408694E-3,6.4762014084029564E-3,2.2718071827613841E-4,1.7942423215173752E-3,4.5833333333333443E-7,2.6702537909018322E-5,1.273848715097969E-2,null,3.9474479786654479E-3,5.5167937784593975E-3,1.1706127627329269E-4,1.5634109643932212E-3,4.7800798936762908E-5,1.0921508421203066E-5,1.1203436305149325E-2]
[2004,4,26,1,4.0778744666553207E-3,6.9477727032048464E-3,2.2718071827613841E-4,2.1479171298046584E-3,4.5833333333333443E-7,2.6702537909018322E-5,1.3427905889183314E-2,null,3.8202032237206387E-3,5.9185048157176807E-3,1.1706127627329269E-4,1.8715850981068844E-3,4.7800798936762908E-5,1.0921508421203066E-5,1.1786076721176462E-2]
[2004,4,26,4,3.954878930932406E-3,6.8017794873479562E-3,2.2718071827613841E-4,1.8821698492706234E-3,4.5833333333333443E-7,2.6702537909018322E-5,1.2893169857069476E-2,null,3.7049794850023371E-3,5.794139556803476E-3,1.1706127627329269E-4,1.6400265136492229E-3,4.7800798936762908E-5,1.0921508421203066E-5,1.1314929139086294E-2]
[2004,4,26,7,5.169771064048403E-3,8.9619780308119699E-3,0,1.8838925797932424E-3,4.5833333333333443E-7,0,1.601610000798695E-2,null,4.8431054575777607E-3,7.6343185650345011E-3,0,1.6415276128906452E-3,4.7800798936762908E-5,0,1.4166752434439669E-2]
[2004,4,26,12,5.0615082014047923E-3,1.1753645641311618E-2,0,2.4941299170089842E-3,4.5833333333333443E-7,0,1.9309742093058729E-2,null,4.7416834691712444E-3,1.0012418555122518E-2,0,2.1732572084105979E-3,4.7800798936762908E-5,0,1.6975160031641127E-2]
[2004,4,26,15,4.8674530341297657E-3,1.1226674122196714E-2,0,2.2918088579125116E-3,4.5833333333333443E-7,0,1.8386394347572325E-2,null,4.5598901889549103E-3,9.5635144808443023E-3,0,1.9969649883878459E-3,4.7800798936762908E-5,0,1.6168170457123821E-2]
[2004,4,26,19,6.4925996787310305E-3,9.8220864919562768E-3,1.8553091992551301E-4,2.1803773664294986E-3,4.5833333333333443E-7,2.1807072625698292E-5,1.8702859863001353E-2,null,6.082347660731049E-3,8.3670074837399085E-3,9.5600042289855679E-5,1.899869287615443E-3,4.7800798936762908E-5,8.9192318773158361E-6,1.6501544505190334E-2]
[2004,4,26,22,5.8977763855085057E-3,9.2555203683836133E-3,2.2718071827613841E-4,2.2670923321518339E-3,4.5833333333333443E-7,2.6702537909018322E-5,1.7674730675562446E-2,null,5.5251098445859639E-3,7.8843744912644141E-3,1.1706127627329269E-4,1.9754282723531513E-3,4.7800798936762908E-5,1.0921508421203066E-5,1.5560696191834788E-2]
[2004,4,27,1,3.5284773287956204E-3,7.3903739457086472E-3,2.2718071827613841E-4,1.6735348888635099E-3,4.5833333333333443E-7,2.6702537909018322E-5,1.2846727752886266E-2,null,3.3055211916187613E-3,6.2955375277971995E-3,1.1706127627329269E-4,1.4582326830475808E-3,4.7800798936762908E-5,1.0921508421203066E-5,1.1235074986094799E-2]
[2004,4,27,4,3.6762145330836633E-3,7.0344497496088593E-3,2.2718071827613841E-4,1.6141780844541019E-3,4.5833333333333443E-7,2.6702537909018322E-5,1.2579183956665114E-2,null,3.4439232313822773E-3,5.9923412145851482E-3,1.1706127627329269E-4,1.4065122004170447E-3,4.7800798936762908E-5,1.0921508421203066E-5,1.1018560230015729E-2]
[2004,4,27,6,4.7469925583930785E-3,7.6887535581589648E-3,0,1.4564694171838835E-3,4.5833333333333443E-7,0,1.389267386706926E-2,null,4.4470413257779971E-3,6.5497141177113432E-3,0,1.2690929362333834E-3,4.7800798936762908E-5,0,1.2313649178659486E-2]
[2004,4,27,9,4.7173082113425181E-3,1.1417777253785883E-2,0,1.956212993316362E-3,4.5833333333333443E-7,0,1.8091756791778098E-2,null,4.4192326624108765E-3,9.7263069113001106E-3,0,1.704543921276392E-3,4.7800798936762908E-5,0,1.5897884293924143E-2]
[2004,4,27,13,4.3071966503397752E-3,1.1827541349444526E-2,0,1.979495052666775E-3,4.5833333333333443E-7,0,1.811469138578441E-2,null,4.0350350809897888E-3,1.0075367088865389E-2,0,1.7248307166693947E-3,4.7800798936762908E-5,0,1.5883033685461338E-2]
[2004,4,27,16,4.6694398842647014E-3,1.1266552146546555E-2,0,2.1132592970392662E-3,4.5833333333333443E-7,0,1.8049709661183858E-2,null,4.3743890217073471E-3,9.5974848320975869E-3,0,1.8413860357518635E-3,4.7800798936762908E-5,0,1.5861060688493561E-2]
[2004,4,27,20,5.7929145219117965E-3,9.0117098365806413E-3,2.2718071827613841E-4,1.5858822769826721E-3,4.5833333333333443E-7,2.6702537909018322E-5,1.6644848224993604E-2,null,5.4268739541403046E-3,7.6766829232986179E-3,1.1706127627329269E-4,1.3818566814179267E-3,4.7800798936762908E-5,1.0921508421203066E-5,1.4661197142488107E-2]
[2004,4,27,23,4.4496041060181589E-3,8.0103411325171958E-3,2.2718071827613841E-4,1.6917332676867657E-3,4.5833333333333443E-7,2.6702537909018322E-5,1.440602009574061E-2,null,4.1684441463528598E-3,6.8236605590847356E-3,1.1706127627329269E-4,1.4740898193135444E-3,4.7800798936762908E-5,1.0921508421203066E-5,1.2641978108382398E-2]
[2004,4,28,1,3.9381189447028012E-3,7.6985617405053268E-3,2.2718071827613841E-4,1.8448865932255314E-3,4.5833333333333443E-7,2.6702537909018322E-5,1.3735908867952149E-2,null,3.6892785226634046E-3,6.5580692808593268E-3,1.1706127627329269E-4,1.6075397917665946E-3,4.7800798936762908E-5,1.0921508421203066E-5,1.2030671178920585E-2]
[2004,4,28,4,4.0273123339338128E-3,7.0519031917151082E-3,2.2718071827613841E-4,1.684640611112296E-3,4.5833333333333443E-7,2.6702537909018322E-5,1.3018197726279705E-2,null,3.7728359925809011E-3,6.007209041379343E-3,1.1706127627329269E-4,1.4679096412393675E-3,4.7800798936762908E-5,1.0921508421203066E-5,1.1423738258830869E-2]
[2004,4,28,7,5.413994905621237E-3,9.4237301387487052E-3,0,1.6977918687494241E-3,4.5833333333333443E-7,0,1.65359752464527E-2,null,5.0718973722173539E-3,8.0276650648747651E-3,0,1.4793689743176656E-3,4.7800798936762908E-5,0,1.4626732210346547E-2]
[2004,4,28,10,5.1963369737280342E-3,1.2011850841388005E-2,0,2.2329116005504824E-3,4.5833333333333443E-7,0,1.9441557748999857E-2,null,4.8679927302559796E-3,1.0232372313740806E-2,0,1.9456449315436765E-3,4.7800798936762908E-5,0,1.7093810774477226E-2]
[2004,4,28,14,4.6848400533344818E-3,1.2381503176612716E-2,0,2.3616264763141673E-3,4.5833333333333443E-7,0,1.94284280395947E-2,null,4.3888160905166699E-3,1.0547263030467845E-2,0,2.0578004891493372E-3,4.7800798936762908E-5,0,1.7041680409070618E-2]
[2004,4,28,17,5.7689238720797491E-3,1.1092728867689821E-2,0,2.0987947933267374E-3,4.5833333333333443E-7,0,1.8960905866429643E-2,null,5.404399216730668E-3,9.4494123552126032E-3,0,1.8287824072299647E-3,4.7800798936762908E-5,0,1.6730394778110003E-2]
[2004,4,28,22,5.5252905976322323E-3,8.6937841032996392E-3,2.2718071827613841E-4,1.8163681439371875E-3,4.5833333333333443E-7,2.6702537909018322E-5,1.6289784434387552E-2,null,5.1761605526764983E-3,7.4058558447736931E-3,1.1706127627329269E-4,1.5826902740787145E-3,4.7800798936762908E-5,1.0921508421203066E-5,1.4340490255160165E-2]
[2004,4,29,1,3.2337456272486659E-3,7.6538143558362789E-3,2.2718071827613841E-4,1.8080579824908327E-3,4.5833333333333443E-7,2.6702537909018322E-5,1.2949959555094266E-2,null,3.0294128892202721E-3,6.5199509337331507E-3,1.1706127627329269E-4,1.5754492245474998E-3,4.7800798936762908E-5,1.0921508421203066E-5,1.1300596631132181E-2]
[2004,4,29,4,3.3065408579984737E-3,7.3344589197331476E-3,2.2718071827613841E-4,1.8613027301519359E-3,4.5833333333333443E-7,2.6702537909018322E-5,1.2756644097402046E-2,null,3.0976083615075777E-3,6.2479059536735496E-3,1.1706127627329269E-4,1.6218439736242693E-3,4.7800798936762908E-5,1.0921508421203066E-5,1.1143141872436655E-2]
[2004,4,29,5,3.4443184382784808E-3,7.6294373186817574E-3,0,1.8790922931073359E-3,4.5833333333333443E-7,0,1.2953306383400908E-2,null,3.2266801023485398E-3,6.499185198013931E-3,0,1.6373448886582626E-3,4.7800798936762908E-5,0,1.1411010987957496E-2]
[2004,4,29,8,4.4398159665617861E-3,1.1213218732781197E-2,0,2.0612513052737495E-3,4.5833333333333443E-7,0,1.7714744337950068E-2,null,4.1592744962787283E-3,9.5520524209216518E-3,0,1.7960689324892907E-3,4.7800798936762908E-5,0,1.5555196648626434E-2]
[2004,4,29,12,4.5418700973216498E-3,1.2612466316836079E-2,0,2.4757428975078931E-3,4.5833333333333443E-7,0,1.9630537644998957E-2,null,4.2548800678849112E-3,1.0744010465373812E-2,0,2.1572357003089454E-3,4.7800798936762908E-5,0,1.7203927032504434E-2]
[2004,4,29,15,4.1561447608692769E-3,1.2229023487521083E-2,0,2.3127943474328646E-3,4.5833333333333443E-7,0,1.8698420929156558E-2,null,3.8935278031609088E-3,1.0417372227653918E-2,0,2.0152506703249059E-3,4.7800798936762908E-5,0,1.6373951500076495E-2]
[2004,4,29,19,4.8653777506513039E-3,1.0104726877471375E-2,1.703855387071038E-4,1.8440933920267017E-3,4.5833333333333443E-7,2.002690343176374E-5,1.7005068795621581E-2,null,4.557946037731183E-3,8.6077765120668986E-3,8.7795957204969512E-5,1.6068486368226115E-3,4.7800798936762908E-5,8.1911313159022997E-6,1.4916359074078327E-2]
[2004,4,29,23,4.1566666764497121E-3,8.5036689413859768E-3,2.2718071827613841E-4,1.9563769221451542E-3,4.5833333333333443E-7,2.6702537909018322E-5,1.4871054129499333E-2,null,3.8940167401302029E-3,7.2439050226335375E-3,1.1706127627329269E-4,1.7046867604710984E-3,4.7800798936762908E-5,1.0921508421203066E-5,1.3018392106866096E-2]
[2004,4,30,2,3.8096042986740155E-3,8.1075927662661272E-3,2.2718071827613841E-4,2.3216248597563403E-3,4.5833333333333443E-7,2.6702537909018322E-5,{"$f":"SUM(E2884:J2884)","v":1.4493163514214973E-2},null,{"$f":"E2884*V$5","v":3.5688844131661684E-3},{"$f":"F2884*W$5","v":6.9065049881222541E-3},{"$f":"G2884*X$5","v":1.1706127627329269E-4},{"$f":"H2884*AB$5","v":2.0229451269889623E-3},{"$f":"I2884*Z$5","v":4.7800798936762908E-5},{"$f":"J2884*AA$5","v":1.0921508421203066E-5},{"$f":"SUM(M2884:R2884)","v":1.2674118111908644E-2}]
[2004,4,30,5,3.9344802824685856E-3,8.5209019118562615E-3,0,2.3907833025075564E-3,4.5833333333333443E-7,0,1.4846623830165736E-2,null,3.68586977888994E-3,7.2585850392481357E-3,0,2.0832062558125055E-3,4.7800798936762908E-5,0,1.3075461872887344E-2]
[2004,4,30,6,4.0887695859018729E-3,8.87395750857084E-3,0,2.3216794293374103E-3,4.5833333333333443E-7,0,1.5284864857143457E-2,null,3.830409906150134E-3,7.5593377176435368E-3,0,2.0229926761300924E-3,4.7800798936762908E-5,0,1.3460541098860527E-2]
[2004,4,30,9,4.6488264294804226E-3,1.1894414690704701E-2,0,2.6054329324062433E-3,4.5833333333333443E-7,0,1.9149132385924701E-2,null,4.3550780823778407E-3,1.013233357426997E-2,0,2.2702409616947926E-3,4.7800798936762908E-5,0,1.6805453417279369E-2]
[2004,4,30,12,4.7410092793270572E-3,1.1745662100505393E-2,0,2.4490767877518821E-3,4.5833333333333443E-7,0,1.8936206500917669E-2,null,4.441436115965057E-3,1.0005617724593574E-2,0,2.1340002165226731E-3,4.7800798936762908E-5,0,1.6628854856018067E-2]
[2004,4,30,17,4.6477903521802673E-3,1.0455854481466548E-2,0,2.3791083302559268E-3,4.5833333333333443E-7,0,1.7483211497236077E-2,null,4.354107472351848E-3,8.9068868174771824E-3,0,2.073033282291433E-3,4.7800798936762908E-5,0,1.5381828371057227E-2]
[2004,4,30,20,5.8270049268186923E-3,9.998467955159223E-3,2.2718071827613841E-4,2.6442822113169032E-3,4.5833333333333443E-7,2.6702537909018322E-5,1.8724096682813308E-2,null,5.458810266988621E-3,8.5172591663961982E-3,1.1706127627329269E-4,2.3040922357837521E-3,4.7800798936762908E-5,1.0921508421203066E-5,1.6455945252799829E-2]
[2004,4,30,24,3.9442111945318555E-3,7.3820227911333778E-3,2.2718071827613841E-4,2.2349730278221286E-3,4.5833333333333443E-7,2.6702537909018322E-5,1.3815548603005851E-2,null,3.6949858176345894E-3,6.288423543117227E-3,1.1706127627329269E-4,1.9474411538042604E-3,4.7800798936762908E-5,1.0921508421203066E-5,1.2106634098187335E-2]
[2004,5,1,3,3.9708636724233911E-3,6.5041112290390533E-3,2.1653054000234125E-4,2.0556204474074902E-3,4.4354838709677579E-7,2.7474105767974018E-5,1.2775043543027347E-2,null,3.7199541884841455E-3,5.5405689384850501E-3,1.1157347136304764E-4,1.7911624910228979E-3,4.625883768073835E-5,1.1237084599685648E-5,1.1220755011635565E-2]
[2004,5,1,4,3.8970674602165317E-3,6.4113890702174048E-3,2.0931285533559656E-4,2.0339756355059243E-3,4.4354838709677579E-7,2.6558302242374885E-5,1.257874687190493E-2,null,3.6508209843906306E-3,5.4615829717655964E-3,1.0785435565094606E-4,1.7723023092942008E-3,4.625883768073835E-5,1.086251511302946E-5,1.104968197389514E-2]
[2004,5,1,9,5.1554785042299475E-3,8.7700248017363383E-3,0,2.3660467720846611E-3,4.4354838709677579E-7,0,1.6291993626438041E-2,null,4.8297160108107867E-3,7.4708019735730911E-3,0,2.0616521087386055E-3,4.625883768073835E-5,0,1.440842893080322E-2]
[2004,5,1,11,5.5709529266018184E-3,9.2432218299579802E-3,0,2.5566094190120035E-3,4.4354838709677579E-7,0,1.7371227723958896E-2,null,5.2189375870748331E-3,7.8738979022901067E-3,0,2.2276986499650138E-3,4.625883768073835E-5,0,1.5366792977010692E-2]
[2004,5,1,15,5.0373917577743333E-3,8.4400130374503671E-3,0,2.3429507259497238E-3,4.4354838709677579E-7,0,1.582079906956152E-2,null,4.7190908865758019E-3,7.1896793318854818E-3,0,2.041527395745014E-3,4.625883768073835E-5,0,1.3996556451887035E-2]
[2004,5,1,18,5.3396796699756114E-3,7.4028614416044337E-3,0,2.220755849770661E-3,4.4354838709677579E-7,0,1.4963740509737804E-2,null,5.002277940548621E-3,6.3061750814064847E-3,0,1.9350530322100724E-3,4.625883768073835E-5,0,1.3289764891845916E-2]
[2004,5,1,21,6.7359967191295876E-3,8.7206737408982611E-3,2.1653054000234125E-4,3.1328314853223361E-3,4.4354838709677579E-7,2.7474105767974018E-5,1.8833950139507595E-2,null,6.3103650178070935E-3,7.428761955324336E-3,1.1157347136304764E-4,2.7297890786608615E-3,4.625883768073835E-5,1.1237084599685648E-5,1.6637985445435762E-2]
[2004,5,2,1,5.0928581985120814E-3,6.7885140215359534E-3,2.1653054000234125E-4,2.2996605609451682E-3,4.4354838709677579E-7,2.7474105767974018E-5,1.4425480975150616E-2,null,4.7710525341074506E-3,5.7828392845227115E-3,1.1157347136304764E-4,2.0038065607123874E-3,4.625883768073835E-5,1.1237084599685648E-5,1.2726767772986022E-2]
[2004,5,2,2,4.8902017295317799E-3,6.6236980417896628E-3,2.1653054000234125E-4,2.2492728884229152E-3,4.4354838709677579E-7,2.7474105767974018E-5,1.4007620853901769E-2,null,4.5812014480975912E-3,5.6424397332556289E-3,1.1157347136304764E-4,1.9599013207418328E-3,4.625883768073835E-5,1.1237084599685648E-5,1.2352611895738523E-2]
[2004,5,2,6,5.0987417907340776E-3,6.7732910194589976E-3,0,2.2055193837993577E-3,4.4354838709677579E-7,0,1.4077995742379531E-2,null,4.7765643560522698E-3,5.7698714723977435E-3,0,1.9217767552699573E-3,4.625883768073835E-5,0,1.2514471421400709E-2]
[2004,5,2,9,6.4509576227416094E-3,7.7638654904502481E-3,0,2.4027060038733913E-3,4.4354838709677579E-7,0,1.6617972665452344E-2,null,6.0433368677716426E-3,6.6136986998176E-3,0,2.093595087809718E-3,4.625883768073835E-5,0,1.4796889493079699E-2]
[2004,5,2,12,6.6695425083603873E-3,8.4565625457141344E-3,0,2.7278151001171157E-3,4.4354838709677579E-7,0,1.7854363702578733E-2,null,6.2481098914450176E-3,7.2037771368283071E-3,0,2.3768785214885995E-3,4.625883768073835E-5,0,1.5875024387442663E-2]
[2004,5,2,16,6.7066451036719901E-3,7.6265125237997798E-3,0,2.4344139561483244E-3,4.4354838709677579E-7,0,1.6768015132007191E-2,null,6.2828680615105229E-3,6.4966936927023091E-3,0,2.1212237752231129E-3,4.625883768073835E-5,0,1.4947044367116684E-2]
[2004,5,2,19,6.7285741425787251E-3,5.9847703177215118E-3,1.5157137800163889E-4,1.7593282438458685E-3,4.4354838709677579E-7,1.9231874037581815E-5,1.4643919504572422E-2,null,6.303411456313285E-3,5.098165046484633E-3,7.8101429954133362E-5,1.5329886233366643E-3,4.625883768073835E-5,7.865959219779954E-6,1.3066791352989233E-2]
[2004,5,2,23,4.5846594740747634E-3,6.3209181216000972E-3,2.1653054000234125E-4,1.6061364767492518E-3,4.4354838709677579E-7,2.7474105767974018E-5,1.2756162266581524E-2,null,4.2949656851224904E-3,5.3845147129224294E-3,1.1157347136304764E-4,1.3995051548767973E-3,4.625883768073835E-5,1.1237084599685648E-5,1.1248054946565189E-2]
[2004,5,3,3,3.798918901188054E-3,5.8355369926987553E-3,2.1653054000234125E-4,1.3724337095128284E-3,4.4354838709677579E-7,2.7474105767974018E-5,1.1251337797557048E-2,null,3.5588742006752265E-3,4.9710396797602256E-3,1.1157347136304764E-4,1.1958685198890169E-3,4.625883768073835E-5,1.1237084599685648E-5,9.8948517939679397E-3]
[2004,5,3,6,5.1284046501963512E-3,6.7596223483798422E-3,0,1.4422902140387673E-3,4.4354838709677579E-7,0,1.3330760761002059E-2,null,4.8043528895809866E-3,5.7582277271196166E-3,0,1.2567379040297698E-3,4.625883768073835E-5,0,1.186557735841111E-2]
[2004,5,3,7,6.0126649100348201E-3,8.3444602937976023E-3,0,1.5292384608448278E-3,4.4354838709677579E-7,0,1.5886807213064343E-2,null,5.6327388349712215E-3,7.1082821132915199E-3,0,1.3325001579690277E-3,4.625883768073835E-5,0,1.4119779943912506E-2]
[2004,5,3,10,5.5035450706449711E-3,1.0969895479479731E-2,0,2.0030421679018326E-3,4.4354838709677579E-7,0,1.8476926266413628E-2,null,5.1557890741090445E-3,9.3447759442780599E-3,0,1.7453484681998494E-3,4.625883768073835E-5,0,1.629217232426769E-2]
[2004,5,3,13,5.2569345479633609E-3,1.1349957490751988E-2,0,2.0892881196559357E-3,4.4354838709677579E-7,0,1.869662370675838E-2,null,4.9247612870951798E-3,9.6685342104269531E-3,0,1.8204987781606926E-3,4.625883768073835E-5,0,1.6460053113363564E-2]
[2004,5,3,17,6.2875992303418823E-3,9.7297274010782562E-3,0,1.7887737523829134E-3,4.4354838709677579E-7,0,1.7806543932190146E-2,null,5.8903007058274236E-3,8.2883307987808973E-3,0,1.5586459330249221E-3,4.625883768073835E-5,0,1.5783536275313981E-2]
[2004,5,3,20,6.861603187434377E-3,8.7419587503884764E-3,2.1653054000234125E-4,1.6716596229637626E-3,4.4354838709677579E-7,2.7474105767974018E-5,1.7519669754944026E-2,null,6.4280347104525588E-3,7.4468937274118603E-3,1.1157347136304764E-4,1.4565986722823358E-3,4.625883768073835E-5,1.1237084599685648E-5,1.5500596503790227E-2]
[2004,5,4,1,4.3444268708172406E-3,7.4621668590574321E-3,2.1653054000234125E-4,1.785207680362368E-3,4.4354838709677579E-7,2.7474105767974018E-5,1.3836249604394451E-2,null,4.0699128118887734E-3,6.356694782293045E-3,1.1157347136304764E-4,1.555538640308729E-3,4.625883768073835E-5,1.1237084599685648E-5,1.2151215628134019E-2]
[2004,5,4,4,4.502990325673621E-3,6.9565813435129402E-3,1.9487748600210714E-4,1.7032764760006112E-3,4.4354838709677579E-7,2.4726695191176618E-5,1.3382895874767554E-2,null,4.2184570170524646E-3,5.9260085125584436E-3,1.0041612422674289E-4,1.4841479804803587E-3,4.625883768073835E-5,1.0113376139717083E-5,1.1785401848138465E-2]
[2004,5,4,7,5.9165574025831615E-3,9.4795307489859322E-3,0,1.725565097866606E-3,4.4354838709677579E-7,0,1.7122096797822794E-2,null,5.5427041336108046E-3,8.0751991732166632E-3,0,1.5035691452743322E-3,4.625883768073835E-5,0,1.5167731289782537E-2]
[2004,5,4,8,6.0948838860281846E-3,1.087519275720372E-2,0,2.0162201470982281E-3,4.4354838709677579E-7,0,1.898674033871723E-2,null,5.7097625883283177E-3,9.2641028218551583E-3,0,1.7568310850778011E-3,4.625883768073835E-5,0,1.6776955332942017E-2]
[2004,5,4,11,5.3599036716382893E-3,1.1929212259368559E-2,0,2.1973439743398263E-3,4.4354838709677579E-7,0,1.9486903453733769E-2,null,5.0212240353781816E-3,1.0161976106705915E-2,0,1.9146531217260634E-3,4.625883768073835E-5,0,1.7144112101490895E-2]
[2004,5,4,17,6.1839202423049806E-3,1.0438768580428054E-2,0,2.0103302291865433E-3,4.4354838709677579E-7,0,1.8633462600306672E-2,null,5.7931729478325764E-3,8.8923320829029564E-3,0,1.7516989119415011E-3,4.625883768073835E-5,0,1.6483462780357772E-2]
[2004,5,4,19,6.5649498426695431E-3,9.351440061768735E-3,1.4074485100152179E-4,1.737598796180722E-3,4.4354838709677579E-7,1.7858168749183112E-5,1.7813035268756799E-2,null,6.1501261889262346E-3,7.9660842983454872E-3,7.2522756385980957E-5,1.5140546943336025E-3,4.625883768073835E-5,7.3041049897956717E-6,1.5756350880661837E-2]
[2004,5,4,22,5.9685631786392402E-3,8.3755047918123993E-3,2.1653054000234125E-4,1.7697826977016676E-3,4.4354838709677579E-7,2.7474105767974018E-5,1.6358298862310716E-2,null,5.5914237876771734E-3,7.1347275683820936E-3,1.1157347136304764E-4,1.5420980995701067E-3,4.625883768073835E-5,1.1237084599685648E-5,1.4437318849272844E-2]
[2004,5,5,2,4.4464639339670507E-3,7.6047861101474091E-3,2.1653054000234125E-4,1.9516216875152387E-3,4.4354838709677579E-7,2.7474105767974018E-5,1.424731992578711E-2,null,4.1655023943468154E-3,6.4781859076432913E-3,1.1157347136304764E-4,1.7005432922954148E-3,4.625883768073835E-5,1.1237084599685648E-5,1.2513300987928992E-2]
[2004,5,5,5,4.9170383786346977E-3,7.6827024694959695E-3,0,1.9931135502458345E-3,4.4354838709677579E-7,0,1.45932979467636E-2,null,4.6063423528152677E-3,6.5445594589563514E-3,0,1.7366971787287995E-3,4.625883768073835E-5,0,1.2933857828181157E-2]
[2004,5,5,8,6.183901485571526E-3,1.0808628263023807E-2,0,2.2118293148122559E-3,4.4354838709677579E-7,0,1.9204802611794681E-2,null,5.7931553762927473E-3,9.2073994298201966E-3,0,1.9272749063345175E-3,4.625883768073835E-5,0,1.6974088550128198E-2]
[2004,5,5,10,5.8593104925162747E-3,1.1931554572700145E-2,0,2.4209300039490906E-3,4.4354838709677579E-7,0,{"$f":"SUM(E3012:J3012)","v":2.0212238617552603E-2},null,{"$f":"E3012*V$5","v":5.4890745203959226E-3},{"$f":"F3012*W$5","v":1.016397142136647E-2},{"$f":"G3012*X$5","v":0},{"$f":"H3012*AB$5","v":2.1094745491242609E-3},{"$f":"I3012*Z$5","v":4.625883768073835E-5},{"$f":"J3012*AA$5","v":0},{"$f":"SUM(M3012:R3012)","v":1.7808779328567392E-2}]
[2004,5,5,13,5.3925673816883866E-3,1.1808236285863933E-2,0,2.3012495086098118E-3,4.4354838709677579E-7,0,1.9502496724549227E-2,null,5.0518238028434128E-3,1.0058921946421858E-2,0,2.0051910884157859E-3,4.625883768073835E-5,0,1.7162195675361792E-2]
[2004,5,5,16,5.6220953585385761E-3,1.1285831350505097E-2,0,2.3227396670902826E-3,4.4354838709677579E-7,0,1.9231109924521053E-2,null,5.2668484496948787E-3,9.613907945855928E-3,0,2.0239165130655082E-3,4.625883768073835E-5,0,1.6950931746297051E-2]
[2004,5,5,20,7.028311413797437E-3,9.6729177766545493E-3,2.1653054000234125E-4,1.9927339826951154E-3,4.4354838709677579E-7,2.7474105767974018E-5,1.8938411367304512E-2,null,6.5842090382746861E-3,8.2399371552214686E-3,1.1157347136304764E-4,1.7363664429840199E-3,4.625883768073835E-5,1.1237084599685648E-5,1.6729582030123646E-2]
[2004,5,5,23,5.615157441182351E-3,8.70025491050915E-3,2.1653054000234125E-4,2.0830583793212637E-3,4.4354838709677579E-7,2.7474105767974018E-5,1.6642918925170176E-2,null,5.2603489229274703E-3,7.411368043469169E-3,1.1157347136304764E-4,1.8150705011505325E-3,4.625883768073835E-5,1.1237084599685648E-5,1.4655856861190643E-2]
[2004,5,6,3,4.1128477334039541E-3,6.9634332213734038E-3,2.1653054000234125E-4,1.7533353223822574E-3,4.4354838709677579E-7,2.7474105767974018E-5,1.3074064471317029E-2,null,3.8529666124589765E-3,5.9318453287362611E-3,1.1157347136304764E-4,1.5277666981749428E-3,4.625883768073835E-5,1.1237084599685648E-5,1.1481648033013651E-2]
[2004,5,6,6,5.2930368822341686E-3,7.9688008610739099E-3,0,1.7033944751395076E-3,4.4354838709677579E-7,0,1.4965675766834684E-2,null,4.9585824002493332E-3,6.7882742119651906E-3,0,1.4842507988930822E-3,4.625883768073835E-5,0,1.3277366248788343E-2]
[2004,5,6,7,5.5175439097964463E-3,9.558967672795007E-3,0,1.8119399041068586E-3,4.4354838709677579E-7,0,1.6888895035085408E-2,null,5.1689033597233031E-3,8.1428680271348319E-3,0,1.5788317324421288E-3,4.625883768073835E-5,0,1.4936861956981002E-2]
[2004,5,6,11,5.1604225069775862E-3,1.1928447665281363E-2,0,2.2535080398612592E-3,4.4354838709677579E-7,0,1.9342821760507303E-2,null,4.8343476137179021E-3,1.0161324782320324E-2,0,1.9635916150321678E-3,4.625883768073835E-5,0,1.700552284875113E-2]
[2004,5,6,14,4.6330632426773728E-3,1.1509339337199208E-2,0,2.0876309606434216E-3,4.4354838709677579E-7,0,1.8230477088907099E-2,null,4.3403109340672376E-3,9.8043046603296571E-3,0,1.8190548145784957E-3,4.625883768073835E-5,0,1.6009929246656129E-2]
[2004,5,6,18,6.1972895332047606E-3,1.033053462362947E-2,0,2.0983209752145544E-3,4.4354838709677579E-7,0,1.8626588680435881E-2,null,5.8056974648602148E-3,8.8001322914156629E-3,0,1.8283695463678442E-3,4.625883768073835E-5,0,1.648045814032446E-2]
[2004,5,6,21,6.7594990165898332E-3,9.2314438912870483E-3,2.1653054000234125E-4,2.0386235124211314E-3,4.4354838709677579E-7,2.7474105767974018E-5,1.8274014614455426E-2,null,6.3323822606762966E-3,7.8638647895616226E-3,1.1157347136304764E-4,1.7763522314497766E-3,4.625883768073835E-5,1.1237084599685648E-5,1.6141668675331167E-2]
[2004,5,6,24,4.4886487921407536E-3,8.1446590884996072E-3,2.1653054000234125E-4,1.9569169101951987E-3,4.4354838709677579E-7,2.7474105767974018E-5,1.4834672984992971E-2,null,4.2050216911042647E-3,6.9380801728629116E-3,1.1157347136304764E-4,1.7051572784317756E-3,4.625883768073835E-5,1.1237084599685648E-5,1.3017328536042424E-2]
[2004,5,7,4,4.5610858336017834E-3,7.6919953222956538E-3,1.8405095900199007E-4,2.1038941387362259E-3,4.4354838709677579E-7,2.3352989902777918E-5,1.4564822791925528E-2,null,4.2728816072367939E-3,6.5524756353190746E-3,9.4837450658590496E-5,1.8332257159340425E-3,4.625883768073835E-5,9.5515219097328018E-6,1.2809230768738971E-2]
[2004,5,7,8,5.9278291309638785E-3,1.0648977784032674E-2,0,2.2009737385487605E-3,4.4354838709677579E-7,0,1.8778224201932411E-2,null,5.5532636281339981E-3,9.071400143559033E-3,0,1.9178159125566856E-3,4.625883768073835E-5,0,1.6588738521930456E-2]
[2004,5,7,11,5.8786208582015543E-3,1.1634351664189982E-2,0,2.3253490802772137E-3,4.4354838709677579E-7,0,1.9838765151055843E-2,null,5.5071647097446486E-3,9.9107972142639094E-3,0,2.0261902222173636E-3,4.625883768073835E-5,0,1.7490410983906659E-2]
[2004,5,7,12,5.6874136639819871E-3,1.1442196128051923E-2,0,2.2200679956946925E-3,4.4354838709677579E-7,0,1.9350121336115699E-2,null,5.3280394459021638E-3,9.7471082862315758E-3,0,1.9344536713593249E-3,4.625883768073835E-5,0,1.7055860241173802E-2]
[2004,5,7,15,5.5220235561872664E-3,1.0978527446096313E-2,0,2.3141907228081682E-3,4.4354838709677579E-7,0,1.8815185273478842E-2,null,5.1730999478535348E-3,9.3521291404996057E-3,0,2.0164674003874941E-3,4.625883768073835E-5,0,1.6587955326421374E-2]
[2004,5,7,19,6.4776072334667961E-3,9.3991574797847779E-3,1.2991832400140475E-4,2.1358873954594043E-3,4.4354838709677579E-7,1.6484463460784409E-5,1.8159498444560263E-2,null,6.0683025526243103E-3,8.0067326874603603E-3,6.6944082817828592E-5,1.8611030030472814E-3,4.625883768073835E-5,6.7422507598113877E-6,1.605608341439033E-2]
[2004,5,7,21,8.4466970016357328E-3,9.8460163503058563E-3,2.1653054000234125E-4,2.8708299235609431E-3,4.4354838709677579E-7,2.7474105767974018E-5,2.1407991469659941E-2,null,7.9129701954524911E-3,8.3873922873210771E-3,1.1157347136304764E-4,2.5014943219083285E-3,4.625883768073835E-5,1.1237084599685648E-5,1.8970926198325369E-2]
[2004,5,8,2,6.9543435955158996E-3,7.0306290934762719E-3,2.1653054000234125E-4,3.5004528927354474E-3,4.4354838709677579E-7,2.7474105767974018E-5,{"$f":"SUM(E3076:J3076)","v":1.7729873775885027E-2},null,{"$f":"E3076*V$5","v":6.5149150714884849E-3},{"$f":"F3076*W$5","v":5.9890865641114089E-3},{"$f":"G3076*X$5","v":1.1157347136304764E-4},{"$f":"H3076*AB$5","v":3.0501155653359E-3},{"$f":"I3076*Z$5","v":4.625883768073835E-5},{"$f":"J3076*AA$5","v":1.1237084599685648E-5},{"$f":"SUM(M3076:R3076)","v":1.5723186594579264E-2}]
[2004,5,8,6,4.5575816085347276E-3,6.3527976767164358E-3,0,1.7520029990324422E-3,4.4354838709677579E-7,0,1.2662825832670704E-2,null,4.2695988058638543E-3,5.4116715167700788E-3,0,1.5266057797704228E-3,4.625883768073835E-5,0,1.1254134940085092E-2]
[2004,5,8,9,6.36227584552737E-3,7.9121492859283334E-3,0,1.8558326545677171E-3,4.4354838709677579E-7,0,1.6130701334410517E-2,null,5.960258682317596E-3,6.740015203698782E-3,0,1.617077629612723E-3,4.625883768073835E-5,0,1.4363610353309839E-2]
[2004,5,8,10,6.5628621435034435E-3,7.8233602205378047E-3,0,1.7273477621135417E-3,4.4354838709677579E-7,0,1.6114013674541888E-2,null,6.1481704065328062E-3,6.6643796678882167E-3,0,1.5051224676968767E-3,4.625883768073835E-5,0,1.4363931379798639E-2]
[2004,5,8,13,5.8580235920482589E-3,7.745651028404299E-3,0,1.7998214137710667E-3,4.4354838709677579E-7,0,1.540393958261072E-2,null,5.4878689361248225E-3,6.598182593298323E-3,0,1.5682722999531839E-3,4.625883768073835E-5,0,1.3700582667057067E-2]
[2004,5,8,18,6.1358679716287806E-3,6.1099702424006249E-3,0,1.5137210308647784E-3,4.4354838709677579E-7,0,1.3760002793281281E-2,null,5.7481569864915984E-3,5.2048174067149868E-3,0,1.3189790633659883E-3,4.625883768073835E-5,0,1.2318212294253311E-2]
[2004,5,8,21,7.5554448262141688E-3,6.9667143220940629E-3,2.1653054000234125E-4,2.3028241123738487E-3,4.4354838709677579E-7,2.7474105767974018E-5,1.7069431454839492E-2,null,7.0780341370882223E-3,5.9346403554657798E-3,1.1157347136304764E-4,2.0065631175780387E-3,4.625883768073835E-5,1.1237084599685648E-5,1.5188307003775513E-2]
[2004,5,8,24,5.7068755190361814E-3,6.4476524110306669E-3,2.1653054000234125E-4,2.3058717927932565E-3,4.4354838709677579E-7,2.7474105767974018E-5,1.4704847917017516E-2,null,5.3462715523648714E-3,5.4924741316243952E-3,1.1157347136304764E-4,2.0092187103742444E-3,4.625883768073835E-5,1.1237084599685648E-5,1.3017033788006982E-2]
[2004,5,9,3,5.1082110711422315E-3,7.2200646680850812E-3,2.1653054000234125E-4,2.6080309778381949E-3,4.4354838709677579E-7,2.7474105767974018E-5,1.5180754911222919E-2,null,4.7854352950273023E-3,6.1504584754396695E-3,1.1157347136304764E-4,2.2725047655665406E-3,4.625883768073835E-5,1.1237084599685648E-5,1.3377467929676983E-2]
[2004,5,9,7,5.7187661156507807E-3,7.7905055146454075E-3,0,2.6159779021501586E-3,4.4354838709677579E-7,0,1.6125693080833441E-2,null,5.3574108103019383E-3,6.6363921755867713E-3,0,2.2794293088422893E-3,4.625883768073835E-5,0,1.4319491132411736E-2]
[2004,5,9,10,6.9319924968037974E-3,9.2032651009289253E-3,0,2.898665477119926E-3,4.4354838709677579E-7,0,1.9034366623239745E-2,null,6.4939762858412398E-3,7.8398605059501678E-3,0,2.5257487991950226E-3,4.625883768073835E-5,0,1.6905844428667167E-2]
[2004,5,9,11,6.9596888151551052E-3,9.6925144438849073E-3,0,3.1372707006152227E-3,4.4354838709677579E-7,0,1.9789917508042331E-2,null,6.5199225393407102E-3,8.256630702107564E-3,0,2.7336571837540086E-3,4.625883768073835E-5,0,1.7556469262883019E-2]
[2004,5,9,15,6.4422780480835442E-3,8.6269102745743665E-3,0,2.5092806878340562E-3,4.4354838709677579E-7,0,1.7578912558879063E-2,null,6.0352057349080893E-3,7.3488889441188348E-3,0,2.1864588149845049E-3,4.625883768073835E-5,0,1.5616812331692168E-2]
[2004,5,9,18,6.8968348880399854E-3,7.5781061630954463E-3,0,2.4113196222085177E-3,4.4354838709677579E-7,0,1.6886704221731046E-2,null,6.4610402032236735E-3,6.4554584233320533E-3,0,2.101100554148761E-3,4.625883768073835E-5,0,1.5063858018385225E-2]
[2004,5,9,22,5.9261298855068489E-3,7.1162452874188988E-3,2.1653054000234125E-4,2.2095724538521338E-3,4.4354838709677579E-7,2.7474105767974018E-5,1.5496395820935293E-2,null,5.5516717539784996E-3,6.0620192689938117E-3,1.1157347136304764E-4,1.9253083931563076E-3,4.625883768073835E-5,1.1237084599685648E-5,1.370806880977209E-2]
[2004,5,10,1,3.682103615687095E-3,5.9999848055554035E-3,2.1653054000234125E-4,1.5840746055329593E-3,4.4354838709677579E-7,2.7474105767974018E-5,1.1510611220932868E-2,null,3.4494401967843139E-3,5.1111256056969442E-3,1.1157347136304764E-4,1.3802815689982668E-3,4.625883768073835E-5,1.1237084599685648E-5,1.0109916765122996E-2]
[2004,5,10,4,3.7282380082076625E-3,5.9921159764191037E-3,1.6961558966850065E-4,1.4950839094294538E-3,4.4354838709677579E-7,2.1521382851579648E-5,1.1407018414963398E-2,null,3.4926594661543247E-3,5.1044224930410333E-3,8.7399219234387325E-5,1.302739629234219E-3,4.625883768073835E-5,8.8023829364204254E-6,1.0042282028281124E-2]
[2004,5,10,8,5.0850040834527011E-3,9.8751740567007504E-3,0,1.875118796802241E-3,4.4354838709677579E-7,0,1.6835740485342789E-2,null,4.7636947020028427E-3,8.412230466847857E-3,0,1.6338825872645982E-3,4.625883768073835E-5,0,1.4856066593796034E-2]
[2004,5,10,12,4.8930342040996964E-3,1.1177231985661534E-2,0,2.0546818238414656E-3,4.4354838709677579E-7,0,1.8125391561989793E-2,null,4.5838549452966691E-3,9.5213968791778222E-3,0,1.7903446224680421E-3,4.625883768073835E-5,0,1.5941855284623271E-2]
[2004,5,10,13,4.6643604561163888E-3,1.1119950155864679E-2,0,1.9645594626165296E-3,4.4354838709677579E-7,0,1.7749313622984691E-2,null,4.3696305506103301E-3,9.4726009844374216E-3,0,1.7118166076138862E-3,4.625883768073835E-5,0,1.5600306980342376E-2]
[2004,5,10,16,5.2949221488225989E-3,1.0740857251538123E-2,0,2.0956287842348056E-3,4.4354838709677579E-7,0,1.8131851732982623E-2,null,4.9603485413008989E-3,9.1496682582666057E-3,0,1.8260237088822918E-3,4.625883768073835E-5,0,1.5982299346130536E-2]
[2004,5,10,19,5.9653932035557741E-3,8.9028559691602029E-3,1.190917970012877E-4,1.5591083183936246E-3,4.4354838709677579E-7,1.5110758172385712E-5,1.6562003594670371E-2,null,5.5884541158218986E-3,7.5839550569652562E-3,6.1365409249676214E-5,1.3585272236761614E-3,4.625883768073835E-5,6.1803965298271071E-6,1.4644741039923559E-2]
[2004,5,10,23,4.4209464387962513E-3,7.5082457476649666E-3,2.1653054000234125E-4,1.4999364319765853E-3,4.4354838709677579E-7,2.7474105767974018E-5,1.3673576812595215E-2,null,4.1415972893442277E-3,6.3959473796039524E-3,1.1157347136304764E-4,1.3069678691236531E-3,4.625883768073835E-5,1.1237084599685648E-5,1.2013581931715304E-2]
[2004,5,11,2,3.8830994375999481E-3,7.4867157522844358E-3,2.1653054000234125E-4,1.939984116806664E-3,4.4354838709677579E-7,2.7474105767974018E-5,1.355424750084846E-2,null,3.6377355680873077E-3,6.3776069147117613E-3,1.1157347136304764E-4,1.6904029085654732E-3,4.625883768073835E-5,1.1237084599685648E-5,1.1874814785008013E-2]
[2004,5,11,5,4.2095946734833928E-3,7.8156520231046477E-3,0,2.0993475615549485E-3,4.4354838709677579E-7,0,1.4125037806530086E-2,null,3.9436003422117514E-3,6.6578133903806647E-3,0,1.8292640611840543E-3,4.625883768073835E-5,0,1.2476936631457209E-2]
[2004,5,11,10,4.9430442247307659E-3,1.1812714900884525E-2,0,2.3548054204947846E-3,4.4354838709677579E-7,0,1.9111008094497173E-2,null,4.6307049510031584E-3,1.006273708340164E-2,0,2.051856970077876E-3,4.625883768073835E-5,0,1.6791557842163414E-2]
[2004,5,11,13,4.7638710211684214E-3,1.1843912560955865E-2,0,2.3354624517725737E-3,4.4354838709677579E-7,0,1.8943689582283957E-2,null,4.4628532784099523E-3,1.0089313010574126E-2,0,2.0350024967319097E-3,4.625883768073835E-5,0,1.6633427623396726E-2]
[2004,5,11,14,4.4852635219985674E-3,1.1438213701008108E-2,0,2.1779907937880386E-3,4.4354838709677579E-7,0,1.8101911565181809E-2,null,4.2018503281758338E-3,9.7437158301677505E-3,0,1.8977897503142474E-3,4.625883768073835E-5,0,1.5889614746338571E-2]
[2004,5,11,17,5.3005999888001776E-3,1.0603304170108423E-2,0,2.2189580615832004E-3,4.4354838709677579E-7,0,1.8123305768878897E-2,null,4.9656676119989992E-3,9.0324927820909159E-3,0,1.9334865315595051E-3,4.625883768073835E-5,0,1.597790576333016E-2]
[2004,5,11,20,5.8799704989093747E-3,9.4194541137287528E-3,2.1653054000234125E-4,2.0713023810527212E-3,4.4354838709677579E-7,2.7474105767974018E-5,1.7615175187848258E-2,null,5.5084290698481884E-3,8.024022505488641E-3,1.1157347136304764E-4,1.8048269257036644E-3,4.625883768073835E-5,1.1237084599685648E-5,1.5506347894683964E-2]
[2004,5,11,24,4.1150329041850101E-3,7.7670609887882588E-3,2.1653054000234125E-4,1.927100063627135E-3,4.4354838709677579E-7,2.7474105767974018E-5,1.4053642150757816E-2,null,3.8550137074665424E-3,6.6164208056074762E-3,1.1157347136304764E-4,1.6791764037811774E-3,4.625883768073835E-5,1.1237084599685648E-5,1.2319680310498668E-2]
[2004,5,12,2,3.7565468903021449E-3,7.0634618334449381E-3,2.1653054000234125E-4,1.8572635302968482E-3,4.4354838709677579E-7,2.7474105767974018E-5,1.2921720448201342E-2,null,3.5191795769428185E-3,6.0170553445995966E-3,1.1157347136304764E-4,1.6183244215185765E-3,4.625883768073835E-5,1.1237084599685648E-5,1.1323628736704462E-2]
[2004,5,12,8,4.9269453046931408E-3,1.0712824613259274E-2,0,2.1015021799971004E-3,4.4354838709677579E-7,0,1.7741715646336607E-2,null,4.615623283647027E-3,9.1257884752428877E-3,0,1.8311414854628972E-3,4.625883768073835E-5,0,1.5618812082033549E-2]
[2004,5,12,11,4.6124293222122789E-3,1.1587455460494922E-2,0,2.2038010305921031E-3,4.4354838709677579E-7,0,1.8404129361686401E-2,null,4.3209808222348838E-3,9.8708483818445557E-3,0,1.9202794701971974E-3,4.625883768073835E-5,0,1.6158367511957376E-2]
[2004,5,12,14,4.2958995635996537E-3,1.1279826830146363E-2,0,2.054213769642349E-3,4.4354838709677579E-7,0,1.7630383711775461E-2,null,4.0244518304419462E-3,9.6087929566101155E-3,0,1.789936783984882E-3,4.625883768073835E-5,0,1.5469440408717682E-2]
[2004,5,12,15,4.4438468278733398E-3,1.1316974694365149E-2,0,2.0709752062891378E-3,4.4354838709677579E-7,0,1.7832240276914723E-2,null,4.1630506569974276E-3,9.6404376034148528E-3,0,1.8045418423531467E-3,4.625883768073835E-5,0,1.5654288940446168E-2]
[2004,5,12,18,5.0748386215562968E-3,9.8925143881840264E-3,0,1.9433920641045415E-3,4.4354838709677579E-7,0,1.6911188622231961E-2,null,4.7541715716012574E-3,8.4270019396311506E-3,0,1.6933724194880949E-3,4.625883768073835E-5,0,1.4920804768401241E-2]
[2004,5,12,23,4.6569508015162986E-3,8.085292353091118E-3,2.1653054000234125E-4,1.9743549249390266E-3,4.4354838709677579E-7,2.7474105767974018E-5,1.4961046273703855E-2,null,4.3626890945597874E-3,6.8875082378820071E-3,1.1157347136304764E-4,1.7203518723396347E-3,4.625883768073835E-5,1.1237084599685648E-5,1.31396185984249E-2]
[2004,5,13,2,3.5734608322248338E-3,6.9336691959599626E-3,2.1653054000234125E-4,1.7375900315857837E-3,4.4354838709677579E-7,2.7474105767974018E-5,1.2489168253927992E-2,null,3.3476622938571239E-3,5.9064906524580151E-3,1.1157347136304764E-4,1.5140470573139755E-3,4.625883768073835E-5,1.1237084599685648E-5,1.0937269397272586E-2]
[2004,5,13,5,3.9103253082301975E-3,7.4887464015758725E-3,0,1.9205416172748345E-3,4.4354838709677579E-7,0,1.3320056875468002E-2,null,3.6632411003445545E-3,6.3793367363573165E-3,0,1.6734617091640645E-3,4.625883768073835E-5,0,1.1762298383546674E-2]
[2004,5,13,9,4.5830424973029426E-3,1.1472264113012436E-2,0,2.1089636566543717E-3,4.4354838709677579E-7,0,1.8164713815356847E-2,null,4.2934508812885559E-3,9.7727218924028927E-3,0,1.8376430344881575E-3,4.625883768073835E-5,0,1.5950074645860346E-2]
[2004,5,13,12,4.4827778041788219E-3,1.1621900438533263E-2,0,2.0791672848062192E-3,4.4354838709677579E-7,0,1.8184289075905399E-2,null,4.1995216769861272E-3,9.9001905576908047E-3,0,1.8116800004609902E-3,4.625883768073835E-5,0,1.5957651072818657E-2]
[2004,5,13,15,4.2338046495473394E-3,1.1213883991931805E-2,0,1.9336819431038472E-3,4.4354838709677579E-7,0,1.7381814132970089E-2,null,3.9662805471474237E-3,9.5526191262032961E-3,0,1.6849115168240489E-3,4.625883768073835E-5,0,1.5250070027855507E-2]
[2004,5,13,16,4.5676422595727498E-3,1.1040854284686076E-2,0,2.0144133762991867E-3,4.4354838709677579E-7,0,1.7623353468945106E-2,null,4.2790237481573094E-3,9.4052226583937384E-3,0,1.7552567574390583E-3,4.625883768073835E-5,0,1.5485762001670842E-2]
[2004,5,13,20,5.5505009744427789E-3,9.4471936855665614E-3,2.1653054000234125E-4,1.9115709425539264E-3,4.4354838709677579E-7,2.7474105767974018E-5,1.7153713796720677E-2,null,5.1997779454016494E-3,8.0476526379816473E-3,1.1157347136304764E-4,1.6656451221576829E-3,4.625883768073835E-5,1.1237084599685648E-5,1.5082145099184452E-2]
[2004,5,13,24,3.8899395014857911E-3,7.8271697114244455E-3,2.1653054000234125E-4,1.7799686254352707E-3,4.4354838709677579E-7,2.7474105767974018E-5,1.3741526032502919E-2,null,3.6441434245136936E-3,6.6676248071754615E-3,1.1157347136304764E-4,1.5509735958786346E-3,4.625883768073835E-5,1.1237084599685648E-5,1.2031811221211261E-2]
[2004,5,14,3,4.1305239565446895E-3,7.6024828507408049E-3,2.1653054000234125E-4,2.1243861045748538E-3,4.4354838709677579E-7,2.7474105767974018E-5,1.4101841106017759E-2,null,3.8695259168656246E-3,6.4762238613196473E-3,1.1157347136304764E-4,1.8510813665838324E-3,4.625883768073835E-5,1.1237084599685648E-5,1.2365900538412574E-2]
[2004,5,14,6,4.7223345098537789E-3,8.3451230897173406E-3,0,2.0601680406989353E-3,4.4354838709677579E-7,0,1.5128069188657152E-2,null,4.4239413610069498E-3,7.1088467202541231E-3,0,1.7951250311593015E-3,4.625883768073835E-5,0,1.3374171950101113E-2]
[2004,5,14,10,5.4970186198258393E-3,1.2184352425084121E-2,0,2.6044256100239459E-3,4.4354838709677579E-7,0,2.0286240203320999E-2,null,5.1496750142814122E-3,1.0379318896111505E-2,0,2.2693632325061115E-3,4.625883768073835E-5,0,1.7844615980579764E-2]
[2004,5,14,13,5.0254165523809392E-3,1.1460380622975856E-2,0,2.2578562239559453E-3,4.4354838709677579E-7,0,1.8744096947699837E-2,null,4.7078723660885632E-3,9.7625988650654281E-3,0,1.9673804001964167E-3,4.625883768073835E-5,0,1.6484110469031144E-2]
[2004,5,14,17,5.1050805868941328E-3,1.0033513335412523E-2,0,2.1045597491659474E-3,4.4354838709677579E-7,0,1.7243597219859699E-2,null,4.7825026186749083E-3,8.5471127987267644E-3,0,1.8338056948094493E-3,4.625883768073835E-5,0,1.5209679949891858E-2]
[2004,5,14,18,5.2151439519034677E-3,9.5973146233177247E-3,0,2.0661444734436461E-3,4.4354838709677579E-7,0,1.6879046597051934E-2,null,4.8856113399610409E-3,8.175534123311538E-3,0,1.8003325888949465E-3,4.625883768073835E-5,0,1.4907736889848264E-2]
[2004,5,14,21,5.9188239671796065E-3,8.9314621144119949E-3,2.1653054000234125E-4,2.2274737821591094E-3,4.4354838709677579E-7,2.7474105767974018E-5,1.7322208057908121E-2,null,5.5448274793510706E-3,7.6083233855885795E-3,1.1157347136304764E-4,1.9409066947996777E-3,4.625883768073835E-5,1.1237084599685648E-5,1.5263126953382798E-2]
[2004,5,15,1,3.7867387755712192E-3,6.2680650523810194E-3,2.1653054000234125E-4,1.8245843126397979E-3,4.4354838709677579E-7,2.7474105767974018E-5,1.2123836334749449E-2,null,3.5474637083888075E-3,5.3394914863343921E-3,1.1157347136304764E-4,1.5898494231417588E-3,4.625883768073835E-5,1.1237084599685648E-5,1.0645874011508429E-2]
[2004,5,15,4,3.5567935998220071E-3,6.0452518830589981E-3,1.5518022033501121E-4,1.7638508370974226E-3,4.4354838709677579E-7,1.9689775800381379E-5,1.1541209864500921E-2,null,3.3320482244500278E-3,5.1496866565031848E-3,7.9960987810184141E-5,1.5369293797173247E-3,4.625883768073835E-5,8.0532439631080473E-6,1.0152937330124567E-2]
[2004,5,15,7,4.1406226978266255E-3,7.1487638735309913E-3,0,1.8010315663933168E-3,4.4354838709677579E-7,0,1.3090861686138031E-2,null,3.878986542570568E-3,6.0897204355008817E-3,0,1.5693267650360358E-3,4.625883768073835E-5,0,1.1584292580788223E-2]
[2004,5,15,10,4.951580377136949E-3,8.4546119824280321E-3,0,2.0840416007365998E-3,4.4354838709677579E-7,0,1.5490677508688678E-2,null,4.6387017241277164E-3,7.2021155369609378E-3,0,1.8159272299896243E-3,4.625883768073835E-5,0,1.3703003328759017E-2]
[2004,5,15,15,4.4735757146621945E-3,7.7299371440590209E-3,0,1.9744145347332103E-3,4.4354838709677579E-7,0,1.4178370941841522E-2,null,4.1909010457421205E-3,6.5847966199592328E-3,0,1.7204038132646116E-3,4.625883768073835E-5,0,1.2542360316646701E-2]
[2004,5,15,16,4.7698323452318543E-3,7.5240167534299214E-3,0,2.0081407944128457E-3,4.4354838709677579E-7,0,1.4302433441461719E-2,null,4.4684379205049913E-3,6.4093820121913911E-3,0,1.7497911504925749E-3,4.625883768073835E-5,0,1.2673869920869696E-2]
[2004,5,15,19,5.2153373075008429E-3,6.3686765549180431E-3,1.0104758533442592E-4,1.8369247779033897E-3,4.4354838709677579E-7,1.2821249358387876E-5,1.3535251023402188E-2,null,4.8857924778755255E-3,5.4251980411857458E-3,5.2067619969422237E-5,1.60060227322641E-3,4.625883768073835E-5,5.2439728131866357E-6,1.2015163222751028E-2]
[2004,5,15,22,5.9725216334678118E-3,7.5350908504689621E-3,2.1653054000234125E-4,2.6449335833113917E-3,4.4354838709677579E-7,2.7474105767974018E-5,1.6396994261405576E-2,null,5.5951321171073005E-3,6.4188155529036625E-3,1.1157347136304764E-4,2.3046598080151445E-3,4.625883768073835E-5,1.1237084599685648E-5,1.448767687166958E-2]
[2004,5,16,2,4.8327443922900155E-3,7.0334345379703391E-3,2.1653054000234125E-4,2.5278874112605126E-3,4.4354838709677579E-7,2.7474105767974018E-5,{"$f":"SUM(E3268:J3268)","v":1.463851453567828E-2},null,{"$f":"E3268*V$5","v":4.5273747041033293E-3},{"$f":"F3268*W$5","v":5.9914764000282787E-3},{"$f":"G3268*X$5","v":1.1157347136304764E-4},{"$f":"H3268*AB$5","v":2.2026717618465279E-3},{"$f":"I3268*Z$5","v":4.625883768073835E-5},{"$f":"J3268*AA$5","v":1.1237084599685648E-5},{"$f":"SUM(M3268:R3268)","v":1.2890592259621608E-2}]
[2004,5,16,7,5.1974034019165215E-3,7.5389488406999213E-3,0,2.5563021327576181E-3,4.4354838709677579E-7,0,1.5293097923761158E-2,null,4.8689917733694549E-3,6.4221020066689664E-3,0,2.2274308964439025E-3,4.625883768073835E-5,0,1.3564783514163061E-2]
[2004,5,16,9,5.7511757309832868E-3,8.5770586467122031E-3,0,2.7910246009123208E-3,4.4354838709677579E-7,0,1.7119702526994907E-2,null,5.3877725386938221E-3,7.3064225146345372E-3,0,2.4319560466433245E-3,4.625883768073835E-5,0,1.5172409937652422E-2]
[2004,5,16,13,6.0548262665038174E-3,8.7858870822950762E-3,0,2.7976055511210888E-3,4.4354838709677579E-7,0,1.7638762448307078E-2,null,5.6722361150411014E-3,7.4843143591800422E-3,0,2.4376903499696515E-3,4.625883768073835E-5,0,1.5640499661871535E-2]
[2004,5,16,16,6.1552365519219193E-3,8.5645382919294858E-3,0,2.6618267545257856E-3,4.4354838709677579E-7,0,1.7382045146764287E-2,null,5.7663017120047969E-3,7.295756969971306E-3,0,2.3193796531459959E-3,4.625883768073835E-5,0,1.5427697172802835E-2]
[2004,5,16,17,6.4850329857554295E-3,8.1277658516990779E-3,0,2.6017137419616808E-3,4.4354838709677579E-7,0,1.7214956127803285E-2,null,6.0752590891885311E-3,6.923689560557637E-3,0,2.2670002494175469E-3,4.625883768073835E-5,0,1.5312207736844453E-2]
[2004,5,16,20,6.0241766638734666E-3,7.0360926952041042E-3,2.1653054000234125E-4,2.1618172453103865E-3,4.4354838709677579E-7,2.7474105767974018E-5,1.5466534798545369E-2,null,5.6435231883113441E-3,5.9937407683461593E-3,1.1157347136304764E-4,1.8836969476198361E-3,4.625883768073835E-5,1.1237084599685648E-5,1.369003029792081E-2]
[2004,5,16,24,3.838995051433829E-3,6.5542382249477475E-3,2.1653054000234125E-4,1.7356193215199431E-3,4.4354838709677579E-7,2.7474105767974018E-5,1.2373300792058931E-2,null,3.596418033771392E-3,5.5832699420089874E-3,1.1157347136304764E-4,1.5123298813853809E-3,4.625883768073835E-5,1.1237084599685648E-5,1.0861087250809231E-2]
[2004,5,17,4,3.3783991711840138E-3,6.4065206274563028E-3,1.4796253566826654E-4,1.6331520098797347E-3,4.4354838709677579E-7,1.8773972274782249E-5,1.1585251864850198E-2,null,3.1649261178355904E-3,5.45743575752047E-3,7.6241872098082569E-5,1.4230451083148625E-3,4.625883768073835E-5,7.6786744764518608E-6,1.0175586367926195E-2]
[2004,5,17,7,4.5862963747373437E-3,9.1431756062836621E-3,0,2.0077869492982374E-3,4.4354838709677579E-7,0,1.5737702478706338E-2,null,4.296499153903649E-3,7.7886728838697872E-3,0,1.749482827962646E-3,4.625883768073835E-5,0,1.388091370341682E-2]
[2004,5,17,10,4.6410883267602523E-3,1.1396972863537637E-2,0,2.1965937806374355E-3,4.4354838709677579E-7,0,1.823509851932242E-2,null,4.3478289320671108E-3,9.7085845578017693E-3,0,1.9139994413141864E-3,4.625883768073835E-5,0,1.6016671768863806E-2]
[2004,5,17,14,4.7020318005870781E-3,1.103889003757498E-2,0,2.0560421486807505E-3,4.4354838709677579E-7,0,1.7797407535229903E-2,null,4.4049215319207123E-3,9.4035494018721317E-3,0,1.791529939937912E-3,4.625883768073835E-5,0,1.5646259711411495E-2]
[2004,5,17,17,5.1800948223654428E-3,1.0421482103757877E-2,0,2.1078990357739319E-3,4.4354838709677579E-7,0,1.7709919510284347E-2,null,4.8527768820235493E-3,8.8776064866882103E-3,0,1.8367153783196226E-3,4.625883768073835E-5,0,1.561335758471212E-2]
[2004,5,17,18,5.2560831203858245E-3,9.688420994221781E-3,0,1.8832703071084867E-3,4.4354838709677579E-7,0,1.6828217970103188E-2,null,4.9239636592125499E-3,8.2531436707121743E-3,0,1.6409853963090151E-3,4.625883768073835E-5,0,1.4864351563914475E-2]
[2004,5,17,21,5.3737697223615313E-3,8.7972795646376577E-3,2.1653054000234125E-4,1.9966586518819721E-3,4.4354838709677579E-7,2.7474105767974018E-5,1.6412156133038574E-2,null,5.0342139231509282E-3,7.494019118458717E-3,1.1157347136304764E-4,1.739786198924878E-3,4.625883768073835E-5,1.1237084599685648E-5,1.4437088634177996E-2]
[2004,5,18,1,3.6202025513542872E-3,7.2974466876121503E-3,2.1653054000234125E-4,1.7130019857587841E-3,4.4354838709677579E-7,2.7474105767974018E-5,1.2875099418882634E-2,null,3.3914505143039977E-3,6.2163768459427317E-3,1.1157347136304764E-4,1.4926222921203729E-3,4.625883768073835E-5,1.1237084599685648E-5,1.1269519046010572E-2]
[2004,5,18,5,3.7482357639125512E-3,7.2541066652023617E-3,0,1.8274293860948635E-3,4.4354838709677579E-7,0,1.2830215363596872E-2,null,3.5113936109730723E-3,6.1794573693992163E-3,0,1.5923284745947377E-3,4.625883768073835E-5,0,1.1329438292647763E-2]
[2004,5,18,8,4.641480048535181E-3,1.044679091730048E-2,0,1.9551946624073438E-3,4.4354838709677579E-7,0,1.7043909176630099E-2,null,4.3481959018695452E-3,8.8991659621101525E-3,0,1.7036565998207298E-3,4.625883768073835E-5,0,1.4997277301481165E-2]
[2004,5,18,12,4.4155459863160383E-3,1.1298673934463216E-2,0,2.0372488999602636E-3,4.4354838709677579E-7,0,1.7751912369126613E-2,null,4.1365380786835869E-3,9.624847983512503E-3,0,1.7751544644774232E-3,4.625883768073835E-5,0,1.558279936435425E-2]
[2004,5,18,15,4.5678466202162251E-3,1.1373292059506442E-2,0,2.152027194326655E-3,4.4354838709677579E-7,0,1.8093609422436419E-2,null,4.2792151957350586E-3,9.6884119127418587E-3,0,1.8751663980578401E-3,4.625883768073835E-5,0,1.5889052344215497E-2]
[2004,5,18,18,5.0233941182229493E-3,9.986709132414737E-3,0,1.9564680773883751E-3,4.4354838709677579E-7,0,{"$f":"SUM(E3332:J3332)","v":1.6967014876413156E-2},null,{"$f":"E3332*V$5","v":4.7059777247617412E-3},{"$f":"F3332*W$5","v":8.5072423376924746E-3},{"$f":"G3332*X$5","v":0},{"$f":"H3332*AB$5","v":1.7047661884864809E-3},{"$f":"I3332*Z$5","v":4.625883768073835E-5},{"$f":"J3332*AA$5","v":0},{"$f":"SUM(M3332:R3332)","v":1.4964245088621436E-2}]
[2004,5,18,20,5.4828135819363884E-3,9.2974556789156473E-3,2.1653054000234125E-4,1.9098046499377254E-3,4.4354838709677579E-7,2.7474105767974018E-5,1.6934522104947173E-2,null,5.1363675591397486E-3,7.9200973549697819E-3,1.1157347136304764E-4,1.6641060651365776E-3,4.625883768073835E-5,1.1237084599685648E-5,1.4889640372889579E-2]
[2004,5,18,23,4.5033225111482658E-3,7.9544734358757575E-3,2.1653054000234125E-4,1.8836829382525857E-3,4.4354838709677579E-7,2.7474105767974018E-5,1.458592707943402E-2,null,4.2187682125126216E-3,6.7760693027583896E-3,1.1157347136304764E-4,1.6413449419775113E-3,4.625883768073835E-5,1.1237084599685648E-5,1.2805251850891992E-2]
[2004,5,19,2,3.8700198641339117E-3,7.1887280079427993E-3,2.1653054000234125E-4,1.9314347038433455E-3,4.4354838709677579E-7,2.7474105767974018E-5,1.3234630770077468E-2,null,3.6254824619339873E-3,6.1237641401636969E-3,1.1157347136304764E-4,1.6829533875026359E-3,4.625883768073835E-5,1.1237084599685648E-5,1.1601269383243792E-2]
[2004,5,19,6,4.5449313752463708E-3,8.1716958408481599E-3,0,1.9858869897547639E-3,4.4354838709677579E-7,0,1.4702957754236391E-2,null,4.2577479108978217E-3,6.961111604058475E-3,0,1.7304003236323063E-3,4.625883768073835E-5,0,1.2995518676269342E-2]
[2004,5,19,9,4.8093902233533074E-3,1.1362971975814106E-2,0,2.241879222467145E-3,4.4354838709677579E-7,0,1.8414684970021654E-2,null,4.5054962298666018E-3,9.6796206831434115E-3,0,1.953458858492622E-3,4.625883768073835E-5,0,1.6184834609183373E-2]
[2004,5,19,11,4.7156188118878378E-3,1.1709019040866079E-2,0,2.271250444214131E-3,4.4354838709677579E-7,0,1.869633184535514E-2,null,4.4176500121121259E-3,9.9744030988131605E-3,0,1.9790514384725824E-3,4.625883768073835E-5,0,1.6417363387078606E-2]
[2004,5,19,17,5.1749541931589427E-3,1.0668130800215885E-2,0,2.1453479086918086E-3,4.4354838709677579E-7,0,1.7988876450453731E-2,null,4.847961077018465E-3,9.0877157634502194E-3,0,1.8693464102721314E-3,4.625883768073835E-5,0,1.5851282088421556E-2]
[2004,5,19,20,5.7907440012871167E-3,9.6412837747710031E-3,2.1653054000234125E-4,2.0289088153878057E-3,4.4354838709677579E-7,2.7474105767974018E-5,1.7705384785603337E-2,null,5.424840583580383E-3,8.2129895274728193E-3,1.1157347136304764E-4,1.7678873414650085E-3,4.625883768073835E-5,1.1237084599685648E-5,1.5574786846161681E-2]
[2004,5,19,21,5.570132616878264E-3,9.0269094421974068E-3,2.1653054000234125E-4,1.9545482770615698E-3,4.4354838709677579E-7,2.7474105767974018E-5,1.6796038530294651E-2,null,5.2181691107825896E-3,7.6896308049986539E-3,1.1157347136304764E-4,1.7030933726999071E-3,4.625883768073835E-5,1.1237084599685648E-5,1.4779962682124621E-2]
[2004,5,19,24,3.9264870981318267E-3,7.7723252458904999E-3,2.1653054000234125E-4,1.8038578216200774E-3,4.4354838709677579E-7,2.7474105767974018E-5,1.3747118359799816E-2,null,3.6783816649666773E-3,6.6209051968421544E-3,1.1157347136304764E-4,1.5717894192476222E-3,4.625883768073835E-5,1.1237084599685648E-5,1.2040145674699925E-2]
[2004,5,20,4,3.7752040156760602E-3,7.207284494440312E-3,1.3713600866814945E-4,1.8962718496150848E-3,4.4354838709677579E-7,1.7400266986383545E-5,1.3033740183773086E-2,null,3.5366578026904713E-3,6.1395716024094989E-3,7.0663198529930164E-5,1.6523142752820903E-3,4.625883768073835E-5,7.1168202464675776E-6,1.1452582536839197E-2]
[2004,5,20,8,5.1094336827604801E-3,1.1226117167337776E-2,0,2.2130133468864829E-3,4.4354838709677579E-7,0,1.8549007745371833E-2,null,4.7865806527090026E-3,9.5630400352693587E-3,0,1.9283066113081658E-3,4.625883768073835E-5,0,1.6324186136967265E-2]
[2004,5,20,11,5.2195070675515823E-3,1.2612591764377569E-2,0,2.6006150673206696E-3,4.4354838709677579E-7,0,2.0433157447636918E-2,null,4.8896987606505907E-3,1.0744117328668014E-2,0,2.2660429205442621E-3,4.625883768073835E-5,0,1.7946117847543602E-2]
[2004,5,20,15,4.431815823829858E-3,1.1410598432460452E-2,0,2.0631111867017889E-3,4.4354838709677579E-7,0,1.7905968991379195E-2,null,4.1517798636448297E-3,9.7201915862310927E-3,0,1.7976895380129687E-3,4.625883768073835E-5,0,1.5715919825569628E-2]
[2004,5,20,18,5.2802787618141528E-3,1.0368403727286687E-2,0,2.0686676824253876E-3,4.4354838709677579E-7,0,1.7717793719913322E-2,null,4.9466304352843264E-3,8.8323913306698927E-3,0,1.8025311841126615E-3,4.625883768073835E-5,0,1.5627811787747619E-2]
[2004,5,20,21,5.5267257889246441E-3,9.1414583593494043E-3,2.1653054000234125E-4,1.9325845318480771E-3,4.4354838709677579E-7,2.7474105767974018E-5,1.6845216874279537E-2,null,5.1775050576255257E-3,7.7872100360357622E-3,1.1157347136304764E-4,1.6839552888000279E-3,4.625883768073835E-5,1.1237084599685648E-5,1.4817739776104788E-2]
[2004,5,20,22,5.0522716599921925E-3,8.5696180230422168E-3,2.1653054000234125E-4,1.9275612092578295E-3,4.4354838709677579E-7,2.7474105767974018E-5,1.579389908644965E-2,null,4.7330305629650895E-3,7.3000841715562667E-3,1.1157347136304764E-4,1.6795782224912612E-3,4.625883768073835E-5,1.1237084599685648E-5,1.3881762350656088E-2]
[2004,5,21,1,3.9817330153109429E-3,7.7485514977570988E-3,2.1653054000234125E-4,1.968828456308155E-3,4.4354838709677579E-7,2.7474105767974018E-5,1.3943561163533609E-2,null,3.7301367233018023E-3,6.6006533767516253E-3,1.1157347136304764E-4,1.7155363903123395E-3,4.625883768073835E-5,1.1237084599685648E-5,1.2215395884009238E-2]
[2004,5,21,5,3.8555958219211673E-3,7.5721141849934611E-3,0,1.8977399115626598E-3,4.4354838709677579E-7,0,1.3325893466864386E-2,null,3.6119698408342495E-3,6.4503541182882344E-3,0,1.6535934693562254E-3,4.625883768073835E-5,0,1.1762176266159448E-2]
[2004,5,21,9,4.8598169789353628E-3,1.1521284622668444E-2,0,2.2941595209440536E-3,4.4354838709677579E-7,0,1.8675704670934955E-2,null,4.5527366380281467E-3,9.8144803285034575E-3,0,1.9990132358921175E-3,4.625883768073835E-5,0,1.6412489040104457E-2]
[2004,5,21,12,5.1399337941871728E-3,1.1714843346832846E-2,0,2.244178709046737E-3,4.4354838709677579E-7,0,1.9099399398453853E-2,null,4.8151535342306978E-3,9.9793645712713229E-3,0,1.9554625134548843E-3,4.625883768073835E-5,0,1.6796239456637642E-2]
[2004,5,21,16,5.0231081100496769E-3,1.0828774697036574E-2,0,2.243851792037167E-3,4.4354838709677579E-7,0,1.8096178147510512E-2,null,4.7057097887684973E-3,9.2245612990720649E-3,0,1.9551776546980269E-3,4.625883768073835E-5,0,1.5931707580219327E-2]
[2004,5,21,19,5.3139479473137668E-3,9.4372383480694193E-3,8.3003373667564154E-5,2.0835379793356871E-3,4.4354838709677579E-7,1.0531740544390041E-5,1.6928702937317922E-2,null,4.9781721445834775E-3,8.0391721197730203E-3,4.2769830689168266E-5,1.8154884000664596E-3,4.625883768073835E-5,4.3075490965461652E-6,1.4926168881889411E-2]
[2004,5,21,22,6.5014398016044091E-3,9.6777512493602114E-3,2.1653054000234125E-4,2.8781890548784952E-3,4.4354838709677579E-7,2.7474105767974018E-5,1.9301828300000524E-2,null,6.0906291971479041E-3,8.2440545800001892E-3,1.1157347136304764E-4,2.5079066924406099E-3,4.625883768073835E-5,1.1237084599685648E-5,1.7011659863232175E-2]
[2004,5,22,2,5.4405735875978694E-3,8.323501192823447E-3,2.1653054000234125E-4,2.9633817383343049E-3,4.4354838709677579E-7,2.7474105767974018E-5,1.697190471291303E-2,null,5.0967966101413339E-3,7.0904279684673192E-3,1.1157347136304764E-4,2.5821392382921957E-3,4.625883768073835E-5,1.1237084599685648E-5,1.4938433210544321E-2]
[2004,5,22,3,5.2208822322858317E-3,8.099386495260914E-3,2.1653054000234125E-4,2.8713544967022384E-3,4.4354838709677579E-7,2.7474105767974018E-5,1.6436071418406393E-2,null,4.890987031977696E-3,6.8995144234422906E-3,1.1157347136304764E-4,2.5019514081061579E-3,4.625883768073835E-5,1.1237084599685648E-5,1.4461522257169616E-2]
[2004,5,22,7,5.6206343068707053E-3,9.3849775801959339E-3,0,2.9227632408725173E-3,4.4354838709677579E-7,0,1.7928818676326251E-2,null,5.2654797184263557E-3,7.9946534488916816E-3,0,2.5467463576721284E-3,4.625883768073835E-5,0,1.5853138362670903E-2]
[2004,5,22,10,6.6863603858319191E-3,1.0700639878970396E-2,0,3.253105539012157E-3,4.4354838709677579E-7,0,2.0640549352201568E-2,null,6.2638650870152192E-3,9.1154088310536514E-3,0,2.8345897357491766E-3,4.625883768073835E-5,0,1.8260122491498783E-2]
[2004,5,22,13,6.4694361966379536E-3,1.0357503450856667E-2,0,3.1682977395212347E-3,4.4354838709677579E-7,0,1.9995680935402951E-2,null,6.0606478242872987E-3,8.8231058601601891E-3,0,2.7606925580936858E-3,4.625883768073835E-5,0,1.769070508022191E-2]
[2004,5,22,17,6.5922008340375286E-3,9.2701043436831717E-3,0,3.0297570886968044E-3,4.4354838709677579E-7,0,1.8892505814804599E-2,null,6.1756552546012129E-3,7.8967979443233978E-3,0,2.6399753227929861E-3,4.625883768073835E-5,0,1.6758687359398335E-2]
[2004,5,22,19,6.714312132839695E-3,8.5003101707555838E-3,7.9394531334191806E-5,2.9565062727602096E-3,4.4354838709677579E-7,1.0073838781590474E-5,1.8261040494858369E-2,null,6.2900506292384722E-3,7.2410438322923938E-3,4.0910272833117474E-5,2.5761483093441158E-3,4.625883768073835E-5,4.1202643532180711E-6,1.6198532145742055E-2]
[2004,5,22,22,6.324159705734328E-3,7.9952450315832792E-3,2.1653054000234125E-4,2.951091779681332E-3,4.4354838709677579E-7,2.7474105767974018E-5,1.751494471115635E-2,null,5.9245510112492916E-3,6.8108008485137875E-3,1.1157347136304764E-4,2.5714303970840874E-3,4.625883768073835E-5,1.1237084599685648E-5,1.5475851650490638E-2]
[2004,5,23,1,5.3680690149225992E-3,7.3271085176478288E-3,2.1653054000234125E-4,2.8249078626973951E-3,4.4354838709677579E-7,2.7474105767974018E-5,1.5764533589425232E-2,null,5.0288734299322744E-3,6.2416444664318395E-3,1.1157347136304764E-4,2.4614801874736402E-3,4.625883768073835E-5,1.1237084599685648E-5,1.3901067477481224E-2]
[2004,5,23,4,4.9677952717686047E-3,7.2172931321060211E-3,1.2991832400140475E-4,2.7048145432445772E-3,4.4354838709677579E-7,1.6484463460784409E-5,1.5036749282968489E-2,null,4.6538920379175733E-3,6.1480975247091667E-3,6.6944082817828592E-5,2.3568370129529708E-3,4.625883768073835E-5,6.7422507598113877E-6,1.3278771746838088E-2]
[2004,5,23,8,5.5970977284763128E-3,8.4038382107574725E-3,0,2.83252933524809E-3,4.4354838709677579E-7,0,1.6833908822868969E-2,null,5.2434303607541569E-3,7.1588635733488091E-3,0,2.4681211487349382E-3,4.625883768073835E-5,0,1.4916673920518642E-2]
[2004,5,23,11,6.7787988466817863E-3,9.8333036513104308E-3,0,3.3166459893937262E-3,4.4354838709677579E-7,0,1.9929192035773039E-2,null,6.3504625801509207E-3,8.3765628930044644E-3,0,2.8899556334418684E-3,4.625883768073835E-5,0,1.766323994427799E-2]
[2004,5,23,14,6.138516820802061E-3,8.9176565471221995E-3,0,2.8618834683010498E-3,4.4354838709677579E-7,0,1.7918500384612405E-2,null,5.7506384611504336E-3,7.596563024393879E-3,0,2.493698838501192E-3,4.625883768073835E-5,0,1.5887159161726241E-2]
[2004,5,23,16,6.5543458961399058E-3,8.9487547004043107E-3,0,2.9227030445744579E-3,4.4354838709677579E-7,0,1.8426247189505768E-2,null,6.1401922806983266E-3,7.6230541860686412E-3,0,2.5466939056976801E-3,4.625883768073835E-5,0,1.6356199210145386E-2]
[2004,5,23,22,7.3307043413298693E-3,9.2603911664020794E-3,2.1653054000234125E-4,3.5485821876260616E-3,4.4354838709677579E-7,2.7474105767974018E-5,2.0384125889515419E-2,null,6.8674944719082573E-3,7.888523711850658E-3,1.1157347136304764E-4,3.0920529705782789E-3,4.625883768073835E-5,1.1237084599685648E-5,1.8017140547980665E-2]
[2004,5,23,23,6.5576567683660542E-3,8.7519413776280808E-3,2.1653054000234125E-4,3.2937217334066335E-3,4.4354838709677579E-7,2.7474105767974018E-5,1.8847768073558178E-2,null,6.1432939467390745E-3,7.4553974925629365E-3,1.1157347136304764E-4,2.8699806095942157E-3,4.625883768073835E-5,1.1237084599685648E-5,1.6637741442539697E-2]
[2004,5,24,2,5.238244866431643E-3,7.9374937794183704E-3,2.1653054000234125E-4,2.8690632963560745E-3,4.4354838709677579E-7,2.7474105767974018E-5,{"$f":"SUM(E3460:J3460)","v":1.6289250136363499E-2},null,{"$f":"E3460*V$5","v":4.9072525623363372E-3},{"$f":"F3460*W$5","v":6.7616050733131866E-3},{"$f":"G3460*X$5","v":1.1157347136304764E-4},{"$f":"H3460*AB$5","v":2.4999549733437762E-3},{"$f":"I3460*Z$5","v":4.625883768073835E-5},{"$f":"J3460*AA$5","v":1.1237084599685648E-5},{"$f":"SUM(M3460:R3460)","v":1.4337882002636771E-2}]
[2004,5,24,5,5.4546109277177641E-3,8.4917200699246714E-3,0,2.9471648957430123E-3,4.4354838709677579E-7,0,1.6893939441772542E-2,null,5.1099469639388773E-3,7.2337262997093539E-3,0,2.5680087113221124E-3,4.625883768073835E-5,0,1.4957940812651081E-2]
[2004,5,24,9,6.937718669267047E-3,1.2419945787464659E-2,0,3.555070462149664E-3,4.4354838709677579E-7,0,2.2913178467268463E-2,null,6.499340635009552E-3,1.0580010615510609E-2,0,3.0977065210538997E-3,4.625883768073835E-5,0,2.0223316609254798E-2]
[2004,5,24,13,6.6697033139710288E-3,1.303484488833313E-2,0,3.3907492630950945E-3,4.4354838709677579E-7,0,2.309574101378635E-2,null,6.2482605361294449E-3,1.1103816365228327E-2,0,2.9545254349746817E-3,4.625883768073835E-5,0,2.0352861174013193E-2]
[2004,5,24,16,7.0851504377527734E-3,1.257206810933117E-2,0,3.5339424148317722E-3,4.4354838709677579E-7,0,2.3191604510302812E-2,null,6.6374565387367114E-3,1.0709596992757779E-2,0,3.079296621545412E-3,4.625883768073835E-5,0,2.0472608990720637E-2]
[2004,5,24,20,6.0582257495418014E-3,9.1886825729043959E-3,2.1653054000234125E-4,2.3636225572558436E-3,4.4354838709677579E-7,2.7474105767974018E-5,1.7854979073859453E-2,null,5.6754207927860595E-3,7.8274382857617172E-3,1.1157347136304764E-4,2.0595397719611447E-3,4.625883768073835E-5,1.1237084599685648E-5,1.5731468244152391E-2]
[2004,5,24,23,4.3275745048772015E-3,7.2049550245129462E-3,2.1653054000234125E-4,1.7943215280636715E-3,4.4354838709677579E-7,2.7474105767974018E-5,1.3571299251611232E-2,null,4.0541253070948214E-3,6.137587228485346E-3,1.1157347136304764E-4,1.5634799809254067E-3,4.625883768073835E-5,1.1237084599685648E-5,1.1924261910149045E-2]
[2004,5,24,24,3.7292287131775203E-3,6.8179490378642328E-3,2.1653054000234125E-4,1.6704155379432396E-3,4.4354838709677579E-7,2.7474105767974018E-5,1.2462041483142405E-2,null,3.4935875708202615E-3,5.8079136922979243E-3,1.1157347136304764E-4,1.4555146402436322E-3,4.625883768073835E-5,1.1237084599685648E-5,1.0926085297005289E-2]
[2004,5,25,3,3.6899368497871291E-3,6.7369874943677254E-3,2.1653054000234125E-4,1.8754534792449985E-3,4.4354838709677579E-7,2.7474105767974018E-5,1.2546826017557265E-2,null,3.4567784673480112E-3,5.7389460813035429E-3,1.1157347136304764E-4,1.6341742124226508E-3,4.625883768073835E-5,1.1237084599685648E-5,1.0998968154717676E-2]
[2004,5,25,6,4.0009890034425925E-3,7.9235204484171314E-3,0,1.9053010291988988E-3,4.4354838709677579E-7,0,1.3830254029445719E-2,null,3.7481759710859034E-3,6.749701801523034E-3,0,1.6601818404328623E-3,4.625883768073835E-5,0,1.2204318450722538E-2]
[2004,5,25,11,5.036623491753117E-3,1.2549309740005184E-2,0,2.4810739203735299E-3,4.4354838709677579E-7,0,2.0067450700518928E-2,null,4.7183711654674339E-3,1.0690210129628017E-2,0,2.161880880895545E-3,4.625883768073835E-5,0,1.7616721013671732E-2]
[2004,5,25,14,4.5101854248910086E-3,1.2034043293391788E-2,0,2.1942808998998663E-3,4.4354838709677579E-7,0,1.8738953166569757E-2,null,4.2251974749674915E-3,1.0251277096563706E-2,0,1.9119841153679164E-3,4.625883768073835E-5,0,1.643471752457985E-2]
[2004,5,25,18,5.2062244280077609E-3,1.0509223287230226E-2,0,2.1577957430923712E-3,4.4354838709677579E-7,0,1.7873687006717452E-2,null,4.8772554196846677E-3,8.9523493775542744E-3,0,1.8801928163296659E-3,4.625883768073835E-5,0,1.5756056451249344E-2]
[2004,5,25,21,5.461954806776882E-3,9.1932686488238949E-3,2.1653054000234125E-4,2.1081519079813866E-3,4.4354838709677579E-7,2.7474105767974018E-5,1.7007823557739575E-2,null,5.1168268006493165E-3,7.8313449639986557E-3,1.1157347136304764E-4,1.8369357182240961E-3,4.625883768073835E-5,1.1237084599685648E-5,1.4954176876515539E-2]
[2004,5,25,24,4.1575859169984842E-3,7.8714277234444366E-3,2.1653054000234125E-4,1.9549146770256871E-3,4.4354838709677579E-7,2.7474105767974018E-5,1.422837651162602E-2,null,3.8948778960428013E-3,6.7053262790663856E-3,1.1157347136304764E-4,1.703412634883384E-3,4.625883768073835E-5,1.1237084599685648E-5,1.2472686203636041E-2]
[2004,5,26,3,3.9567261772254312E-3,7.0966171601909503E-3,2.1653054000234125E-4,1.9615381155659033E-3,4.4354838709677579E-7,2.7474105767974018E-5,1.3259329647139696E-2,null,3.7067100081710426E-3,6.0452989227066422E-3,1.1157347136304764E-4,1.7091839603680049E-3,4.625883768073835E-5,1.1237084599685648E-5,1.1630262284889161E-2]
[2004,5,26,5,4.1023970312797624E-3,7.5893746126078319E-3,0,1.9942809672369301E-3,4.4354838709677579E-7,0,1.3686496159511622E-2,null,3.8431762654849741E-3,6.4650575244474314E-3,0,1.7377144061690452E-3,4.625883768073835E-5,0,1.209220703378219E-2]
[2004,5,26,8,5.046321211858577E-3,1.1239338328168119E-2,0,2.1565990679677212E-3,4.4354838709677579E-7,0,1.8442702156381514E-2,null,4.7274561095755844E-3,9.5743025660668425E-3,0,1.8791500948487055E-3,4.625883768073835E-5,0,1.6227167608171871E-2]
[2004,5,26,12,5.2318769780520984E-3,1.2233623261909056E-2,0,2.3465746027388559E-3,4.4354838709677579E-7,0,1.9812518391087105E-2,null,4.9012870457627528E-3,1.0421290575019237E-2,0,2.0446850565792253E-3,4.625883768073835E-5,0,1.7413521515041951E-2]
[2004,5,26,15,5.1264605058052599E-3,1.2066213437190413E-2,0,2.2421456833862361E-3,4.4354838709677579E-7,0,1.9435263174769006E-2,null,4.8025315910758572E-3,1.0278681440247356E-2,0,1.9536910389052081E-3,4.625883768073835E-5,0,1.7081162907909158E-2]
[2004,5,26,19,5.7242998747745241E-3,9.9348688096409336E-3,7.2176846667447098E-5,1.8946681019400625E-3,4.4354838709677579E-7,9.158035255991341E-6,1.7635615216666053E-2,null,5.3625949042745901E-3,8.4630818256706021E-3,3.7191157121015888E-5,1.6509168516068257E-3,4.625883768073835E-5,3.7456948665618833E-6,1.5563789271220334E-2]
[2004,5,26,22,5.4478306015321651E-3,8.8625673741815226E-3,2.1653054000234125E-4,2.0012973416996586E-3,4.4354838709677579E-7,2.7474105767974018E-5,1.6556143511570757E-2,null,5.1035950705287433E-3,7.5496349584839358E-3,1.1157347136304764E-4,1.7438281159136921E-3,4.625883768073835E-5,1.1237084599685648E-5,1.4566127538569843E-2]
[2004,5,26,24,4.2915621393448591E-3,8.0444099902005749E-3,2.1653054000234125E-4,1.8801451049365494E-3,4.4354838709677579E-7,2.7474105767974018E-5,1.4460565428639395E-2,null,4.0203884777673358E-3,6.8526823343900891E-3,1.1157347136304764E-4,1.6382622550237173E-3,4.625883768073835E-5,1.1237084599685648E-5,1.2680402460824613E-2]
[2004,5,27,3,3.9722941432992556E-3,7.2828880678913422E-3,2.1653054000234125E-4,1.8508377050398806E-3,4.4354838709677579E-7,2.7474105767974018E-5,1.3350468110387891E-2,null,3.7212942712885823E-3,6.2039749921964137E-3,1.1157347136304764E-4,1.6127252861389573E-3,4.625883768073835E-5,1.1237084599685648E-5,1.1707063943267424E-2]
[2004,5,27,6,4.5312920266099973E-3,8.5049123479303997E-3,0,1.9484343936544111E-3,4.4354838709677579E-7,0,1.4985082316581907E-2,null,4.2449704004432487E-3,7.244964226487122E-3,0,1.6977660474890683E-3,4.625883768073835E-5,0,1.3233959512100177E-2]
[2004,5,27,10,5.2908295372860077E-3,1.2053412938875015E-2,0,2.1818886797171713E-3,4.4354838709677579E-7,0,1.952657470426529E-2,null,4.9565145322078372E-3,1.0267777253515926E-2,0,1.9011861686945731E-3,4.625883768073835E-5,0,1.7171736792099074E-2]
[2004,5,27,13,5.3666742769077095E-3,1.2332597520201155E-2,0,2.1473416541248516E-3,4.4354838709677579E-7,0,1.9847056999620812E-2,null,5.0275668221138395E-3,1.0505602432841481E-2,0,1.8710836580412022E-3,4.625883768073835E-5,0,1.7450511750677258E-2]
[2004,5,27,16,5.7369464547302601E-3,1.1728452124319076E-2,0,2.0775677029157744E-3,4.4354838709677579E-7,0,1.9543409830352205E-2,null,5.3744423767534497E-3,9.9909572958075087E-3,0,1.8102862066372823E-3,4.625883768073835E-5,0,1.7221944716878979E-2]
[2004,5,27,21,6.3019475723695029E-3,9.4269381987659925E-3,2.1653054000234125E-4,1.9127418900132995E-3,4.4354838709677579E-7,2.7474105767974018E-5,1.7886075855306202E-2,null,5.9037424100576961E-3,8.0303978714118401E-3,1.1157347136304764E-4,1.6666654258673647E-3,4.625883768073835E-5,1.1237084599685648E-5,1.5769875100980373E-2]
[2004,5,27,24,4.4560916252639245E-3,7.9478245153914578E-3,2.1653054000234125E-4,1.7655885383446133E-3,4.4354838709677579E-7,2.7474105767974018E-5,1.4413952873157408E-2,null,4.1745217346011686E-3,6.7704053771254318E-3,1.1157347136304764E-4,1.5384435236822267E-3,4.625883768073835E-5,1.1237084599685648E-5,1.2652440029052298E-2]
[2004,5,28,3,3.8961624088620309E-3,7.4269166827551827E-3,2.1653054000234125E-4,1.9732968730391495E-3,4.4354838709677579E-7,2.7474105767974018E-5,1.3540824158813775E-2,null,3.6499731210906765E-3,6.326666693132396E-3,1.1157347136304764E-4,1.7194299400446892E-3,4.625883768073835E-5,1.1237084599685648E-5,1.1865139147911234E-2]
[2004,5,28,4,3.4876500896425435E-3,7.0042165224061632E-3,1.190917970012877E-4,1.7347035789578406E-3,4.4354838709677579E-7,1.5110758172385712E-5,1.2361216294567318E-2,null,3.2672737291469401E-3,5.966586845748168E-3,6.1365409249676214E-5,1.5115319501667361E-3,4.625883768073835E-5,6.1803965298271071E-6,1.0859197168522086E-2]
[2004,5,28,7,4.765683055711136E-3,1.0069743278075551E-2,0,2.2388152095399426E-3,4.4354838709677579E-7,0,1.7074685091713726E-2,null,4.4645508147755702E-3,8.5779755081567075E-3,0,1.9507890343847059E-3,4.625883768073835E-5,0,1.5039574194997721E-2]
[2004,5,28,11,5.1887040847217059E-3,1.2064880282092502E-2,0,2.3527453631580425E-3,4.4354838709677579E-7,0,1.9606773278359343E-2,null,4.8608421454533549E-3,1.027754578351186E-2,0,2.0500619415084811E-3,4.625883768073835E-5,0,1.7234708708154432E-2]
[2004,5,28,14,5.244013753803181E-3,1.1972462630386831E-2,0,2.4734351160920699E-3,4.4354838709677579E-7,0,1.9690355048669176E-2,null,4.9126569273589089E-3,1.0198819213135568E-2,0,2.1552248176507603E-3,4.625883768073835E-5,0,1.7312959795825974E-2]
[2004,5,28,18,5.4049375125300465E-3,1.0248364842498013E-2,0,2.2658126223423568E-3,4.4354838709677579E-7,0,1.7919558525757513E-2,null,5.0634122943738836E-3,8.7301354354291875E-3,0,1.9743131986959396E-3,4.625883768073835E-5,0,1.581411976617975E-2]
[2004,5,28,22,5.4873187995033001E-3,8.2061554528906275E-3,2.1653054000234125E-4,2.1743683735948533E-3,4.4354838709677579E-7,2.7474105767974018E-5,1.6112290820146192E-2,null,5.1405881026639327E-3,6.990466245975162E-3,1.1157347136304764E-4,1.8946333586832239E-3,4.625883768073835E-5,1.1237084599685648E-5,1.419475710096579E-2]
[2004,5,29,1,4.7427118873429128E-3,7.0410696205209077E-3,2.1653054000234125E-4,2.264271256265478E-3,4.4354838709677579E-7,2.7474105767974018E-5,1.429250095828671E-2,null,4.4430311402072426E-3,5.9979803941533454E-3,1.1157347136304764E-4,1.9729701311538153E-3,4.625883768073835E-5,1.1237084599685648E-5,1.2583051059157874E-2]
[2004,5,29,4,4.3869888638530929E-3,6.8262456154936264E-3,1.1548295466791533E-4,2.2125127673742959E-3,4.4354838709677579E-7,1.4652856409586142E-5,1.3556326606185614E-2,null,4.1097854132483977E-3,5.8149811852559038E-3,5.9505851393625408E-5,1.9278704319312119E-3,4.625883768073835E-5,5.9931117864990121E-6,1.1964394831296375E-2]
[2004,5,29,5,4.2931862215136053E-3,6.7042421411837375E-3,0,2.081636186586233E-3,4.4354838709677579E-7,0,1.3079508097670672E-2,null,4.0219099380249682E-3,5.7110517418093318E-3,0,1.8138312751615107E-3,4.625883768073835E-5,0,1.1593051792676548E-2]
[2004,5,29,8,5.0776107897389268E-3,8.5242811443697799E-3,0,2.242180456392628E-3,4.4354838709677579E-7,0,1.5844515938888429E-2,null,4.7567685730329039E-3,7.2614636601758846E-3,0,1.9537213383239689E-3,4.625883768073835E-5,0,1.4018212409213495E-2]
[2004,5,29,11,6.0831621541213108E-3,9.4513754496987276E-3,0,2.5232277298161232E-3,4.4354838709677579E-7,0,1.8058208882023256E-2,null,5.698781524937478E-3,8.0512149006248968E-3,0,2.1986115538281501E-3,4.625883768073835E-5,0,1.5994866817071261E-2]
[2004,5,29,16,6.039439628684435E-3,8.1293430792610498E-3,0,2.3566505469951901E-3,4.4354838709677579E-7,0,1.6525876803327771E-2,null,5.6578217224744669E-3,6.9250331319897747E-3,0,2.0534647189124856E-3,4.625883768073835E-5,0,1.4682578411057464E-2]
[2004,5,29,19,6.3067545777254382E-3,6.9270167658600189E-3,6.4959162000702376E-5,2.082159655952548E-3,4.4354838709677579E-7,8.2422317303922044E-6,1.5389575941656197E-2,null,5.9082456721142769E-3,5.9008237371364208E-3,3.3472041408914296E-5,1.8142873995862922E-3,4.625883768073835E-5,3.3711253799056938E-6,1.3706458813306548E-2]
[2004,5,29,23,6.0539659246628564E-3,7.4060706216181136E-3,2.1653054000234125E-4,2.7108253896106671E-3,4.4354838709677579E-7,2.7474105767974018E-5,1.6415310130049047E-2,null,5.67143013616627E-3,6.3089088420196816E-3,1.1157347136304764E-4,2.3620745569576632E-3,4.625883768073835E-5,1.1237084599685648E-5,1.4511482928787086E-2]
[2004,5,30,2,5.1584709669682868E-3,7.2770734870235216E-3,2.1653054000234125E-4,2.7407973358297495E-3,4.4354838709677579E-7,2.7474105767974018E-5,1.542078998397897E-2,null,4.832519386906188E-3,6.1990218041262715E-3,1.1157347136304764E-4,2.3881905775091621E-3,4.625883768073835E-5,1.1237084599685648E-5,1.3588801162185093E-2]
[2004,5,30,3,5.0290296008748125E-3,7.2506013503213732E-3,2.1653054000234125E-4,2.706998723822642E-3,4.4354838709677579E-7,2.7474105767974018E-5,1.5231077869176239E-2,null,4.7112571145933582E-3,6.1764713443966763E-3,1.1157347136304764E-4,2.3587401961646308E-3,4.625883768073835E-5,1.1237084599685648E-5,1.3415538048798137E-2]
[2004,5,30,8,5.4427221860805603E-3,8.4534336177348943E-3,0,2.7535098887224809E-3,4.4354838709677579E-7,0,1.6650109240925033E-2,null,5.0988094437675715E-3,7.2011117394262551E-3,0,2.3992676457176062E-3,4.625883768073835E-5,0,1.474544766659217E-2]
[2004,5,30,10,6.3390214508777867E-3,9.503625323117321E-3,0,3.0772216153189371E-3,4.4354838709677579E-7,0,1.8920311937701138E-2,null,5.9384736778667659E-3,8.0957242909948414E-3,0,2.681333482976177E-3,4.625883768073835E-5,0,1.6761790289518522E-2]
[2004,5,30,14,5.9716546367409203E-3,8.9416151373422573E-3,0,2.7528146425320563E-3,4.4354838709677579E-7,0,1.7666527965002329E-2,null,5.5943199038530405E-3,7.616972303403512E-3,0,2.3986618437565072E-3,4.625883768073835E-5,0,1.5656212888693798E-2]
[2004,5,30,17,6.7209992128633364E-3,8.5439502780384063E-3,0,2.8347750452667039E-3,4.4354838709677579E-7,0,1.8100168084555543E-2,null,6.2963151684910859E-3,7.278218938063007E-3,0,2.4700779455532071E-3,4.625883768073835E-5,0,1.6090870889788039E-2]
[2004,5,30,20,6.3456928344644264E-3,7.5651522197018612E-3,2.1653054000234125E-4,2.5193814401033971E-3,4.4354838709677579E-7,2.7474105767974018E-5,1.6674674688427094E-2,null,5.9447235125031084E-3,6.4444235234249071E-3,1.1157347136304764E-4,2.1952600937511055E-3,4.625883768073835E-5,1.1237084599685648E-5,1.4753476523322592E-2]
[2004,5,30,24,4.0430352182357129E-3,6.7418075654877823E-3,2.1653054000234125E-4,1.8689893929235209E-3,4.4354838709677579E-7,2.7474105767974018E-5,1.2898280370804429E-2,null,3.7875653850100825E-3,5.7430520898554627E-3,1.1157347136304764E-4,1.6285417383088779E-3,4.625883768073835E-5,1.1237084599685648E-5,1.1328228606817894E-2]
[2004,5,31,1,3.4207389399315219E-3,5.4294973469125249E-3,2.1653054000234125E-4,1.5520430379981076E-3,4.4354838709677579E-7,2.7474105767974018E-5,1.0646727518999565E-2,null,3.2045905367340667E-3,4.6251521987478441E-3,1.1157347136304764E-4,1.3523708998037412E-3,4.625883768073835E-5,1.1237084599685648E-5,9.351183028929122E-3]
[2004,5,31,5,3.1289905838859261E-3,5.3908436779508857E-3,0,1.4616080737135213E-3,4.4354838709677579E-7,0,9.9818858839374296E-3,null,2.9312770692906396E-3,4.5922248224983175E-3,0,1.2735704986363773E-3,4.625883768073835E-5,0,8.8433312281060716E-3]
[2004,5,31,8,3.5644685429690112E-3,6.5245053294584387E-3,0,1.5257966084297513E-3,4.4354838709677579E-7,0,1.1615214029244298E-2,null,3.339238206091642E-3,5.5579417839566186E-3,0,1.3295011038618862E-3,4.625883768073835E-5,0,1.0272939931590884E-2]
[2004,5,31,11,4.7785366942866888E-3,7.9868415500592409E-3,0,2.0091823155875938E-3,4.4354838709677579E-7,0,1.4775004108320621E-2,null,4.4765922623297765E-3,6.8036422887863121E-3,0,1.7506986787593655E-3,4.625883768073835E-5,0,1.3077192067556191E-2]
[2004,5,31,15,4.0945754557630415E-3,6.7970999120580307E-3,0,1.4377847785142961E-3,4.4354838709677579E-7,0,1.2329903694722465E-2,null,3.8358489168262844E-3,5.7901532305271192E-3,0,1.2528120980146893E-3,4.625883768073835E-5,0,1.092507308304883E-2]
[2004,5,31,18,4.7567251807337776E-3,6.586020669133579E-3,0,1.671373268647063E-3,4.4354838709677579E-7,0,1.3014562666901517E-2,null,4.4561589667316895E-3,5.6103440212865599E-3,0,1.4563491577808325E-3,4.625883768073835E-5,0,1.1569110983479819E-2]
[2004,5,31,22,5.487411660908062E-3,7.663560962444315E-3,2.1653054000234125E-4,2.3593455794515012E-3,4.4354838709677579E-7,2.7474105767974018E-5,1.575476639696129E-2,null,5.1406750963761544E-3,6.5282536431928257E-3,1.1157347136304764E-4,2.0558130323153423E-3,4.625883768073835E-5,1.1237084599685648E-5,1.3893811165527795E-2]
[2004,6,1,2,4.3197270801426579E-3,7.2318170990119529E-3,2.1766663927058068E-4,2.0546067432497838E-3,4.5833333333333443E-7,3.0284963850359284E-5,{"$f":"SUM(E3652:J3652)","v":1.3854560858858668E-2},null,{"$f":"E3652*V$5","v":4.0467737425692466E-3},{"$f":"F3652*W$5","v":6.1604698592324925E-3},{"$f":"G3652*X$5","v":1.1215887857243769E-4},{"$f":"H3652*AB$5","v":1.7902792010816213E-3},{"$f":"I3652*Z$5","v":4.7800798936762908E-5},{"$f":"J3652*AA$5","v":1.2386743494363572E-5},{"$f":"SUM(M3652:R3652)","v":1.2169869223886923E-2}]
[2004,6,1,5,4.4424332511438149E-3,7.9230949768042437E-3,0,2.3754462987773351E-3,4.5833333333333443E-7,0,1.4741432860058726E-2,null,4.1617264008381796E-3,6.7493393607959981E-3,0,2.069842375412845E-3,4.7800798936762908E-5,0,1.3028708935983785E-2]
[2004,6,1,6,4.4444956711308034E-3,8.5547782298083502E-3,0,2.3348913532219222E-3,4.5833333333333443E-7,0,1.5334623587494409E-2,null,4.1636585013840365E-3,7.2874427983463481E-3,0,2.0345048706726368E-3,4.7800798936762908E-5,0,1.3533406969339785E-2]
[2004,6,1,9,5.498382080972297E-3,1.2035627515796567E-2,0,2.9149172660605607E-3,4.5833333333333443E-7,0,2.044938519616276E-2,null,5.150952321542758E-3,1.025262662659763E-2,0,2.5399097766260451E-3,4.7800798936762908E-5,0,1.7991289523703199E-2]
[2004,6,1,12,5.8822840162791566E-3,1.2826016695639826E-2,0,3.1578219944388714E-3,4.5833333333333443E-7,0,2.1866581039691191E-2,null,5.5105964015270915E-3,1.0925924727589862E-2,0,2.7515645297746883E-3,4.7800798936762908E-5,0,1.9235886457828404E-2]
[2004,6,1,16,6.2296741500953365E-3,1.2458788398724016E-2,0,3.2203855571808354E-3,4.5833333333333443E-7,0,2.1909306439333524E-2,null,5.8360357744025896E-3,1.0613098943470374E-2,0,2.8060792175564199E-3,4.7800798936762908E-5,0,1.9303014734366148E-2]
[2004,6,1,19,6.0349652120562569E-3,1.0547360090689411E-2,5.8044437138821515E-5,2.6835562275875466E-3,4.5833333333333443E-7,8.0759903600958096E-6,1.9332460291165466E-2,null,5.6536300336505448E-3,8.9848364586047457E-3,2.9909034285983386E-5,2.3383136042783685E-3,4.7800798936762908E-5,3.3031315984969528E-6,1.7057793061354905E-2]
[2004,6,1,24,4.7204100681544894E-3,7.7645789015539342E-3,2.1766663927058068E-4,2.1574756336238772E-3,4.5833333333333443E-7,3.0284963850359284E-5,1.4890874539786573E-2,null,4.4221385202271261E-3,6.6143064236498447E-3,1.1215887857243769E-4,1.8799138893158239E-3,4.7800798936762908E-5,1.2386743494363572E-5,1.3088705254196359E-2]
[2004,6,2,3,4.1225240766145227E-3,6.9892379782703334E-3,2.1766663927058068E-4,2.0801340435784564E-3,4.5833333333333443E-7,3.0284963850359284E-5,1.3440306034917585E-2,null,3.8620315304276655E-3,5.9538272766909567E-3,1.1215887857243769E-4,1.8125223845951246E-3,4.7800798936762908E-5,1.2386743494363572E-5,1.1800727612717311E-2]
[2004,6,2,6,4.0886840323564027E-3,8.2001311131711142E-3,0,2.0939628718634417E-3,4.5833333333333443E-7,0,1.4383236350724292E-2,null,3.8303297585308587E-3,6.9853343734795331E-3,0,1.8245721180710206E-3,4.7800798936762908E-5,0,1.2688037049018174E-2]
[2004,6,2,7,4.451009499847009E-3,9.6720217941066722E-3,0,2.2564753270814687E-3,4.5833333333333443E-7,0,1.6379964954368484E-2,null,4.1697607366695724E-3,8.2391739067314926E-3,0,1.9661771573075588E-3,4.7800798936762908E-5,0,1.4422912599645387E-2]
[2004,6,2,10,5.099192177975013E-3,1.1725392818028566E-2,0,2.6447836537911531E-3,4.5833333333333443E-7,0,1.9469826983128068E-2,null,4.776986284388665E-3,9.9883512060883126E-3,0,2.304529167101698E-3,4.7800798936762908E-5,0,1.711766745651544E-2]
[2004,6,2,16,5.7427368090362443E-3,1.1826758268473627E-2,0,2.8906687595454234E-3,4.5833333333333443E-7,0,2.0460622170388628E-2,null,5.3798668522656518E-3,1.0074700016309139E-2,0,2.5187808686177524E-3,4.7800798936762908E-5,0,1.8021148536129308E-2]
[2004,6,2,18,5.5987603054253312E-3,1.0600278484119586E-2,0,2.5639547904535934E-3,4.5833333333333443E-7,0,1.8763451913331848E-2,null,5.2449878833979412E-3,9.0299153320417061E-3,0,2.234099030845346E-3,4.7800798936762908E-5,0,1.6556803045221759E-2]
[2004,6,2,21,5.648761400856574E-3,9.3480043043990338E-3,2.1766663927058068E-4,2.4548003393692489E-3,4.5833333333333443E-7,3.0284963850359284E-5,1.7699975981079131E-2,null,5.2918295278668714E-3,7.9631575263558341E-3,1.1215887857243769E-4,2.1389874265815099E-3,4.7800798936762908E-5,1.2386743494363572E-5,1.5566320901807779E-2]
[2004,6,3,1,4.4611200222713383E-3,7.3524116247411682E-3,2.1766663927058068E-4,2.0001313048268847E-3,4.5833333333333443E-7,3.0284963850359284E-5,1.4062072888293664E-2,null,4.1792323990943857E-3,6.2631990807783151E-3,1.1215887857243769E-4,1.7428120910379439E-3,4.7800798936762908E-5,1.2386743494363572E-5,1.2357589991914209E-2]
[2004,6,3,4,3.9611680337887124E-3,7.0299523372311943E-3,1.0883331963529034E-4,2.0069552729708863E-3,4.5833333333333443E-7,1.5142481925179642E-5,1.3122509778884595E-2,null,3.7108711943235604E-3,5.9885100649559727E-3,5.6079439286218847E-5,1.7487581477600815E-3,4.7800798936762908E-5,6.1933717471817859E-6,1.1558213017009778E-2]
[2004,6,3,7,4.741898213889522E-3,1.0233730544304724E-2,0,2.4534429596186937E-3,4.5833333333333443E-7,0,1.7429530051146273E-2,null,4.4422688808549455E-3,8.7176691144898628E-3,0,2.1378046753112862E-3,4.7800798936762908E-5,0,1.5345543469592857E-2]
[2004,6,3,9,5.760057870543899E-3,1.2566771142458603E-2,0,3.0921041360767497E-3,4.5833333333333443E-7,0,2.1419391482412585E-2,null,5.3960934368628179E-3,1.0705084737495093E-2,0,2.6943013501653183E-3,4.7800798936762908E-5,0,1.8843280323459992E-2]
[2004,6,3,12,5.5223171677199548E-3,1.2726081537064676E-2,0,2.9140799221966693E-3,4.5833333333333443E-7,0,2.1162936960314637E-2,null,5.1733750067678953E-3,1.0840794320687847E-2,0,2.5391801580220939E-3,4.7800798936762908E-5,0,1.86011502844146E-2]
[2004,6,3,16,5.7180747442675955E-3,1.2014799324099915E-2,0,2.8739694918307936E-3,4.5833333333333443E-7,0,2.0607301893531639E-2,null,5.3567631250412886E-3,1.0234883997682546E-2,0,2.5042299810763692E-3,4.7800798936762908E-5,0,1.8143677902736969E-2]
[2004,6,3,19,5.6245655693186753E-3,1.0344983445670952E-2,5.4416659817645171E-5,2.4056649168496189E-3,4.5833333333333443E-7,7.571240962589821E-6,1.8437660165952819E-2,null,5.2691625736980986E-3,8.812440613303411E-3,2.8039719643109424E-5,2.096173333197335E-3,4.7800798936762908E-5,3.096685873590893E-6,1.6256713724652309E-2]
[2004,6,3,22,5.4572942465651716E-3,8.895148152742241E-3,2.1766663927058068E-4,2.359007501616538E-3,4.5833333333333443E-7,3.0284963850359284E-5,1.6959859837378227E-2,null,5.1124607302146562E-3,7.5773891040279455E-3,1.1215887857243769E-4,2.0555184485862325E-3,4.7800798936762908E-5,1.2386743494363572E-5,1.4917714703832399E-2]
[2004,6,4,2,3.7262541936341287E-3,6.3542890636616861E-3,2.1766663927058068E-4,1.5139355042165545E-3,4.5833333333333443E-7,3.0284963850359284E-5,1.1842888697966642E-2,null,3.490801004131757E-3,5.4129419643213477E-3,1.1215887857243769E-4,1.3191659444721331E-3,4.7800798936762908E-5,1.2386743494363572E-5,1.0395255333928802E-2]
[2004,6,4,5,3.3102956179409939E-3,6.8573811555569979E-3,0,1.48955840574185E-3,4.5833333333333443E-7,0,1.1657693512573175E-2,null,3.1011258670497425E-3,5.8415041951004878E-3,0,1.29792498800912E-3,4.7800798936762908E-5,0,1.0288355849096112E-2]
[2004,6,4,6,3.5021237646188893E-3,7.5759977583344656E-3,0,1.5447134227734797E-3,4.5833333333333443E-7,0,1.2623293279060166E-2,null,3.2808328468333339E-3,6.453662365190199E-3,0,1.3459842480847718E-3,4.7800798936762908E-5,0,1.1128280259045067E-2]
[2004,6,4,10,4.8145588611738337E-3,1.1220935283812039E-2,0,2.2400393428684529E-3,4.5833333333333443E-7,0,1.8275991821187661E-2,null,4.5103382736876351E-3,9.5586258144950646E-3,0,1.9518556815397311E-3,4.7800798936762908E-5,0,1.6068620568659195E-2]
[2004,6,4,13,4.9100436034592281E-3,1.137858196053535E-2,0,2.2270396360880981E-3,4.5833333333333443E-7,0,1.8516123533416012E-2,null,4.5997895609397373E-3,9.6929181489202269E-3,0,1.9405284021245871E-3,4.7800798936762908E-5,0,1.6281036910921316E-2]
[2004,6,4,17,5.0718546086696561E-3,1.0021730936654979E-2,0,2.1279792592808853E-3,4.5833333333333443E-7,0,1.7222023137938858E-2,null,4.7513761114314108E-3,8.5370758866448442E-3,0,1.8542122577665907E-3,4.7800798936762908E-5,0,1.5190465054779608E-2]
[2004,6,4,20,5.4562445756629295E-3,9.042526625315371E-3,2.1766663927058068E-4,2.1787965210325545E-3,4.5833333333333443E-7,3.0284963850359284E-5,1.6925977658465131E-2,null,5.1114773855341416E-3,7.7029344027759643E-3,1.1215887857243769E-4,1.8984918198136007E-3,4.7800798936762908E-5,1.2386743494363572E-5,1.4885250029127271E-2]
[2004,6,4,23,4.4877074238518855E-3,6.7015154505952234E-3,2.1766663927058068E-4,1.7672041235492722E-3,4.5833333333333443E-7,3.0284963850359284E-5,1.3204836934450655E-2,null,4.2041398056511326E-3,5.7087289929128905E-3,1.1215887857243769E-4,1.5398512619752011E-3,4.7800798936762908E-5,1.2386743494363572E-5,1.1625066481542786E-2]
[2004,6,5,3,3.4681337698991409E-3,5.5308490150581596E-3,2.1766663927058068E-4,1.5392998774736242E-3,4.5833333333333443E-7,3.0284963850359284E-5,1.0786692598885197E-2,null,3.2489905994899202E-3,4.7114892684283569E-3,1.1215887857243769E-4,1.3412671616708943E-3,4.7800798936762908E-5,1.2386743494363572E-5,9.4740934505927344E-3]
[2004,6,5,7,3.6810469749914759E-3,6.8193643109966343E-3,0,1.6479166708383427E-3,4.5833333333333443E-7,0,1.2148786290159785E-2,null,3.4484503227151819E-3,5.8091193018086976E-3,0,1.4359102785047591E-3,4.7800798936762908E-5,0,1.0741280701965401E-2]
[2004,6,5,10,4.8697199459198258E-3,8.4751366153350046E-3,0,2.185390829752532E-3,4.5833333333333443E-7,0,1.5530705724340696E-2,null,4.5620138599504478E-3,7.2195995773707113E-3,0,1.9042377630631659E-3,4.7800798936762908E-5,0,1.3733651999321087E-2]
[2004,6,5,11,4.9483208084587435E-3,8.4847493687620814E-3,0,2.173415429069151E-3,4.5833333333333443E-7,0,1.560694393962331E-2,null,4.635648119885055E-3,7.2277882631381967E-3,0,1.8938030115767744E-3,4.7800798936762908E-5,0,1.3805040193536788E-2]
[2004,6,5,14,5.7046881889309493E-3,8.9127591020965371E-3,0,2.6217278581173007E-3,4.5833333333333443E-7,0,1.7239633482478121E-2,null,5.3442224344757167E-3,7.5923911043833513E-3,0,2.2844395263006568E-3,4.7800798936762908E-5,0,1.5268853864096488E-2]
[2004,6,5,18,5.8348162197430819E-3,7.8538702766369796E-3,0,2.4854868171859698E-3,4.5833333333333443E-7,0,1.6174631646899366E-2,null,5.4661279827876693E-3,6.6903698551992515E-3,0,2.1657260534113008E-3,4.7800798936762908E-5,0,1.4370024690334986E-2]
[2004,6,5,20,5.88050500614097E-3,7.2411632206319868E-3,2.1766663927058068E-4,2.3727996245563334E-3,4.5833333333333443E-7,3.0284963850359284E-5,1.5742877787783566E-2,null,5.5089298028319859E-3,6.1684314129820759E-3,1.1215887857243769E-4,2.0675361989021986E-3,4.7800798936762908E-5,1.2386743494363572E-5,1.3917243835719824E-2]
[2004,6,6,1,5.3986220105210897E-3,6.6222516493771614E-3,2.1766663927058068E-4,2.5157214603145411E-3,4.5833333333333443E-7,3.0284963850359284E-5,1.4785005056667066E-2,null,5.0574958540000282E-3,5.6412076145861655E-3,1.1215887857243769E-4,2.1920709746099877E-3,4.7800798936762908E-5,1.2386743494363572E-5,1.3063120864199746E-2]
[2004,6,6,5,4.904493937131672E-3,6.4844521018316116E-3,0,2.3914418598820616E-3,4.5833333333333443E-7,0,1.378084623217868E-2,null,4.5945905649018596E-3,5.5238221846661776E-3,0,2.0837800890164356E-3,4.7800798936762908E-5,0,1.2249993637521234E-2]
[2004,6,6,8,5.3508972247272987E-3,7.9408414209338474E-3,0,2.6334543363474455E-3,4.5833333333333443E-7,0,1.5925651315341929E-2,null,5.0127866845462773E-3,6.7644567832462858E-3,0,2.2946573794963292E-3,4.7800798936762908E-5,0,1.4119701646225655E-2]
[2004,6,6,9,5.7837408121586059E-3,8.2400422432616117E-3,0,2.7393532524004876E-3,4.5833333333333443E-7,0,1.6763594641154039E-2,null,5.4182799094096047E-3,7.0193329260706937E-3,0,2.386932277089129E-3,4.7800798936762908E-5,0,1.487234591150619E-2]
[2004,6,6,12,6.9376330266139718E-3,9.5051060363714242E-3,0,3.1891609700013691E-3,4.5833333333333443E-7,0,1.9632358366320102E-2,null,6.4992604039131709E-3,8.0969856460937299E-3,0,2.7788717097579495E-3,4.7800798936762908E-5,0,1.7422918558701615E-2]
[2004,6,6,15,6.6115654970221056E-3,8.8987946735302418E-3,0,2.7307180666993783E-3,4.5833333333333443E-7,0,1.8241536570585061E-2,null,6.1937963103313124E-3,7.5804954161896023E-3,0,2.3794080180507687E-3,4.7800798936762908E-5,0,1.6201500543508447E-2]
[2004,6,6,21,6.9081965394086602E-3,7.5553105966116732E-3,2.1766663927058068E-4,2.5818333630658842E-3,4.5833333333333443E-7,3.0284963850359284E-5,1.7293750435540493E-2,null,6.4716839387138929E-3,6.436039873564444E-3,1.1215887857243769E-4,2.2496775043405635E-3,4.7800798936762908E-5,1.2386743494363572E-5,1.5329747737622466E-2]
[2004,6,6,23,5.2742562080350629E-3,6.385845503305493E-3,2.1766663927058068E-4,1.8482565059627137E-3,4.5833333333333443E-7,3.0284963850359284E-5,1.3756768153757542E-2,null,4.9409884324345468E-3,5.439823520177748E-3,1.1215887857243769E-4,1.6104761613188988E-3,4.7800798936762908E-5,1.2386743494363572E-5,1.2163634534934758E-2]
[2004,6,7,2,4.108518235116378E-3,5.9983337719081656E-3,2.1766663927058068E-4,1.5655545941318379E-3,4.5833333333333443E-7,3.0284963850359284E-5,1.1920816537610655E-2,null,3.8489106849284617E-3,5.1097191620768792E-3,1.1215887857243769E-4,1.3641441785588785E-3,4.7800798936762908E-5,1.2386743494363572E-5,1.0495120446567783E-2]
[2004,6,7,6,4.0818490411201561E-3,7.4784656336731054E-3,0,1.7168660971399285E-3,4.5833333333333443E-7,0,1.3277639105266524E-2,null,3.8239266542253385E-3,6.3705789981668114E-3,0,1.495989281087509E-3,4.7800798936762908E-5,0,1.1738295732416422E-2]
[2004,6,7,9,5.4896462226183664E-3,1.1327536071952297E-2,0,2.3894971189170498E-3,4.5833333333333443E-7,0,1.9207137746821049E-2,null,5.1427684614169644E-3,9.6494343807678774E-3,0,2.0820855412337076E-3,4.7800798936762908E-5,0,1.6922089182355313E-2]
[2004,6,7,10,5.9209628817620905E-3,1.1935448543624553E-2,0,2.6087178268022048E-3,4.5833333333333443E-7,0,2.0465587585522187E-2,null,5.546831240979851E-3,1.016728852551666E-2,0,2.2731032506141495E-3,4.7800798936762908E-5,0,1.8035023816047425E-2]
[2004,6,7,14,5.8767439289185933E-3,1.1946225034284469E-2,0,2.368188878757426E-3,4.5833333333333443E-7,0,2.019161617529382E-2,null,5.5054063791839377E-3,1.0176468548322793E-2,0,2.0635186309017148E-3,4.7800798936762908E-5,0,1.7793194357345207E-2]
[2004,6,7,17,6.7691284288608862E-3,1.1218214080815308E-2,0,2.4971970080038836E-3,4.5833333333333443E-7,0,2.048499785101341E-2,null,6.3414032131605411E-3,9.5563077402389396E-3,0,2.175929714589229E-3,4.7800798936762908E-5,0,1.8121441466925473E-2]
[2004,6,7,21,6.7661894800928948E-3,8.9785691451623739E-3,2.1766663927058068E-4,2.135882834024026E-3,4.5833333333333443E-7,3.0284963850359284E-5,1.8129051395733568E-2,null,6.3386499696142682E-3,7.6484518123895416E-3,1.1215887857243769E-4,1.8610990284458587E-3,4.7800798936762908E-5,1.2386743494363572E-5,1.6020547231453235E-2]
[2004,6,7,24,5.0791596857080405E-3,7.5397688913438014E-3,2.1766663927058068E-4,1.8591539818235906E-3,4.5833333333333443E-7,3.0284963850359284E-5,1.4726492495329705E-2,null,4.7582195979290354E-3,6.4228005720786694E-3,1.1215887857243769E-4,1.6199716642622789E-3,4.7800798936762908E-5,1.2386743494363572E-5,1.2973338255273548E-2]
[2004,6,8,4,4.5262645292284704E-3,7.763152659482569E-3,1.0157776499293767E-4,2.1015418066468107E-3,4.5833333333333443E-7,1.4132983130167668E-5,1.4507128076814289E-2,null,4.2402605787306867E-3,6.6130914701779415E-3,5.2340810000470936E-5,1.8311760140981301E-3,4.7800798936762908E-5,5.780480297369668E-6,1.279045015224136E-2]
[2004,6,8,7,5.5575619934269743E-3,1.0595757694314204E-2,0,2.4749438382466538E-3,4.5833333333333443E-7,0,1.8628721859321167E-2,null,5.2063927952963052E-3,9.0260642682005333E-3,0,2.1565394409490809E-3,4.7800798936762908E-5,0,1.6436797303382683E-2]
[2004,6,8,11,6.5514799545168412E-3,1.308174706973432E-2,0,2.8478169847776973E-3,4.5833333333333443E-7,0,2.2481502342362191E-2,null,6.1375074311481618E-3,1.1143770289795053E-2,0,2.481442024409176E-3,4.7800798936762908E-5,0,1.9810520544289157E-2]
[2004,6,8,12,6.9546887994562066E-3,1.3578361478798992E-2,0,3.1249519335118897E-3,4.5833333333333443E-7,0,2.3658460545100426E-2,null,6.5152384628082488E-3,1.1566814464836685E-2,0,2.7229232403361151E-3,4.7800798936762908E-5,0,2.0852776966917813E-2]
[2004,6,8,15,7.2291120167955929E-3,1.3354376141433944E-2,0,3.0923585440477365E-3,4.5833333333333443E-7,0,2.367630503561061E-2,null,6.772321526084488E-3,1.1376011116127004E-2,0,2.6945230282555627E-3,4.7800798936762908E-5,0,2.0890656469403818E-2]
[2004,6,8,18,7.4042264367966569E-3,1.125201262794443E-2,0,2.5563071036857716E-3,4.5833333333333443E-7,0,2.1213004501760193E-2,null,6.9363708800501897E-3,9.58509924976194E-3,0,2.2274352278563799E-3,4.7800798936762908E-5,0,1.8796706156605274E-2]
[2004,6,8,22,7.1857172816549072E-3,9.7601531814743188E-3,2.1766663927058068E-4,2.6378953281313098E-3,4.5833333333333443E-7,3.0284963850359284E-5,1.9832175727714806E-2,null,6.7316688016241097E-3,8.3142491952927743E-3,1.1215887857243769E-4,2.2985270325328274E-3,4.7800798936762908E-5,1.2386743494363572E-5,1.7516791450453279E-2]
[2004,6,9,1,5.2253763755000472E-3,7.5727705008989928E-3,2.1766663927058068E-4,2.0356228619511259E-3,4.5833333333333443E-7,3.0284963850359284E-5,1.5082179674804439E-2,null,4.8951972009113392E-3,6.4509132052091023E-3,1.1215887857243769E-4,1.7737376181453982E-3,4.7800798936762908E-5,1.2386743494363572E-5,1.3292194445269405E-2]
[2004,6,9,4,4.7059344462316768E-3,7.670795863447084E-3,1.0157776499293767E-4,2.2485083972062034E-3,4.5833333333333443E-7,1.4132983130167668E-5,1.4741407788341402E-2,null,4.4085775786172074E-3,6.5344167400952866E-3,5.2340810000470936E-5,1.9592351822074468E-3,4.7800798936762908E-5,5.780480297369668E-6,1.3008151590154546E-2]
[2004,6,9,9,5.6743315509140829E-3,1.165205005687355E-2,0,2.4119373090963291E-3,4.5833333333333443E-7,0,1.9738777250217297E-2,null,5.3157839606184105E-3,9.925873703781167E-3,0,2.1016387749015464E-3,4.7800798936762908E-5,0,1.7391097238237889E-2]
[2004,6,9,12,6.4335003548773662E-3,1.2451753095654713E-2,0,2.6095667358607207E-3,4.5833333333333443E-7,0,2.1495278519726133E-2,null,6.0269826833754181E-3,1.0607105875349925E-2,0,2.2738429465370131E-3,4.7800798936762908E-5,0,1.895573230419912E-2]
[2004,6,9,13,6.3755085564501058E-3,1.236903748917857E-2,0,2.5499373784532379E-3,4.5833333333333443E-7,0,2.1294941757415246E-2,null,5.9726552495339138E-3,1.0536644054536725E-2,0,2.2218849751679394E-3,4.7800798936762908E-5,0,1.8778985078175343E-2]
[2004,6,9,16,7.0251997584043378E-3,1.1917944494563638E-2,0,2.562924681895238E-3,4.5833333333333443E-7,0,2.1506527268196549E-2,null,6.5812940010264755E-3,1.015237758886299E-2,0,2.2332014469486033E-3,4.7800798936762908E-5,0,1.9014673835774834E-2]
[2004,6,9,19,6.9288544637411426E-3,1.0128339811727255E-2,4.7161105175292478E-5,2.1501897264409159E-3,4.5833333333333443E-7,6.5617421675778446E-6,1.9261565182585517E-2,null,6.4910365376660267E-3,8.6278913418226539E-3,2.4301090357361499E-5,1.8735653225482316E-3,4.7800798936762908E-5,2.6837944237787738E-6,1.7067278885754818E-2]
[2004,6,9,23,5.7697526452879563E-3,8.2988626624680203E-3,2.1766663927058068E-4,2.0712314639340507E-3,4.5833333333333443E-7,3.0284963850359284E-5,1.6388256708144304E-2,null,5.405175621719987E-3,7.0694394780848498E-3,1.1215887857243769E-4,1.8047651321546198E-3,4.7800798936762908E-5,1.2386743494363572E-5,1.445172665296302E-2]
[2004,6,10,1,4.6256613185048879E-3,7.0254796198386963E-3,2.1766663927058068E-4,1.8318374484279434E-3,4.5833333333333443E-7,3.0284963850359284E-5,1.3731388323225801E-2,null,4.3333767199768627E-3,5.9846999519085741E-3,1.1215887857243769E-4,1.596169434592514E-3,4.7800798936762908E-5,1.2386743494363572E-5,1.2086592527481515E-2]
[2004,6,10,7,4.5584271839652843E-3,9.767700889606979E-3,0,2.0576492294958589E-3,4.5833333333333443E-7,0,1.6384235636401456E-2,null,4.2703909513828317E-3,8.320678758958578E-3,0,1.7929302679409219E-3,4.7800798936762908E-5,0,1.4431800777219094E-2]
[2004,6,10,10,5.5205129614618893E-3,1.2172351191562455E-2,0,2.5649575620741529E-3,4.5833333333333443E-7,0,2.0258280048431835E-2,null,5.1716848040361347E-3,1.0369095568229784E-2,0,2.2349727947330684E-3,4.7800798936762908E-5,0,1.7823553965935754E-2]
[2004,6,10,13,6.5060784258422662E-3,1.3211072669422379E-2,0,3.0112367319327258E-3,4.5833333333333443E-7,0,2.2728846160530707E-2,null,6.0949747176910173E-3,1.1253937132788678E-2,0,2.6238376314219858E-3,4.7800798936762908E-5,0,2.0020550280838444E-2]
[2004,6,10,14,6.4209836965326362E-3,1.3128459310429759E-2,0,2.9597868528728768E-3,4.5833333333333443E-7,0,2.2509688193168606E-2,null,6.0152569230682434E-3,1.1183562412151243E-2,0,2.5790068390177312E-3,4.7800798936762908E-5,0,1.9825626973173985E-2]
[2004,6,10,17,6.8780036572638117E-3,1.1949474234533689E-2,0,2.937287779900332E-3,4.5833333333333443E-7,0,2.1765224005031166E-2,null,6.4433988733823529E-3,1.0179236400430759E-2,0,2.5594022978963223E-3,4.7800798936762908E-5,0,1.9229838370646197E-2]
[2004,6,10,22,6.248118663475871E-3,9.3387297616900865E-3,2.1766663927058068E-4,2.4808084033536219E-3,4.5833333333333443E-7,3.0284963850359284E-5,1.8316066764973854E-2,null,5.8533148226058733E-3,7.9552569475615439E-3,1.1215887857243769E-4,2.1616495229484166E-3,4.7800798936762908E-5,1.2386743494363572E-5,1.6142567714119399E-2]
[2004,6,11,1,4.7311232405692896E-3,7.2305739950589811E-3,2.1766663927058068E-4,1.7882834422203004E-3,4.5833333333333443E-7,3.0284963850359284E-5,1.3998390614302844E-2,null,4.4321747526148434E-3,6.1594109131433801E-3,1.1215887857243769E-4,1.5582187018338006E-3,4.7800798936762908E-5,1.2386743494363572E-5,1.2322150788595589E-2]
[2004,6,11,4,3.3901210313823358E-3,6.3558121528220343E-3,9.7949987671761305E-5,1.4023940418345074E-3,4.5833333333333443E-7,1.3628233732661678E-5,1.1260363780776635E-2,null,3.1759073014114448E-3,5.4142394176082305E-3,5.047149535759696E-5,1.2219744206844931E-3,4.7800798936762908E-5,5.5740345724636073E-6,9.9159674685709923E-3]
[2004,6,11,8,4.8052589430081817E-3,1.0400034007301337E-2,0,2.0701760455468852E-3,4.5833333333333443E-7,0,1.7275927329189738E-2,null,4.5016259953555605E-3,8.8593357879206101E-3,0,1.8038454945679191E-3,4.7800798936762908E-5,0,1.5212608076780853E-2]
[2004,6,11,11,5.6269978704502439E-3,1.198875161675295E-2,0,2.6026889139911594E-3,4.5833333333333443E-7,0,2.0218896734527689E-2,null,5.2714411834738186E-3,1.0212695090826064E-2,0,2.2678499644336139E-3,4.7800798936762908E-5,0,1.7799787037670264E-2]
[2004,6,11,14,5.4643663561853963E-3,1.1396070434970287E-2,0,2.3148104886319969E-3,4.5833333333333443E-7,0,1.9175705613121014E-2,null,5.1190859699542816E-3,9.7078158182286912E-3,0,2.0170074326187649E-3,4.7800798936762908E-5,0,1.6891710019738503E-2]
[2004,6,11,15,5.5203784026525279E-3,1.1269492040518761E-2,0,2.4803069291076045E-3,4.5833333333333443E-7,0,1.927063570561223E-2,null,5.1715587476796904E-3,9.5999891996662277E-3,0,2.161212563946178E-3,4.7800798936762908E-5,0,1.6980561310228862E-2]
[2004,6,11,19,5.8167659397814955E-3,9.3561775185474864E-3,4.3533327854116141E-5,2.1682637770744258E-3,4.5833333333333443E-7,6.0569927700718568E-6,1.739125588936093E-2,null,5.4492182573259952E-3,7.9701199313399803E-3,2.243177571448754E-5,1.8893141255903595E-3,4.7800798936762908E-5,2.4773486988727144E-6,1.5381362237606456E-2]
[2004,6,11,23,5.223479618332587E-3,7.1279088392840369E-3,2.1766663927058068E-4,2.0145605038232521E-3,4.5833333333333443E-7,3.0284963850359284E-5,1.4614358897894149E-2,null,4.8934202953432549E-3,6.0719549405868611E-3,1.1215887857243769E-4,1.7553849568363912E-3,4.7800798936762908E-5,1.2386743494363572E-5,1.2893106613770071E-2]
[2004,6,12,2,4.2065937400037725E-3,5.83578628810048E-3,2.1766663927058068E-4,1.9426495313870748E-3,4.5833333333333443E-7,3.0284963850359284E-5,1.2233439495945599E-2,null,3.9407890306211767E-3,4.9712520436498734E-3,1.1215887857243769E-4,1.69272541446654E-3,4.7800798936762908E-5,1.2386743494363572E-5,1.0777112909741154E-2]
[2004,6,12,5,3.8390398667200007E-3,5.8131509573221872E-3,0,1.9190660658383347E-3,4.5833333333333443E-7,0,1.1571715223213857E-2,null,3.5964600172856236E-3,4.9519699916974703E-3,0,1.6721759891324475E-3,4.7800798936762908E-5,0,1.0268406797052305E-2]
[2004,6,12,9,5.1683289776789862E-3,8.6255809911077903E-3,0,2.6761254343247109E-3,4.5833333333333443E-7,0,1.6470493736444821E-2,null,4.8417544932353373E-3,7.347756585457367E-3,0,2.3318387911932374E-3,4.7800798936762908E-5,0,1.4569150668822705E-2]
[2004,6,12,12,5.6736296700771452E-3,8.802560127444627E-3,0,2.7737524004803425E-3,4.5833333333333443E-7,0,1.7250400531335447E-2,null,5.3151264299715348E-3,7.4985173998127303E-3,0,2.4169059348436456E-3,4.7800798936762908E-5,0,1.5278350563564674E-2]
[2004,6,12,16,6.3557703854443433E-3,9.2017158239919745E-3,0,3.3271408495710452E-3,4.5833333333333443E-7,0,1.8885085392340697E-2,null,5.9541642868711003E-3,7.8385407444375339E-3,0,2.8991003176766705E-3,4.7800798936762908E-5,0,1.6739606147922071E-2]
[2004,6,12,17,6.2114850274444617E-3,8.777205396034023E-3,0,3.1892945277305507E-3,4.5833333333333443E-7,0,1.8178443284542371E-2,null,5.818995979392786E-3,7.4769188089599137E-3,0,2.7789880851302601E-3,4.7800798936762908E-5,0,1.6122703672419726E-2]
[2004,6,12,20,6.4176438607423843E-3,7.9375417966745798E-3,2.1766663927058068E-4,3.0820976949733408E-3,4.5833333333333443E-7,3.0284963850359284E-5,1.7685693288844579E-2,null,6.0121281236025052E-3,6.7616459771213926E-3,1.1215887857243769E-4,2.6855822493236916E-3,4.7800798936762908E-5,1.2386743494363572E-5,1.5631702771051154E-2]
[2004,6,12,24,5.1182659352653342E-3,6.1623350080881609E-3,2.1766663927058068E-4,2.414480098609268E-3,4.5833333333333443E-7,3.0284963850359284E-5,1.3943490978417036E-2,null,4.7948548160673052E-3,5.2494246688023971E-3,1.1215887857243769E-4,2.1038544315923943E-3,4.7800798936762908E-5,1.2386743494363572E-5,1.2320480337465661E-2]
[2004,6,13,3,4.8681386059747566E-3,6.4355133656373298E-3,2.1766663927058068E-4,2.5315815104799424E-3,4.5833333333333443E-7,3.0284963850359284E-5,1.4083643418546303E-2,null,4.5605324411364676E-3,5.4821334078143692E-3,1.1215887857243769E-4,2.2058906109138762E-3,4.7800798936762908E-5,1.2386743494363572E-5,1.2420902880868277E-2]
[2004,6,13,6,4.7150358241358353E-3,6.5961669156779888E-3,0,2.4722045829831327E-3,4.5833333333333443E-7,0,1.378386565613029E-2,null,4.4171038619773432E-3,5.6189871665936666E-3,0,2.1541525940544882E-3,4.7800798936762908E-5,0,1.2238044421562263E-2]
[2004,6,13,9,5.7502058239123363E-3,8.0587039468562726E-3,0,2.9616365170488938E-3,4.5833333333333443E-7,0,1.6771004621150838E-2,null,5.3868639177567495E-3,6.8648587332039677E-3,0,2.5806185417507179E-3,4.7800798936762908E-5,0,1.4880141991648199E-2]
[2004,6,13,14,6.3922956160309087E-3,8.7350960110309604E-3,0,2.9743945233218802E-3,4.5833333333333443E-7,0,1.8102244483717084E-2,null,5.9883815745230135E-3,7.4410476587979954E-3,0,2.5917352157092924E-3,4.7800798936762908E-5,0,1.6068965247967065E-2]
[2004,6,13,15,6.4100401074339867E-3,8.6971339094317687E-3,0,2.9007404528327008E-3,4.5833333333333443E-7,0,1.8008372803031792E-2,null,6.0050048334819679E-3,7.4087093986493959E-3,0,2.5275568268740591E-3,4.7800798936762908E-5,0,1.5989071857942187E-2]
[2004,6,13,18,6.1681420119166757E-3,7.2358080688475802E-3,0,2.5012091071117092E-3,4.5833333333333443E-7,0,1.5905617521209302E-2,null,5.7783917065052908E-3,6.1638695925284089E-3,0,2.1794256524902494E-3,4.7800798936762908E-5,0,1.4169487750460712E-2]
[2004,6,13,21,6.8888581008954442E-3,7.9241336474577054E-3,2.1766663927058068E-4,2.9847619279144274E-3,4.5833333333333443E-7,3.0284963850359284E-5,1.8046163612721853E-2,null,6.4535674503928327E-3,6.7502241590654674E-3,1.1215887857243769E-4,2.6007688416682332E-3,4.7800798936762908E-5,1.2386743494363572E-5,1.59769068721301E-2]
[2004,6,14,1,4.8284762721713956E-3,6.6958959507288293E-3,2.1766663927058068E-4,1.9864868852287158E-3,4.5833333333333443E-7,3.0284963850359284E-5,1.3759269044583213E-2,null,4.5233762764004407E-3,5.7039419858471822E-3,1.1215887857243769E-4,1.7309230418572743E-3,4.7800798936762908E-5,1.2386743494363572E-5,1.2130587725108459E-2]
[2004,6,14,6,4.0300879525449543E-3,7.4969281716903242E-3,0,1.7769008324522025E-3,4.5833333333333443E-7,0,1.3304375290020815E-2,null,3.7754362264166424E-3,6.3863064297960698E-3,0,1.5483004780234271E-3,4.7800798936762908E-5,0,1.1757843933172902E-2]
[2004,6,14,8,4.8546290704740511E-3,1.011631225277035E-2,0,2.1232897928067742E-3,4.5833333333333443E-7,0,1.7094689449384512E-2,null,4.5478765412325416E-3,8.6176455884497873E-3,0,1.8501260965971343E-3,4.7800798936762908E-5,0,1.5063449025216226E-2]
[2004,6,14,12,5.8028261716638113E-3,1.2128713719162231E-2,0,2.5421176449821853E-3,4.5833333333333443E-7,0,2.0474115869141562E-2,null,5.4361593101866111E-3,1.033192270700084E-2,0,2.2150712594837963E-3,4.7800798936762908E-5,0,1.8030954075608015E-2]
[2004,6,14,15,5.9604992311434717E-3,1.1864822937226849E-2,0,2.5105412188404929E-3,4.5833333333333443E-7,0,2.033632172054415E-2,null,5.5838693819515563E-3,1.010712564894688E-2,0,2.1875571772139468E-3,4.7800798936762908E-5,0,1.7926353007049148E-2]
[2004,6,14,16,6.3239633055288845E-3,1.1714751235963577E-2,0,2.6381568846896861E-3,4.5833333333333443E-7,0,2.0677329759515483E-2,null,5.9243670211083224E-3,9.9792861060355367E-3,0,2.2987549395363971E-3,4.7800798936762908E-5,0,1.8250208865617019E-2]
[2004,6,14,19,6.5917782865450095E-3,9.6966314988079279E-3,3.9905550532939791E-5,1.9950454402809727E-3,4.5833333333333443E-7,5.552243372565869E-6,1.8329371352872752E-2,null,6.175259406885375E-3,8.2601378417952558E-3,2.0562461071613578E-5,1.7383805288686974E-3,4.7800798936762908E-5,2.270902973966655E-6,1.624441194053167E-2]
[2004,6,14,23,5.201474794426883E-3,7.4758893841057172E-3,2.1766663927058068E-4,1.7091324458327472E-3,4.5833333333333443E-7,3.0284963850359284E-5,1.4634906560819621E-2,null,4.8728059042163693E-3,6.3683844034207798E-3,1.1215887857243769E-4,1.4892505729969452E-3,4.7800798936762908E-5,1.2386743494363572E-5,1.290278730163766E-2]
[2004,6,15,3,4.0358077334731891E-3,7.0517605674957516E-3,2.1766663927058068E-4,1.8927899845244084E-3,4.5833333333333443E-7,3.0284963850359284E-5,1.3228768221947622E-2,null,3.7807945879159213E-3,6.0070875460217429E-3,1.1215887857243769E-4,1.6492803561765049E-3,4.7800798936762908E-5,1.2386743494363572E-5,1.1609508911117733E-2]
[2004,6,15,6,4.3445964943370358E-3,8.4544249165471076E-3,0,2.0799579422323324E-3,4.5833333333333443E-7,0,1.4879437686449809E-2,null,4.0700717172995303E-3,7.2019561836883994E-3,0,1.8123689388915691E-3,4.7800798936762908E-5,0,1.3132197638816262E-2]
[2004,6,15,10,5.3264232496424329E-3,1.1928075432154767E-2,0,2.5367360413686962E-3,4.5833333333333443E-7,0,1.9791693056499228E-2,null,4.9898591620634314E-3,1.0161007693139885E-2,0,2.2103820054212614E-3,4.7800798936762908E-5,0,1.7409049659561342E-2]
[2004,6,15,13,5.4084994128879909E-3,1.2300162971520329E-2,0,2.5421307680662431E-3,4.5833333333333443E-7,0,2.0251251485807899E-2,null,5.0667491266724882E-3,1.0477972854160165E-2,0,2.2150826942678586E-3,4.7800798936762908E-5,0,1.7807605474037275E-2]
[2004,6,15,16,5.9916450053499595E-3,1.1720739149051222E-2,0,2.7006270552009516E-3,4.5833333333333443E-7,0,2.0413469542935467E-2,null,5.613047128349054E-3,9.9843869482707723E-3,0,2.3531882501063041E-3,4.7800798936762908E-5,0,1.7998423125662893E-2]
[2004,6,15,17,5.8910723882126901E-3,1.115551143523703E-2,0,2.4991439808614191E-3,4.5833333333333443E-7,0,1.9546186137644476E-2,null,5.5188294570235937E-3,9.5028940887471325E-3,0,2.1776262071289175E-3,4.7800798936762908E-5,0,1.7247150551836409E-2]
[2004,6,15,20,6.2426836976950907E-3,9.5541373414511493E-3,2.1766663927058068E-4,2.1586103569110689E-3,4.5833333333333443E-7,3.0284963850359284E-5,1.8203841332511583E-2,null,5.8482232794585002E-3,8.1387532783453453E-3,1.1215887857243769E-4,1.8809026291351186E-3,4.7800798936762908E-5,1.2386743494363572E-5,1.6040225607942531E-2]
[2004,6,15,24,4.6153495732118889E-3,7.7332958568386576E-3,2.1766663927058068E-4,1.8870709383114555E-3,4.5833333333333443E-7,3.0284963850359284E-5,1.4484126304816275E-2,null,4.3237165494805375E-3,6.5876577610198377E-3,1.1215887857243769E-4,1.6442970718965751E-3,4.7800798936762908E-5,1.2386743494363572E-5,1.2728017803400514E-2]
[2004,6,16,4,4.2254136937517339E-3,7.0970220522021277E-3,9.4322210350584955E-5,2.0912757610932298E-3,4.5833333333333443E-7,1.3123484335155689E-5,1.3521615535066166E-2,null,3.958419796003026E-3,6.0456438325677394E-3,4.8602180714722998E-5,1.822230707220152E-3,4.7800798936762908E-5,5.3675888475575475E-6,1.1928064904289959E-2]
[2004,6,16,7,4.9559456061904397E-3,9.7259948285796736E-3,0,2.3590465475657688E-3,4.5833333333333443E-7,0,1.7041445315669215E-2,null,4.6427911246815544E-3,8.2851511829167088E-3,0,2.0555524712287765E-3,4.7800798936762908E-5,0,1.5031295577763804E-2]
[2004,6,16,11,5.7850746125820574E-3,1.2119829747887967E-2,0,2.8119281898385576E-3,4.5833333333333443E-7,0,2.0717290883641916E-2,null,5.4195294301388804E-3,1.0324354838992555E-2,0,2.4501703645927581E-3,4.7800798936762908E-5,0,1.8241855432660957E-2]
[2004,6,16,14,5.5330048645144438E-3,1.1933793580131399E-2,0,2.5984182460462826E-3,4.5833333333333443E-7,0,2.006567502402546E-2,null,5.183387373279497E-3,1.0165878734232102E-2,0,2.2641287228765332E-3,4.7800798936762908E-5,0,1.7661195629324895E-2]
[2004,6,16,17,6.3905711373647847E-3,1.1490500544990777E-2,0,2.8757962348605402E-3,4.5833333333333443E-7,0,2.0757326250549438E-2,null,5.9867660615852232E-3,9.7882567141502324E-3,0,2.5058217114951563E-3,4.7800798936762908E-5,0,1.8328645286167376E-2]
[2004,6,16,19,6.119044427524048E-3,9.9201385599746433E-3,3.9905550532939791E-5,2.2997857980057829E-3,4.5833333333333443E-7,5.552243372565869E-6,1.8384884912743316E-2,null,5.7323964823493461E-3,8.450533767852526E-3,2.0562461071613578E-5,2.0039156858797998E-3,4.7800798936762908E-5,2.270902973966655E-6,1.6257480099064015E-2]
[2004,6,16,22,6.1067332760997052E-3,8.8801808564689493E-3,2.1766663927058068E-4,2.3954032222754705E-3,4.5833333333333443E-7,3.0284963850359284E-5,1.7630727291298401E-2,null,5.7208632434663058E-3,7.5646391165347035E-3,1.1215887857243769E-4,2.0872318175402358E-3,4.7800798936762908E-5,1.2386743494363572E-5,1.5545080598544809E-2]
[2004,6,17,1,4.5790144242411918E-3,7.3101041342536529E-3,2.1766663927058068E-4,1.9017442029154168E-3,4.5833333333333443E-7,3.0284963850359284E-5,1.4039272697864535E-2,null,4.2896773326367493E-3,6.227159173186665E-3,1.1215887857243769E-4,1.6570826039789283E-3,4.7800798936762908E-5,1.2386743494363572E-5,1.2346265530805907E-2]
[2004,6,17,5,3.5834712105094957E-3,7.0270859114892554E-3,0,1.6533684985026169E-3,4.5833333333333443E-7,0,1.2264383953834701E-2,null,3.3570401400136031E-3,5.9860682817713074E-3,0,1.440660722212441E-3,4.7800798936762908E-5,0,1.0831569942934114E-2]
[2004,6,17,8,4.7806835817248913E-3,1.0630333569876936E-2,0,2.1328851081874232E-3,4.5833333333333443E-7,0,1.7544360593122584E-2,null,4.4786034930283797E-3,9.0555179499439333E-3,0,1.8584869635174012E-3,4.7800798936762908E-5,0,1.5440409205426477E-2]
[2004,6,17,10,5.2614385143713418E-3,1.1894554801780286E-2,0,2.4399423799429426E-3,4.5833333333333443E-7,0,1.9596394029427904E-2,null,4.9289806585182073E-3,1.0132452928789903E-2,0,2.1260409608800696E-3,4.7800798936762908E-5,0,1.7235275347124945E-2]
[2004,6,17,16,6.1705592850647513E-3,1.1928264407239432E-2,0,2.7701009436125962E-3,4.5833333333333443E-7,0,2.0869382969250113E-2,null,5.7806562378802506E-3,1.0161168672779898E-2,0,2.4137242421399447E-3,4.7800798936762908E-5,0,1.8403349951736859E-2]
[2004,6,17,19,6.1116624454013871E-3,1.006466098974129E-2,3.9905550532939791E-5,2.1941244547073096E-3,4.5833333333333443E-7,5.552243372565869E-6,1.8416364017088828E-2,null,5.7254809502178322E-3,8.5736461281861586E-3,2.0562461071613578E-5,1.9118477970309579E-3,4.7800798936762908E-5,2.270902973966655E-6,1.6281609038417289E-2]
[2004,6,17,20,6.1139544745030866E-3,9.5231337338002511E-3,2.1766663927058068E-4,2.1243791368129547E-3,4.5833333333333443E-7,3.0284963850359284E-5,1.8009877281570566E-2,null,5.727628151421491E-3,8.1123426559739746E-3,1.1215887857243769E-4,1.8510752952325886E-3,4.7800798936762908E-5,1.2386743494363572E-5,1.5863392523631621E-2]
[2004,6,17,23,5.0009292800218489E-3,7.9015191455418712E-3,2.1766663927058068E-4,1.8834340127148891E-3,4.5833333333333443E-7,3.0284963850359284E-5,1.5034292374732883E-2,null,4.6849323865548013E-3,6.7309598503133708E-3,1.1215887857243769E-4,1.6411280409991513E-3,4.7800798936762908E-5,1.2386743494363572E-5,1.3229366698870886E-2]
[2004,6,18,3,3.4326365127144648E-3,6.0755048396738684E-3,2.1766663927058068E-4,1.3456996672795692E-3,4.5833333333333443E-7,3.0284963850359284E-5,1.1102250956122175E-2,null,3.2157363300318992E-3,5.1754578319666844E-3,1.1215887857243769E-4,1.1725738432175391E-3,4.7800798936762908E-5,1.2386743494363572E-5,9.7361144262196869E-3]
[2004,6,18,6,3.6172173112324233E-3,7.5501334512208694E-3,0,1.5150935028661241E-3,4.5833333333333443E-7,0,1.268290259865275E-2,null,3.3886539044450195E-3,6.4316296890008342E-3,0,1.3201749652514215E-3,4.7800798936762908E-5,0,1.1188259357634038E-2]
[2004,6,18,11,5.0397197857176999E-3,1.1380517734307986E-2,0,2.2175665768250702E-3,4.5833333333333443E-7,0,1.8638262430184092E-2,null,4.7212718119394644E-3,9.694567150245529E-3,0,1.9322740629305146E-3,4.7800798936762908E-5,0,1.6395913824052272E-2]
[2004,6,18,14,5.1805489909437803E-3,1.1029156470340805E-2,0,2.137067808669495E-3,4.5833333333333443E-7,0,1.8347231603287415E-2,null,4.8532023527635797E-3,9.395257800086855E-3,0,1.8621315547278647E-3,4.7800798936762908E-5,0,1.6158392506515063E-2]
[2004,6,18,17,5.4099879288796136E-3,9.7984197790189076E-3,0,2.0260695639177585E-3,4.5833333333333443E-7,0,1.7234935605149614E-2,null,5.068143586859101E-3,8.3468468422688066E-3,0,1.7654133629919182E-3,4.7800798936762908E-5,0,1.5228204591056589E-2]
[2004,6,18,20,5.5919895417130263E-3,8.4596484078823427E-3,2.1766663927058068E-4,1.9378397409070978E-3,4.5833333333333443E-7,3.0284963850359284E-5,1.6237887626956743E-2,null,5.2386449482310291E-3,7.2064058483425394E-3,1.1215887857243769E-4,1.6885344091142247E-3,4.7800798936762908E-5,1.2386743494363572E-5,1.4305931626691358E-2]
[2004,6,18,21,5.9797058954984966E-3,8.2061943554576685E-3,2.1766663927058068E-4,2.1907917827833686E-3,4.5833333333333443E-7,3.0284963850359284E-5,1.662510197019381E-2,null,5.6018624226118214E-3,6.9904993853768397E-3,1.1215887857243769E-4,1.9089438772180486E-3,4.7800798936762908E-5,1.2386743494363572E-5,1.4673652106210274E-2]
[2004,6,18,24,4.0759934251418497E-3,5.5089464916894043E-3,2.1766663927058068E-4,1.4812913905987506E-3,4.5833333333333443E-7,3.0284963850359284E-5,1.1314641243884278E-2,null,3.8184410407715373E-3,4.6928314631759557E-3,1.1215887857243769E-4,1.2907215339591697E-3,4.7800798936762908E-5,1.2386743494363572E-5,9.9743404589102275E-3]
[2004,6,19,4,3.8401497401769034E-3,5.6467007025002465E-3,9.4322210350584955E-5,1.6565266462150914E-3,4.5833333333333443E-7,1.3123484335155689E-5,1.1251281116911316E-2,null,3.597499760463755E-3,4.8101782727071997E-3,4.8602180714722998E-5,1.4434125705562479E-3,4.7800798936762908E-5,5.3675888475575475E-6,9.952861172226244E-3]
[2004,6,19,8,4.61528604899739E-3,7.8432290987196871E-3,0,1.9562642550157482E-3,4.5833333333333443E-7,0,1.4415237736066159E-2,null,4.3236570392109113E-3,6.6813050994222875E-3,0,1.7045885880986559E-3,4.7800798936762908E-5,0,1.2757351525668618E-2]
[2004,6,19,11,5.7079618580189321E-3,9.0008588027638715E-3,0,2.3747403994616376E-3,4.5833333333333443E-7,0,1.7084019393577777E-2,null,5.3472892481566106E-3,7.6674394004253889E-3,0,2.0692272908634035E-3,4.7800798936762908E-5,0,1.5131756738382166E-2]
[2004,6,19,15,5.7485690918489532E-3,8.3544835052918685E-3,0,2.2298118296674341E-3,4.5833333333333443E-7,0,1.6333322760141589E-2,null,5.3853306069214036E-3,7.1168204504006788E-3,0,1.9429439497824358E-3,4.7800798936762908E-5,0,1.4492895806041281E-2]
[2004,6,19,18,6.3163214973094703E-3,7.7907351964325586E-3,0,2.3388581210924369E-3,4.5833333333333443E-7,0,{"$f":"SUM(E4100:J4100)","v":1.6446373148167801E-2},null,{"$f":"E4100*V$5","v":5.9172080806765915E-3},{"$f":"F4100*W$5","v":6.6365878314928305E-3},{"$f":"G4100*X$5","v":0},{"$f":"H4100*AB$5","v":2.0379613092526387E-3},{"$f":"I4100*Z$5","v":4.7800798936762908E-5},{"$f":"J4100*AA$5","v":0},{"$f":"SUM(M4100:R4100)","v":1.4639558020358824E-2}]
[2004,6,19,19,6.2190278282605741E-3,7.4933572314916574E-3,3.9905550532939791E-5,2.3303198617785235E-3,4.5833333333333443E-7,5.552243372565869E-6,1.6088621048769597E-2,null,5.8260621684648661E-3,6.3832645014450318E-3,2.0562461071613578E-5,2.0305215069092654E-3,4.7800798936762908E-5,2.270902973966655E-6,1.4310482339801506E-2]
[2004,6,20,1,5.468522766433735E-3,6.7162718743958268E-3,2.1766663927058068E-4,2.4816693559143684E-3,4.5833333333333443E-7,3.0284963850359284E-5,1.4914873933198203E-2,null,5.122979746469386E-3,5.721299347335446E-3,1.1215887857243769E-4,2.162399712962971E-3,4.7800798936762908E-5,1.2386743494363572E-5,1.3179025227771366E-2]
[2004,6,20,2,5.2407089254020165E-3,6.6856240367420827E-3,2.1766663927058068E-4,2.4975887983536187E-3,4.5833333333333443E-7,3.0284963850359284E-5,1.4672331696951991E-2,null,4.9095609232481388E-3,5.6951917899219244E-3,1.1215887857243769E-4,2.176271100655745E-3,4.7800798936762908E-5,1.2386743494363572E-5,1.2953370234829372E-2]
[2004,6,20,6,4.9480401237882773E-3,6.8162943761877898E-3,0,2.4056626768205556E-3,4.5833333333333443E-7,0,1.4170455510129956E-2,null,4.6353851710150655E-3,5.8065041581178709E-3,0,2.0961713813506108E-3,4.7800798936762908E-5,0,1.258586150942031E-2]
[2004,6,20,9,5.95473579074823E-3,8.4927281119962852E-3,0,2.7695503058666753E-3,4.5833333333333443E-7,0,1.7217472541944525E-2,null,5.5784701197237312E-3,7.2345850068245912E-3,0,2.4132444445791258E-3,4.7800798936762908E-5,0,1.5274100370064211E-2]
[2004,6,20,12,7.2585646813552833E-3,9.624223685419776E-3,0,3.2636089030404431E-3,4.5833333333333443E-7,0,2.0146855603148835E-2,null,6.7999131464293828E-3,8.1984567807502282E-3,0,2.8437418298046489E-3,4.7800798936762908E-5,0,1.7889912555921025E-2]
[2004,6,20,16,7.5428108778571833E-3,9.0656205101490497E-3,0,3.0603078742716971E-3,4.5833333333333443E-7,0,1.9669197595611265E-2,null,7.0661984980472633E-3,7.7226070769465961E-3,0,2.6665957143453493E-3,4.7800798936762908E-5,0,1.7503202088275972E-2]
[2004,6,20,18,6.6904138013017421E-3,6.9220241412339383E-3,0,2.2864581263156744E-3,4.5833333333333443E-7,0,1.5899354402184689E-2,null,6.2676623767482691E-3,5.8965707377717615E-3,0,1.9923026346211894E-3,4.7800798936762908E-5,0,1.4204336548077982E-2]
[2004,6,20,21,7.0308466575370035E-3,7.4105224625097416E-3,2.1766663927058068E-4,2.643794126557541E-3,4.5833333333333443E-7,3.0284963850359284E-5,1.7333573183058563E-2,null,6.5865840859584742E-3,6.3127011712856866E-3,1.1215887857243769E-4,2.3036669436951704E-3,4.7800798936762908E-5,1.2386743494363572E-5,1.5375298621942894E-2]
[2004,6,20,24,4.9138139271993949E-3,6.5789031591321039E-3,2.1766663927058068E-4,1.8540367704660316E-3,4.5833333333333443E-7,3.0284963850359284E-5,1.3595163793251803E-2,null,4.6033216468399857E-3,5.6042809246627714E-3,1.1215887857243769E-4,1.6155127880850858E-3,4.7800798936762908E-5,1.2386743494363572E-5,1.1995461780591408E-2]
[2004,6,21,3,4.0463182751991717E-3,6.1885594011156821E-3,2.1766663927058068E-4,1.8309493140205386E-3,4.5833333333333443E-7,3.0284963850359284E-5,1.2314236926789667E-2,null,3.7906409933688048E-3,5.2717640864910417E-3,1.1215887857243769E-4,1.595395559707422E-3,4.7800798936762908E-5,1.2386743494363572E-5,1.0830147060570833E-2]
[2004,6,21,7,4.5011301076785179E-3,8.986091028237669E-3,0,1.9304463857613024E-3,4.5833333333333443E-7,0,1.5418125855010822E-2,null,4.2167143418328562E-3,7.6548593768143054E-3,0,1.6820922176889247E-3,4.7800798936762908E-5,0,1.3601466735272851E-2]
[2004,6,21,10,5.5679620361681198E-3,1.186611170094953E-2,0,2.5050020345621536E-3,4.5833333333333443E-7,0,1.9939534105013139E-2,null,5.2161356839338612E-3,1.0108223490604177E-2,0,2.1827306154219885E-3,4.7800798936762908E-5,0,1.7554890588896789E-2]
[2004,6,21,13,5.7490611816140161E-3,1.2249656374978948E-2,0,2.5750236213233453E-3,4.5833333333333443E-7,0,2.0574199511249645E-2,null,5.3857916026980581E-3,1.0434948485398391E-2,0,2.2437438437768287E-3,4.7800798936762908E-5,0,1.8112284730810044E-2]
[2004,6,21,15,6.1666457411098524E-3,1.1970463599062264E-2,0,2.6643403492592997E-3,4.5833333333333443E-7,0,2.0801908022764753E-2,null,5.7769899815119079E-3,1.0197116325458232E-2,0,2.3215698709996768E-3,4.7800798936762908E-5,0,1.8343476976906581E-2]
[2004,6,21,21,6.4777892784825325E-3,8.8605112204247286E-3,2.1766663927058068E-4,2.1413132613005456E-3,4.5833333333333443E-7,3.0284963850359284E-5,1.7728023696662081E-2,null,6.0684730946460588E-3,7.5478834106957032E-3,1.1215887857243769E-4,1.8658308249505085E-3,4.7800798936762908E-5,1.2386743494363572E-5,1.5654533751295833E-2]
[2004,6,21,22,5.883320386754173E-3,8.2371368202675318E-3,2.1766663927058068E-4,2.0192936950395525E-3,4.5833333333333443E-7,3.0284963850359284E-5,1.6388160838515534E-2,null,5.5115672862029201E-3,7.0168579228262404E-3,1.1215887857243769E-4,1.759509217509206E-3,4.7800798936762908E-5,1.2386743494363572E-5,1.4460280847541931E-2]
[2004,6,22,1,4.5141200536501754E-3,7.1167520899696624E-3,2.1766663927058068E-4,1.8728746745781048E-3,4.5833333333333443E-7,3.0284963850359284E-5,1.3752156754652217E-2,null,4.2288834838411886E-3,6.0624509920028172E-3,1.1215887857243769E-4,1.6319271739692047E-3,4.7800798936762908E-5,1.2386743494363572E-5,1.2095608070816775E-2]
[2004,6,22,4,3.8945079020890287E-3,7.0070757738867062E-3,9.4322210350584955E-5,1.841120979229813E-3,4.5833333333333443E-7,1.3123484335155689E-5,1.2850608683224622E-2,null,3.6484231586875731E-3,5.969022517492169E-3,4.8602180714722998E-5,1.6042586283819297E-3,4.7800798936762908E-5,5.3675888475575475E-6,1.1323474873060716E-2]
[2004,6,22,8,5.0528701931471616E-3,1.0861310796224254E-2,0,2.3695786037871884E-3,4.5833333333333443E-7,0,1.8284217926491937E-2,null,4.7335912762255915E-3,9.2522773842050928E-3,0,2.0647295661934345E-3,4.7800798936762908E-5,0,1.6098399025560883E-2]
[2004,6,22,12,5.7180241090337199E-3,1.219755586707587E-2,0,2.7348036986153965E-3,4.5833333333333443E-7,0,2.065084200805832E-2,null,5.3567156893280839E-3,1.0390566333002492E-2,0,2.3829680286788623E-3,4.7800798936762908E-5,0,1.8178050849946205E-2]
[2004,6,22,16,5.8752321813744452E-3,1.159542790074667E-2,0,2.6155118707954679E-3,4.5833333333333443E-7,0,2.0086630286249917E-2,null,5.5039901553916581E-3,9.8776397562948502E-3,0,2.2790232329622721E-3,4.7800798936762908E-5,0,1.7708453943585546E-2]
[2004,6,22,19,5.9664818994624854E-3,9.7646791660267115E-3,3.6277773211763454E-5,2.1437046856045876E-3,4.5833333333333443E-7,5.0474939750598812E-6,1.7916649351613943E-2,null,5.5894740196091482E-3,8.3181046843125647E-3,1.8693146428739619E-5,1.8679145897422642E-3,4.7800798936762908E-5,2.0644572490605956E-6,1.5844051696278543E-2]
[2004,6,22,22,5.8844495271019991E-3,8.491342851933004E-3,2.1766663927058068E-4,2.2110612958001321E-3,4.5833333333333443E-7,3.0284963850359284E-5,1.6835263611289411E-2,null,5.512625078842706E-3,7.2334049641395778E-3,1.1215887857243769E-4,1.9266056938596935E-3,4.7800798936762908E-5,1.2386743494363572E-5,1.484498215784554E-2]
[2004,6,22,23,5.0143973867256596E-3,7.6887498154210726E-3,2.1766663927058068E-4,1.8786503723695071E-3,4.5833333333333443E-7,3.0284963850359284E-5,1.4830207510970512E-2,null,4.697549475449524E-3,6.5497109294360232E-3,1.1215887857243769E-4,1.6369598215362645E-3,4.7800798936762908E-5,1.2386743494363572E-5,1.3056566647425376E-2]
[2004,6,23,2,4.6935143089453122E-3,7.1535894461036021E-3,2.1766663927058068E-4,1.8828427492194656E-3,4.5833333333333443E-7,3.0284963850359284E-5,1.3978356440722652E-2,null,4.3969422404310033E-3,6.0938311305005063E-3,1.1215887857243769E-4,1.6406128442386552E-3,4.7800798936762908E-5,1.2386743494363572E-5,1.2303732636173728E-2]
[2004,6,23,5,4.0945130887071286E-3,7.3073523756705056E-3,0,1.8447736297612846E-3,4.5833333333333443E-7,0,1.3247097427472251E-2,null,3.8357904905971297E-3,6.2248150699579369E-3,0,1.6074413611831325E-3,4.7800798936762908E-5,0,1.1715847720674962E-2]
[2004,6,23,10,6.1591260704519108E-3,1.2350323485250513E-2,0,2.6210938399191573E-3,4.5833333333333443E-7,0,2.1131001728954917E-2,null,5.7699454610580089E-3,1.0520702410055685E-2,0,2.2838870752795682E-3,4.7800798936762908E-5,0,1.8622335745330027E-2]
[2004,6,23,13,6.6003339069360947E-3,1.2670230329722263E-2,0,2.6300336676123386E-3,4.5833333333333443E-7,0,2.1901056237604029E-2,null,6.1832744178589132E-3,1.0793217110876817E-2,0,2.2916767837641424E-3,4.7800798936762908E-5,0,1.931596911143664E-2]
[2004,6,23,17,7.2646712166890871E-3,1.1246895064267518E-2,0,2.4424193264212307E-3,4.5833333333333443E-7,0,2.0954443940711172E-2,null,6.8056338242380582E-3,9.5807398202641149E-3,0,2.1281992453190944E-3,4.7800798936762908E-5,0,1.8562373688758033E-2]
[2004,6,23,20,7.0077071503511883E-3,9.7531309477767482E-3,2.1766663927058068E-4,2.1315862521662809E-3,4.5833333333333443E-7,3.0284963850359284E-5,1.9140834286748492E-2,null,6.5649067095042988E-3,8.308267260400605E-3,1.1215887857243769E-4,1.8573552068308768E-3,4.7800798936762908E-5,1.2386743494363572E-5,1.6902875597739345E-2]
[2004,6,23,23,5.8082687864670912E-3,8.2737392126208311E-3,2.1766663927058068E-4,2.0401648157456313E-3,4.5833333333333443E-7,3.0284963850359284E-5,1.6370582751287829E-2,null,5.441258019032843E-3,7.0480379059177801E-3,1.1215887857243769E-4,1.7776952443126887E-3,4.7800798936762908E-5,1.2386743494363572E-5,1.4439337590266877E-2]
[2004,6,23,24,5.2404452417189676E-3,7.8348197093252008E-3,2.1766663927058068E-4,1.9973441938386607E-3,4.5833333333333443E-7,3.0284963850359284E-5,1.5321019081337102E-2,null,4.9093139011133812E-3,6.6741415070374144E-3,1.1215887857243769E-4,1.7403835451131743E-3,4.7800798936762908E-5,1.2386743494363572E-5,1.3496185374267534E-2]
[2004,6,24,6,4.2586526052658885E-3,8.1273276101345385E-3,0,1.8331484078849033E-3,4.5833333333333443E-7,0,1.4219586956618664E-2,null,3.989558419312215E-3,6.9233162416652422E-3,0,1.5973117375937902E-3,4.7800798936762908E-5,0,1.255798719750801E-2]
[2004,6,24,7,4.7865324843090612E-3,9.8275186545305378E-3,0,2.1178570018910731E-3,4.5833333333333443E-7,0,1.6732366474064009E-2,null,4.4840828172915412E-3,8.3716349063296964E-3,0,1.8453922405382269E-3,4.7800798936762908E-5,0,1.4748910763096227E-2]
[2004,6,24,11,6.0398037620660074E-3,1.2867091599581562E-2,0,2.7763021041957202E-3,4.5833333333333443E-7,0,2.1683655799176624E-2,null,5.6581628471288727E-3,1.0960914648413289E-2,0,2.4191276162167639E-3,4.7800798936762908E-5,0,1.9086005910695692E-2]
[2004,6,24,14,6.1507802525427365E-3,1.2529711176510281E-2,0,2.6543631266407E-3,4.5833333333333443E-7,0,2.1335312889027052E-2,null,5.7621269956437552E-3,1.0673514967396784E-2,0,2.3128762296508766E-3,4.7800798936762908E-5,0,1.8796318991628182E-2]
[2004,6,24,18,6.7106155671119265E-3,1.0642209578498154E-2,0,2.3721307612153803E-3,4.5833333333333443E-7,0,1.9725414240158796E-2,null,6.2865876407562646E-3,9.0656346041896544E-3,0,2.0669533856063657E-3,4.7800798936762908E-5,0,1.7466976429489051E-2]
[2004,6,24,21,6.6468522344131347E-3,9.6518789306644891E-3,2.1766663927058068E-4,2.444812810124456E-3,4.5833333333333443E-7,3.0284963850359284E-5,1.899195391165635E-2,null,6.2268533622435451E-3,8.2220150790931184E-3,1.1215887857243769E-4,2.1302848045659383E-3,4.7800798936762908E-5,1.2386743494363572E-5,1.6751499666906169E-2]
[2004,6,24,23,5.5023749940777298E-3,8.3264613284097823E-3,2.1766663927058068E-4,2.0344058141626253E-3,4.5833333333333443E-7,3.0284963850359284E-5,1.6111652073104412E-2,null,5.1546929319127291E-3,7.0929495789850061E-3,1.1215887857243769E-4,1.7726771449674368E-3,4.7800798936762908E-5,1.2386743494363572E-5,1.4192666076868735E-2]
[2004,6,25,2,4.2427447739535364E-3,6.7422175932537066E-3,2.1766663927058068E-4,1.7110774960019059E-3,4.5833333333333443E-7,3.0284963850359284E-5,{"$f":"SUM(E4228:J4228)","v":1.2944449799663423E-2},null,{"$f":"E4228*V$5","v":3.9746557662367525E-3},{"$f":"F4228*W$5","v":5.7434013746422386E-3},{"$f":"G4228*X$5","v":1.1215887857243769E-4},{"$f":"H4228*AB$5","v":1.4909453902043478E-3},{"$f":"I4228*Z$5","v":4.7800798936762908E-5},{"$f":"J4228*AA$5","v":1.2386743494363572E-5},{"$f":"SUM(M4228:R4228)","v":1.1381348952086904E-2}]
[2004,6,25,5,3.7830242062836445E-3,7.1752902165694221E-3,0,1.6995644373008793E-3,4.5833333333333443E-7,0,1.2658337193487279E-2,null,3.5439838539491576E-3,6.1123170712463074E-3,0,1.4809134998676704E-3,4.7800798936762908E-5,0,1.1185015223999898E-2]
[2004,6,25,9,5.1975349309339725E-3,1.0948397196181715E-2,0,2.2290960684697649E-3,4.5833333333333443E-7,0,1.8375486528918787E-2,null,4.8691149913793735E-3,9.326462493527107E-3,0,1.9423202720935844E-3,4.7800798936762908E-5,0,1.618569855593683E-2]
[2004,6,25,12,5.5615432783181935E-3,1.1670339377564259E-2,0,2.4104335303648367E-3,4.5833333333333443E-7,0,1.9642774519580623E-2,null,5.2101225122114167E-3,9.9414535791179405E-3,0,2.1003284590491991E-3,4.7800798936762908E-5,0,1.7299705349315322E-2]
[2004,6,25,15,5.5565687185656952E-3,1.1093795298478993E-2,0,2.4670050388867649E-3,4.5833333333333443E-7,0,1.9117827389264791E-2,null,5.205462283124308E-3,9.4503208011320321E-3,0,2.1496219773408922E-3,4.7800798936762908E-5,0,1.6853205860533998E-2]
[2004,6,25,20,5.8417466549655558E-3,8.9684930844799553E-3,2.1766663927058068E-4,2.0404419316905182E-3,4.5833333333333443E-7,3.0284963850359284E-5,1.7099091607590305E-2,null,5.4726205001996622E-3,7.6398684553599062E-3,1.1215887857243769E-4,1.7779367089696353E-3,4.7800798936762908E-5,1.2386743494363572E-5,1.5062772085532767E-2]
[2004,6,25,23,5.0145511363480742E-3,6.917001319891045E-3,2.1766663927058068E-4,1.8366811003351587E-3,4.5833333333333443E-7,3.0284963850359284E-5,1.4016643493028551E-2,null,4.6976935099969329E-3,5.8922920151398758E-3,1.1215887857243769E-4,1.6003899450601528E-3,4.7800798936762908E-5,1.2386743494363572E-5,1.2362721891200525E-2]
[2004,6,26,2,4.6084267629776278E-3,6.3232054973022186E-3,2.1766663927058068E-4,1.8536258462774975E-3,4.5833333333333443E-7,3.0284963850359284E-5,1.3033668043011617E-2,null,4.3172311752517857E-3,5.3864632286103583E-3,1.1215887857243769E-4,1.6151547297703398E-3,4.7800798936762908E-5,1.2386743494363572E-5,1.1491195554636048E-2]
[2004,6,26,3,4.194881222269479E-3,6.2328610291187969E-3,2.1766663927058068E-4,1.8117343365165206E-3,4.5833333333333443E-7,3.0284963850359284E-5,1.2487886524359068E-2,null,3.9298165991811448E-3,5.3095027129374164E-3,1.1215887857243769E-4,1.5786526113608767E-3,4.7800798936762908E-5,1.2386743494363572E-5,1.0990318344483002E-2]
[2004,6,26,6,3.7910982100354748E-3,6.2381666185735013E-3,0,1.5452200842572552E-3,4.5833333333333443E-7,0,1.1574943246199565E-2,null,3.5515476804998001E-3,5.3140223134020958E-3,0,1.3464257269806103E-3,4.7800798936762908E-5,0,1.0259796519819267E-2]
[2004,6,26,10,5.7710789263043056E-3,9.1577956272979964E-3,0,2.3956847189304737E-3,4.5833333333333443E-7,0,1.7325017605866109E-2,null,5.4064180981757111E-3,7.8011270427024906E-3,0,2.0874770993238576E-3,4.7800798936762908E-5,0,1.5342823039138823E-2]
[2004,6,26,13,7.3457992840977333E-3,1.019671682765538E-2,0,3.1282600259156697E-3,4.5833333333333443E-7,0,2.0671234471002119E-2,null,6.8816356009437883E-3,8.6861387421540339E-3,0,2.7258057428126599E-3,4.7800798936762908E-5,0,1.8341380884847248E-2]
[2004,6,26,17,7.4961196152916682E-3,9.4559101549297579E-3,0,3.1448469889407298E-3,4.5833333333333443E-7,0,2.0097335092495491E-2,null,7.0224575459333872E-3,8.0550778184108138E-3,0,2.7402587737931318E-3,4.7800798936762908E-5,0,1.7865594937074097E-2]
[2004,6,26,21,7.6050833667931986E-3,8.4565972941078212E-3,2.1766663927058068E-4,3.0921993313226793E-3,4.5833333333333443E-7,3.0284963850359284E-5,1.9402289928677971E-2,null,7.1245361356885696E-3,7.2038067374707226E-3,1.1215887857243769E-4,2.6943842984323723E-3,4.7800798936762908E-5,1.2386743494363572E-5,1.7195073592595232E-2]
[2004,6,26,24,6.3683250260634615E-3,7.1145058505951049E-3,2.1766663927058068E-4,2.7557941823669924E-3,4.5833333333333443E-7,3.0284963850359284E-5,1.6487034995479835E-2,null,5.9659256294425766E-3,6.0605375185598187E-3,1.1215887857243769E-4,2.4012580623335193E-3,4.7800798936762908E-5,1.2386743494363572E-5,1.460006763133948E-2]
[2004,6,27,1,6.2088036573681709E-3,7.4747369983197958E-3,2.1766663927058068E-4,2.8245993006104746E-3,4.5833333333333443E-7,3.0284963850359284E-5,1.6756549892752715E-2,null,5.8164840387498863E-3,6.367402736185121E-3,1.1215887857243769E-4,2.4612113222573298E-3,4.7800798936762908E-5,1.2386743494363572E-5,1.48174445181959E-2]
[2004,6,27,4,5.6514484427622963E-3,7.2994323705216219E-3,9.7949987671761305E-5,2.7608058657097039E-3,4.5833333333333443E-7,1.3628233732661678E-5,1.5823723233731383E-2,null,5.2943467819497152E-3,6.2180683626869068E-3,5.047149535759696E-5,2.4056249867974548E-3,4.7800798936762908E-5,5.5740345724636073E-6,1.4021886460300901E-2]
[2004,6,27,7,5.9118077848345635E-3,8.4339849946903876E-3,0,2.8848563784605189E-3,4.5833333333333443E-7,0,1.7231107491318804E-2,null,5.5382546329743815E-3,7.1845443049310407E-3,0,2.5137162571054754E-3,4.7800798936762908E-5,0,1.528431599394766E-2]
[2004,6,27,10,7.3040213385702447E-3,1.0129951733807931E-2,0,3.3326567884955118E-3,4.5833333333333443E-7,0,2.0767088194207022E-2,null,6.8424975049848312E-3,8.6292644680034565E-3,0,2.9039066246565109E-3,4.7800798936762908E-5,0,1.8423469396581564E-2]
[2004,6,27,15,8.3771133213943177E-3,1.0461734045089139E-2,0,3.4606934510154597E-3,4.5833333333333443E-7,0,2.229999915083225E-2,null,7.847783343392617E-3,8.9118953615244818E-3,0,3.0154712219393996E-3,4.7800798936762908E-5,0,1.9822950725793261E-2]
[2004,6,27,18,8.0819892215962807E-3,8.5895033665924006E-3,0,2.8790964646557252E-3,4.5833333333333443E-7,0,{"$f":"SUM(E4292:J4292)","v":1.9551047386177741E-2},null,{"$f":"E4292*V$5","v":7.5713074374604674E-3},{"$f":"F4292*W$5","v":7.3170236292201124E-3},{"$f":"G4292*X$5","v":0},{"$f":"H4292*AB$5","v":2.5086973628968274E-3},{"$f":"I4292*Z$5","v":4.7800798936762908E-5},{"$f":"J4292*AA$5","v":0},{"$f":"SUM(M4292:R4292)","v":1.7444829228514171E-2}]
[2004,6,27,22,7.4701977356713151E-3,8.157285384695576E-3,2.1766663927058068E-4,2.8106053654220996E-3,4.5833333333333443E-7,3.0284963850359284E-5,1.8686498422243264E-2,null,6.9981736085782007E-3,6.9488359643996803E-3,1.1215887857243769E-4,2.4490177230727943E-3,4.7800798936762908E-5,1.2386743494363572E-5,1.656837371705424E-2]
[2004,6,28,1,4.4500387016411392E-3,5.9964944182724113E-3,2.1766663927058068E-4,1.463223288542414E-3,4.5833333333333443E-7,3.0284963850359284E-5,1.2158166344910237E-2,null,4.168851280906289E-3,5.1081522968646651E-3,1.1215887857243769E-4,1.2749779142028576E-3,4.7800798936762908E-5,1.2386743494363572E-5,1.0724327912977377E-2]
[2004,6,28,2,4.2719627282160168E-3,6.1028525034290491E-3,2.1766663927058068E-4,1.5110571255232627E-3,4.5833333333333443E-7,3.0284963850359284E-5,1.2134282293622603E-2,null,4.0020275070730025E-3,5.1987541150415473E-3,1.1215887857243769E-4,1.3166578725384813E-3,4.7800798936762908E-5,1.2386743494363572E-5,1.0689785915656594E-2]
[2004,6,28,7,4.8621521731764495E-3,9.2646658090886555E-3,0,1.8257228806494452E-3,4.5833333333333443E-7,0,1.5952999196247885E-2,null,4.5549242768681258E-3,7.8921650936872156E-3,0,1.5908415130555028E-3,4.7800798936762908E-5,0,1.4085731682547608E-2]
[2004,6,28,9,5.6410729950539147E-3,1.1282940861464546E-2,0,2.2522501138661239E-3,4.5833333333333443E-7,0,1.9176722303717919E-2,null,5.2846269342429718E-3,9.6114456641957363E-3,0,1.9624955226763001E-3,4.7800798936762908E-5,0,1.6906368920051772E-2]
[2004,6,28,13,6.5395164674380418E-3,1.2544414129276101E-2,0,2.6378525363677323E-3,4.5833333333333443E-7,0,2.1722241466415208E-2,null,6.126299888522934E-3,1.0686039772174815E-2,0,2.2984897459792999E-3,4.7800798936762908E-5,0,1.9158630205613814E-2]
[2004,6,28,16,7.2652754258989774E-3,1.1923824187133615E-2,0,2.7390632512444835E-3,4.5833333333333443E-7,0,2.192862119761041E-2,null,6.8061998548969958E-3,1.0157386242754949E-2,0,2.3866795849184302E-3,4.7800798936762908E-5,0,1.9398066481507138E-2]
[2004,6,28,19,7.7600426875840418E-3,9.9308571601501288E-3,3.9905550532939791E-5,2.1234234156384791E-3,4.5833333333333443E-7,5.552243372565869E-6,1.9860239390611489E-2,null,7.2697039434941584E-3,8.4596644762775595E-3,2.0562461071613578E-5,1.8502425286964529E-3,4.7800798936762908E-5,2.270902973966655E-6,1.7650245111450514E-2]
[2004,6,28,23,5.9912108352652227E-3,8.0832103774017144E-3,2.1766663927058068E-4,1.8449989354845972E-3,4.5833333333333443E-7,3.0284963850359284E-5,1.616783008460581E-2,null,5.6126403924451123E-3,6.8857346935145784E-3,1.1215887857243769E-4,1.6076376810636431E-3,4.7800798936762908E-5,1.2386743494363572E-5,1.4278359188026897E-2]
[2004,6,28,24,5.2845040265705294E-3,7.6951616380849007E-3,2.1766663927058068E-4,1.7745318496980157E-3,4.5833333333333443E-7,3.0284963850359284E-5,1.5002607450807719E-2,null,4.9505887155539543E-3,6.5551728817672917E-3,1.1215887857243769E-4,1.5462362676500914E-3,4.7800798936762908E-5,1.2386743494363572E-5,1.3224344285974901E-2]
[2004,6,29,4,4.2876577404958672E-3,7.3383729930135552E-3,9.7949987671761305E-5,1.8722029911803701E-3,4.5833333333333443E-7,1.3628233732661678E-5,1.361027027942755E-2,null,4.0167307886472868E-3,6.2512401821448521E-3,5.047149535759696E-5,1.631341903420168E-3,4.7800798936762908E-5,5.5740345724636073E-6,1.2003159203079131E-2]
[2004,6,29,7,4.8776502011077675E-3,1.010140496852106E-2,0,1.9673203585010889E-3,4.5833333333333443E-7,0,1.6946833861463249E-2,null,4.5694430210689724E-3,8.6049467225847599E-3,0,1.7142223110385038E-3,4.7800798936762908E-5,0,1.4936412853628999E-2]
[2004,6,29,10,6.1161437025544435E-3,1.2538451551445354E-2,0,2.4863879864675787E-3,4.5833333333333443E-7,0,2.1141441573800709E-2,null,5.7296790473300432E-3,1.0680960511940944E-2,0,2.1665112862189017E-3,4.7800798936762908E-5,0,1.8624951644426655E-2]
[2004,6,29,14,6.7336278600103605E-3,1.2620826456111822E-2,0,2.4390086627639361E-3,4.5833333333333443E-7,0,2.1793921312219456E-2,null,6.3081458412930025E-3,1.0751132103728609E-2,0,2.1252273674998473E-3,4.7800798936762908E-5,0,1.9232306111458222E-2]
[2004,6,29,17,7.9708851068287477E-3,1.2056673904352165E-2,0,2.7488116848283194E-3,4.5833333333333443E-7,0,2.2776829029342565E-2,null,7.4672237289318709E-3,1.0270555127908894E-2,0,2.3951738712073298E-3,4.7800798936762908E-5,0,2.0180753526984858E-2]
[2004,6,29,21,6.9670053475518069E-3,9.8098912128199954E-3,2.1766663927058068E-4,2.3377435911888559E-3,4.5833333333333443E-7,3.0284963850359284E-5,1.9363050088014932E-2,null,6.526776757359653E-3,8.3566188568546616E-3,1.1215887857243769E-4,2.0369901649147162E-3,4.7800798936762908E-5,1.2386743494363572E-5,1.7092732200132597E-2]
[2004,6,30,1,4.4269868404859802E-3,7.0812980818034171E-3,2.1766663927058068E-4,1.6432795657573135E-3,4.5833333333333443E-7,3.0284963850359284E-5,1.3399974424500985E-2,null,4.1472560123373848E-3,6.0322492673592311E-3,1.1215887857243769E-4,1.4318697423743921E-3,4.7800798936762908E-5,1.2386743494363572E-5,1.1783721443074571E-2]
[2004,6,30,4,3.8868465475055342E-3,6.7954975932429445E-3,9.7949987671761305E-5,1.7498029979168286E-3,4.5833333333333443E-7,1.3628233732661678E-5,1.2544183693403065E-2,null,3.6412459069802791E-3,5.7887882849498081E-3,5.047149535759696E-5,1.5246888113517318E-3,4.7800798936762908E-5,5.5740345724636073E-6,1.1058569332148643E-2]
[2004,6,30,5,4.0578632718146056E-3,7.3204433970488654E-3,0,1.8796709869099094E-3,4.5833333333333443E-7,0,1.3258435989106714E-2,null,3.8014564889532723E-3,6.2359667406271212E-3,0,1.6378491328314828E-3,4.7800798936762908E-5,0,1.1723073161348638E-2]
[2004,6,30,8,5.2690104549874689E-3,1.111494345573482E-2,0,2.3832728231686748E-3,4.5833333333333443E-7,0,1.8767685067224298E-2,null,4.9360741461152583E-3,9.4683359947644354E-3,0,2.0766620083574982E-3,4.7800798936762908E-5,0,1.6528872948173956E-2]
[2004,6,30,11,5.7665114686108699E-3,1.2318964381538918E-2,0,2.6309113363679124E-3,4.5833333333333443E-7,0,2.0716845519851035E-2,null,5.4021392473313926E-3,1.0493988956080997E-2,0,2.2924415394156585E-3,4.7800798936762908E-5,0,1.8236370541764812E-2]
[2004,6,30,15,6.2895958868230467E-3,1.255287782869936E-2,0,2.7999198466625635E-3,4.5833333333333443E-7,0,2.1642851895518306E-2,null,5.8921711983078509E-3,1.0693249628906634E-2,0,2.4397069087036625E-3,4.7800798936762908E-5,0,1.9072928534854913E-2]
[2004,6,30,18,6.6885702322958349E-3,1.0720893467808674E-2,0,2.4190335323227966E-3,4.5833333333333443E-7,0,1.9828955565760642E-2,null,6.2659352985076052E-3,9.1326619808320859E-3,0,2.1078220607738019E-3,4.7800798936762908E-5,0,1.7554220139050256E-2]
[2004,6,30,23,7.1701606717476298E-3,1.0148249368132529E-2,2.1766663927058068E-4,3.203106179604552E-3,4.5833333333333443E-7,3.0284963850359284E-5,2.0769926155938985E-2,null,6.7170951771038118E-3,8.6448514253626724E-3,1.1215887857243769E-4,2.7910228519603809E-3,4.7800798936762908E-5,1.2386743494363572E-5,1.8325315875430431E-2]
[2004,7,1,2,4.7276660841025706E-3,8.5171400267722835E-3,2.324854545454559E-4,2.1862449197067647E-3,4.4354838709677579E-7,3.0904372949707874E-5,1.5694884406463879E-2,null,4.4289360456887085E-3,7.2553804532697504E-3,1.1979469133902345E-4,1.9049819733534994E-3,4.625883768073835E-5,1.2640085769084984E-5,1.3767992087100804E-2]
[2004,7,1,5,4.3117570965225177E-3,8.851573017817237E-3,0,2.2305773328142463E-3,4.4354838709677579E-7,0,1.5394350995541097E-2,null,4.0393073633641918E-3,7.5402693453777781E-3,0,1.9436109700609408E-3,4.625883768073835E-5,0,1.3569446516483648E-2]
[2004,7,1,6,4.6324930602220675E-3,9.5157128392914635E-3,0,2.3089269188100166E-3,4.4354838709677579E-7,0,1.6457576366710643E-2,null,4.3397767800927405E-3,8.1060211193084274E-3,0,2.0118807908830615E-3,4.625883768073835E-5,0,1.4503937527964967E-2]
[2004,7,1,9,5.5921513255232872E-3,1.2984147717058825E-2,0,2.6819519196470188E-3,4.4354838709677579E-7,0,2.1258694510616228E-2,null,5.2387965093049563E-3,1.1060629654155895E-2,0,2.3369156924164061E-3,4.625883768073835E-5,0,1.8682600693557996E-2]
[2004,7,1,15,5.9253853582202911E-3,1.3816583641241694E-2,0,2.916521761090449E-3,4.4354838709677579E-7,0,2.2658934308939529E-2,null,5.5509742716102917E-3,1.1769745544458423E-2,0,2.5413078515081045E-3,4.625883768073835E-5,0,1.9908286505257555E-2]
[2004,7,1,17,6.3537456389601479E-3,1.2718153934124779E-2,0,2.8666033086522584E-3,4.4354838709677579E-7,0,2.1938946430124281E-2,null,5.9522674793284968E-3,1.0834041141189727E-2,0,2.4978114659132042E-3,4.625883768073835E-5,0,1.9330378924112164E-2]
[2004,7,1,20,6.6782151999829412E-3,1.1026123406885576E-2,2.324854545454559E-4,2.5160078481469158E-3,4.4354838709677579E-7,3.0904372949707874E-5,2.0484179830897689E-2,null,6.2562345761957945E-3,9.3926740654954998E-3,1.1979469133902345E-4,2.1923205183153353E-3,4.625883768073835E-5,1.2640085769084984E-5,1.8019922774795475E-2]
[2004,7,1,24,5.3916807420047574E-3,8.9080163280776271E-3,2.324854545454559E-4,2.3484649514498445E-3,4.4354838709677579E-7,3.0904372949707874E-5,1.6911995397414489E-2,null,5.0509931878243942E-3,7.5883509418636667E-3,1.1979469133902345E-4,2.0463322097345397E-3,4.625883768073835E-5,1.2640085769084984E-5,1.4864369954211448E-2]
[2004,7,2,3,4.5655742421317471E-3,8.271644797604092E-3,2.324854545454559E-4,2.3949478569508368E-3,4.4354838709677579E-7,3.0904372949707874E-5,1.5496000272568937E-2,null,4.2770864038473196E-3,7.0462537650294406E-3,1.1979469133902345E-4,2.0868350354931293E-3,4.625883768073835E-5,1.2640085769084984E-5,1.3588868819158738E-2]
[2004,7,2,6,4.7187046774184709E-3,9.7451031284952437E-3,0,2.5720295353291261E-3,4.4354838709677579E-7,0,1.7036280889629937E-2,null,4.4205408890982834E-3,8.3014287109680097E-3,0,2.2411349504208077E-3,4.625883768073835E-5,0,1.5009363388167839E-2]
[2004,7,2,7,4.8279223155537898E-3,1.1144235255891942E-2,0,2.5652408456983433E-3,4.4354838709677579E-7,0,1.8537841965531172E-2,null,4.5228573229913341E-3,9.4932884029241046E-3,0,2.2352196335902177E-3,4.625883768073835E-5,0,1.6297624197186396E-2]
[2004,7,2,12,5.7724358004775083E-3,1.3602367484290613E-2,0,3.0289084469750471E-3,4.4354838709677579E-7,0,2.2404155280130265E-2,null,5.4076892346790629E-3,1.1587264134850034E-2,0,2.6392358598136961E-3,4.625883768073835E-5,0,1.9680448067023529E-2]
[2004,7,2,15,5.6889771000632793E-3,1.3064896530710433E-2,0,3.0148861850096752E-3,4.4354838709677579E-7,0,2.1769203364170483E-2,null,5.3295040921551738E-3,1.1129416049865139E-2,0,2.6270175781249014E-3,4.625883768073835E-5,0,1.9132196557825953E-2]
[2004,7,2,18,5.8761827599535677E-3,1.1615834106963095E-2,0,2.8278913513508112E-3,4.4354838709677579E-7,0,2.032035176665457E-2,null,5.5048806691585872E-3,9.8950229141674048E-3,0,2.4640798468490519E-3,4.625883768073835E-5,0,1.7910242267855779E-2]
[2004,7,2,21,6.0209014263879071E-3,1.015377635287033E-2,2.324854545454559E-4,2.7395982623016897E-3,4.4354838709677579E-7,3.0904372949707874E-5,1.9178109417442184E-2,null,5.6404549053362075E-3,8.6495596228216912E-3,1.1979469133902345E-4,2.3871457661821744E-3,4.625883768073835E-5,1.2640085769084984E-5,1.6855853909128918E-2]
[2004,7,3,1,4.175854842388897E-3,6.810208966316708E-3,2.324854545454559E-4,1.8262583841617156E-3,4.4354838709677579E-7,3.0904372949707874E-5,1.3076155568749581E-2,null,3.9119924512457747E-3,5.8013202626212602E-3,1.1979469133902345E-4,1.5913081234193952E-3,4.625883768073835E-5,1.2640085769084984E-5,1.1483314452075278E-2]
[2004,7,3,4,3.6803598189973944E-3,6.6299494756023253E-3,1.0849321212121275E-4,1.8348120701467817E-3,4.4354838709677579E-7,1.4422040709863674E-5,1.2268480165964676E-2,null,3.4478065864831683E-3,5.6477650573135557E-3,5.5904189291544271E-5,1.5987613677747729E-3,4.625883768073835E-5,5.8987066922396596E-6,1.080239474523602E-2]
[2004,7,3,5,3.4361174881428289E-3,6.4540417520512813E-3,0,1.6915973594974437E-3,4.4354838709677579E-7,0,1.1582200148078651E-2,null,3.2189973508558274E-3,5.4979169328234507E-3,0,1.4739713958705184E-3,4.625883768073835E-5,0,1.0237144517230533E-2]
[2004,7,3,9,4.5610793056696424E-3,9.0449588373854029E-3,0,2.1265929837679244E-3,4.4354838709677579E-7,0,1.5733074675210065E-2,null,4.2728754917892454E-3,7.7050062982544519E-3,0,1.8530043282073325E-3,4.625883768073835E-5,0,1.3877144955931767E-2]
[2004,7,3,12,5.3313323647808811E-3,9.4689017875986686E-3,0,2.2804887136275718E-3,4.4354838709677579E-7,0,1.7081166414394215E-2,null,4.9944580818268684E-3,8.0661448241692944E-3,0,1.9871011938037224E-3,4.625883768073835E-5,0,1.5093962937480623E-2]
[2004,7,3,16,5.2377018662862979E-3,8.59963103051232E-3,0,2.2695664172644446E-3,4.4354838709677579E-7,0,1.610734286245016E-2,null,4.9067438730859229E-3,7.325650944799156E-3,0,1.9775840635445139E-3,4.625883768073835E-5,0,1.4256237719110332E-2]
[2004,7,3,19,5.0629254877383543E-3,7.4708527914816658E-3,4.2622333333333578E-5,2.0046516881906122E-3,4.4354838709677579E-7,5.6658017074464427E-6,1.4587161650838511E-2,null,4.7430112005334233E-3,6.3640939496345606E-3,2.1962360078820962E-5,1.7467509218354116E-3,4.625883768073835E-5,2.3173490576655801E-6,1.2924394618820622E-2]
[2004,7,3,22,5.0370481795947927E-3,6.7639624650639571E-3,2.324854545454559E-4,1.9566963773452861E-3,4.4354838709677579E-7,3.0904372949707874E-5,1.4021540397886298E-2,null,4.7187690182888264E-3,5.7619248834016373E-3,1.1979469133902345E-4,1.7049651173889624E-3,4.625883768073835E-5,1.2640085769084984E-5,1.2364352633868274E-2]
[2004,7,4,2,3.8925747012208078E-3,6.1181306845058299E-3,2.324854545454559E-4,1.7629917569913817E-3,4.4354838709677579E-7,3.0904372949707874E-5,1.203753051860028E-2,null,3.6466121122099866E-3,5.2117689317520343E-3,1.1979469133902345E-4,1.5361808212640046E-3,4.625883768073835E-5,1.2640085769084984E-5,1.0573255480014872E-2]
[2004,7,4,6,3.624204383351288E-3,6.284584039729646E-3,0,1.6948940528207696E-3,4.4354838709677579E-7,0,1.1604126024288799E-2,null,3.3951994800018727E-3,5.3535632918395616E-3,0,1.4768439657715398E-3,4.625883768073835E-5,0,1.0271865575293712E-2]
[2004,7,4,7,3.8697548211778397E-3,6.8203463230412384E-3,0,1.83709834990621E-3,4.4354838709677579E-7,0,1.2527643042512386E-2,null,3.6252341664154541E-3,5.8099558350781875E-3,0,1.6007535149896138E-3,4.625883768073835E-5,0,1.1082202354163993E-2]
[2004,7,4,10,4.7377955166094639E-3,8.2092637933564288E-3,0,2.0128336927516788E-3,4.4354838709677579E-7,0,1.496033655110467E-2,null,4.4384254233126924E-3,6.9931141057716188E-3,0,1.7538803020133737E-3,4.625883768073835E-5,0,1.3231678668778423E-2]
[2004,7,4,13,5.3197668314048313E-3,8.4456144124902786E-3,0,2.1076648741258841E-3,4.4354838709677579E-7,0,1.5873489666408089E-2,null,4.9836233471511164E-3,7.1944508992013018E-3,0,1.8365113418393724E-3,4.625883768073835E-5,0,1.4060844425872528E-2]
[2004,7,4,17,5.7745393115017189E-3,7.6340924338118947E-3,0,1.8798936717793503E-3,4.4354838709677579E-7,0,1.528896896548006E-2,null,5.4096598298166839E-3,6.5031506877460182E-3,0,1.6380431690340141E-3,4.625883768073835E-5,0,1.3597112524277455E-2]
[2004,7,4,19,4.5201097932914651E-3,5.3861273055607409E-3,4.649709090909118E-5,9.7904231314884438E-4,4.4354838709677579E-7,6.1808745899415741E-6,1.093840092588718E-2,null,4.2344947460009261E-3,4.5882071503757227E-3,2.3958938267804688E-5,8.530873832511939E-4,4.625883768073835E-5,2.5280171538169968E-6,9.7485350727302012E-3]
[2004,7,4,24,3.2814666450352078E-3,5.0867005604555929E-3,2.324854545454559E-4,9.5435471938044695E-4,4.4354838709677579E-7,3.0904372949707874E-5,9.5863553007535084E-3,null,3.0741185287582406E-3,4.3331385537818774E-3,1.1979469133902345E-4,8.3157587707439313E-4,4.625883768073835E-5,1.2640085769084984E-5,8.417526574403358E-3]
[2004,7,5,4,1.5301796410753391E-3,3.0326122133053218E-3,1.1236796969697035E-4,3.7317533662606649E-4,4.4354838709677579E-7,1.4937113592358804E-5,5.0637158226831541E-3,null,1.4334912085958026E-3,2.5833501980242618E-3,5.7900767480527994E-5,3.2516589644866078E-4,4.625883768073835E-5,6.109374788391075E-6,4.4522762830183828E-3]
[2004,7,5,7,1.5219168095123329E-3,3.8307655282390045E-3,0,3.630056337733983E-4,4.4354838709677579E-7,0,5.7161315199118325E-3,null,1.4257504858167743E-3,3.2632622273767791E-3,0,3.1630453767130429E-4,4.625883768073835E-5,0,5.0515760885455965E-3]
[2004,7,5,8,1.7164649412523638E-3,4.3503211545979723E-3,0,4.3159570387948752E-4,4.4354838709677579E-7,0,6.4988253481169204E-3,null,1.6080055812394832E-3,3.7058490257647495E-3,0,3.7607041565018977E-4,4.625883768073835E-5,0,5.7361838603351614E-3]
[2004,7,5,11,2.8648008810110482E-3,5.5440620845985632E-3,0,6.6309498995501502E-4,4.4354838709677579E-7,0,9.0724015039517231E-3,null,2.683780888903262E-3,4.722744906608521E-3,0,5.7778704988586135E-4,4.625883768073835E-5,0,8.0305716830783823E-3]
[2004,7,5,14,2.6592479808588399E-3,5.0680755510294989E-3,0,4.1213451638645945E-4,4.4354838709677579E-7,0,8.139901596661895E-3,null,2.4912163903568758E-3,4.3172727198391124E-3,0,3.5911293251548061E-4,4.625883768073835E-5,0,7.2138608803922078E-3]
[2004,7,5,20,4.1951909507883505E-3,4.8781735864509741E-3,2.324854545454559E-4,8.9424425389922802E-4,4.4354838709677579E-7,3.0904372949707874E-5,1.0231442167020814E-2,null,3.9301067566874497E-3,4.1555035112186573E-3,1.1979469133902345E-4,7.7919869274366011E-4,4.625883768073835E-5,1.2640085769084984E-5,9.0435025754386136E-3]
[2004,7,5,22,3.7853160802398082E-3,4.8978355658713998E-3,2.324854545454559E-4,8.7959154597472093E-4,4.4354838709677579E-7,3.0904372949707874E-5,9.8265765679681899E-3,null,3.5461309098105604E-3,4.1722526947134851E-3,1.1979469133902345E-4,7.6643107270009067E-4,4.625883768073835E-5,1.2640085769084984E-5,8.6635082920129836E-3]
[2004,7,6,1,3.3186587234464477E-3,6.2493204824402241E-3,2.324854545454559E-4,1.2346123646480411E-3,4.4354838709677579E-7,3.0904372949707874E-5,1.1066424946416973E-2,null,3.1089605276979539E-3,5.3235238039990185E-3,1.1979469133902345E-4,1.0757780510014E-3,4.625883768073835E-5,1.2640085769084984E-5,9.6869559974872201E-3]
[2004,7,6,5,2.4735860891821121E-3,6.1850944121511035E-3,0,1.1100384850417006E-3,4.4354838709677579E-7,0,9.7691625347620138E-3,null,2.317286034504787E-3,5.2688124133794837E-3,0,9.6723074559125521E-4,4.625883768073835E-5,0,8.5995880311562634E-3]
[2004,7,6,8,3.3868085907244987E-3,9.9811695320340937E-3,0,1.4288951328303462E-3,4.4354838709677579E-7,0,1.4797316803976036E-2,null,3.1728041660444967E-3,8.5025233935170468E-3,0,1.2450661155656161E-3,4.625883768073835E-5,0,1.2966652512807897E-2]
[2004,7,6,9,3.6860940587963549E-3,1.0820170763822605E-2,0,1.6434460466264011E-3,4.4354838709677579E-7,0,1.6150154417632456E-2,null,3.4531784932313285E-3,9.2172319832846475E-3,0,1.4320148052864481E-3,4.625883768073835E-5,0,1.4148684119483161E-2]
[2004,7,6,13,3.5448672641518872E-3,1.1006832049650059E-2,0,1.4762262089562594E-3,4.4354838709677579E-7,0,1.6028369071145302E-2,null,3.3208754857238319E-3,9.3762405988900843E-3,0,1.2863079938138136E-3,4.625883768073835E-5,0,1.4029682916108467E-2]
[2004,7,6,16,4.1380945100205624E-3,1.0720784385611654E-2,0,1.634997138995863E-3,4.4354838709677579E-7,0,1.6494319583015175E-2,null,3.8766181049725329E-3,9.1325690584617165E-3,0,1.424652859428679E-3,4.625883768073835E-5,0,1.4480098860543666E-2]
[2004,7,6,20,4.6712736139396518E-3,8.4628451281904844E-3,2.324854545454559E-4,1.2795114481298673E-3,4.4354838709677579E-7,3.0904372949707874E-5,1.4677463566142263E-2,null,4.3761068823411058E-3,7.2091289950755215E-3,1.1979469133902345E-4,1.1149008152818289E-3,4.625883768073835E-5,1.2640085769084984E-5,1.2878830307487304E-2]
[2004,7,6,23,3.6428734562537189E-3,6.8757598042000012E-3,2.324854545454559E-4,1.1376601477892693E-3,4.4354838709677579E-7,3.0904372949707874E-5,1.192012678412525E-2,null,3.4126888983419717E-3,5.8571601650273426E-3,1.1979469133902345E-4,9.9129884936767282E-4,4.625883768073835E-5,1.2640085769084984E-5,1.0439841527525834E-2]
[2004,7,7,3,2.798614397567966E-3,6.4759275143913657E-3,2.324854545454559E-4,1.2314308574420847E-3,4.4354838709677579E-7,3.0904372949707874E-5,1.0769806145283677E-2,null,2.6217765728107707E-3,5.5165604600858923E-3,1.1979469133902345E-4,1.0730058483900595E-3,4.625883768073835E-5,1.2640085769084984E-5,9.3900364960755704E-3]
[2004,7,7,6,2.4564194062233961E-3,6.7233397820161498E-3,0,9.9634781645965213E-4,4.4354838709677579E-7,0,1.0176550553086295E-2,null,2.3012040736411742E-3,5.7273201898521611E-3,0,8.6816651347568848E-4,4.625883768073835E-5,0,8.942949614649762E-3]
[2004,7,7,10,3.1252030246710855E-3,1.0164296280086471E-2,0,1.2374029846734342E-3,4.4354838709677579E-7,0,1.4527345837818088E-2,null,2.9277288369845981E-3,8.6585210904098608E-3,0,1.0782096545216343E-3,4.625883768073835E-5,0,1.2710718419596832E-2]
[2004,7,7,11,3.4978523519221334E-3,1.0653003814720573E-2,0,1.420754377091617E-3,4.4354838709677579E-7,0,1.557205409212142E-2,null,3.2768313346025341E-3,9.0748297436672194E-3,0,1.2379726775011226E-3,4.625883768073835E-5,0,1.3635892593451614E-2]
[2004,7,7,14,3.2502496302820646E-3,1.0279618854028547E-2,0,1.207390605261976E-3,4.4354838709677579E-7,0,1.4737702637959685E-2,null,3.044874043335739E-3,8.7567593659542368E-3,0,1.0520584025548866E-3,4.625883768073835E-5,0,1.28999506495256E-2]
[2004,7,7,17,3.8836996136996536E-3,9.7164204847939376E-3,0,1.3301637563681425E-3,4.4354838709677579E-7,0,1.4930727403248831E-2,null,3.6382978204787539E-3,8.2769952166489771E-3,0,1.1590366452763937E-3,4.625883768073835E-5,0,1.3120588520084863E-2]
[2004,7,7,21,4.0406006197738816E-3,7.6046913852136E-3,2.324854545454559E-4,1.0430527146431253E-3,4.4354838709677579E-7,3.0904372949707874E-5,1.2952178095512867E-2,null,3.7852846230669664E-3,6.478105215599831E-3,1.1979469133902345E-4,9.088627723005051E-4,4.625883768073835E-5,1.2640085769084984E-5,1.1350946225756149E-2]
[2004,7,7,24,3.1071231661076535E-3,6.5053854924125108E-3,2.324854545454559E-4,1.0370285636506075E-3,4.4354838709677579E-7,3.0904372949707874E-5,1.0913370598053033E-2,null,2.9107914019229726E-3,5.5416544279266984E-3,1.1979469133902345E-4,9.0361363532501693E-4,4.625883768073835E-5,1.2640085769084984E-5,9.5347530799635358E-3]
[2004,7,8,4,2.3225433136089251E-3,6.0301384821809158E-3,1.1624272727272795E-4,9.469071586076501E-4,4.4354838709677579E-7,1.5452186474853937E-5,9.431727416532169E-3,null,2.1757872946876022E-3,5.1368122088636496E-3,5.9897345669511724E-5,8.2508645363891836E-4,4.625883768073835E-5,6.3200428845424922E-6,8.2501621834249628E-3]
[2004,7,8,7,2.7341911342151732E-3,8.6381823628196609E-3,0,1.0196317757656468E-3,4.4354838709677579E-7,0,1.2392448821187578E-2,null,2.5614240631012695E-3,7.3584911449122194E-3,0,8.8845496439278232E-4,4.625883768073835E-5,0,1.085462901008701E-2]
[2004,7,8,11,3.4199954038216232E-3,1.1154792499929855E-2,0,1.308691120966929E-3,4.4354838709677579E-7,0,1.5883922573105502E-2,null,3.2038939829124092E-3,9.5022816590866529E-3,0,1.1403264893414449E-3,4.625883768073835E-5,0,1.3892760969021244E-2]
[2004,7,8,12,3.6163766741504014E-3,1.138388843699566E-2,0,1.4119686391350374E-3,4.4354838709677579E-7,0,1.6412677298668195E-2,null,3.3878663852320132E-3,9.6974385049863297E-3,0,1.2303172349296945E-3,4.625883768073835E-5,0,1.4361880962828776E-2]
[2004,7,8,15,3.7511626854045974E-3,1.1537394238332312E-2,0,1.5362617960648791E-3,4.4354838709677579E-7,0,1.6825262268188881E-2,null,3.5141355872185215E-3,9.8282034081088078E-3,0,1.3386199329614888E-3,4.625883768073835E-5,0,1.4727217765969556E-2]
[2004,7,8,19,4.4202089145619055E-3,9.1373776682375923E-3,5.0371848484848777E-5,1.1890578188577087E-3,4.4354838709677579E-7,6.6959474724367056E-6,1.480415574600159E-2,null,4.1409063675219258E-3,7.783733873094281E-3,2.5955516456788412E-5,1.036084150399207E-3,4.625883768073835E-5,2.7386852499684131E-6,1.3035677430402908E-2]
[2004,7,8,22,3.9208254701557609E-3,7.4928997131759878E-3,2.324854545454559E-4,1.1046550070576736E-3,4.4354838709677579E-7,3.0904372949707874E-5,1.2782213566271683E-2,null,3.6730777818720578E-3,6.3828747615283354E-3,1.1979469133902345E-4,9.6253985829812777E-4,4.625883768073835E-5,1.2640085769084984E-5,1.1197186016487368E-2]
[2004,7,8,24,3.1065188688726834E-3,6.6157265985623565E-3,2.324854545454559E-4,9.8978675727383445E-4,4.4354838709677579E-7,3.0904372949707874E-5,1.0975865600591135E-2,null,2.9102252888010519E-3,5.6356492081270117E-3,1.1979469133902345E-4,8.6244954216912301E-4,4.625883768073835E-5,1.2640085769084984E-5,9.5870176538860336E-3]
[2004,7,9,6,2.5303444326812445E-3,7.1338578858947009E-3,0,8.9351891231706363E-4,4.4354838709677579E-7,0,1.0558164779280106E-2,null,2.370457952517818E-3,6.0770226741639682E-3,0,7.7856666719789823E-4,4.625883768073835E-5,0,9.2723061315604233E-3]
[2004,7,9,9,3.5550458437646156E-3,1.0436848896441888E-2,0,1.2539231537340798E-3,4.4354838709677579E-7,0,1.524626144232768E-2,null,3.3304109049642713E-3,8.8906967877656323E-3,0,1.0926044846587368E-3,4.625883768073835E-5,0,1.3359971015069378E-2]
[2004,7,9,12,4.0456280155248079E-3,1.1251354468491435E-2,0,1.507903204005571E-3,4.4354838709677579E-7,0,1.6805329236408911E-2,null,3.7899943495707253E-3,9.5845385924033227E-3,0,1.3139097066845933E-3,4.625883768073835E-5,0,1.473470148633938E-2]
[2004,7,9,13,4.1934115747626916E-3,1.126827917255087E-2,0,1.5438065560146443E-3,4.4354838709677579E-7,0,1.7005940851715303E-2,null,3.9284398152244363E-3,9.5989560102952686E-3,0,1.3451940507870021E-3,4.625883768073835E-5,0,1.4918848713987446E-2]
[2004,7,9,16,4.2857884351116191E-3,1.0519975196745218E-2,0,1.5473064115673492E-3,4.4354838709677579E-7,0,1.6353513591811281E-2,null,4.0149796002491604E-3,8.9615084607541744E-3,0,1.3482436458607957E-3,4.625883768073835E-5,0,1.4370990544544869E-2]
[2004,7,9,21,6.1992240654222775E-3,9.8946749265821123E-3,2.324854545454559E-4,2.3492149839946051E-3,4.4354838709677579E-7,3.0904372949707874E-5,1.8706947351881251E-2,null,5.8075097585622848E-3,8.4288424081467254E-3,1.1979469133902345E-4,2.0469857497219025E-3,4.625883768073835E-5,1.2640085769084984E-5,1.6462031531219758E-2]
[2004,7,9,24,4.7666650931655827E-3,7.5168389209357908E-3,2.324854545454559E-4,2.0119578625940929E-3,4.4354838709677579E-7,3.0904372949707874E-5,1.4559295252577728E-2,null,4.4654707996058945E-3,6.4032675294646707E-3,1.1979469133902345E-4,1.7531171484220806E-3,4.625883768073835E-5,1.2640085769084984E-5,1.2800549092281493E-2]
[2004,7,10,3,4.51176354159929E-3,7.704898611045112E-3,2.324854545454559E-4,2.164671308929843E-3,4.4354838709677579E-7,3.0904372949707874E-5,1.4645166837456506E-2,null,4.2266758742133936E-3,6.5634673847421721E-3,1.1979469133902345E-4,1.8861838326421226E-3,4.625883768073835E-5,1.2640085769084984E-5,1.2855020706386536E-2]
[2004,7,10,7,4.5569796200717865E-3,8.9886083996479904E-3,0,2.1538574485135851E-3,4.4354838709677579E-7,0,1.5699889016620457E-2,null,4.2690348556281192E-3,7.6570038158239552E-3,0,1.8767611879193643E-3,4.625883768073835E-5,0,1.3849058697052177E-2]
[2004,7,10,10,5.8032296789230914E-3,1.0708790598977187E-2,0,2.5550688030420905E-3,4.4354838709677579E-7,0,1.9067532629329465E-2,null,5.4365373207765156E-3,9.1223520742587001E-3,0,2.2263562360277235E-3,4.625883768073835E-5,0,1.6831504468743676E-2]
[2004,7,10,13,6.2465614084277711E-3,1.0476925860460593E-2,0,2.542267252041108E-3,4.4354838709677579E-7,0,1.9266198069316568E-2,null,5.8518559668211869E-3,8.9248366070539976E-3,0,2.2152016194209494E-3,4.625883768073835E-5,0,1.7038153030976871E-2]
[2004,7,10,14,6.1007376925375735E-3,1.03119660952631E-2,0,2.5278012010447755E-3,4.4354838709677579E-7,0,1.8940948537232542E-2,null,5.7152465066492627E-3,8.7843145712265067E-3,0,2.2025966426751043E-3,4.625883768073835E-5,0,1.6748416558231612E-2]
[2004,7,10,18,6.3414746834966782E-3,8.9924901596263682E-3,0,2.40151300668271E-3,4.4354838709677579E-7,0,1.7735921398192852E-2,null,5.9407718965186302E-3,7.6603105180013155E-3,0,2.0925555710922523E-3,4.625883768073835E-5,0,1.5739896823292937E-2]
[2004,7,10,22,6.0414835726572882E-3,7.874674165599397E-3,2.324854545454559E-4,2.3038597155446176E-3,4.4354838709677579E-7,3.0904372949707874E-5,1.6483850829683563E-2,null,5.6597365144618232E-3,6.7080917816740374E-3,1.1979469133902345E-4,2.0074654891989309E-3,4.625883768073835E-5,1.2640085769084984E-5,1.4553987400123638E-2]
[2004,7,11,1,4.7607476220810924E-3,6.9970091363546118E-3,2.324854545454559E-4,2.0747342903477428E-3,4.4354838709677579E-7,3.0904372949707874E-5,1.4096324424665707E-2,null,4.4599272395237756E-3,5.960447187633681E-3,1.1979469133902345E-4,1.8078173158846864E-3,4.625883768073835E-5,1.2640085769084984E-5,1.240688535783099E-2]
[2004,7,11,4,4.2776975089677911E-3,6.8804982233514611E-3,1.2011748484848554E-4,2.0472542075264575E-3,4.4354838709677579E-7,1.5967259357349068E-5,1.3341978232438642E-2,null,4.0073999205924469E-3,5.8611966178252111E-3,6.1893923858495441E-5,1.7838725776127132E-3,4.625883768073835E-5,6.5307109806939085E-6,1.1767152588550298E-2]
[2004,7,11,8,4.719535841311919E-3,8.4584512903876537E-3,0,2.2299568466252976E-3,4.4354838709677579E-7,0,1.5408387526711968E-2,null,4.4213195337110961E-3,7.2053860761133711E-3,0,1.9430703101403584E-3,4.625883768073835E-5,0,1.3616034757645562E-2]
[2004,7,11,11,5.9498563345705214E-3,9.5475868422238881E-3,0,2.4396392371107585E-3,4.4354838709677579E-7,0,1.7937525962292263E-2,null,5.5738989848414513E-3,8.1331731934925384E-3,0,2.1257768177250845E-3,4.625883768073835E-5,0,1.5879107833739813E-2]
[2004,7,11,15,6.4177987817124107E-3,9.7857835749746748E-3,0,2.4525407892276416E-3,4.4354838709677579E-7,0,1.865656669430182E-2,null,6.0122732554828409E-3,8.3360826106678373E-3,0,2.1370185701881338E-3,4.625883768073835E-5,0,1.6531633274019551E-2]
[2004,7,11,16,6.8470898249856872E-3,9.7975580463878498E-3,0,2.6060756045234688E-3,4.4354838709677579E-7,0,1.9251167024284102E-2,null,6.4144384130513325E-3,8.346112769790524E-3,0,2.2708009532982293E-3,4.625883768073835E-5,0,1.7077610973820823E-2]
[2004,7,11,19,6.9857827513691182E-3,8.5639665714117644E-3,5.4246606060606373E-5,2.4132393229168245E-3,4.4354838709677579E-7,7.211020354931837E-6,1.8024889820500344E-2,null,6.5443676614403354E-3,7.2952699461750594E-3,2.7952094645772135E-5,2.1027732831328718E-3,4.625883768073835E-5,2.9493533461198298E-6,1.6019571176420895E-2]
[2004,7,11,23,6.2576508380765596E-3,8.653357246808057E-3,2.324854545454559E-4,2.5333094607520893E-3,4.4354838709677579E-7,3.0904372949707874E-5,1.7708150921518964E-2,null,5.862244681638166E-3,7.3714179673342959E-3,1.1979469133902345E-4,2.2073962583779917E-3,4.625883768073835E-5,1.2640085769084984E-5,1.5619752522139301E-2]
[2004,7,12,2,4.6528553564926176E-3,7.5954261688120101E-3,2.324854545454559E-4,2.0315716856312846E-3,4.4354838709677579E-7,3.0904372949707874E-5,1.4543686586818172E-2,null,4.3588524310209827E-3,6.4702125814803842E-3,1.1979469133902345E-4,1.7702076303610426E-3,4.625883768073835E-5,1.2640085769084984E-5,1.2777966257651256E-2]
[2004,7,12,5,4.5948522552527659E-3,8.4938738691035173E-3,0,2.2981896049335641E-3,4.4354838709677579E-7,0,1.5387359277676945E-2,null,4.3045144085648822E-3,7.2355610273777196E-3,0,2.0025248448989198E-3,4.625883768073835E-5,0,1.358885911852226E-2]
[2004,7,12,8,5.2835004968012165E-3,1.2072089315168783E-2,0,2.4083069182219662E-3,4.4354838709677579E-7,0,1.9764340278579061E-2,null,4.9496485964573081E-3,1.0283686844654945E-2,0,2.0984754380267297E-3,4.625883768073835E-5,0,1.7378069716819721E-2]
[2004,7,12,13,6.2094044516842056E-3,1.4198127611358346E-2,0,2.8123170436632531E-3,4.4354838709677579E-7,0,2.3220292655092897E-2,null,5.8170468702940341E-3,1.2094766226770297E-2,0,2.4505091919215893E-3,4.625883768073835E-5,0,2.0408581126666658E-2]
[2004,7,12,14,6.3101785809120854E-3,1.3971169217750344E-2,0,2.750302122180187E-3,4.4354838709677579E-7,0,2.3032093469229711E-2,null,5.9114533206376966E-3,1.1901430260998576E-2,0,2.3964725620640253E-3,4.625883768073835E-5,0,2.0255614981381034E-2]
[2004,7,12,17,7.0607059458058039E-3,1.2816347979647405E-2,0,2.7701950584806834E-3,4.4354838709677579E-7,0,2.264769253232099E-2,null,6.6145566364220094E-3,1.0917688369751535E-2,0,2.4138062490210192E-3,4.625883768073835E-5,0,1.99923100928753E-2]
[2004,7,12,20,7.1292310155561308E-3,1.1264062521894585E-2,2.324854545454559E-4,2.4614350266831536E-3,4.4354838709677579E-7,3.0904372949707874E-5,2.1118561940016125E-2,null,6.6787517690839989E-3,9.5953640293423067E-3,1.1979469133902345E-4,2.1447685536720284E-3,4.625883768073835E-5,1.2640085769084984E-5,1.8597577966887182E-2]
[2004,7,12,24,5.6734492017372195E-3,9.2871601951980669E-3,2.324854545454559E-4,2.3458182228428192E-3,4.4354838709677579E-7,3.0904372949707874E-5,1.7570260995660364E-2,null,5.3149573649991823E-3,7.9113270810178826E-3,1.1979469133902345E-4,2.0440259858346948E-3,4.625883768073835E-5,1.2640085769084984E-5,1.5449004046640607E-2]
[2004,7,13,5,4.5887822187932435E-3,9.3152341814948126E-3,0,2.3560612936514057E-3,4.4354838709677579E-7,0,1.6260521242326558E-2,null,4.298827923352946E-3,7.9352420866162995E-3,0,2.0529512736952873E-3,4.625883768073835E-5,0,1.4333280121345271E-2]
[2004,7,13,7,4.9820423978729281E-3,1.1754419934861621E-2,0,2.3936801301727845E-3,4.4354838709677579E-7,0,1.9130586011294429E-2,null,4.6672389218193559E-3,1.0013078142057819E-2,0,2.0857304032364417E-3,4.625883768073835E-5,0,1.6812306304794356E-2]
[2004,7,13,11,5.8925806460418005E-3,1.4267512673488764E-2,0,2.8113971347067542E-3,4.4354838709677579E-7,0,2.2971934002624414E-2,null,5.5202424116076749E-3,1.215387233773566E-2,0,2.4497076303200225E-3,4.625883768073835E-5,0,2.0170081217344094E-2]
[2004,7,13,14,6.1869969011308906E-3,1.4380352992399578E-2,0,2.8248030618984151E-3,4.4354838709677579E-7,0,2.339259650381598E-2,null,5.7960551998639072E-3,1.2249996088383506E-2,0,2.4613888694190842E-3,4.625883768073835E-5,0,2.0553698995347234E-2]
[2004,7,13,15,6.3407415410971519E-3,1.437510685205283E-2,0,2.9300954458243715E-3,4.4354838709677579E-7,0,2.3646387387361446E-2,null,5.9400850796533684E-3,1.2245527130023392E-2,0,2.5531352659469105E-3,4.625883768073835E-5,0,2.0785006313304408E-2]
[2004,7,13,18,6.9111545055558481E-3,1.2433712350520074E-2,0,2.6609948367038684E-3,4.4354838709677579E-7,0,{"$f":"SUM(E4676:J4676)","v":2.2006305241166885E-2},null,{"$f":"E4676*V$5","v":6.4744549979761498E-3},{"$f":"F4676*W$5","v":1.0591737750697655E-2},{"$f":"G4676*X$5","v":0},{"$f":"H4676*AB$5","v":2.3186547625174219E-3},{"$f":"I4676*Z$5","v":4.625883768073835E-5},{"$f":"J4676*AA$5","v":0},{"$f":"SUM(M4676:R4676)","v":1.9431106348871963E-2}]
[2004,7,13,21,6.8337949154509553E-3,1.1356829913611487E-2,2.324854545454559E-4,2.69781906924984E-3,4.4354838709677579E-7,3.0904372949707874E-5,2.1152277274194539E-2,null,6.4019835774062044E-3,9.6743885279941978E-3,1.1979469133902345E-4,2.3507415148068507E-3,4.625883768073835E-5,1.2640085769084984E-5,1.8605807234996097E-2]
[2004,7,14,2,5.1401994276604693E-3,9.2471272975077345E-3,2.324854545454559E-4,2.3446976318035671E-3,4.4354838709677579E-7,3.0904372949707874E-5,1.6995857732854031E-2,null,4.8154023829530684E-3,7.8772247999144614E-3,1.1979469133902345E-4,2.04304956013324E-3,4.625883768073835E-5,1.2640085769084984E-5,1.4914370357789617E-2]
[2004,7,14,5,4.6489009463360391E-3,9.3756220135747387E-3,0,2.3835895308704129E-3,4.4354838709677579E-7,0,1.6408556039168284E-2,null,4.3551478906895917E-3,7.9866838493571762E-3,0,2.076937971245826E-3,4.625883768073835E-5,0,1.4465028548973332E-2]
[2004,7,14,9,6.0063774358021394E-3,1.3699680853808941E-2,0,2.7717380410450213E-3,4.4354838709677579E-7,0,2.2478239879043196E-2,null,5.6268486513647489E-3,1.1670161153899357E-2,0,2.415150725087615E-3,4.625883768073835E-5,0,1.9758419368032461E-2]
[2004,7,14,12,6.5693320359325709E-3,1.4392099537772617E-2,0,2.8467858963270687E-3,4.4354838709677579E-7,0,2.3808661018419351E-2,null,6.1542314817613309E-3,1.2260002458529482E-2,0,2.4805435866844384E-3,4.625883768073835E-5,0,2.0941036364655989E-2]
[2004,7,14,15,6.9220441953818882E-3,1.4404849411048335E-2,0,2.8068277233582535E-3,4.4354838709677579E-7,0,2.4134164878175574E-2,null,6.4846565940573737E-3,1.22708635199956E-2,0,2.4457260790449265E-3,4.625883768073835E-5,0,2.1247505030778636E-2]
[2004,7,14,16,7.186881614820618E-3,1.3847081438941436E-2,0,2.8234198564245235E-3,4.4354838709677579E-7,0,2.3857826458573671E-2,null,6.7327595633308529E-3,1.1795725289373142E-2,0,2.4601836149348061E-3,4.625883768073835E-5,0,2.1034927305319539E-2]
[2004,7,14,19,7.2670925677490424E-3,1.2061714343042524E-2,5.8121363636363976E-5,2.5051104238282733E-3,4.4354838709677579E-7,7.7260932374269685E-6,2.1900208339880729E-2,null,6.8079021758512921E-3,1.027484885799141E-2,2.9948672834755862E-5,2.1828250602832213E-3,4.625883768073835E-5,3.1600214422712461E-6,1.9344943626083688E-2]
[2004,7,14,23,6.0798305326793837E-3,1.0255684043213021E-2,2.324854545454559E-4,2.4035727840037552E-3,4.4354838709677579E-7,3.0904372949707874E-5,1.9002920735778417E-2,null,5.6956604207748221E-3,8.7363703435831344E-3,1.1979469133902345E-4,2.0943503556702949E-3,4.625883768073835E-5,1.2640085769084984E-5,1.6705074734817096E-2]
[2004,7,15,3,4.7398458034569619E-3,9.0168601804281618E-3,2.324854545454559E-4,2.3953950139167825E-3,4.4354838709677579E-7,3.0904372949707874E-5,1.6415934373684164E-2,null,4.4403461573834469E-3,7.6810702767953851E-3,1.1979469133902345E-4,2.0872246651964196E-3,4.625883768073835E-5,1.2640085769084984E-5,1.4387334714164098E-2]
[2004,7,15,6,4.708551118454197E-3,1.016860913191741E-2,0,2.3178548179011499E-3,4.4354838709677579E-7,0,1.7195458616659852E-2,null,4.4110289095106985E-3,8.6621950209515297E-3,0,2.0196601053940858E-3,4.625883768073835E-5,0,1.5139142873537051E-2]
[2004,7,15,10,5.6816747797760435E-3,1.4012830016502557E-2,0,2.7476897778793623E-3,4.4354838709677579E-7,0,2.2442638122545058E-2,null,5.3226631882161129E-3,1.1936919280080602E-2,0,2.3941962988894808E-3,4.625883768073835E-5,0,1.9700037604866934E-2]
[2004,7,15,13,6.095613020992827E-3,1.4435994904078838E-2,0,2.7967215479972976E-3,4.4354838709677579E-7,0,2.332877302145606E-2,null,5.7104456509790274E-3,1.2297395008339183E-2,0,2.4369200748737413E-3,4.625883768073835E-5,0,2.0491019571872687E-2]
[2004,7,15,16,6.7322626838055323E-3,1.4037327688805831E-2,0,3.0392082954795994E-3,4.4354838709677579E-7,0,2.3809242216478059E-2,null,6.306866927343769E-3,1.1957787779626351E-2,0,2.6482106208537705E-3,4.625883768073835E-5,0,2.0959124165504626E-2]
[2004,7,15,18,6.8325002525142795E-3,1.2490163636362045E-2,0,2.6603889613425347E-3,4.4354838709677579E-7,0,2.1983496398605952E-2,null,6.4007707211584794E-3,1.0639826141233955E-2,0,2.3181268337245241E-3,4.625883768073835E-5,0,1.9404982533797695E-2]
[2004,7,15,21,6.8520044080382031E-3,1.1245583933039087E-2,2.324854545454559E-4,2.7533796493029775E-3,4.4354838709677579E-7,3.0904372949707874E-5,2.1114801366262523E-2,null,6.4190424552242791E-3,9.5796229247033359E-3,1.1979469133902345E-4,2.3991541617505822E-3,4.625883768073835E-5,1.2640085769084984E-5,1.8576513156467044E-2]
[2004,7,16,1,5.1954096049667674E-3,8.749565365812546E-3,2.324854545454559E-4,2.1935378607662189E-3,4.4354838709677579E-7,3.0904372949707874E-5,1.6402346207427792E-2,null,4.8671239597334109E-3,7.4533734716323219E-3,1.1979469133902345E-4,1.9113366690812102E-3,4.625883768073835E-5,1.2640085769084984E-5,1.441052771523579E-2]
[2004,7,16,4,4.2819757910712158E-3,8.2824001870615525E-3,1.3174175757575834E-4,2.1341394872261316E-3,4.4354838709677579E-7,1.7512478004834463E-5,1.484821324932659E-2,null,4.0114078681683556E-3,7.0554158126406889E-3,6.7883658425446611E-5,1.8595799652369031E-3,4.625883768073835E-5,7.1627152691481582E-6,1.304770885742128E-2]
[2004,7,16,7,4.7025408646664702E-3,1.1058117714629171E-2,0,2.2594214214872428E-3,4.4354838709677579E-7,0,1.802052354916998E-2,null,4.4053984294449193E-3,9.4199286221059476E-3,0,1.9687442332486892E-3,4.625883768073835E-5,0,1.5840330122480293E-2]
[2004,7,16,9,5.3652346143613847E-3,1.2893460155006085E-2,0,2.4995480491442766E-3,4.4354838709677579E-7,0,2.0758686366898843E-2,null,5.0262181284388592E-3,1.0983376871766043E-2,0,2.1779782915582096E-3,4.625883768073835E-5,0,1.8233832129443846E-2]
[2004,7,16,15,5.6158514940009866E-3,1.291684074095225E-2,0,2.6634420019405452E-3,4.4354838709677579E-7,0,2.1196577785280876E-2,null,5.2609991201900061E-3,1.1003293774121362E-2,0,2.3207870971061338E-3,4.625883768073835E-5,0,1.8631338829098239E-2]
[2004,7,16,18,5.9690933659522858E-3,1.1412467774227266E-2,0,2.4933150720222188E-3,4.4354838709677579E-7,0,1.9875319760588865E-2,null,5.5919204737078579E-3,9.72178399702542E-3,0,2.1725471941771175E-3,4.625883768073835E-5,0,1.7532510502591133E-2]
[2004,7,16,19,5.9916643521586892E-3,1.098763584711151E-2,6.1996121212121565E-5,2.4081500853691514E-3,4.4354838709677579E-7,8.2411661199220983E-6,1.9458131120358491E-2,null,5.613065252678697E-3,9.3598881904246364E-3,3.1945251023739582E-5,2.0983387819024555E-3,4.625883768073835E-5,3.370689538422662E-6,1.7152867003248688E-2]
[2004,7,16,22,5.9078991785795022E-3,8.9621832113021219E-3,2.324854545454559E-4,2.2905224648858808E-3,4.4354838709677579E-7,3.0904372949707874E-5,1.7424438230649764E-2,null,5.5345930023043026E-3,7.6344933493532946E-3,1.1979469133902345E-4,1.9958440913171241E-3,4.625883768073835E-5,1.2640085769084984E-5,1.5343624057763568E-2]
[2004,7,17,2,4.4598458096701916E-3,7.1576230626068989E-3,2.324854545454559E-4,2.2188756566035423E-3,4.4354838709677579E-7,3.0904372949707874E-5,1.4100177904762893E-2,null,4.1780387009738547E-3,6.0972671926342757E-3,1.1979469133902345E-4,1.933414728076122E-3,4.625883768073835E-5,1.2640085769084984E-5,1.2387414236473099E-2]
[2004,7,17,5,4.074147973469262E-3,7.1497898070705581E-3,0,2.2048605215968641E-3,4.4354838709677579E-7,0,1.3429241850523781E-2,null,3.8167121988254482E-3,6.0905943835780447E-3,0,1.9212026564545133E-3,4.625883768073835E-5,0,1.1874768076538743E-2]
[2004,7,17,10,5.2932531393605391E-3,1.0205943918473629E-2,0,2.7659303009240944E-3,4.4354838709677579E-7,0,1.8265570907145357E-2,null,4.9587849925993594E-3,8.6939988987503602E-3,0,2.4100901574739134E-3,4.625883768073835E-5,0,1.6109132886504372E-2]
[2004,7,17,13,5.3178004430473203E-3,9.5842680230846678E-3,0,2.6663100422199908E-3,4.4354838709677579E-7,0,1.7568822056739073E-2,null,4.9817812102231959E-3,8.1644202930803815E-3,0,2.32328616067488E-3,4.625883768073835E-5,0,1.5515746501659195E-2]
[2004,7,17,16,5.2083578179545108E-3,8.9799497809067517E-3,0,2.6257055165334921E-3,4.4354838709677579E-7,0,1.6814456663781851E-2,null,4.87925400576638E-3,7.6496279158187862E-3,0,2.2879054543449946E-3,4.625883768073835E-5,0,1.4863046213610898E-2]
[2004,7,17,19,5.0805641066674736E-3,7.6102986760551708E-3,6.1996121212121565E-5,2.4164973462504867E-3,4.4354838709677579E-7,8.2411661199220983E-6,1.5178040964692273E-2,null,4.7595352768496496E-3,6.4828818223293021E-3,3.1945251023739582E-5,2.1056121579832816E-3,4.625883768073835E-5,3.370689538422662E-6,1.3429604035405131E-2]
[2004,7,17,20,5.4453032826746956E-3,7.588046270138744E-3,2.324854545454559E-4,2.4827470562639922E-3,4.4354838709677579E-7,3.0904372949707874E-5,1.5779929984959692E-2,null,5.1012274469724953E-3,6.4639259673807195E-3,1.1979469133902345E-4,2.1633387659117987E-3,4.625883768073835E-5,1.2640085769084984E-5,1.390718579505386E-2]
[2004,7,17,23,4.8688225581333087E-3,5.822256194097139E-3,2.324854545454559E-4,2.0657341736225045E-3,4.4354838709677579E-7,3.0904372949707874E-5,1.3020646301735214E-2,null,4.5611731759757418E-3,4.9597263461441179E-3,1.1979469133902345E-4,1.7999750746220031E-3,4.625883768073835E-5,1.2640085769084984E-5,1.1499568211530711E-2]
[2004,7,18,3,4.2170096104277282E-3,5.7690243909800125E-3,2.324854545454559E-4,2.1777907050042132E-3,4.4354838709677579E-7,3.0904372949707874E-5,1.2427658082294214E-2,null,3.9505467468277005E-3,4.914380492651714E-3,1.1979469133902345E-4,1.897615403184691E-3,4.625883768073835E-5,1.2640085769084984E-5,1.0941236257452951E-2]
[2004,7,18,7,4.3684396154925137E-3,6.458894962376404E-3,0,2.3174457950925777E-3,4.4354838709677579E-7,0,1.3145223921348592E-2,null,4.0924082480207494E-3,5.5020511712201214E-3,0,2.0193037038445626E-3,4.625883768073835E-5,0,1.1660021960766171E-2]
[2004,7,18,10,5.2206783690500356E-3,7.8392000860002722E-3,0,2.5510190702129169E-3,4.4354838709677579E-7,0,1.5611341073650321E-2,null,4.8907960503776111E-3,6.677872959051397E-3,0,2.2228275060272862E-3,4.625883768073835E-5,0,1.3837755353137032E-2]
[2004,7,18,14,5.5535301395583389E-3,7.9705033349499119E-3,0,2.4603849807259466E-3,4.4354838709677579E-7,0,1.5984862003621293E-2,null,5.2026157047378591E-3,6.7897244752746248E-3,0,2.1438535973459364E-3,4.625883768073835E-5,0,1.4182452615039158E-2]
[2004,7,18,17,6.1761799990114798E-3,7.4295756515303131E-3,0,2.4989708918560951E-3,4.4354838709677579E-7,0,1.6105170090784982E-2,null,5.7859217922062809E-3,6.3289317527670027E-3,0,2.1774753862250215E-3,4.625883768073835E-5,0,1.4338587768879044E-2]
[2004,7,18,18,5.905616130859769E-3,6.8421700006938788E-3,0,2.350075990805446E-3,4.4354838709677579E-7,0,1.5098305670746191E-2,null,5.5324542149703245E-3,5.828546475100743E-3,0,2.047735987007214E-3,4.625883768073835E-5,0,1.3454995514759019E-2]
[2004,7,18,24,5.3308138217477517E-3,7.267040837633432E-3,2.324854545454559E-4,2.4921220418512727E-3,4.4354838709677579E-7,3.0904372949707874E-5,1.5353810077114718E-2,null,4.9939723043015919E-3,6.1904754272849184E-3,1.1979469133902345E-4,2.1715076487223363E-3,4.625883768073835E-5,1.2640085769084984E-5,1.3534648995097693E-2]
[2004,7,19,1,5.5065909540149751E-3,7.4585635674846648E-3,2.324854545454559E-4,2.5814994566900752E-3,4.4354838709677579E-7,3.0904372949707874E-5,1.5810487354071975E-2,null,5.1586424953127402E-3,6.3536252952161257E-3,1.1979469133902345E-4,2.2493865554075458E-3,4.625883768073835E-5,1.2640085769084984E-5,1.3940347960725259E-2]
[2004,7,19,5,4.9864961073316444E-3,8.088180644712421E-3,0,2.690197519557817E-3,4.4354838709677579E-7,0,1.576531781998898E-2,null,4.6714112119108798E-3,6.8899686476564942E-3,0,2.3441004863285456E-3,4.625883768073835E-5,0,1.3951739183576657E-2]
[2004,7,19,8,5.5120065852912233E-3,1.1795626002368307E-2,0,2.7203856953557193E-3,4.4354838709677579E-7,0,2.0028461831402344E-2,null,5.1637159256571951E-3,1.0048179795406757E-2,0,2.370404918272586E-3,4.625883768073835E-5,0,1.7628559477017275E-2]
[2004,7,19,11,5.946858835521868E-3,1.3514085807642859E-2,0,2.9150927085625673E-3,4.4354838709677579E-7,0,2.237648090011439E-2,null,5.5710908906682734E-3,1.1512060821399906E-2,0,2.5400626482465437E-3,4.625883768073835E-5,0,1.966947319799546E-2]
[2004,7,19,15,6.5289167029722317E-3,1.346559079846199E-2,0,3.0906637386929844E-3,4.4354838709677579E-7,0,2.3085614788514303E-2,null,6.116369898104131E-3,1.1470750036255358E-2,0,2.6930462615767504E-3,4.625883768073835E-5,0,2.0326425033616979E-2]
[2004,7,19,18,7.1045127126547411E-3,1.1705267567776352E-2,0,2.8891331385904281E-3,4.4354838709677579E-7,0,2.1699356967408618E-2,null,6.6555953572814937E-3,9.9712073823589736E-3,0,2.5174428070809129E-3,4.625883768073835E-5,0,1.9190504384402118E-2]
[2004,7,19,21,7.2635797251273965E-3,1.0399943960472318E-2,2.324854545454559E-4,2.8324206318051087E-3,4.4354838709677579E-7,3.0904372949707874E-5,2.0759777693287084E-2,null,6.8046113014466562E-3,8.8592590809507717E-3,1.1979469133902345E-4,2.4680264301160612E-3,4.625883768073835E-5,1.2640085769084984E-5,1.8310590427302337E-2]
[2004,7,19,23,6.1808968546361439E-3,9.1613617452680936E-3,2.324854545454559E-4,2.5333920138309127E-3,4.4354838709677579E-7,3.0904372949707874E-5,1.813948398961741E-2,null,5.790340600879895E-3,7.80416486320714E-3,1.1979469133902345E-4,2.2074681909074103E-3,4.625883768073835E-5,1.2640085769084984E-5,1.5980667269783293E-2]
[2004,7,20,2,5.1907846136798625E-3,8.5301211770321354E-3,2.324854545454559E-4,2.5236897435600902E-3,4.4354838709677579E-7,3.0904372949707874E-5,1.6508428910154346E-2,null,4.8627912107073214E-3,7.2664385295207259E-3,1.1979469133902345E-4,2.1990141289677263E-3,4.625883768073835E-5,1.2640085769084984E-5,1.4506937483984621E-2]
[2004,7,20,6,4.8878094738573586E-3,9.5973149066795379E-3,0,2.5127155934042997E-3,4.4354838709677579E-7,0,1.6998283522328291E-2,null,4.5789603534012934E-3,8.1755343646951195E-3,0,2.1894518159664639E-3,4.625883768073835E-5,0,1.4990205371743615E-2]
[2004,7,20,9,5.8211240454180153E-3,1.3208549606938664E-2,0,2.8754910669936454E-3,4.4354838709677579E-7,0,2.1905608267737419E-2,null,5.4533009845747337E-3,1.1251787845801593E-2,0,2.5055558038285263E-3,4.625883768073835E-5,0,1.9256903471885592E-2]
[2004,7,20,13,6.0823218707702163E-3,1.4040493600530191E-2,0,2.9667917238518746E-3,4.4354838709677579E-7,0,2.3090050743539377E-2,null,5.6979943371039789E-3,1.1960484681869299E-2,0,2.5851105252151806E-3,4.625883768073835E-5,0,2.0289848381869199E-2]
[2004,7,20,14,6.1096508446613291E-3,1.3998302911163569E-2,0,3.020556032212691E-3,4.4354838709677579E-7,0,2.3128953336424684E-2,null,5.7235964577708855E-3,1.1924544272062913E-2,0,2.6319579929046247E-3,4.625883768073835E-5,0,2.0326357560419159E-2]
[2004,7,20,20,7.2032160776256959E-3,1.1240397971687723E-2,2.324854545454559E-4,2.9221423474879611E-3,4.4354838709677579E-7,3.0904372949707874E-5,2.1629589772683637E-2,null,6.7480618900640455E-3,9.5752052302070807E-3,1.1979469133902345E-4,2.5462053429421258E-3,4.625883768073835E-5,1.2640085769084984E-5,1.9048166078002096E-2]
[2004,7,20,21,7.0245821688728442E-3,1.0764967142175601E-2,2.324854545454559E-4,2.9672966793615613E-3,4.4354838709677579E-7,3.0904372949707874E-5,2.1020679366292264E-2,null,6.5807154355168119E-3,9.1702064235089035E-3,1.1979469133902345E-4,2.5855505176124766E-3,4.625883768073835E-5,1.2640085769084984E-5,1.8515165991427038E-2]
[2004,7,20,24,5.6981866871334734E-3,9.1111807312927642E-3,2.324854545454559E-4,2.5896977561890651E-3,4.4354838709677579E-7,3.0904372949707874E-5,1.7662898550497564E-2,null,5.3381317472000703E-3,7.76141784404608E-3,1.1979469133902345E-4,2.2565301341607551E-3,4.625883768073835E-5,1.2640085769084984E-5,1.5534773340195753E-2]
[2004,7,21,3,4.8279417850132095E-3,8.5268495515742719E-3,2.324854545454559E-4,2.547804453269849E-3,4.4354838709677579E-7,3.0904372949707874E-5,1.6166429165739588E-2,null,4.5228755622216607E-3,7.2636515743546978E-3,1.1979469133902345E-4,2.2200264532849416E-3,4.625883768073835E-5,1.2640085769084984E-5,1.4185247204650147E-2]
[2004,7,21,7,5.0650195175726016E-3,1.115824963182668E-2,0,2.5362014679015453E-3,4.4354838709677579E-7,0,1.8759914165687924E-2,null,4.7449729135750516E-3,9.5052266391045647E-3,0,2.2099162054511042E-3,4.625883768073835E-5,0,1.6506374595811456E-2]
[2004,7,21,11,5.8245687779244076E-3,1.3772126849559136E-2,0,2.9276839194602887E-3,4.4354838709677579E-7,0,2.2524823095330927E-2,null,5.4565280525812115E-3,1.1731874740834808E-2,0,2.5510339852484695E-3,4.625883768073835E-5,0,1.9785695616345227E-2]
[2004,7,21,15,6.1476563712457022E-3,1.3850860810824666E-2,0,3.0780096350463563E-3,4.4354838709677579E-7,0,2.3076970365503817E-2,null,5.7592005050175641E-3,1.1798944771593821E-2,0,2.6820201230510605E-3,4.625883768073835E-5,0,2.0286424237343181E-2]
[2004,7,21,18,6.6845433938129851E-3,1.1901728820907068E-2,0,2.9285456386415384E-3,4.4354838709677579E-7,0,{"$f":"SUM(E4868:J4868)","v":2.1515261401748691E-2},null,{"$f":"E4868*V$5","v":6.2621629064245794E-3},{"$f":"F4868*W$5","v":1.0138564163075148E-2},{"$f":"G4868*X$5","v":0},{"$f":"H4868*AB$5","v":2.5517848432569097E-3},{"$f":"I4868*Z$5","v":4.625883768073835E-5},{"$f":"J4868*AA$5","v":0},{"$f":"SUM(M4868:R4868)","v":1.8998770750437377E-2}]
[2004,7,21,21,6.8246964839230812E-3,1.0570995499532561E-2,2.324854545454559E-4,2.8442239209610534E-3,4.4354838709677579E-7,3.0904372949707874E-5,2.0503749280298952E-2,null,6.3934600542478043E-3,9.0049704334820638E-3,1.1979469133902345E-4,2.4783112124227799E-3,4.625883768073835E-5,1.2640085769084984E-5,1.8055435314941495E-2]
[2004,7,21,22,6.460393093495418E-3,9.9096928096138806E-3,2.324854545454559E-4,2.7163054786709748E-3,4.4354838709677579E-7,3.0904372949707874E-5,1.9350224757662533E-2,null,6.052176133444425E-3,8.4416354882951884E-3,1.1979469133902345E-4,2.3668496261999776E-3,4.625883768073835E-5,1.2640085769084984E-5,1.7039354862728437E-2]
[2004,7,22,1,5.3207095650627473E-3,8.4764095921956249E-3,2.324854545454559E-4,2.3702744886978386E-3,4.4354838709677579E-7,3.0904372949707874E-5,1.6431227021838472E-2,null,4.9845065116988557E-3,7.2206839708881332E-3,1.1979469133902345E-4,2.065335924702661E-3,4.625883768073835E-5,1.2640085769084984E-5,1.4449220022078497E-2]
[2004,7,22,4,4.6822615535910116E-3,8.4203080713842644E-3,1.5111554545454631E-4,2.465538239328679E-3,4.4354838709677579E-7,2.0087842417310117E-5,1.5739754800562909E-2,null,4.3864005200735592E-3,7.1728935299403508E-3,7.7866549370365229E-5,2.1483438832483738E-3,4.625883768073835E-5,8.2160557499052388E-6,1.3839979376063292E-2]
[2004,7,22,9,5.6827194006748606E-3,1.3012248199018228E-2,0,2.7337568268211007E-3,4.4354838709677579E-7,0,2.1429167974901284E-2,null,5.323641801990975E-3,1.1084567230254779E-2,0,2.3820558381559393E-3,4.625883768073835E-5,0,1.883652370808243E-2]
[2004,7,22,12,5.9336706927759844E-3,1.3584226539762502E-2,0,2.9175187550878872E-3,4.4354838709677579E-7,0,2.2435859536013472E-2,null,5.5587360754711214E-3,1.1571810654700667E-2,0,2.5421765810706262E-3,4.625883768073835E-5,0,1.9718982148923151E-2]
[2004,7,22,16,6.6014892662867829E-3,1.3321259321743995E-2,0,3.1201503697277405E-3,4.4354838709677579E-7,0,2.3043342506145613E-2,null,6.1843567727847817E-3,1.1347800340503068E-2,0,2.718739403305661E-3,4.625883768073835E-5,0,2.029715535427425E-2]
[2004,7,22,19,6.7278599157024948E-3,1.1445896967341166E-2,7.362039393939436E-5,2.6744904166121231E-3,4.4354838709677579E-7,9.786384767407491E-6,2.093209762674968E-2,null,6.3027423597441408E-3,9.7502608699575055E-3,3.7934985590690753E-5,2.3304141204070331E-3,4.625883768073835E-5,4.0026938268769104E-6,1.8471613867206988E-2]
[2004,7,22,22,6.3221048833319938E-3,9.9534224852506452E-3,2.324854545454559E-4,2.6706901550162614E-3,4.4354838709677579E-7,3.0904372949707874E-5,1.9210050899481156E-2,null,5.9226260282146835E-3,8.4788868934435723E-3,1.1979469133902345E-4,2.3271027668761968E-3,4.625883768073835E-5,1.2640085769084984E-5,1.6907309303323296E-2]
[2004,7,22,23,5.8767822125349459E-3,9.241463509522669E-3,2.324854545454559E-4,2.44919070938258E-3,4.4354838709677579E-7,3.0904372949707874E-5,1.7831269807322452E-2,null,5.5054422437491183E-3,7.8724000657303169E-3,1.1979469133902345E-4,2.1340994820033604E-3,4.625883768073835E-5,1.2640085769084984E-5,1.5690635406271643E-2]
[2004,7,23,5,4.7879572711063143E-3,8.3510780518999093E-3,0,2.4790928609988425E-3,4.4354838709677579E-7,0,1.5618571732392162E-2,null,4.4854175751808502E-3,7.1139194930491638E-3,0,2.1601546871086986E-3,4.625883768073835E-5,0,1.380575059301945E-2]
[2004,7,23,7,5.1667876803734181E-3,1.0637278764156563E-2,0,2.510070644194856E-3,4.4354838709677579E-7,0,1.8314580637111933E-2,null,4.8403105868611738E-3,9.0614342583129597E-3,0,2.1871471425426365E-3,4.625883768073835E-5,0,1.6135150825397508E-2]
[2004,7,23,10,5.9499404543946095E-3,1.2719492030978982E-2,0,2.8586753085244319E-3,4.4354838709677579E-7,0,2.152855134228512E-2,null,5.5739777893328082E-3,1.083518100759207E-2,0,2.4909034122033396E-3,4.625883768073835E-5,0,1.8946321046808958E-2]
[2004,7,23,13,6.0701372971273468E-3,1.2439598174820857E-2,0,2.7662180560398238E-3,4.4354838709677579E-7,0,2.127639707637512E-2,null,5.6865796778517701E-3,1.0596751627943896E-2,0,2.4103408925600254E-3,4.625883768073835E-5,0,1.8739931036036429E-2]
[2004,7,23,17,6.4265458884131431E-3,1.08957131729911E-2,0,2.710588672296566E-3,4.4354838709677579E-7,0,2.0033291282087903E-2,null,6.0204676531990051E-3,9.2815832698845135E-3,0,2.3618682936007635E-3,4.625883768073835E-5,0,1.7710178054365019E-2]
[2004,7,23,20,6.4244994913855991E-3,9.4026399656638934E-3,2.324854545454559E-4,2.4932635681791018E-3,4.4354838709677579E-7,3.0904372949707874E-5,1.8584236401110853E-2,null,6.0185505631596822E-3,8.0096992654309813E-3,1.1979469133902345E-4,2.1725023163631945E-3,4.625883768073835E-5,1.2640085769084984E-5,1.6379445759742706E-2]
[2004,7,23,22,6.2227700727961865E-3,7.8552841742016485E-3,2.324854545454559E-4,2.4100016586074205E-3,4.4354838709677579E-7,3.0904372949707874E-5,1.6751889281487516E-2,null,5.8295679494190849E-3,6.6915742929238133E-3,1.1979469133902345E-4,2.0999521480946199E-3,4.625883768073835E-5,1.2640085769084984E-5,1.4799788005226366E-2]
[2004,7,24,1,5.0954099416448476E-3,6.5852640566170725E-3,2.324854545454559E-4,2.2127679849731278E-3,4.4354838709677579E-7,3.0904372949707874E-5,1.4157275359117309E-2,null,4.7734430386268054E-3,5.6096994960532411E-3,1.1979469133902345E-4,1.9280928154897397E-3,4.625883768073835E-5,1.2640085769084984E-5,1.2489928964958633E-2]
[2004,7,24,4,4.5360229797714764E-3,6.3494258390807906E-3,1.5499030303030393E-4,2.2178524328193292E-3,4.4354838709677579E-7,2.0602915299805248E-5,1.3279338018388803E-2,null,4.2494024158636692E-3,5.4087991952165571E-3,7.9863127559348952E-5,1.9325231432193377E-3,4.625883768073835E-5,8.4267238460566551E-6,1.1725273443385708E-2]
[2004,7,24,8,5.2166603081469642E-3,8.0030569950850228E-3,0,2.4299709705424386E-3,4.4354838709677579E-7,0,1.5650131822161521E-2,null,4.8870318812398571E-3,6.8174555198135482E-3,0,2.1173523848721102E-3,4.625883768073835E-5,0,1.3868098623606252E-2]
[2004,7,24,11,6.2951339757354365E-3,9.2152110355322187E-3,0,2.8121618015080636E-3,4.4354838709677579E-7,0,1.8322950361162813E-2,null,5.8973593484800456E-3,7.8500367270929843E-3,0,2.4503739218498443E-3,4.625883768073835E-5,0,1.6244028835103612E-2]
[2004,7,24,14,6.2562898269694113E-3,8.8470253251297613E-3,0,2.618712555140827E-3,4.4354838709677579E-7,0,1.7722471255627096E-2,null,5.8609696696039406E-3,7.5363953641436462E-3,0,2.2818121455517736E-3,4.625883768073835E-5,0,1.5725436016980097E-2]
[2004,7,24,19,6.1828409232040759E-3,7.2376887153620716E-3,8.1369909090909566E-5,2.3400905163646359E-3,4.4354838709677579E-7,1.0816530532397756E-5,1.5853250142941186E-2,null,5.7921618283529519E-3,6.1654716333446758E-3,4.1928141968658206E-5,2.039035155442708E-3,4.625883768073835E-5,4.4240300191797447E-6,1.4089279626808908E-2]
[2004,7,24,22,6.1423523904001942E-3,6.4585797629206363E-3,2.324854545454559E-4,2.359954440628319E-3,4.4354838709677579E-7,3.0904372949707874E-5,1.5224719969831411E-2,null,5.754231670177197E-3,5.5017826665386127E-3,1.1979469133902345E-4,2.056343562795097E-3,4.625883768073835E-5,1.2640085769084984E-5,1.3491051514299754E-2]
[2004,7,25,1,4.5811851206073884E-3,5.2946259542541538E-3,2.324854545454559E-4,2.0158256718788574E-3,4.4354838709677579E-7,3.0904372949707874E-5,1.215547012262266E-2,null,4.2917108678334976E-3,4.5102611363814962E-3,1.1979469133902345E-4,1.7564873595532443E-3,4.625883768073835E-5,1.2640085769084984E-5,1.0737152978557086E-2]
[2004,7,25,2,4.3623332449620562E-3,5.3019984031808191E-3,2.324854545454559E-4,2.0397512151585995E-3,4.4354838709677579E-7,3.0904372949707874E-5,1.1967916239183736E-2,null,4.0866877246018857E-3,4.5165414043666554E-3,1.1979469133902345E-4,1.7773348539212178E-3,4.625883768073835E-5,1.2640085769084984E-5,1.0559257597678605E-2]
[2004,7,25,5,4.1206255089517091E-3,5.2512754722913333E-3,0,2.0014778494291102E-3,4.4354838709677579E-7,0,1.137382237905925E-2,null,3.8602529287651475E-3,4.4733327498005298E-3,0,1.743985401114246E-3,4.625883768073835E-5,0,1.0123829917360661E-2]
[2004,7,25,9,4.5072736266551202E-3,6.4735650582718228E-3,0,1.9428951580546473E-3,4.4354838709677579E-7,0,1.2924177391368688E-2,null,4.2224696663754118E-3,5.5145479866620011E-3,0,1.6929394409782464E-3,4.625883768073835E-5,0,1.1476215931696397E-2]
[2004,7,25,12,5.4354393301640309E-3,7.449648941234799E-3,0,2.17479643957575E-3,4.4354838709677579E-7,0,1.5060328259361678E-2,null,5.091986774291667E-3,6.3460313135699194E-3,0,1.8950063534788498E-3,4.625883768073835E-5,0,1.3379283279021175E-2]
[2004,7,25,16,6.2770104666632926E-3,7.6116931810192448E-3,0,2.3493567297900079E-3,4.4354838709677579E-7,0,1.623850392585964E-2,null,5.8803810210821148E-3,6.4840697403424534E-3,0,2.0471092597562114E-3,4.625883768073835E-5,0,1.4457818858861517E-2]
[2004,7,25,20,6.4546403230671305E-3,6.5166722041673803E-3,2.324854545454559E-4,2.1733221421475495E-3,4.4354838709677579E-7,3.0904372949707874E-5,1.5408468045264322E-2,null,6.0467868669735773E-3,5.5512690858506679E-3,1.1979469133902345E-4,1.8937217261259089E-3,4.625883768073835E-5,1.2640085769084984E-5,1.3670471293739002E-2]
[2004,7,25,23,4.9572868637562479E-3,5.6412225134744379E-3,2.324854545454559E-4,1.7505547615859476E-3,4.4354838709677579E-7,3.0904372949707874E-5,1.2612897514698894E-2,null,4.6440476313539987E-3,4.8055116421889471E-3,1.1979469133902345E-4,1.5253438597522951E-3,4.625883768073835E-5,1.2640085769084984E-5,1.1153596748084088E-2]
[2004,7,25,24,4.280986915767066E-3,5.2144993674540611E-3,2.324854545454559E-4,1.5693448276768087E-3,4.4354838709677579E-7,3.0904372949707874E-5,1.1328664486780198E-2,null,4.0104814775558783E-3,4.4420047886134387E-3,1.1979469133902345E-4,1.3674467941592098E-3,4.625883768073835E-5,1.2640085769084984E-5,9.9986266751173752E-3]
[2004,7,26,3,3.5789552387383056E-3,5.1235885537839216E-3,2.324854545454559E-4,1.584165598864452E-3,4.4354838709677579E-7,3.0904372949707874E-5,1.0550542767268939E-2,null,3.3528095218178736E-3,4.3645618278989433E-3,1.1979469133902345E-4,1.3803608559320528E-3,4.625883768073835E-5,1.2640085769084984E-5,9.2764258204377174E-3]
[2004,7,26,6,2.996916400817987E-3,5.6204921780273823E-3,0,1.1608708919051138E-3,4.4354838709677579E-7,0,9.77872301913758E-3,null,2.8075483414810648E-3,4.7878523727487932E-3,0,1.0115235043138054E-3,4.625883768073835E-5,0,8.6531830562244019E-3]
[2004,7,26,9,4.0507631466852019E-3,9.4235578708065822E-3,0,1.5878875666707425E-3,4.4354838709677579E-7,0,1.5062652132549623E-2,null,3.7948050039382335E-3,8.0275183173214703E-3,0,1.3836039882602169E-3,4.625883768073835E-5,0,1.3252186147200659E-2]
[2004,7,26,14,5.0101406147768186E-3,1.0821314080223783E-2,0,1.9498553104215061E-3,4.4354838709677579E-7,0,1.7781753553809201E-2,null,4.6935616788524055E-3,9.218205924706643E-3,0,1.6990041616649102E-3,4.625883768073835E-5,0,1.5657030602904697E-2]
[2004,7,26,17,5.6043036964986831E-3,9.3033393831807396E-3,0,1.8788855682641851E-3,4.4354838709677579E-7,0,1.6786972196330702E-2,null,5.2501810007000854E-3,7.9251094262499985E-3,0,1.6371647592061155E-3,4.625883768073835E-5,0,1.4858714023836938E-2]
[2004,7,26,21,5.9256479093979042E-3,7.3127573527467619E-3,2.324854545454559E-4,1.7119919190080126E-3,4.4354838709677579E-7,3.0904372949707874E-5,1.5214230557034939E-2,null,5.5512202327999537E-3,6.2294193344065874E-3,1.1979469133902345E-4,1.4917421716294072E-3,4.625883768073835E-5,1.2640085769084984E-5,1.3451075353624796E-2]
[2004,7,26,24,4.3110717063081852E-3,5.9336139262780013E-3,2.324854545454559E-4,1.4869784801644953E-3,4.4354838709677579E-7,3.0904372949707874E-5,1.1995497488632942E-2,null,4.0386652813364813E-3,5.0545871457606363E-3,1.1979469133902345E-4,1.2956769728516447E-3,4.625883768073835E-5,1.2640085769084984E-5,1.056762301473761E-2]
[2004,7,27,1,3.8404079223268036E-3,5.7049462018639533E-3,2.324854545454559E-4,1.5459976160956607E-3,4.4354838709677579E-7,3.0904372949707874E-5,1.1355185116168679E-2,null,3.5977416286942314E-3,4.8597950755595682E-3,1.1979469133902345E-4,1.3471032284455742E-3,4.625883768073835E-5,1.2640085769084984E-5,9.9833335474882202E-3]
[2004,7,27,6,3.0602416613335149E-3,6.4748020580314919E-3,0,1.3685194548296524E-3,4.4354838709677579E-7,0,1.0904006722581756E-2,null,2.8668722285556925E-3,5.51560173285483E-3,0,1.1924578386138536E-3,4.625883768073835E-5,0,9.6211906377051126E-3]
[2004,7,27,8,3.5357684236946747E-3,9.0315208507453192E-3,0,1.4961376052486505E-3,4.4354838709677579E-7,0,1.4063870428075742E-2,null,3.3123515794753707E-3,7.6935590629978647E-3,0,1.3036577658633195E-3,4.625883768073835E-5,0,1.2355827246017293E-2]
[2004,7,27,12,4.355553655473899E-3,1.0827056115516433E-2,0,1.9596589034806986E-3,4.4354838709677579E-7,0,1.7142712222858125E-2,null,4.0803365213390244E-3,9.2230973143624818E-3,0,1.7075465110986418E-3,4.625883768073835E-5,0,1.5057239184480885E-2]
[2004,7,27,15,4.2177265593511225E-3,1.0328858738300247E-2,0,1.8047321038552337E-3,4.4354838709677579E-7,0,1.6351760949893698E-2,null,3.951218393444287E-3,8.7987046777306295E-3,0,1.5725512240585028E-3,4.625883768073835E-5,0,1.4368733132914157E-2]
[2004,7,27,19,5.0711987311211374E-3,8.3345483433588385E-3,8.9119424242424758E-5,1.6672549308245485E-3,4.4354838709677579E-7,1.1846676297388018E-5,1.5174411654231435E-2,null,4.7507616772339625E-3,7.0998385546273282E-3,4.5921298346625653E-5,1.4527606488990727E-3,4.625883768073835E-5,4.8453662114825773E-6,1.3400386382999209E-2]
[2004,7,27,22,4.9746512054623252E-3,7.1017275740462571E-3,2.324854545454559E-4,1.7339357216887518E-3,4.4354838709677579E-7,3.0904372949707874E-5,1.4074147877079593E-2,null,4.6603147613762108E-3,6.0496522615829974E-3,1.1979469133902345E-4,1.5108628786265176E-3,4.625883768073835E-5,1.2640085769084984E-5,1.2399523516374572E-2]
[2004,7,27,23,4.1836477148693412E-3,6.3164935453309803E-3,2.324854545454559E-4,1.4603975943461066E-3,4.4354838709677579E-7,3.0904372949707874E-5,1.2224372230428689E-2,null,3.919292910545164E-3,5.3807456092002824E-3,1.1979469133902345E-4,1.2725157488445056E-3,4.625883768073835E-5,1.2640085769084984E-5,1.0751247883378799E-2]
[2004,7,28,3,3.0823615900613787E-3,5.2734824056505985E-3,2.324854545454559E-4,1.3338864285566503E-3,4.4354838709677579E-7,3.0904372949707874E-5,9.9535638001508869E-3,null,2.887594451303262E-3,4.4922498686591397E-3,1.1979469133902345E-4,1.1622803913671855E-3,4.625883768073835E-5,1.2640085769084984E-5,8.7208183261184343E-3]
[2004,7,28,6,2.9710255426042189E-3,6.4238250145135191E-3,0,1.2104157949092494E-3,4.4354838709677579E-7,0,1.0605709900414083E-2,null,2.7832934653631504E-3,5.4721766108134879E-3,0,1.0546943980428965E-3,4.625883768073835E-5,0,9.3564233119002721E-3]
[2004,7,28,9,4.0343631139053947E-3,1.018695515066209E-2,0,1.7632167762172616E-3,4.4354838709677579E-7,0,1.598497858917184E-2,null,3.7794412504419347E-3,8.6778231948898554E-3,0,1.5363768915053098E-3,4.625883768073835E-5,0,1.4039900174517837E-2]
[2004,7,28,13,4.5000661263333679E-3,1.0837885495626495E-2,0,1.7977907079067526E-3,4.4354838709677579E-7,0,1.7136185878253711E-2,null,4.2157175909524752E-3,9.2323223913865285E-3,0,1.5665028467552228E-3,4.625883768073835E-5,0,1.5060801666774964E-2]
[2004,7,28,16,5.0577059505656314E-3,1.0312166585595479E-2,0,1.9916813715405157E-3,4.4354838709677579E-7,0,1.7361997456088723E-2,null,4.7381214735698765E-3,8.7844853602042673E-3,0,1.7354492514761572E-3,4.625883768073835E-5,0,1.5304314922931038E-2]
[2004,7,28,20,5.1911233598969158E-3,7.6785437138965056E-3,2.324854545454559E-4,1.4914886483638741E-3,4.4354838709677579E-7,3.0904372949707874E-5,1.4624989098039555E-2,null,4.8631085523520908E-3,6.5410167962795095E-3,1.1979469133902345E-4,1.2996069026775131E-3,4.625883768073835E-5,1.2640085769084984E-5,1.288242586609796E-2]
[2004,7,28,24,3.8274189732933873E-3,5.7328447891738417E-3,2.324854545454559E-4,1.3708958363229582E-3,4.4354838709677579E-7,3.0904372949707874E-5,1.1194992974672448E-2,null,3.5855734206299704E-3,4.8835606664041171E-3,1.1979469133902345E-4,1.1945284958699333E-3,4.625883768073835E-5,1.2640085769084984E-5,9.842356197692869E-3]
[2004,7,29,3,3.2629984721575305E-3,5.3201269278485737E-3,2.324854545454559E-4,1.3428992554199402E-3,4.4354838709677579E-7,3.0904372949707874E-5,1.0189858031308306E-2,null,3.0568173160454813E-3,4.5319843045781823E-3,1.1979469133902345E-4,1.1701337075939082E-3,4.625883768073835E-5,1.2640085769084984E-5,8.937628943006419E-3]
[2004,7,29,4,3.1276646093883849E-3,5.3446067842239263E-3,1.7436409090909193E-4,1.3499337466020703E-3,4.4354838709677579E-7,2.3178279712280906E-5,1.0020191059222854E-2,null,2.9300348799855252E-3,4.5528376275112675E-3,8.9846018504267583E-5,1.1762632033209786E-3,4.625883768073835E-5,9.4800643268137383E-6,8.8047206313295913E-3]
[2004,7,29,7,3.6449572927741408E-3,8.0615789688118847E-3,0,1.4383891362988786E-3,4.4354838709677579E-7,0,1.3145368946272001E-2,null,3.4146410621611663E-3,6.8673078391284807E-3,0,1.2533387044688464E-3,4.625883768073835E-5,0,1.158154644343923E-2]
[2004,7,29,10,4.2664195465840302E-3,9.9600311659102138E-3,0,1.5920208769138818E-3,4.4354838709677579E-7,0,1.5818915137795223E-2,null,3.9968345859781179E-3,8.484516540523299E-3,0,1.3872055433433107E-3,4.625883768073835E-5,0,1.3914815507525465E-2]
[2004,7,29,14,4.7054075194894809E-3,1.0371323537065534E-2,0,1.4941158930953337E-3,4.4354838709677579E-7,0,1.6571290498037444E-2,null,4.4080839471296119E-3,8.8348785893893837E-3,0,1.3018961493249973E-3,4.625883768073835E-5,0,1.4591117523524731E-2]
[2004,7,29,17,5.5754221733571047E-3,9.2374459060943909E-3,0,1.6160683579511744E-3,4.4354838709677579E-7,0,1.6429379985789767E-2,null,5.2231244326979044E-3,7.8689776444373846E-3,0,1.4081592880348006E-3,4.625883768073835E-5,0,1.4546520202850827E-2]
[2004,7,29,22,5.2724416184802723E-3,7.0381318689690629E-3,2.324854545454559E-4,1.6606351621848705E-3,4.4354838709677579E-7,3.0904372949707874E-5,1.4235042025516467E-2,null,4.9392885025020235E-3,5.9954778516192525E-3,1.1979469133902345E-4,1.4469925211780263E-3,4.625883768073835E-5,1.2640085769084984E-5,1.2560452490088149E-2]
[2004,7,30,1,3.6421055205402464E-3,4.7789639203732609E-3,2.324854545454559E-4,1.141737954437754E-3,4.4354838709677579E-7,3.0904372949707874E-5,9.8266407712335208E-3,null,3.4119694866699825E-3,4.0709911197617746E-3,1.1979469133902345E-4,9.9485204145798359E-4,4.625883768073835E-5,1.2640085769084984E-5,8.6565062626785885E-3]
[2004,7,30,4,2.6975350620444668E-3,4.515272188726346E-3,1.7823884848484952E-4,1.0670614541183974E-3,4.4354838709677579E-7,2.3693352594776037E-5,8.482244454355933E-3,null,2.5270842014354627E-3,3.8463636239749162E-3,9.1842596693251306E-5,9.2978275957689334E-4,4.625883768073835E-5,9.6907324229651546E-6,7.4510227517842267E-3]
[2004,7,30,5,2.8620703506774606E-3,5.1594695149208532E-3,0,1.2289913593836394E-3,4.4354838709677579E-7,0,9.2509747733690497E-3,null,2.6812228943234547E-3,4.3951272551737237E-3,0,1.0708801945882006E-3,4.625883768073835E-5,0,8.1934891817661178E-3]
[2004,7,30,8,3.8567071565578717E-3,8.9081873319646551E-3,0,1.5269601034102436E-3,4.4354838709677579E-7,0,1.4292298140319867E-2,null,3.6130109528636867E-3,7.5884966126235076E-3,0,1.3305149138627449E-3,4.625883768073835E-5,0,1.2578281317030678E-2]
[2004,7,30,14,4.3121384534302865E-3,9.3913394945578012E-3,0,1.6342687767926089E-3,4.4354838709677579E-7,0,1.5338190273167794E-2,null,4.0396646232309088E-3,8.0000728865152696E-3,0,1.4240182018682363E-3,4.625883768073835E-5,0,1.3510014549295152E-2]
[2004,7,30,16,4.4410477598177756E-3,8.6339871879401262E-3,0,1.6707886375779348E-3,4.4354838709677579E-7,0,1.4746267133722934E-2,null,4.1604284554321962E-3,7.3549174582376612E-3,0,1.4558397401772912E-3,4.625883768073835E-5,0,1.3017444491527887E-2]
[2004,7,30,19,4.9956064753582923E-3,7.6594763358432665E-3,9.686893939393995E-5,1.6939034791957506E-3,4.4354838709677579E-7,1.287682206237828E-5,1.4459175600240725E-2,null,4.6799459173289268E-3,6.5247741277795531E-3,4.99144547245931E-5,1.4759808305930744E-3,4.625883768073835E-5,5.2667024037854099E-6,1.2782140870510671E-2]
[2004,7,30,23,5.6004102762453635E-3,6.8886813180124868E-3,2.324854545454559E-4,2.344974833312417E-3,4.4354838709677579E-7,3.0904372949707874E-5,1.5097899803452528E-2,null,5.2465335964642142E-3,5.8681674395874737E-3,1.1979469133902345E-4,2.0432910993462465E-3,4.625883768073835E-5,1.2640085769084984E-5,1.333668575018678E-2]
[2004,7,31,2,4.991508740418365E-3,6.1400966957885876E-3,2.324854545454559E-4,2.2641184912794553E-3,4.4354838709677579E-7,3.0904372949707874E-5,1.3659557303368668E-2,null,4.6761071085682686E-3,5.2304808195918796E-3,1.1979469133902345E-4,1.9728370195605488E-3,4.625883768073835E-5,1.2640085769084984E-5,1.2058118562509544E-2]
[2004,7,31,5,4.2948423637113693E-3,5.8680626551790181E-3,0,2.1122962084718635E-3,4.4354838709677579E-7,0,1.2275644775749347E-2,null,4.023461432514211E-3,4.9987468743169852E-3,0,1.8405468496464517E-3,4.625883768073835E-5,0,1.0909013994158386E-2]
[2004,7,31,6,4.317092954049662E-3,6.2893424430466591E-3,0,2.0780790687291596E-3,4.4354838709677579E-7,0,1.2684958014212579E-2,null,4.0443060606740744E-3,5.3576167682772517E-3,0,1.8107317846452662E-3,4.625883768073835E-5,0,1.125891345127733E-2]
[2004,7,31,11,6.0133438655422438E-3,9.238301087738824E-3,0,2.678994034016227E-3,4.4354838709677579E-7,0,1.793108253568439E-2,null,5.6333748888859345E-3,7.8697061364156207E-3,0,2.3343383422050421E-3,4.625883768073835E-5,0,1.5883678205187338E-2]
[2004,7,31,14,6.1404747963943671E-3,8.7394373993557543E-3,0,2.6039649462016598E-3,4.4354838709677579E-7,0,1.7484320690338877E-2,null,5.7524727168958853E-3,7.4447458983352994E-3,0,2.2689618336192252E-3,4.625883768073835E-5,0,1.5512439286531149E-2]
[2004,7,31,17,6.1304582684283612E-3,7.7682320334368608E-3,0,2.4411358035807394E-3,4.4354838709677579E-7,0,1.6340269653833058E-2,null,5.7430891096418813E-3,6.6174183675151901E-3,0,2.1270808491817344E-3,4.625883768073835E-5,0,1.4533847164019544E-2]
[2004,7,31,20,6.3099568958003491E-3,6.761670825598272E-3,2.324854545454559E-4,2.3093623680866429E-3,4.4354838709677579E-7,3.0904372949707874E-5,1.5644823465367524E-2,null,5.9112456432838618E-3,5.7599727355993223E-3,1.1979469133902345E-4,2.012260219104852E-3,4.625883768073835E-5,1.2640085769084984E-5,1.3862172212776884E-2]
[2004,7,31,24,5.1649626763031545E-3,5.7495291729301335E-3,2.324854545454559E-4,2.1078587149729031E-3,4.4354838709677579E-7,3.0904372949707874E-5,1.3286183940088452E-2,null,4.8386009004817787E-3,4.8977733659018056E-3,1.1979469133902345E-4,1.8366802448364441E-3,4.625883768073835E-5,1.2640085769084984E-5,1.1751748126008876E-2]
[2004,8,1,3,4.9671393959568348E-3,5.5798430186906863E-3,2.1772419328419248E-4,2.3909510272282046E-3,4.4354838709677579E-7,2.6005368075214756E-5,1.3182106551622231E-2,null,4.6532776053471326E-3,4.75322512520252E-3,1.1218853490216132E-4,2.0833524025531754E-3,4.625883768073835E-5,1.0636361509818183E-5,1.1658938867195545E-2]
[2004,8,1,4,4.923010559678598E-3,5.5509013249114055E-3,1.7417935462735393E-4,2.4090912776713316E-3,4.4354838709677579E-7,2.0804294460171798E-5,1.3078430359735958E-2,null,4.6119371658638565E-3,4.728570957410202E-3,8.9750827921729031E-5,2.0991588887225793E-3,4.625883768073835E-5,8.5090892078545426E-6,1.158418576680696E-2]
[2004,8,1,8,5.2186383358326181E-3,7.1549118321665231E-3,0,2.5294795691187455E-3,4.4354838709677579E-7,0,1.4903473285504983E-2,null,4.8888849220343035E-3,6.0949576135643554E-3,0,2.2040590867483845E-3,4.625883768073835E-5,0,1.3234160460027782E-2]
[2004,8,1,11,6.4908139256798615E-3,8.3472015223398106E-3,0,2.7628102908159487E-3,4.4354838709677579E-7,0,1.7601269287222717E-2,null,6.0806747451916847E-3,7.1106172464372201E-3,0,2.4073715402873745E-3,4.625883768073835E-5,0,1.5644922369597018E-2]
[2004,8,1,15,6.61152023692913E-3,8.0618046698582423E-3,0,2.5613697527378057E-3,4.4354838709677579E-7,0,1.7235138207912275E-2,null,6.1937539101165669E-3,6.8675001040149185E-3,0,2.2318465612319806E-3,4.625883768073835E-5,0,1.5339359413044203E-2]
[2004,8,1,18,6.3977004915221356E-3,6.2627736094743739E-3,0,2.0849980418527528E-3,4.4354838709677579E-7,0,1.474591569123636E-2,null,5.9934449287150637E-3,5.3349839366975665E-3,0,1.8167606238461049E-3,4.625883768073835E-5,0,1.3191448326939473E-2]
[2004,8,1,21,6.8164678355880073E-3,6.6898017557369786E-3,2.1772419328419248E-4,2.4472617856285015E-3,4.4354838709677579E-7,2.6005368075214756E-5,1.6197704486699993E-2,null,6.3857513547393822E-3,5.6987506066890018E-3,1.1218853490216132E-4,2.1324187165290211E-3,4.625883768073835E-5,1.0636361509818183E-5,1.4386004412050122E-2]
[2004,8,2,1,4.8587555286454627E-3,5.9527401191012963E-3,2.1772419328419248E-4,2.0287894237800137E-3,4.4354838709677579E-7,2.6005368075214756E-5,1.308445818127328E-2,null,4.5517422582716212E-3,5.0708799160003428E-3,1.1218853490216132E-4,1.7677833097261291E-3,4.625883768073835E-5,1.0636361509818183E-5,1.155948921809081E-2]
[2004,8,2,5,4.1683089988142968E-3,6.408197535220015E-3,0,2.0810640617775151E-3,4.4354838709677579E-7,0,1.2658014144198924E-2,null,3.9049234116799187E-3,5.4588642421728928E-3,0,1.8133327548734625E-3,4.625883768073835E-5,0,1.1223379246407011E-2]
[2004,8,2,6,4.295675722574473E-3,7.2806586249292617E-3,0,2.0731656566878552E-3,4.4354838709677579E-7,0,1.3649943552578687E-2,null,4.0242421334017384E-3,6.2020758268852985E-3,0,1.8064504887657551E-3,4.625883768073835E-5,0,1.2079027286733528E-2]
[2004,8,2,9,5.6286456642305159E-3,1.1157321136962925E-2,0,2.7346018810027409E-3,4.4354838709677579E-7,0,1.9521012230583279E-2,null,5.2729848570623253E-3,9.5044356947894225E-3,0,2.3827921751363116E-3,4.625883768073835E-5,0,1.7206471564668799E-2]
[2004,8,2,12,6.1558266212469676E-3,1.1942556111480618E-2,0,2.9329140215820647E-3,4.4354838709677579E-7,0,2.1031740302696746E-2,null,5.7668544962447728E-3,1.0173343152860004E-2,0,2.5555912286620379E-3,4.625883768073835E-5,0,1.8542047715447551E-2]
[2004,8,2,16,7.1063265968654005E-3,1.2142510660378282E-2,0,3.3540973796821584E-3,4.4354838709677579E-7,0,2.2603378185312935E-2,null,6.657294626438914E-3,1.0343675720019201E-2,0,2.922588858902289E-3,4.625883768073835E-5,0,1.9969818043041144E-2]
[2004,8,2,18,6.8260643142789871E-3,1.0106656279431433E-2,0,2.6621168708242647E-3,4.4354838709677579E-7,0,1.9595281012921781E-2,null,6.394741454638587E-3,8.6094200855227187E-3,0,2.3196324456459566E-3,4.625883768073835E-5,0,1.7370052823488E-2]
[2004,8,2,23,5.9204251513988795E-3,7.5154074994324841E-3,2.1772419328419248E-4,2.2340233999929783E-3,4.4354838709677579E-7,2.6005368075214756E-5,1.5914029160570844E-2,null,5.5463274885265007E-3,6.402048163860391E-3,1.1218853490216132E-4,1.9466136966975018E-3,4.625883768073835E-5,1.0636361509818183E-5,1.4064073083177111E-2]
[2004,8,3,3,4.3632935693924003E-3,6.6443924580719717E-3,2.1772419328419248E-4,2.0830625714826851E-3,4.4354838709677579E-7,2.6005368075214756E-5,1.3334921708693563E-2,null,4.0875873684027477E-3,5.6600684047245177E-3,1.1218853490216132E-4,1.8150741539855215E-3,4.625883768073835E-5,1.0636361509818183E-5,1.1731813661205504E-2]
[2004,8,3,6,4.1966362099236714E-3,7.7347519536655135E-3,0,1.9635480440087913E-3,4.4354838709677579E-7,0,1.3895379755985074E-2,null,3.9314606933162034E-3,6.5888981464570185E-3,0,1.7109353091839215E-3,4.625883768073835E-5,0,1.2277552986637881E-2]
[2004,8,3,7,4.662995080289516E-3,9.445260835657273E-3,0,2.1095833922897137E-3,4.4354838709677579E-7,0,1.6218282856623599E-2,null,4.3683514496526965E-3,8.0460061273681226E-3,0,1.8381830404147256E-3,4.625883768073835E-5,0,1.4298799455116282E-2]
[2004,8,3,10,5.2322966221568018E-3,1.1781068609174751E-2,0,2.4435155945719375E-3,4.4354838709677579E-7,0,1.9457324374290586E-2,null,4.9016801735489836E-3,1.0035778986485559E-2,0,2.1291544772998453E-3,4.625883768073835E-5,0,1.7112872475015126E-2]
[2004,8,3,13,5.6642183610688896E-3,1.2211887896759397E-2,0,2.6659124646524947E-3,4.4354838709677579E-7,0,2.0542462270867874E-2,null,5.3063097993207497E-3,1.0402775164569741E-2,0,2.3229397319228847E-3,4.625883768073835E-5,0,1.8078283533494111E-2]
[2004,8,3,19,6.1294987507329928E-3,9.4731129617419366E-3,1.0523336008735968E-4,2.1047144603795619E-3,4.4354838709677579E-7,1.2569261236353795E-5,1.7825572342565297E-2,null,5.7421902216003209E-3,8.0697321399194576E-3,5.4224458536044632E-5,1.8339405022458691E-3,4.625883768073835E-5,5.1409080630787862E-6,1.5751487068045512E-2]
[2004,8,3,21,6.1960541229478241E-3,8.686695840839127E-3,2.1772419328419248E-4,2.1752207958276679E-3,4.4354838709677579E-7,2.6005368075214756E-5,1.730214386936112E-2,null,5.8045401172555355E-3,7.3998176628555859E-3,1.1218853490216132E-4,1.8953761158064357E-3,4.625883768073835E-5,1.0636361509818183E-5,1.5268817630010275E-2]
[2004,8,4,1,4.5732365449439663E-3,6.7332160992909802E-3,2.1772419328419248E-4,1.8256555710569559E-3,4.4354838709677579E-7,2.6005368075214756E-5,1.3376281325038408E-2,null,4.2842645438670073E-3,5.735733394176718E-3,1.1218853490216132E-4,1.590782862920209E-3,4.625883768073835E-5,1.0636361509818183E-5,1.1779864535056651E-2]
[2004,8,4,4,4.1063161681180287E-3,6.7246086759227474E-3,1.8506556429156361E-4,1.9773753180169235E-3,4.4354838709677579E-7,2.210456286393254E-5,1.3015913837600293E-2,null,3.8468477613356118E-3,5.7284011052789671E-3,9.536025466683712E-5,1.7229836883424854E-3,4.625883768073835E-5,9.0409072833454526E-6,1.1448892554587984E-2]
[2004,8,4,7,4.5111407395006294E-3,9.4969677589723089E-3,0,2.0119046678873163E-3,4.4354838709677579E-7,0,1.602045671474735E-2,null,4.2260924255063531E-3,8.0900530022039695E-3,0,1.7530707972760705E-3,4.625883768073835E-5,0,1.4115475062667131E-2]
[2004,8,4,8,4.9980826593985827E-3,1.0811811400791049E-2,0,2.305381977618213E-3,4.4354838709677579E-7,0,1.8115719586194942E-2,null,4.6822656371561539E-3,9.2101110061784484E-3,0,2.0087919104899671E-3,4.625883768073835E-5,0,1.5947427391505307E-2]
[2004,8,4,12,5.7022332160322122E-3,1.2287520831748243E-2,0,2.6983148885143947E-3,4.4354838709677579E-7,0,2.0688512484681947E-2,null,5.3419225855081747E-3,1.0467203566171288E-2,0,2.3511735463475551E-3,4.625883768073835E-5,0,1.8206558535707757E-2]
[2004,8,4,15,5.6666981203337624E-3,1.1862810543705662E-2,0,2.6003546217255951E-3,4.4354838709677579E-7,0,2.0130306834152113E-2,null,5.3086328684625733E-3,1.0105411378596503E-2,0,2.2658159815772765E-3,4.625883768073835E-5,0,1.7726119066317089E-2]
[2004,8,4,19,6.3741130153663868E-3,9.865174435974856E-3,1.0886209664209624E-4,2.2829559382413988E-3,4.4354838709677579E-7,1.3002684037607378E-5,1.8644551718649437E-2,null,5.9713478893906697E-3,8.4037122256863037E-3,5.6094267451080659E-5,1.9892510071074327E-3,4.625883768073835E-5,5.3181807549090913E-6,1.6471982408071132E-2]
[2004,8,4,22,6.3882042521754999E-3,8.7508374520092556E-3,2.1772419328419248E-4,2.4350008477333363E-3,4.4354838709677579E-7,2.6005368075214756E-5,1.7818215661664593E-2,null,5.9845487342731103E-3,7.4544571064319694E-3,1.1218853490216132E-4,2.1217351625245459E-3,4.625883768073835E-5,1.0636361509818183E-5,1.5729824737322342E-2]
[2004,8,5,2,4.7094784824050521E-3,7.1112756837511081E-3,2.1772419328419248E-4,2.0016519508403875E-3,4.4354838709677579E-7,2.6005368075214756E-5,1.4066579226743054E-2,null,4.4118976755268147E-3,6.0577858801803787E-3,1.1218853490216132E-4,1.7441371041768943E-3,4.625883768073835E-5,1.0636361509818183E-5,1.2382904393976804E-2]
[2004,8,5,5,4.1685820584098721E-3,7.3838515947440442E-3,0,2.0035715607653907E-3,4.4354838709677579E-7,0,1.3556448762306406E-2,null,3.9051792172854652E-3,6.2899814212227867E-3,0,1.7458097540570788E-3,4.625883768073835E-5,0,1.1987229230246067E-2]
[2004,8,5,9,5.6184873329337302E-3,1.2030912438653472E-2,0,2.5603696668464624E-3,4.4354838709677579E-7,0,2.0210212986820762E-2,null,5.2634684066946331E-3,1.0248610057839558E-2,0,2.2309751375512933E-3,4.625883768073835E-5,0,1.7789312439766222E-2]
[2004,8,5,10,5.443904842096948E-3,1.2156407233993409E-2,0,2.4809958080197979E-3,4.4354838709677579E-7,0,2.0081751432497248E-2,null,5.0999173705473929E-3,1.0355513605536838E-2,0,2.1618128177867805E-3,4.625883768073835E-5,0,1.7663502631551749E-2]
[2004,8,5,13,5.8475944844213201E-3,1.2742297521056579E-2,0,2.6160478170102587E-3,4.4354838709677579E-7,0,2.1206383370875253E-2,null,5.4780988191428645E-3,1.0854608010836837E-2,0,2.2794902290744919E-3,4.625883768073835E-5,0,1.865845589673493E-2]
[2004,8,5,16,6.4277286117168471E-3,1.2151875059388481E-2,0,2.8619816380159534E-3,4.4354838709677579E-7,0,2.1442028857508375E-2,null,6.0215756430144164E-3,1.0351652843481026E-2,0,2.493784378568334E-3,4.625883768073835E-5,0,1.8913271702744514E-2]
[2004,8,5,20,6.5569499822065187E-3,9.4991962665014803E-3,2.1772419328419248E-4,2.1958439894574355E-3,4.4354838709677579E-7,2.6005368075214756E-5,1.8496163347911938E-2,null,6.1426318207253349E-3,8.0919513706605526E-3,1.1218853490216132E-4,1.9133461116397274E-3,4.625883768073835E-5,1.0636361509818183E-5,1.6317013037118331E-2]
[2004,8,5,23,5.4679164590792709E-3,7.8492156883790097E-3,2.1772419328419248E-4,1.9729222557428416E-3,4.4354838709677579E-7,2.6005368075214756E-5,1.5534227512947628E-2,null,5.1224117502426687E-3,6.6864048142866042E-3,1.1218853490216132E-4,1.7191035176983454E-3,4.625883768073835E-5,1.0636361509818183E-5,1.3697003816320337E-2]
[2004,8,6,3,4.2261274135209775E-3,6.6629395761015273E-3,2.1772419328419248E-4,1.7277512606139953E-3,4.4354838709677579E-7,2.6005368075214756E-5,1.2860991359983006E-2,null,3.9590884175080762E-3,5.6758678863807E-3,1.1218853490216132E-4,1.5054740556469323E-3,4.625883768073835E-5,1.0636361509818183E-5,1.1309514093628426E-2]
[2004,8,6,6,4.4796205604425371E-3,8.3054140253099196E-3,0,1.9617028316000077E-3,4.4354838709677579E-7,0,1.4747180965739562E-2,null,4.1965639320143159E-3,7.075020298613335E-3,0,1.7093274854931466E-3,4.625883768073835E-5,0,1.3027170553801534E-2]
[2004,8,6,10,5.8530027321327255E-3,1.2069385957201346E-2,0,2.5731090560005749E-3,4.4354838709677579E-7,0,2.0495941293721745E-2,null,5.4831653324724757E-3,1.0281383971801677E-2,0,2.2420755895049449E-3,4.625883768073835E-5,0,1.8052883731459836E-2]
[2004,8,6,11,5.9004071925158044E-3,1.2324170415846127E-2,0,2.6033983453933574E-3,4.4354838709677579E-7,0,2.0828419502142384E-2,null,5.5275744171206136E-3,1.0498423749853653E-2,0,2.2684681266625282E-3,4.625883768073835E-5,0,1.8340725131317532E-2]
[2004,8,6,14,6.0248823964178869E-3,1.1831436638711142E-2,0,2.4678244090084568E-3,4.4354838709677579E-7,0,2.0324586992524579E-2,null,5.6441843272854167E-3,1.0078685316053859E-2,0,2.1503359345454386E-3,4.625883768073835E-5,0,1.791946441556545E-2]
[2004,8,6,18,6.3784906892060608E-3,1.0138701950367241E-2,0,2.362846650039089E-3,4.4354838709677579E-7,0,{"$f":"SUM(E5252:J5252)","v":1.888048283799949E-2},null,{"$f":"E5252*V$5","v":5.9754489483740854E-3},{"$f":"F5252*W$5","v":8.6367183961984541E-3},{"$f":"G5252*X$5","v":0},{"$f":"H5252*AB$5","v":2.0588636861083713E-3},{"$f":"I5252*Z$5","v":4.625883768073835E-5},{"$f":"J5252*AA$5","v":0},{"$f":"SUM(M5252:R5252)","v":1.671728986836165E-2}]
[2004,8,6,21,7.8425382544612919E-3,9.9465856305121E-3,2.1772419328419248E-4,3.1088685666038909E-3,4.4354838709677579E-7,2.6005368075214756E-5,2.1142165561323784E-2,null,7.3469868106113556E-3,8.473062874808682E-3,1.1218853490216132E-4,2.7089090172477534E-3,4.625883768073835E-5,1.0636361509818183E-5,1.8698042436760504E-2]
[2004,8,6,23,6.9846465899653255E-3,8.7424184075536437E-3,2.1772419328419248E-4,2.9659677934323926E-3,4.4354838709677579E-7,2.6005368075214756E-5,1.8937205900697866E-2,null,6.5433032913885039E-3,7.4472852893212428E-3,1.1218853490216132E-4,2.5843925944004477E-3,4.625883768073835E-5,1.0636361509818183E-5,1.674406490920291E-2]
[2004,8,7,5,5.2358838983540251E-3,7.4388639358343089E-3,0,2.5413329531045301E-3,4.4354838709677579E-7,0,1.521652433567996E-2,null,4.9050407782475994E-3,6.336844037427322E-3,0,2.2143875191269423E-3,4.625883768073835E-5,0,1.3502531172482601E-2]
[2004,8,7,8,6.2825388206142691E-3,9.7814773033646999E-3,0,2.9599951542169144E-3,4.4354838709677579E-7,0,1.9024454826582979E-2,null,5.8855600514220834E-3,8.3324142855296726E-3,0,2.5791883421520962E-3,4.625883768073835E-5,0,1.6843421516784592E-2]
[2004,8,7,11,7.5850082502030257E-3,1.1085110663478236E-2,0,3.4740662401695479E-3,4.4354838709677579E-7,0,2.2144628702237906E-2,null,7.1057295182359115E-3,9.4429227390090409E-3,0,3.0271235862478836E-3,4.625883768073835E-5,0,1.9622034681173572E-2]
[2004,8,7,12,7.9599304968806968E-3,1.0937541853038555E-2,0,3.4379462257156579E-3,4.4354838709677579E-7,0,2.2335862124022006E-2,null,7.4569613148776021E-3,9.317215299726506E-3,0,2.9956504535756496E-3,4.625883768073835E-5,0,1.9816085905860495E-2]
[2004,8,7,15,7.4609907853517652E-3,1.0250092002470398E-2,0,3.1863115231010818E-3,4.4354838709677579E-7,0,2.0897837859310341E-2,null,6.9895484236739119E-3,8.7316067277484304E-3,0,2.7763888475085528E-3,4.625883768073835E-5,0,1.8543802836611632E-2]
[2004,8,7,20,7.7356884232957753E-3,8.5017040393628642E-3,2.1772419328419248E-4,2.8981813254801039E-3,4.4354838709677579E-7,2.6005368075214756E-5,1.9379746897885249E-2,null,7.2468885675658042E-3,7.2422312082209214E-3,1.1218853490216132E-4,2.5253269342255871E-3,4.625883768073835E-5,1.0636361509818183E-5,1.7183530444105026E-2]
[2004,8,7,23,7.2827812142396506E-3,7.6784880382785269E-3,2.1772419328419248E-4,2.8792058901500575E-3,4.4354838709677579E-7,2.6005368075214756E-5,1.808464825241474E-2,null,6.8225994938755008E-3,6.540969368646626E-3,1.1218853490216132E-4,2.5087927106743112E-3,4.625883768073835E-5,1.0636361509818183E-5,1.6041445307289154E-2]
[2004,8,8,2,6.0293161426649604E-3,7.4332919551459344E-3,2.1772419328419248E-4,2.8208685859473274E-3,4.4354838709677579E-7,2.6005368075214756E-5,1.6527649793504726E-2,null,5.6483379155934255E-3,6.332097509878714E-3,1.1218853490216132E-4,2.4579605683655954E-3,4.625883768073835E-5,1.0636361509818183E-5,1.4607479727930453E-2]
[2004,8,8,6,5.6704297488252885E-3,7.7667173336158774E-3,0,2.7074522577251298E-3,4.4354838709677579E-7,0,1.6145042888553389E-2,null,5.3121287041754239E-3,6.616128060740945E-3,0,2.3591353824041761E-3,4.625883768073835E-5,0,1.4333650985001282E-2]
[2004,8,8,9,6.8497820873059086E-3,9.5935788010031008E-3,0,3.0972011680613786E-3,4.4354838709677579E-7,0,1.9541005604757484E-2,null,6.4169605576830302E-3,8.1723517390706775E-3,0,2.6987426430693296E-3,4.625883768073835E-5,0,1.7334313777503777E-2]
[2004,8,8,10,7.3823351937302032E-3,1.0318380776285293E-2,0,3.289731686612118E-3,4.4354838709677579E-7,0,2.0990891205014711E-2,null,6.9158628928579526E-3,8.7897789584687139E-3,0,2.8665038869508034E-3,4.625883768073835E-5,0,1.861840457595821E-2]
[2004,8,8,13,8.1863325814124019E-3,1.0651816025644063E-2,0,3.4205445387786261E-3,4.4354838709677579E-7,0,2.2259136694222189E-2,null,7.669057587153116E-3,9.0738179179110107E-3,0,2.980487513860079E-3,4.625883768073835E-5,0,1.9769621856604944E-2]
[2004,8,8,17,9.3756454350902435E-3,1.011584393623949E-2,0,3.5325265246276163E-3,4.4354838709677579E-7,0,2.3024459444344444E-2,null,8.7832205744603244E-3,8.6172466500041046E-3,0,3.0780628872593527E-3,4.625883768073835E-5,0,2.0524788949404519E-2]
[2004,8,8,21,8.344178117586535E-3,8.7117889867844387E-3,2.1772419328419248E-4,3.0615147056637232E-3,4.4354838709677579E-7,2.6005368075214756E-5,2.0361654919781202E-2,null,7.816929237218136E-3,7.4211934204491421E-3,1.1218853490216132E-4,2.6676472854780999E-3,4.625883768073835E-5,1.0636361509818183E-5,1.8074853677238094E-2]
[2004,8,8,24,5.8456112342780246E-3,7.452582217885347E-3,2.1772419328419248E-4,2.1644433265288524E-3,4.4354838709677579E-7,2.6005368075214756E-5,1.5706809888438727E-2,null,5.4762408858855232E-3,6.3485300441305913E-3,1.1218853490216132E-4,1.8859851804416238E-3,4.625883768073835E-5,1.0636361509818183E-5,1.3879839844550455E-2]
[2004,8,9,3,3.9626957770462204E-3,6.2526476382279194E-3,2.1772419328419248E-4,1.733840601073362E-3,4.4354838709677579E-7,2.6005368075214756E-5,1.2193357126094007E-2,null,3.7123024030979042E-3,5.3263580630332893E-3,1.1218853490216132E-4,1.5107799953886982E-3,4.625883768073835E-5,1.0636361509818183E-5,1.071852419561261E-2]
[2004,8,9,7,4.6567285025069993E-3,9.3749914648048657E-3,0,2.0033181508178032E-3,4.4354838709677579E-7,0,1.6035481666516763E-2,null,4.3624808420991241E-3,7.98614671233637E-3,0,1.7455889455933649E-3,4.625883768073835E-5,0,1.4140475337709598E-2]
[2004,8,9,10,5.540026886863037E-3,1.1993206992252547E-2,0,2.4406737519527448E-3,4.4354838709677579E-7,0,{"$f":"SUM(E5316:J5316)","v":1.9974351179455424E-2},null,{"$f":"E5316*V$5","v":5.1899656906437231E-3},{"$f":"F5316*W$5","v":1.0216490431070575E-2},{"$f":"G5316*X$5","v":0},{"$f":"H5316*AB$5","v":2.1266782410319547E-3},{"$f":"I5316*Z$5","v":4.625883768073835E-5},{"$f":"J5316*AA$5","v":0},{"$f":"SUM(M5316:R5316)","v":1.757939320042699E-2}]
[2004,8,9,14,5.9722157526414599E-3,1.2372428065795362E-2,0,2.5515973963427252E-3,4.4354838709677579E-7,0,2.0896684763166643E-2,null,5.5948455641669243E-3,1.0539532339011733E-2,0,2.2233314298292688E-3,4.625883768073835E-5,0,1.8403968170688661E-2]
[2004,8,9,15,5.8718437504225885E-3,1.186013748248071E-2,0,2.4028626996365271E-3,4.4354838709677579E-7,0,2.0135287480926922E-2,null,5.5008158313776447E-3,1.0103134314217974E-2,0,2.0937316244810599E-3,4.625883768073835E-5,0,1.7743940607757417E-2]
[2004,8,9,18,6.3340895487769963E-3,1.0117094661401545E-2,0,2.0428640390664642E-3,4.4354838709677579E-7,0,1.8494491797632101E-2,null,5.9338534109952441E-3,8.6183120882691398E-3,0,1.7800472094204826E-3,4.625883768073835E-5,0,1.6378471546365604E-2]
[2004,8,9,22,6.1373963014359533E-3,8.589453109672969E-3,2.1772419328419248E-4,2.0514787790205063E-3,4.4354838709677579E-7,2.6005368075214756E-5,1.7022501299875932E-2,null,5.7495887447529207E-3,7.3169808175404007E-3,1.1218853490216132E-4,1.787553653080866E-3,4.625883768073835E-5,1.0636361509818183E-5,1.5023206949466905E-2]
[2004,8,10,1,4.7226190547442221E-3,7.3104858672960599E-3,2.1772419328419248E-4,1.9311813031600298E-3,4.4354838709677579E-7,2.6005368075214756E-5,1.4208459334946818E-2,null,4.4242079261787451E-3,6.2274843549314221E-3,1.1218853490216132E-4,1.6827325871113345E-3,4.625883768073835E-5,1.0636361509818183E-5,1.2503508602314219E-2]
[2004,8,10,4,4.03563928567853E-3,7.0887403380159846E-3,2.1046672017471937E-4,1.9331446495800364E-3,4.4354838709677579E-7,2.513852247270759E-5,1.3293573064309077E-2,null,3.7806367839390096E-3,6.0385890011293887E-3,1.0844891707208926E-4,1.6844433467356782E-3,4.625883768073835E-5,1.0281816126157572E-5,1.1668658702683059E-2]
[2004,8,10,7,4.511281109480866E-3,9.6656072348053415E-3,0,2.0153943864180805E-3,4.4354838709677579E-7,0,1.6192726279091383E-2,null,4.2262239258395286E-3,8.2337096231779854E-3,0,1.7561115594675613E-3,4.625883768073835E-5,0,1.4262303946165815E-2]
[2004,8,10,12,5.1747156608100437E-3,1.1909254971051678E-2,0,2.34395648766632E-3,4.4354838709677579E-7,0,1.9428370667915133E-2,null,4.8477376169645389E-3,1.0144975362430322E-2,0,2.0424037650494478E-3,4.625883768073835E-5,0,1.7081375582125049E-2]
[2004,8,10,13,5.5983812243159967E-3,1.2449794668809296E-2,0,2.6376530622284314E-3,4.4354838709677579E-7,0,2.0686272503740818E-2,null,5.2446327555273377E-3,1.0605437576859032E-2,0,2.2983159344195365E-3,4.625883768073835E-5,0,1.8194645104486644E-2]
[2004,8,10,16,5.9328416662875029E-3,1.1702736671347551E-2,0,2.5993356006395337E-3,4.4354838709677579E-7,0,2.0235357486661682E-2,null,5.5579594332057104E-3,9.9690514219754334E-3,0,2.2649280587366486E-3,4.625883768073835E-5,0,1.783819775159853E-2]
[2004,8,10,19,5.9037843486156238E-3,9.7211451589549226E-3,1.306345159705155E-4,1.9701648723466966E-3,4.4354838709677579E-7,1.5603220845128852E-5,1.7741775665119981E-2,null,5.5307381787138244E-3,8.2810199606883992E-3,6.7313120941296797E-5,1.7167008748764309E-3,4.625883768073835E-5,6.3818169058909087E-6,1.5648412789806578E-2]
[2004,8,10,23,5.1146995151675131E-3,7.9092323379795007E-3,2.1772419328419248E-4,1.8434104530931159E-3,4.4354838709677579E-7,2.6005368075214756E-5,1.5111515415986635E-2,null,4.7915137496204975E-3,6.7375303828475759E-3,1.1218853490216132E-4,1.6062535587754747E-3,4.625883768073835E-5,1.0636361509818183E-5,1.3304381425336265E-2]
[2004,8,11,4,3.9768487175444438E-3,7.0925411420963442E-3,2.1772419328419248E-4,1.8952621247299455E-3,4.4354838709677579E-7,2.6005368075214756E-5,1.3208825094117239E-2,null,3.725561052759277E-3,6.0418267405048911E-3,1.1218853490216132E-4,1.6514344526753464E-3,4.625883768073835E-5,1.0636361509818183E-5,1.1587905980032233E-2]
[2004,8,11,7,4.671894025904658E-3,9.5836068751324402E-3,0,2.1265131080267247E-3,4.4354838709677579E-7,0,1.6382457557450918E-2,null,4.3766880919413843E-3,8.1638570899494906E-3,0,1.8529347285729447E-3,4.625883768073835E-5,0,1.4439738748144557E-2]
[2004,8,11,10,5.1864121371388312E-3,1.1634794909765152E-2,0,2.419861364578856E-3,4.4354838709677579E-7,0,1.9241511959869936E-2,null,4.8586950206175386E-3,9.9111747958549115E-3,0,2.1085433914493079E-3,4.625883768073835E-5,0,1.6924672045602496E-2]
[2004,8,11,13,5.3330035737017842E-3,1.2039977709394665E-2,0,2.4605415790251552E-3,4.4354838709677579E-7,0,1.9833966410508698E-2,null,4.9960236910086492E-3,1.0256332366963572E-2,0,2.1439900490921983E-3,4.625883768073835E-5,0,1.7442604944745158E-2]
[2004,8,11,14,5.2913126867024174E-3,1.1890058454379805E-2,0,2.3619607823333012E-3,4.4354838709677579E-7,0,1.9543775471802621E-2,null,4.9569671525553248E-3,1.0128622686368384E-2,0,2.0580917863111023E-3,4.625883768073835E-5,0,1.7189940462915547E-2]
[2004,8,11,17,6.0483276089948797E-3,1.1259077235688525E-2,0,2.5380633191790028E-3,4.4354838709677579E-7,0,1.9845911712249503E-2,null,5.6661480923301272E-3,9.5911172812578899E-3,0,2.2115385274007865E-3,4.625883768073835E-5,0,1.751506273866954E-2]
[2004,8,11,20,6.4948153810427929E-3,9.754335835216359E-3,2.1772419328419248E-4,2.1645870843443062E-3,4.4354838709677579E-7,2.6005368075214756E-5,1.8657911410349962E-2,null,6.0844233580541066E-3,8.3092936515072741E-3,1.1218853490216132E-4,1.8861104436472692E-3,4.625883768073835E-5,1.0636361509818183E-5,1.6448911187301365E-2]
[2004,8,12,1,4.4564225709805708E-3,7.2470719077963467E-3,2.1772419328419248E-4,1.7429149290127837E-3,4.4354838709677579E-7,2.6005368075214756E-5,1.3690582517536206E-2,null,4.1748317686407018E-3,6.1734647661055454E-3,1.1218853490216132E-4,1.5186869005067282E-3,4.625883768073835E-5,1.0636361509818183E-5,1.2036067169345693E-2]
[2004,8,12,4,3.9335082044958695E-3,7.1445240472236089E-3,2.1772419328419248E-4,1.8565953154035574E-3,4.4354838709677579E-7,2.6005368075214756E-5,1.3178800676869542E-2,null,3.6849591242252505E-3,6.0861087122206321E-3,1.1218853490216132E-4,1.6177421732468614E-3,4.625883768073835E-5,1.0636361509818183E-5,1.1557893743785462E-2]
[2004,8,12,8,4.8039604271436611E-3,1.1047045395196707E-2,0,2.1710757045498344E-3,4.4354838709677579E-7,0,1.8022525075277296E-2,null,4.500409529637389E-3,9.4104965956592606E-3,0,1.8917642953324347E-3,4.625883768073835E-5,0,1.5848929258309823E-2]
[2004,8,12,11,5.3681109063186553E-3,1.2382318909622211E-2,0,2.4627908680537472E-3,4.4354838709677579E-7,0,2.0213664232381707E-2,null,5.0289126743100912E-3,1.0547957917872957E-2,0,2.1459499644766577E-3,4.625883768073835E-5,0,1.7769079394340442E-2]
[2004,8,12,14,5.2756098945868253E-3,1.2146286148952506E-2,0,2.3346290523465919E-3,4.4354838709677579E-7,0,1.9756968644273017E-2,null,4.9422565827347189E-3,1.0346891894218153E-2,0,2.0342763151093533E-3,4.625883768073835E-5,0,1.7369683629742963E-2]
[2004,8,12,15,5.3194330020057273E-3,1.2105471287137546E-2,0,2.3573896752791396E-3,4.4354838709677579E-7,0,1.9782737512809508E-2,null,4.983310611642199E-3,1.0312123491951155E-2,0,2.0541087574848468E-3,4.625883768073835E-5,0,1.7395801698758939E-2]
[2004,8,12,18,5.9551496030596203E-3,1.0697623252525332E-2,0,2.2233931267982045E-3,4.4354838709677579E-7,0,1.8876609530770253E-2,null,5.5788577842138757E-3,9.1128390984350095E-3,0,1.9373510204871056E-3,4.625883768073835E-5,0,1.6675306740816728E-2]
[2004,8,12,22,5.8182351451380497E-3,8.5935211347994058E-3,2.1772419328419248E-4,2.0450434720042108E-3,4.4354838709677579E-7,2.6005368075214756E-5,1.670097286168817E-2,null,5.4505946270708983E-3,7.3204461908808627E-3,1.1218853490216132E-4,1.7819462557812612E-3,4.625883768073835E-5,1.0636361509818183E-5,1.4722070807825739E-2]
[2004,8,13,2,4.3262870675753852E-3,7.0765680885732044E-3,2.1772419328419248E-4,1.7491552292334921E-3,4.4354838709677579E-7,2.6005368075214756E-5,1.3396183495128588E-2,null,4.0529192199111781E-3,6.028219992236513E-3,1.1218853490216132E-4,1.5241243788613296E-3,4.625883768073835E-5,1.0636361509818183E-5,1.1774347325101738E-2]
[2004,8,13,5,3.3839488018552943E-3,6.9845737744023903E-3,7.2574731094730816E-6,1.4656469037526907E-3,4.4354838709677579E-7,8.6684560250715837E-7,1.1842737347109453E-2,null,3.1701250804702283E-3,5.9498540446591749E-3,3.7396178300720434E-6,1.2770897285033988E-3,4.625883768073835E-5,3.5454538366060601E-7,1.0447421854527274E-2]
[2004,8,13,9,4.7240716396970165E-3,1.0987759439400363E-2,0,1.9534440679025889E-3,4.4354838709677579E-7,0,1.7665718695387064E-2,null,4.4255687257238928E-3,9.3599934733099594E-3,0,1.7021312213308132E-3,4.625883768073835E-5,0,1.5533952258045405E-2]
[2004,8,13,12,5.3316199576166233E-3,1.1825530838758432E-2,0,2.3132778665352289E-3,4.4354838709677579E-7,0,1.9470872211297379E-2,null,4.9947275023515085E-3,1.0073654422420182E-2,0,2.0156719841335617E-3,4.625883768073835E-5,0,1.7130312746585989E-2]
[2004,8,13,15,5.1124246790229576E-3,1.1197884380333157E-2,0,2.2232897828794104E-3,4.4354838709677579E-7,0,1.8534042390622622E-2,null,4.7893826549916833E-3,9.5389897542676651E-3,0,1.9372609718834091E-3,4.625883768073835E-5,0,1.6311892218823495E-2]
[2004,8,13,17,5.4148316528991446E-3,1.0174299662518992E-2,0,2.0161305632989792E-3,4.4354838709677579E-7,0,1.7605705427104212E-2,null,5.0726812474137682E-3,8.6670425360053718E-3,0,1.7567530263382996E-3,4.625883768073835E-5,0,1.5542735647438178E-2]
[2004,8,13,20,5.769603828266562E-3,8.897051142336845E-3,2.1772419328419248E-4,2.0026822099753257E-3,4.4354838709677579E-7,2.6005368075214756E-5,1.6913510290325239E-2,null,5.4050362080942061E-3,7.5790101779405579E-3,1.1218853490216132E-4,1.7450348192783675E-3,4.625883768073835E-5,1.0636361509818183E-5,1.4898164939405848E-2]
[2004,8,13,24,4.7264514653705247E-3,6.6301095122149557E-3,2.1772419328419248E-4,1.8840704403810028E-3,4.4354838709677579E-7,2.6005368075214756E-5,1.3484804527712987E-2,null,4.4277981758416365E-3,5.6479013855302383E-3,1.1218853490216132E-4,1.6416825915073589E-3,4.625883768073835E-5,1.0636361509818183E-5,1.1886465886971951E-2]
[2004,8,14,3,4.5468548345690644E-3,6.7191661405151502E-3,2.1772419328419248E-4,2.0330441789635887E-3,4.4354838709677579E-7,2.6005368075214756E-5,1.3543238263794308E-2,null,4.2595498313751029E-3,5.7237648465244574E-3,1.1218853490216132E-4,1.771490685717118E-3,4.625883768073835E-5,1.0636361509818183E-5,1.1923889097709394E-2]
[2004,8,14,6,4.2437585897266662E-3,6.9289466103211166E-3,0,1.8497817758573562E-3,4.4354838709677579E-7,0,1.3022930524292235E-2,null,3.9756055213889616E-3,5.9024676875395945E-3,0,1.6118052034713134E-3,4.625883768073835E-5,0,1.1536137250080607E-2]
[2004,8,14,10,6.3631908349845324E-3,1.0017287217473771E-2,0,2.7713125006189995E-3,4.4354838709677579E-7,0,1.91522341014644E-2,null,5.9611158557550089E-3,8.5332904759100412E-3,0,2.4147799309312983E-3,4.625883768073835E-5,0,1.6955445100277088E-2]
[2004,8,14,12,6.828663521313825E-3,1.003085262692072E-2,0,2.7445275989087651E-3,4.4354838709677579E-7,0,1.9604487295530406E-2,null,6.3971764239282979E-3,8.5448462571033317E-3,0,2.3914409379135874E-3,4.625883768073835E-5,0,1.7379722456625956E-2]
[2004,8,14,17,6.5185322074410284E-3,8.6804521586899969E-3,0,2.4471429702612227E-3,4.4354838709677579E-7,0,1.7646570884779344E-2,null,6.106641574285092E-3,7.3944989421020424E-3,0,2.1323151868966441E-3,4.625883768073835E-5,0,1.5679714540964517E-2]
[2004,8,14,18,6.5378150743866164E-3,8.1911500487736252E-3,0,2.3256467445386358E-3,4.4354838709677579E-7,0,{"$f":"SUM(E5444:J5444)","v":1.7055055416085974E-2},null,{"$f":"E5444*V$5","v":6.1247060024744501E-3},{"$f":"F5444*W$5","v":6.9776837960704172E-3},{"$f":"G5444*X$5","v":0},{"$f":"H5444*AB$5","v":2.0264495916260741E-3},{"$f":"I5444*Z$5","v":4.625883768073835E-5},{"$f":"J5444*AA$5","v":0},{"$f":"SUM(M5444:R5444)","v":1.517509822785168E-2}]
[2004,8,14,21,7.0460338554994405E-3,7.9534247328269178E-3,2.1772419328419248E-4,2.6377974670082271E-3,4.4354838709677579E-7,2.6005368075214756E-5,1.7881429165081088E-2,null,6.6008116408010275E-3,6.7751759583284613E-3,1.1218853490216132E-4,2.2984417613568105E-3,4.625883768073835E-5,1.0636361509818183E-5,1.5843513094579015E-2]
[2004,8,15,1,5.1134742761773429E-3,6.5000627661940822E-3,2.1772419328419248E-4,2.3957144544076107E-3,4.4354838709677579E-7,2.6005368075214756E-5,1.4253424606525542E-2,null,4.7903659305842932E-3,5.5371202293997392E-3,1.1218853490216132E-4,2.087503009297349E-3,4.625883768073835E-5,1.0636361509818183E-5,1.2584072903374099E-2]
[2004,8,15,4,4.6971055329405693E-3,6.3738745557008827E-3,2.1772419328419248E-4,2.381786061168554E-3,4.4354838709677579E-7,2.6005368075214756E-5,1.3696939259556512E-2,null,4.4003065434756322E-3,5.4296259915490542E-3,1.1218853490216132E-4,2.0753665200142816E-3,4.625883768073835E-5,1.0636361509818183E-5,1.2074382789131687E-2]
[2004,8,15,9,5.4564597190443192E-3,8.2206587668481948E-3,0,2.6782768586862417E-3,4.4354838709677579E-7,0,1.6355838892965852E-2,null,5.1116789345140986E-3,7.0028209871517309E-3,0,2.3337134323136383E-3,4.625883768073835E-5,0,1.4494472191660206E-2]
[2004,8,15,12,6.6225343414643336E-3,9.4554779974556254E-3,0,3.1078725661652486E-3,4.4354838709677579E-7,0,1.91863284534723E-2,null,6.2040720594357373E-3,8.0547096822899209E-3,0,2.7080411534215355E-3,4.625883768073835E-5,0,1.701308173282793E-2]
[2004,8,15,15,6.4048093815418181E-3,8.6748353963606844E-3,0,2.7207581799933798E-3,4.4354838709677579E-7,0,1.7800846506282976E-2,null,6.0001046247876947E-3,7.3897142670248852E-3,0,2.3707294823292926E-3,4.625883768073835E-5,0,1.5806807211822611E-2]
[2004,8,15,16,7.1698407857315313E-3,9.1537385261099488E-3,0,3.1370703462731994E-3,4.4354838709677579E-7,0,1.9461093206501776E-2,null,6.7167955039285059E-3,7.7976709749891298E-3,0,2.7334826052306249E-3,4.625883768073835E-5,0,1.7294207921828997E-2]
[2004,8,15,19,6.1078643834700441E-3,6.581905308134072E-3,1.4877819874419817E-4,2.0741298244656417E-3,4.4354838709677579E-7,1.7770334851396747E-5,1.4930891598052451E-2,null,5.7219228788371037E-3,5.6068383245784963E-3,7.6662165516476886E-5,1.8072906152398821E-3,4.625883768073835E-5,7.2681803650424228E-6,1.326624100221774E-2]
[2004,8,15,22,6.2527462000022075E-3,7.1402359885788394E-3,2.1772419328419248E-4,2.3865999308028381E-3,4.4354838709677579E-7,2.6005368075214756E-5,1.6023755229130389E-2,null,5.8576499560437341E-3,6.0824559019138922E-3,1.1218853490216132E-4,2.0795610797329682E-3,4.625883768073835E-5,1.0636361509818183E-5,1.4188750671783311E-2]
[2004,8,16,2,4.272600300410264E-3,6.4261944064996721E-3,2.1772419328419248E-4,1.8577733880974624E-3,4.4354838709677579E-7,2.6005368075214756E-5,1.2800741204753904E-2,null,4.0026247925882222E-3,5.4741949925999137E-3,1.1218853490216132E-4,1.6187686855213827E-3,4.625883768073835E-5,1.0636361509818183E-5,1.1264672204802236E-2]
[2004,8,16,6,4.1046991402340369E-3,7.9374897500699947E-3,0,2.0427184705203213E-3,4.4354838709677579E-7,0,1.4085350909211449E-2,null,3.8453329096191642E-3,6.7616016408868843E-3,0,1.7799203684367528E-3,4.625883768073835E-5,0,1.2433113756623539E-2]
[2004,8,16,9,5.3578740398187554E-3,1.1887693791323675E-2,0,2.6931331296521539E-3,4.4354838709677579E-7,0,1.9939144509181678E-2,null,5.0193226511930254E-3,1.0126608332951382E-2,0,2.3466584267770735E-3,4.625883768073835E-5,0,1.7538848248602218E-2]
[2004,8,16,13,5.9087419256396278E-3,1.315272886145365E-2,0,3.0349613598792671E-3,4.4354838709677579E-7,0,2.209687569535964E-2,null,5.5353824981708866E-3,1.1204236585119503E-2,0,2.6445100584475642E-3,4.625883768073835E-5,0,1.9430387979418692E-2]
[2004,8,16,16,6.3530998196435571E-3,1.2484685330811908E-2,0,3.0555843689877714E-3,4.4354838709677579E-7,0,2.189381306783033E-2,null,5.951662467807089E-3,1.0635159411453704E-2,0,2.6624798934984672E-3,4.625883768073835E-5,0,1.929556061044E-2]
[2004,8,16,17,6.2965457714595661E-3,1.1600849773652153E-2,0,2.7881945655415328E-3,4.4354838709677579E-7,0,2.068603365904035E-2,null,5.8986819361714167E-3,9.8822584135641791E-3,0,2.4294900986076276E-3,4.625883768073835E-5,0,1.8256689286023961E-2]
[2004,8,16,23,5.4135156451467509E-3,8.1759056333641205E-3,2.1772419328419248E-4,2.0482145838461832E-3,4.4354838709677579E-7,2.6005368075214756E-5,1.5881808972103558E-2,null,5.0714483950787476E-3,6.9646977428605393E-3,1.1218853490216132E-4,1.7847094004042597E-3,4.625883768073835E-5,1.0636361509818183E-5,1.3989939272436263E-2]
[2004,8,16,24,4.9413472164758603E-3,7.9581487662177316E-3,2.1772419328419248E-4,2.0546909928685912E-3,4.4354838709677579E-7,2.6005368075214756E-5,1.5198360085308688E-2,null,4.629115172686272E-3,6.7792001565236968E-3,1.1218853490216132E-4,1.7903526118891861E-3,4.625883768073835E-5,1.0636361509818183E-5,1.3367751675191872E-2]
[2004,8,17,4,3.8929172746933068E-3,7.1890048880961987E-3,2.1772419328419248E-4,1.8278661973653324E-3,4.4354838709677579E-7,2.6005368075214756E-5,1.3153961469901344E-2,null,3.6469330392749815E-3,6.1240000023012869E-3,1.1218853490216132E-4,1.5927090895882822E-3,4.625883768073835E-5,1.0636361509818183E-5,1.1532725865257269E-2]
[2004,8,17,7,4.4630811764591006E-3,9.802093501530218E-3,0,1.9753797793445713E-3,4.4354838709677579E-7,0,1.6240998005720986E-2,null,4.1810696325873644E-3,8.3499763263932322E-3,0,1.721244878036424E-3,4.625883768073835E-5,0,1.4298549674697758E-2]
[2004,8,17,10,5.0719740346659688E-3,1.2026417316836473E-2,0,2.3356985798486016E-3,4.4354838709677579E-7,0,{"$f":"SUM(E5508:J5508)","v":1.9434533479738138E-2},null,{"$f":"E5508*V$5","v":4.7514879911814724E-3},{"$f":"F5508*W$5","v":1.0244780859439202E-2},{"$f":"G5508*X$5","v":0},{"$f":"H5508*AB$5","v":2.0352082466568982E-3},{"$f":"I5508*Z$5","v":4.625883768073835E-5},{"$f":"J5508*AA$5","v":0},{"$f":"SUM(M5508:R5508)","v":1.7077735934958309E-2}]
[2004,8,17,14,5.117426590669532E-3,1.2093659045394707E-2,0,2.2249994441078378E-3,4.4354838709677579E-7,0,1.9436528628559172E-2,null,4.7940685076713714E-3,1.0302061157930474E-2,0,1.9387506832105061E-3,4.625883768073835E-5,0,1.7081139186493087E-2]
[2004,8,17,17,5.7746175253979796E-3,1.1059945497112729E-2,0,2.3362319584121099E-3,4.4354838709677579E-7,0,1.9171238529309916E-2,null,5.409733101561824E-3,9.42148563035782E-3,0,2.0356730054491528E-3,4.625883768073835E-5,0,1.6913150575049534E-2]
[2004,8,17,20,6.2138314104711713E-3,9.4602775251628607E-3,2.1772419328419248E-4,1.9591574456660375E-3,4.4354838709677579E-7,2.6005368075214756E-5,1.7877439491046573E-2,null,5.821194100025487E-3,8.0587981908036409E-3,1.1218853490216132E-4,1.7071095664138464E-3,4.625883768073835E-5,1.0636361509818183E-5,1.5756185591335691E-2]
[2004,8,17,22,5.9239417119124199E-3,8.8273178460797005E-3,2.1772419328419248E-4,2.1161770963298273E-3,4.4354838709677579E-7,2.6005368075214756E-5,1.7111609764068451E-2,null,5.5496218458982354E-3,7.5196074214969851E-3,1.1218853490216132E-4,1.843928456777193E-3,4.625883768073835E-5,1.0636361509818183E-5,1.508224145826513E-2]
[2004,8,18,1,4.6468169104095037E-3,7.425538740667894E-3,2.1772419328419248E-4,1.8710024945704964E-3,4.4354838709677579E-7,2.6005368075214756E-5,1.4187531255394398E-2,null,4.3531955400642839E-3,6.3254928843122487E-3,1.1218853490216132E-4,1.6302958520924933E-3,4.625883768073835E-5,1.0636361509818183E-5,1.2478068010561743E-2]
[2004,8,18,5,3.8037595261176302E-3,7.1625322944790393E-3,3.2658628992628874E-5,1.8002504673811247E-3,4.4354838709677579E-7,3.9008052112822131E-6,1.2803545270568803E-2,null,3.5634089579641031E-3,6.1014491533457043E-3,1.6828280235324199E-5,1.5686461553183332E-3,4.625883768073835E-5,1.5954542264727272E-6,1.1298186838770674E-2]
[2004,8,18,8,5.0306579791468218E-3,1.1018944519822778E-2,0,2.3243047221075288E-3,4.4354838709677579E-7,0,1.8374350769464223E-2,null,4.7127825994936496E-3,9.3865586844276844E-3,0,2.0252802219383275E-3,4.625883768073835E-5,0,1.61708803435404E-2]
[2004,8,18,12,5.3281545312425923E-3,1.2163265131976374E-2,0,2.4384432744124288E-3,4.4354838709677579E-7,0,1.9930306486018491E-2,null,4.9914810480739449E-3,1.0361355549994686E-2,0,2.124734717015971E-3,4.625883768073835E-5,0,1.7523830152765339E-2]
[2004,8,18,13,5.173157159406758E-3,1.2052221620004414E-2,0,2.3346769601077511E-3,4.4354838709677579E-7,0,1.956049928790602E-2,null,4.8462775935789026E-3,1.0266762420881944E-2,0,2.0343180594814356E-3,4.625883768073835E-5,0,1.7193616911623022E-2]
[2004,8,18,19,6.0102536201378709E-3,9.9306900451581314E-3,1.6329314496314434E-4,2.0268273141158567E-3,4.4354838709677579E-7,1.9504026056411062E-5,1.8151011698818508E-2,null,5.6304799087798993E-3,8.4595221182979345E-3,8.4141401176620982E-5,1.7660736277475596E-3,4.625883768073835E-5,7.9772711323636344E-6,1.5994453164815115E-2]
[2004,8,18,20,6.2586935250990945E-3,9.5220769559580289E-3,2.1772419328419248E-4,1.9892732666782838E-3,4.4354838709677579E-7,2.6005368075214756E-5,1.8014216857481911E-2,null,5.8632214837338143E-3,8.1114424329794248E-3,1.1218853490216132E-4,1.7333509520993829E-3,4.625883768073835E-5,1.0636361509818183E-5,1.5877098602905336E-2]
[2004,8,18,23,5.1338652782871126E-3,7.9472356695348273E-3,2.1772419328419248E-4,1.8513111820300974E-3,4.4354838709677579E-7,2.6005368075214756E-5,1.5176585239598544E-2,null,4.8094684734976672E-3,6.7699037649992062E-3,1.1218853490216132E-4,1.6131378497648487E-3,4.625883768073835E-5,1.0636361509818183E-5,1.3361593822354439E-2]
[2004,8,19,2,4.9852536733512066E-3,7.6124233951078094E-3,2.1772419328419248E-4,2.3216327334799193E-3,4.4354838709677579E-7,2.6005368075214756E-5,1.5163482911685441E-2,null,4.6702472843951747E-3,6.4846917779053234E-3,1.1218853490216132E-4,2.0229519877488643E-3,4.625883768073835E-5,1.0636361509818183E-5,1.3346974784142079E-2]
[2004,8,19,6,4.3783477357323781E-3,8.4017742524774511E-3,0,2.1147901898123361E-3,4.4354838709677579E-7,0,1.4895355726409262E-2,null,4.1016902975764304E-3,7.1571053772273218E-3,0,1.8427199773928696E-3,4.625883768073835E-5,0,1.314777448987736E-2]
[2004,8,19,10,5.7734053034225064E-3,1.2372045527294418E-2,0,2.8264956360307038E-3,4.4354838709677579E-7,0,2.0972390015134727E-2,null,5.408597477025945E-3,1.0539206471131945E-2,0,2.4628636919247927E-3,4.625883768073835E-5,0,1.8456926477763418E-2]
[2004,8,19,14,5.7798864594554586E-3,1.2568936263826639E-2,0,2.7159892930937574E-3,4.4354838709677579E-7,0,2.106525556476295E-2,null,5.414669104137809E-3,1.0706929110043064E-2,0,2.3665741182642449E-3,4.625883768073835E-5,0,1.8534431170125855E-2]
[2004,8,19,17,6.4339953389025758E-3,1.1615511968743003E-2,0,2.8185665664966055E-3,4.4354838709677579E-7,0,2.0868517422529279E-2,null,6.0274463905307654E-3,9.8947484986549247E-3,0,2.4559547063890139E-3,4.625883768073835E-5,0,1.8424408433255442E-2]
[2004,8,19,20,6.9814761688197485E-3,9.9713333749256537E-3,2.1772419328419248E-4,2.512224477206801E-3,4.4354838709677579E-7,2.6005368075214756E-5,1.9709207130698708E-2,null,6.5403332016567284E-3,8.4941443998882531E-3,1.1218853490216132E-4,2.1890238824377804E-3,4.625883768073835E-5,1.0636361509818183E-5,1.7392585218075476E-2]
[2004,8,19,21,6.7343004314546944E-3,9.57544568585314E-3,2.1772419328419248E-4,2.5502159271476974E-3,4.4354838709677579E-7,2.6005368075214756E-5,1.9104135154202034E-2,null,6.3087759145384736E-3,8.1569049284273901E-3,1.1218853490216132E-4,2.2221276882495632E-3,4.625883768073835E-5,1.0636361509818183E-5,1.6856892265308142E-2]
[2004,8,19,24,5.1773849424466747E-3,8.0031514811655224E-3,2.1772419328419248E-4,2.1947893912112998E-3,4.4354838709677579E-7,2.6005368075214756E-5,1.5619498924570003E-2,null,4.8502382330076902E-3,6.8175360083882822E-3,1.1218853490216132E-4,1.9124271886819611E-3,4.625883768073835E-5,1.0636361509818183E-5,1.3749285164170651E-2]
[2004,8,20,4,3.9502852546573312E-3,7.0871625076230887E-3,2.1772419328419248E-4,1.9244156196610361E-3,4.4354838709677579E-7,2.6005368075214756E-5,1.3206036491687962E-2,null,3.7006760722665438E-3,6.0372449161718552E-3,1.1218853490216132E-4,1.6768373166469776E-3,4.625883768073835E-5,1.0636361509818183E-5,1.1583842039178095E-2]
[2004,8,20,7,4.8060965820203218E-3,1.0165846074596717E-2,0,2.4308262920988361E-3,4.4354838709677579E-7,0,1.7403212497102971E-2,null,4.5024107059396306E-3,8.659841292820632E-3,0,2.1180976683175608E-3,4.625883768073835E-5,0,1.532660850475856E-2]
[2004,8,20,11,5.8902903053957411E-3,1.2886577491232658E-2,0,3.0763118836736711E-3,4.4354838709677579E-7,0,2.1853623228689164E-2,null,5.5180967921701369E-3,1.0977513830410473E-2,0,2.6805407893629413E-3,4.625883768073835E-5,0,1.9222410249624289E-2]
[2004,8,20,15,5.7972178127420398E-3,1.21941339561544E-2,0,2.9773540594168649E-3,4.4354838709677579E-7,0,2.0969149376700399E-2,null,5.430905330200732E-3,1.0387651356198726E-2,0,2.5943140040507154E-3,4.625883768073835E-5,0,1.8459129528130912E-2]
[2004,8,20,18,5.7555707980611283E-3,1.0503586369895949E-2,0,2.6038037471314635E-3,4.4354838709677579E-7,0,1.8863404463475637E-2,null,5.3918898918778229E-3,8.9475475333066455E-3,0,2.2688213729965033E-3,4.625883768073835E-5,0,1.6654517635861708E-2]
[2004,8,20,21,7.2195691073022646E-3,1.0647428834099889E-2,2.1772419328419248E-4,3.3921960632465158E-3,4.4354838709677579E-7,2.6005368075214756E-5,2.1503367114395173E-2,null,6.7633816104720329E-3,9.0700806606069974E-3,1.1218853490216132E-4,2.9557861026074154E-3,4.625883768073835E-5,1.0636361509818183E-5,1.8958332107779158E-2]
[2004,8,20,22,7.3363371279270536E-3,1.0162059612191975E-2,2.1772419328419248E-4,3.4376553887111513E-3,4.4354838709677579E-7,2.6005368075214756E-5,2.1180225238576683E-2,null,6.872771336042513E-3,8.6566157704936475E-3,1.1218853490216132E-4,2.9953970330893285E-3,4.625883768073835E-5,1.0636361509818183E-5,1.8693867873718205E-2]
[2004,8,21,4,4.925403689195188E-3,7.3067987765963183E-3,2.1772419328419248E-4,2.6218760751372996E-3,4.4354838709677579E-7,2.6005368075214756E-5,1.5098251650675312E-2,null,4.6141790791863029E-3,6.2243434830297926E-3,1.1218853490216132E-4,2.2845686750290069E-3,4.625883768073835E-5,1.0636361509818183E-5,1.3292174971337821E-2]
[2004,8,21,6,4.7174941592858762E-3,7.7320013534135749E-3,0,2.5038268947720197E-3,4.4354838709677579E-7,0,1.4953765955858567E-2,null,4.4194068607434807E-3,6.5865550299601732E-3,0,2.1817066587297641E-3,4.625883768073835E-5,0,1.3233927387114156E-2]
[2004,8,21,9,6.2465450214932534E-3,1.0315738866268413E-2,0,3.287435743325128E-3,4.4354838709677579E-7,0,1.9850163179473891E-2,null,5.8518406153383043E-3,8.7875284304469222E-3,0,2.8645033194324375E-3,4.625883768073835E-5,0,1.75501312028984E-2]
[2004,8,21,12,6.7216530714423383E-3,1.0359899250850868E-2,0,3.2667800009253704E-3,4.4354838709677579E-7,0,2.0348775871605673E-2,null,6.2969277112929264E-3,8.8251467377779384E-3,0,2.8465049622661922E-3,4.625883768073835E-5,0,1.8014838249017794E-2]
[2004,8,21,16,6.2598745224020725E-3,9.4092093335143775E-3,0,3.0261846929629235E-3,4.4354838709677579E-7,0,1.8695712097266469E-2,null,5.8643278566104032E-3,8.0152954236417089E-3,0,2.6368625199165176E-3,4.625883768073835E-5,0,1.6562744637849368E-2]
[2004,8,21,19,5.9335395846857476E-3,8.0110253833949804E-3,1.7780809118209047E-4,2.6428691093660864E-3,4.4354838709677579E-7,2.1237717261425377E-5,1.6786923434277425E-2,null,5.5586132517910216E-3,6.8242434425911944E-3,9.1620636836765051E-5,2.302860931039004E-3,4.625883768073835E-5,8.686361899684846E-6,1.4832283461838406E-2]
[2004,8,21,21,6.4795261334809097E-3,8.0033442699446039E-3,2.1772419328419248E-4,2.917543345453797E-3,4.4354838709677579E-7,2.6005368075214756E-5,1.7644586858625813E-2,null,6.0701002018849377E-3,6.8177002367483842E-3,1.1218853490216132E-4,2.5421980078574212E-3,4.625883768073835E-5,1.0636361509818183E-5,1.559908218058346E-2]
[2004,8,21,24,5.0589935946699647E-3,6.2889430624400045E-3,2.1772419328419248E-4,2.2117950589026882E-3,4.4354838709677579E-7,2.6005368075214756E-5,1.3803904825759163E-2,null,4.7393277544886736E-3,5.3572765533415074E-3,1.1218853490216132E-4,1.9272450574874744E-3,4.625883768073835E-5,1.0636361509818183E-5,1.2192933099410372E-2]
[2004,8,22,3,4.6606552888880373E-3,6.447782789069708E-3,2.1772419328419248E-4,2.2961775068705103E-3,4.4354838709677579E-7,2.6005368075214756E-5,1.3648788694574763E-2,null,4.3661595041360182E-3,5.4925851949946137E-3,1.1218853490216132E-4,2.00077160558699E-3,4.625883768073835E-5,1.0636361509818183E-5,1.2028600038810339E-2]
[2004,8,22,7,4.4903386148925604E-3,6.9182576802103808E-3,0,2.2311902911560455E-3,4.4354838709677579E-7,0,1.3640230134646084E-2,null,4.2066047379529983E-3,5.8933622537498459E-3,0,1.9441450706006464E-3,4.625883768073835E-5,0,1.2090370899984227E-2]
[2004,8,22,10,5.5681794090505429E-3,8.2986390176064059E-3,0,2.5787731781644991E-3,4.4354838709677579E-7,0,1.6446035153208544E-2,null,5.2163393215379546E-3,7.0692489647725953E-3,0,2.2470110157785002E-3,4.625883768073835E-5,0,1.4578858139769788E-2]
[2004,8,22,13,6.1436494979525309E-3,8.7466732485472851E-3,0,2.7054144958407801E-3,4.4354838709677579E-7,0,1.7596180790727691E-2,null,5.7554468165711007E-3,7.4509098029584501E-3,0,2.357359780951346E-3,4.625883768073835E-5,0,1.5609975238161634E-2]
[2004,8,22,18,6.03538185259761E-3,6.9283682566881151E-3,0,2.1333235454593573E-3,4.4354838709677579E-7,0,{"$f":"SUM(E5636:J5636)","v":1.5097517203132181E-2},null,{"$f":"E5636*V$5","v":5.6540203476614899E-3},{"$f":"F5636*W$5","v":5.9019750132814795E-3},{"$f":"G5636*X$5","v":0},{"$f":"H5636*AB$5","v":1.8588689953254352E-3},{"$f":"I5636*Z$5","v":4.625883768073835E-5},{"$f":"J5636*AA$5","v":0},{"$f":"SUM(M5636:R5636)","v":1.3461123193949142E-2}]
[2004,8,22,21,6.299630439732546E-3,7.1920771672624381E-3,2.1772419328419248E-4,2.3223869276927981E-3,4.4354838709677579E-7,2.6005368075214756E-5,1.6058267644434285E-2,null,5.9015716915517998E-3,6.1266171430480231E-3,1.1218853490216132E-4,2.0236091540009118E-3,4.625883768073835E-5,1.0636361509818183E-5,1.4220881722693451E-2]
[2004,8,22,22,5.7758867569250175E-3,6.6451934689548027E-3,2.1772419328419248E-4,2.0208756532707158E-3,4.4354838709677579E-7,2.6005368075214756E-5,1.468612898889704E-2,null,5.4109221333505384E-3,5.6607507509914426E-3,1.1218853490216132E-4,1.7608876549778535E-3,4.625883768073835E-5,1.0636361509818183E-5,1.3001644273412553E-2]
[2004,8,23,1,4.5540532044997736E-3,6.2377013394017741E-3,2.1772419328419248E-4,1.809856348525158E-3,4.4354838709677579E-7,2.6005368075214756E-5,1.2845784002173212E-2,null,4.2662933533348128E-3,5.3136259623503043E-3,1.1218853490216132E-4,1.5770162287042622E-3,4.625883768073835E-5,1.0636361509818183E-5,1.1326019278482096E-2]
[2004,8,23,4,4.2239406875508494E-3,6.9145782623647551E-3,2.1772419328419248E-4,2.0870165848202336E-3,4.4354838709677579E-7,2.6005368075214756E-5,1.3469708644482345E-2,null,3.9570398655801569E-3,5.8902279180182912E-3,1.1218853490216132E-4,1.8185194789180272E-3,4.625883768073835E-5,1.0636361509818183E-5,1.1834870996609194E-2]
[2004,8,23,8,4.7957158595638765E-3,1.0445261500029885E-2,0,2.1524025505544344E-3,4.4354838709677579E-7,0,1.7393823458535289E-2,null,4.4926859167836782E-3,8.8978631181818989E-3,0,1.8754934642712642E-3,4.625883768073835E-5,0,1.5312301336917579E-2]
[2004,8,23,11,5.6769440095129457E-3,1.2728091013777528E-2,0,2.6988490585225524E-3,4.4354838709677579E-7,0,2.110432763020012E-2,null,5.3182313441371577E-3,1.0842506106336304E-2,0,2.3516389947641865E-3,4.625883768073835E-5,0,1.8558635282918387E-2]
[2004,8,23,15,6.003573884477512E-3,1.2353376326085037E-2,0,2.6970378615162535E-3,4.4354838709677579E-7,0,2.1054431620465899E-2,null,5.6242222498176231E-3,1.0523302992134661E-2,0,2.3500608103548871E-3,4.625883768073835E-5,0,1.854384488998791E-2]
[2004,8,23,19,6.5919909107404568E-3,9.887126264464979E-3,1.8506556429156361E-4,2.074197067299801E-3,4.4354838709677579E-7,2.210456286393254E-5,1.8760927918047825E-2,null,6.1754585958607913E-3,8.4224120318231194E-3,9.536025466683712E-5,1.8073492072053824E-3,4.625883768073835E-5,9.0409072833454526E-6,1.6555879834520212E-2]
[2004,8,23,22,6.0304090398584798E-3,8.6373891488250067E-3,2.1772419328419248E-4,2.1753017788987018E-3,4.4354838709677579E-7,2.6005368075214756E-5,1.7087273077328692E-2,null,5.6493617551981066E-3,7.3578154404745815E-3,1.1218853490216132E-4,1.8954466803113891E-3,4.625883768073835E-5,1.0636361509818183E-5,1.5071707610076795E-2]
[2004,8,23,23,5.467978059061877E-3,7.9487019583316387E-3,2.1772419328419248E-4,1.9088288413242141E-3,4.4354838709677579E-7,2.6005368075214756E-5,1.5569681968464236E-2,null,5.1224694578680639E-3,6.7711528325314759E-3,1.1218853490216132E-4,1.6632557954337525E-3,4.625883768073835E-5,1.0636361509818183E-5,1.3725961819926011E-2]
[2004,8,24,2,4.2246306972108126E-3,7.1243519185790749E-3,2.1772419328419248E-4,1.7596750398498669E-3,4.4354838709677579E-7,2.6005368075214756E-5,1.3352830765386261E-2,null,3.9576862751616549E-3,6.0689249548316086E-3,1.1218853490216132E-4,1.5332908036322446E-3,4.625883768073835E-5,1.0636361509818183E-5,1.1728985767718225E-2]
[2004,8,24,5,3.8076518583295997E-3,7.263457566423508E-3,6.5317257985257748E-5,1.7811412465024029E-3,4.4354838709677579E-7,7.8016104225644262E-6,1.2925813088050429E-2,null,3.567055342909384E-3,6.1874229946827161E-3,3.3656560470648398E-5,1.5519953578844951E-3,4.625883768073835E-5,3.1909084529454543E-6,1.1389580002080927E-2]
[2004,8,24,8,4.7944842657642647E-3,1.0920022745978419E-2,0,2.0863723948484933E-3,4.4354838709677579E-7,0,1.7801322954978275E-2,null,4.4915321444834117E-3,9.3022915358194538E-3,0,1.8179581647338207E-3,4.625883768073835E-5,0,1.5658040682717426E-2]
[2004,8,24,13,5.6452251664802604E-3,1.2723092177756093E-2,0,2.5219250871807023E-3,4.4354838709677579E-7,0,2.089068597980415E-2,null,5.2885167397772204E-3,1.0838247815754605E-2,0,2.197476497679669E-3,4.625883768073835E-5,0,1.837049989089223E-2]
[2004,8,24,16,6.0579487733274573E-3,1.2323246245601535E-2,0,2.5955035193874973E-3,4.4354838709677579E-7,0,2.0977142086703586E-2,null,5.6751613180436216E-3,1.0497636489493129E-2,0,2.2615889791853354E-3,4.625883768073835E-5,0,1.8480645624402825E-2]
[2004,8,24,20,6.3833709985969683E-3,9.8782418521212133E-3,2.1772419328419248E-4,2.0958742300493036E-3,4.4354838709677579E-7,2.6005368075214756E-5,1.8601660190513989E-2,null,5.9800208825570404E-3,8.4148437880869446E-3,1.1218853490216132E-4,1.8262375778078817E-3,4.625883768073835E-5,1.0636361509818183E-5,1.6390185982544582E-2]
[2004,8,24,23,5.1315999469707376E-3,8.1927501307341322E-3,2.1772419328419248E-4,1.8365404295845693E-3,4.4354838709677579E-7,2.6005368075214756E-5,1.5405063617035943E-2,null,4.807346283109421E-3,6.9790468361687836E-3,1.1218853490216132E-4,1.6002673717648941E-3,4.625883768073835E-5,1.0636361509818183E-5,1.3555744225135816E-2]
[2004,8,24,24,4.735001551231138E-3,7.6926343441443496E-3,2.1772419328419248E-4,1.8342384994338432E-3,4.4354838709677579E-7,2.6005368075214756E-5,1.4506047504555837E-2,null,4.4358080019985934E-3,6.5530199901865146E-3,1.1218853490216132E-4,1.5982615875997604E-3,4.625883768073835E-5,1.0636361509818183E-5,1.2756173313877586E-2]
[2004,8,25,5,3.7543409892003667E-3,7.4575150624941414E-3,7.257473109473083E-5,1.7629729324335189E-3,4.4354838709677579E-7,8.6684560250715837E-6,1.3056515719634927E-2,null,3.5171130615144677E-3,6.3527321195034469E-3,3.739617830072044E-5,1.5361644185073592E-3,4.625883768073835E-5,3.5454538366060597E-6,1.1493210069343337E-2]
[2004,8,25,7,4.5929358004067906E-3,1.0197780542034903E-2,0,2.0609764111072237E-3,4.4354838709677579E-7,0,1.6852136301936015E-2,null,4.3027190499680019E-3,8.6870448740824519E-3,0,1.7958294037763404E-3,4.625883768073835E-5,0,1.4831852165507533E-2]
[2004,8,25,11,5.4228101768852652E-3,1.2594449547815858E-2,0,2.4968606176240145E-3,4.4354838709677579E-7,0,2.0514563890712233E-2,null,5.0801556273392763E-3,1.0728662764928652E-2,0,2.1756366012221566E-3,4.625883768073835E-5,0,1.8030713831170823E-2]
[2004,8,25,14,5.2320846522997981E-3,1.2313387801125576E-2,0,2.2973709154769468E-3,4.4354838709677579E-7,0,1.9843286917289416E-2,null,4.9014815975659126E-3,1.0489238510227122E-2,0,2.0018114807910962E-3,4.625883768073835E-5,0,1.743879042626487E-2]
[2004,8,25,18,6.018441544714777E-3,1.0770924479224255E-2,0,2.2603705680975766E-3,4.4354838709677579E-7,0,1.9050180140423704E-2,null,5.6381504577681166E-3,9.175281219348878E-3,0,1.9695712710459906E-3,4.625883768073835E-5,0,1.6829261785843722E-2]
[2004,8,25,21,5.9963348199208889E-3,9.1600071080046152E-3,2.1772419328419248E-4,2.038969031089462E-3,4.4354838709677579E-7,2.6005368075214756E-5,1.743948406876147E-2,null,5.617440604629164E-3,7.8030109067508862E-3,1.1218853490216132E-4,1.7766532987404055E-3,4.625883768073835E-5,1.0636361509818183E-5,1.5366188544213172E-2]
[2004,8,25,24,4.503761291350993E-3,7.6236485885106675E-3,2.1772419328419248E-4,1.7192287529624504E-3,4.4354838709677579E-7,2.6005368075214756E-5,1.4090811742570618E-2,null,4.219179267232101E-3,6.4942540310258855E-3,1.1218853490216132E-4,1.4980479784962818E-3,4.625883768073835E-5,1.0636361509818183E-5,1.2380565010846984E-2]
[2004,8,26,2,4.1117242161334139E-3,7.0206962783701801E-3,2.1772419328419248E-4,1.7059892203420942E-3,4.4354838709677579E-7,2.6005368075214756E-5,1.3082582824592194E-2,null,3.851914087587522E-3,5.9806252317463017E-3,1.1218853490216132E-4,1.486511727113803E-3,4.625883768073835E-5,1.0636361509818183E-5,1.1488134780540345E-2]
[2004,8,26,5,3.5808907929247534E-3,7.20389759813301E-3,7.9832204204203884E-5,1.6496662367451089E-3,4.4354838709677579E-7,9.5353016275787413E-6,1.2524265682021751E-2,null,3.3546227729130745E-3,6.1366864530297766E-3,4.1135796130792474E-5,1.437434760727012E-3,4.625883768073835E-5,3.8999992202666655E-6,1.1020038619701661E-2]
[2004,8,26,8,4.7348008545810352E-3,1.1131559144428333E-2,0,2.1235962403304632E-3,4.4354838709677579E-7,0,1.7990399787726926E-2,null,4.4356199868951411E-3,9.4824901759315398E-3,0,1.8503931192912267E-3,4.625883768073835E-5,0,1.5814762119798646E-2]
[2004,8,26,12,5.2053019516965495E-3,1.2274808537329256E-2,0,2.3557892024400262E-3,4.4354838709677579E-7,0,1.9836343239852929E-2,null,4.8763912324698054E-3,1.0456374516495715E-2,0,2.0527141873340504E-3,4.625883768073835E-5,0,1.7431738773980309E-2]
[2004,8,26,15,5.233630509842011E-3,1.2130699998973293E-2,0,2.2977267892586428E-3,4.4354838709677579E-7,0,1.966250084646104E-2,null,4.9029297760261525E-3,1.033361473221947E-2,0,2.0021215709977373E-3,4.625883768073835E-5,0,1.7284924916924099E-2]
[2004,8,26,19,5.7848870642261824E-3,9.8177231451497243E-3,2.0320924706524628E-4,1.8749821668625488E-3,4.4354838709677579E-7,2.4271676870200434E-5,1.7705516848561E-2,null,5.4193537325200403E-3,8.3632905387288382E-3,1.0470929924201722E-4,1.6337635349252251E-3,4.625883768073835E-5,9.9272707424969675E-6,1.5577303213839357E-2]
[2004,8,26,23,5.1098612775175647E-3,8.1215773052014419E-3,2.1772419328419248E-4,1.8354585079860069E-3,4.4354838709677579E-7,2.6005368075214756E-5,1.531107020045152E-2,null,4.7869812287646947E-3,6.9184178074630578E-3,1.1218853490216132E-4,1.5993246406357032E-3,4.625883768073835E-5,1.0636361509818183E-5,1.3473807410956173E-2]
[2004,8,27,2,4.0673587383404097E-3,6.8163997203930628E-3,2.1772419328419248E-4,1.5884173068031E-3,4.4354838709677579E-7,2.6005368075214756E-5,1.2716348875283078E-2,null,3.8103519594071141E-3,5.8065938962559545E-3,1.1218853490216132E-4,1.3840655767097115E-3,4.625883768073835E-5,1.0636361509818183E-5,1.1170095166465497E-2]
[2004,8,27,3,3.5816487847972383E-3,6.5436027915218653E-3,2.1772419328419248E-4,1.4312634929456096E-3,4.4354838709677579E-7,2.6005368075214756E-5,1.1800688179011219E-2,null,3.3553328690718695E-3,5.5742100797139399E-3,1.1218853490216132E-4,1.2471297834032486E-3,4.625883768073835E-5,1.0636361509818183E-5,1.0345756466281775E-2]
[2004,8,27,6,3.8626135018950476E-3,8.0373524252963374E-3,0,1.7017987753396992E-3,4.4354838709677579E-7,0,1.3602208250918181E-2,null,3.6185440902081509E-3,6.8466703023825218E-3,0,1.4828603877245444E-3,4.625883768073835E-5,0,1.1994333617995954E-2]
[2004,8,27,10,4.8867062669268931E-3,1.1466330315172142E-2,0,2.1259861758848144E-3,4.4354838709677579E-7,0,1.8479466306370946E-2,null,4.577926855507561E-3,9.7676671485887965E-3,0,1.8524755868626673E-3,4.625883768073835E-5,0,1.6244328428639765E-2]
[2004,8,27,13,5.3015580649550141E-3,1.1632901150211908E-2,0,2.2528932250099679E-3,4.4354838709677579E-7,0,1.9187795988563985E-2,null,4.9665651495875655E-3,9.9095615846123333E-3,0,1.9630558968250708E-3,4.625883768073835E-5,0,1.6885441468705707E-2]
[2004,8,27,16,5.2386666736120458E-3,1.0504634028612075E-2,0,2.1473926437060691E-3,4.4354838709677579E-7,0,1.7891136894317285E-2,null,4.9076477165186302E-3,8.9484399881150419E-3,0,1.8711280877536157E-3,4.625883768073835E-5,0,1.5773474630068025E-2]
[2004,8,27,21,6.3026566314293431E-3,9.004272159363759E-3,2.1772419328419248E-4,2.4024337210195382E-3,4.4354838709677579E-7,2.6005368075214756E-5,1.7953535621559144E-2,null,5.9044066653525466E-3,7.6703470901753543E-3,1.1218853490216132E-4,2.0933578344610342E-3,4.625883768073835E-5,1.0636361509818183E-5,1.5837195324081652E-2]
[2004,8,27,24,4.5815035561485636E-3,6.5722009333232505E-3,2.1772419328419248E-4,1.8050220816004288E-3,4.4354838709677579E-7,2.6005368075214756E-5,1.3202899680818749E-2,null,4.2920091821859602E-3,5.5985715905466126E-3,1.1218853490216132E-4,1.5728038958302201E-3,4.625883768073835E-5,1.0636361509818183E-5,1.163246840265551E-2]
[2004,8,28,3,4.0402574965142154E-3,6.3951585848004222E-3,2.1772419328419248E-4,1.831631010582173E-3,4.4354838709677579E-7,2.6005368075214756E-5,1.2511220201643317E-2,null,3.7849631809545549E-3,5.4477569284844827E-3,1.1218853490216132E-4,1.595989555215201E-3,4.625883768073835E-5,1.0636361509818183E-5,1.0997793398746956E-2]
[2004,8,28,4,3.9004731608624928E-3,6.2184861946223292E-3,2.1772419328419248E-4,1.7806992059172645E-3,4.4354838709677579E-7,2.6005368075214756E-5,1.2143831671148592E-2,null,3.654011486867623E-3,5.2972574178152482E-3,1.1218853490216132E-4,1.5516101863336826E-3,4.625883768073835E-5,1.0636361509818183E-5,1.0671962825109273E-2]
[2004,8,28,7,4.292114566855223E-3,7.5678496842978907E-3,0,1.9984308899448364E-3,4.4354838709677579E-7,0,1.3858838689485046E-2,null,4.0209059986898704E-3,6.4467213759718776E-3,0,1.7413304365040327E-3,4.625883768073835E-5,0,1.2255216648846518E-2]
[2004,8,28,13,6.359367398437555E-3,9.5576046572531017E-3,0,2.7268552133600252E-3,4.4354838709677579E-7,0,1.8644270817437775E-2,null,5.9575340131205945E-3,8.1417069335882695E-3,0,2.376042125276887E-3,4.625883768073835E-5,0,1.6521541909666489E-2]
[2004,8,28,15,6.320121639500284E-3,9.5096928521033915E-3,0,2.7683049853503465E-3,4.4354838709677579E-7,0,1.8598563025341117E-2,null,5.9207681008701142E-3,8.1008929545446726E-3,0,2.4121593359925858E-3,4.625883768073835E-5,0,1.6480079229088111E-2]
[2004,8,28,18,6.5409656826554557E-3,8.5598208642196742E-3,0,2.6682559300041961E-3,4.4354838709677579E-7,0,1.7769486025266422E-2,null,6.1276575312583098E-3,7.2917383988678735E-3,0,2.3249817077371812E-3,4.625883768073835E-5,0,1.5790636475544101E-2]
[2004,8,28,22,6.310788147556895E-3,7.3722957961356774E-3,2.1772419328419248E-4,2.5111790955730617E-3,4.4354838709677579E-7,2.6005368075214756E-5,1.6438436149012137E-2,null,5.9120243702079122E-3,6.2801375399338189E-3,1.1218853490216132E-4,2.1881129903645285E-3,4.625883768073835E-5,1.0636361509818183E-5,1.4549358634598978E-2]
[2004,8,29,1,4.812248363464949E-3,6.1721358779240221E-3,2.1772419328419248E-4,2.0649991446433282E-3,4.4354838709677579E-7,2.6005368075214756E-5,1.3293556495778805E-2,null,4.5081737708643982E-3,5.2577736027413276E-3,1.1218853490216132E-4,1.7993346079740985E-3,4.625883768073835E-5,1.0636361509818183E-5,1.1734365715672542E-2]
[2004,8,29,4,4.3603123507737797E-3,6.1025061652013723E-3,2.1772419328419248E-4,2.0542779919794419E-3,4.4354838709677579E-7,2.6005368075214756E-5,1.2761269617701099E-2,null,4.0847945259377336E-3,5.1984590845971252E-3,1.1218853490216132E-4,1.7899927440437691E-3,4.625883768073835E-5,1.0636361509818183E-5,1.1242330088671345E-2]
[2004,8,29,5,4.2571458930524076E-3,6.1027692723671914E-3,9.7975886977886602E-5,1.9998901967993163E-3,4.4354838709677579E-7,1.1702415633846638E-5,1.2469927213217748E-2,null,3.9881469126799669E-3,5.1986832141267553E-3,5.0484840705972591E-5,1.7426020018379608E-3,4.625883768073835E-5,4.7863626794181804E-6,1.103096216971081E-2]
[2004,8,29,10,5.6356575386333234E-3,8.3333837766111259E-3,0,2.4914263635290243E-3,4.4354838709677579E-7,0,1.646091122716057E-2,null,5.2795536677054588E-3,7.0988465109611074E-3,0,2.1709014702236741E-3,4.625883768073835E-5,0,1.4595560486570977E-2]
[2004,8,29,13,6.1684706303911062E-3,8.7033217299567409E-3,0,2.5505154061343689E-3,4.4354838709677579E-7,0,1.7422751314869311E-2,null,5.7786995603555397E-3,7.4139805333194968E-3,0,2.2223886389170135E-3,4.625883768073835E-5,0,1.5461327570272788E-2]
[2004,8,29,16,6.8536893126965792E-3,8.704680226373232E-3,0,2.6704634490082556E-3,4.4354838709677579E-7,0,1.8229276536465163E-2,null,6.4206208947422743E-3,7.4151377772200388E-3,0,2.3269052268592438E-3,4.625883768073835E-5,0,1.6208922736502294E-2]
[2004,8,29,19,5.8619561171761861E-3,6.2040628058144262E-3,2.1772419328419248E-4,1.6595426753738668E-3,4.4354838709677579E-7,2.6005368075214756E-5,1.3969734708110984E-2,null,5.491552974290762E-3,5.2849707613909285E-3,1.1218853490216132E-4,1.446040584063237E-3,4.625883768073835E-5,1.0636361509818183E-5,1.2391648053837646E-2]
[2004,8,29,23,4.5238630867584732E-3,5.7750333859104977E-3,2.1772419328419248E-4,1.3015727522396228E-3,4.4354838709677579E-7,2.6005368075214756E-5,1.1844642334655099E-2,null,4.2380108777306984E-3,4.9194992935902215E-3,1.1218853490216132E-4,1.1341239070127363E-3,4.625883768073835E-5,1.0636361509818183E-5,1.0460717812426374E-2]
[2004,8,30,2,4.0395450555246598E-3,6.0705024589941519E-3,2.1772419328419248E-4,1.448246215729948E-3,4.4354838709677579E-7,2.6005368075214756E-5,1.1802466839995265E-2,null,3.7842957574261296E-3,5.1711965218450544E-3,1.1218853490216132E-4,1.2619276591906345E-3,4.625883768073835E-5,1.0636361509818183E-5,1.0386503672554536E-2]
[2004,8,30,3,3.7781737150197996E-3,6.2990716624693665E-3,2.1772419328419248E-4,1.5383532869116898E-3,4.4354838709677579E-7,2.6005368075214756E-5,1.1859771774147362E-2,null,3.5394398537563396E-3,5.3659046663513937E-3,1.1218853490216132E-4,1.3404423510833992E-3,4.625883768073835E-5,1.0636361509818183E-5,1.0414870605283851E-2]
[2004,8,30,7,4.3716875530244439E-3,9.2110784385049434E-3,0,1.7055853185041453E-3,4.4354838709677579E-7,0,1.5288794858420629E-2,null,4.0954509560617598E-3,7.8465163477639283E-3,0,1.4861597877160891E-3,4.625883768073835E-5,0,1.3474385929222515E-2]
[2004,8,30,10,5.4572172166533718E-3,1.1826771837439401E-2,0,2.268846434165328E-3,4.4354838709677579E-7,0,1.9553279036645194E-2,null,5.1123885676407988E-3,1.0074711575119813E-2,0,1.9769567071067366E-3,4.625883768073835E-5,0,1.7210315687548085E-2]
[2004,8,30,14,5.8999874043483783E-3,1.2289145648524395E-2,0,2.353786959605678E-3,4.4354838709677579E-7,0,2.0543363560865543E-2,null,5.5271811543746432E-3,1.046858767678128E-2,0,2.0509695353642149E-3,4.625883768073835E-5,0,1.8092997204200875E-2]
[2004,8,30,17,6.425321121212726E-3,1.1032413075729311E-2,0,2.1952810407501033E-3,4.4354838709677579E-7,0,1.9653458786079235E-2,null,6.0193202761412755E-3,9.3980319603103012E-3,0,1.9128555869369717E-3,4.625883768073835E-5,0,1.7376466661069286E-2]
[2004,8,30,20,6.4810528849107213E-3,9.3079088857108451E-3,2.1772419328419248E-4,1.8221305723677573E-3,4.4354838709677579E-7,2.6005368075214756E-5,1.7855265452735827E-2,null,6.0715304815028319E-3,7.9290019863386997E-3,1.1218853490216132E-4,1.5877113594036138E-3,4.625883768073835E-5,1.0636361509818183E-5,1.5757327561337863E-2]
[2004,8,30,24,4.6758406424266541E-3,7.2509466280047483E-3,2.1772419328419248E-4,1.4905335130464296E-3,4.4354838709677579E-7,2.6005368075214756E-5,1.3661493893224337E-2,null,4.3803853310995294E-3,6.1767654714096213E-3,1.1218853490216132E-4,1.2987746466272215E-3,4.625883768073835E-5,1.0636361509818183E-5,1.202500918322909E-2]
[2004,8,31,4,3.7086452365369693E-3,6.9693730713843091E-3,2.1772419328419248E-4,1.7483868033393657E-3,4.4354838709677579E-7,2.6005368075214756E-5,1.267057822100715E-2,null,3.4743047153864828E-3,5.9369052281307774E-3,1.1218853490216132E-4,1.523454811850345E-3,4.625883768073835E-5,1.0636361509818183E-5,1.1103748489460323E-2]
[2004,8,31,5,3.9294233067660557E-3,7.4424646634056874E-3,1.0886209664209624E-4,1.9393242936672544E-3,4.4354838709677579E-7,1.3002684037607378E-5,1.3433520592905798E-2,null,3.6811323415217598E-3,6.3399113403431843E-3,5.6094267451080659E-5,1.6898279724387628E-3,4.625883768073835E-5,5.3181807549090913E-6,1.1818542940190432E-2]
[2004,8,31,8,4.8795415507814979E-3,1.1255818312215188E-2,0,2.3434179057134695E-3,4.4354838709677579E-7,0,1.8479221317097252E-2,null,4.5712148608300657E-3,9.5883411463589894E-3,0,2.0419344722899285E-3,4.625883768073835E-5,0,1.6247749317159721E-2]
[2004,8,31,11,5.566830283611577E-3,1.2643147884907573E-2,0,2.708798383321432E-3,4.4354838709677579E-7,0,2.0919220100227679E-2,null,5.2150754441446494E-3,1.0770146756260408E-2,0,2.3603083273801531E-3,4.625883768073835E-5,0,1.8391789365465948E-2]
[2004,8,31,15,5.5475607083664618E-3,1.235969210083734E-2,0,2.5892678668725869E-3,4.4354838709677579E-7,0,2.0496964224463485E-2,null,5.1970234677846481E-3,1.0528683125435402E-2,0,2.2561555506037867E-3,4.625883768073835E-5,0,1.8028120981504574E-2]
[2004,8,31,18,5.6740709420341874E-3,1.0510890248976376E-2,1.0886209664209621E-5,2.2097298076095137E-3,4.4354838709677579E-7,1.3002684037607373E-6,1.8407321025075144E-2,null,5.3155398189972678E-3,8.9537693896277349E-3,5.6094267451080644E-6,1.9254455031701703E-3,4.625883768073835E-5,5.3181807549090892E-7,1.624715479429651E-2]
[2004,8,31,21,5.8027249681635012E-3,9.2124661204582847E-3,2.1772419328419248E-4,2.1731559643318184E-3,4.4354838709677579E-7,2.6005368075214756E-5,1.7432520162700107E-2,null,5.4360645014961285E-3,7.8476984535515489E-3,1.1218853490216132E-4,1.8935769272790434E-3,4.625883768073835E-5,1.0636361509818183E-5,1.5346423616419438E-2]
[2004,9,1,2,4.5762116492787568E-3,7.5420867930301892E-3,2.1477028240405368E-4,2.1149539836218586E-3,4.5833333333333443E-7,2.2667527871568995E-5,1.447114856953976E-2,null,4.2870516583953253E-3,6.4247750915224205E-3,1.1066644895996307E-4,1.8428626989386923E-3,4.7800798936762908E-5,9.2711635643286799E-6,1.2722427860317494E-2]
[2004,9,1,5,4.4127334125058839E-3,7.6029487259928544E-3,1.1454415061549527E-4,2.0220856102860412E-3,4.5833333333333443E-7,1.2089348198170128E-5,1.4164859580931777E-2,null,4.1339032247604554E-3,6.4766207201462913E-3,5.9022106111980292E-5,1.7619419496188386E-3,4.7800798936762908E-5,4.9446205676419618E-6,1.2484233420141971E-2]
[2004,9,1,6,5.254660553353792E-3,8.7229041550869538E-3,0,2.3056812780579265E-3,4.5833333333333443E-7,0,1.6283704319832008E-2,null,4.922630980826747E-3,7.4306619479810807E-3,0,2.0090527055807326E-3,4.7800798936762908E-5,0,1.4410146433325324E-2]
[2004,9,1,9,6.1008780056816744E-3,1.21658826420962E-2,0,2.6219580033430999E-3,4.5833333333333443E-7,0,2.0889176984454309E-2,null,5.7153779537376442E-3,1.0363585292807407E-2,0,2.2846400630760423E-3,4.7800798936762908E-5,0,1.8411404108557856E-2]
[2004,9,1,12,5.4957996349047173E-3,1.2530470273103935E-2,0,2.6299637625347965E-3,4.5833333333333443E-7,0,2.0656692003876785E-2,null,5.1485330541344255E-3,1.0674161608707182E-2,0,2.2916158720559603E-3,4.7800798936762908E-5,0,1.816211133383433E-2]
[2004,9,1,18,6.6443596353675345E-3,1.1171815985476142E-2,1.7897523533671139E-5,2.6305672196624721E-3,4.5833333333333443E-7,1.8889606559640825E-6,2.0466987658029116E-2,null,6.2245182646363702E-3,9.5167832246228334E-3,9.222204079996921E-6,2.2921416937237669E-3,4.7800798936762908E-5,7.7259696369405649E-7,1.8091238782963422E-2]
[2004,9,1,20,6.6642164442122431E-3,1.003932706904468E-2,2.1477028240405368E-4,2.2499845218467572E-3,4.5833333333333443E-7,2.2667527871568995E-5,1.9191424178712641E-2,null,6.2431203686936785E-3,8.5520652650737626E-3,1.1066644895996307E-4,1.9605214016997509E-3,4.7800798936762908E-5,9.2711635643286799E-6,1.6923445446928247E-2]
[2004,9,1,24,4.9227675824113706E-3,8.2531086373457598E-3,2.1477028240405368E-4,2.0543904171262521E-3,4.5833333333333443E-7,2.2667527871568995E-5,1.5468162780492336E-2,null,4.6117095417554776E-3,7.0304636178210771E-3,1.1066644895996307E-4,1.7900907055649576E-3,4.7800798936762908E-5,9.2711635643286799E-6,1.3600002276602569E-2]
[2004,9,2,3,3.8373576080794032E-3,6.9386573514792511E-3,2.1477028240405368E-4,1.7478512301874981E-3,4.5833333333333443E-7,2.2667527871568995E-5,1.2761762333355109E-2,null,3.5948840565898019E-3,5.9107398447853397E-3,1.1066644895996307E-4,1.5229881408060702E-3,4.7800798936762908E-5,9.2711635643286799E-6,1.1196350453642267E-2]
[2004,9,2,6,4.6391323553648294E-3,8.4166852293215445E-3,0,2.0325715893847302E-3,4.5833333333333443E-7,0,1.5088847507404437E-2,null,4.345996553878081E-3,7.1698073886529564E-3,0,1.7710788953360839E-3,4.7800798936762908E-5,0,1.3334683636803884E-2]
[2004,9,2,7,5.6182551224082155E-3,1.0574792381185829E-2,0,2.4126235821948934E-3,4.5833333333333443E-7,0,1.8606129419122271E-2,null,5.2632508690030229E-3,9.008204831512847E-3,0,2.1022367581694677E-3,4.7800798936762908E-5,0,1.6421493257622103E-2]
[2004,9,2,11,5.3792700943209983E-3,1.2604282165397968E-2,0,2.59925147600127E-3,4.5833333333333443E-7,0,2.058326206905357E-2,null,5.0393667396152501E-3,1.07370387433892E-2,0,2.2648547568307354E-3,4.7800798936762908E-5,0,1.8089061038771947E-2]
[2004,9,2,14,5.3002935529744043E-3,1.2408755537199395E-2,0,2.5092389108474101E-3,4.5833333333333443E-7,0,2.0218746334354547E-2,null,4.9653805391283029E-3,1.057047812892631E-2,0,2.1864224126556787E-3,4.7800798936762908E-5,0,1.7770081879647057E-2]
[2004,9,2,18,5.8882314659185917E-3,1.0734204682853122E-2,2.1477028240405363E-5,2.2851361722020973E-3,4.5833333333333443E-7,2.2667527871568989E-6,1.8931774435334708E-2,null,5.5161680458901711E-3,9.1440012248904402E-3,1.1066644895996304E-5,1.9911507514386306E-3,4.7800798936762908E-5,9.2711635643286774E-7,1.6711114582408437E-2]
[2004,9,2,21,6.3045627026699748E-3,9.4836646171296453E-3,2.1477028240405368E-4,2.2066499461960557E-3,4.5833333333333443E-7,2.2667527871568995E-5,1.8232773409604636E-2,null,5.9061922964595472E-3,8.0787206353544246E-3,1.1066644895996307E-4,1.9227618695021496E-3,4.7800798936762908E-5,9.2711635643286799E-6,1.6075413212777181E-2]
[2004,9,3,1,4.3776229255131872E-3,7.6236835617446751E-3,2.1477028240405368E-4,1.9132944126876927E-3,4.5833333333333443E-7,2.2667527871568995E-5,1.4152497043554511E-2,null,4.1010112864007355E-3,6.4942838231999726E-3,1.1066644895996307E-4,1.6671468658584199E-3,4.7800798936762908E-5,9.2711635643286799E-6,1.2430180386920182E-2]
[2004,9,3,4,3.7462837240029739E-3,6.9744871237601841E-3,2.1477028240405368E-4,1.7224387738283575E-3,4.5833333333333443E-7,2.2667527871568995E-5,1.2681105765200469E-2,null,3.5095649158485964E-3,5.9412616665042561E-3,1.1066644895996307E-4,1.5008450264521265E-3,4.7800798936762908E-5,9.2711635643286799E-6,1.1119410020266033E-2]
[2004,9,3,8,5.2189876924403963E-3,1.1195768936682638E-2,0,2.2229427998219061E-3,4.5833333333333443E-7,0,1.8638157762278274E-2,null,4.8892122036243027E-3,9.5371877000025324E-3,0,1.9369586285989733E-3,4.7800798936762908E-5,0,1.6411159331162575E-2]
[2004,9,3,9,5.3833798453975885E-3,1.1828006465751176E-2,0,2.2937786097489625E-3,4.5833333333333443E-7,0,1.9505623254231063E-2,null,5.043216805241316E-3,1.0075763301179517E-2,0,1.9986813293643739E-3,4.7800798936762908E-5,0,1.716546223472197E-2]
[2004,9,3,12,5.0508271118422828E-3,1.2485568607371286E-2,0,2.4184680858203296E-3,4.5833333333333443E-7,0,1.9955322138367232E-2,null,4.7316772923962601E-3,1.0635911836265742E-2,0,2.1073293596201542E-3,4.7800798936762908E-5,0,1.7522719287218921E-2]
[2004,9,3,16,5.2617927357507723E-3,1.1554715286308659E-2,0,2.4609020815615401E-3,4.5833333333333443E-7,0,1.9277868436954306E-2,null,4.9293124974864435E-3,9.8429584541128313E-3,0,2.1443041725588653E-3,4.7800798936762908E-5,0,1.6964375923094906E-2]
[2004,9,3,19,5.4967179069711838E-3,1.00969682362356E-2,2.1477028240405368E-4,2.177533125619423E-3,4.5833333333333443E-7,2.2667527871568995E-5,1.8009115412435165E-2,null,5.1493933027608246E-3,8.601167263681991E-3,1.1066644895996307E-4,1.89739096168671E-3,4.7800798936762908E-5,9.2711635643286799E-6,1.581568993959058E-2]
[2004,9,3,22,6.2658097572835351E-3,8.9206175779433516E-3,2.1477028240405368E-4,2.435521285932698E-3,4.5833333333333443E-7,2.2667527871568995E-5,1.7859844764768543E-2,null,5.8698880580371777E-3,7.5990853975230971E-3,1.1066644895996307E-4,2.122188645745521E-3,4.7800798936762908E-5,9.2711635643286799E-6,1.5758900512766856E-2]
[2004,9,4,2,4.6311356973306695E-3,7.0595489933611994E-3,2.1477028240405368E-4,2.1829605532540791E-3,4.5833333333333443E-7,2.2667527871568995E-5,1.4111541387554903E-2,null,4.3385051857521397E-3,6.0137221666347988E-3,1.1066644895996307E-4,1.9021201444569035E-3,4.7800798936762908E-5,9.2711635643286799E-6,1.2422085908304896E-2]
[2004,9,4,5,4.3427954674603456E-3,7.0094068387210069E-3,1.3602117885590063E-4,2.0869942871080032E-3,4.5833333333333443E-7,1.4356100985327025E-5,1.3590032206463919E-2,null,4.0683844930515557E-3,5.971008250048042E-3,7.0088751007976589E-5,1.8185000498323546E-3,4.7800798936762908E-5,5.8717369240748292E-6,1.1981654079800766E-2]
[2004,9,4,9,5.9902838679532413E-3,1.0311726133157253E-2,0,2.9041472640587954E-3,4.5833333333333443E-7,0,1.9206615598502622E-2,null,5.6117719980051974E-3,8.7841101579649167E-3,0,2.530525347881851E-3,4.7800798936762908E-5,0,1.6974208302788729E-2]
[2004,9,4,10,6.2560349524919887E-3,1.0483682321170421E-2,0,2.9107174458294425E-3,4.5833333333333443E-7,0,1.9650893052825188E-2,null,5.8607309000419409E-3,8.9305921415190042E-3,0,2.5362502681421199E-3,4.7800798936762908E-5,0,1.7375374108639829E-2]
[2004,9,4,13,6.3462947004388993E-3,1.0110204606646734E-2,0,2.9008397640314511E-3,4.5833333333333443E-7,0,1.9357797404450421E-2,null,5.945287347990132E-3,8.6124427508585902E-3,0,2.5276433615718259E-3,4.7800798936762908E-5,0,1.7133174259357314E-2]
[2004,9,4,17,5.9985591620231021E-3,8.8933074549168468E-3,0,2.6798945489349534E-3,4.5833333333333443E-7,0,1.7572219499208237E-2,null,5.6195243958147472E-3,7.5758210937591506E-3,0,2.335123004834305E-3,4.7800798936762908E-5,0,1.5578269293344965E-2]
[2004,9,4,20,6.316605195214927E-3,7.9120705389395356E-3,2.1477028240405368E-4,2.4784465710825715E-3,4.5833333333333443E-7,2.2667527871568995E-5,1.6945018448845994E-2,null,5.9174738523823786E-3,6.7399481225704364E-3,1.1066644895996307E-4,2.1595915431402626E-3,4.7800798936762908E-5,9.2711635643286799E-6,1.4984751929554133E-2]
[2004,9,4,22,6.0107995259079065E-3,7.1463040468603221E-3,2.1477028240405368E-4,2.3830974974427895E-3,4.5833333333333443E-7,2.2667527871568995E-5,1.5778097213819977E-2,null,5.6309913200554527E-3,6.087625016347421E-3,1.1066644895996307E-4,2.0765092384897373E-3,4.7800798936762908E-5,9.2711635643286799E-6,1.3962863986353666E-2]
[2004,9,5,4,4.1494845475648591E-3,6.0188278321975869E-3,2.1477028240405368E-4,1.9577411138423082E-3,4.5833333333333443E-7,2.2667527871568995E-5,1.236394963721371E-2,null,3.8872884329830739E-3,5.1271771590059665E-3,1.1066644895996307E-4,1.7058754473230845E-3,4.7800798936762908E-5,9.2711635643286799E-6,1.0888079450773179E-2]
[2004,9,5,7,4.6602946883022656E-3,6.5810923869255075E-3,0,2.0910527877134109E-3,4.5833333333333443E-7,0,1.3332898196274518E-2,null,4.3658216890484023E-3,5.6061458324240723E-3,0,1.8220364196244376E-3,4.7800798936762908E-5,0,1.1841804740033676E-2]
[2004,9,5,10,5.415146931894199E-3,8.0837268924378643E-3,0,2.3680295117058424E-3,4.5833333333333443E-7,0,1.5867361669371239E-2,null,5.0729766046747936E-3,6.8861746901666618E-3,0,2.0633797666062847E-3,4.7800798936762908E-5,0,1.4070331860384502E-2]
[2004,9,5,11,5.601664056099482E-3,8.3064619757623678E-3,0,2.4295540689425014E-3,4.5833333333333443E-7,0,1.6338138434137686E-2,null,5.2477081529346756E-3,7.0759130019391915E-3,0,2.1169891181468756E-3,4.7800798936762908E-5,0,1.4488411071957506E-2]
[2004,9,5,14,5.3742471693878913E-3,7.8856666404472E-3,0,2.187374671221925E-3,4.5833333333333443E-7,0,1.544774681439035E-2,null,5.0346612014289067E-3,6.7174557919982914E-3,0,1.905966381025005E-3,4.7800798936762908E-5,0,1.3705884173388966E-2]
[2004,9,5,19,6.6770872560319534E-3,7.4969882822866667E-3,2.1477028240405368E-4,2.4858611623059181E-3,4.5833333333333443E-7,2.2667527871568995E-5,1.6897832844233497E-2,null,6.2551779043553603E-3,6.3863576353937667E-3,1.1066644895996307E-4,2.1660522385970895E-3,4.7800798936762908E-5,9.2711635643286799E-6,1.4975326189807271E-2]
[2004,9,5,22,6.7811731185677187E-3,7.601600027762551E-3,2.1477028240405368E-4,2.5616628804384324E-3,4.5833333333333443E-7,2.2667527871568995E-5,1.7182332170377661E-2,null,6.3526868274117899E-3,6.4754718228936048E-3,1.1066644895996307E-4,2.2321019777137071E-3,4.7800798936762908E-5,9.2711635643286799E-6,1.5227999039480158E-2]
[2004,9,6,1,4.4190962266061964E-3,5.8247409948199253E-3,2.1477028240405368E-4,1.9408446769605364E-3,4.5833333333333443E-7,2.2667527871568995E-5,1.2422578041995615E-2,null,4.1398639876865113E-3,4.961843039604329E-3,1.1066644895996307E-4,1.6911527566567535E-3,4.7800798936762908E-5,9.2711635643286799E-6,1.096059819540865E-2]
[2004,9,6,5,4.1915293545958174E-3,5.909686051877497E-3,1.5033919768283756E-4,1.9739436466810166E-3,4.5833333333333443E-7,1.5867269510098292E-5,1.2241823853680599E-2,null,3.9266765280982531E-3,5.0342040322192355E-3,7.7466514271974134E-5,1.7199935055068618E-3,4.7800798936762908E-5,6.4898144950300746E-6,1.0812631193528117E-2]
[2004,9,6,8,4.7905274676496128E-3,6.8656223185318017E-3,0,2.106359761447137E-3,4.5833333333333443E-7,0,1.3762967880961884E-2,null,4.4878253670833706E-3,5.8485244827289236E-3,0,1.8353741334215061E-3,4.7800798936762908E-5,0,1.2219524782170563E-2]
[2004,9,6,9,5.0198821669097914E-3,7.2480667790153124E-3,0,2.1909366854176563E-3,4.5833333333333443E-7,0,1.4459343964676092E-2,null,4.7026876853459177E-3,6.1743122535453335E-3,0,1.909070137960256E-3,4.7800798936762908E-5,0,1.2833870875788271E-2]
[2004,9,6,12,5.8623547725262844E-3,8.2960654815132789E-3,0,2.523634432131318E-3,4.5833333333333443E-7,0,1.6682513019504217E-2,null,5.491926439552151E-3,7.0670566815170463E-3,0,2.1989659334184621E-3,4.7800798936762908E-5,0,1.4805749853424423E-2]
[2004,9,6,16,5.721515343548267E-3,7.5331868225490409E-3,0,2.2547453488763066E-3,4.5833333333333443E-7,0,1.5509905848306948E-2,null,5.3599863209908031E-3,6.4171935944869578E-3,0,1.9646697428063646E-3,4.7800798936762908E-5,0,1.3789650457220888E-2]
[2004,9,6,20,5.77776656027901E-3,5.8674921462821029E-3,2.1477028240405368E-4,1.7798750672751798E-3,4.5833333333333443E-7,2.2667527871568995E-5,1.366302991744525E-2,null,5.4126831563765295E-3,4.9982608826477067E-3,1.1066644895996307E-4,1.5508920740844264E-3,4.7800798936762908E-5,9.2711635643286799E-6,1.2129574524569718E-2]
[2004,9,6,23,4.3933402374196203E-3,5.5374771414625542E-3,2.1477028240405368E-4,1.4581712386984706E-3,4.5833333333333443E-7,2.2667527871568995E-5,1.16268847611896E-2,null,4.1157354585409402E-3,4.7171354804907495E-3,1.1066644895996307E-4,1.2705758164349248E-3,4.7800798936762908E-5,9.2711635643286799E-6,1.0271185166927668E-2]
[2004,9,7,2,4.2342854600304286E-3,6.8743318099468622E-3,2.1477028240405368E-4,1.9282194990048905E-3,4.5833333333333443E-7,2.2667527871568995E-5,1.3274732912591139E-2,null,3.9667309763532551E-3,5.8559437189481377E-3,1.1066644895996307E-4,1.6801518224983283E-3,4.7800798936762908E-5,9.2711635643286799E-6,1.1670564929260776E-2]
[2004,9,7,6,4.6078897564319991E-3,8.4738614435227611E-3,0,2.1352305203506282E-3,4.5833333333333443E-7,0,1.5217440053638722E-2,null,4.3167281008796975E-3,7.2185133140696463E-3,0,1.8605306356836418E-3,4.7800798936762908E-5,0,1.3443572849569749E-2]
[2004,9,7,9,5.2449494101352171E-3,1.1682707852005998E-2,0,2.2726512160704633E-3,4.5833333333333443E-7,0,1.9200766811545013E-2,null,4.9135334617802524E-3,9.9519897435368983E-3,0,1.9802719994038119E-3,4.7800798936762908E-5,0,1.6893596003657727E-2]
[2004,9,7,13,5.0270788182016747E-3,1.2572826715368265E-2,0,2.4573535551940793E-3,4.5833333333333443E-7,0,2.0057717422097356E-2,null,4.7094295972635244E-3,1.0710243216184419E-2,0,2.1412121682271232E-3,4.7800798936762908E-5,0,1.7608685780611831E-2]
[2004,9,7,14,5.3060133981673238E-3,1.2809472817604396E-2,0,2.5786182216130261E-3,4.5833333333333443E-7,0,2.0694562770718079E-2,null,4.970738960831533E-3,1.091183171879322E-2,0,2.2468759945672222E-3,4.7800798936762908E-5,0,1.8177247473128738E-2]
[2004,9,7,17,5.5014875260780303E-3,1.1674106055292986E-2,0,2.53625782819162E-3,4.5833333333333443E-7,0,1.9712309742895971E-2,null,5.1538615409169736E-3,9.9446622477415477E-3,0,2.2099653149244471E-3,4.7800798936762908E-5,0,1.7356289902519733E-2]
[2004,9,7,21,5.9376336506989924E-3,9.5701049113389881E-3,2.1477028240405368E-4,2.1207583513633533E-3,4.5833333333333443E-7,2.2667527871568995E-5,1.786639305701029E-2,null,5.5624486234557976E-3,8.1523553553437614E-3,1.1066644895996307E-4,1.8479203280334898E-3,4.7800798936762908E-5,9.2711635643286799E-6,1.5730462718294105E-2]
[2004,9,7,24,4.2158867786861193E-3,7.7293221663910323E-3,2.1477028240405368E-4,1.6469019756814045E-3,4.5833333333333443E-7,2.2667527871568995E-5,1.3830007064367511E-2,null,3.9494948641682253E-3,6.5842727472816085E-3,1.1066644895996307E-4,1.4350261250574521E-3,4.7800798936762908E-5,9.2711635643286799E-6,1.2136532147968341E-2]
[2004,9,8,4,3.6749741153313809E-3,7.2261365864708053E-3,2.1477028240405368E-4,1.7350604199742356E-3,4.5833333333333443E-7,2.2667527871568995E-5,1.2874067265385376E-2,null,3.4427611926940395E-3,6.1556308781277966E-3,1.1066644895996307E-4,1.5118428831722094E-3,4.7800798936762908E-5,9.2711635643286799E-6,1.12779733654551E-2]
[2004,9,8,6,4.3472458340044475E-3,8.4853694938002659E-3,0,2.0802769465093911E-3,4.5833333333333443E-7,0,1.4913350607647436E-2,null,4.0725536514593331E-3,7.2283165206361933E-3,0,1.8126469028981365E-3,4.7800798936762908E-5,0,1.3161317873930425E-2]
[2004,9,8,11,5.231575803921017E-3,1.282056950951747E-2,0,2.6428559113669536E-3,4.5833333333333443E-7,0,2.0695459558138778E-2,null,4.9010049021127053E-3,1.0921284507094104E-2,0,2.3028494309777778E-3,4.7800798936762908E-5,0,1.8172939639121352E-2]
[2004,9,8,12,5.0324311546973803E-3,1.2547193809757329E-2,0,2.5080432446382872E-3,4.5833333333333443E-7,0,2.0088126542426331E-2,null,4.71444373227492E-3,1.0688407660851818E-2,0,2.185380570292092E-3,4.7800798936762908E-5,0,1.7636032762355595E-2]
[2004,9,8,15,5.1462273545431671E-3,1.2747263142383116E-2,0,2.6433386839607043E-3,4.5833333333333443E-7,0,2.053728751422032E-2,null,4.8210494193927471E-3,1.0858838007267287E-2,0,2.3032700943170195E-3,4.7800798936762908E-5,0,1.8030958319913817E-2]
[2004,9,8,18,5.5907044606530011E-3,1.1110148091729981E-2,5.7272075307747637E-5,2.3669561581750099E-3,4.5833333333333443E-7,6.0446740990850642E-6,1.913158379329816E-2,null,5.2374410684038319E-3,9.4642510331273549E-3,2.9511053055990146E-5,2.0624445012529654E-3,4.7800798936762908E-5,2.4723102838209809E-6,1.6843920765060725E-2]
[2004,9,8,22,5.5138715995835348E-3,8.9500202861659949E-3,2.1477028240405368E-4,2.07197502307672E-3,4.5833333333333443E-7,2.2667527871568995E-5,1.677376305243521E-2,null,5.1654630941073351E-3,7.6241322834309485E-3,1.1066644895996307E-4,1.8054130315505838E-3,4.7800798936762908E-5,9.2711635643286799E-6,1.4762746820549922E-2]
[2004,9,9,1,4.2522316614884261E-3,7.4941666340185599E-3,2.1477028240405368E-4,1.8359984998880757E-3,4.5833333333333443E-7,2.2667527871568995E-5,1.3820292939004017E-2,null,3.983543199785825E-3,6.3839539961878747E-3,1.1066644895996307E-4,1.5997951619528372E-3,4.7800798936762908E-5,9.2711635643286799E-6,1.2135030769387592E-2]
[2004,9,9,3,3.7966131660650006E-3,6.9282004513057018E-3,2.1477028240405368E-4,1.7724638449141406E-3,4.5833333333333443E-7,2.2667527871568995E-5,1.2735173605893799E-2,null,3.5567141595012862E-3,5.9018320671883435E-3,1.1066644895996307E-4,1.5444343140818611E-3,4.7800798936762908E-5,9.2711635643286799E-6,1.1170718952232546E-2]
[2004,9,9,9,5.2033742846792387E-3,1.2012406952811311E-2,0,2.3005828696794689E-3,4.5833333333333443E-7,0,1.9516822440503352E-2,null,4.8745853701721784E-3,1.0232846040829689E-2,0,2.0046102133575564E-3,4.7800798936762908E-5,0,1.7159842423296188E-2]
[2004,9,9,12,5.0187598495805806E-3,1.2786000319897198E-2,0,2.472592519466273E-3,4.5833333333333443E-7,0,2.0277811022277388E-2,null,4.701636284594338E-3,1.0891836520813743E-2,0,2.1544906220588196E-3,4.7800798936762908E-5,0,1.7795764226403665E-2]
[2004,9,9,13,5.0100925637605971E-3,1.2789797579952423E-2,0,2.4698245657994774E-3,4.5833333333333443E-7,0,2.0270173042845833E-2,null,4.6935166640662534E-3,1.0895071241188665E-2,0,2.1520787688438419E-3,4.7800798936762908E-5,0,1.7788467473035526E-2]
[2004,9,9,16,5.3944574808719482E-3,1.2490851110255446E-2,0,2.661985131580506E-3,4.5833333333333443E-7,0,2.0547752056041233E-2,null,5.0535944711298537E-3,1.0640411770286974E-2,0,2.3195176548088088E-3,4.7800798936762908E-5,0,1.80613246951624E-2]
[2004,9,9,19,6.2601753150413903E-3,1.1301533898469242E-2,2.1477028240405368E-4,2.6104934407177333E-3,4.5833333333333443E-7,2.2667527871568995E-5,2.0410098797837326E-2,null,5.8646096428742502E-3,9.6272842622259162E-3,1.1066644895996307E-4,2.274650429738605E-3,4.7800798936762908E-5,9.2711635643286799E-6,1.793428274629983E-2]
[2004,9,9,24,4.5431660706403611E-3,8.0362993579690435E-3,2.1477028240405368E-4,1.8814019645543637E-3,4.5833333333333443E-7,2.2667527871568995E-5,1.4698763536772722E-2,null,4.2560941517147295E-3,6.8457732402139523E-3,1.1066644895996307E-4,1.6393574181929442E-3,4.7800798936762908E-5,9.2711635643286799E-6,1.2908963221582682E-2]
[2004,9,10,3,4.2148688781178147E-3,7.3497957973109899E-3,2.1477028240405368E-4,1.8905270650236442E-3,4.5833333333333443E-7,2.2667527871568995E-5,1.3693087884061405E-2,null,3.9485412823293872E-3,6.2609707713755826E-3,1.1066644895996307E-4,1.6473085638959381E-3,4.7800798936762908E-5,9.2711635643286799E-6,1.2024559029061964E-2]
[2004,9,10,7,5.3502652052404599E-3,1.0516585804966106E-2,0,2.2776193423165781E-3,4.5833333333333443E-7,0,1.814492868585648E-2,null,5.0121946008760175E-3,8.958621185590758E-3,0,1.9846009704421815E-3,4.7800798936762908E-5,0,1.600321755584572E-2]
[2004,9,10,10,5.8060973038931473E-3,1.269706132477981E-2,0,2.5926921376697317E-3,4.5833333333333443E-7,0,{"$f":"SUM(E6084:J6084)","v":2.1096309099676021E-2},null,{"$f":"E6084*V$5","v":5.4392237473069559E-3},{"$f":"F6084*W$5","v":1.0816073266402075E-2},{"$f":"G6084*X$5","v":0},{"$f":"H6084*AB$5","v":2.2591392849885491E-3},{"$f":"I6084*Z$5","v":4.7800798936762908E-5},{"$f":"J6084*AA$5","v":0},{"$f":"SUM(M6084:R6084)","v":1.8562237097634344E-2}]
[2004,9,10,13,5.5489724464323825E-3,1.2423897012566677E-2,0,2.2802627005478956E-3,4.5833333333333443E-7,0,2.0253590492880291E-2,null,5.1983460014610955E-3,1.0583376491999844E-2,0,1.9869042575690653E-3,4.7800798936762908E-5,0,1.7816427549966769E-2]
[2004,9,10,14,5.4927423782012656E-3,1.2257283143492481E-2,0,2.3475151918485688E-3,4.5833333333333443E-7,0,2.0097999046875651E-2,null,5.1456689782513228E-3,1.0441445397157592E-2,0,2.0455046378082928E-3,4.7800798936762908E-5,0,1.7680419812153972E-2]
[2004,9,10,17,5.975139503345642E-3,1.1163697518599981E-2,0,2.29751700420407E-3,4.5833333333333443E-7,0,1.9436812359483028E-2,null,5.5975845699790952E-3,9.5098674564543326E-3,0,2.0019387750339194E-3,4.7800798936762908E-5,0,1.7157191600404114E-2]
[2004,9,10,22,6.9896755818887601E-3,9.2144789450113174E-3,2.1477028240405368E-4,2.482977483009372E-3,4.5833333333333443E-7,2.2667527871568995E-5,1.892502815351841E-2,null,6.5480145132064058E-3,7.8494130910791732E-3,1.1066644895996307E-4,2.1635395479889441E-3,4.7800798936762908E-5,9.2711635643286799E-6,1.6728705563735582E-2]
[2004,9,11,1,5.0492943908305877E-3,7.4082833060740696E-3,2.1477028240405368E-4,2.3773768240511728E-3,4.5833333333333443E-7,2.2667527871568995E-5,1.5072850664564786E-2,null,4.7302414204002429E-3,6.3107937314896842E-3,1.1066644895996307E-4,2.0715245363695676E-3,4.7800798936762908E-5,9.2711635643286799E-6,1.3280298099720551E-2]
[2004,9,11,4,4.6434479996946918E-3,7.0515706343094956E-3,2.1477028240405368E-4,2.2991500431619964E-3,4.5833333333333443E-7,2.2667527871568995E-5,1.423206482077514E-2,null,4.3500395028497037E-3,6.0069257502167357E-3,1.1066644895996307E-4,2.0033617216345459E-3,4.7800798936762908E-5,9.2711635643286799E-6,1.252806538616204E-2]
[2004,9,11,8,5.2838436112914921E-3,9.1782359572111401E-3,0,2.5649071212588081E-3,4.5833333333333443E-7,0,1.7027445023094775E-2,null,4.9499700303544461E-3,7.8185392690653353E-3,0,2.2349288431871613E-3,4.7800798936762908E-5,0,1.5051238941543706E-2]
[2004,9,11,11,6.5975508191373714E-3,1.0767221286316386E-2,0,3.0665370468120029E-3,4.5833333333333443E-7,0,2.0431767485599096E-2,null,6.1806671867958886E-3,9.1721266306777991E-3,0,2.6720234966085472E-3,4.7800798936762908E-5,0,1.8072618113018999E-2]
[2004,9,11,14,6.3094403362499024E-3,1.0023827941100493E-2,0,2.8894361201068997E-3,4.5833333333333443E-7,0,1.9223162730790631E-2,null,5.9107617239096888E-3,8.5388622333547239E-3,0,2.5177068096736395E-3,4.7800798936762908E-5,0,1.7015131565874815E-2]
[2004,9,11,16,6.2535251683923801E-3,9.4495306935463326E-3,0,2.8065411392568388E-3,4.5833333333333443E-7,0,1.8510055334528885E-2,null,5.858379703263676E-3,8.0496434332441719E-3,0,2.4454763643207787E-3,4.7800798936762908E-5,0,1.6401300299765394E-2]
[2004,9,11,19,6.4600943885591046E-3,8.1128577860799314E-3,2.1477028240405368E-4,2.5482716505435599E-3,4.5833333333333443E-7,2.2667527871568995E-5,1.7359119968791557E-2,null,6.0518963029665678E-3,6.9109900290776774E-3,1.1066644895996307E-4,2.2204335450871442E-3,4.7800798936762908E-5,9.2711635643286799E-6,1.5351058288592446E-2]
[2004,9,11,23,5.7886181775726785E-3,6.9578791293715917E-3,2.1477028240405368E-4,2.4718117878961346E-3,4.5833333333333443E-7,2.2667527871568995E-5,1.5456205238449362E-2,null,5.4228490856386572E-3,5.9271140397802336E-3,1.1066644895996307E-4,2.1538103325113244E-3,4.7800798936762908E-5,9.2711635643286799E-6,1.3671511869391272E-2]
[2004,9,12,2,4.9088613858865766E-3,6.7238316850290756E-3,2.1477028240405368E-4,2.3202120816484895E-3,4.5833333333333443E-7,2.2667527871568995E-5,1.4190801296173096E-2,null,4.5986820448994294E-3,5.7277392205941323E-3,1.1066644895996307E-4,2.0217141044244066E-3,4.7800798936762908E-5,9.2711635643286799E-6,1.2515873781379024E-2]
[2004,9,12,5,4.6369960052002595E-3,6.721699327029278E-3,1.9329325416364831E-4,2.25503174090306E-3,4.5833333333333443E-7,2.0400775084412093E-5,1.3827879435713992E-2,null,4.3439951946277113E-3,5.7259227577318951E-3,9.9599804063966755E-5,1.9649192901664797E-3,4.7800798936762908E-5,8.3440472078958109E-6,1.2190581892734711E-2]
[2004,9,12,9,5.5846395616562282E-3,8.3854922734164904E-3,0,2.5446476511923537E-3,4.5833333333333443E-7,0,1.6515237819598409E-2,null,5.2317593960305242E-3,7.1432354687547463E-3,0,2.2172757774586117E-3,4.7800798936762908E-5,0,1.4640071441180647E-2]
[2004,9,12,11,6.2604511761408946E-3,9.052461238050355E-3,0,2.7350313665963442E-3,4.5833333333333443E-7,0,1.8048402114120926E-2,null,5.8648680729633182E-3,7.7113972664627937E-3,0,2.3831664069098217E-3,4.7800798936762908E-5,0,1.6007232545272698E-2]
[2004,9,12,16,6.9266353132498701E-3,9.1819999641911364E-3,0,2.8698932035714853E-3,4.5833333333333443E-7,0,1.8978986814345827E-2,null,6.4889576100457674E-3,7.8217456625944773E-3,0,2.5006781120327048E-3,4.7800798936762908E-5,0,1.6859182183609715E-2]
[2004,9,12,17,7.074130443438003E-3,8.6868453946909435E-3,0,2.8208250112666268E-3,4.5833333333333443E-7,0,1.8582259182728905E-2,null,6.6271328717992153E-3,7.3999450612651186E-3,0,2.4579225996181416E-3,4.7800798936762908E-5,0,1.6532801331619239E-2]
[2004,9,12,20,6.2880756425628603E-3,7.0309361924219618E-3,2.1477028240405368E-4,2.0767253582775506E-3,4.5833333333333443E-7,2.2667527871568995E-5,1.563363333687133E-2,null,5.8907470146869244E-3,5.989348168321364E-3,1.1066644895996307E-4,1.8095522306144209E-3,4.7800798936762908E-5,9.2711635643286799E-6,1.3857385825083765E-2]
[2004,9,12,24,4.486703790940399E-3,6.3860421161668485E-3,2.1477028240405368E-4,1.6427136728111452E-3,4.5833333333333443E-7,2.2667527871568995E-5,1.2753355723527348E-2,null,4.2031995899296229E-3,5.4399910061069048E-3,1.1066644895996307E-4,1.4313766522125438E-3,4.7800798936762908E-5,9.2711635643286799E-6,1.1242305659710128E-2]
[2004,9,13,3,3.6982129320060333E-3,6.4093371286550937E-3,2.1477028240405368E-4,1.7310492202994739E-3,4.5833333333333443E-7,2.2667527871568995E-5,1.2076495424569554E-2,null,3.4645316035053306E-3,5.4598350121622969E-3,1.1066644895996307E-4,1.5083477289911458E-3,4.7800798936762908E-5,9.2711635643286799E-6,1.0600452756119828E-2]
[2004,9,13,8,4.8928610632534347E-3,1.0032757621125047E-2,0,1.8810535525829526E-3,4.5833333333333443E-7,0,1.680713057029477E-2,null,4.5836927448109858E-3,8.5464690386556161E-3,0,1.6390538298260344E-3,4.7800798936762908E-5,0,1.4817016412229399E-2]
[2004,9,13,11,4.9931842699253506E-3,1.2360447635990826E-2,0,2.4673366893606485E-3,4.5833333333333443E-7,0,1.9821426928610161E-2,null,4.6776767653285162E-3,1.052932673291011E-2,0,2.1499109605963855E-3,4.7800798936762908E-5,0,1.7404715257771777E-2]
[2004,9,13,14,4.6899964963478171E-3,1.1942897170192007E-2,0,2.3236473296402473E-3,4.5833333333333443E-7,0,1.8956999329513408E-2,null,4.393646710091537E-3,1.0173633685914556E-2,0,2.0247074037749546E-3,4.7800798936762908E-5,0,1.6639788598717811E-2]
[2004,9,13,15,5.0519330138707637E-3,1.2163853207340309E-2,0,2.5377962660436668E-3,4.5833333333333443E-7,0,1.9754040820588077E-2,null,4.7327133150911384E-3,1.0361856505771759E-2,0,2.2113058309612631E-3,4.7800798936762908E-5,0,1.7353676450760924E-2]
[2004,9,13,18,5.4632966034903899E-3,1.0301341570119754E-2,8.9487617668355691E-5,2.0935299433110064E-3,4.5833333333333443E-7,9.4448032798204136E-6,1.7957558871202664E-2,null,5.1180838124019919E-3,8.7752640012220204E-3,4.6111020399984605E-5,1.8241948862793283E-3,4.7800798936762908E-5,3.8629848184702827E-6,1.5815317504058561E-2]
[2004,9,13,21,5.8299087661382049E-3,9.1717708550168517E-3,2.1477028240405368E-4,2.1063807274770883E-3,4.5833333333333443E-7,2.2667527871568995E-5,1.7345956492241101E-2,null,5.461530619569427E-3,7.8130319302237312E-3,1.1066644895996307E-4,1.8353924021473702E-3,4.7800798936762908E-5,9.2711635643286799E-6,1.5277693363401585E-2]
[2004,9,14,1,4.1346138858545083E-3,7.146461290746451E-3,2.1477028240405368E-4,1.7314306266278611E-3,4.5833333333333443E-7,2.2667527871568995E-5,1.3250401946837775E-2,null,3.8733574132154801E-3,6.0877589655620899E-3,1.1066644895996307E-4,1.5086800669527123E-3,4.7800798936762908E-5,9.2711635643286799E-6,1.1637534857191338E-2]
[2004,9,14,5,3.8363643493513366E-3,7.1094449685956554E-3,2.0761127299058518E-4,1.7295772977211818E-3,4.5833333333333443E-7,2.1911943609183355E-5,1.2905368165601276E-2,null,3.5939535595315977E-3,6.0562263737131104E-3,1.0697756732796427E-4,1.5070651709609164E-3,4.7800798936762908E-5,8.9621247788510547E-6,1.1320985595249203E-2]
[2004,9,14,8,5.2710739018893976E-3,1.0790246184894201E-2,0,2.1577110015693645E-3,4.5833333333333443E-7,0,1.8219489421686299E-2,null,4.9380072086877289E-3,9.1917405384631459E-3,0,1.8801189769019479E-3,4.7800798936762908E-5,0,1.6057667522989587E-2]
[2004,9,14,12,5.0863141041693335E-3,1.2053000958155773E-2,0,2.4560724839156156E-3,4.5833333333333443E-7,0,1.9595845879574057E-2,null,4.764921945608732E-3,1.026742630509332E-2,0,2.1400959082554906E-3,4.7800798936762908E-5,0,1.7220244957894308E-2]
[2004,9,14,15,5.08064068659142E-3,1.2379187691823449E-2,0,2.5247803789257136E-3,4.5833333333333443E-7,0,1.9985067090673918E-2,null,4.7596070178693214E-3,1.0545290569873434E-2,0,2.1999644528277323E-3,4.7800798936762908E-5,0,1.7552662839507252E-2]
[2004,9,14,16,5.2925346628241998E-3,1.1900908684999302E-2,0,2.5131953536583897E-3,4.5833333333333443E-7,0,1.9707097034815227E-2,null,4.9581119148960767E-3,1.0137865525032855E-2,0,2.1898698545070386E-3,4.7800798936762908E-5,0,1.7333648093372733E-2]
[2004,9,14,19,5.945011774394343E-3,1.0374651573965245E-2,2.1477028240405368E-4,2.218979974543814E-3,4.5833333333333443E-7,2.2667527871568995E-5,1.8776539466512362E-2,null,5.5693605409648985E-3,8.837713599004586E-3,1.1066644895996307E-4,1.9335056253923027E-3,4.7800798936762908E-5,9.2711635643286799E-6,1.6508318176822842E-2]
[2004,9,14,22,5.5109226310465914E-3,8.4981393516173499E-3,2.1477028240405368E-4,1.931667325096677E-3,4.5833333333333443E-7,2.2667527871568995E-5,1.6178625451369576E-2,null,5.1627004639176128E-3,7.2391946060622724E-3,1.1066644895996307E-4,1.6831560817617379E-3,4.7800798936762908E-5,9.2711635643286799E-6,1.4252789563202679E-2]
[2004,9,15,3,3.6223755153469237E-3,6.7781592636704524E-3,2.1477028240405368E-4,1.6195922691478633E-3,4.5833333333333443E-7,2.2667527871568995E-5,1.2258023191774194E-2,null,3.3934861738412342E-3,5.7740185175070768E-3,1.1066644895996307E-4,1.41122984396606E-3,4.7800798936762908E-5,9.2711635643286799E-6,1.0746472946775427E-2]
[2004,9,15,6,4.3305373324746656E-3,8.2621939013908172E-3,0,1.882103409390577E-3,4.5833333333333443E-7,0,1.4475292976589392E-2,null,4.0569009206238085E-3,7.0382029583694423E-3,0,1.6399686213368571E-3,4.7800798936762908E-5,0,1.2782873299266872E-2]
[2004,9,15,10,5.0961857817219975E-3,1.2248715362719409E-2,0,2.3229699308268152E-3,4.5833333333333443E-7,0,1.9668329408601557E-2,null,4.7741698552044255E-3,1.0434146878059226E-2,0,2.0241171531050835E-3,4.7800798936762908E-5,0,1.7280234685305498E-2]
[2004,9,15,13,5.1467726811812988E-3,1.2653293113932379E-2,0,2.5125019505610299E-3,4.5833333333333443E-7,0,2.0313026079008041E-2,null,4.821560288130371E-3,1.0778789034786903E-2,0,2.1892656585229425E-3,4.7800798936762908E-5,0,1.7837415780376981E-2]
[2004,9,15,16,5.6063274763776825E-3,1.2332985059787773E-2,0,2.7170466290733545E-3,4.5833333333333443E-7,0,2.0656817498572143E-2,null,5.2520769027149892E-3,1.050593256092823E-2,0,2.3674954267428857E-3,4.7800798936762908E-5,0,1.8173305689322867E-2]
[2004,9,15,19,6.006603043042986E-3,1.0432688412385659E-2,2.1477028240405368E-4,2.2476570874606487E-3,4.5833333333333443E-7,2.2667527871568995E-5,1.8924844686498254E-2,null,5.6270600030176319E-3,8.8871526526917918E-3,1.1066644895996307E-4,1.9584933944487176E-3,4.7800798936762908E-5,9.2711635643286799E-6,1.6640444461619198E-2]
[2004,9,15,21,6.0352371215413904E-3,9.2612896702934794E-3,2.1477028240405368E-4,2.0983006663507493E-3,4.5833333333333443E-7,2.2667527871568995E-5,1.7632723601794579E-2,null,5.6538847618184083E-3,7.8892891081633124E-3,1.1066644895996307E-4,1.8283518502629388E-3,4.7800798936762908E-5,9.2711635643286799E-6,1.5539264131705715E-2]
[2004,9,15,24,4.3468250879122958E-3,7.785844792019013E-3,2.1477028240405368E-4,1.7175429534429523E-3,4.5833333333333443E-7,2.2667527871568995E-5,1.4088108976983215E-2,null,4.0721594913176347E-3,6.6324219090729691E-3,1.1066644895996307E-4,1.4965790590415655E-3,4.7800798936762908E-5,9.2711635643286799E-6,1.2368898870893225E-2]
[2004,9,16,4,4.0188471782931813E-3,7.6896553444320264E-3,2.1477028240405368E-4,1.9408558240017863E-3,4.5833333333333443E-7,2.2667527871568995E-5,1.3887254490335949E-2,null,3.7649057301041944E-3,6.550482310141905E-3,1.1066644895996307E-4,1.6911624696182089E-3,4.7800798936762908E-5,9.2711635643286799E-6,1.2174288921325363E-2]
[2004,9,16,7,4.9563710676211892E-3,1.0596867997387488E-2,0,2.2001902530441779E-3,4.5833333333333443E-7,0,1.7753887651386191E-2,null,4.6431897022107572E-3,9.0270100870070546E-3,0,1.9171332233716087E-3,4.7800798936762908E-5,0,1.5635133811526186E-2]
[2004,9,16,11,5.1788402433485033E-3,1.3039008466267515E-2,0,2.5404981422749552E-3,4.5833333333333443E-7,0,2.075880518522431E-2,null,4.8516015768874758E-3,1.1107363135842154E-2,0,2.2136601076795034E-3,4.7800798936762908E-5,0,1.8220425619345899E-2]
[2004,9,16,12,5.146943223895392E-3,1.2920813164292572E-2,0,2.5143102256241683E-3,4.5833333333333443E-7,0,2.0582524947145468E-2,null,4.8217200546537128E-3,1.1006677708466094E-2,0,2.1908412969004602E-3,4.7800798936762908E-5,0,1.8067039858957034E-2]
[2004,9,16,18,5.7196055301562696E-3,1.1229014049474321E-2,1.1096464590876105E-4,2.345213825958608E-3,4.5833333333333443E-7,1.1711556066977312E-5,1.9416967940898276E-2,null,5.3581971841901313E-3,9.5655077629294462E-3,5.7177665295980909E-5,2.0434993453111215E-3,4.7800798936762908E-5,4.7901011749031509E-6,1.7076972857838348E-2]
[2004,9,16,19,5.987891816122028E-3,1.1017112758038688E-2,2.1477028240405368E-4,2.4012112085838276E-3,4.5833333333333443E-7,2.2667527871568995E-5,1.9644111926353503E-2,null,5.6095310942717381E-3,9.3849982863830877E-3,1.1066644895996307E-4,2.0922925996690687E-3,4.7800798936762908E-5,9.2711635643286799E-6,1.7254560391784954E-2]
[2004,9,16,22,5.4619948838434216E-3,8.8560007647181856E-3,2.1477028240405368E-4,1.9584450873810859E-3,4.5833333333333443E-7,2.2667527871568995E-5,1.6514336879551651E-2,null,5.1168643453408076E-3,7.5440411500230214E-3,1.1066644895996307E-4,1.706488853849042E-3,4.7800798936762908E-5,9.2711635643286799E-6,1.4535132760673928E-2]
[2004,9,17,1,4.6465319476354135E-3,7.9785554969760177E-3,2.1477028240405368E-4,1.9531887247331496E-3,4.5833333333333443E-7,2.2667527871568995E-5,1.4816172312953537E-2,null,4.3529285834139212E-3,6.7965837612306065E-3,1.1066644895996307E-4,1.7019087283564826E-3,4.7800798936762908E-5,9.2711635643286799E-6,1.3019159484462067E-2]
[2004,9,17,5,4.2287525642280017E-3,7.8739599342624363E-3,2.1477028240405368E-4,1.9212395738862958E-3,4.5833333333333443E-7,2.2667527871568995E-5,1.426184821598569E-2,null,3.9615476911506881E-3,6.7074833591208088E-3,1.1066644895996307E-4,1.6740698728473884E-3,4.7800798936762908E-5,9.2711635643286799E-6,1.2510839334579941E-2]
[2004,9,17,9,5.4087565383819933E-3,1.1854340890468816E-2,0,2.1593851238173711E-3,4.5833333333333443E-7,0,1.9422940886001515E-2,null,5.066990005014654E-3,1.0098196450070328E-2,0,1.8815777213797031E-3,4.7800798936762908E-5,0,1.709456497540145E-2]
[2004,9,17,13,5.3048250295973176E-3,1.240679083646822E-2,0,2.2369532797337434E-3,4.5833333333333443E-7,0,1.9949027479132617E-2,null,4.9696256824608457E-3,1.0568804485985524E-2,0,1.9491666440090956E-3,4.7800798936762908E-5,0,1.753539761139223E-2]
[2004,9,17,16,5.458393432961367E-3,1.1329268364381794E-2,0,2.2332957053234018E-3,4.5833333333333443E-7,0,1.9021415835999894E-2,null,5.1134904616221702E-3,9.6509100452036867E-3,0,1.9459796207917544E-3,4.7800798936762908E-5,0,1.6758180926554376E-2]
[2004,9,17,19,5.90217542758427E-3,1.0048958491154478E-2,2.1477028240405368E-4,2.0608202005534047E-3,4.5833333333333443E-7,2.2667527871568995E-5,1.8249850262901112E-2,null,5.5292309215971697E-3,8.5602698538785691E-3,1.1066644895996307E-4,1.7956932898915735E-3,4.7800798936762908E-5,9.2711635643286799E-6,1.6052932476828367E-2]
[2004,9,17,20,6.0871088434167383E-3,9.7073708081260694E-3,2.1477028240405368E-4,2.1297330467554012E-3,4.5833333333333443E-7,2.2667527871568995E-5,1.8162108841907165E-2,null,5.7024788322706738E-3,8.2692861914365132E-3,1.1066644895996307E-4,1.8557404184470026E-3,4.7800798936762908E-5,9.2711635643286799E-6,1.5995243853615247E-2]
[2004,9,17,23,5.3139316483760083E-3,7.375672708062905E-3,2.1477028240405368E-4,1.8708926515648863E-3,4.5833333333333443E-7,2.2667527871568995E-5,1.4798393151612755E-2,null,4.9781568755370475E-3,6.2830141840552259E-3,1.1066644895996307E-4,1.6302001405170425E-3,4.7800798936762908E-5,9.2711635643286799E-6,1.305910961157037E-2]
[2004,9,18,3,3.9776422602347504E-3,5.849809667251878E-3,2.1477028240405368E-4,1.7600696919989904E-3,4.5833333333333443E-7,2.2667527871568995E-5,1.1825417763094573E-2,null,3.7263044533637972E-3,4.9831979492782914E-3,1.1066644895996307E-4,1.5336346833243362E-3,4.7800798936762908E-5,9.2711635643286799E-6,1.0410875497427481E-2]
[2004,9,18,6,3.816447680410201E-3,5.6963098476570089E-3,2.5056532947139594E-5,1.413972911361448E-3,4.5833333333333443E-7,2.6445449183497157E-6,1.0954889850627481E-2,null,3.5752953777957808E-3,4.8524381417409841E-3,1.291108571199569E-5,1.2320636552079483E-3,4.7800798936762908E-5,1.0816357491716791E-6,9.7215906951426435E-3]
[2004,9,18,10,5.4784042831751622E-3,8.7503150059949145E-3,0,2.2340561695490028E-3,4.5833333333333443E-7,0,{"$f":"SUM(E6276:J6276)","v":1.6463233792052414E-2},null,{"$f":"E6276*V$5","v":5.1322368735387761E-3},{"$f":"F6276*W$5","v":7.4540120574380078E-3},{"$f":"G6276*X$5","v":0},{"$f":"H6276*AB$5","v":1.94664225041211E-3},{"$f":"I6276*Z$5","v":4.7800798936762908E-5},{"$f":"J6276*AA$5","v":0},{"$f":"SUM(M6276:R6276)","v":1.4580691980325656E-2}]
[2004,9,18,14,5.5873800460508796E-3,8.4962160972537164E-3,0,2.2623097640390643E-3,4.5833333333333443E-7,0,1.6346364240676994E-2,null,5.2343267156978188E-3,7.2375562694759641E-3,0,1.9712609871789066E-3,4.7800798936762908E-5,0,1.4490944771289453E-2]
[2004,9,18,17,5.4274988933698618E-3,7.5315953204797507E-3,0,2.0979520431081131E-3,4.5833333333333443E-7,0,1.5057504590291058E-2,null,5.0845480749185318E-3,6.4158378632240484E-3,0,1.8280480778050923E-3,4.7800798936762908E-5,0,1.3376234814884435E-2]
[2004,9,18,20,6.1088252113961862E-3,6.5791545154347472E-3,2.1477028240405368E-4,1.9737078716909762E-3,4.5833333333333443E-7,2.2667527871568995E-5,1.4899583742130866E-2,null,5.7228229943190548E-3,5.6044950441441086E-3,1.1066644895996307E-4,1.719788063242939E-3,4.7800798936762908E-5,9.2711635643286799E-6,1.3214844513167156E-2]
[2004,9,18,21,6.2121938170785962E-3,6.7324721298058629E-3,2.1477028240405368E-4,2.2062354744903476E-3,4.5833333333333443E-7,2.2667527871568995E-5,1.538879756498376E-2,null,5.8196599822863031E-3,5.7350996389909179E-3,1.1066644895996307E-4,1.9224007200624312E-3,4.7800798936762908E-5,9.2711635643286799E-6,1.3644898752800708E-2]
[2004,9,19,3,4.8165213729381203E-3,6.3153505744706333E-3,2.1477028240405368E-4,2.2926732116086406E-3,4.5833333333333443E-7,2.2667527871568995E-5,1.366244130262635E-2,null,4.512176778975089E-3,5.379771962129464E-3,1.1066644895996307E-4,1.9977181419777684E-3,4.7800798936762908E-5,9.2711635643286799E-6,1.2057405294543378E-2]
[2004,9,19,5,4.9156977573815023E-3,6.4708246239971925E-3,1.6107771180304023E-4,2.3204109009199655E-3,4.5833333333333443E-7,1.7000645903676742E-5,1.3885469973338713E-2,null,4.6050864422483477E-3,5.5122135301182403E-3,8.2999836719972289E-5,2.0218873453658505E-3,4.7800798936762908E-5,6.9533726732465083E-6,1.2276941326062421E-2]
[2004,9,19,8,5.6455936461942925E-3,7.5095746235208814E-3,0,2.3954721053489631E-3,4.5833333333333443E-7,0,1.555109870839747E-2,null,5.2888619361296171E-3,6.3970793910396589E-3,0,2.0872918387263755E-3,4.7800798936762908E-5,0,1.3821033964832414E-2]
[2004,9,19,11,6.5371985164195227E-3,8.862734391871234E-3,0,2.8708761942060818E-3,4.5833333333333443E-7,0,1.8271267435830175E-2,null,6.1241284033470705E-3,7.549777233575982E-3,0,2.5015346397812667E-3,4.7800798936762908E-5,0,1.6223241075641083E-2]
[2004,9,19,15,6.2538862972996555E-3,7.9683752439821502E-3,0,2.456804279220617E-3,4.5833333333333443E-7,0,1.6679524153835758E-2,null,5.8587180132894101E-3,6.7879116473110431E-3,0,2.140733557245156E-3,4.7800798936762908E-5,0,1.483516401678237E-2]
[2004,9,19,18,7.1496468317851086E-3,7.1881037260963405E-3,2.0045226357711675E-4,2.2827526467621984E-3,4.5833333333333443E-7,2.1156359346797726E-5,1.6842570160900898E-2,null,6.6978775581710767E-3,6.1232323416618648E-3,1.0328868569596552E-4,1.9890738693129784E-3,4.7800798936762908E-5,8.6530859933734328E-6,1.4969926339772021E-2]
[2004,9,19,20,6.620419669865308E-3,6.2427816738011097E-3,2.1477028240405368E-4,1.851287299593711E-3,4.5833333333333443E-7,2.2667527871568995E-5,1.4952384786869083E-2,null,6.2020910089336271E-3,5.3179536778488346E-3,1.1066644895996307E-4,1.6131170398316222E-3,4.7800798936762908E-5,9.2711635643286799E-6,1.3300900138075139E-2]
[2004,9,19,23,4.8571788172434328E-3,6.179740888721896E-3,2.1477028240405368E-4,1.6724106253353107E-3,4.5833333333333443E-7,2.2667527871568995E-5,1.2947226474909593E-2,null,4.5502651755339931E-3,5.2642519800506545E-3,1.1066644895996307E-4,1.4572530573271445E-3,4.7800798936762908E-5,9.2711635643286799E-6,1.1439508624372848E-2]
[2004,9,20,2,3.2251863031746678E-3,5.4828141194060015E-3,2.1477028240405368E-4,1.3254998329042321E-3,4.5833333333333443E-7,2.2667527871568995E-5,1.0271396399093857E-2,null,3.0213944085907846E-3,4.6705704339494083E-3,1.1066644895996307E-4,1.1549727409792296E-3,4.7800798936762908E-5,9.2711635643286799E-6,9.0146759949804763E-3]
[2004,9,20,6,3.6062008563380807E-3,6.5209666484664381E-3,0,1.3533765377864531E-3,4.5833333333333443E-7,0,1.1481002375924304E-2,null,3.3783335532803454E-3,5.5549273358180403E-3,0,1.1792630754236656E-3,4.7800798936762908E-5,0,1.0160324763458814E-2]
[2004,9,20,9,4.2683466796320972E-3,9.7402976993584741E-3,0,1.5548256830082848E-3,4.5833333333333443E-7,0,1.556392839533219E-2,null,3.9986399480467548E-3,8.2973351752836256E-3,0,1.3547955543037231E-3,4.7800798936762908E-5,0,1.3698571476570868E-2]
[2004,9,20,12,4.544556089406143E-3,1.1093898791290658E-2,0,1.9703025763567294E-3,4.5833333333333443E-7,0,1.7609215790386865E-2,null,4.2573963384822467E-3,9.4504089621485748E-3,0,1.716820863105749E-3,4.7800798936762908E-5,0,1.5472426962673334E-2]
[2004,9,20,16,5.0113157508867648E-3,1.0924993036771231E-2,0,2.1704360416101081E-3,4.5833333333333443E-7,0,1.8107203162601442E-2,null,4.694662560890888E-3,9.3065255099647505E-3,0,1.8912069257723194E-3,4.7800798936762908E-5,0,1.5940195795564722E-2]
[2004,9,20,17,5.1013470402209568E-3,1.0119866732295977E-2,0,1.9485743301982752E-3,4.5833333333333443E-7,0,1.7170246436048545E-2,null,4.7790049859857695E-3,8.620673494670739E-3,0,1.697887981034149E-3,4.7800798936762908E-5,0,1.5145367260627421E-2]
[2004,9,20,21,5.5009084858686549E-3,8.1105481739949421E-3,2.1477028240405368E-4,1.590347036725719E-3,4.5833333333333443E-7,2.2667527871568995E-5,1.543969984019827E-2,null,5.1533190888889361E-3,6.9090225711841364E-3,1.1066644895996307E-4,1.3857470446380731E-3,4.7800798936762908E-5,9.2711635643286799E-6,1.3615827116172201E-2]
[2004,9,20,24,3.8670395155700602E-3,6.8405677561858393E-3,2.1477028240405368E-4,1.3096641807535771E-3,4.5833333333333443E-7,2.2667527871568995E-5,1.2255167596118433E-2,null,3.6226904345470394E-3,5.8271815928223674E-3,1.1066644895996307E-4,1.1411743638571731E-3,4.7800798936762908E-5,9.2711635643286799E-6,1.0758784802687636E-2]
[2004,9,21,3,4.2796024082193632E-3,7.4237643102767377E-3,2.1477028240405368E-4,2.0109061720666658E-3,4.5833333333333443E-7,2.2667527871568995E-5,1.3952169034171721E-2,null,4.0091844537656048E-3,6.3239813243830692E-3,1.1066644895996307E-4,1.7522007591016361E-3,4.7800798936762908E-5,9.2711635643286799E-6,1.2253104948711365E-2]
[2004,9,21,7,5.6977476463578019E-3,1.0074211471377111E-2,0,2.3383744909462149E-3,4.5833333333333443E-7,0,1.8110791942014464E-2,null,5.337720448372634E-3,8.5817817673281734E-3,0,2.0375398986860467E-3,4.7800798936762908E-5,0,1.600484291332362E-2]
[2004,9,21,10,5.7793890055960317E-3,1.2314759725701736E-2,0,2.657066067795249E-3,4.5833333333333443E-7,0,2.0751673132426353E-2,null,5.4142030832112272E-3,1.0490407192991753E-2,0,2.3152314342887643E-3,4.7800798936762908E-5,0,1.826764250942851E-2]
[2004,9,21,14,5.2369238214400454E-3,1.1891808571633992E-2,0,2.4048696593352479E-3,4.5833333333333443E-7,0,1.9534060385742621E-2,null,4.9060149910533446E-3,1.0130113534995629E-2,0,2.0954803864851918E-3,4.7800798936762908E-5,0,1.717940971147093E-2]
[2004,9,21,18,6.4196924457638367E-3,1.0775227482638828E-2,2.1477028240405368E-4,2.5045478664198653E-3,4.5833333333333443E-7,2.2667527871568995E-5,1.9937363938431488E-2,null,6.0140472633815768E-3,9.1789467604537923E-3,1.1066644895996307E-4,2.1823348765383291E-3,4.7800798936762908E-5,9.2711635643286799E-6,1.7543067311834755E-2]
[2004,9,21,21,6.7156563431920715E-3,9.5456179178130852E-3,2.1477028240405368E-4,2.3304460892546418E-3,4.5833333333333443E-7,2.2667527871568995E-5,1.8829616493868759E-2,null,6.2913099021178849E-3,8.1314959525831242E-3,1.1066644895996307E-4,2.030631495074077E-3,4.7800798936762908E-5,9.2711635643286799E-6,1.6621175761236139E-2]
[2004,9,21,22,5.9910615788369018E-3,8.7429860634508343E-3,2.1477028240405368E-4,2.1117618702521041E-3,4.5833333333333443E-7,2.2667527871568995E-5,1.70837056561488E-2,null,5.6125005671774893E-3,7.4477688506443766E-3,1.1066644895996307E-4,1.840081254658836E-3,4.7800798936762908E-5,9.2711635643286799E-6,1.5068089083941758E-2]
[2004,9,22,1,4.8926777800432615E-3,7.7840539259697071E-3,2.1477028240405368E-4,2.1698559160399462E-3,4.5833333333333443E-7,2.2667527871568995E-5,1.508448376566187E-2,null,4.5835210428333793E-3,6.6308963483227984E-3,1.1066644895996307E-4,1.890701434030073E-3,4.7800798936762908E-5,9.2711635643286799E-6,1.3272857236647305E-2]
[2004,9,22,4,4.4856617816866748E-3,7.6200796049734456E-3,2.1477028240405368E-4,2.1258791010741796E-3,4.5833333333333443E-7,2.2667527871568995E-5,1.4469516631343255E-2,null,4.2022234227761766E-3,6.4912137694694699E-3,1.1066644895996307E-4,1.8523822873506954E-3,4.7800798936762908E-5,9.2711635643286799E-6,1.2713557891057397E-2]
[2004,9,22,7,6.0870739696361675E-3,1.0568986602198438E-2,0,2.443438273381737E-3,4.5833333333333443E-7,0,1.9099957178549676E-2,null,5.7024461620818175E-3,9.0032591413810991E-3,0,2.1290871035705059E-3,4.7800798936762908E-5,0,1.6882593205970187E-2]
[2004,9,22,12,5.7241392078209996E-3,1.2734226585418305E-2,0,2.7224716322515707E-3,4.5833333333333443E-7,0,2.1181295758824211E-2,null,5.3624443894858638E-3,1.0847732732458712E-2,0,2.3722224969657743E-3,4.7800798936762908E-5,0,1.8630200417847114E-2]
[2004,9,22,16,5.8566692981297103E-3,1.2004586594716567E-2,0,2.680846392712551E-3,4.5833333333333443E-7,0,2.0542560618892161E-2,null,5.4866002168359358E-3,1.0226184218541946E-2,0,2.3359523928051708E-3,4.7800798936762908E-5,0,1.8096537627119817E-2]
[2004,9,22,19,7.0215070756237943E-3,1.0680811187343216E-2,2.1477028240405368E-4,2.4689364773111695E-3,4.5833333333333443E-7,2.2667527871568995E-5,2.0409150883887138E-2,null,6.5778346501372412E-3,9.0985176326943955E-3,1.1066644895996307E-4,2.1513049339703019E-3,4.7800798936762908E-5,9.2711635643286799E-6,1.7995395628262995E-2]
[2004,9,22,22,6.2675971069169568E-3,8.9267812513787494E-3,2.1477028240405368E-4,2.1860862637970904E-3,4.5833333333333443E-7,2.2667527871568995E-5,1.7618360765701759E-2,null,5.8715624692745379E-3,7.6043359623398019E-3,1.1066644895996307E-4,1.9048437287107463E-3,4.7800798936762908E-5,9.2711635643286799E-6,1.5548480571786141E-2]
[2004,9,22,23,5.5445726913676205E-3,8.7852001536390494E-3,2.1477028240405368E-4,2.2124033653769127E-3,4.5833333333333443E-7,2.2667527871568995E-5,1.6780072353992544E-2,null,5.1942242565129809E-3,7.4837291945909828E-3,1.1066644895996307E-4,1.9277751046277679E-3,4.7800798936762908E-5,9.2711635643286799E-6,1.4773466967192787E-2]
[2004,9,23,4,4.2835733619381085E-3,7.4982131443802856E-3,2.1477028240405368E-4,2.0372024479187044E-3,4.5833333333333443E-7,2.2667527871568995E-5,1.4056885097846052E-2,null,4.0129044923105971E-3,6.3874010420377882E-3,1.1066644895996307E-4,1.7751139885449246E-3,4.7800798936762908E-5,9.2711635643286799E-6,1.2343157934354365E-2]
[2004,9,23,6,4.8201822963722272E-3,8.5374519464228027E-3,0,2.0485285157220974E-3,4.5833333333333443E-7,0,1.5406621091850462E-2,null,4.5156063773158731E-3,7.2726832925253601E-3,0,1.784982944579977E-3,4.7800798936762908E-5,0,1.3621073413357974E-2]
[2004,9,23,10,6.2490938668709282E-3,1.298986221302398E-2,0,2.9790388984778635E-3,4.5833333333333443E-7,0,2.2218453311706108E-2,null,5.8542284052048588E-3,1.106549758425867E-2,0,2.5957820866110331E-3,4.7800798936762908E-5,0,1.9563308875011325E-2]
[2004,9,23,13,5.2291282703664232E-3,1.2502974763547111E-2,0,2.509224140967299E-3,4.5833333333333443E-7,0,2.0241785508214167E-2,null,4.8987120224147449E-3,1.0650739382236299E-2,0,2.1864095429377861E-3,4.7800798936762908E-5,0,1.7783661746525594E-2]
[2004,9,23,17,6.1278788408047277E-3,1.1716230632731405E-2,1.4318018826936909E-5,2.748819391952353E-3,4.5833333333333443E-7,1.5111685247712661E-6,2.0609216386173523E-2,null,5.7406726699491609E-3,9.9805463396771335E-3,7.3777632639975365E-6,2.3951805868009115E-3,4.7800798936762908E-5,6.1807757095524523E-7,1.817219623619892E-2]
[2004,9,23,20,6.4166916470967707E-3,9.8776722356638501E-3,2.1477028240405368E-4,2.1385308554646679E-3,4.5833333333333443E-7,2.2667527871568995E-5,1.8670790881834248E-2,null,6.0112360780850702E-3,8.4143585566480317E-3,1.1066644895996307E-4,1.8634063788547748E-3,4.7800798936762908E-5,9.2711635643286799E-6,1.6456739425048932E-2]
[2004,9,23,23,5.3322362861444265E-3,8.5793209974942483E-3,2.1477028240405368E-4,2.1197945077957997E-3,4.5833333333333443E-7,2.2667527871568995E-5,1.6269247935043432E-2,null,4.9953048865373226E-3,7.3083497126835177E-3,1.1066644895996307E-4,1.8470804840595727E-3,4.7800798936762908E-5,9.2711635643286799E-6,1.4318473494741468E-2]
[2004,9,24,1,4.727434556626546E-3,8.0834522349421383E-3,2.1477028240405368E-4,2.0836122433603868E-3,4.5833333333333443E-7,2.2667527871568995E-5,1.5132395178538025E-2,null,4.4287191478863067E-3,6.8859407214142904E-3,1.1066644895996307E-4,1.8155531099381885E-3,4.7800798936762908E-5,9.2711635643286799E-6,1.3297951390699841E-2]
[2004,9,24,4,4.1663035431719125E-3,7.2726844321107341E-3,2.1477028240405368E-4,1.9121745494269623E-3,4.5833333333333443E-7,2.2667527871568995E-5,1.3589058668318565E-2,null,3.9030446760364578E-3,6.1952829594997339E-3,1.1066644895996307E-4,1.6661710743059352E-3,4.7800798936762908E-5,9.2711635643286799E-6,1.1932237121303183E-2]
[2004,9,24,7,5.507655637880189E-3,1.0299922924306863E-2,0,2.2331574727382938E-3,4.5833333333333443E-7,0,1.804119436825868E-2,null,5.1596399043226035E-3,8.7740555186717039E-3,0,1.945859171989158E-3,4.7800798936762908E-5,0,1.592735539392023E-2]
[2004,9,24,11,5.8696520783957928E-3,1.2805832247719641E-2,0,2.7609877782418862E-3,4.5833333333333443E-7,0,2.1436930437690654E-2,null,5.4987626459226816E-3,1.0908730475946725E-2,0,2.4057834960712378E-3,4.7800798936762908E-5,0,1.8861077416877408E-2]
[2004,9,24,14,5.514025117010774E-3,1.227983971126129E-2,0,2.6432525062186538E-3,4.5833333333333443E-7,0,2.0437575667824052E-2,null,5.165606911131433E-3,1.0460660354334326E-2,0,2.303195003441505E-3,4.7800798936762908E-5,0,1.7977263067844029E-2]
[2004,9,24,18,6.2744992409707557E-3,1.0706116154878263E-2,2.1477028240405368E-4,2.5263564441048705E-3,4.5833333333333443E-7,2.2667527871568995E-5,1.9744867983562849E-2,null,5.8780284738017699E-3,9.120073831870093E-3,1.1066644895996307E-4,2.201337755392354E-3,4.7800798936762908E-5,9.2711635643286799E-6,1.7367178472525273E-2]
[2004,9,24,22,7.071643719657102E-3,9.2551970955630086E-3,2.1477028240405368E-4,2.738765916307897E-3,4.5833333333333443E-7,2.2667527871568995E-5,1.9303502875136967E-2,null,6.6248032782126589E-3,7.8840991092351993E-3,1.1066644895996307E-4,2.386420502466533E-3,4.7800798936762908E-5,9.2711635643286799E-6,1.706306130137545E-2]
[2004,9,25,1,5.1083782630752909E-3,7.3218827083644904E-3,2.1477028240405368E-4,2.3421277332440838E-3,4.5833333333333443E-7,2.2667527871568995E-5,1.501028484829282E-2,null,4.7855919224975389E-3,6.2371928272187153E-3,1.1066644895996307E-4,2.040810282006149E-3,4.7800798936762908E-5,9.2711635643286799E-6,1.323133344318346E-2]
[2004,9,25,2,4.9117063369978758E-3,7.0869990186974074E-3,2.1477028240405368E-4,2.3213958627123382E-3,4.5833333333333443E-7,2.2667527871568995E-5,1.4557997362016578E-2,null,4.6013472302786221E-3,6.0371056470801196E-3,1.1066644895996307E-4,2.0227455906804532E-3,4.7800798936762908E-5,9.2711635643286799E-6,1.282893687950025E-2]
[2004,9,25,5,4.6658321992095802E-3,6.8073389547823005E-3,2.0761127299058518E-4,2.1621096162094526E-3,4.5833333333333443E-7,2.1911943609183355E-5,1.3865262320134434E-2,null,4.3710092977382944E-3,5.7988754248562424E-3,1.0697756732796427E-4,1.8839517046634012E-3,4.7800798936762908E-5,8.9621247788510547E-6,1.2217576918301516E-2]
[2004,9,25,9,6.4550533711361067E-3,9.894392702316273E-3,0,2.9530402944449845E-3,4.5833333333333443E-7,0,1.9302944701230701E-2,null,6.0471738155119786E-3,8.428601993592617E-3,0,2.5731282331618809E-3,4.7800798936762908E-5,0,1.709670484120324E-2]
[2004,9,25,12,6.6773306703477066E-3,1.0021595940326269E-2,0,3.1076236159056493E-3,4.5833333333333443E-7,0,1.9807008559912961E-2,null,6.255405937896202E-3,8.5369608891549004E-3,0,2.7078242309017744E-3,4.7800798936762908E-5,0,1.7547991856889641E-2]
[2004,9,25,15,6.4797606442385559E-3,8.9731703848785361E-3,0,2.7814653935999828E-3,4.5833333333333443E-7,0,1.8234854756050412E-2,null,6.0703198944624514E-3,7.6438528437554549E-3,0,2.4236266424464722E-3,4.7800798936762908E-5,0,1.6185600179601144E-2]
[2004,9,25,20,6.9980772538718681E-3,7.441829159244245E-3,2.1477028240405368E-4,2.4290832426904826E-3,4.5833333333333443E-7,2.2667527871568995E-5,1.7106885799415557E-2,null,6.5558853034077625E-3,6.3393699820402322E-3,1.1066644895996307E-4,2.1165788642386364E-3,4.7800798936762908E-5,9.2711635643286799E-6,1.5179572561147686E-2]
[2004,9,25,23,5.9486373675037754E-3,6.7758517277795478E-3,2.1477028240405368E-4,2.4647124413016319E-3,4.5833333333333443E-7,2.2667527871568995E-5,1.5427097680193909E-2,null,5.5727570414206649E-3,5.7720528282328059E-3,1.1066644895996307E-4,2.1476243250959566E-3,4.7800798936762908E-5,9.2711635643286799E-6,1.3660172606210483E-2]
[2004,9,26,2,4.1456939558101435E-3,5.7043544159745656E-3,2.1477028240405368E-4,1.8750101228627233E-3,4.5833333333333443E-7,2.2667527871568995E-5,1.1962954638256387E-2,null,3.8837373597561801E-3,4.8592909589475495E-3,1.1066644895996307E-4,1.6337878943535303E-3,4.7800798936762908E-5,9.2711635643286799E-6,1.0544554624518315E-2]
[2004,9,26,3,4.0847350765846084E-3,5.5944568261968013E-3,2.1477028240405368E-4,1.8713604346117792E-3,4.5833333333333443E-7,2.2667527871568995E-5,1.1788448481002144E-2,null,3.8266303279345776E-3,4.7656739910183253E-3,1.1066644895996307E-4,1.6306077427320272E-3,4.7800798936762908E-5,9.2711635643286799E-6,1.0390650473145985E-2]
[2004,9,26,6,4.4960752466914134E-3,6.10856242711096E-3,0,2.0063871735803091E-3,4.5833333333333443E-7,0,1.2611483180716017E-2,null,4.211978885556235E-3,5.2036181502154643E-3,0,1.7482631350154583E-3,4.7800798936762908E-5,0,1.1211660969723921E-2]
[2004,9,26,10,5.3874970113637795E-3,7.794201095422189E-3,0,2.3018589240265267E-3,4.5833333333333443E-7,0,{"$f":"SUM(E6468:J6468)","v":1.5484015364145827E-2},null,{"$f":"E6468*V$5","v":5.0470738172276449E-3},{"$f":"F6468*W$5","v":6.6395402798150758E-3},{"$f":"G6468*X$5","v":0},{"$f":"H6468*AB$5","v":2.0057221018318313E-3},{"$f":"I6468*Z$5","v":4.7800798936762908E-5},{"$f":"J6468*AA$5","v":0},{"$f":"SUM(M6468:R6468)","v":1.3740136997811314E-2}]
[2004,9,26,12,5.7451753448006298E-3,8.2708945943605582E-3,0,2.4183693952199944E-3,4.5833333333333443E-7,0,1.6434897667714519E-2,null,5.3821513027224859E-3,7.0456146995764822E-3,0,2.107243365680096E-3,4.7800798936762908E-5,0,1.4582810166915827E-2]
[2004,9,26,17,5.957223684381242E-3,7.3917019547044271E-3,3.5795047067342278E-5,2.2071090534301796E-3,4.5833333333333443E-7,3.7779213119281649E-6,1.5596065994228452E-2,null,5.58080080924221E-3,6.2966688007925322E-3,1.8444408159993842E-5,1.9231619120577473E-3,4.7800798936762908E-5,1.545193927388113E-6,1.3868421923116634E-2]
[2004,9,26,21,5.8666481646846525E-3,5.821856231625352E-3,2.1477028240405368E-4,1.6044228504052697E-3,4.5833333333333443E-7,2.2667527871568995E-5,1.353082339032423E-2,null,5.4959485424143674E-3,4.9593856355428217E-3,1.1066644895996307E-4,1.3980119885508636E-3,4.7800798936762908E-5,9.2711635643286799E-6,1.2021084577969108E-2]
[2004,9,26,24,3.3579449597080668E-3,5.2854595595230088E-3,2.1477028240405368E-4,9.979888794691943E-4,4.5833333333333443E-7,2.2667527871568995E-5,9.8792895423092247E-3,null,3.1457643596063904E-3,4.5024526841369334E-3,1.1066644895996307E-4,8.6959645182437743E-4,4.7800798936762908E-5,9.2711635643286799E-6,8.6855519070287556E-3]
[2004,9,27,1,3.6431316183190643E-3,5.6672996599788587E-3,2.1477028240405368E-4,1.3540111498153594E-3,4.5833333333333443E-7,2.2667527871568995E-5,1.090233857172224E-2,null,3.4129307477569889E-3,4.8277256269808498E-3,1.1066644895996307E-4,1.1798160438785E-3,4.7800798936762908E-5,9.2711635643286799E-6,9.5882108300773938E-3]
[2004,9,27,4,3.9413812992679176E-3,6.5218678925567505E-3,2.1477028240405368E-4,1.8188822584169313E-3,4.5833333333333443E-7,2.2667527871568995E-5,1.2520027593850555E-2,null,3.6923347367593721E-3,5.5556950663867427E-3,1.1066644895996307E-4,1.5848809448126692E-3,4.7800798936762908E-5,9.2711635643286799E-6,1.100064915941984E-2]
[2004,9,27,9,4.6272584745857799E-3,1.027377227098839E-2,0,1.8123082945541511E-3,4.5833333333333443E-7,0,1.6713797373461656E-2,null,4.3348729555424499E-3,8.7517789166279801E-3,0,1.5791527290308102E-3,4.7800798936762908E-5,0,1.4713605400138004E-2]
[2004,9,27,12,5.0320772480436484E-3,1.1832879896981507E-2,0,2.3060488874321935E-3,4.5833333333333443E-7,0,1.9171464365790682E-2,null,4.7141121881456097E-3,1.0079914764884207E-2,0,2.0093730215823397E-3,4.7800798936762908E-5,0,1.685120077354892E-2]
[2004,9,27,15,4.7871009989392203E-3,1.1489299514842861E-2,0,2.2733968548839891E-3,4.5833333333333443E-7,0,1.8550255701999408E-2,null,4.4846154088268196E-3,9.7872336089022752E-3,0,1.9809217109185632E-3,4.7800798936762908E-5,0,1.6300571527584424E-2]
[2004,9,27,18,5.1803149380238089E-3,9.2860785409286488E-3,2.1477028240405368E-4,1.6628151940570541E-3,4.5833333333333443E-7,2.2667527871568995E-5,1.6367104816618471E-2,null,4.8529830890940611E-3,7.910405666878997E-3,1.1066644895996307E-4,1.4488920894196317E-3,4.7800798936762908E-5,9.2711635643286799E-6,1.4380019256853746E-2]
[2004,9,27,22,5.0764398736658327E-3,7.8423555806243321E-3,2.1477028240405368E-4,1.5593282013423174E-3,4.5833333333333443E-7,2.2667527871568995E-5,1.4716019799241437E-2,null,4.7556716443771258E-3,6.680560987420525E-3,1.1066644895996307E-4,1.3587188184283009E-3,4.7800798936762908E-5,9.2711635643286799E-6,1.2962689861687006E-2]
[2004,9,28,1,4.4604944883651397E-3,7.677770509333947E-3,2.1477028240405368E-4,1.9191203881158052E-3,4.5833333333333443E-7,2.2667527871568995E-5,1.4295281529423847E-2,null,4.178646391196264E-3,6.5403581370051603E-3,1.1066644895996307E-4,1.6722233227858731E-3,4.7800798936762908E-5,9.2711635643286799E-6,1.2558966262448353E-2]
[2004,9,28,2,4.206221868426261E-3,7.3500165229313085E-3,2.1477028240405368E-4,1.8774232628516816E-3,4.5833333333333443E-7,2.2667527871568995E-5,1.3671557797818205E-2,null,3.9404406567291319E-3,6.2611587979133831E-3,1.1066644895996307E-4,1.6358905810821339E-3,4.7800798936762908E-5,9.2711635643286799E-6,1.2005228447185705E-2]
[2004,9,28,6,5.320852600354367E-3,8.9951331524332264E-3,1.4318018826936909E-5,2.4088307755336441E-3,4.5833333333333443E-7,1.5111685247712661E-6,1.6741104049006278E-2,null,4.984640508928692E-3,7.6625619684047063E-3,7.3777632639975365E-6,2.098931900487253E-3,4.7800798936762908E-5,6.1807757095524523E-7,1.4801931017592368E-2]
[2004,9,28,9,6.1609084401304578E-3,1.2303869136355406E-2,0,2.7121218852040291E-3,4.5833333333333443E-7,0,2.1177357795023229E-2,null,5.7716152070120654E-3,1.0481129974486528E-2,0,2.3632042568881803E-3,4.7800798936762908E-5,0,1.8663750237323539E-2]
[2004,9,28,13,5.512007562266376E-3,1.2750140311604119E-2,0,2.7075068488264663E-3,4.5833333333333443E-7,0,2.0970113056030297E-2,null,5.1637168408995987E-3,1.0861288942353619E-2,0,2.3591829502969653E-3,4.7800798936762908E-5,0,1.8431989532486946E-2]
[2004,9,28,16,5.912029206781637E-3,1.264632603881741E-2,0,2.8343946979844576E-3,4.5833333333333443E-7,0,2.1393208276916841E-2,null,5.5384620637923066E-3,1.0772854087087709E-2,0,2.4697465303902661E-3,4.7800798936762908E-5,0,1.8828863480207046E-2]
[2004,9,28,19,6.5136057144588953E-3,1.0842400090882397E-2,2.1477028240405368E-4,2.3916085295052542E-3,4.5833333333333443E-7,2.2667527871568995E-5,1.9985510478455509E-2,null,6.1020263747428123E-3,9.2361681783609279E-3,1.1066644895996307E-4,2.083925316399162E-3,4.7800798936762908E-5,9.2711635643286799E-6,1.758985828096396E-2]
[2004,9,28,23,5.3982231266551982E-3,8.8451683442754593E-3,2.1477028240405368E-4,2.1721666982980519E-3,4.5833333333333443E-7,2.2667527871568995E-5,1.6653454312837667E-2,null,5.0571221746622194E-3,7.5348134830720602E-3,1.1066644895996307E-4,1.8927149314686979E-3,4.7800798936762908E-5,9.2711635643286799E-6,1.4652389000664031E-2]
[2004,9,29,3,4.8736649721217527E-3,8.1691520501142E-3,2.1477028240405368E-4,2.3490208019978018E-3,4.5833333333333443E-7,2.2667527871568995E-5,1.5629733967842709E-2,null,4.5657096092770874E-3,6.9589446595782426E-3,1.1066644895996307E-4,2.0468165494643624E-3,4.7800798936762908E-5,9.2711635643286799E-6,1.3739209229780747E-2]
[2004,9,29,4,4.8665469507068789E-3,8.3048914568184928E-3,2.1477028240405368E-4,2.3589120682206478E-3,4.5833333333333443E-7,2.2667527871568995E-5,1.576824661935498E-2,null,4.5590413588005307E-3,7.0745751452864812E-3,1.1066644895996307E-4,2.055435292807487E-3,4.7800798936762908E-5,9.2711635643286799E-6,1.3856790208355552E-2]
[2004,9,29,7,6.0431107694172799E-3,1.0335534321656186E-2,0,2.3372876048326141E-3,4.5833333333333443E-7,0,1.8716391029239415E-2,null,5.661260892507047E-3,8.804391316302099E-3,0,2.0365928417324388E-3,4.7800798936762908E-5,0,1.6550045849478348E-2]
[2004,9,29,10,6.0095014904073219E-3,1.2614967867205769E-2,0,2.6603328885782839E-3,4.5833333333333443E-7,0,2.128526057952471E-2,null,5.6297753043481561E-3,1.0746141427128353E-2,0,2.3180779747864742E-3,4.7800798936762908E-5,0,1.8741795505199749E-2]
[2004,9,29,14,5.8021808606377864E-3,1.2684717903636258E-2,0,2.6691277282208554E-3,4.5833333333333443E-7,0,2.1156484825828235E-2,null,5.4355547748380908E-3,1.0805558443796142E-2,0,2.3257413481014276E-3,4.7800798936762908E-5,0,1.8614655365672427E-2]
[2004,9,29,17,6.932267989954442E-3,1.253519712940868E-2,5.7272075307747637E-5,3.0833300640491436E-3,4.5833333333333443E-7,6.0446740990850642E-6,2.261457026615243E-2,null,6.494234371231266E-3,1.0678188211619786E-2,2.9511053055990146E-5,2.6866560726875612E-3,4.7800798936762908E-5,2.4723102838209809E-6,1.9938862817815185E-2]
[2004,9,29,20,7.6568099913911581E-3,1.0480566503323687E-2,2.1477028240405368E-4,2.5974704544254484E-3,4.5833333333333443E-7,2.2667527871568995E-5,2.0972743092749255E-2,null,7.1729942772172338E-3,8.927937912067559E-3,1.1066644895996307E-4,2.26330286574776E-3,4.7800798936762908E-5,9.2711635643286799E-6,1.8531973466493608E-2]
[2004,9,30,1,5.2034635855875101E-3,8.3680488911111617E-3,2.1477028240405368E-4,2.3665099797030627E-3,4.5833333333333443E-7,2.2667527871568995E-5,1.6175918600010691E-2,null,4.8746690283672615E-3,7.1283762114665982E-3,1.1066644895996307E-4,2.0620557241592848E-3,4.7800798936762908E-5,9.2711635643286799E-6,1.42328393754542E-2]
[2004,9,30,4,4.7445962434764415E-3,8.060674815868047E-3,2.1477028240405368E-4,2.2832704317984286E-3,4.5833333333333443E-7,2.2667527871568995E-5,1.5326437634751873E-2,null,4.4447964283333991E-3,6.8665376306342131E-3,1.1066644895996307E-4,1.9895250407033381E-3,4.7800798936762908E-5,9.2711635643286799E-6,1.3468597511132004E-2]
[2004,9,30,5,4.9376407322421993E-3,8.3555088147705611E-3,2.1477028240405368E-4,2.2933776138303408E-3,4.5833333333333443E-7,2.2667527871568995E-5,1.5824423304452058E-2,null,4.625642892425101E-3,7.1176938668675764E-3,1.1066644895996307E-4,1.9983319220360928E-3,4.7800798936762908E-5,9.2711635643286799E-6,1.3909407092789825E-2]
[2004,9,30,8,6.3507762943323517E-3,1.1555303531724225E-2,0,2.5261176554857165E-3,4.5833333333333443E-7,0,2.0432655814875626E-2,null,5.9494857605649105E-3,9.8434595547494778E-3,0,2.2011296872062004E-3,4.7800798936762908E-5,0,1.8041875801457354E-2]
[2004,9,30,11,6.0017902549505814E-3,1.2935518943828784E-2,0,2.8325912244399659E-3,4.5833333333333443E-7,0,2.1770358756552668E-2,null,5.6225513236220232E-3,1.1019204921246644E-2,0,2.4681750758104486E-3,4.7800798936762908E-5,0,1.915773211961588E-2]
[2004,9,30,17,6.7808233233668741E-3,1.2304569256329265E-2,6.4431084721216093E-5,2.9995052365680954E-3,4.5833333333333443E-7,6.800258361470697E-6,2.2156587492680256E-2,null,6.3523591349423838E-3,1.0481726376184436E-2,3.3199934687988912E-5,2.6136154065520023E-3,4.7800798936762908E-5,2.7813490692986036E-6,1.9531483000372874E-2]
[2004,9,30,19,7.6718195155102264E-3,1.1450849365509941E-2,2.1477028240405368E-4,2.8283486599869128E-3,4.5833333333333443E-7,2.2667527871568995E-5,2.2188913684616042E-2,null,7.1870553850063631E-3,9.7544796021560593E-3,1.1066644895996307E-4,2.4644783221983504E-3,4.7800798936762908E-5,9.2711635643286799E-6,1.9573751720821826E-2]
[2004,9,30,23,6.1082154628220031E-3,9.5657289021612527E-3,2.1477028240405368E-4,2.5721525721734946E-3,4.5833333333333443E-7,2.2667527871568995E-5,1.8483993080765707E-2,null,5.722251774315153E-3,8.1486276238104446E-3,1.1066644895996307E-4,2.2412421584323472E-3,4.7800798936762908E-5,9.2711635643286799E-6,1.6279859968018999E-2]
[2004,10,1,2,3.9153816171164308E-3,7.8491986306521919E-3,2.1858515433966898E-4,2.0322126806967293E-3,4.4354838709677579E-7,1.9297504305239392E-5,1.4035119135497359E-2,null,3.6679779130309831E-3,6.6863902835524206E-3,1.1263216938285337E-4,1.7707661606673564E-3,4.625883768073835E-5,7.8928024181062816E-6,1.2291918166732457E-2]
[2004,10,1,5,4.0895788888516285E-3,8.0321877145535583E-3,2.1858515433966898E-4,1.9440249737439552E-3,4.4354838709677579E-7,1.9297504305239392E-5,1.4304117784181149E-2,null,3.8311680711605833E-3,6.842270710353723E-3,1.1263216938285337E-4,1.6939239045678208E-3,4.625883768073835E-5,7.8928024181062816E-6,1.2534146495563826E-2]
[2004,10,1,6,4.5097443862004809E-3,8.5960054513996506E-3,3.6430859056611506E-5,1.9135467452326028E-3,4.4354838709677579E-7,3.2162507175398991E-6,1.5059387240993982E-2,null,4.2247843044687147E-3,7.3225624719381772E-3,1.8772028230475567E-5,1.6673667355285612E-3,4.625883768073835E-5,1.3154670696843804E-6,1.3281059844916352E-2]
[2004,10,1,10,5.4590554591070397E-3,1.2590808015637238E-2,0,2.5531758971421474E-3,4.4354838709677579E-7,0,2.060348292027352E-2,null,5.1141106559014615E-3,1.0725560702345947E-2,0,2.2247068546687814E-3,4.625883768073835E-5,0,1.8110637050596928E-2]
[2004,10,1,13,4.9621757637376904E-3,1.2518394779546169E-2,0,2.3567460972366825E-3,4.4354838709677579E-7,0,1.9837760188907639E-2,null,4.64862761330839E-3,1.0663875021936598E-2,0,2.0535479765045111E-3,4.625883768073835E-5,0,1.7412309449430237E-2]
[2004,10,1,17,5.6696680716378347E-3,1.1606873796052204E-2,7.2861718113223013E-5,2.5002391986663633E-3,4.4354838709677579E-7,6.4325014350797982E-6,1.9856518834291795E-2,null,5.3114151555679967E-3,9.8873900157491861E-3,3.7544056460951134E-5,2.1785805238921071E-3,4.625883768073835E-5,2.6309341393687608E-6,1.7463819523490347E-2]
[2004,10,1,20,6.5220257862935206E-3,1.064895505875779E-2,2.1858515433966898E-4,2.5177480124289535E-3,4.4354838709677579E-7,1.9297504305239392E-5,1.9927055064512266E-2,null,6.1099144021525857E-3,9.0713807848876171E-3,1.1263216938285337E-4,2.193836808442793E-3,4.625883768073835E-5,7.8928024181062816E-6,1.7541915804964694E-2]
[2004,10,1,24,4.7952126590109058E-3,7.9061095900036342E-3,2.1858515433966898E-4,2.3451700329597805E-3,4.4354838709677579E-7,1.9297504305239392E-5,1.5284818489006327E-2,null,4.4922145122835268E-3,6.7348702499211042E-3,1.1263216938285337E-4,2.0434611863324212E-3,4.625883768073835E-5,7.8928024181062816E-6,1.343732975801875E-2]
[2004,10,2,3,3.8799887383747221E-3,6.8290337416620495E-3,2.1858515433966898E-4,1.9880953249353504E-3,4.4354838709677579E-7,1.9297504305239392E-5,1.2935444012004128E-2,null,3.6348214265889845E-3,5.8173562684458056E-3,1.1263216938285337E-4,1.7323245539288385E-3,4.625883768073835E-5,7.8928024181062816E-6,1.1351286058445325E-2]
[2004,10,2,6,4.0781039279224095E-3,7.0810205192419449E-3,4.3717030867933794E-5,1.894190704194535E-3,4.4354838709677579E-7,3.8595008610478782E-6,1.3101335231474966E-2,null,3.8204181858729606E-3,6.0320128239079399E-3,2.2526433876570672E-5,1.6505008716353449E-3,4.625883768073835E-5,1.5785604836212562E-6,1.1573295713457174E-2]
[2004,10,2,7,4.6657632033882774E-3,8.0286915216299486E-3,0,2.1135176192581882E-3,4.4354838709677579E-7,0,1.4808415892663513E-2,null,4.3709446615997575E-3,6.8392924559491823E-3,0,1.8416111245175032E-3,4.625883768073835E-5,0,1.3098107079747182E-2]
[2004,10,2,11,6.6377800021062737E-3,9.2360756818414807E-3,0,2.3312879737221411E-3,4.4354838709677579E-7,0,1.8205587206056993E-2,null,6.2183543828393459E-3,7.8678104101040387E-3,0,2.0313650701277116E-3,4.625883768073835E-5,0,1.6163788700751833E-2]
[2004,10,2,15,5.4543138418414513E-3,8.6184182737181533E-3,0,2.2761298253866453E-3,4.4354838709677579E-7,0,1.6349305489333346E-2,null,5.1096686502164488E-3,7.3416549786295216E-3,0,1.9833030815940705E-3,4.625883768073835E-5,0,1.4480885548120779E-2]
[2004,10,2,18,6.068801807195252E-3,7.5354834421918118E-3,2.1858515433966898E-4,2.0374465471356589E-3,4.4354838709677579E-7,1.9297504305239392E-5,1.5880058003554725E-2,null,5.6853285743699066E-3,6.4191499846851198E-3,1.1263216938285337E-4,1.7753266841143076E-3,4.625883768073835E-5,7.8928024181062816E-6,1.4046589052651031E-2]
[2004,10,2,21,5.8453566926216201E-3,6.9679909920184009E-3,2.1858515433966898E-4,2.0436347544389899E-3,4.4354838709677579E-7,1.9297504305239392E-5,1.5095308646111017E-2,null,5.4760024281143684E-3,5.9357278949432567E-3,1.1263216938285337E-4,1.7807187713658134E-3,4.625883768073835E-5,7.8928024181062816E-6,1.3359232903905135E-2]
[2004,10,3,1,4.2245854207174915E-3,6.8213764950873571E-3,2.1858515433966898E-4,2.1238110910104615E-3,4.4354838709677579E-7,1.9297504305239392E-5,1.3408099213847316E-2,null,3.9576438595828626E-3,5.8108333937543881E-3,1.1263216938285337E-4,1.85058032918188E-3,4.625883768073835E-5,7.8928024181062816E-6,1.1785841392000829E-2]
[2004,10,3,4,3.9988150718697092E-3,6.298295792868655E-3,2.1858515433966898E-4,1.948227231402159E-3,4.4354838709677579E-7,1.9297504305239392E-5,1.2483664303172531E-2,null,3.7461394051075277E-3,5.3652437368471714E-3,1.1263216938285337E-4,1.6975855369010082E-3,4.625883768073835E-5,7.8928024181062816E-6,1.0975752488337404E-2]
[2004,10,3,8,4.4120996473627459E-3,7.0681919175508362E-3,0,1.7657475524117121E-3,4.4354838709677579E-7,0,1.324648266571239E-2,null,4.1333095057377893E-3,6.0210846971353515E-3,0,1.5385820804050361E-3,4.625883768073835E-5,0,1.1739235120958914E-2]
[2004,10,3,9,4.9984110922339049E-3,7.4369724082223865E-3,0,1.8361297883837016E-3,4.4354838709677579E-7,0,1.427195683722709E-2,null,4.6825733170973915E-3,6.3352327274782986E-3,0,1.5999095600311227E-3,4.625883768073835E-5,0,1.266397444228755E-2]
[2004,10,3,12,5.288716074093776E-3,8.4875626515636907E-3,0,2.196070490728477E-3,4.4354838709677579E-7,0,1.597279276477304E-2,null,4.9545346137561544E-3,7.2301847761677062E-3,0,1.9135434732593642E-3,4.625883768073835E-5,0,1.4144521700863963E-2]
[2004,10,3,16,6.306827061814734E-3,8.8254780712905493E-3,0,2.5585003427568715E-3,4.4354838709677579E-7,0,1.7691249024249248E-2,null,5.9083135761054031E-3,7.5180401975225445E-3,0,2.2293463041754319E-3,4.625883768073835E-5,0,1.5701958915484118E-2]
[2004,10,3,19,6.7827677644732151E-3,7.5657315894093451E-3,2.1858515433966898E-4,2.1502503996506982E-3,4.4354838709677579E-7,1.9297504305239392E-5,1.673707596056526E-2,null,6.3541807114140276E-3,6.4449170632325985E-3,1.1263216938285337E-4,1.8736181900791558E-3,4.625883768073835E-5,7.8928024181062816E-6,1.483949977420748E-2]
[2004,10,3,21,6.0061189099485683E-3,7.3304686795260601E-3,2.1858515433966898E-4,2.0595816751774105E-3,4.4354838709677579E-7,1.9297504305239392E-5,1.5634495471684044E-2,null,5.6266064611484234E-3,6.2445068419163929E-3,1.1263216938285337E-4,1.7946141022426774E-3,4.625883768073835E-5,7.8928024181062816E-6,1.383251121478919E-2]
[2004,10,4,3,2.8677222464418891E-3,6.2331122764916281E-3,2.1858515433966898E-4,1.368917135220028E-3,4.4354838709677579E-7,1.9297504305239392E-5,1.0708077865185553E-2,null,2.6865176601618725E-3,5.3097167396261927E-3,1.1263216938285337E-4,1.1928043569604454E-3,4.625883768073835E-5,7.8928024181062816E-6,9.3558225662302083E-3]
[2004,10,4,6,3.5145234571208285E-3,7.0863386055203441E-3,5.8289374490578397E-5,1.2488036386487239E-3,4.4354838709677579E-7,5.1460011480638382E-6,1.1913544625315636E-2,null,3.2924490320926868E-3,6.0365430698721733E-3,3.0035245168760899E-5,1.0881436011310017E-3,4.625883768073835E-5,2.1047473114950083E-6,1.0495534533256856E-2]
[2004,10,4,7,4.0093153263017706E-3,8.3162233271081906E-3,0,1.2557818334351712E-3,4.4354838709677579E-7,0,1.358176403523223E-2,null,3.7559761732962622E-3,7.0842282717984827E-3,0,1.0942240430590335E-3,4.625883768073835E-5,0,1.1980687325834516E-2]
[2004,10,4,10,4.189804889750114E-3,1.0974470912914475E-2,0,1.6430839876049208E-3,4.4354838709677579E-7,0,{"$f":"SUM(E6660:J6660)","v":1.6807803338656606E-2},null,{"$f":"E6660*V$5","v":3.9250610281076036E-3},{"$f":"F6660*W$5","v":9.3486735566459846E-3},{"$f":"G6660*X$5","v":0},{"$f":"H6660*AB$5","v":1.4316993255782996E-3},{"$f":"I6660*Z$5","v":4.625883768073835E-5},{"$f":"J6660*AA$5","v":0},{"$f":"SUM(M6660:R6660)","v":1.4751692748012626E-2}]
[2004,10,4,13,4.2981661145878236E-3,1.1514701489495431E-2,0,1.7354323176506036E-3,4.4354838709677579E-7,0,1.7548743470120951E-2,null,4.0265751634338117E-3,9.8088724442142918E-3,0,1.5121669357808752E-3,4.625883768073835E-5,0,1.5393873381109716E-2]
[2004,10,4,18,5.7402839185199473E-3,9.5780822286686534E-3,2.1858515433966898E-4,1.4044989968049891E-3,4.4354838709677579E-7,1.9297504305239392E-5,1.6961191351025594E-2,null,5.377568954099729E-3,8.1591508843642125E-3,1.1263216938285337E-4,1.2238085707549373E-3,4.625883768073835E-5,7.8928024181062816E-6,1.4927312218700577E-2]
[2004,10,4,21,5.5078020885698693E-3,9.0177409006940053E-3,2.1858515433966898E-4,1.6906137870414354E-3,4.4354838709677579E-7,1.9297504305239392E-5,1.6454482983337314E-2,null,5.159777101139575E-3,7.6818205240123515E-3,1.1263216938285337E-4,1.4731143611525445E-3,4.625883768073835E-5,7.8928024181062816E-6,1.4481495795786168E-2]
[2004,10,4,24,3.5264416426489609E-3,7.8928941324686933E-3,2.1858515433966898E-4,1.4895979301153856E-3,4.4354838709677579E-7,1.9297504305239392E-5,1.3147259912265046E-2,null,3.3036141356650919E-3,6.7236125775124514E-3,1.1263216938285337E-4,1.2979594275261269E-3,4.625883768073835E-5,7.8928024181062816E-6,1.1491969950185367E-2]
[2004,10,5,4,3.7083993994372509E-3,7.2568120336014667E-3,2.1858515433966898E-4,1.5222762763678107E-3,4.4354838709677579E-7,1.9297504305239392E-5,1.2725813916438535E-2,null,3.4740744121516645E-3,6.1817619548516171E-3,1.1263216938285337E-4,1.3264336666055359E-3,4.625883768073835E-5,7.8928024181062816E-6,1.1149053843090515E-2]
[2004,10,5,7,5.0623498160990051E-3,9.5106005052271372E-3,0,1.6585386235400778E-3,4.4354838709677579E-7,0,1.6231932493253314E-2,null,4.742471904223439E-3,8.1016661446896825E-3,0,1.445165704663203E-3,4.625883768073835E-5,0,1.4335562591257062E-2]
[2004,10,5,8,5.1521427929594309E-3,1.067304472943385E-2,0,1.8174585649888858E-3,4.4354838709677579E-7,0,1.7643089635769261E-2,null,4.8265910752461373E-3,9.0919017256258696E-3,0,1.5836404111965307E-3,4.625883768073835E-5,0,1.5548392049749275E-2]
[2004,10,5,11,5.298029290112638E-3,1.2689107891079764E-2,0,2.4273424794209082E-3,4.4354838709677579E-7,0,2.0414923209000405E-2,null,4.9632593496815453E-3,1.0809298082804964E-2,0,2.1150620521840839E-3,4.625883768073835E-5,0,1.7933878322351333E-2]
[2004,10,5,15,5.0272870365162554E-3,1.2847141376010427E-2,0,2.4867585690746992E-3,4.4354838709677579E-7,0,2.0361630529988479E-2,null,4.7096246587552655E-3,1.094391992228675E-2,0,2.1668341929435048E-3,4.625883768073835E-5,0,1.7866637611666257E-2]
[2004,10,5,19,6.6762382626500364E-3,1.0726355560723452E-2,2.1858515433966898E-4,2.0520374506589091E-3,4.4354838709677579E-7,1.9297504305239392E-5,1.9692957481064401E-2,null,6.2543825568572853E-3,9.1373148997747414E-3,1.1263216938285337E-4,1.7880404509645743E-3,4.625883768073835E-5,7.8928024181062816E-6,1.73465217170783E-2]
[2004,10,5,22,5.1200240276702731E-3,8.6532279566167575E-3,2.1858515433966898E-4,1.6575722401317716E-3,4.4354838709677579E-7,1.9297504305239392E-5,1.5669150431450805E-2,null,4.7965018187712547E-3,7.3713078306541658E-3,1.1263216938285337E-4,1.4443236476019941E-3,4.625883768073835E-5,7.8928024181062816E-6,1.3778917106509112E-2]
[2004,10,6,1,3.9782416273082353E-3,7.9647518108811391E-3,2.1858515433966898E-4,1.8650484079437164E-3,4.4354838709677579E-7,1.9297504305239392E-5,1.4046368053165097E-2,null,3.7268659478494762E-3,6.784825002543883E-3,1.1263216938285337E-4,1.6251077656207714E-3,4.625883768073835E-5,7.8928024181062816E-6,1.2303582525495828E-2]
[2004,10,6,5,4.1228476738912837E-3,7.8702964442705116E-3,2.1858515433966898E-4,1.7645911029559125E-3,4.4354838709677579E-7,1.9297504305239392E-5,1.3996061428149714E-2,null,3.8623346803578506E-3,6.7043625916337639E-3,1.1263216938285337E-4,1.5375744095139411E-3,4.625883768073835E-5,7.8928024181062816E-6,1.2271055490987254E-2]
[2004,10,6,8,5.3093346955050674E-3,1.1168687880533774E-2,0,2.0679976109235511E-3,4.4354838709677579E-7,0,1.8546463735349489E-2,null,4.9738503932457313E-3,9.5141185283300293E-3,0,1.8019473180872451E-3,4.625883768073835E-5,0,1.6336175077343744E-2]
[2004,10,6,12,5.0550914296774233E-3,1.2558449326664974E-2,0,2.3912822171829828E-3,4.4354838709677579E-7,0,2.0005266521912472E-2,null,4.7356721580729703E-3,1.0697995745244758E-2,0,2.0836409845358802E-3,4.625883768073835E-5,0,1.7563567725534347E-2]
[2004,10,6,13,4.8302472164198917E-3,1.231126626478009E-2,0,2.2274413452089367E-3,4.4354838709677579E-7,0,1.9369398374796013E-2,null,4.5250353188703487E-3,1.0487431265860638E-2,0,1.9408784309007921E-3,4.625883768073835E-5,0,1.6999603853312516E-2]
[2004,10,6,16,5.0648493506969487E-3,1.2027276749125087E-2,0,2.3702375915639761E-3,4.4354838709677579E-7,0,1.9462807239773106E-2,null,4.7448134991418082E-3,1.0245512972355993E-2,0,2.0653037744278939E-3,4.625883768073835E-5,0,1.7101889083606433E-2]
[2004,10,6,20,6.0593215963115387E-3,1.002882182881281E-2,2.1858515433966898E-4,1.9802927912037156E-3,4.4354838709677579E-7,1.9297504305239392E-5,1.8306762423360066E-2,null,5.6764473955902136E-3,8.5431163086875078E-3,1.1263216938285337E-4,1.7255258252176745E-3,4.625883768073835E-5,7.8928024181062816E-6,1.6111873338977092E-2]
[2004,10,6,23,4.9961171642133213E-3,8.7288854976302621E-3,2.1858515433966898E-4,1.8921387713807455E-3,4.4354838709677579E-7,1.9297504305239392E-5,1.5855467640256332E-2,null,4.6804243369630415E-3,7.4357571930559084E-3,1.1263216938285337E-4,1.6487129223595953E-3,4.625883768073835E-5,7.8928024181062816E-6,1.3931678261860241E-2]
[2004,10,7,3,3.5858323323724279E-3,7.6963649183667444E-3,2.1858515433966898E-4,1.9161724530865557E-3,4.4354838709677579E-7,1.9297504305239392E-5,1.3436695910857735E-2,null,3.3592520681703245E-3,6.5561979038062925E-3,1.1263216938285337E-4,1.6696546430196139E-3,4.625883768073835E-5,7.8928024181062816E-6,1.1751888424477929E-2]
[2004,10,7,5,3.3434245529810969E-3,7.5946355550930399E-3,2.1858515433966898E-4,1.6284496697929623E-3,4.4354838709677579E-7,1.9297504305239392E-5,1.2804835984899106E-2,null,3.1321614630381686E-3,6.4695390921042937E-3,1.1263216938285337E-4,1.4189477297379552E-3,4.625883768073835E-5,7.8928024181062816E-6,1.1187432094362116E-2]
[2004,10,7,10,4.4735785311740151E-3,1.2262805043563606E-2,0,2.0839123072143562E-3,4.4354838709677579E-7,0,1.8820739430339069E-2,null,4.1909036842852207E-3,1.0446149263210634E-2,0,1.8158145702290799E-3,4.625883768073835E-5,0,1.6499126355405673E-2]
[2004,10,7,11,4.6221893994006762E-3,1.2739179450252618E-2,0,2.2737831318534619E-3,4.4354838709677579E-7,0,1.963559552989385E-2,null,4.3301241832293825E-3,1.0851951862189303E-2,0,1.9812582929075863E-3,4.625883768073835E-5,0,1.720959317600701E-2]
[2004,10,7,14,4.6530707713624969E-3,1.2777470490385889E-2,0,2.2298433415670611E-3,4.4354838709677579E-7,0,1.9660828151702545E-2,null,4.3590542343347142E-3,1.0884570330741543E-2,0,1.9429714076396021E-3,4.625883768073835E-5,0,1.7232854810396596E-2]
[2004,10,7,17,5.054467090710257E-3,1.1309887257520215E-2,1.0929257716983449E-4,1.9910416077457646E-3,4.4354838709677579E-7,9.648752152619696E-6,1.8474780833685783E-2,null,4.7350872696085098E-3,9.6344001248026799E-3,5.6316084691426683E-5,1.7348917940361332E-3,4.625883768073835E-5,3.9464012090531408E-6,1.6210900512028541E-2]
[2004,10,7,21,5.268946328630425E-3,9.2527981833794674E-3,2.1858515433966898E-4,1.6885478698431457E-3,4.4354838709677579E-7,1.9297504305239392E-5,1.6448618588885043E-2,null,4.9360140717510503E-3,7.8820555804789659E-3,1.1263216938285337E-4,1.4713142265995911E-3,4.625883768073835E-5,7.8928024181062816E-6,1.4456167688311304E-2]
[2004,10,7,24,3.5402424323288271E-3,8.1291919209617695E-3,2.1858515433966898E-4,1.6465788920291622E-3,4.4354838709677579E-7,1.9297504305239392E-5,1.3554339452351766E-2,null,3.3165428860854446E-3,6.9249043668213614E-3,1.1263216938285337E-4,1.4347446064920529E-3,4.625883768073835E-5,7.8928024181062816E-6,1.1842975668880555E-2]
[2004,10,8,2,3.4813593529060861E-3,7.6573660009368917E-3,2.1858515433966898E-4,1.8104903577663334E-3,4.4354838709677579E-7,1.9297504305239392E-5,1.3187541918641318E-2,null,3.2613804891865879E-3,6.5229764254309437E-3,1.1263216938285337E-4,1.5775686719207067E-3,4.625883768073835E-5,7.8928024181062816E-6,1.1528709396019935E-2]
[2004,10,8,8,4.9557658704743523E-3,1.1210662023684613E-2,0,2.0639546175502304E-3,4.4354838709677579E-7,0,1.8230826060096291E-2,null,4.6426227460402729E-3,9.5498744718512194E-3,0,1.7984244605038426E-3,4.625883768073835E-5,0,1.6037180516076072E-2]
[2004,10,8,11,4.6600024474160407E-3,1.2283030564938088E-2,0,2.1120799580628402E-3,4.4354838709677579E-7,0,1.9055556518804063E-2,null,4.3655479141725961E-3,1.0463378503539705E-2,0,1.8403584201035371E-3,4.625883768073835E-5,0,1.6715543675496575E-2]
[2004,10,8,12,4.6111817392653024E-3,1.2379744888721683E-2,0,2.222701233799672E-3,4.4354838709677579E-7,0,1.9214071410173752E-2,null,4.3198120711036587E-3,1.054576522163111E-2,0,1.9367481403258699E-3,4.625883768073835E-5,0,1.6848584270741377E-2]
[2004,10,8,15,4.6704827460218963E-3,1.1703468645797131E-2,0,2.2197566372098155E-3,4.4354838709677579E-7,0,1.8594151577415938E-2,null,4.3753659874965854E-3,9.9696749591131461E-3,0,1.9341823695049011E-3,4.625883768073835E-5,0,1.6325482153795371E-2]
[2004,10,8,19,5.6607059052827284E-3,1.0337035840318183E-2,2.1858515433966898E-4,2.2093532006024624E-3,4.4354838709677579E-7,1.9297504305239392E-5,1.8445421153235376E-2,null,5.3030192873083784E-3,8.8056703946213736E-3,1.1263216938285337E-4,1.9251173470916795E-3,4.625883768073835E-5,7.8928024181062816E-6,1.6200590838503129E-2]
[2004,10,8,23,5.2295923780437082E-3,8.301817944189091E-3,2.1858515433966898E-4,2.285075810720572E-3,4.4354838709677579E-7,1.9297504305239392E-5,1.6054812339985375E-2,null,4.8991468042255673E-3,7.0719569538062257E-3,1.1263216938285337E-4,1.9910981555317613E-3,4.625883768073835E-5,7.8928024181062816E-6,1.4128985723045252E-2]
[2004,10,9,2,4.4635480768630796E-3,7.4147040031503067E-3,2.1858515433966898E-4,2.3727665248596723E-3,4.4354838709677579E-7,1.9297504305239392E-5,1.4489344811905065E-2,null,4.1815070306590856E-3,6.3162632435461805E-3,1.1263216938285337E-4,2.0675073575199296E-3,4.625883768073835E-5,7.8928024181062816E-6,1.2732061441206893E-2]
[2004,10,9,6,4.2232980177388411E-3,7.1711446334437618E-3,9.1077147641528745E-5,2.0783569623904334E-3,4.4354838709677579E-7,8.0406267938497475E-6,1.3572360936395512E-2,null,3.9564378045535862E-3,6.1087856296259072E-3,4.6930070576188902E-5,1.8109739269644839E-3,4.625883768073835E-5,3.2886676742109508E-6,1.1972674937075115E-2]
[2004,10,9,9,5.8931273292393135E-3,9.9023774042378832E-3,0,2.6975722846567557E-3,4.4354838709677579E-7,0,1.8493520566521048E-2,null,5.5207545511869018E-3,8.4354038132251636E-3,0,2.3505264793380934E-3,4.625883768073835E-5,0,1.6352943681430896E-2]
[2004,10,9,12,6.4690881155051692E-3,1.0311628174345253E-2,0,2.9265550704559813E-3,4.4354838709677579E-7,0,1.97077149086935E-2,null,6.0603217375780451E-3,8.7840267111215422E-3,0,2.5500503639787485E-3,4.625883768073835E-5,0,1.7440657650359074E-2]
[2004,10,9,13,6.54653115715393E-3,9.7722374588063016E-3,0,2.7451455093130731E-3,4.4354838709677579E-7,0,1.9064357673660399E-2,null,6.1328713365861737E-3,8.3245432645778581E-3,0,2.3919793534272126E-3,4.625883768073835E-5,0,1.6895652792271981E-2]
[2004,10,9,16,6.0446536690205114E-3,9.2872418449765626E-3,0,2.8303126048885912E-3,4.4354838709677579E-7,0,1.816265166727276E-2,null,5.6627062999334747E-3,7.9113966349062814E-3,0,2.4661896033090045E-3,4.625883768073835E-5,0,1.6086551375829497E-2]
[2004,10,9,21,6.2780797240652112E-3,7.46674458991898E-3,2.1858515433966898E-4,2.4679119259943391E-3,4.4354838709677579E-7,1.9297504305239392E-5,1.6451062447010535E-2,null,5.8813827146377154E-3,6.3605943517387516E-3,1.1263216938285337E-4,2.1504121923695118E-3,4.625883768073835E-5,7.8928024181062816E-6,1.4559173068227677E-2]
[2004,10,9,24,4.573608517026451E-3,6.3529568903238007E-3,2.1858515433966898E-4,2.1565457895920226E-3,4.4354838709677579E-7,1.9297504305239392E-5,1.3321437403974281E-2,null,4.2846130119133545E-3,5.4118071439044381E-3,1.1263216938285337E-4,1.8791036707978771E-3,4.625883768073835E-5,7.8928024181062816E-6,1.1742307636097368E-2]
[2004,10,10,3,4.0763927139828154E-3,6.2141423722993274E-3,2.1858515433966898E-4,2.0694328845110724E-3,4.4354838709677579E-7,1.9297504305239392E-5,1.2598294177825223E-2,null,3.818815099495004E-3,5.2935571048609324E-3,1.1263216938285337E-4,1.8031979420619025E-3,4.625883768073835E-5,7.8928024181062816E-6,1.1082353955899535E-2]
[2004,10,10,7,4.7144305186709815E-3,6.9342891613983978E-3,0,2.1512641423642033E-3,4.4354838709677579E-7,0,1.380042737082068E-2,null,4.4165368043332012E-3,5.9070187739999397E-3,0,1.8745015136159831E-3,4.625883768073835E-5,0,1.2244315929629861E-2]
[2004,10,10,10,5.6784492463658178E-3,8.320872468427892E-3,0,2.4116392597284546E-3,4.4354838709677579E-7,0,1.6411404522909259E-2,null,5.3196414686333448E-3,7.0881886727017698E-3,0,2.1013790699307756E-3,4.625883768073835E-5,0,1.4555468048946628E-2]
[2004,10,10,13,5.8531525768084442E-3,8.3470831036587621E-3,0,2.3320890207703983E-3,4.4354838709677579E-7,0,1.6532768249624699E-2,null,5.483305708817535E-3,7.1105163707229453E-3,0,2.0320630615434871E-3,4.625883768073835E-5,0,1.4672143978764703E-2]
[2004,10,10,17,6.4822023152065131E-3,7.7318804037400804E-3,1.2750800669814025E-4,2.2467219445711306E-3,4.4354838709677579E-7,1.1256877511389646E-5,1.6600013096114349E-2,null,6.0726072820167587E-3,6.5864519982037212E-3,6.5702098806664472E-5,1.9576785587772957E-3,4.625883768073835E-5,4.6041347438953308E-6,1.4733302910229073E-2]
[2004,10,10,18,7.0041069556459265E-3,7.6210583003001892E-3,2.1858515433966898E-4,2.257139187880057E-3,4.4354838709677579E-7,1.9297504305239392E-5,1.7120630650858178E-2,null,6.5615340025876132E-3,6.4920474773715407E-3,1.1263216938285337E-4,1.9667556116439089E-3,4.625883768073835E-5,7.8928024181062816E-6,1.5187120901084761E-2]
[2004,10,10,22,6.742262436547972E-3,8.0442853473361147E-3,2.1858515433966898E-4,2.7233548657934268E-3,4.4354838709677579E-7,1.9297504305239392E-5,1.7748228856709517E-2,null,6.3162348193609085E-3,6.8525761565651853E-3,1.1263216938285337E-4,2.3729921014873584E-3,4.625883768073835E-5,7.8928024181062816E-6,1.5708586886895148E-2]
[2004,10,11,1,4.9518540417122104E-3,7.7396180233411773E-3,2.1858515433966898E-4,2.5760939612268197E-3,4.4354838709677579E-7,1.9297504305239392E-5,1.5505892233312215E-2,null,4.638958096485713E-3,6.5930433391740671E-3,1.1263216938285337E-4,2.244676483209447E-3,4.625883768073835E-5,7.8928024181062816E-6,1.3643461728350926E-2]
[2004,10,11,4,4.7876549314937135E-3,7.8459794210837108E-3,2.1858515433966898E-4,2.5190356737492987E-3,4.4354838709677579E-7,1.9297504305239392E-5,1.5390996233358729E-2,null,4.4851343396933039E-3,6.6836479791985278E-3,1.1263216938285337E-4,2.1949588106397705E-3,4.625883768073835E-5,7.8928024181062816E-6,1.35305249390133E-2]
[2004,10,11,8,6.3318270207841703E-3,1.0747246929191871E-2,0,2.8655975233688276E-3,4.4354838709677579E-7,0,1.9945115021731966E-2,null,5.9317338467951616E-3,9.1551113462287597E-3,0,2.4969350760738369E-3,4.625883768073835E-5,0,1.7630039106778496E-2]
[2004,10,11,10,6.2745739734868244E-3,1.2044253455622777E-2,0,3.0549876419791811E-3,4.4354838709677579E-7,0,2.1374258619475877E-2,null,5.8780984841468988E-3,1.0259974688859076E-2,0,2.6619599361121147E-3,4.625883768073835E-5,0,1.8846291946798824E-2]
[2004,10,11,13,6.4908898116802375E-3,1.2440939880688544E-2,0,3.224317340898794E-3,4.4354838709677579E-7,0,2.2156590581654669E-2,null,6.0807458361351752E-3,1.0597894568707562E-2,0,2.8095051727356963E-3,4.625883768073835E-5,0,1.9534404415259173E-2]
[2004,10,11,16,6.9913785624645969E-3,1.2534334522858749E-2,0,3.4650306860405122E-3,4.4354838709677579E-7,0,2.2991187319750955E-2,null,6.5496098864673887E-3,1.0677453394688096E-2,0,3.0192504666445314E-3,4.625883768073835E-5,0,2.0292572585480756E-2]
[2004,10,11,19,7.5659118885755905E-3,1.0071130918419048E-2,2.1858515433966898E-4,2.589732348618653E-3,4.4354838709677579E-7,1.9297504305239392E-5,2.0465101362645295E-2,null,7.0878398105347577E-3,8.5791575784987164E-3,1.1263216938285337E-4,2.2565602762341275E-3,4.625883768073835E-5,7.8928024181062816E-6,1.8090341474749298E-2]
[2004,10,11,23,5.1491167806956319E-3,8.5869742448623117E-3,2.1858515433966898E-4,2.1964488498948218E-3,4.4354838709677579E-7,1.9297504305239392E-5,1.6170866082484768E-2,null,4.8237562695404423E-3,7.3148691806250738E-3,1.1263216938285337E-4,1.9138731560798216E-3,4.625883768073835E-5,7.8928024181062816E-6,1.4219282415727034E-2]
[2004,10,12,2,3.956487137740594E-3,7.0607181478062157E-3,2.1858515433966898E-4,1.7743216572174035E-3,4.4354838709677579E-7,1.9297504305239392E-5,1.3029853149796222E-2,null,3.7064860730258984E-3,6.0147181183604443E-3,1.1263216938285337E-4,1.5460531166760667E-3,4.625883768073835E-5,7.8928024181062816E-6,1.1434041117544107E-2]
[2004,10,12,7,4.9496144244229098E-3,9.4463248825237371E-3,0,1.6652531027679003E-3,4.4354838709677579E-7,0,1.6061635958101644E-2,null,4.6368599953159869E-3,8.0469125425276754E-3,0,1.4510163583453047E-3,4.625883768073835E-5,0,1.4181047733869703E-2]
[2004,10,12,10,5.295418377260345E-3,1.2409686290287417E-2,0,2.3319466508374834E-3,4.4354838709677579E-7,0,{"$f":"SUM(E6852:J6852)","v":2.0037494866772341E-2},null,{"$f":"E6852*V$5","v":4.9608134142372978E-3},{"$f":"F6852*W$5","v":1.0571270996924304E-2},{"$f":"G6852*X$5","v":0},{"$f":"H6852*AB$5","v":2.0319390076676811E-3},{"$f":"I6852*Z$5","v":4.625883768073835E-5},{"$f":"J6852*AA$5","v":0},{"$f":"SUM(M6852:R6852)","v":1.7610282256510023E-2}]
[2004,10,12,13,4.8429796872090604E-3,1.23553871164634E-2,0,2.1952299228500129E-3,4.4354838709677579E-7,0,1.9394040274909569E-2,null,4.536963254944017E-3,1.0525015896837525E-2,0,1.9128110454140572E-3,4.625883768073835E-5,0,1.7021049034876338E-2]
[2004,10,12,14,4.6140123111238791E-3,1.2473273900984684E-2,0,2.2836038967929341E-3,4.4354838709677579E-7,0,1.9371333657288593E-2,null,4.3224637858211004E-3,1.0625438511638502E-2,0,1.9898156050392694E-3,4.625883768073835E-5,0,1.698397674017961E-2]
[2004,10,12,17,5.6894193770036473E-3,1.1044402759279004E-2,1.3843726441512368E-4,2.0219460802420705E-3,4.4354838709677579E-7,1.2221752726651613E-5,1.8906870782053591E-2,null,5.3299184226617124E-3,9.4082454492741899E-3,7.1333707275807125E-5,1.7618203702769683E-3,4.625883768073835E-5,4.9987748648006441E-6,1.6622575562034215E-2]
[2004,10,12,20,5.9617177404592174E-3,9.9116353653342232E-3,2.1858515433966898E-4,1.8424597768417316E-3,4.4354838709677579E-7,1.9297504305239392E-5,1.7954139089667174E-2,null,5.5850108965455458E-3,8.4432902668662175E-3,1.1263216938285337E-4,1.6054251881272193E-3,4.625883768073835E-5,7.8928024181062816E-6,1.580051016102068E-2]
[2004,10,12,24,3.8115285764432523E-3,8.01311627400598E-3,2.1858515433966898E-4,1.637249079566441E-3,4.4354838709677579E-7,1.9297504305239392E-5,1.370022013704768E-2,null,3.5706871003742917E-3,6.826024581191862E-3,1.1263216938285337E-4,1.4266150852311704E-3,4.625883768073835E-5,7.8928024181062816E-6,1.1990110576279021E-2]
[2004,10,13,4,3.9780152930185327E-3,7.5356808555033343E-3,2.1858515433966898E-4,1.8627693267328756E-3,4.4354838709677579E-7,1.9297504305239392E-5,1.3614791682286749E-2,null,3.7266539150882351E-3,6.4193181524828937E-3,1.1263216938285337E-4,1.6231218908528875E-3,4.625883768073835E-5,7.8928024181062816E-6,1.1935877767905714E-2]
[2004,10,13,7,5.402880413083737E-3,1.0147601799054974E-2,0,2.1475079532487715E-3,4.4354838709677579E-7,0,1.7698433713774577E-2,null,5.0614851781763236E-3,8.6442997894834138E-3,0,1.8712285625898171E-3,4.625883768073835E-5,0,1.5623272367930293E-2]
[2004,10,13,11,5.3028717926794445E-3,1.2578142939310494E-2,0,2.5926536449787777E-3,4.4354838709677579E-7,0,2.0474111925355813E-2,null,4.9677958659641967E-3,1.0714771875705621E-2,0,2.2591057444269623E-3,4.625883768073835E-5,0,1.7987932323777517E-2]
[2004,10,13,14,4.7465389206088355E-3,1.2315801426776083E-2,0,2.4449288388586573E-3,4.4354838709677579E-7,0,1.9507712734630672E-2,null,4.4466163522924379E-3,1.0491294572744721E-2,0,2.1303859060688175E-3,4.625883768073835E-5,0,1.7114555668786717E-2]
[2004,10,13,15,4.7740641842468363E-3,1.21931298995892E-2,0,2.4109063388419649E-3,4.4354838709677579E-7,0,1.9378543971065098E-2,null,4.4724023596213729E-3,1.0386796044162734E-2,0,2.1007404401669864E-3,4.625883768073835E-5,0,1.7006197681631832E-2]
[2004,10,13,18,6.741983594730932E-3,1.0617835224918541E-2,2.1858515433966898E-4,2.0394482671705944E-3,4.4354838709677579E-7,1.9297504305239392E-5,1.9637593293852069E-2,null,6.3159735968987959E-3,9.0448711544909612E-3,1.1263216938285337E-4,1.7770708805434818E-3,4.625883768073835E-5,7.8928024181062816E-6,1.7304699441414936E-2]
[2004,10,13,21,5.9982124973211271E-3,1.0322829819955717E-2,2.1858515433966898E-4,2.336979801283872E-3,4.4354838709677579E-7,1.9297504305239392E-5,1.889634832559272E-2,null,5.6191996360353911E-3,8.7935689049038618E-3,1.1263216938285337E-4,2.0363246374674902E-3,4.625883768073835E-5,7.8928024181062816E-6,1.6615876987888439E-2]
[2004,10,14,2,3.920453726445082E-3,7.5782784234402463E-3,2.1858515433966898E-4,1.8513239916853061E-3,4.4354838709677579E-7,1.9297504305239392E-5,1.3588382348602639E-2,null,3.6727295277672427E-3,6.4556051644135207E-3,1.1263216938285337E-4,1.6131490114430474E-3,4.625883768073835E-5,7.8928024181062816E-6,1.1908267513105508E-2]
[2004,10,14,5,4.0981906126670384E-3,7.9781087821206575E-3,2.1858515433966898E-4,1.8302484612204863E-3,4.4354838709677579E-7,1.9297504305239392E-5,1.4144874063040189E-2,null,3.839235640515754E-3,6.7962032243109862E-3,1.1263216938285337E-4,1.5947848724335309E-3,4.625883768073835E-5,7.8928024181062816E-6,1.2397007546741969E-2]
[2004,10,14,9,5.2341078703594755E-3,1.2116317805458233E-2,0,2.3689999800110524E-3,4.4354838709677579E-7,0,1.9719869204215857E-2,null,4.9033769732615279E-3,1.0321363168270033E-2,0,2.0642253830376696E-3,4.625883768073835E-5,0,1.7335224362249969E-2]
[2004,10,14,12,5.157000983269191E-3,1.2722700985604466E-2,0,2.5292336905145913E-3,4.4354838709677579E-7,0,2.0409379207775344E-2,null,4.8311422880003676E-3,1.0837914576206885E-2,0,2.2038448407120303E-3,4.625883768073835E-5,0,1.791916054260002E-2]
[2004,10,14,15,4.6535959578783564E-3,1.2241873557112566E-2,0,2.3372730701493268E-3,4.4354838709677579E-7,0,1.9233186133527345E-2,null,4.3595462355567587E-3,1.0428318641995369E-2,0,2.0365801769530261E-3,4.625883768073835E-5,0,1.6870703892185892E-2]
[2004,10,14,18,6.9165833090396632E-3,1.0890843375176599E-2,2.1858515433966898E-4,2.1900363354096673E-3,4.4354838709677579E-7,1.9297504305239392E-5,2.0235789226657933E-2,null,6.4795407682075286E-3,9.2774349013284435E-3,1.1263216938285337E-4,1.9082856190257727E-3,4.625883768073835E-5,7.8928024181062816E-6,1.7832045098043443E-2]
[2004,10,14,20,6.0829298785359072E-3,1.0243992460607965E-2,2.1858515433966898E-4,2.1095152887701143E-3,4.4354838709677579E-7,1.9297504305239392E-5,1.8674763834945991E-2,null,5.6985639262969595E-3,8.7264107938241926E-3,1.1263216938285337E-4,1.838123698491966E-3,4.625883768073835E-5,7.8928024181062816E-6,1.6429882228094814E-2]
[2004,10,14,23,5.060096126572068E-3,8.9723662814744989E-3,2.1858515433966898E-4,2.0157392948687114E-3,4.4354838709677579E-7,1.9297504305239392E-5,1.6286527909947283E-2,null,4.7403606200074905E-3,7.6431678631044718E-3,1.1263216938285337E-4,1.7564120950457058E-3,4.625883768073835E-5,7.8928024181062816E-6,1.4306724387639365E-2]
[2004,10,15,3,3.8994769247447693E-3,8.0034158495454928E-3,2.1858515433966898E-4,2.0880005021182025E-3,4.4354838709677579E-7,1.9297504305239392E-5,1.4229219483440471E-2,null,3.6530782005539724E-3,6.8177612122912908E-3,1.1263216938285337E-4,1.8193768141136432E-3,4.625883768073835E-5,7.8928024181062816E-6,1.2457000036440605E-2]
[2004,10,15,6,4.5055119547949682E-3,8.708166744280689E-3,1.2750800669814025E-4,1.879753446623086E-3,4.4354838709677579E-7,1.1256877511389646E-5,1.523264057829537E-2,null,4.2208193103935587E-3,7.4181077898999087E-3,6.5702098806664472E-5,1.6379209840068534E-3,4.625883768073835E-5,4.6041347438953308E-6,1.3393413155531619E-2]
[2004,10,15,10,5.5471032195980501E-3,1.273505604543795E-2,0,2.5850519312317372E-3,4.4354838709677579E-7,0,2.086765474465483E-2,null,5.1965948866495018E-3,1.0848439313305614E-2,0,2.252481999976296E-3,4.625883768073835E-5,0,1.8343775037612149E-2]
[2004,10,15,11,5.464342951419566E-3,1.2641113262342428E-2,0,2.5167402812807291E-3,4.4354838709677579E-7,0,2.0622640043429816E-2,null,5.1190640440802494E-3,1.0768413549956116E-2,0,2.1929587230763961E-3,4.625883768073835E-5,0,1.8126695154793499E-2]
[2004,10,15,17,5.6117214813064947E-3,1.1224696016522883E-2,1.5665269394342943E-4,2.436818144584425E-3,4.4354838709677579E-7,1.3829878085421564E-5,1.9444161762829749E-2,null,5.2571300732297535E-3,9.5618294188169906E-3,8.0719721391044906E-5,2.1233186620265234E-3,4.625883768073835E-5,5.656508399642835E-6,1.7074913221544689E-2]
[2004,10,15,18,6.5195030913988957E-3,1.0991626280569183E-2,2.1858515433966898E-4,2.4686763326027586E-3,4.4354838709677579E-7,1.9297504305239392E-5,2.0218131911602839E-2,null,6.1075511103819069E-3,9.3632874668035469E-3,1.1263216938285337E-4,2.151078257180561E-3,4.625883768073835E-5,7.8928024181062816E-6,1.7788700643847712E-2]
[2004,10,15,21,6.664118551266124E-3,1.0225952598642209E-2,2.1858515433966898E-4,2.6468733863367756E-3,4.4354838709677579E-7,1.9297504305239392E-5,1.9775270743277111E-2,null,6.2430286613712966E-3,8.7110434215050079E-3,1.1263216938285337E-4,2.3063500531299089E-3,4.625883768073835E-5,7.8928024181062816E-6,1.7427205945487911E-2]
[2004,10,16,1,4.4552555418506529E-3,7.3475524649881142E-3,2.1858515433966898E-4,2.1568310545069459E-3,4.4354838709677579E-7,1.9297504305239392E-5,1.4197965268377719E-2,null,4.1737384813213541E-3,6.2590597743232366E-3,1.1263216938285337E-4,1.8793522360504072E-3,4.625883768073835E-5,7.8928024181062816E-6,1.2478934301176695E-2]
[2004,10,16,4,3.8852138722318338E-3,6.6193677456136838E-3,2.1858515433966898E-4,1.8949859633339925E-3,4.4354838709677579E-7,1.9297504305239392E-5,1.2637893788211516E-2,null,3.6397163965956707E-3,5.6387509426365579E-3,1.1263216938285337E-4,1.6511938197635056E-3,4.625883768073835E-5,7.8928024181062816E-6,1.1096444968477431E-2]
[2004,10,16,7,4.4246634495515033E-3,7.5376702341958014E-3,0,1.8908260446942576E-3,4.4354838709677579E-7,0,1.3853603276828658E-2,null,4.1450794309809873E-3,6.421012817503559E-3,0,1.6475690794849208E-3,4.625883768073835E-5,0,1.2259920165650204E-2]
[2004,10,16,12,6.0348647328355726E-3,9.1132196085330734E-3,0,2.4571779807708296E-3,4.4354838709677579E-7,0,1.760570587052657E-2,null,5.6535359034741717E-3,7.763154674722746E-3,0,2.1410591816572026E-3,4.625883768073835E-5,0,1.5604008597534857E-2]
[2004,10,16,15,5.322871295587667E-3,8.0797484204614411E-3,0,2.1338395774398332E-3,4.4354838709677579E-7,0,1.5536902841876038E-2,null,4.9865316475846315E-3,6.8827856032524053E-3,0,1.8593186391926979E-3,4.625883768073835E-5,0,1.3774894727710471E-2]
[2004,10,16,18,6.5447543963691587E-3,7.8813990130559286E-3,2.1858515433966898E-4,2.2849284388667289E-3,4.4354838709677579E-7,1.9297504305239392E-5,1.6949408055323821E-2,null,6.131206845113161E-3,6.7138203861861123E-3,1.1263216938285337E-4,1.9909697432379603E-3,4.625883768073835E-5,7.8928024181062816E-6,1.500278078401893E-2]
[2004,10,16,19,6.2776244932609224E-3,6.999702354668666E-3,2.1858515433966898E-4,1.9178952528727589E-3,4.4354838709677579E-7,1.9297504305239392E-5,1.5433548307834354E-2,null,5.8809562487912798E-3,5.9627414229580684E-3,1.1263216938285337E-4,1.67115580261378E-3,4.625883768073835E-5,7.8928024181062816E-6,1.3681637283844824E-2]
[2004,10,16,22,6.1942209809152382E-3,7.4053938051957223E-3,2.1858515433966898E-4,2.5299740601880264E-3,4.4354838709677579E-7,1.9297504305239392E-5,1.6367915053330989E-2,null,5.8028228071324104E-3,6.3083322916018146E-3,1.1263216938285337E-4,2.2044899609676787E-3,4.625883768073835E-5,7.8928024181062816E-6,1.44824288691836E-2]
[2004,10,17,2,4.7421926972508717E-3,6.8185003791005165E-3,2.1858515433966898E-4,2.3397952230267021E-3,4.4354838709677579E-7,1.9297504305239392E-5,1.4138814506410096E-2,null,4.442544756509177E-3,5.8083833558723449E-3,1.1263216938285337E-4,2.0387778519354274E-3,4.625883768073835E-5,7.8928024181062816E-6,1.2456489773798646E-2]
[2004,10,17,5,4.7414242151478207E-3,6.6430928653901395E-3,2.1858515433966898E-4,2.2443040686815196E-3,4.4354838709677579E-7,1.9297504305239392E-5,1.3867147356251486E-2,null,4.4418248329726739E-3,5.6589613383487931E-3,1.1263216938285337E-4,1.9555717454271555E-3,4.625883768073835E-5,7.8928024181062816E-6,1.2223141726230321E-2]
[2004,10,17,9,5.9114298037031675E-3,8.0009440036222512E-3,0,2.3637139300983685E-3,4.4354838709677579E-7,0,1.6276531285810882E-2,null,5.5379005355767124E-3,6.8156555544603044E-3,0,2.0596193895814283E-3,4.625883768073835E-5,0,1.4459434317299184E-2]
[2004,10,17,13,6.3257342617787371E-3,8.6505185344188853E-3,0,2.5808300670536566E-3,4.4354838709677579E-7,0,1.7557526411638373E-2,null,5.9260260748212491E-3,7.3689997919472398E-3,0,2.2488032835247698E-3,4.625883768073835E-5,0,1.5590087987973997E-2]
[2004,10,17,16,6.3766594939670719E-3,8.2307741791240903E-3,0,2.5262628807452168E-3,4.4354838709677579E-7,0,1.7134140102223475E-2,null,5.9737334620312737E-3,7.0114378660890977E-3,0,2.2012562290675123E-3,4.625883768073835E-5,0,1.5232686394868621E-2]
[2004,10,17,19,7.1818894734270592E-3,7.5182114357198217E-3,2.1858515433966898E-4,2.3099449854586509E-3,4.4354838709677579E-7,1.9297504305239392E-5,1.7248372101637533E-2,null,6.7280828635450001E-3,6.4044367150016676E-3,1.1263216938285337E-4,2.0127678820757449E-3,4.625883768073835E-5,7.8928024181062816E-6,1.5312071270104109E-2]
[2004,10,17,20,6.7766449854689131E-3,7.3265749676873562E-3,2.1858515433966898E-4,2.2091243015033286E-3,4.4354838709677579E-7,1.9297504305239392E-5,1.6550670461691602E-2,null,6.3484448163339743E-3,6.241189958470025E-3,1.1263216938285337E-4,1.9249178961273177E-3,4.625883768073835E-5,7.8928024181062816E-6,1.4681336480413015E-2]
[2004,10,18,2,3.8711693055895214E-3,6.8366825354281673E-3,2.1858515433966898E-4,1.8742815946748961E-3,4.4354838709677579E-7,1.9297504305239392E-5,1.2820459642724592E-2,null,3.62655927290257E-3,5.8238719425579306E-3,1.1263216938285337E-4,1.6331530921626226E-3,4.625883768073835E-5,7.8928024181062816E-6,1.1250368117104821E-2]
[2004,10,18,4,4.0997279618187263E-3,7.0004875616174501E-3,2.1858515433966898E-4,1.9210454371458646E-3,4.4354838709677579E-7,1.9297504305239392E-5,1.3259587167614047E-2,null,3.8406758482105435E-3,5.9634103065422375E-3,1.1263216938285337E-4,1.6739007120239356E-3,4.625883768073835E-5,7.8928024181062816E-6,1.1644770676258413E-2]
[2004,10,18,7,5.4956653014536115E-3,9.2228641818380402E-3,0,2.0268991852818302E-3,4.4354838709677579E-7,0,1.6745872216960576E-2,null,5.1484072088963818E-3,7.8565561089440211E-3,0,1.7661362526046143E-3,4.625883768073835E-5,0,1.4817358408125755E-2]
[2004,10,18,10,5.896489510657155E-3,1.2093253004190261E-2,0,2.6253023038872053E-3,4.4354838709677579E-7,0,2.061548836712172E-2,null,5.5239042843128723E-3,1.0301715269121709E-2,0,2.2875541154736352E-3,4.625883768073835E-5,0,1.8159432506588954E-2]
[2004,10,18,14,5.4106214315757586E-3,1.1567039607910163E-2,0,2.4681481083196418E-3,4.4354838709677579E-7,0,1.9446252696192656E-2,null,5.068737060018179E-3,9.8534570066511583E-3,0,2.1506179895645428E-3,4.625883768073835E-5,0,1.7119070893914616E-2]
[2004,10,18,17,6.8595030215360502E-3,1.1082789539793077E-2,1.7122503756607403E-4,2.5684232575824343E-3,4.4354838709677579E-7,1.5116378372437522E-5,2.0697500783237167E-2,null,6.4260672490702277E-3,9.4409454748849344E-3,8.8228532683235137E-5,2.237992624491801E-3,4.625883768073835E-5,6.1826952275165866E-6,1.8245675414038449E-2]
[2004,10,18,19,7.2927434260753069E-3,9.9852264196544846E-3,2.1858515433966898E-4,2.1494071876923923E-3,4.4354838709677579E-7,1.9297504305239392E-5,1.9665703240454187E-2,null,6.8319322171069684E-3,8.5059792793014261E-3,1.1263216938285337E-4,1.8728834583179475E-3,4.625883768073835E-5,7.8928024181062816E-6,1.7377578764208038E-2]
[2004,10,18,22,6.1848726822755981E-3,9.5987033866027603E-3,2.1858515433966898E-4,2.3150548901627343E-3,4.4354838709677579E-7,1.9297504305239392E-5,1.8336957166073097E-2,null,5.7940652053740738E-3,8.1767171502385109E-3,1.1263216938285337E-4,2.0172203916089121E-3,4.625883768073835E-5,7.8928024181062816E-6,1.6154786556703195E-2]
[2004,10,19,1,4.9191435646922096E-3,8.8659655615251267E-3,2.1858515433966898E-4,2.4273514602304726E-3,4.4354838709677579E-7,1.9297504305239392E-5,1.6450786793479812E-2,null,4.6083145171447971E-3,7.5525297262054756E-3,1.1263216938285337E-4,2.1150698776020746E-3,4.625883768073835E-5,7.8928024181062816E-6,1.4442697930434045E-2]
[2004,10,19,5,5.2318481224954121E-3,8.6319258031245724E-3,2.1858515433966898E-4,2.4022837039357693E-3,4.4354838709677579E-7,1.9297504305239392E-5,1.6504383836587758E-2,null,4.9012600135204471E-3,7.3531614543384154E-3,1.1263216938285337E-4,2.0932271172492073E-3,4.625883768073835E-5,7.8928024181062816E-6,1.4514432394589768E-2]
[2004,10,19,8,6.7762574137454085E-3,1.2264849248611804E-2,0,2.9139099169226686E-3,4.4354838709677579E-7,0,2.1955460127666977E-2,null,6.348081734351029E-3,1.0447890632414681E-2,0,2.5390320241239078E-3,4.625883768073835E-5,0,1.9381263228570356E-2]
[2004,10,19,11,6.2293579322170913E-3,1.3403169822348127E-2,0,3.053970458521267E-3,4.4354838709677579E-7,0,2.2686941761473581E-2,null,5.8357395375841815E-3,1.1417576326706501E-2,0,2.6610736144866403E-3,4.625883768073835E-5,0,1.9960648316458059E-2]
[2004,10,19,15,5.5668504099361622E-3,1.3026341826174525E-2,0,2.8495328957273704E-3,4.4354838709677579E-7,0,2.1443168680225153E-2,null,5.2150942987343853E-3,1.1096572977097504E-2,0,2.4829371814236267E-3,4.625883768073835E-5,0,1.8840863294936255E-2]
[2004,10,19,16,6.1533257360695641E-3,1.2980899723646567E-2,0,3.0280635623490676E-3,4.4354838709677579E-7,0,2.2162732570452294E-2,null,5.7645116360868663E-3,1.1057862830099748E-2,0,2.6384996705754518E-3,4.625883768073835E-5,0,1.9507132974442804E-2]
[2004,10,19,20,7.4601850305224086E-3,1.1430451945893439E-2,2.1858515433966898E-4,2.7728407133783602E-3,4.4354838709677579E-7,1.9297504305239392E-5,2.1901803896826208E-2,null,6.9887935825865251E-3,9.7371039292051004E-3,1.1263216938285337E-4,2.4161115373454696E-3,4.625883768073835E-5,7.8928024181062816E-6,1.9308792858618792E-2]
[2004,10,19,23,5.9748067234564901E-3,9.7738990470429762E-3,2.1858515433966898E-4,2.4446637840827819E-3,4.4354838709677579E-7,1.9297504305239392E-5,1.8431695761614249E-2,null,5.5972728176640783E-3,8.3259586991927485E-3,1.1263216938285337E-4,2.1301549508974905E-3,4.625883768073835E-5,7.8928024181062816E-6,1.6220170277236014E-2]
[2004,10,20,2,5.1531802540285146E-3,8.8491953582957479E-3,2.1858515433966898E-4,2.5662370000440406E-3,4.4354838709677579E-7,1.9297504305239392E-5,1.6806938819400305E-2,null,4.8275629816039731E-3,7.538243920838259E-3,1.1263216938285337E-4,2.2360876315231691E-3,4.625883768073835E-5,7.8928024181062816E-6,1.4768678343447098E-2]
[2004,10,20,6,5.5187391384326004E-3,9.3496012454629181E-3,1.5665269394342943E-4,2.4761991427748992E-3,4.4354838709677579E-7,1.3829878085421564E-5,1.7515465647086361E-2,null,5.1700230646887831E-3,7.9645178908612328E-3,8.0719721391044906E-5,2.1576332490928171E-3,4.625883768073835E-5,5.656508399642835E-6,1.5424809272114258E-2]
[2004,10,20,9,6.4898682744431602E-3,1.3362644787601524E-2,0,3.0428302524756479E-3,4.4354838709677579E-7,0,2.2895786862907427E-2,null,6.0797888474200638E-3,1.1383054815489782E-2,0,2.6513666088785063E-3,4.625883768073835E-5,0,2.0160469109469087E-2]
[2004,10,20,13,5.9047408709643149E-3,1.3373989331614862E-2,0,2.8935069150087928E-3,4.4354838709677579E-7,0,2.2172680665975063E-2,null,5.5316342606775799E-3,1.1392718738194692E-2,0,2.521253892086696E-3,4.625883768073835E-5,0,1.9491865728639708E-2]
[2004,10,20,17,6.9395658005306634E-3,1.2367458137286369E-2,1.8215429528305749E-4,2.8323628838792399E-3,4.4354838709677579E-7,1.6081253587699495E-5,2.2338065918954125E-2,null,6.5010710504172856E-3,1.0535298673480234E-2,9.3860141152377803E-5,2.46797611152788E-3,4.625883768073835E-5,6.5773353484219016E-6,1.9651042149606942E-2]
[2004,10,20,20,7.1355312436051617E-3,1.1113809634394834E-2,2.1858515433966898E-4,2.5962073270671547E-3,4.4354838709677579E-7,1.9297504305239392E-5,2.1083874412099152E-2,null,6.6846539006233307E-3,9.4673701417713214E-3,1.1263216938285337E-4,2.2622022411901408E-3,4.625883768073835E-5,7.8928024181062816E-6,1.8581010093066491E-2]
[2004,10,20,21,6.6508375736638765E-3,1.0945749329926079E-2,2.1858515433966898E-4,2.6061526069804776E-3,4.4354838709677579E-7,1.9297504305239392E-5,2.0441065717602437E-2,null,6.2305868773327895E-3,9.3242068916450632E-3,1.1263216938285337E-4,2.2708680492997718E-3,4.625883768073835E-5,7.8928024181062816E-6,1.7992445627759323E-2]
[2004,10,20,24,4.8087576334640697E-3,9.3083169607212166E-3,2.1858515433966898E-4,2.2966267447489621E-3,4.4354838709677579E-7,1.9297504305239392E-5,1.6652027545966251E-2,null,4.5049036118363214E-3,7.9293496076581118E-3,1.1263216938285337E-4,2.0011630484909775E-3,4.625883768073835E-5,7.8928024181062816E-6,1.4602200077467107E-2]
[2004,10,21,3,4.5467541967439953E-3,8.0511536783143892E-3,2.1858515433966898E-4,2.112833020932211E-3,4.4354838709677579E-7,1.9297504305239392E-5,1.4949067103022603E-2,null,4.2594555526161808E-3,6.8584269884371185E-3,1.1263216938285337E-4,1.841014600560732E-3,4.625883768073835E-5,7.8928024181062816E-6,1.3125680951095727E-2]
[2004,10,21,6,5.0446623879811334E-3,8.8164196310397333E-3,1.6393886575475177E-4,2.1427320164931151E-3,4.4354838709677579E-7,1.4473128228929545E-5,1.6182669577884758E-2,null,4.7259021028556595E-3,7.5103237069956428E-3,8.4474127037140049E-5,1.8670670556408967E-3,4.625883768073835E-5,5.9196018135797116E-6,1.4239945432023657E-2]
[2004,10,21,11,5.7225137394044581E-3,1.298805894102561E-2,0,2.7308494253809558E-3,4.4354838709677579E-7,0,2.144186565419812E-2,null,5.3609216305741557E-3,1.1063961455421082E-2,0,2.3795224772855017E-3,4.625883768073835E-5,0,1.8850664400961475E-2]
[2004,10,21,15,5.3852684302885413E-3,1.2695573188012949E-2,0,2.7396449367885676E-3,4.4354838709677579E-7,0,2.0820930103477152E-2,null,5.0449860549197159E-3,1.0814805587536148E-2,0,2.3871864359421434E-3,4.625883768073835E-5,0,1.8293236916078745E-2]
[2004,10,21,18,8.1384197130359992E-3,1.1647504698953924E-2,2.1858515433966898E-4,2.6822529930453369E-3,4.4354838709677579E-7,1.9297504305239392E-5,2.2706503612067264E-2,null,7.6241722196103128E-3,9.9220017114340295E-3,1.1263216938285337E-4,2.3371780323725943E-3,4.625883768073835E-5,7.8928024181062816E-6,2.0050135772898634E-2]
[2004,10,21,21,6.7516870391215343E-3,1.0768824334148027E-2,2.1858515433966898E-4,2.6669177462084965E-3,4.4354838709677579E-7,1.9297504305239392E-5,2.0425755326510059E-2,null,6.3250639035880496E-3,9.1734921972725456E-3,1.1263216938285337E-4,2.3238156828399416E-3,4.625883768073835E-5,7.8928024181062816E-6,1.7989155593182232E-2]
[2004,10,21,22,6.5460474972252091E-3,1.0268370026659186E-2,2.1858515433966898E-4,2.6485359622995131E-3,4.4354838709677579E-7,1.9297504305239392E-5,1.970127969321591E-2,null,6.13241823798444E-3,8.7471769800874632E-3,1.1263216938285337E-4,2.3077987367653959E-3,4.625883768073835E-5,7.8928024181062816E-6,1.7354177764318995E-2]
[2004,10,22,1,4.8082180808934278E-3,8.9164976943510599E-3,2.1858515433966898E-4,2.4327963326084869E-3,4.4354838709677579E-7,1.9297504305239392E-5,1.6395838314884979E-2,null,4.5043981523165185E-3,7.5955758482153125E-3,1.1263216938285337E-4,2.1198142608291463E-3,4.625883768073835E-5,7.8928024181062816E-6,1.4386572070842674E-2]
[2004,10,22,7,5.4517981680320448E-3,1.0070796844629387E-2,0,2.1728814292222274E-3,4.4354838709677579E-7,0,1.7695919990270755E-2,null,5.1073119358852181E-3,8.578872995594615E-3,0,1.8933377114299364E-3,4.625883768073835E-5,0,1.5625781480590507E-2]
[2004,10,22,9,6.0277334342924115E-3,1.1805814287106876E-2,0,2.3978624210073967E-3,4.4354838709677579E-7,0,2.0231853690793777E-2,null,5.6468552148196622E-3,1.0056858751219647E-2,0,2.0893746375010669E-3,4.625883768073835E-5,0,1.7839347441221114E-2]
[2004,10,22,12,5.3665576814542378E-3,1.2384849027724541E-2,0,2.5094678707314592E-3,4.4354838709677579E-7,0,2.0261318128297335E-2,null,5.0274575940513115E-3,1.0550113215234091E-2,0,2.1866219165849058E-3,4.625883768073835E-5,0,1.7810451563551044E-2]
[2004,10,22,16,6.1798904483571695E-3,1.1882117190941616E-2,0,2.8367309704390047E-3,4.4354838709677579E-7,0,2.0899182158124887E-2,null,5.7893977870334297E-3,1.0121857870087028E-2,0,2.4717822386819757E-3,4.625883768073835E-5,0,1.8429296733483171E-2]
[2004,10,22,19,7.5944647879134623E-3,1.1895477172421088E-2,2.1858515433966898E-4,3.1926708085915109E-3,4.4354838709677579E-7,1.9297504305239392E-5,2.2920938975958066E-2,null,7.1145885196941582E-3,1.0133238656146376E-2,1.1263216938285337E-4,2.781930003539827E-3,4.625883768073835E-5,7.8928024181062816E-6,2.0196540988862057E-2]
[2004,10,22,22,6.8277696632188774E-3,1.0078820510888622E-2,2.1858515433966898E-4,2.8465465021696172E-3,4.4354838709677579E-7,1.9297504305239392E-5,1.9991462883309118E-2,null,6.3963390466123E-3,8.5857080072485048E-3,1.1263216938285337E-4,2.4803349908631925E-3,4.625883768073835E-5,7.8928024181062816E-6,1.7629165854205694E-2]
[2004,10,22,24,5.1197764626867894E-3,8.1136029829012007E-3,2.1858515433966898E-4,2.4578628545090611E-3,4.4354838709677579E-7,1.9297504305239392E-5,1.5929568507129056E-2,null,4.7962698968335594E-3,6.911624829777664E-3,1.1263216938285337E-4,2.1416559455941218E-3,4.625883768073835E-5,7.8928024181062816E-6,1.4016334481687041E-2]
[2004,10,23,3,4.4529227405050928E-3,7.1914112383994226E-3,2.1858515433966898E-4,2.2740086221971225E-3,4.4354838709677579E-7,1.9297504305239392E-5,1.4156668808133646E-2,null,4.1715530841754927E-3,6.1260498672675613E-3,1.1263216938285337E-4,1.9814547736568232E-3,4.625883768073835E-5,7.8928024181062816E-6,1.2445841534581574E-2]
[2004,10,23,7,5.039221653144031E-3,7.9339337180762658E-3,0,2.1885605692959324E-3,4.4354838709677579E-7,0,1.5162159488903327E-2,null,4.7208051551849879E-3,6.7585724121860058E-3,0,1.9069997119353962E-3,4.625883768073835E-5,0,1.3432636116987126E-2]
[2004,10,23,10,6.7062677206080274E-3,9.1697579402411997E-3,0,2.4627681675068358E-3,4.4354838709677579E-7,0,1.8339237376743159E-2,null,6.2825145243898201E-3,7.8113172158393888E-3,0,2.1459301843814536E-3,4.625883768073835E-5,0,1.6286020762291402E-2]
[2004,10,23,13,7.3870771747936723E-3,9.6469381812895015E-3,0,2.8950069088263231E-3,4.4354838709677579E-7,0,1.992946581329659E-2,null,6.9203052393533183E-3,8.2178062699943925E-3,0,2.5225609099586554E-3,4.625883768073835E-5,0,1.7706931256987104E-2]
[2004,10,23,17,6.9337526602120904E-3,8.9975687644147789E-3,1.9672663890570207E-4,2.8148520456418827E-3,4.4354838709677579E-7,1.7367753874715449E-5,1.8960711411436265E-2,null,6.4956252286867385E-3,7.6646367601196667E-3,1.0136895244456802E-4,2.4527180629534554E-3,4.625883768073835E-5,7.1035221762956516E-6,1.6767711364061463E-2]
[2004,10,23,21,6.9633010793931143E-3,7.846617361365861E-3,2.1858515433966898E-4,2.5747289514170052E-3,4.4354838709677579E-7,1.9297504305239392E-5,1.7622973599207985E-2,null,6.5233065531449148E-3,6.6841914127265568E-3,1.1263216938285337E-4,2.2434870834959434E-3,4.625883768073835E-5,7.8928024181062816E-6,1.5617768858849112E-2]
[2004,10,23,24,5.3196193142979551E-3,7.0421695334188864E-3,2.1858515433966898E-4,2.4602662420137567E-3,4.4354838709677579E-7,1.9297504305239392E-5,1.5060381296762605E-2,null,4.9834851513013301E-3,5.9989173620222788E-3,1.1263216938285337E-4,2.143750134506882E-3,4.625883768073835E-5,7.8928024181062816E-6,1.3292936457312186E-2]
[2004,10,24,1,5.5822674953104248E-3,8.234053668112036E-3,2.1858515433966898E-4,2.9826199110572198E-3,4.4354838709677579E-7,1.9297504305239392E-5,1.7037267281511684E-2,null,5.229537214946919E-3,7.0142315198537487E-3,1.1263216938285337E-4,2.5989023977658057E-3,4.625883768073835E-5,7.8928024181062816E-6,1.5009454942048171E-2]
[2004,10,24,4,5.3355775532197185E-3,7.6467701638680448E-3,2.1858515433966898E-4,2.7738821204044703E-3,4.4354838709677579E-7,1.9297504305239392E-5,1.5994556044524235E-2,null,4.9984350268485848E-3,6.5139502935470375E-3,1.1263216938285337E-4,2.4170189661489767E-3,4.625883768073835E-5,7.8928024181062816E-6,1.4096188096026297E-2]
[2004,10,24,8,6.4325867809517032E-3,9.0462450956805447E-3,0,3.0008522456149121E-3,4.4354838709677579E-7,0,1.8480127670634255E-2,null,6.026126836025417E-3,7.7061020056472035E-3,0,2.6147891213215597E-3,4.625883768073835E-5,0,1.6393276800674917E-2]
[2004,10,24,11,7.4365826567044414E-3,1.0402922784571219E-2,0,3.4981645953219287E-3,4.4354838709677579E-7,0,2.1338113584984685E-2,null,6.9666825869479539E-3,8.8617966113979582E-3,0,3.0481216600405092E-3,4.625883768073835E-5,0,1.8922859696067159E-2]
[2004,10,24,14,6.7991714436866817E-3,9.9970253131914689E-3,0,3.2200731512693676E-3,4.4354838709677579E-7,0,2.0016713456534614E-2,null,6.3695478809344674E-3,8.5160302425671894E-3,0,2.8058070030280518E-3,4.625883768073835E-5,0,1.7737643964210445E-2]
[2004,10,24,19,7.6659809012963277E-3,8.3315693023189516E-3,2.1858515433966898E-4,2.5708841386834352E-3,4.4354838709677579E-7,1.9297504305239392E-5,1.8806760549330719E-2,null,7.1815856990156881E-3,7.0973008393775683E-3,1.1263216938285337E-4,2.2401369103829728E-3,4.625883768073835E-5,7.8928024181062816E-6,1.6685807258257926E-2]
[2004,10,24,22,6.7854443131853672E-3,8.2916217953530064E-3,2.1858515433966898E-4,2.6216217883325704E-3,4.4354838709677579E-7,1.9297504305239392E-5,1.7937014103902946E-2,null,6.3566881353433859E-3,7.0632712989113404E-3,1.1263216938285337E-4,2.2843471025168404E-3,4.625883768073835E-5,7.8928024181062816E-6,1.5871090346253263E-2]
[2004,10,25,1,4.2753779270205813E-3,7.3956206237153002E-3,2.1858515433966898E-4,2.0943377593150327E-3,4.4354838709677579E-7,1.9297504305239392E-5,1.4003662517082922E-2,null,4.0052269075424203E-3,6.3000069441663583E-3,1.1263216938285337E-4,1.8248987758168569E-3,4.625883768073835E-5,7.8928024181062816E-6,1.2296916437007333E-2]
[2004,10,25,2,4.1769467859043199E-3,7.4695086518894172E-3,2.1858515433966898E-4,2.164934044666078E-3,4.4354838709677579E-7,1.9297504305239392E-5,1.4049715689491822E-2,null,3.913015397433022E-3,6.3629489356869899E-3,1.1263216938285337E-4,1.8864127671209506E-3,4.625883768073835E-5,7.8928024181062816E-6,1.2329160909722661E-2]
[2004,10,25,5,4.6837942404334039E-3,8.0567322391016799E-3,2.1858515433966898E-4,2.2401796019178824E-3,4.4354838709677579E-7,1.9297504305239392E-5,1.5219032288484972E-2,null,4.3878363600593513E-3,6.8631791212852645E-3,1.1263216938285337E-4,1.9519778960996618E-3,4.625883768073835E-5,7.8928024181062816E-6,1.3369777186925976E-2]
[2004,10,25,9,5.8065320963008827E-3,1.2232492195579668E-2,0,2.7458633793288243E-3,4.4354838709677579E-7,0,2.078533121959647E-2,null,5.4396310662107776E-3,1.0420327068899601E-2,0,2.3926048686322521E-3,4.625883768073835E-5,0,1.8298821841423368E-2]
[2004,10,25,11,5.540662768638089E-3,1.24899467459452E-2,0,2.6528062345562071E-3,4.4354838709677579E-7,0,2.0683859297526593E-2,null,5.1905613925533386E-3,1.0639641381738873E-2,0,2.3115196335400374E-3,4.625883768073835E-5,0,1.8187981245512987E-2]
[2004,10,25,16,5.760905273839486E-3,1.1722940435907249E-2,0,2.6010017398065267E-3,4.4354838709677579E-7,0,2.0085290997940358E-2,null,5.3968872947483572E-3,9.9862621286220463E-3,0,2.2663798471660281E-3,4.625883768073835E-5,0,1.7695788108217168E-2]
[2004,10,25,20,6.8862636390361566E-3,1.0293156956034328E-2,2.1858515433966898E-4,2.3624716297821081E-3,4.4354838709677579E-7,1.9297504305239392E-5,1.9780218431884593E-2,null,6.4511369264422516E-3,8.7682918851283206E-3,1.1263216938285337E-4,2.0585369126427124E-3,4.625883768073835E-5,7.8928024181062816E-6,1.744474953369498E-2]
[2004,10,25,23,5.0812060900570135E-3,9.1529886818718046E-3,2.1858515433966898E-4,2.1240942648581389E-3,4.4354838709677579E-7,1.9297504305239392E-5,1.659661524381896E-2,null,4.7601366948271644E-3,7.7970322153572197E-3,1.1263216938285337E-4,1.8508270723853922E-3,4.625883768073835E-5,7.8928024181062816E-6,1.4574779792051473E-2]
[2004,10,25,24,4.7422881191573436E-3,9.2347348530065348E-3,2.1858515433966898E-4,2.2922888466523419E-3,4.4354838709677579E-7,1.9297504305239392E-5,1.6507638025848224E-2,null,4.4426341489310619E-3,7.8666682164463472E-3,1.1263216938285337E-4,1.9973832260192052E-3,4.625883768073835E-5,7.8928024181062816E-6,1.4473469400878312E-2]
[2004,10,26,3,4.2513864205241773E-3,7.8206294192808175E-3,2.1858515433966898E-4,1.9415001927132567E-3,4.4354838709677579E-7,1.9297504305239392E-5,1.4251842239550259E-2,null,3.9827513675990212E-3,6.6620534172924266E-3,1.1263216938285337E-4,1.6917239395470717E-3,4.625883768073835E-5,7.8928024181062816E-6,1.2503312533920216E-2]
[2004,10,26,8,5.5959856958505659E-3,1.127780073530415E-2,0,2.1865513422203602E-3,4.4354838709677579E-7,0,1.9060781321762175E-2,null,5.2423885948399539E-3,9.6070670147013933E-3,0,1.9052489742550761E-3,4.625883768073835E-5,0,1.6800963421477161E-2]
[2004,10,26,11,5.4495428488489572E-3,1.2843826450418715E-2,0,2.5770515297941859E-3,4.4354838709677579E-7,0,2.0870864377448953E-2,null,5.1051991249872371E-3,1.0941096081623506E-2,0,2.2455108594692337E-3,4.625883768073835E-5,0,1.8338064903760717E-2]
[2004,10,26,14,5.1672412297406045E-3,1.2907892822015179E-2,0,2.6578507232021733E-3,4.4354838709677579E-7,0,2.073342832334505E-2,null,4.8407354775165407E-3,1.0995671431885658E-2,0,2.3159151428668889E-3,4.625883768073835E-5,0,1.8198580889949825E-2]
[2004,10,26,17,6.8612044391453651E-3,1.2350118356875403E-2,2.112989825283467E-4,2.8147313293337404E-3,4.4354838709677579E-7,1.8654254161731413E-5,2.2256450910431679E-2,null,6.4276611581248469E-3,1.0520527670131426E-2,1.0887776373675826E-4,2.4526128769384631E-3,4.625883768073835E-5,7.6297090041694049E-6,1.95635680156164E-2]
[2004,10,26,21,6.2337589204272056E-3,1.0456586577290617E-2,2.1858515433966898E-4,2.3535403015062656E-3,4.4354838709677579E-7,1.9297504305239392E-5,1.9282212006256089E-2,null,5.8398624377581114E-3,8.9075104580085326E-3,1.1263216938285337E-4,2.0507546101155719E-3,4.625883768073835E-5,7.8928024181062816E-6,1.6964911315363911E-2]
[2004,10,26,24,4.559868611976322E-3,9.0374481783725667E-3,2.1858515433966898E-4,2.1447529011309682E-3,4.4354838709677579E-7,1.9297504305239392E-5,1.598039589851186E-2,null,4.2717412989669848E-3,7.6986082951194072E-3,1.1263216938285337E-4,1.8688279511245799E-3,4.625883768073835E-5,7.8928024181062816E-6,1.400596135469267E-2]
[2004,10,27,1,4.5316705918086323E-3,8.6373258316497364E-3,2.1858515433966898E-4,2.1870056158346768E-3,4.4354838709677579E-7,1.9297504305239392E-5,1.5594328246325052E-2,null,4.2453250450023294E-3,7.3577615033320236E-3,1.1263216938285337E-4,1.9056448050416648E-3,4.625883768073835E-5,7.8928024181062816E-6,1.3675515162857714E-2]
[2004,10,27,5,4.4877780668296768E-3,7.9431254345272879E-3,2.1858515433966898E-4,1.9298025623308893E-3,4.4354838709677579E-7,1.9297504305239392E-5,1.4599032270719861E-2,null,4.2042059848662354E-3,6.766402434900334E-3,1.1263216938285337E-4,1.6815312228900784E-3,4.625883768073835E-5,7.8928024181062816E-6,1.2818923452138344E-2]
[2004,10,27,8,5.6500429032065886E-3,1.0958207358423169E-2,0,2.1909383096801699E-3,4.4354838709677579E-7,0,1.8799632119697023E-2,null,5.2930300551142792E-3,9.3348193432614447E-3,0,1.909071553259512E-3,4.625883768073835E-5,0,1.6583179789315974E-2]
[2004,10,27,12,5.3811814858261888E-3,1.2403663188951405E-2,0,2.544674047991784E-3,4.4354838709677579E-7,0,2.0329962271156476E-2,null,5.0411573548118753E-3,1.0566140179353617E-2,0,2.2172987782791585E-3,4.625883768073835E-5,0,1.7870855150125389E-2]
[2004,10,27,15,4.9298279924591057E-3,1.2107907206706348E-2,0,2.4337937429768186E-3,4.4354838709677579E-7,0,1.9471972490529368E-2,null,4.6183238211909283E-3,1.031419854568629E-2,0,2.1206833531959624E-3,4.625883768073835E-5,0,1.7099464557753918E-2]
[2004,10,27,19,7.3493661928534177E-3,1.1188061689922851E-2,2.1858515433966898E-4,2.5525842436917219E-3,4.4354838709677579E-7,1.9297504305239392E-5,2.1328338333499994E-2,null,6.8849771251713252E-3,9.5306222323321976E-3,1.1263216938285337E-4,2.2241913181214471E-3,4.625883768073835E-5,7.8928024181062816E-6,1.8806574485106666E-2]
[2004,10,27,22,6.4370017704919978E-3,1.013374920024032E-2,2.1858515433966898E-4,2.5851276101828123E-3,4.4354838709677579E-7,1.9297504305239392E-5,1.9394204787947133E-2,null,6.0302628528185872E-3,8.6324993641820925E-3,1.1263216938285337E-4,2.2525479427424793E-3,4.625883768073835E-5,7.8928024181062816E-6,1.7082093969224856E-2]
[2004,10,28,2,4.4115639010506762E-3,7.8001095826511456E-3,2.1858515433966898E-4,2.0205804037299571E-3,4.4354838709677579E-7,1.9297504305239392E-5,1.4470580094463784E-2,null,4.1328076119680809E-3,6.6445734626222868E-3,1.1263216938285337E-4,1.7606303896331905E-3,4.625883768073835E-5,7.8928024181062816E-6,1.2704795273705256E-2]
[2004,10,28,3,4.3837514254407746E-3,7.6557015179941779E-3,2.1858515433966898E-4,1.9646502394378511E-3,4.4354838709677579E-7,1.9297504305239392E-5,1.4242429389904811E-2,null,4.1067525409124624E-3,6.5215585249421169E-3,1.1263216938285337E-4,1.7118957058917859E-3,4.625883768073835E-5,7.8928024181062816E-6,1.2506990581228063E-2]
[2004,10,28,6,4.768257127517897E-3,8.3017123913692106E-3,2.0036972481136324E-4,1.9021003740202131E-3,4.4354838709677579E-7,1.7689378946469442E-5,1.5190572545052249E-2,null,4.4669622370728194E-3,7.0718670379584479E-3,1.0324615526761559E-4,1.6573929532577077E-3,4.625883768073835E-5,7.2350688832640908E-6,1.3352962290120594E-2]
[2004,10,28,9,5.7674916526900492E-3,1.2355699186273494E-2,0,2.4938055808610238E-3,4.4354838709677579E-7,0,2.0617439968211661E-2,null,5.4030574958968498E-3,1.052528173551026E-2,0,2.1729745984845083E-3,4.625883768073835E-5,0,1.8147572667572356E-2]
[2004,10,28,13,5.2272133251189653E-3,1.2301319626321231E-2,0,2.3901018635701255E-3,4.4354838709677579E-7,0,1.9919078363397416E-2,null,4.8969180780284215E-3,1.0478958157983663E-2,0,2.0826124847852772E-3,4.625883768073835E-5,0,1.7504747558478098E-2]
[2004,10,28,16,5.5888991009044849E-3,1.2116303790734756E-2,0,2.6296597076426766E-3,4.4354838709677579E-7,0,2.0335306147669013E-2,null,5.2357497850679538E-3,1.0321351229737798E-2,0,2.2913509341786088E-3,4.625883768073835E-5,0,1.7894710786665095E-2]
[2004,10,28,19,7.3006778727500417E-3,1.1081070943460522E-2,2.1858515433966898E-4,2.4342836461022266E-3,4.4354838709677579E-7,1.9297504305239392E-5,2.1054358669344794E-2,null,6.8393653048621494E-3,9.4394814775573006E-3,1.1263216938285337E-4,2.1211102297156877E-3,4.625883768073835E-5,7.8928024181062816E-6,1.8566740821616832E-2]
[2004,10,28,24,4.7433989102634222E-3,8.7488386657411377E-3,2.1858515433966898E-4,2.2197287171237686E-3,4.4354838709677579E-7,1.9297504305239392E-5,1.5950292500160331E-2,null,4.4436747517742877E-3,7.4527544275075431E-3,1.1263216938285337E-4,1.9341580413703291E-3,4.625883768073835E-5,7.8928024181062816E-6,1.3997371030133857E-2]
[2004,10,29,3,3.9047056173329119E-3,7.5653560546080348E-3,2.1858515433966898E-4,1.996535860741085E-3,4.4354838709677579E-7,1.9297504305239392E-5,1.3704923739714039E-2,null,3.6579765044238927E-3,6.4445971614993424E-3,1.1263216938285337E-4,1.7396792050067818E-3,4.625883768073835E-5,7.8928024181062816E-6,1.2009036680411714E-2]
[2004,10,29,4,3.8542119865087156E-3,7.4963725933181891E-3,2.1858515433966898E-4,1.8693830414223175E-3,4.4354838709677579E-7,1.9297504305239392E-5,1.345829382828123E-2,null,3.6106734467085903E-3,6.3858331567902514E-3,1.1263216938285337E-4,1.6288847434714219E-3,4.625883768073835E-5,7.8928024181062816E-6,1.1792175156451961E-2]
[2004,10,29,7,5.42958530440351E-3,1.0027753905759197E-2,0,2.0870753399564309E-3,4.4354838709677579E-7,0,1.7544858098506234E-2,null,5.0865026505735505E-3,8.5422065915730268E-3,0,1.8185706751377593E-3,4.625883768073835E-5,0,1.5493538754965074E-2]
[2004,10,29,10,6.1350207884301551E-3,1.2903475664144822E-2,0,2.7786175617840981E-3,4.4354838709677579E-7,0,2.181755756274617E-2,null,5.7473633347956141E-3,1.0991908647574157E-2,0,2.421145187498995E-3,4.625883768073835E-5,0,1.9206676007549505E-2]
[2004,10,29,16,5.7819649811905729E-3,1.1379255678711023E-2,3.6430859056611498E-6,2.5169541710562764E-3,4.4354838709677579E-7,3.2162507175398989E-7,1.9682583090322382E-2,null,5.4166162890004095E-3,9.6934920600767211E-3,1.8772028230475562E-6,2.193145095684071E-3,4.625883768073835E-5,1.3154670696843802E-7,1.7351521031971955E-2]
[2004,10,29,18,6.2970656290946255E-3,1.0008246343691478E-2,2.1858515433966898E-4,2.0283140841945439E-3,4.4354838709677579E-7,1.9297504305239392E-5,1.8571952264012651E-2,null,5.8991689452320356E-3,8.5255889494922146E-3,1.1263216938285337E-4,1.7673691231300259E-3,4.625883768073835E-5,7.8928024181062816E-6,1.6358910827335971E-2]
[2004,10,29,22,6.4642498321956527E-3,9.4383970585964899E-3,2.1858515433966898E-4,2.5422094247867654E-3,4.4354838709677579E-7,1.9297504305239392E-5,1.8683182522610909E-2,null,6.0557891739477952E-3,8.0401591747800618E-3,1.1263216938285337E-4,2.2151512317099943E-3,4.625883768073835E-5,7.8928024181062816E-6,1.6477883389919547E-2]
[2004,10,30,1,4.3318009963972818E-3,7.1222159258004149E-3,2.1858515433966898E-4,2.029123537198526E-3,4.4354838709677579E-7,1.9297504305239392E-5,1.372146666642823E-2,null,4.0580847366118557E-3,6.0671053956596445E-3,1.1263216938285337E-4,1.7680744390655659E-3,4.625883768073835E-5,7.8928024181062816E-6,1.2060048380818764E-2]
[2004,10,30,4,4.0697440334511517E-3,6.6623761699379233E-3,2.1858515433966898E-4,1.9750087327734113E-3,4.4354838709677579E-7,1.9297504305239392E-5,1.2945455143194493E-2,null,3.8125865333612889E-3,5.6753879452204259E-3,1.1263216938285337E-4,1.7209215670372935E-3,4.625883768073835E-5,7.8928024181062816E-6,1.1375679855100707E-2]
[2004,10,30,5,3.6789582619755974E-3,6.2562509326441855E-3,2.1858515433966898E-4,1.6790502572102222E-3,4.4354838709677579E-7,1.9297504305239392E-5,1.1852585658862011E-2,null,3.4464935905347449E-3,5.3294275525324611E-3,1.1263216938285337E-4,1.4630384928551576E-3,4.625883768073835E-5,7.8928024181062816E-6,1.0405743445404061E-2]
[2004,10,30,9,5.6187097192964258E-3,9.1012464211254647E-3,0,2.2541570874690217E-3,4.4354838709677579E-7,0,1.6974556776278009E-2,null,5.2636767409890376E-3,7.7529552381034776E-3,0,1.9641571619118843E-3,4.625883768073835E-5,0,1.5027047978685138E-2]
[2004,10,30,13,6.5471352464621406E-3,9.195796254685069E-3,0,2.4084654845748271E-3,4.4354838709677579E-7,0,1.8151840534109131E-2,null,6.1334372549197349E-3,7.8334981212910201E-3,0,2.0986136046342576E-3,4.625883768073835E-5,0,1.6111807818525749E-2]
[2004,10,30,16,5.8266943317250471E-3,8.7752730391984154E-3,7.2861718113222996E-6,2.4727442689131984E-3,4.4354838709677579E-7,6.4325014350797978E-7,1.7083084610178587E-2,null,5.4585192976643526E-3,7.475272718374372E-3,3.7544056460951124E-6,2.1546228487632725E-3,4.625883768073835E-5,2.6309341393687604E-7,1.5138691201542768E-2]
[2004,10,30,19,6.5641660781082141E-3,7.1446661628357527E-3,2.1858515433966898E-4,2.0214247315617404E-3,4.4354838709677579E-7,1.9297504305239392E-5,1.5968583179537709E-2,null,6.1493919485938481E-3,6.0862297743179096E-3,1.1263216938285337E-4,1.7613660937094583E-3,4.625883768073835E-5,7.8928024181062816E-6,1.4163771626102913E-2]
[2004,10,30,23,5.2258962007474853E-3,6.5078072566041728E-3,2.1858515433966898E-4,2.2112182733747938E-3,4.4354838709677579E-7,1.9297504305239392E-5,1.4183247937758459E-2,null,4.8956841796308345E-3,5.5437174233128701E-3,1.1263216938285337E-4,1.9267424760871811E-3,4.625883768073835E-5,7.8928024181062816E-6,1.2532927888512582E-2]
[2004,10,31,2,3.8888695958543777E-3,5.7076252159126012E-3,2.1858515433966898E-4,1.8263847255568502E-3,4.4354838709677579E-7,1.9297504305239392E-5,{"$f":"SUM(E7300:J7300)","v":1.1661205744355835E-2},null,{"$f":"E7300*V$5","v":3.6431411236886868E-3},{"$f":"F7300*W$5","v":4.8620772108892091E-3},{"$f":"G7300*X$5","v":1.1263216938285337E-4},{"$f":"H7300*AB$5","v":1.5914182108474095E-3},{"$f":"I7300*Z$5","v":4.625883768073835E-5},{"$f":"J7300*AA$5","v":7.8928024181062816E-6},{"$f":"SUM(M7300:R7300)","v":1.0263420354907002E-2}]
[2004,10,31,5,3.9485664901372881E-3,5.6175944415174425E-3,2.1858515433966898E-4,1.7948132391745729E-3,4.4354838709677579E-7,1.9297504305239392E-5,1.159930037786131E-2,null,3.699065912411459E-3,4.7853839172852389E-3,1.1263216938285337E-4,1.5639084328311931E-3,4.625883768073835E-5,7.8928024181062816E-6,1.0215142072009589E-2]
[2004,10,31,6,3.9271323426200849E-3,6.0094486645767137E-3,2.1494206843400784E-4,1.8872707209755032E-3,4.4354838709677579E-7,1.8975879233485403E-5,1.2058213224226892E-2,null,3.6789861379817952E-3,5.1191874548082517E-3,1.1075496655980582E-4,1.6444711522890184E-3,4.625883768073835E-5,7.7612557111378441E-6,1.0607419805030747E-2]
[2004,10,31,10,5.1932483441374149E-3,7.7428058963276841E-3,0,2.1212608466743116E-3,4.4354838709677579E-7,0,1.5057758635526507E-2,null,4.8650992638642494E-3,6.5957589492592721E-3,0,1.8483581767394794E-3,4.625883768073835E-5,0,1.3355475227543739E-2]
[2004,10,31,14,4.8054092215383572E-3,7.685706576539557E-3,0,1.9845243020618223E-3,4.4354838709677579E-7,0,1.4476083648526832E-2,null,4.501766778140839E-3,6.5471185268424093E-3,0,1.7292129472926449E-3,4.625883768073835E-5,0,1.282435708995663E-2]
[2004,10,31,17,5.8215076392563302E-3,7.115249580477343E-3,2.1858515433966898E-4,1.845179978147708E-3,4.4354838709677579E-7,1.9297504305239392E-5,1.5020263404913387E-2,null,5.4536603400256465E-3,6.061171069638366E-3,1.1263216938285337E-4,1.6077954323780201E-3,4.625883768073835E-5,7.8928024181062816E-6,1.3289410651523729E-2]
[2004,10,31,20,6.00324035578671E-3,6.6501481474163897E-3,2.1858515433966898E-4,1.8205098257869467E-3,4.4354838709677579E-7,1.9297504305239392E-5,1.4712224536022053E-2,null,5.6239097960159613E-3,5.6649714256720796E-3,1.1263216938285337E-4,1.5862991237515201E-3,4.625883768073835E-5,7.8928024181062816E-6,1.3041964154921258E-2]
[2004,10,31,24,2.7740793008902117E-3,5.4317554606728973E-3,2.1858515433966898E-4,9.1832345890049353E-4,4.4354838709677579E-7,1.9297504305239392E-5,9.3624844274956091E-3,null,2.5987917908639317E-3,4.627075787462691E-3,1.1263216938285337E-4,8.0018008007433795E-4,4.625883768073835E-5,7.8928024181062816E-6,8.1928314678826591E-3]
[2004,11,1,3,3.277057981650156E-3,6.5250082500288142E-3,2.3041111476538467E-4,1.4692056636380684E-3,4.5833333333333443E-7,1.9319887507713655E-5,1.152146123092347E-2,null,3.0699884383855254E-3,5.5583702000756895E-3,1.1872582922817984E-4,1.2801906497991004E-3,4.7800798936762908E-5,7.901957290768539E-6,1.0082977873716027E-2]
[2004,11,1,7,5.495957836563526E-3,7.2590292302229286E-3,0,1.9755011592595783E-3,4.5833333333333443E-7,0,1.4730946559379366E-2,null,5.1486812594045781E-3,6.1836506880387958E-3,0,1.7213506422844875E-3,4.7800798936762908E-5,0,1.3101483388664625E-2]
[2004,11,1,8,5.3009974998089052E-3,9.8963281559522331E-3,0,1.8829210196367777E-3,4.5833333333333443E-7,0,1.708070500873125E-2,null,4.9660400052272419E-3,8.4302507222074365E-3,0,1.6406810450759369E-3,4.7800798936762908E-5,0,1.5084772571447379E-2]
[2004,11,1,11,5.7523923861270846E-3,1.2389592162017507E-2,0,2.7290426655562001E-3,4.5833333333333443E-7,0,2.0871485547034128E-2,null,5.3889123162766039E-3,1.0554153684655544E-2,0,2.3779481592091901E-3,4.7800798936762908E-5,0,1.8368814959078102E-2]
[2004,11,1,15,5.3442930555012589E-3,1.1904287828709188E-2,0,2.5969785714591107E-3,4.5833333333333443E-7,0,1.9846017789002891E-2,null,5.0065998171540584E-3,1.0140744070312659E-2,0,2.262874264095938E-3,4.7800798936762908E-5,0,1.7458018950499421E-2]
[2004,11,1,18,6.8387990323913956E-3,9.7127699532912684E-3,2.3041111476538467E-4,1.6510604707491968E-3,4.5833333333333443E-7,1.9319887507713655E-5,1.8452818792038292E-2,null,6.4066714960324548E-3,8.2738854879342606E-3,1.1872582922817984E-4,1.4386496249082768E-3,4.7800798936762908E-5,7.901957290768539E-6,1.6293635194330705E-2]
[2004,11,1,20,6.9865971859960916E-3,9.7765290151722653E-3,2.3041111476538467E-4,2.093491225547577E-3,4.5833333333333443E-7,1.9319887507713655E-5,1.9106806762322365E-2,null,6.5451306338694566E-3,8.3281990544408699E-3,1.1872582922817984E-4,1.8241611496011012E-3,4.7800798936762908E-5,7.901957290768539E-6,1.6871919423367139E-2]
[2004,11,2,2,4.6597075529210595E-3,8.1387321033796929E-3,2.3041111476538467E-4,2.1044570036227407E-3,4.5833333333333443E-7,1.9319887507713655E-5,1.5153085995529924E-2,null,4.3652716533632953E-3,6.9330312325084414E-3,1.1872582922817984E-4,1.8337161675996262E-3,4.7800798936762908E-5,7.901957290768539E-6,1.3306447638927073E-2]
[2004,11,2,5,5.012499273774923E-3,8.4724729049910994E-3,2.3041111476538467E-4,2.1382801262885553E-3,4.5833333333333443E-7,1.9319887507713655E-5,1.5873441640661009E-2,null,4.6957712997669028E-3,7.2173304786002793E-3,1.1872582922817984E-4,1.8631879062781743E-3,4.7800798936762908E-5,7.901957290768539E-6,1.3950718270101067E-2]
[2004,11,2,6,4.9993014500223937E-3,8.7737678099329575E-3,2.3041111476538467E-4,1.9150061006842699E-3,4.5833333333333443E-7,1.9319887507713655E-5,1.5938264696246054E-2,null,4.6834074152830177E-3,7.4739904791536992E-3,1.1872582922817984E-4,1.668638343207592E-3,4.7800798936762908E-5,7.901957290768539E-6,1.4000464823100019E-2]
[2004,11,2,9,5.8301006188127393E-3,1.2404967297147983E-2,0,2.4354718851830708E-3,4.5833333333333443E-7,0,2.0670998134477127E-2,null,5.46171034952721E-3,1.0567251092299588E-2,0,2.1221456004596692E-3,4.7800798936762908E-5,0,1.8198907841223234E-2]
[2004,11,2,12,5.763098280994949E-3,1.3243830915270793E-2,0,2.7352988743044814E-3,4.5833333333333443E-7,0,2.1742686403903557E-2,null,5.3989417309683648E-3,1.1281842454981914E-2,0,2.3833994994408281E-3,4.7800798936762908E-5,0,1.9111984484327871E-2]
[2004,11,2,16,5.9937971805452388E-3,1.2826833182269119E-2,1.9200926230448719E-5,2.896821128196446E-3,4.5833333333333443E-7,1.6099906256428044E-6,2.1738720741200236E-2,null,5.6150633126838701E-3,1.092662025697084E-2,9.8938191023483178E-6,2.5241417279011648E-3,4.7800798936762908E-5,6.5849644089737818E-7,1.9124178412035883E-2]
[2004,11,2,21,6.8893135297780263E-3,1.0695206798285471E-2,2.3041111476538467E-4,2.5435770558488542E-3,4.5833333333333443E-7,1.9319887507713655E-5,2.0378286719518787E-2,null,6.4539941018014633E-3,9.1107806263653942E-3,1.1872582922817984E-4,2.2163429154486245E-3,4.7800798936762908E-5,7.901957290768539E-6,1.7955546229071192E-2]
[2004,11,2,23,5.8347918112401642E-3,9.4813146371989076E-3,2.3041111476538467E-4,2.1591731133736697E-3,4.5833333333333443E-7,1.9319887507713655E-5,1.7725468897419175E-2,null,5.466105116600322E-3,8.0767187898521248E-3,1.1872582922817984E-4,1.8813929863256507E-3,4.7800798936762908E-5,7.901957290768539E-6,1.5598645478233808E-2]
[2004,11,3,3,4.5339025848192827E-3,7.9038375893470091E-3,2.3041111476538467E-4,1.897711260293632E-3,4.5833333333333443E-7,1.9319887507713655E-5,1.4585640770066355E-2,null,4.2474160036535414E-3,6.7329348315644634E-3,1.1872582922817984E-4,1.6535685041062116E-3,4.7800798936762908E-5,7.901957290768539E-6,1.2808347924779927E-2]
[2004,11,3,6,5.3027969724038339E-3,8.681759722556949E-3,2.3041111476538467E-4,2.0619485539846599E-3,4.5833333333333443E-7,1.9319887507713655E-5,1.6296694584551876E-2,null,4.9677257734048437E-3,7.3956127987830252E-3,1.1872582922817984E-4,1.7966764793442909E-3,4.7800798936762908E-5,7.901957290768539E-6,1.4334443636987869E-2]
[2004,11,3,7,6.1987511200038408E-3,1.0255728011927418E-2,1.1520555738269231E-5,2.1172810956641211E-3,4.5833333333333443E-7,9.6599437538568245E-7,1.858470511104237E-2,null,5.8070666974462722E-3,8.7364077986149848E-3,5.9362914614089904E-6,1.8448904253157894E-3,4.7800798936762908E-5,3.9509786453842678E-7,1.6442497109639759E-2]
[2004,11,3,10,6.2521723473724427E-3,1.2944724057293073E-2,0,2.7801728717580681E-3,4.5833333333333443E-7,0,2.1977527609756919E-2,null,5.8571123638044209E-3,1.1027046356292798E-2,0,2.4225004050396665E-3,4.7800798936762908E-5,0,1.9354459924073648E-2]
[2004,11,3,14,5.2797637692736663E-3,1.272865210500896E-2,0,2.6351285050099727E-3,4.5833333333333443E-7,0,2.0644002712625932E-2,null,4.9461479839044602E-3,1.0842984075506735E-2,0,2.296116164417323E-3,4.7800798936762908E-5,0,1.8133049022765284E-2]
[2004,11,3,18,8.4817614151691204E-3,1.1285813598089913E-2,2.3041111476538467E-4,2.4356455257789275E-3,4.5833333333333443E-7,1.9319887507713655E-5,2.2453409874644396E-2,null,7.945818971625827E-3,9.6138928233469971E-3,1.1872582922817984E-4,2.1222969019913359E-3,4.7800798936762908E-5,7.901957290768539E-6,1.985643728241987E-2]
[2004,11,3,21,6.8945772001129668E-3,1.0509212926278665E-2,2.3041111476538467E-4,2.4592349979536141E-3,4.5833333333333443E-7,1.9319887507713655E-5,2.0113214459951678E-2,null,6.4589251732570874E-3,8.9523405515111211E-3,1.1872582922817984E-4,2.1428515611919751E-3,4.7800798936762908E-5,7.901957290768539E-6,1.7728545871415896E-2]
[2004,11,4,1,4.645050623459164E-3,8.4294817657611897E-3,2.3041111476538467E-4,2.0689726019882497E-3,4.5833333333333443E-7,1.9319887507713655E-5,1.5393694326815035E-2,null,4.3515408606088768E-3,7.1807082004350705E-3,1.1872582922817984E-4,1.8027968754198611E-3,4.7800798936762908E-5,7.901957290768539E-6,1.3509474521919519E-2]
[2004,11,4,4,4.9230561204706156E-3,8.1544271092808089E-3,2.3041111476538467E-4,2.1629726872116851E-3,4.5833333333333443E-7,1.9319887507713655E-5,1.5490645252569541E-2,null,4.6119798477771822E-3,6.9464011241235808E-3,1.1872582922817984E-4,1.8847037405794859E-3,4.7800798936762908E-5,7.901957290768539E-6,1.361751329793596E-2]
[2004,11,4,7,6.1118307842081172E-3,1.0142365239832182E-2,1.5360740984358977E-5,1.9903181330953998E-3,4.5833333333333443E-7,1.2879925005142433E-6,1.826162122395391E-2,null,5.7256386520935041E-3,8.639838992865299E-3,7.9150552818786549E-6,1.734261395239228E-3,4.7800798936762908E-5,5.2679715271790248E-7,1.6155981691569395E-2]
[2004,11,4,11,5.9483525201905882E-3,1.3273408753360121E-2,0,2.7191081603701573E-3,4.5833333333333443E-7,0,2.1941327767254201E-2,null,5.5724901929355029E-3,1.1307038526391885E-2,0,2.3692917396456689E-3,4.7800798936762908E-5,0,1.9296621257909822E-2]
[2004,11,4,12,5.7088032060172511E-3,1.2948589156059662E-2,0,2.5955523085471814E-3,4.5833333333333443E-7,0,2.1253403003957429E-2,null,5.3480774333647951E-3,1.103033886550985E-2,0,2.2616314915629996E-3,4.7800798936762908E-5,0,1.868784858937441E-2]
[2004,11,4,15,5.1318602533567447E-3,1.2569812206097951E-2,0,2.4418486199192018E-3,4.5833333333333443E-7,0,2.0143979412707232E-2,null,4.8075901413505489E-3,1.070767528709469E-2,0,2.1277019608709337E-3,4.7800798936762908E-5,0,1.7690768188252937E-2]
[2004,11,4,19,7.8371107343890925E-3,1.1203279271124427E-2,2.3041111476538467E-4,2.4033290136329134E-3,4.5833333333333443E-7,1.9319887507713655E-5,2.1693908354752864E-2,null,7.3419022426958478E-3,9.5435854266496464E-3,1.1872582922817984E-4,2.0941379466405904E-3,4.7800798936762908E-5,7.901957290768539E-6,1.9154054201441797E-2]
[2004,11,4,22,6.5201254061562786E-3,9.971859072101432E-3,2.3041111476538467E-4,2.2911888191568235E-3,4.5833333333333443E-7,1.9319887507713655E-5,1.9033362633020971E-2,null,6.1081341025416127E-3,8.4945922184049734E-3,1.1872582922817984E-4,1.9964247183377158E-3,4.7800798936762908E-5,7.901957290768539E-6,1.6773579624740013E-2]
[2004,11,5,2,4.6331974748507424E-3,8.5003554983143319E-3,2.3041111476538467E-4,2.2820639480349244E-3,4.5833333333333443E-7,1.9319887507713655E-5,1.5665806256806431E-2,null,4.3404366844270459E-3,7.2410824448645369E-3,1.1872582922817984E-4,1.9884737724762966E-3,4.7800798936762908E-5,7.901957290768539E-6,1.3744421487223589E-2]
[2004,11,5,4,4.4239638290501345E-3,8.3287909931699759E-3,2.3041111476538467E-4,2.1041433415917637E-3,4.5833333333333443E-7,1.9319887507713655E-5,1.5107087499418305E-2,null,4.144424017844422E-3,7.0949341188787556E-3,1.1872582922817984E-4,1.8334428585529818E-3,4.7800798936762908E-5,7.901957290768539E-6,1.324722958073187E-2]
[2004,11,5,9,6.5924609335456796E-3,1.2304131652223696E-2,0,2.3395592625589322E-3,4.5833333333333443E-7,0,2.123661018166164E-2,null,6.1758989190366072E-3,1.048135360031556E-2,0,2.0385722480556999E-3,4.7800798936762908E-5,0,1.8743625566344631E-2]
[2004,11,5,10,6.2564679354773448E-3,1.2819231651734934E-2,0,2.6235924279381408E-3,4.5833333333333443E-7,0,{"$f":"SUM(E7428:J7428)","v":2.1699750348483756E-2},null,{"$f":"E7428*V$5","v":5.8611365238565036E-3},{"$f":"F7428*W$5","v":1.0920144844346497E-2},{"$f":"G7428*X$5","v":0},{"$f":"H7428*AB$5","v":2.2860642170499604E-3},{"$f":"I7428*Z$5","v":4.7800798936762908E-5},{"$f":"J7428*AA$5","v":0},{"$f":"SUM(M7428:R7428)","v":1.9115146384189728E-2}]
[2004,11,5,13,5.5692327180840145E-3,1.252839445250328E-2,0,2.3964081428593715E-3,4.5833333333333443E-7,0,2.049449364678E-2,null,5.2173260744647907E-3,1.0672393307591649E-2,0,2.0881074539246714E-3,4.7800798936762908E-5,0,1.8025627634917874E-2]
[2004,11,5,16,5.8265862104555539E-3,1.1471273642967239E-2,3.0721481968717953E-5,2.2966188516383582E-3,4.5833333333333443E-7,2.5759850010284867E-6,1.9628234505364234E-2,null,5.4584180083221603E-3,9.7718781541312576E-3,1.583011056375731E-5,2.0011561708382138E-3,4.7800798936762908E-5,1.053594305435805E-6,1.7296136837097589E-2]
[2004,11,5,20,7.1185454411797824E-3,1.0325755968895487E-2,2.3041111476538467E-4,2.3354924511712507E-3,4.5833333333333443E-7,1.9319887507713655E-5,2.0029983196852952E-2,null,6.6687413908799557E-3,8.7960615636783132E-3,1.1872582922817984E-4,2.0350286366731286E-3,4.7800798936762908E-5,7.901957290768539E-6,1.767426017668711E-2]
[2004,11,5,23,6.3087125777034131E-3,8.6652728226612411E-3,2.3041111476538467E-4,2.405590107001435E-3,4.5833333333333443E-7,1.9319887507713655E-5,1.7629764842972521E-2,null,5.910079950704525E-3,7.3815683271807823E-3,1.1872582922817984E-4,2.0961081477229469E-3,4.7800798936762908E-5,7.901957290768539E-6,1.5562185011063967E-2]
[2004,11,6,1,4.7419404106837119E-3,7.5080479558688427E-3,2.3041111476538467E-4,2.2138362918199179E-3,4.5833333333333443E-7,1.9319887507713655E-5,1.4714013993978904E-2,null,4.4423084113335105E-3,6.3957788893916389E-3,1.1872582922817984E-4,1.9290236834207755E-3,4.7800798936762908E-5,7.901957290768539E-6,1.2941539569601635E-2]
[2004,11,6,7,4.8162831004074759E-3,7.8589019211583733E-3,2.3041111476538461E-5,1.9273961041697356E-3,4.5833333333333443E-7,1.9319887507713649E-6,1.4628012559296225E-2,null,4.5119535623221159E-3,6.694656093912431E-3,1.1872582922817981E-5,1.6794343583643773E-3,4.7800798936762908E-5,7.9019572907685356E-7,1.2946507592187581E-2]
[2004,11,6,10,6.465755039438208E-3,9.1059757984973087E-3,0,2.1321301425232127E-3,4.5833333333333443E-7,0,1.7704319313792065E-2,null,6.0571992707046706E-3,7.7569839886032881E-3,0,1.8578291250621311E-3,4.7800798936762908E-5,0,1.5719813183306855E-2]
[2004,11,6,11,7.1290271264938245E-3,9.138661249291094E-3,0,2.1266140420609448E-3,4.5833333333333443E-7,0,1.8394760751179198E-2,null,6.6785607632893207E-3,7.7848272998615404E-3,0,1.8530226773265147E-3,4.7800798936762908E-5,0,1.6364211539414138E-2]
[2004,11,6,14,6.6943841725315206E-3,9.3443745462655266E-3,0,2.6651800186692047E-3,4.5833333333333443E-7,0,1.8704397070799586E-2,null,6.2713818696103945E-3,7.9600654935691045E-3,0,2.3223015159654476E-3,4.7800798936762908E-5,0,1.6601549678081709E-2]
[2004,11,6,18,7.9873480769913404E-3,8.9724408284784056E-3,2.3041111476538467E-4,3.0040196799443705E-3,4.5833333333333443E-7,1.9319887507713655E-5,2.0213997921020549E-2,null,7.4826464429465908E-3,7.6432313664487033E-3,1.1872582922817984E-4,2.6175490615482975E-3,4.7800798936762908E-5,7.901957290768539E-6,1.7917855456399304E-2]
[2004,11,6,22,6.9917126695309435E-3,7.7515962437321052E-3,2.3041111476538467E-4,2.873960602354076E-3,4.5833333333333443E-7,1.9319887507713655E-5,1.7867458851223556E-2,null,6.5499228820984114E-3,6.6032470631725128E-3,1.1872582922817984E-4,2.5042222352411486E-3,4.7800798936762908E-5,7.901957290768539E-6,1.5831820765967786E-2]
[2004,11,7,1,5.5695837990840961E-3,7.9024749919779386E-3,2.3041111476538467E-4,3.0401672874905178E-3,4.5833333333333443E-7,1.9319887507713655E-5,1.6762415414158984E-2,null,5.2176549714868219E-3,6.7317740942411186E-3,1.1872582922817984E-4,2.6490462374294441E-3,4.7800798936762908E-5,7.901957290768539E-6,1.4772903888613097E-2]
[2004,11,7,5,5.518966648385938E-3,7.517408840822748E-3,2.3041111476538467E-4,2.7645639665063232E-3,4.5833333333333443E-7,1.9319887507713655E-5,1.6051128791321444E-2,null,5.1702361988262549E-3,6.4037530193820323E-3,1.1872582922817984E-4,2.4088996035648044E-3,4.7800798936762908E-5,7.901957290768539E-6,1.4157317407228804E-2]
[2004,11,7,8,6.2518461952730843E-3,8.6456741293055618E-3,0,2.8929842968728908E-3,4.5833333333333443E-7,0,1.7790962954784873E-2,null,5.8568068204848363E-3,7.3648730543268131E-3,0,2.5207985093805467E-3,4.7800798936762908E-5,0,1.5790279183128961E-2]
[2004,11,7,11,7.2354791713080931E-3,9.8629728976474228E-3,0,3.39771435698352E-3,4.5833333333333443E-7,0,2.0496624759272369E-2,null,6.7782863551623515E-3,8.4018368311174953E-3,0,2.9605944614504278E-3,4.7800798936762908E-5,0,1.8188518446667037E-2]
[2004,11,7,12,7.0335860406230011E-3,9.7078547474007196E-3,0,3.2964095305290692E-3,4.5833333333333443E-7,0,2.0038308651886123E-2,null,6.5891503739062048E-3,8.269698438216868E-3,0,2.8723226184972977E-3,4.7800798936762908E-5,0,1.7778972229557134E-2]
[2004,11,7,15,6.5244388402738206E-3,9.1338755484606567E-3,0,2.9257952536661668E-3,4.5833333333333443E-7,0,1.8584567975733979E-2,null,6.1121749809590039E-3,7.7807505698616565E-3,0,2.5493882985008136E-3,4.7800798936762908E-5,0,1.6490114648258239E-2]
[2004,11,7,20,7.5368113507937396E-3,7.8074882802180575E-3,2.3041111476538467E-4,2.4660130496699986E-3,4.5833333333333443E-7,1.9319887507713655E-5,1.806050201628823E-2,null,7.060578066909429E-3,6.6508590535517874E-3,1.1872582922817984E-4,2.1487576086882008E-3,4.7800798936762908E-5,7.901957290768539E-6,1.6034623314605131E-2]
[2004,11,7,23,5.5318332956146351E-3,7.385984324770339E-3,2.3041111476538467E-4,2.1107578799515006E-3,4.5833333333333443E-7,1.9319887507713655E-5,1.5278764835942905E-2,null,5.1822898330475802E-3,6.2917982009981855E-3,1.1872582922817984E-4,1.8392064288756719E-3,4.7800798936762908E-5,7.901957290768539E-6,1.348772304837715E-2]
[2004,11,8,2,4.3886702643532163E-3,7.399057673411813E-3,2.3041111476538467E-4,2.0268090183523497E-3,4.5833333333333443E-7,1.9319887507713655E-5,{"$f":"SUM(E7492:J7492)","v":1.4064726291723811E-2},null,{"$f":"E7492*V$5","v":4.1113605700276125E-3},{"$f":"F7492*W$5","v":6.3029348170329088E-3},{"$f":"G7492*X$5","v":1.1872582922817984E-4},{"$f":"H7492*AB$5","v":1.7660576857552624E-3},{"$f":"I7492*Z$5","v":4.7800798936762908E-5},{"$f":"J7492*AA$5","v":7.901957290768539E-6},{"$f":"SUM(M7492:R7492)","v":1.2354781658271495E-2}]
[2004,11,8,6,5.1952794187991626E-3,8.1187292629888112E-3,2.3041111476538467E-4,1.7928241630207017E-3,4.5833333333333443E-7,1.9319887507713655E-5,1.5357022180415106E-2,null,4.8670019997218324E-3,6.9159916844059458E-3,1.1872582922817984E-4,1.5621752536331096E-3,4.7800798936762908E-5,7.901957290768539E-6,1.3519597523216598E-2]
[2004,11,8,9,6.131431308882899E-3,1.1840498811428554E-2,0,2.5451925821887364E-3,4.5833333333333443E-7,0,2.0517581035833524E-2,null,5.7440006659714429E-3,1.008640498610641E-2,0,2.217750602449844E-3,4.7800798936762908E-5,0,1.8095957053464461E-2]
[2004,11,8,10,6.3462824761859422E-3,1.2294781968388471E-2,0,2.6411162733973397E-3,4.5833333333333443E-7,0,2.1282639051305088E-2,null,5.9452758961588076E-3,1.0473389012070081E-2,0,2.3013335994520401E-3,4.7800798936762908E-5,0,1.8767799306617691E-2]
[2004,11,8,16,6.201513973108831E-3,1.2025978259444228E-2,4.2242037706987177E-5,2.5522453689269644E-3,4.5833333333333443E-7,3.5419793764141689E-6,2.0825979951896757E-2,null,5.8096549723980033E-3,1.0244406845578735E-2,2.1766402025166299E-5,2.2238960399884856E-3,4.7800798936762908E-5,1.4486921699742315E-6,1.8348973751097127E-2]
[2004,11,8,17,7.6106662365352188E-3,1.1670906177228914E-2,2.3041111476538467E-4,2.6655683153769725E-3,4.5833333333333443E-7,1.9319887507713655E-5,2.2197330064747535E-2,null,7.1297662370956808E-3,9.9419364110538873E-3,1.1872582922817984E-4,2.3226398578510901E-3,4.7800798936762908E-5,7.901957290768539E-6,1.9568771091456372E-2]
[2004,11,8,21,7.2010468458371677E-3,9.7065916924074722E-3,2.3041111476538467E-4,2.0722573724066555E-3,4.5833333333333443E-7,1.9319887507713655E-5,1.9230085246257727E-2,null,6.7460297269017677E-3,8.268622496705914E-3,1.1872582922817984E-4,1.8056590563115184E-3,4.7800798936762908E-5,7.901957290768539E-6,1.6994739865374912E-2]
[2004,11,8,24,5.0850004982044951E-3,9.1195703346903956E-3,2.3041111476538467E-4,2.1931305805272948E-3,4.5833333333333443E-7,1.9319887507713655E-5,1.6647890749028619E-2,null,4.7636913432979912E-3,7.7685645816024107E-3,1.1872582922817984E-4,1.9109817859177276E-3,4.7800798936762908E-5,7.901957290768539E-6,1.461766629627384E-2]
[2004,11,9,3,4.8050732982608769E-3,8.065130984395194E-3,2.3041111476538467E-4,2.0114371104927487E-3,4.5833333333333443E-7,1.9319887507713655E-5,1.5131830728755251E-2,null,4.5014520810607679E-3,6.8703336464243387E-3,1.1872582922817984E-4,1.7526633916829777E-3,4.7800798936762908E-5,7.901957290768539E-6,1.3298877704623794E-2]
[2004,11,9,7,6.7730219364404232E-3,1.0486909607699713E-2,3.8401852460897438E-5,2.4011686869214923E-3,4.5833333333333443E-7,3.2199812512856089E-6,1.9703180398107145E-2,null,6.3450506992046929E-3,8.9333413262838567E-3,1.9787638204696636E-5,2.092255548467945E-3,4.7800798936762908E-5,1.3169928817947564E-6,1.7439553003979751E-2]
[2004,11,9,9,6.5503244847810067E-3,1.2589374138504087E-2,0,2.7932600568848021E-3,4.5833333333333443E-7,0,2.193341701350323E-2,null,6.136424972812124E-3,1.0724339244897607E-2,0,2.4339039086103973E-3,4.7800798936762908E-5,0,1.9342468925256893E-2]
[2004,11,9,12,6.3197634553723804E-3,1.3228627307953558E-2,0,3.0149866973914518E-3,4.5833333333333443E-7,0,2.2563835794050725E-2,null,5.9204325495501083E-3,1.1268891164407623E-2,0,2.6271051594721042E-3,4.7800798936762908E-5,0,1.9864229672366601E-2]
[2004,11,9,15,5.7656305531093273E-3,1.3147045591368887E-2,0,2.9002705483753685E-3,4.5833333333333443E-7,0,2.1813405026186918E-2,null,5.4013139947969328E-3,1.1199395254983561E-2,0,2.52714737617055E-3,4.7800798936762908E-5,0,1.9175657424887808E-2]
[2004,11,9,18,8.792096283394113E-3,1.1594849049527175E-2,2.3041111476538467E-4,2.4543765461726946E-3,4.5833333333333443E-7,1.9319887507713655E-5,2.3091511214700416E-2,null,8.2365445135031429E-3,9.8771466581644828E-3,1.1872582922817984E-4,2.1386181548715614E-3,4.7800798936762908E-5,7.901957290768539E-6,2.04267379119949E-2]
[2004,11,9,22,6.935775259937234E-3,1.0324028356290744E-2,2.3041111476538467E-4,2.5409282317911232E-3,4.5833333333333443E-7,1.9319887507713655E-5,2.0050921183625534E-2,null,6.497520025118917E-3,8.7945898857812888E-3,1.1872582922817984E-4,2.214034865680239E-3,4.7800798936762908E-5,7.901957290768539E-6,1.7680573362036156E-2]
[2004,11,10,1,4.9819391974025972E-3,8.8937883840752661E-3,2.3041111476538467E-4,2.3684794715082697E-3,4.5833333333333443E-7,1.9319887507713655E-5,1.6494396388592566E-2,null,4.667142242342665E-3,7.5762307763526547E-3,1.1872582922817984E-4,2.0637718385578905E-3,4.7800798936762908E-5,7.901957290768539E-6,1.4481573442708921E-2]
[2004,11,10,6,5.3847006258621998E-3,8.9415774841874844E-3,2.3041111476538467E-4,2.137576040807148E-3,4.5833333333333443E-7,1.9319887507713655E-5,1.6714043486463267E-2,null,5.0444541287121567E-3,7.6169402283217018E-3,1.1872582922817984E-4,1.8625744022111364E-3,4.7800798936762908E-5,7.901957290768539E-6,1.4698397344700706E-2]
[2004,11,10,9,6.484610035783986E-3,1.3068009830704609E-2,0,2.8788177213403374E-3,4.5833333333333443E-7,0,2.2431895921162268E-2,null,6.0748628644254603E-3,1.1132068134467706E-2,0,2.5084544802324838E-3,4.7800798936762908E-5,0,1.9763186278062412E-2]
[2004,11,10,12,6.3661393556002609E-3,1.3775822582364997E-2,0,3.1559050378039532E-3,4.5833333333333443E-7,0,2.3298325309102544E-2,null,5.9638780663265993E-3,1.1735022974570061E-2,0,2.7498941918357397E-3,4.7800798936762908E-5,0,2.0496596031669166E-2]
[2004,11,10,13,5.8830182956199342E-3,1.3325120451946454E-2,0,2.7701349065818648E-3,4.5833333333333443E-7,0,2.1978731987481587E-2,null,5.5112842834929756E-3,1.1351089469073268E-2,0,2.413753835733798E-3,4.7800798936762908E-5,0,1.9323928387236809E-2]
[2004,11,10,16,6.2574624103998965E-3,1.3192157608627283E-2,4.9922408199166675E-5,3.0562798182182434E-3,4.5833333333333443E-7,4.1859756266712919E-6,2.2560466554404596E-2,null,5.8620681602607402E-3,1.1237824216723688E-2,2.5723929666105631E-5,2.6630858723782763E-3,4.7800798936762908E-5,1.7120907463331834E-6,1.9838215068711907E-2]
[2004,11,10,19,8.2775364530631567E-3,1.1855415977720905E-2,2.3041111476538467E-4,2.8295001543879668E-3,4.5833333333333443E-7,1.9319887507713655E-5,2.3212641920778463E-2,null,7.7544985018612603E-3,1.009911227005331E-2,1.1872582922817984E-4,2.4654816755082438E-3,4.7800798936762908E-5,7.901957290768539E-6,2.0493521032878527E-2]
[2004,11,10,23,6.3922223280286593E-3,9.9471169760958662E-3,2.3041111476538467E-4,2.5341097719039822E-3,4.5833333333333443E-7,1.9319887507713655E-5,1.912363841163494E-2,null,5.9883129174162922E-3,8.4735155049580364E-3,1.1872582922817984E-4,2.2080936085713239E-3,4.7800798936762908E-5,7.901957290768539E-6,1.6844350616401365E-2]
[2004,11,11,3,5.2159857039750877E-3,8.7298804884882227E-3,2.3041111476538467E-4,2.4437626233370017E-3,4.5833333333333443E-7,1.9319887507713655E-5,1.6639818151406745E-2,null,4.8863999037100899E-3,7.4366047824109428E-3,1.1872582922817984E-4,2.1293697255275737E-3,4.7800798936762908E-5,7.901957290768539E-6,1.4626802997104319E-2]
[2004,11,11,7,6.7780905763157638E-3,1.1154606604266291E-2,4.6082222953076923E-5,2.5866960959382594E-3,4.5833333333333443E-7,3.8639775015427298E-6,2.0569797810308266E-2,null,6.3497990637141908E-3,9.502123302671292E-3,2.3745165845635961E-5,2.2539146409850481E-3,4.7800798936762908E-5,1.5803914581537071E-6,1.8178963363611085E-2]
[2004,11,11,10,6.9921810455349379E-3,1.394039431757901E-2,0,3.373502397436611E-3,4.5833333333333443E-7,0,2.4306536093883894E-2,null,6.5503616625304734E-3,1.1875214464563086E-2,0,2.939497398600483E-3,4.7800798936762908E-5,0,2.1412874324630807E-2]
[2004,11,11,13,6.1965966875207595E-3,1.358037131900385E-2,0,3.0171343254900558E-3,4.5833333333333443E-7,0,2.2794560665348001E-2,null,5.8050483984563315E-3,1.1568526560128141E-2,0,2.6289764927232098E-3,4.7800798936762908E-5,0,2.0050352250244447E-2]
[2004,11,11,14,5.9186538506965595E-3,1.3657491817722356E-2,0,3.1449817010499241E-3,4.5833333333333443E-7,0,2.2721585702802173E-2,null,5.5446681121262432E-3,1.1634222152450193E-2,0,2.7403761550331262E-3,4.7800798936762908E-5,0,1.9967067218546325E-2]
[2004,11,11,17,7.7460500600888835E-3,1.3134278437677255E-2,2.3041111476538467E-4,3.1878480102468893E-3,4.5833333333333443E-7,1.9319887507713655E-5,2.4318365843619461E-2,null,7.2565954770363456E-3,1.1188519473084121E-2,1.1872582922817984E-4,2.7777276637997511E-3,4.7800798936762908E-5,7.901957290768539E-6,2.1397271199375931E-2]
[2004,11,11,20,8.176434469440462E-3,1.2023284314503595E-2,2.3041111476538467E-4,3.0188424138229589E-3,4.5833333333333443E-7,1.9319887507713655E-5,2.346875053337345E-2,null,7.6597849134665795E-3,1.0242111991272828E-2,1.1872582922817984E-4,2.6304648335096176E-3,4.7800798936762908E-5,7.901957290768539E-6,2.0706790323704739E-2]
[2004,11,12,1,5.3992293320643528E-3,9.3113525149446565E-3,2.3041111476538467E-4,2.5497501831048732E-3,4.5833333333333443E-7,1.9319887507713655E-5,1.7510521365720313E-2,null,5.0580648003313534E-3,7.9319354640263705E-3,1.1872582922817984E-4,2.2217218627184074E-3,4.7800798936762908E-5,7.901957290768539E-6,1.5386150712531842E-2]
[2004,11,12,4,5.0662089906323557E-3,8.8519683921771692E-3,2.3041111476538467E-4,2.440663585901252E-3,4.5833333333333443E-7,1.9319887507713655E-5,1.6609030304317211E-2,null,4.7460872266453921E-3,7.5406061475665129E-3,1.1872582922817984E-4,2.1266693828547855E-3,4.7800798936762908E-5,7.901957290768539E-6,1.4587791342522402E-2]
[2004,11,12,8,7.2418713491649482E-3,1.2014061160817172E-2,0,2.5284430944698417E-3,4.5833333333333443E-7,0,2.1784833937785297E-2,null,6.7842746264186226E-3,1.0234255188547542E-2,0,2.2031559557660315E-3,4.7800798936762908E-5,0,1.926948656966896E-2]
[2004,11,12,11,6.7719799152417088E-3,1.3289492744473537E-2,0,2.8586400855498163E-3,4.5833333333333443E-7,0,2.2920571078598396E-2,null,6.3440745208610322E-3,1.13207397775593E-2,0,2.4908727207052892E-3,4.7800798936762908E-5,0,2.0203487818062384E-2]
[2004,11,12,14,6.1754550001719604E-3,1.275779867422442E-2,0,2.6881109792025212E-3,4.5833333333333443E-7,0,2.1621822986932236E-2,null,5.7852426043287306E-3,1.0867812767755659E-2,0,2.342282381811671E-3,4.7800798936762908E-5,0,1.9043138552832826E-2]
[2004,11,12,17,7.3612799886889719E-3,1.229965007118063E-2,2.3041111476538467E-4,3.0648781823776239E-3,4.5833333333333443E-7,1.9319887507713655E-5,2.2975997577853659E-2,null,6.8961381164254444E-3,1.0477535936710476E-2,1.1872582922817984E-4,2.6705780470089877E-3,4.7800798936762908E-5,7.901957290768539E-6,2.0218680685600621E-2]
[2004,11,12,19,8.0594057742888782E-3,1.1411480669112203E-2,2.3041111476538467E-4,2.8745059682487523E-3,4.5833333333333443E-7,1.9319887507713655E-5,2.2595581747256264E-2,null,7.550150984776129E-3,9.720943125191138E-3,1.1872582922817984E-4,2.5046974391805038E-3,4.7800798936762908E-5,7.901957290768539E-6,1.9950220134603482E-2]
[2004,11,12,22,7.3751402081701188E-3,9.865805250471503E-3,2.3041111476538467E-4,2.6370484024437037E-3,4.5833333333333443E-7,1.9319887507713655E-5,2.0128183196691758E-2,null,6.9091225414184927E-3,8.4042495890681683E-3,1.1872582922817984E-4,2.2977890648179038E-3,4.7800798936762908E-5,7.901957290768539E-6,1.7785589780760277E-2]
[2004,11,13,2,4.8507639738441868E-3,7.3421240160758674E-3,2.3041111476538467E-4,2.0930146107649337E-3,4.5833333333333443E-7,1.9319887507713655E-5,1.453609193629142E-2,null,4.5442556709173482E-3,6.2544355152402949E-3,1.1872582922817984E-4,1.823745851863421E-3,4.7800798936762908E-5,7.901957290768539E-6,1.2796865623476776E-2]
[2004,11,13,5,4.9097035378069974E-3,7.1623867818557362E-3,2.3041111476538467E-4,2.0357294672578054E-3,4.5833333333333443E-7,1.9319887507713655E-5,1.4358009122526971E-2,null,4.5994709832317794E-3,6.1013251974826443E-3,1.1872582922817984E-4,1.7738305085556435E-3,4.7800798936762908E-5,7.901957290768539E-6,1.2649055274725778E-2]
[2004,11,13,9,6.9458317928727288E-3,9.4036617980012525E-3,0,2.431833391696865E-3,4.5833333333333443E-7,0,1.878178531590418E-2,null,6.506941109523004E-3,8.0105697198726948E-3,0,2.1189752033834277E-3,4.7800798936762908E-5,0,1.668428683171589E-2]
[2004,11,13,10,7.692258164488301E-3,9.1593281821180199E-3,0,2.1559655650742779E-3,4.5833333333333443E-7,0,{"$f":"SUM(E7620:J7620)","v":1.9008010245013935E-2},null,{"$f":"E7620*V$5","v":7.206202564095124E-3},{"$f":"F7620*W$5","v":7.8024325593723833E-3},{"$f":"G7620*X$5","v":0},{"$f":"H7620*AB$5","v":1.8785980928377694E-3},{"$f":"I7620*Z$5","v":4.7800798936762908E-5},{"$f":"J7620*AA$5","v":0},{"$f":"SUM(M7620:R7620)","v":1.6935034015242042E-2}]
[2004,11,13,16,7.4824586102788014E-3,9.4739466849912933E-3,5.7602778691346167E-5,3.069636450972019E-3,4.5833333333333443E-7,4.8299718769284137E-6,2.0088932830143725E-2,null,7.0096597475175319E-3,8.0704423524259796E-3,2.968145730704496E-5,2.6747241588260993E-3,4.7800798936762908E-5,1.9754893226921348E-6,1.783428400433611E-2]
[2004,11,13,17,8.2338606530500003E-3,9.2820015584159886E-3,2.3041111476538467E-4,3.1355602032530419E-3,4.5833333333333443E-7,1.9319887507713655E-5,2.0901611750325465E-2,null,7.7135824723529546E-3,7.9069326631315308E-3,1.1872582922817984E-4,2.732166743862736E-3,4.7800798936762908E-5,7.901957290768539E-6,1.8527110464802935E-2]
[2004,11,13,20,8.5365495228037595E-3,8.5653377632709683E-3,2.3041111476538467E-4,2.8804334556840126E-3,4.5833333333333443E-7,1.9319887507713655E-5,2.0232510077365175E-2,null,7.9971451483188214E-3,7.2964380047700426E-3,1.1872582922817984E-4,2.509862348477567E-3,4.7800798936762908E-5,7.901957290768539E-6,1.7977874087022144E-2]
[2004,11,13,24,6.2568139343592956E-3,7.5035484267409504E-3,2.3041111476538467E-4,2.7142879122953965E-3,4.5833333333333443E-7,1.9319887507713655E-5,1.6724839609002073E-2,null,5.8614606598874283E-3,6.3919459365951821E-3,1.1872582922817984E-4,2.3650916220802759E-3,4.7800798936762908E-5,7.901957290768539E-6,1.4792926804018598E-2]
[2004,11,14,3,6.4690273154186101E-3,8.8405984199669222E-3,2.3041111476538467E-4,3.6511703363361812E-3,4.5833333333333443E-7,1.9319887507713655E-5,1.9210985407328147E-2,null,6.060264779305157E-3,7.5309205636886921E-3,1.1872582922817984E-4,3.1814430348894168E-3,4.7800798936762908E-5,7.901957290768539E-6,1.6947056963338977E-2]
[2004,11,14,6,6.3629266965336013E-3,8.8398014115412191E-3,2.3041111476538467E-4,3.3792640633134581E-3,4.5833333333333443E-7,1.9319887507713655E-5,1.883218150699471E-2,null,5.9608684075880764E-3,7.5302416269405863E-3,1.1872582922817984E-4,2.9445178194750809E-3,4.7800798936762908E-5,7.901957290768539E-6,1.6610056439459456E-2]
[2004,11,14,11,8.587498414869308E-3,1.1499337134400399E-2,0,4.1982811604324155E-3,4.5833333333333443E-7,0,2.4285575043035457E-2,null,8.0448747003943766E-3,9.7957842196127014E-3,0,3.6581674164695445E-3,4.7800798936762908E-5,0,2.1546627135413388E-2]
[2004,11,14,14,8.0808992819686749E-3,1.096474786454406E-2,0,4.0321808736969288E-3,4.5833333333333443E-7,0,2.3078286353542997E-2,null,7.5702863685401045E-3,9.340390915422386E-3,0,3.5134361244044316E-3,4.7800798936762908E-5,0,2.0471914207303689E-2]
[2004,11,14,17,9.7950208487205953E-3,1.0736141399476304E-2,2.3041111476538467E-4,4.0789953877964453E-3,4.5833333333333443E-7,1.9319887507713655E-5,2.4860346971599778E-2,null,9.1760966475714946E-3,9.1456510293890392E-3,1.1872582922817984E-4,3.5542278969304683E-3,4.7800798936762908E-5,7.901957290768539E-6,2.2050404159346716E-2]
[2004,11,14,18,1.0860652565722441E-2,1.1101764162374236E-2,2.3041111476538467E-4,4.381956878038093E-3,4.5833333333333443E-7,1.9319887507713655E-5,2.6594562941741205E-2,null,1.0174393616710025E-2,9.4571091290400582E-3,1.1872582922817984E-4,3.8182130398247333E-3,4.7800798936762908E-5,7.901957290768539E-6,2.3624144371030529E-2]
[2004,11,14,21,8.8042780456408509E-3,9.7328683245749593E-3,2.3041111476538467E-4,3.5122862235927184E-3,4.5833333333333443E-7,1.9319887507713655E-5,2.229962192941496E-2,null,8.2479565390046923E-3,8.2910064146415694E-3,1.1872582922817984E-4,3.0604265244442018E-3,4.7800798936762908E-5,7.901957290768539E-6,1.9773818063546177E-2]
[2004,11,15,1,5.1878770210848912E-3,8.3592624979068365E-3,2.3041111476538467E-4,2.5833968309972363E-3,4.5833333333333443E-7,1.9319887507713655E-5,1.6380725685595395E-2,null,4.860067342011656E-3,7.1208914659641152E-3,1.1872582922817984E-4,2.2510398303079312E-3,4.7800798936762908E-5,7.901957290768539E-6,1.4406427223739414E-2]
[2004,11,15,4,5.0488253110334506E-3,8.4051572005378085E-3,2.3041111476538467E-4,2.5239376546033732E-3,4.5833333333333443E-7,1.9319887507713655E-5,1.6228109501781066E-2,null,4.7298019806460631E-3,7.1599871632675172E-3,1.1872582922817984E-4,2.1992301459675566E-3,4.7800798936762908E-5,7.901957290768539E-6,1.4263447875336848E-2]
[2004,11,15,8,6.7434001263658745E-3,1.1815151380074754E-2,0,2.8287631868479275E-3,4.5833333333333443E-7,0,2.1387773026621891E-2,null,6.3173006212499765E-3,1.0064812613853884E-2,0,2.4648395196975813E-3,4.7800798936762908E-5,0,1.8894753553738205E-2]
[2004,11,15,12,7.1233176401720643E-3,1.3825418941226103E-2,0,3.4702037968491989E-3,4.5833333333333443E-7,0,2.4419398711580702E-2,null,6.6732120459046806E-3,1.177727195151574E-2,0,3.0237580507435852E-3,4.7800798936762908E-5,0,2.152204284710077E-2]
[2004,11,15,15,5.9746038649778664E-3,1.3005030191628445E-2,0,3.0094501508755736E-3,4.5833333333333443E-7,0,2.198954254081522E-2,null,5.5970827773329374E-3,1.1078418524285078E-2,0,2.6222808960914049E-3,4.7800798936762908E-5,0,1.9345582996646186E-2]
[2004,11,15,16,6.535455982451273E-3,1.2841875227295678E-2,6.5283149183525645E-5,2.9633609502385219E-3,4.5833333333333443E-7,5.4739681271855355E-6,2.2411907610629517E-2,null,6.1224959759789933E-3,1.0939433919669804E-2,3.3638984947984283E-5,2.5821211246090624E-3,4.7800798936762908E-5,2.2388878990510859E-6,1.9727729692041659E-2]
[2004,11,15,19,8.453842628130084E-3,1.129693793088987E-2,2.3041111476538467E-4,2.6258406494253281E-3,4.5833333333333443E-7,1.9319887507713655E-5,2.2626810544051714E-2,null,7.9196643067088422E-3,9.6233691577149623E-3,1.1872582922817984E-4,2.2880232022334558E-3,4.7800798936762908E-5,7.901957290768539E-6,2.0005485252112973E-2]
[2004,11,16,1,4.992306788329676E-3,9.1875188353467922E-3,2.3041111476538467E-4,2.4061961792735172E-3,4.5833333333333443E-7,1.9319887507713655E-5,1.6836211138556417E-2,null,4.6768547297195333E-3,7.8264469484464177E-3,1.1872582922817984E-4,2.0966362480937971E-3,4.7800798936762908E-5,7.901957290768539E-6,1.4774366511715461E-2]
[2004,11,16,3,4.9107250281090423E-3,8.4422014188677806E-3,2.3041111476538467E-4,2.2410371984271722E-3,4.5833333333333443E-7,1.9319887507713655E-5,1.5844152981010429E-2,null,4.6004279279775731E-3,7.1915435186559584E-3,1.1872582922817984E-4,1.9527251618226746E-3,4.7800798936762908E-5,7.901957290768539E-6,1.3919125193911915E-2]
[2004,11,16,6,5.4383412793274901E-3,9.0247511493644246E-3,2.3041111476538467E-4,2.2328143158507892E-3,4.5833333333333443E-7,1.9319887507713655E-5,1.6946096080149138E-2,null,5.0947053561509106E-3,7.6877922493821405E-3,1.1872582922817984E-4,1.9455601626335109E-3,4.7800798936762908E-5,7.901957290768539E-6,1.4902486353622273E-2]
[2004,11,16,9,6.411347065373366E-3,1.2780700830417876E-2,0,2.8685816995822088E-3,4.5833333333333443E-7,0,2.2061087928706789E-2,null,6.0062292078402546E-3,1.0887322116652286E-2,0,2.4995353345538263E-3,4.7800798936762908E-5,0,1.9440887457983131E-2]
[2004,11,16,13,6.0439139984877774E-3,1.3261708882714565E-2,0,2.9319579564403035E-3,4.5833333333333443E-7,0,2.2238039170975981E-2,null,5.6620133674323038E-3,1.1297071916412394E-2,0,2.5547581624104075E-3,4.7800798936762908E-5,0,1.956164424519187E-2]
[2004,11,16,16,6.3621028263159563E-3,1.3106414833266055E-2,6.5283149183525645E-5,3.1705421185127141E-3,4.5833333333333443E-7,5.4739681271855355E-6,2.2710275228738773E-2,null,5.9600965957809417E-3,1.1164783682646581E-2,3.3638984947984283E-5,2.7626481951230062E-3,4.7800798936762908E-5,2.2388878990510859E-6,1.9971207145334329E-2]
[2004,11,16,17,7.5636446437354395E-3,1.2788796602466393E-2,2.3041111476538467E-4,3.0998929679944302E-3,4.5833333333333443E-7,1.9319887507713655E-5,2.3702523549802696E-2,null,7.085715827533777E-3,1.0894218552086046E-2,1.1872582922817984E-4,2.7010881398167961E-3,4.7800798936762908E-5,7.901957290768539E-6,2.0855451104892331E-2]
[2004,11,16,22,6.8265793643660314E-3,1.0596974219690223E-2,2.3041111476538467E-4,2.6285932795789917E-3,4.5833333333333443E-7,1.9319887507713655E-5,2.0302336199241679E-2,null,6.3952239599287799E-3,9.027100573158104E-3,1.1872582922817984E-4,2.2904217033230508E-3,4.7800798936762908E-5,7.901957290768539E-6,1.7887174821865647E-2]
[2004,11,16,24,5.4961702351750017E-3,9.9383314150453626E-3,2.3041111476538467E-4,2.6979286275976783E-3,4.5833333333333443E-7,1.9319887507713655E-5,1.8382619613424474E-2,null,5.1488802370501406E-3,8.4660314683311332E-3,1.1872582922817984E-4,2.3508369783460823E-3,4.7800798936762908E-5,7.901957290768539E-6,1.614017726918307E-2]
[2004,11,17,4,4.7937617812109142E-3,8.184555073776115E-3,2.3041111476538467E-4,2.1391127062361818E-3,4.5833333333333443E-7,1.9319887507713655E-5,1.5367618896829643E-2,null,4.4908553120202336E-3,6.9720658242469731E-3,1.1872582922817984E-4,1.863913373849217E-3,4.7800798936762908E-5,7.901957290768539E-6,1.3501263095572135E-2]
[2004,11,17,7,6.3974077235203286E-3,1.0718114674686608E-2,6.9123334429615398E-5,2.344782323776671E-3,4.5833333333333443E-7,5.795966252314096E-6,1.9535682355998875E-2,null,5.9931706600308624E-3,9.1302948480576854E-3,3.5617748768453952E-5,2.0431233563857074E-3,4.7800798936762908E-5,2.3705871872305615E-6,1.7252377999366703E-2]
[2004,11,17,10,6.3421689218150579E-3,1.3523554896891575E-2,0,2.9021757462085267E-3,4.5833333333333443E-7,0,2.2768357898248492E-2,null,5.9414222675596194E-3,1.1520127125914032E-2,0,2.5288074680912325E-3,4.7800798936762908E-5,0,2.0038157660501651E-2]
[2004,11,17,14,5.4510190279515843E-3,1.3295641725320608E-2,0,2.799468533307225E-3,4.5833333333333443E-7,0,2.1546587619912752E-2,null,5.1065820278236923E-3,1.1325977826400241E-2,0,2.4393136573352984E-3,4.7800798936762908E-5,0,1.8919674310495998E-2]
[2004,11,17,15,5.3694071879258837E-3,1.3017863938274563E-2,0,2.6787900616461967E-3,4.5833333333333443E-7,0,2.1066519521179976E-2,null,5.0301270469484049E-3,1.1089351033820647E-2,0,2.3341606111171535E-3,4.7800798936762908E-5,0,1.8501439490822967E-2]
[2004,11,17,19,7.8834290578865436E-3,1.1513608062710748E-2,2.3041111476538467E-4,2.5804911216946599E-3,4.5833333333333443E-7,1.9319887507713655E-5,2.2227717577898383E-2,null,7.3852938208793292E-3,9.8079410015826408E-3,1.1872582922817984E-4,2.2485079438795998E-3,4.7800798936762908E-5,7.901957290768539E-6,1.961617135179728E-2]
[2004,11,17,22,6.694067804220381E-3,1.0295585780449498E-2,2.3041111476538467E-4,2.5194093958559325E-3,4.5833333333333443E-7,1.9319887507713655E-5,1.9759252316132243E-2,null,6.2710854918645899E-3,8.770360894811249E-3,1.1872582922817984E-4,2.1952844529636311E-3,4.7800798936762908E-5,7.901957290768539E-6,1.7411159425095184E-2]
[2004,11,18,1,4.719370421490377E-3,8.7348274744758394E-3,2.3041111476538467E-4,2.2128493079723601E-3,4.5833333333333443E-7,1.9319887507713655E-5,1.5917236539545007E-2,null,4.4211645663768421E-3,7.4408189042082049E-3,1.1872582922817984E-4,1.9281636761907344E-3,4.7800798936762908E-5,7.901957290768539E-6,1.3964575732231491E-2]
[2004,11,18,5,4.9435953194553262E-3,8.485317371775096E-3,2.3041111476538467E-4,2.0927977088123538E-3,4.5833333333333443E-7,1.9319887507713655E-5,1.5771899735649207E-2,null,4.6312212233554717E-3,7.2282721201541757E-3,1.1872582922817984E-4,1.8235568545987846E-3,4.7800798936762908E-5,7.901957290768539E-6,1.3857478783564142E-2]
[2004,11,18,8,6.0435595808233083E-3,1.1603430999086697E-2,0,2.2425376758676684E-3,4.5833333333333443E-7,0,1.9889986589111008E-2,null,5.6616813445818162E-3,9.8844572470346177E-3,0,1.9540326010989441E-3,4.7800798936762908E-5,0,1.7547971991652141E-2]
[2004,11,18,12,5.7257452422969429E-3,1.3153628475766656E-2,0,2.7131952885532246E-3,4.5833333333333443E-7,0,2.1593027339950159E-2,null,5.363948942441717E-3,1.1205002927351935E-2,0,2.364139565650672E-3,4.7800798936762908E-5,0,1.898089223438109E-2]
[2004,11,18,16,6.1427276310240687E-3,1.302030527967242E-2,7.2963519675705137E-5,3.0210712397104184E-3,4.5833333333333443E-7,6.1179643774426564E-6,2.2263643967793387E-2,null,5.7545832002335335E-3,1.1091430706175697E-2,3.7596512588923608E-5,2.6324069183598013E-3,4.7800798936762908E-5,2.5022864754100367E-6,1.9566320422770133E-2]
[2004,11,18,19,7.8217291885255297E-3,1.162263989802601E-2,2.3041111476538467E-4,2.5914200322109909E-3,4.5833333333333443E-7,1.9319887507713655E-5,2.2285978454368964E-2,null,7.327492620336387E-3,9.9008204710106292E-3,1.1872582922817984E-4,2.2580308373735258E-3,4.7800798936762908E-5,7.901957290768539E-6,1.9660772514176254E-2]
[2004,11,18,20,7.5449527693093555E-3,1.1344089228813282E-2,2.3041111476538467E-4,2.6268340391780716E-3,4.5833333333333443E-7,1.9319887507713655E-5,2.1766065372907144E-2,null,7.0682050484443771E-3,9.6635352937916828E-3,1.1872582922817984E-4,2.2888887912415456E-3,4.7800798936762908E-5,7.901957290768539E-6,1.9195057718933321E-2]
[2004,11,18,23,6.1151151172731122E-3,9.8591825445152152E-3,2.3041111476538467E-4,2.3895479238938808E-3,4.5833333333333443E-7,1.9319887507713655E-5,1.8614034921288641E-2,null,5.7287154559199239E-3,8.3986079944493221E-3,1.1872582922817984E-4,2.0821298100913033E-3,4.7800798936762908E-5,7.901957290768539E-6,1.638388184591626E-2]
[2004,11,19,2,4.6532740158460898E-3,8.6629211350342673E-3,2.3041111476538467E-4,2.3334610325660672E-3,4.5833333333333443E-7,1.9319887507713655E-5,1.5899845519052856E-2,null,4.3592446362800841E-3,7.3795650269664718E-3,1.1872582922817984E-4,2.0332585624292382E-3,4.7800798936762908E-5,7.901957290768539E-6,1.3946496811131505E-2]
[2004,11,19,5,5.1398978643711858E-3,8.8801463227975372E-3,2.3041111476538467E-4,2.334324486168235E-3,4.5833333333333443E-7,1.9319887507713655E-5,1.6604558008943393E-2,null,4.8151198747348051E-3,7.5646096988048368E-3,1.1872582922817984E-4,2.0340109317233323E-3,4.7800798936762908E-5,7.901957290768539E-6,1.4588169090718686E-2]
[2004,11,19,10,6.2766230339289979E-3,1.3049290398523062E-2,0,2.7114575748524695E-3,4.5833333333333443E-7,0,2.2037829340637864E-2,null,5.8800180693059801E-3,1.1116121865894054E-2,0,2.362625410834371E-3,4.7800798936762908E-5,0,1.9406566144971171E-2]
[2004,11,19,14,5.6673594337864185E-3,1.2475849019944519E-2,0,2.5393975523804219E-3,4.5833333333333443E-7,0,2.0683064339444692E-2,null,5.3092523950822338E-3,1.0627632143269226E-2,0,2.2127011099522852E-3,4.7800798936762908E-5,0,1.8197386447240508E-2]
[2004,11,19,17,6.5353255915114273E-3,1.1777037203124832E-2,2.3041111476538467E-4,2.7220112281331706E-3,4.5833333333333443E-7,1.9319887507713655E-5,2.1284563358375863E-2,null,6.1223738241342482E-3,1.0032344807340702E-2,1.1872582922817984E-4,2.3718213243715675E-3,4.7800798936762908E-5,7.901957290768539E-6,1.8700968541302231E-2]
[2004,11,19,20,7.254182706052807E-3,1.0450110133019896E-2,2.3041111476538467E-4,2.5087974157843246E-3,4.5833333333333443E-7,1.9319887507713655E-5,2.046327959046346E-2,null,6.7958080577824251E-3,8.9019934573462463E-3,1.1872582922817984E-4,2.186037716444874E-3,4.7800798936762908E-5,7.901957290768539E-6,1.805826781702926E-2]
[2004,11,19,21,7.4745247499739438E-3,1.0291109201736552E-2,2.3041111476538467E-4,2.7524316093919809E-3,4.5833333333333443E-7,1.9319887507713655E-5,2.0768254896708912E-2,null,7.0022272090809025E-3,8.7665474924732197E-3,1.1872582922817984E-4,2.398328088274464E-3,4.7800798936762908E-5,7.901957290768539E-6,1.8341531375284301E-2]
[2004,11,19,24,4.9391862010283866E-3,7.6654024164625016E-3,2.3041111476538467E-4,2.1224645684488866E-3,4.5833333333333443E-7,1.9319887507713655E-5,1.4977242521546206E-2,null,4.6270907066938895E-3,6.5298222976293086E-3,1.1872582922817984E-4,1.8494070383106734E-3,4.7800798936762908E-5,7.901957290768539E-6,1.3180748628089583E-2]
[2004,11,20,6,5.4471368748762756E-3,8.13512471705162E-3,2.3041111476538467E-4,2.4231553896351559E-3,4.5833333333333443E-7,1.9319887507713655E-5,1.6255606317169484E-2,null,5.1029451788195011E-3,6.9299582572879071E-3,1.1872582922817984E-4,2.1114136363589529E-3,4.7800798936762908E-5,7.901957290768539E-6,1.4318745657922072E-2]
[2004,11,20,8,6.5944389594189698E-3,9.6228130747973931E-3,0,2.7841683876492053E-3,4.5833333333333443E-7,0,1.9001878755198903E-2,null,6.1777519581332086E-3,8.1972551430285704E-3,0,2.4259818931740718E-3,4.7800798936762908E-5,0,1.6848789793272617E-2]
[2004,11,20,11,8.5086707791154469E-3,1.0022566715877614E-2,0,2.6449959849463821E-3,4.5833333333333443E-7,0,2.1176691813272776E-2,null,7.9710279965079355E-3,8.5377878505454134E-3,0,2.3047141816073678E-3,4.7800798936762908E-5,0,1.8861330827597479E-2]
[2004,11,20,15,7.923597072617897E-3,1.0575836174628834E-2,0,3.6127359356483992E-3,4.5833333333333443E-7,0,2.2112627516228466E-2,null,7.4229237137614992E-3,9.0090939936635014E-3,0,3.1479532644584393E-3,4.7800798936762908E-5,0,1.9627771770820205E-2]
[2004,11,20,18,9.4509509427542285E-3,1.0145903925503E-2,2.3041111476538467E-4,3.7377561472654668E-3,4.5833333333333443E-7,1.9319887507713655E-5,2.3584800351129125E-2,null,8.8537677052006759E-3,8.6428534449895598E-3,1.1872582922817984E-4,3.2568894807481026E-3,4.7800798936762908E-5,7.901957290768539E-6,2.0927939216394052E-2]
[2004,11,20,21,8.5826787424597168E-3,8.9767649590503824E-3,2.3041111476538467E-4,3.2833637071950253E-3,4.5833333333333443E-7,1.9319887507713655E-5,2.109299674431156E-2,null,8.0403595716853019E-3,7.6469149048583917E-3,1.1872582922817984E-4,2.8609551554766217E-3,4.7800798936762908E-5,7.901957290768539E-6,1.872265821747603E-2]
[2004,11,20,23,7.2642465594840271E-3,8.5985661405201096E-3,2.3041111476538467E-4,3.376264219318238E-3,4.5833333333333443E-7,1.9319887507713655E-5,1.9489266254928805E-2,null,6.8052360001174261E-3,7.3247438114175181E-3,1.1872582922817984E-4,2.9419039088915706E-3,4.7800798936762908E-5,7.901957290768539E-6,1.7246312305882226E-2]
[2004,11,21,2,7.0408833304103809E-3,9.3279219237101356E-3,2.3041111476538467E-4,3.9458288434811644E-3,4.5833333333333443E-7,1.9319887507713655E-5,2.0564823433208115E-2,null,6.5959865652107973E-3,7.9460502213394377E-3,1.1872582922817984E-4,3.4381933830991383E-3,4.7800798936762908E-5,7.901957290768539E-6,1.8154658755105087E-2]
[2004,11,21,6,6.6378152338063372E-3,9.0143872724162272E-3,2.3041111476538467E-4,3.6414520241844078E-3,4.5833333333333443E-7,1.9319887507713655E-5,1.9543843866013405E-2,null,6.2183873883316088E-3,7.678963714217322E-3,1.1872582922817984E-4,3.172974994875385E-3,4.7800798936762908E-5,7.901957290768539E-6,1.7244754682880028E-2]
[2004,11,21,9,8.2549524581965791E-3,1.045181721841398E-2,0,3.7692157035514829E-3,4.5833333333333443E-7,0,2.2476443713495376E-2,null,7.7333415362167163E-3,8.9034476490069889E-3,0,3.2843017286048517E-3,4.7800798936762908E-5,0,1.9968891712765321E-2]
[2004,11,21,12,9.0006291696441577E-3,1.1964231586419176E-2,0,4.6597109986650335E-3,4.5833333333333443E-7,0,2.56250300880617E-2,null,8.4319006998738316E-3,1.0191807545448385E-2,0,4.0602337704617854E-3,4.7800798936762908E-5,0,2.2731742814720766E-2]
[2004,11,21,16,9.1390474341298388E-3,1.1260676627711512E-2,7.6803704921794876E-5,4.2976168148247066E-3,4.5833333333333443E-7,6.4399625025712177E-6,2.4781042877423758E-2,null,8.5615726416007985E-3,9.5924797336285478E-3,3.9575276409393271E-5,3.7447234236318021E-3,4.7800798936762908E-5,2.6339857635895127E-6,2.1988785859970893E-2]
[2004,11,21,20,1.0122197043229806E-2,1.0791240224216996E-2,2.3041111476538467E-4,4.2329883861663142E-3,4.5833333333333443E-7,1.9319887507713655E-5,2.5396614989219548E-2,null,9.4825993521566818E-3,9.1925873172468368E-3,1.1872582922817984E-4,3.6884095173303467E-3,4.7800798936762908E-5,7.901957290768539E-6,2.2538024772189576E-2]
[2004,11,21,23,7.7103072491214557E-3,9.7922135097294055E-3,2.3041111476538467E-4,3.6365478013468825E-3,4.5833333333333443E-7,1.9319887507713655E-5,2.1389257895804176E-2,null,7.2231111697583427E-3,8.3415599919001091E-3,1.1872582922817984E-4,3.1687017059979215E-3,4.7800798936762908E-5,7.901957290768539E-6,1.8907801453112088E-2]
[2004,11,21,24,6.6762219020644617E-3,9.7016023201604209E-3,2.3041111476538467E-4,3.4373681871533008E-3,4.5833333333333443E-7,1.9319887507713655E-5,2.0065381744984616E-2,null,6.2543672300584188E-3,8.264372267901228E-3,1.1872582922817984E-4,2.9951467803452318E-3,4.7800798936762908E-5,7.901957290768539E-6,1.7688314863760591E-2]
[2004,11,22,3,5.6045447464737287E-3,9.2975302572263861E-3,2.3041111476538467E-4,3.1997938288612013E-3,4.5833333333333443E-7,1.9319887507713655E-5,1.8352058168167748E-2,null,5.2504068192973175E-3,7.9201608849829401E-3,1.1872582922817984E-4,2.7881366389845932E-3,4.7800798936762908E-5,7.901957290768539E-6,1.6133132928720564E-2]
[2004,11,22,7,7.6947723532566521E-3,1.1756432236558655E-2,8.4484075413974354E-5,3.4454607098773739E-3,4.5833333333333443E-7,7.0839587528283378E-6,2.2988691667192817E-2,null,7.2085578872215306E-3,1.0014792334187202E-2,4.3532804050332597E-5,3.0021981906283857E-3,4.7800798936762908E-5,2.8973843399484631E-6,2.0319779399364163E-2]
[2004,11,22,10,8.186393969134096E-3,1.4984361190907916E-2,0,4.2732998925803572E-3,4.5833333333333443E-7,0,2.7444513385955705E-2,null,7.6691150959298654E-3,1.2764524352953182E-2,0,3.7235349016572663E-3,4.7800798936762908E-5,0,2.4204975149477077E-2]
[2004,11,22,13,7.6751423837177653E-3,1.4670413206230384E-2,0,3.948752419472866E-3,4.5833333333333443E-7,0,2.629476634275435E-2,null,7.19016828903081E-3,1.2497085745132617E-2,0,3.440740837646302E-3,4.7800798936762908E-5,0,2.3175795670746492E-2]
[2004,11,22,17,9.1639959709011072E-3,1.4169271301637316E-2,2.3041111476538467E-4,4.1001666226248724E-3,4.5833333333333443E-7,1.9319887507713655E-5,2.7683623230769731E-2,null,8.5849447393394722E-3,1.2070184793936581E-2,1.1872582922817984E-4,3.5726754278261365E-3,4.7800798936762908E-5,7.901957290768539E-6,2.4402233546557902E-2]
[2004,11,22,21,8.9411516491169785E-3,1.2136870910218419E-2,2.3041111476538467E-4,3.667174919672501E-3,4.5833333333333443E-7,1.9319887507713655E-5,2.4995386814614332E-2,null,8.3761814231980078E-3,1.0338871462610895E-2,1.1872582922817984E-4,3.1953886100040351E-3,4.7800798936762908E-5,7.901957290768539E-6,2.2084870081268648E-2]
[2004,11,22,22,8.3295956295854536E-3,1.2063624684896381E-2,2.3041111476538467E-4,3.7032217768791327E-3,4.5833333333333443E-7,1.9319887507713655E-5,2.4346631426967399E-2,null,7.8032681821446851E-3,1.0276476194973303E-2,1.1872582922817984E-4,3.2267979971937794E-3,4.7800798936762908E-5,7.901957290768539E-6,2.1480970959767479E-2]
[2004,11,23,1,5.2712174841786832E-3,9.1018465384230009E-3,2.3041111476538467E-4,2.6148885941060921E-3,4.5833333333333443E-7,1.9319887507713655E-5,1.7238141952314209E-2,null,4.9381417183517419E-3,7.7534664518790555E-3,1.1872582922817984E-4,2.2784801415423814E-3,4.7800798936762908E-5,7.901957290768539E-6,1.514451689722889E-2]
[2004,11,23,4,4.9854057668289164E-3,8.5231787559398222E-3,2.3041111476538467E-4,2.2788930298716635E-3,4.5833333333333443E-7,1.9319887507713655E-5,1.6037666888246836E-2,null,4.6703897674457455E-3,7.2605245835091299E-3,1.1872582922817984E-4,1.9857107966150186E-3,4.7800798936762908E-5,7.901957290768539E-6,1.4091053733025605E-2]
[2004,11,23,8,6.6440592780839377E-3,1.1820823308141997E-2,0,2.6509965868377417E-3,4.5833333333333443E-7,0,2.111633750639701E-2,null,6.2242368862191469E-3,1.006964428221933E-2,0,2.3099427991008937E-3,4.7800798936762908E-5,0,1.8651624766476138E-2]
[2004,11,23,10,6.611582972730558E-3,1.3238100351895234E-2,0,3.1012785405353576E-3,4.5833333333333443E-7,0,2.2951420198494485E-2,null,6.1938126817910793E-3,1.1276960837752354E-2,0,2.702295456842189E-3,4.7800798936762908E-5,0,2.0220869775322389E-2]
[2004,11,23,15,5.8323612039252321E-3,1.3123155164648664E-2,0,3.0375113972426235E-3,4.5833333333333443E-7,0,2.1993486099149855E-2,null,5.463828093612972E-3,1.1179044041489204E-2,0,2.6467320305444612E-3,4.7800798936762908E-5,0,1.9337404964583402E-2]
[2004,11,23,19,8.2114611804846322E-3,1.1743087451385675E-2,2.3041111476538467E-4,2.8187935649253417E-3,4.5833333333333443E-7,1.9319887507713655E-5,2.3023531532402084E-2,null,7.6925983694818212E-3,1.0003424493199173E-2,1.1872582922817984E-4,2.456152501206431E-3,4.7800798936762908E-5,7.901957290768539E-6,2.0326603949343137E-2]
[2004,11,23,22,7.0845702772565243E-3,1.0629713596977132E-2,2.3041111476538467E-4,2.8145968228722369E-3,4.5833333333333443E-7,1.9319887507713655E-5,2.0779070032712326E-2,null,6.6369130372100783E-3,9.0549898220459932E-3,1.1872582922817984E-4,2.4524956748893452E-3,4.7800798936762908E-5,7.901957290768539E-6,1.8318827119601127E-2]
[2004,11,23,23,6.390532990552247E-3,9.8610816181481289E-3,2.3041111476538467E-4,2.5580909420833157E-3,4.5833333333333443E-7,1.9319887507713655E-5,1.9059894886390125E-2,null,5.9867303251795482E-3,8.4002257325248089E-3,1.1872582922817984E-4,2.2289895733736938E-3,4.7800798936762908E-5,7.901957290768539E-6,1.6790374216533763E-2]
[2004,11,24,2,4.6194190188917515E-3,8.1039224833068906E-3,2.3041111476538467E-4,2.0608277082662702E-3,4.5833333333333443E-7,1.9319887507713655E-5,{"$f":"SUM(E7876:J7876)","v":1.5034358546071344E-2},null,{"$f":"E7876*V$5","v":4.3275288565125681E-3},{"$f":"F7876*W$5","v":6.90337843400236E-3},{"$f":"G7876*X$5","v":1.1872582922817984E-4},{"$f":"H7876*AB$5","v":1.7956998317284652E-3},{"$f":"I7876*Z$5","v":4.7800798936762908E-5},{"$f":"J7876*AA$5","v":7.901957290768539E-6},{"$f":"SUM(M7876:R7876)","v":1.3201035707699104E-2}]
[2004,11,24,7,5.8325695176344372E-3,1.0296743371560248E-2,9.2164445906153846E-5,1.9171373366867429E-3,4.5833333333333443E-7,7.7279550030854596E-6,1.8146800960124006E-2,null,5.4640232444715768E-3,8.771346996236308E-3,4.7490331691271923E-5,1.6704953932247591E-3,4.7800798936762908E-5,3.1607829163074143E-6,1.6004317547476988E-2]
[2004,11,24,10,5.965859295607643E-3,1.2946775171430319E-2,0,2.6183281268330975E-3,4.5833333333333443E-7,0,2.1531420927204392E-2,null,5.5888907566193679E-3,1.102879361104874E-2,0,2.2814771743920144E-3,4.7800798936762908E-5,0,1.8946962340996888E-2]
[2004,11,24,13,5.5660481877418339E-3,1.2867166167785406E-2,0,2.5610253613270358E-3,4.5833333333333443E-7,0,2.099469805018761E-2,null,5.2143427670631745E-3,1.0960978169816823E-2,0,2.2315464761759191E-3,4.7800798936762908E-5,0,1.8454668211992681E-2]
[2004,11,24,16,5.7682169705397281E-3,1.2646506935743129E-2,8.4484075413974354E-5,2.7072460403362347E-3,4.5833333333333443E-7,7.0839587528283378E-6,2.1213996314119226E-2,null,5.4037369826270623E-3,1.0773008185296119E-2,4.3532804050332597E-5,2.3589556951217052E-3,4.7800798936762908E-5,2.8973843399484631E-6,1.8629931850371931E-2]
[2004,11,24,20,7.3200406740447539E-3,1.0976458531695739E-2,2.3041111476538467E-4,2.4153450674018182E-3,4.5833333333333443E-7,1.9319887507713655E-5,2.0962033608748747E-2,null,6.8575046165381638E-3,9.3503667224749832E-3,1.1872582922817984E-4,2.1046081211458698E-3,4.7800798936762908E-5,7.901957290768539E-6,1.8486908045614727E-2]
[2004,11,24,23,5.748529375503064E-3,9.3488215305175953E-3,2.3041111476538467E-4,2.0759270395275171E-3,4.5833333333333443E-7,1.9319887507713655E-5,1.7423467281154612E-2,null,5.3852934001574777E-3,7.9638536856754972E-3,1.1872582922817984E-4,1.8088566164981361E-3,4.7800798936762908E-5,7.901957290768539E-6,1.5332432287786822E-2]
[2004,11,24,24,4.923916949193155E-3,9.3134165789305213E-3,2.3041111476538467E-4,2.2510856659934903E-3,4.5833333333333443E-7,1.9319887507713655E-5,1.67386085297236E-2,null,4.612786282768698E-3,7.93369375019406E-3,1.1872582922817984E-4,1.9614808823739801E-3,4.7800798936762908E-5,7.901957290768539E-6,1.4682389500792448E-2]
[2004,11,25,4,5.3881924164693356E-3,7.9641598825629396E-3,2.3041111476538467E-4,2.596185944914712E-3,4.5833333333333443E-7,1.9319887507713655E-5,1.6198727579553422E-2,null,5.0477252813292892E-3,6.7843207646029659E-3,1.1872582922817984E-4,2.2621836098764268E-3,4.7800798936762908E-5,7.901957290768539E-6,1.4268658241264392E-2]
[2004,11,25,7,6.4445686494142207E-3,9.0332421587559306E-3,9.6004631152243598E-5,2.9461876661805151E-3,4.5833333333333443E-7,8.0499531282140226E-6,1.8528511391964458E-2,null,6.0373515985582002E-3,7.6950253702858734E-3,4.9469095511741592E-5,2.5671572034770378E-3,4.7800798936762908E-5,3.2924822044868911E-6,1.6400096548974105E-2]
[2004,11,25,11,8.6953871801168023E-3,1.1929238940266342E-2,0,4.1770793771480361E-3,4.5833333333333443E-7,0,2.4802163830864515E-2,null,8.1459462297344565E-3,1.0161998835000113E-2,0,3.6396932672122383E-3,4.7800798936762908E-5,0,2.1995439130883573E-2]
[2004,11,25,14,7.2465692347797352E-3,1.0718928732556171E-2,0,3.2830399555759085E-3,4.5833333333333443E-7,0,2.1248996256245149E-2,null,6.7886756637524177E-3,9.1309883084840851E-3,0,2.8606730548790616E-3,4.7800798936762908E-5,0,1.8828137826052329E-2]
[2004,11,25,18,1.032931518760713E-2,1.1048296995744177E-2,2.3041111476538467E-4,3.7903642286129038E-3,4.5833333333333443E-7,1.9319887507713655E-5,2.5418165747570644E-2,null,9.6766301908475707E-3,9.4115627796269846E-3,1.1872582922817984E-4,3.3027294713713967E-3,4.7800798936762908E-5,7.901957290768539E-6,2.2565351027301665E-2]
[2004,11,25,21,9.5685874769599558E-3,1.1016555089796164E-2,2.3041111476538467E-4,3.9871278333693475E-3,4.5833333333333443E-7,1.9319887507713655E-5,2.4822459735731901E-2,null,8.9639710650330443E-3,9.3845232331077506E-3,1.1872582922817984E-4,3.4741792100051417E-3,4.7800798936762908E-5,7.901957290768539E-6,2.1997102093601652E-2]
[2004,11,26,1,5.0868087878476976E-3,7.7183223066264748E-3,2.3041111476538467E-4,2.326439709645084E-3,4.5833333333333443E-7,1.9319887507713655E-5,1.5381760139725687E-2,null,4.76538537139544E-3,6.5749024460685706E-3,1.1872582922817984E-4,2.0271405408512342E-3,4.7800798936762908E-5,7.901957290768539E-6,1.3541856943770955E-2]
[2004,11,26,2,4.9950727627749089E-3,7.1827303178112886E-3,2.3041111476538467E-4,2.0777699192130027E-3,4.5833333333333443E-7,1.9319887507713655E-5,1.4505762335405632E-2,null,4.6794459287813998E-3,6.1186549692908276E-3,1.1872582922817984E-4,1.8104624075731728E-3,4.7800798936762908E-5,7.901957290768539E-6,1.2782991891101112E-2]
[2004,11,26,5,5.1758248533511205E-3,6.9672331868526503E-3,2.3041111476538467E-4,1.9797065884683959E-3,4.5833333333333443E-7,1.9319887507713655E-5,1.4372953964278597E-2,null,4.8487767222523048E-3,5.935082353744018E-3,1.1872582922817984E-4,1.7250150381446212E-3,4.7800798936762908E-5,7.901957290768539E-6,1.2683302699596655E-2]
[2004,11,26,8,6.1500374323365126E-3,8.3521703068705662E-3,0,2.1180149927711466E-3,4.5833333333333443E-7,0,1.662068106531156E-2,null,5.7614311124895134E-3,7.1148499374635073E-3,0,1.8455299057082092E-3,4.7800798936762908E-5,0,1.4769611754597992E-2]
[2004,11,26,12,6.9068441903655728E-3,9.7586688258819061E-3,0,2.6598185295557976E-3,4.5833333333333443E-7,0,1.932578987913661E-2,null,6.4704170414083871E-3,8.3129847374445957E-3,0,2.3176297886492139E-3,4.7800798936762908E-5,0,1.7148832366438962E-2]
[2004,11,26,15,6.4483231962431621E-3,9.2206533685666447E-3,0,2.3897162635107523E-3,4.5833333333333443E-7,0,1.8059151161653894E-2,null,6.0408689044529288E-3,7.8546728134546093E-3,0,2.0822764926210833E-3,4.7800798936762908E-5,0,1.6025619009465385E-2]
[2004,11,26,18,9.5207975135501791E-3,9.4438256997260231E-3,2.3041111476538467E-4,2.8108272494080586E-3,4.5833333333333443E-7,1.9319887507713655E-5,{"$f":"SUM(E7940:J7940)","v":2.2025639798290694E-2},null,{"$f":"E7940*V$5","v":8.91920083638271E-3},{"$f":"F7940*W$5","v":8.0447835976045351E-3},{"$f":"G7940*X$5","v":1.1872582922817984E-4},{"$f":"H7940*AB$5","v":2.4492110614264331E-3},{"$f":"I7940*Z$5","v":4.7800798936762908E-5},{"$f":"J7940*AA$5","v":7.901957290768539E-6},{"$f":"SUM(M7940:R7940)","v":1.9587624080869389E-2}]
[2004,11,26,23,8.0666117810279537E-3,9.9344780257464033E-3,2.3041111476538467E-4,3.5656924683620636E-3,4.5833333333333443E-7,1.9319887507713655E-5,2.1816971610742853E-2,null,7.5569016609923463E-3,8.4627489338993129E-3,1.1872582922817984E-4,3.1069619938387987E-3,4.7800798936762908E-5,7.901957290768539E-6,1.930104117418617E-2]
[2004,11,27,2,4.7957618623526736E-3,7.2234740520863445E-3,2.3041111476538467E-4,2.1124755541308913E-3,4.5833333333333443E-7,1.9319887507713655E-5,1.438190080417634E-2,null,4.4927290127650529E-3,6.1533627811059732E-3,1.1872582922817984E-4,1.8407031222782905E-3,4.7800798936762908E-5,7.901957290768539E-6,1.2661223501605028E-2]
[2004,11,27,3,4.4979982237090405E-3,7.0121294093209025E-3,2.3041111476538467E-4,2.0034817810136831E-3,4.5833333333333443E-7,1.9319887507713655E-5,1.3763798749650056E-2,null,4.2137803542041663E-3,5.9733274893057084E-3,1.1872582922817984E-4,1.74573152457463E-3,4.7800798936762908E-5,7.901957290768539E-6,1.2107267953540215E-2]
[2004,11,27,6,5.0419552398013332E-3,7.3326173125257098E-3,2.3041111476538467E-4,1.9605637286885225E-3,4.5833333333333443E-7,1.9319887507713655E-5,1.4585325616621996E-2,null,4.7233660129666431E-3,6.2463371687418185E-3,1.1872582922817984E-4,1.7083349294933071E-3,4.7800798936762908E-5,7.901957290768539E-6,1.285246669665748E-2]
[2004,11,27,10,7.6818467532739987E-3,9.1516624625503293E-3,0,2.3129846052567585E-3,4.5833333333333443E-7,0,1.9146952154414421E-2,null,7.1964490253313427E-3,7.7959024669074428E-3,0,2.0154164512589359E-3,4.7800798936762908E-5,0,1.7055568742434486E-2]
[2004,11,27,15,7.5173816233101726E-3,9.7558589786453757E-3,0,3.1413747137963941E-3,4.5833333333333443E-7,0,2.0415073649085277E-2,null,7.0423760579521461E-3,8.3105911510232711E-3,0,2.7372332108761598E-3,4.7800798936762908E-5,0,1.8138001218788342E-2]
[2004,11,27,17,8.0999026037668568E-3,9.3606501026980322E-3,2.3041111476538467E-4,3.1348551704242166E-3,4.5833333333333443E-7,1.9319887507713655E-5,2.0845597212495539E-2,null,7.5880889153787665E-3,7.9739299308843655E-3,1.1872582922817984E-4,2.731552414325625E-3,4.7800798936762908E-5,7.901957290768539E-6,1.8467999846044469E-2]
[2004,11,27,21,8.2537289870753122E-3,8.0900295351931106E-3,2.3041111476538467E-4,2.8086074169473125E-3,4.5833333333333443E-7,1.9319887507713655E-5,1.9402555274822167E-2,null,7.7321953733419614E-3,6.8915436368913391E-3,1.1872582922817984E-4,2.447276812988178E-3,4.7800798936762908E-5,7.901957290768539E-6,1.7245444408677191E-2]
[2004,11,27,24,6.2040953732287532E-3,7.4056384509485432E-3,2.3041111476538467E-4,2.7473354715576992E-3,4.5833333333333443E-7,1.9319887507713655E-5,1.6607258631341427E-2,null,5.8120732599496383E-3,6.3085406946581709E-3,1.1872582922817984E-4,2.3938875744873201E-3,4.7800798936762908E-5,7.901957290768539E-6,1.4688930114550839E-2]
[2004,11,28,3,6.3316943686564176E-3,8.6972134938199646E-3,2.3041111476538467E-4,3.641853764111384E-3,4.5833333333333443E-7,1.9319887507713655E-5,1.8920950962194202E-2,null,5.9316095766416251E-3,7.408777193121799E-3,1.1872582922817984E-4,3.1733250504944821E-3,4.7800798936762908E-5,7.901957290768539E-6,1.668814040571362E-2]
[2004,11,28,4,6.2820408158172488E-3,8.4786243254051062E-3,2.3041111476538467E-4,3.4919932971774082E-3,4.5833333333333443E-7,1.9319887507713655E-5,1.8502847774006199E-2,null,5.8850935143703511E-3,7.2225706056019889E-3,1.1872582922817984E-4,3.0427443065649076E-3,4.7800798936762908E-5,7.901957290768539E-6,1.632483701199296E-2]
[2004,11,28,7,6.6149370649788049E-3,8.875098293294156E-3,1.0368500164442309E-4,3.336117291248485E-3,4.5833333333333443E-7,8.6939493784711435E-6,1.8938989933877676E-2,null,6.1969548368829503E-3,7.5603095024394801E-3,5.3426623152680925E-5,2.9069219297139328E-3,4.7800798936762908E-5,3.5558807808458419E-6,1.6768969571906656E-2]
[2004,11,28,12,8.343532254553811E-3,1.1315201870926467E-2,0,4.2306915911448474E-3,4.5833333333333443E-7,0,2.3889884049958458E-2,null,7.8163241847429149E-3,9.6389274123784632E-3,0,3.686408207654133E-3,4.7800798936762908E-5,0,2.1189460603712275E-2]
[2004,11,28,15,7.8906855709220871E-3,1.0683335463369659E-2,0,3.9160527331366319E-3,4.5833333333333443E-7,0,2.2490532100761712E-2,null,7.3920918120185929E-3,9.1006679534456503E-3,0,3.412248003909634E-3,4.7800798936762908E-5,0,1.9952808568310641E-2]
[2004,11,28,18,1.0597757477666577E-2,1.1156424602531228E-2,2.3041111476538467E-4,4.4275363715748023E-3,4.5833333333333443E-7,1.9319887507713655E-5,2.6431907787379038E-2,null,9.9281102474931514E-3,9.5036719761736697E-3,1.1872582922817984E-4,3.8579286786167765E-3,4.7800798936762908E-5,7.901957290768539E-6,2.3464139487739313E-2]
[2004,11,28,22,8.2573540498682776E-3,9.517749360137889E-3,2.3041111476538467E-4,3.5095826198693067E-3,4.5833333333333443E-7,1.9319887507713655E-5,2.1534875365481907E-2,null,7.7355913769907034E-3,8.107755942675824E-3,1.1872582922817984E-4,3.0580707424777052E-3,4.7800798936762908E-5,7.901957290768539E-6,1.9075846647599943E-2]
[2004,11,29,1,5.9219992202294439E-3,9.004003283021143E-3,2.3041111476538467E-4,3.0642845348551307E-3,4.5833333333333443E-7,1.9319887507713655E-5,1.824047637371215E-2,null,5.5478020956705046E-3,7.6701180461354029E-3,1.1872582922817984E-4,2.6700607729292715E-3,4.7800798936762908E-5,7.901957290768539E-6,1.6062409500190892E-2]
[2004,11,29,4,5.8739213154413621E-3,9.1241130259477402E-3,2.3041111476538467E-4,3.0570683066987459E-3,4.5833333333333443E-7,1.9319887507713655E-5,1.830529198369428E-2,null,5.5027621199765474E-3,7.7724343023361517E-3,1.1872582922817984E-4,2.6637729209006145E-3,4.7800798936762908E-5,7.901957290768539E-6,1.6113397928669025E-2]
[2004,11,29,5,6.2266067583722348E-3,9.4385235642246781E-3,2.3041111476538467E-4,3.0325345628009382E-3,4.5833333333333443E-7,1.9319887507713655E-5,1.8947854221004284E-2,null,5.833162203907759E-3,8.0402669394122155E-3,1.1872582922817984E-4,2.6423954716299886E-3,4.7800798936762908E-5,7.901957290768539E-6,1.6690253200405673E-2]
[2004,11,29,9,7.8961382038857456E-3,1.4049351134035097E-2,0,3.9835888522454163E-3,4.5833333333333443E-7,0,2.5929536523499594E-2,null,7.3971999060013435E-3,1.1968030028693899E-2,0,3.4710955229102706E-3,4.7800798936762908E-5,0,2.2884126256542278E-2]
[2004,11,29,13,7.3722388749577119E-3,1.4093964005128778E-2,0,3.602140550969195E-3,4.5833333333333443E-7,0,2.5068801764389019E-2,null,6.9064045365898113E-3,1.2006033789566667E-2,0,3.1387209883155919E-3,4.7800798936762908E-5,0,2.2098960113408832E-2]
[2004,11,29,16,7.5547807027823641E-3,1.3719056509512256E-2,9.2164445906153846E-5,3.6545923914910209E-3,4.5833333333333443E-7,7.7279550030854596E-6,2.5028780338028217E-2,null,7.0774119780453492E-3,1.1686666430696173E-2,4.7490331691271923E-5,3.1844248386768284E-3,4.7800798936762908E-5,3.1607829163074143E-6,2.2046955160962695E-2]
[2004,11,29,19,9.6636786976847036E-3,1.2240160338109391E-2,2.3041111476538467E-4,3.3442126290857779E-3,4.5833333333333443E-7,1.9319887507713655E-5,2.5498241000486307E-2,null,9.0530536964211969E-3,1.0426859225380315E-2,1.1872582922817984E-4,2.9139757929427233E-3,4.7800798936762908E-5,7.901957290768539E-6,2.2568317300199949E-2]
[2004,11,29,23,6.9374058467550495E-3,1.0763054060897862E-2,2.3041111476538467E-4,3.0791024981585199E-3,4.5833333333333443E-7,1.9319887507713655E-5,2.1029751741417867E-2,null,6.4990475790122288E-3,9.1685767529311752E-3,1.1872582922817984E-4,2.6829723880554286E-3,4.7800798936762908E-5,7.901957290768539E-6,1.8525025305454548E-2]
[2004,11,30,2,5.3141519210645203E-3,9.0238088886910039E-3,2.3041111476538467E-4,2.564052113603972E-3,4.5833333333333443E-7,1.9319887507713655E-5,1.7152202258965927E-2,null,4.9783632297153409E-3,7.6869895785735909E-3,1.1872582922817984E-4,2.2341838332594717E-3,4.7800798936762908E-5,7.901957290768539E-6,1.5073965227004113E-2]
[2004,11,30,4,5.2872262263164282E-3,8.7865441624402126E-3,2.3041111476538467E-4,2.486971685302636E-3,4.5833333333333443E-7,1.9319887507713655E-5,1.6810931409665709E-2,null,4.9531389059362064E-3,7.4848740971233275E-3,1.1872582922817984E-4,2.1670198915213672E-3,4.7800798936762908E-5,7.901957290768539E-6,1.477946148003661E-2]
[2004,11,30,7,6.9066726763590105E-3,1.1019694205514654E-2,1.0752518689051284E-4,2.6779771642127946E-3,4.5833333333333443E-7,9.0159475035997048E-6,2.0721343513813908E-2,null,6.4702563649662505E-3,9.3871973090009376E-3,5.5405386973150588E-5,2.3334522938820361E-3,4.7800798936762908E-5,3.6875800690253175E-6,1.8297799733828165E-2]
[2004,11,30,10,6.9181631351534194E-3,1.3630859973193599E-2,0,3.3074636508902727E-3,4.5833333333333443E-7,0,2.3856945092570626E-2,null,6.4810207688456162E-3,1.1611535644582401E-2,0,2.8819546134442302E-3,4.7800798936762908E-5,0,2.1022311825809013E-2]
[2004,11,30,14,6.0765467217256796E-3,1.3663383886392138E-2,0,3.265568713615575E-3,4.5833333333333443E-7,0,2.3005957655066727E-2,null,5.6925841060687151E-3,1.1639241349002285E-2,0,2.845449508474665E-3,4.7800798936762908E-5,0,2.022507576248243E-2]
[2004,11,30,17,7.8449471965338097E-3,1.3064981125144485E-2,2.3041111476538467E-4,3.2570984073538407E-3,4.5833333333333443E-7,1.9319887507713655E-5,2.4417216064638571E-2,null,7.3492435373317191E-3,1.1129488112177293E-2,1.1872582922817984E-4,2.8380689169444388E-3,4.7800798936762908E-5,7.901957290768539E-6,2.1491229151909166E-2]
[2004,11,30,19,8.7623759491556041E-3,1.2208800879764947E-2,2.3041111476538467E-4,3.1995910396419524E-3,4.5833333333333443E-7,1.9319887507713655E-5,2.4420957204168935E-2,null,8.2087021368933664E-3,1.0400145469309357E-2,1.1872582922817984E-4,2.7879599388337651E-3,4.7800798936762908E-5,7.901957290768539E-6,2.1571236130492201E-2]
[2004,12,1,1,4.6707330707566764E-3,1.0152894228397252E-2,2.6170878170159818E-4,2.5612077611830916E-3,4.4354838709677579E-7,2.0661456920880405E-5,1.7667648847346597E-2,null,4.3756004948034199E-3,8.64880817942177E-3,1.3485283535673827E-4,2.2317054100787935E-3,4.625883768073835E-5,8.4506677426908125E-6,1.544567642508415E-2]
[2004,12,1,4,5.0489591773152827E-3,1.012615990449642E-2,2.6170878170159818E-4,2.8448869361778063E-3,4.4354838709677579E-7,2.0661456920880405E-5,1.8302819804999083E-2,null,4.7299273882341541E-3,8.6260343738424599E-3,1.3485283535673827E-4,2.4788889299623786E-3,4.625883768073835E-5,8.4506677426908125E-6,1.6024413032819158E-2]
[2004,12,1,5,5.1227044567543328E-3,9.783668563237367E-3,2.6170878170159818E-4,2.4550320911364142E-3,4.4354838709677579E-7,2.0661456920880405E-5,1.7644218898137689E-2,null,4.7990128778809963E-3,8.3342809243307503E-3,1.3485283535673827E-4,2.1391893632148498E-3,4.625883768073835E-5,8.4506677426908125E-6,1.5462045506206763E-2]
[2004,12,1,8,6.3084504288973345E-3,1.320707428573511E-2,0,3.0403150290123663E-3,4.4354838709677579E-7,0,2.2556283292031905E-2,null,5.9098343664614923E-3,1.1250531083955607E-2,0,2.6491749718330327E-3,4.625883768073835E-5,0,1.9855799259930869E-2]
[2004,12,1,11,5.381185358599559E-3,1.4517187903174442E-2,0,3.054703396483172E-3,4.4354838709677579E-7,0,2.2953520206644269E-2,null,5.0411609828738555E-3,1.2366559786272725E-2,0,2.6617122591290725E-3,4.625883768073835E-5,0,2.0115691865956391E-2]
[2004,12,1,15,4.9344757393295991E-3,1.3757458268113946E-2,0,2.7771849445498505E-3,4.4354838709677579E-7,0,2.1469562500380492E-2,null,4.6226778879290978E-3,1.1719379215487088E-2,0,2.4198968781346795E-3,4.625883768073835E-5,0,1.8808212819231604E-2]
[2004,12,1,20,7.7515499650509844E-3,1.280414104412802E-2,2.6170878170159818E-4,3.1725720721179425E-3,4.4354838709677579E-7,2.0661456920880405E-5,2.4011076868306523E-2,null,7.2617478560117596E-3,1.0907289813301451E-2,1.3485283535673827E-4,2.7644169928408859E-3,4.625883768073835E-5,8.4506677426908125E-6,2.1123017002934265E-2]
[2004,12,1,22,6.9562438392806588E-3,1.1668332999593654E-2,2.6170878170159818E-4,3.0891031908886341E-3,4.4354838709677579E-7,2.0661456920880405E-5,2.1996493816772524E-2,null,6.516695243344031E-3,9.9397444331529757E-3,1.3485283535673827E-4,2.6916864800586569E-3,4.625883768073835E-5,8.4506677426908125E-6,1.9337688497335834E-2]
[2004,12,2,2,5.1611433823219779E-3,9.5344068686043296E-3,2.6170878170159818E-4,2.4207481683811015E-3,4.4354838709677579E-7,2.0661456920880405E-5,{"$f":"SUM(E8068:J8068)","v":1.7399112206316986E-2},null,{"$f":"E8068*V$5","v":4.8350229386542303E-3},{"$f":"F8068*W$5","v":8.121945748285184E-3},{"$f":"G8068*X$5","v":1.3485283535673827E-4},{"$f":"H8068*AB$5","v":2.1093161069131385E-3},{"$f":"I8068*Z$5","v":4.625883768073835E-5},{"$f":"J8068*AA$5","v":8.4506677426908125E-6},{"$f":"SUM(M8068:R8068)","v":1.5255847134632719E-2}]
[2004,12,2,5,5.191562250057331E-3,8.8717622805021181E-3,2.6170878170159818E-4,2.0625830928095645E-3,4.4354838709677579E-7,2.0661456920880405E-5,1.640872141037859E-2,null,4.8635197100812917E-3,7.557467698509155E-3,1.3485283535673827E-4,1.7972293840129035E-3,4.625883768073835E-5,8.4506677426908125E-6,1.4407779133383519E-2]
[2004,12,2,6,5.3963523279593785E-3,9.3865075002031138E-3,2.6170878170159818E-4,2.0044753329431404E-3,4.4354838709677579E-7,2.0661456920880405E-5,1.7070148948115208E-2,null,5.0553695873113477E-3,7.995956721079325E-3,1.3485283535673827E-4,1.7465972548952112E-3,4.625883768073835E-5,8.4506677426908125E-6,1.4987485904066051E-2]
[2004,12,2,9,6.0691255457736328E-3,1.3555712564533074E-2,0,2.7552733209746006E-3,4.4354838709677579E-7,0,2.2380554979668402E-2,null,5.6856318566731959E-3,1.1547520841703074E-2,0,2.4008042103637892E-3,4.625883768073835E-5,0,1.9680215746420794E-2]
[2004,12,2,13,5.3112089263596006E-3,1.3794326700192936E-2,0,2.8262467319912169E-3,4.4354838709677579E-7,0,2.193222590693085E-2,null,4.9756061958853249E-3,1.1750785826228226E-2,0,2.4626468096788728E-3,4.625883768073835E-5,0,1.9235297669473159E-2]
[2004,12,2,17,6.5560586133724249E-3,1.3127028699134116E-2,2.6170878170159818E-4,2.8389551492455614E-3,4.4354838709677579E-7,2.0661456920880405E-5,2.2804856248761676E-2,null,6.1417967753796838E-3,1.1182343736727567E-2,1.3485283535673827E-4,2.4737202743036085E-3,4.625883768073835E-5,8.4506677426908125E-6,1.9987423127191029E-2]
[2004,12,2,20,7.7026758308292786E-3,1.1294054162235903E-2,2.6170878170159818E-4,2.2294398861710217E-3,4.4354838709677579E-7,2.0661456920880405E-5,2.150898366624578E-2,null,7.2159619627389206E-3,9.6209126008592605E-3,1.3485283535673827E-4,1.9426198572485276E-3,4.625883768073835E-5,8.4506677426908125E-6,1.8969056761626878E-2]
[2004,12,2,24,5.051624865434836E-3,9.6097520425360138E-3,2.6170878170159818E-4,1.9649870680562391E-3,4.4354838709677579E-7,2.0661456920880405E-5,1.6909177763036666E-2,null,4.732424637826073E-3,8.1861290187813622E-3,1.3485283535673827E-4,1.7121892011174832E-3,4.625883768073835E-5,8.4506677426908125E-6,1.4820305198505085E-2]
[2004,12,3,3,4.3978737327931708E-3,8.1547847685169185E-3,2.6170878170159818E-4,1.5751865389941702E-3,4.4354838709677579E-7,2.0661456920880405E-5,1.4410658827313834E-2,null,4.1199824930640422E-3,6.9467057984417728E-3,1.3485283535673827E-4,1.3725369625354966E-3,4.625883768073835E-5,8.4506677426908125E-6,1.2628787594821477E-2]
[2004,12,3,6,4.9437763568381584E-3,8.3301535305115321E-3,2.6170878170159818E-4,1.2512987952127531E-3,4.4354838709677579E-7,2.0661456920880405E-5,1.4808042469572019E-2,null,4.631390821414256E-3,7.0960948050672774E-3,1.3485283535673827E-4,1.0903177529071018E-3,4.625883768073835E-5,8.4506677426908125E-6,1.3007365720168801E-2]
[2004,12,3,10,5.9668807943237152E-3,1.2470257184704263E-2,0,2.0532598642955834E-3,4.4354838709677579E-7,0,2.0490841391710656E-2,null,5.5898477092475264E-3,1.0622868702493035E-2,0,1.789105599668114E-3,4.625883768073835E-5,0,1.8048080849089411E-2]
[2004,12,3,11,5.27524513740644E-3,1.2601543087850152E-2,0,1.9402010969651485E-3,4.4354838709677579E-7,0,1.9817432870608838E-2,null,4.9419148736978714E-3,1.0734705442581894E-2,0,1.6905919739747339E-3,4.625883768073835E-5,0,1.7413471127935235E-2]
[2004,12,3,14,4.6276143788035904E-3,1.2461603727199245E-2,0,2.3021462226805924E-3,4.4354838709677579E-7,0,1.9391807877070524E-2,null,4.3352063710144885E-3,1.06154971991201E-2,0,2.0059724391806029E-3,4.625883768073835E-5,0,1.7002934846995929E-2]
[2004,12,3,18,7.5680522975902819E-3,1.1126859691621428E-2,2.6170878170159818E-4,2.0821640062160455E-3,4.4354838709677579E-7,2.0661456920880405E-5,2.1059889782437332E-2,null,7.0898449721661094E-3,9.4784869168646341E-3,1.3485283535673827E-4,1.8142911901833417E-3,4.625883768073835E-5,8.4506677426908125E-6,1.8572185419994253E-2]
[2004,12,3,21,6.6514969094549504E-3,9.72361338680576E-3,2.6170878170159818E-4,1.6875836670106367E-3,4.4354838709677579E-7,2.0661456920880405E-5,1.8345507750280921E-2,null,6.2312045512546259E-3,8.2831225364411627E-3,1.3485283535673827E-4,1.4704740695805722E-3,4.625883768073835E-5,8.4506677426908125E-6,1.6174363498056527E-2]
[2004,12,4,1,4.3690998581144896E-3,7.4100301637084033E-3,2.6170878170159818E-4,1.7766832080111324E-3,4.4354838709677579E-7,2.0661456920880405E-5,1.38386270168436E-2,null,4.0930267714729875E-3,6.3122818033888133E-3,1.3485283535673827E-4,1.5481108512192833E-3,4.625883768073835E-5,8.4506677426908125E-6,1.214298176686125E-2]
[2004,12,4,4,4.1241617287515759E-3,6.7349470681830215E-3,2.6170878170159818E-4,1.5408020228368862E-3,4.4354838709677579E-7,2.0661456920880405E-5,1.2682724606781059E-2,null,3.8635657031994021E-3,5.7372079311486428E-3,1.3485283535673827E-4,1.3425760542897299E-3,4.625883768073835E-5,8.4506677426908125E-6,1.1132912029417942E-2]
[2004,12,4,7,4.8160400295038652E-3,6.9544805691194676E-3,1.3521620387915904E-4,1.3048568490251187E-3,4.4354838709677579E-7,1.0675086075788207E-5,1.3221712285990497E-2,null,4.5117258504940149E-3,5.924218954394175E-3,6.9673964934314751E-5,1.1369855009351396E-3,4.625883768073835E-5,4.3661783337235862E-6,1.1693229286772104E-2]
[2004,12,4,9,5.5797651466928588E-3,8.3078454535894242E-3,0,1.5678585286057571E-3,4.4354838709677579E-7,0,1.5455912677275137E-2,null,5.2271929838201723E-3,7.0770915264148256E-3,0,1.3661517091887003E-3,4.625883768073835E-5,0,1.3716695057104437E-2]
[2004,12,4,12,6.4774966616901923E-3,9.1400370143592223E-3,0,2.295604736750233E-3,4.4354838709677579E-7,0,1.7913581961186743E-2,null,6.0681989676167562E-3,7.7859992541739285E-3,0,2.0002725230074633E-3,4.625883768073835E-5,0,1.5900729582478887E-2]
[2004,12,4,16,6.73835608097523E-3,9.7963770331862196E-3,1.0904532570899922E-4,3.1436005529809721E-3,4.4354838709677579E-7,8.6089403837001679E-6,1.9796431481622221E-2,null,6.3125752971578556E-3,8.345106716106868E-3,5.6188681398640933E-5,2.7391726932662541E-3,4.625883768073835E-5,3.5211115594545053E-6,1.7502823337169814E-2]
[2004,12,4,19,8.0052154798181691E-3,9.543686342335489E-3,2.6170878170159818E-4,3.1854547991317069E-3,4.4354838709677579E-7,2.0661456920880405E-5,2.1017170408294938E-2,null,7.4993848468471284E-3,8.1298505276024263E-3,1.3485283535673827E-4,2.7756423420721823E-3,4.625883768073835E-5,8.4506677426908125E-6,1.8594440057301903E-2]
[2004,12,4,22,7.4024303788906513E-3,8.6743995248594399E-3,2.6170878170159818E-4,3.1207621875262905E-3,4.4354838709677579E-7,2.0661456920880405E-5,1.9480405878285957E-2,null,6.9346883107953942E-3,7.3893429670861353E-3,1.3485283535673827E-4,2.7192725100343303E-3,4.625883768073835E-5,8.4506677426908125E-6,1.7232866128696026E-2]
[2004,12,4,24,5.8257977141498796E-3,8.3101128590647218E-3,2.6170878170159818E-4,3.1621155120152827E-3,4.4354838709677579E-7,2.0661456920880405E-5,1.7580839872239462E-2,null,5.4576793352331624E-3,7.079023030336729E-3,1.3485283535673827E-4,2.7553056813316859E-3,4.625883768073835E-5,8.4506677426908125E-6,1.5481570387681744E-2]
[2004,12,5,6,4.9089536316174343E-3,7.0968659176111788E-3,2.6170878170159818E-4,2.1961728298049038E-3,4.4354838709677579E-7,2.0661456920880405E-5,1.4484806166043092E-2,null,4.5987684618407259E-3,6.045510828313296E-3,1.3485283535673827E-4,1.9136326462948301E-3,4.625883768073835E-5,8.4506677426908125E-6,1.2747474277229019E-2]
[2004,12,5,9,6.368214298165557E-3,7.9969866172952559E-3,0,2.1715881933513348E-3,4.4354838709677579E-7,0,1.6537232657199242E-2,null,5.9658218981786569E-3,6.8122844294919854E-3,0,1.8922108518548094E-3,4.625883768073835E-5,0,1.4716576017206188E-2]
[2004,12,5,10,6.7319391789903739E-3,8.42605460004771E-3,0,2.3457461341901673E-3,4.4354838709677579E-7,0,1.7504183461615346E-2,null,6.3065638640327562E-3,7.1777887473029704E-3,0,2.043963171470875E-3,4.625883768073835E-5,0,1.5574574620487339E-2]
[2004,12,5,13,6.4500144999885033E-3,9.2268790354952616E-3,0,2.8244768658307368E-3,4.4354838709677579E-7,0,1.8501813949701598E-2,null,6.0424533387147183E-3,7.8599761878268126E-3,0,2.4611046388541076E-3,4.625883768073835E-5,0,1.6409793003076375E-2]
[2004,12,5,17,7.1968484588912788E-3,9.3977299352068534E-3,2.6170878170159818E-4,3.0090404049245563E-3,4.4354838709677579E-7,2.0661456920880405E-5,1.9886432586032263E-2,null,6.7420966260973506E-3,8.0055166244398755E-3,1.3485283535673827E-4,2.6219238644325515E-3,4.625883768073835E-5,8.4506677426908125E-6,1.7559099455749943E-2]
[2004,12,5,21,7.1009098664632552E-3,7.8904258680337104E-3,2.6170878170159818E-4,2.2978640197488152E-3,4.4354838709677579E-7,2.0661456920880405E-5,1.7572013541255354E-2,null,6.6522201664197282E-3,6.7215099705952488E-3,1.3485283535673827E-4,2.0022411466260742E-3,4.625883768073835E-5,8.4506677426908125E-6,1.5565533624421217E-2]
[2004,12,5,24,4.8827950635561808E-3,8.0915775077476815E-3,2.6170878170159818E-4,2.2796129219490855E-3,4.4354838709677579E-7,2.0661456920880405E-5,1.5536799280262524E-2,null,4.5742627918274256E-3,6.8928622872574631E-3,1.3485283535673827E-4,1.986338073741148E-3,4.625883768073835E-5,8.4506677426908125E-6,1.3643025493606204E-2]
[2004,12,6,4,5.9051353106591778E-3,8.6528933410960282E-3,2.6170878170159818E-4,2.3538770416726891E-3,4.4354838709677579E-7,2.0661456920880405E-5,1.7194719480437472E-2,null,5.5320037766610174E-3,7.3710227862729735E-3,1.3485283535673827E-4,2.0510480282687526E-3,4.625883768073835E-5,8.4506677426908125E-6,1.5143636931982909E-2]
[2004,12,6,7,7.4327258683589007E-3,1.0204101055984127E-2,1.3957801690751899E-4,2.3659779080374655E-3,4.4354838709677579E-7,1.1019443691136214E-5,2.0153845841366244E-2,null,6.9630694999362475E-3,8.6924290444985383E-3,7.1921512190260383E-5,2.0615921041310077E-3,4.625883768073835E-5,4.5070227961017662E-6,1.7839778021232894E-2]
[2004,12,6,10,6.4495141443555552E-3,1.398535078853089E-2,0,2.9544812083273247E-3,4.4354838709677579E-7,0,2.3389789689600867E-2,null,6.0419845993708206E-3,1.1913510923182644E-2,0,2.5743837718008827E-3,4.625883768073835E-5,0,2.0576138132035085E-2]
[2004,12,6,11,6.4350227268820141E-3,1.4390773168827347E-2,0,3.1660384495871036E-3,4.4354838709677579E-7,0,2.3992277893683561E-2,null,6.028408860293666E-3,1.2258872582621714E-2,0,2.7587239284317926E-3,4.625883768073835E-5,0,2.1092264209027912E-2]
[2004,12,6,14,5.9314722479741891E-3,1.3734767498845089E-2,0,2.8330280500529388E-3,4.4354838709677579E-7,0,2.2499711345259313E-2,null,5.5566765451967922E-3,1.1700049937900312E-2,0,2.4685557033013172E-3,4.625883768073835E-5,0,1.9771541024079159E-2]
[2004,12,6,19,9.6695239806067947E-3,1.2180526784700272E-2,2.6170878170159818E-4,2.6159196372134638E-3,4.4354838709677579E-7,2.0661456920880405E-5,2.4748784189530106E-2,null,9.0585296297401655E-3,1.0376059999771306E-2,1.3485283535673827E-4,2.2793785397573246E-3,4.625883768073835E-5,8.4506677426908125E-6,2.1903530510048966E-2]
[2004,12,6,22,7.8311684236269784E-3,1.1166412964502293E-2,2.6170878170159818E-4,2.6665012514561067E-3,4.4354838709677579E-7,2.0661456920880405E-5,2.1946896426594954E-2,null,7.3363354124965849E-3,9.5121806264925855E-3,1.3485283535673827E-4,2.3234527706208455E-3,4.625883768073835E-5,8.4506677426908125E-6,1.9361531150390184E-2]
[2004,12,7,1,5.96791587192224E-3,1.0838595458375176E-2,2.6170878170159818E-4,3.0266914434290563E-3,4.4354838709677579E-7,2.0661456920880405E-5,2.0116016560736048E-2,null,5.5908173827406704E-3,9.2329271777154068E-3,1.3485283535673827E-4,2.6373040763470299E-3,4.625883768073835E-5,8.4506677426908125E-6,1.7650610977583275E-2]
[2004,12,7,5,6.2711569040635904E-3,1.0277834104077108E-2,2.6170878170159818E-4,2.7833100313248605E-3,4.4354838709677579E-7,2.0661456920880405E-5,1.9615114826475134E-2,null,5.8748973312587804E-3,8.755239015241327E-3,1.3485283535673827E-4,2.4252339653870929E-3,4.625883768073835E-5,8.4506677426908125E-6,1.7244932652667369E-2]
[2004,12,7,8,7.1550520449087792E-3,1.3488417090200077E-2,0,3.0846862177195174E-3,4.4354838709677579E-7,0,2.3728598901215467E-2,null,6.702941228661375E-3,1.149019475952826E-2,0,2.687837755614242E-3,4.625883768073835E-5,0,2.0927232581484614E-2]
[2004,12,7,9,7.2209389949059915E-3,1.4780492322873916E-2,0,3.56460512616058E-3,4.4354838709677579E-7,0,2.5566479992327584E-2,null,6.7646649381180122E-3,1.259085734788873E-2,0,3.1060145394735438E-3,4.625883768073835E-5,0,2.2507795663161023E-2]
[2004,12,7,15,6.0467856478970457E-3,1.4148273285233402E-2,0,3.1767774776376616E-3,4.4354838709677579E-7,0,2.3372279959155206E-2,null,5.6647035641071613E-3,1.2052297498753512E-2,0,2.7680813680595515E-3,4.625883768073835E-5,0,2.0531341268600962E-2]
[2004,12,7,16,6.7100772661154683E-3,1.4103173174030075E-2,1.1340713873735917E-4,3.3731579941670745E-3,4.4354838709677579E-7,8.9532979990481728E-6,2.4309212419436118E-2,null,6.2860833537266327E-3,1.2013878679262891E-2,5.8436228654586558E-5,2.9391973032112991E-3,4.625883768073835E-5,3.6619560218326845E-6,2.1347516358557979E-2]
[2004,12,7,20,9.2083283966573112E-3,1.2958336216674776E-2,2.6170878170159818E-4,3.2647486422606241E-3,4.4354838709677579E-7,2.0661456920880405E-5,2.5714227042602289E-2,null,8.6264759039631142E-3,1.1038641961718372E-2,1.3485283535673827E-4,2.8447349402513323E-3,4.625883768073835E-5,8.4506677426908125E-6,2.269941514671299E-2]
[2004,12,7,23,7.3035443873044207E-3,1.151521817977616E-2,2.6170878170159818E-4,3.1783598459994167E-3,4.4354838709677579E-7,2.0661456920880405E-5,2.227993620008957E-2,null,6.8420506911414537E-3,9.8093125901495964E-3,1.3485283535673827E-4,2.7694601628950139E-3,4.625883768073835E-5,8.4506677426908125E-6,1.9610385784966232E-2]
[2004,12,8,2,5.5172029957436877E-3,1.0650576067507706E-2,2.6170878170159818E-4,3.2119882540677814E-3,4.4354838709677579E-7,2.0661456920880405E-5,1.9662581104328752E-2,null,5.1685839872232398E-3,9.0727616516059935E-3,1.3485283535673827E-4,2.7987622372350669E-3,4.625883768073835E-5,8.4506677426908125E-6,1.7229670216844468E-2]
[2004,12,8,6,5.7290309165542739E-3,1.0804454382277926E-2,2.6170878170159818E-4,2.9528339483964544E-3,4.4354838709677579E-7,2.0661456920880405E-5,1.9769133034238228E-2,null,5.3670270027137016E-3,9.2038438826902037E-3,1.3485283535673827E-4,2.5729484337719869E-3,4.625883768073835E-5,8.4506677426908125E-6,1.733338165995606E-2]
[2004,12,8,8,6.5141929975853097E-3,1.3381267466051228E-2,0,3.1608967947101682E-3,4.4354838709677579E-7,0,2.30568008067338E-2,null,6.1025765488374566E-3,1.1398918663775333E-2,0,2.7542437534223609E-3,4.625883768073835E-5,0,2.0301997803715888E-2]
[2004,12,8,11,5.8555284425238991E-3,1.5004658872403409E-2,0,3.4166001907565417E-3,4.4354838709677579E-7,0,2.4277231054070945E-2,null,5.4855314491976089E-3,1.2781815063344954E-2,0,2.9770506107889851E-3,4.625883768073835E-5,0,2.1290655961012286E-2]
[2004,12,8,14,5.709790774811401E-3,1.4720907017897765E-2,0,3.3259843749404387E-3,4.4354838709677579E-7,0,2.3757125716036699E-2,null,5.3490026000225493E-3,1.2540099223017333E-2,0,2.8980926248495368E-3,4.625883768073835E-5,0,2.083345328557016E-2]
[2004,12,8,17,6.6763912979550663E-3,1.4191069855150493E-2,2.6170878170159818E-4,3.4568874697359932E-3,4.4354838709677579E-7,2.0661456920880405E-5,2.4607162409851127E-2,null,6.2545259222233354E-3,1.2088754031799515E-2,1.3485283535673827E-4,3.0121548845688929E-3,4.625883768073835E-5,8.4506677426908125E-6,2.1544997179371913E-2]
[2004,12,8,21,7.805173538578878E-3,1.2515740451917104E-2,2.6170878170159818E-4,3.3701321946289177E-3,4.4354838709677579E-7,2.0661456920880405E-5,2.3973859972134474E-2,null,7.3119830827539653E-3,1.0661613915892085E-2,1.3485283535673827E-4,2.9365607762955755E-3,4.625883768073835E-5,8.4506677426908125E-6,2.1099720115721792E-2]
[2004,12,8,24,5.5031204849218997E-3,1.1207241055033269E-2,2.6170878170159818E-4,3.1448430326818148E-3,4.4354838709677579E-7,2.0661456920880405E-5,2.013801835964656E-2,null,5.1553913169536227E-3,9.546960297726316E-3,1.3485283535673827E-4,2.7402553265115175E-3,4.625883768073835E-5,8.4506677426908125E-6,1.7632169281971623E-2]
[2004,12,9,5,5.8726253526785541E-3,9.9451922254613582E-3,2.6170878170159818E-4,2.8132506687296899E-3,4.4354838709677579E-7,2.0661456920880405E-5,1.8913882033879177E-2,null,5.5015480460356295E-3,8.4718758937637716E-3,1.3485283535673827E-4,2.4513227050396305E-3,4.625883768073835E-5,8.4506677426908125E-6,1.6614308985619199E-2]
[2004,12,9,8,6.6625273832177914E-3,1.3143899124176552E-2,0,3.0880618852047351E-3,4.4354838709677579E-7,0,2.2894931940986175E-2,null,6.2415380354686545E-3,1.1196714916690147E-2,0,2.6907791395595674E-3,4.625883768073835E-5,0,2.0175290929399105E-2]
[2004,12,9,11,5.9793968440315353E-3,1.4655475268049663E-2,0,3.3715429735086924E-3,4.4354838709677579E-7,0,2.4006858633976984E-2,null,5.601572899376117E-3,1.2484360766519154E-2,0,2.9377900568350675E-3,4.625883768073835E-5,0,2.1069982560411076E-2]
[2004,12,9,12,5.7745506706602424E-3,1.476126437457663E-2,0,3.6271107569743216E-3,4.4354838709677579E-7,0,2.416336935059829E-2,null,5.409670471216846E-3,1.257447789659474E-2,0,3.1604787483368569E-3,4.625883768073835E-5,0,2.1190885953829178E-2]
[2004,12,9,15,5.6823687452823369E-3,1.427823048752185E-2,0,3.2490563177551154E-3,4.4354838709677579E-7,0,2.3210099098946398E-2,null,5.3233133036833672E-3,1.2163002376480238E-2,0,2.8310614515065224E-3,4.625883768073835E-5,0,2.0363635969350865E-2]
[2004,12,9,18,8.5355951958508477E-3,1.3501342623179017E-2,2.6170878170159818E-4,3.3147831459365393E-3,4.4354838709677579E-7,2.0661456920880405E-5,2.5634534751975979E-2,null,7.9962511230289787E-3,1.1501205457841158E-2,1.3485283535673827E-4,2.8883324469575304E-3,4.625883768073835E-5,8.4506677426908125E-6,2.2575351368607836E-2]
[2004,12,9,22,7.4548717667952749E-3,1.215481406942432E-2,2.6170878170159818E-4,3.2426385862987079E-3,4.4354838709677579E-7,2.0661456920880405E-5,2.3135138209527877E-2,null,6.9838160514278675E-3,1.0354156458062794E-2,1.3485283535673827E-4,2.8254693686506275E-3,4.625883768073835E-5,8.4506677426908125E-6,2.0353004218921458E-2]
[2004,12,10,2,4.8905528573247774E-3,9.8414235403432027E-3,2.6170878170159818E-4,2.5472801977813177E-3,4.4354838709677579E-7,2.0661456920880405E-5,{"$f":"SUM(E8260:J8260)","v":1.7562070382458873E-2},null,{"$f":"E8260*V$5","v":4.5815303889558045E-3},{"$f":"F8260*W$5","v":8.3834798726462115E-3},{"$f":"G8260*X$5","v":1.3485283535673827E-4},{"$f":"H8260*AB$5","v":2.2195696438734791E-3},{"$f":"I8260*Z$5","v":4.625883768073835E-5},{"$f":"J8260*AA$5","v":8.4506677426908125E-6},{"$f":"SUM(M8260:R8260)","v":1.5374142246255662E-2}]
[2004,12,10,6,5.6227348357652659E-3,1.0040836260547685E-2,2.6170878170159818E-4,2.5246132197898675E-3,4.4354838709677579E-7,2.0661456920880405E-5,1.8470998103112396E-2,null,5.2674475198680468E-3,8.5533508795519481E-3,1.3485283535673827E-4,2.1998187989087236E-3,4.625883768073835E-5,8.4506677426908125E-6,1.6210179539108888E-2]
[2004,12,10,9,6.2007813132215353E-3,1.3825245885636297E-2,0,3.0223590807725922E-3,4.4354838709677579E-7,0,2.3048829828017519E-2,null,5.8089686075561663E-3,1.1777124532999705E-2,0,2.633529077174613E-3,4.625883768073835E-5,0,2.026588105541122E-2]
[2004,12,10,12,6.1228376890344457E-3,1.4643199121389351E-2,0,3.4495714122113382E-3,4.4354838709677579E-7,0,2.4216051771022228E-2,null,5.7359500566363745E-3,1.2473903252113996E-2,0,3.0057800463360591E-3,4.625883768073835E-5,0,2.1261892192767168E-2]
[2004,12,10,13,5.8320400307931486E-3,1.4362428750713561E-2,0,3.348109203048422E-3,4.4354838709677579E-7,0,2.3543021532942229E-2,null,5.4635272146514955E-3,1.2234727207942463E-2,0,2.9173710681425716E-3,4.625883768073835E-5,0,2.0661884328417264E-2]
[2004,12,10,16,5.684828072063575E-3,1.3331225669517711E-2,1.1340713873735917E-4,3.1083102673166176E-3,4.4354838709677579E-7,8.9532979990481728E-6,2.2247167994021405E-2,null,5.3256172314218716E-3,1.1356290237886535E-2,5.8436228654586558E-5,2.7084225438117697E-3,4.625883768073835E-5,3.6619560218326845E-6,1.9498687035477334E-2]
[2004,12,10,19,7.8873697291251092E-3,1.2557705962691044E-2,2.6170878170159818E-4,3.1287916186457281E-3,4.4354838709677579E-7,2.0661456920880405E-5,2.3856681097471456E-2,null,7.3889854904224429E-3,1.0697362505867553E-2,1.3485283535673827E-4,2.7262689455210109E-3,4.625883768073835E-5,8.4506677426908125E-6,2.1002179282591179E-2]
[2004,12,10,24,5.0632201641417377E-3,9.2138192653849552E-3,2.6170878170159818E-4,2.3787361276652271E-3,4.4354838709677579E-7,2.0661456920880405E-5,1.6938589344201498E-2,null,4.7432872570318191E-3,7.8488511387511048E-3,1.3485283535673827E-4,2.0727089639960184E-3,4.625883768073835E-5,8.4506677426908125E-6,1.4854409700559108E-2]
[2004,12,11,3,3.6064341955375752E-3,6.850373021610616E-3,2.6170878170159818E-4,1.4875776058963911E-3,4.4354838709677579E-7,2.0661456920880405E-5,1.2227198610054156E-2,null,3.3785521483276964E-3,5.8355342711719571E-3,1.3485283535673827E-4,1.2961990203627656E-3,4.625883768073835E-5,8.4506677426908125E-6,1.0699847780642585E-2]
[2004,12,11,7,4.2974921364824538E-3,7.2641088084541092E-3,1.4830164296423897E-4,1.3190464409687872E-3,4.4354838709677579E-7,1.1708158921832229E-5,1.3041100736178517E-2,null,4.0259437724108893E-3,6.1879777593906249E-3,7.6416606702151674E-5,1.1493495854063142E-3,4.625883768073835E-5,4.7887117208581271E-6,1.1490735273311575E-2]
[2004,12,11,10,5.5558904883530125E-3,8.9034305547853083E-3,0,1.7688575164588006E-3,4.4354838709677579E-7,0,1.6228622107984217E-2,null,5.2048269086746772E-3,7.584444521421636E-3,0,1.5412919439679327E-3,4.625883768073835E-5,0,1.4376822211744984E-2]
[2004,12,11,13,6.4768259011206003E-3,9.8664309764630014E-3,0,2.8214535891830611E-3,4.4354838709677579E-7,0,1.916515401515376E-2,null,6.0675705908211355E-3,8.4047826177742306E-3,0,2.4584703102560768E-3,4.625883768073835E-5,0,1.6977082356532183E-2]
[2004,12,11,16,6.1412729552265547E-3,9.6797443158526449E-3,1.1340713873735917E-4,2.9683912112116345E-3,4.4354838709677579E-7,8.9532979990481728E-6,1.8912212467414338E-2,null,5.7532204419591991E-3,8.2457523864969493E-3,5.8436228654586558E-5,2.5865042366696859E-3,4.625883768073835E-5,3.6619560218326845E-6,1.6693834087482994E-2]
[2004,12,11,18,7.4093989676004566E-3,9.9072853444819274E-3,2.6170878170159818E-4,3.2810205583976896E-3,4.4354838709677579E-7,2.0661456920880405E-5,2.0880518657489647E-2,null,6.9412165708660914E-3,8.4395846736548992E-3,1.3485283535673827E-4,2.8589134554916043E-3,4.625883768073835E-5,8.4506677426908125E-6,1.8429277040792762E-2]
[2004,12,11,22,6.7832263164464236E-3,8.5938674094132948E-3,2.6170878170159818E-4,2.9794449183563046E-3,4.4354838709677579E-7,2.0661456920880405E-5,1.8639352431225598E-2,null,6.3546102885725739E-3,7.3207411671354717E-3,1.3485283535673827E-4,2.5961358715608715E-3,4.625883768073835E-5,8.4506677426908125E-6,1.6461049668049083E-2]
[2004,12,12,1,5.9999360041295205E-3,9.2977133573246291E-3,2.6170878170159818E-4,3.6335136608840212E-3,4.4354838709677579E-7,2.0661456920880405E-5,1.9213976809347746E-2,null,5.6208142385248414E-3,7.9203168599780212E-3,1.3485283535673827E-4,3.1660579112271379E-3,4.625883768073835E-5,8.4506677426908125E-6,1.6896751350510168E-2]
[2004,12,12,4,5.9707381419140462E-3,8.8329530991154079E-3,2.6170878170159818E-4,3.3555322278624828E-3,4.4354838709677579E-7,2.0661456920880405E-5,1.8442037255901513E-2,null,5.5934613201666676E-3,7.5244078480011852E-3,1.3485283535673827E-4,2.9238391121988792E-3,4.625883768073835E-5,8.4506677426908125E-6,1.6231270621146897E-2]
[2004,12,12,8,6.9290248731596971E-3,8.9990089524620929E-3,0,3.2485109312604013E-3,4.4354838709677579E-7,0,1.9176988305269288E-2,null,6.4911961793164595E-3,7.6658635935607832E-3,0,2.8305862296173485E-3,4.625883768073835E-5,0,1.7033904840175328E-2]
[2004,12,12,9,7.4817324645637309E-3,9.0916773583355516E-3,0,3.1342851310579996E-3,4.4354838709677579E-7,0,1.9708138502344374E-2,null,7.0089794852327839E-3,7.7448037704859656E-3,0,2.7310557111854795E-3,4.625883768073835E-5,0,1.7531097804584967E-2]
[2004,12,12,13,7.6803120430793681E-3,1.0436240280232011E-2,0,3.8813290289114312E-3,4.4354838709677579E-7,0,2.1998324900609906E-2,null,7.195011289844155E-3,8.8901783341369736E-3,0,3.3819915445345615E-3,4.625883768073835E-5,0,1.9513440006196429E-2]
[2004,12,12,14,7.5696535715384537E-3,1.0265150149438455E-2,0,3.7222654231038152E-3,4.4354838709677579E-7,0,2.155751269246782E-2,null,7.091345065400682E-3,8.7444341069897128E-3,0,3.2433916562289284E-3,4.625883768073835E-5,0,1.912542966630006E-2]
[2004,12,12,15,7.3059312207309794E-3,1.0163008490297675E-2,0,3.6885179578349642E-3,4.4354838709677579E-7,0,2.1157901217250714E-2,null,6.8442867062089071E-3,8.6574240784043997E-3,0,3.2139858415354142E-3,4.625883768073835E-5,0,1.8761955463829458E-2]
[2004,12,12,16,7.4717605294197832E-3,1.0037093867175233E-2,1.1340713873735917E-4,3.6419054840784179E-3,4.4354838709677579E-7,8.9532979990481728E-6,2.1273563865796936E-2,null,6.9996376530858792E-3,8.5501628977132562E-3,5.8436228654586558E-5,3.1733701166277292E-3,4.625883768073835E-5,3.6619560218326845E-6,1.8831527689784022E-2]
[2004,12,12,17,8.0498524542601639E-3,1.013146994197946E-2,2.6170878170159818E-4,3.7457657265377348E-3,4.4354838709677579E-7,2.0661456920880405E-5,2.2209901909786934E-2,null,7.5412013164453959E-3,8.6305577633886549E-3,1.3485283535673827E-4,3.2638686183507929E-3,4.625883768073835E-5,8.4506677426908125E-6,1.9625190038965012E-2]
[2004,12,12,18,8.7299386587920275E-3,9.8624594362164714E-3,2.6170878170159818E-4,3.6421891096611323E-3,4.4354838709677579E-7,2.0661456920880405E-5,{"$f":"SUM(E8324:J8324)","v":2.2517400991679204E-2},null,{"$f":"E8324*V$5","v":8.1783144821901722E-3},{"$f":"F8324*W$5","v":8.4013994356986199E-3},{"$f":"G8324*X$5","v":1.3485283535673827E-4},{"$f":"H8324*AB$5","v":3.1736172534500414E-3},{"$f":"I8324*Z$5","v":4.625883768073835E-5},{"$f":"J8324*AA$5","v":8.4506677426908125E-6},{"$f":"SUM(M8324:R8324)","v":1.9942893512119003E-2}]
[2004,12,12,19,8.3442997750896083E-3,9.1800238250347044E-3,2.6170878170159818E-4,3.2406263854097145E-3,4.4354838709677579E-7,2.0661456920880405E-5,2.1047763772543603E-2,null,7.8170432074713241E-3,7.8200622757576468E-3,1.3485283535673827E-4,2.8237160397414345E-3,4.625883768073835E-5,8.4506677426908125E-6,1.8650383863750574E-2]
[2004,12,12,20,8.3444410823867322E-3,8.7949879513917542E-3,2.6170878170159818E-4,3.0530373091116336E-3,4.4354838709677579E-7,2.0661456920880405E-5,2.0475280129899694E-2,null,7.817175585894549E-3,7.4920669929918913E-3,1.3485283535673827E-4,2.6602605158316025E-3,4.625883768073835E-5,8.4506677426908125E-6,1.8159065435498209E-2]
[2004,12,12,21,7.4554774553163292E-3,8.1849386944498614E-3,2.6170878170159818E-4,2.6136138353697732E-3,4.4354838709677579E-7,2.0661456920880405E-5,1.8536843772145539E-2,null,6.9843834679237946E-3,6.9723926139826139E-3,1.3485283535673827E-4,2.27736938199702E-3,4.625883768073835E-5,8.4506677426908125E-6,1.6423707804683597E-2]
[2004,12,12,22,7.6432990823555227E-3,8.8154245835769356E-3,2.6170878170159818E-4,3.0961693627569366E-3,4.4354838709677579E-7,2.0661456920880405E-5,1.983770681569897E-2,null,7.1603370905688026E-3,7.5094760694214141E-3,1.3485283535673827E-4,2.6978435807148539E-3,4.625883768073835E-5,8.4506677426908125E-6,1.7557219081485238E-2]
[2004,12,12,23,6.0163527961527852E-3,8.2963514802085921E-3,2.6170878170159818E-4,2.6793351745628404E-3,4.4354838709677579E-7,2.0661456920880405E-5,1.7274853237933794E-2,null,5.6361936922876416E-3,7.0673003113431521E-3,1.3485283535673827E-4,2.3346355946243938E-3,4.625883768073835E-5,8.4506677426908125E-6,1.5227691939035354E-2]
[2004,12,12,24,5.1489110219929586E-3,8.4041686336527519E-3,2.6170878170159818E-4,2.5148220665885393E-3,4.4354838709677579E-7,2.0661456920880405E-5,1.6350715509243826E-2,null,4.8235635122435491E-3,7.1591450462150747E-3,1.3485283535673827E-4,2.1912872889307041E-3,4.625883768073835E-5,8.4506677426908125E-6,1.4363558188169496E-2]
[2004,12,13,1,5.3553455536916204E-3,8.6132781525380328E-3,2.6170878170159818E-4,2.4495528135558536E-3,4.4354838709677579E-7,2.0661456920880405E-5,1.6700990306795081E-2,null,5.016953934124122E-3,7.3372763333776582E-3,1.3485283535673827E-4,2.1344150010544714E-3,4.625883768073835E-5,8.4506677426908125E-6,1.4678207609336419E-2]
[2004,12,13,2,5.1104122007058703E-3,8.4317469044911126E-3,2.6170878170159818E-4,2.2694689663869121E-3,4.4354838709677579E-7,2.0661456920880405E-5,1.6094441858593472E-2,null,4.7874973404197236E-3,7.1826377734153634E-3,1.3485283535673827E-4,1.977499149835481E-3,4.625883768073835E-5,8.4506677426908125E-6,1.4137196604450735E-2]
[2004,12,13,3,5.3803410493333008E-3,8.7489818374876654E-3,2.6170878170159818E-4,2.4758452838804282E-3,4.4354838709677579E-7,2.0661456920880405E-5,1.6887981957710969E-2,null,5.0403700235132493E-3,7.452876389279682E-3,1.3485283535673827E-4,2.1573249145558208E-3,4.625883768073835E-5,8.4506677426908125E-6,1.4840133668128919E-2]
[2004,12,13,4,5.6502070879760561E-3,8.9458575427455757E-3,2.6170878170159818E-4,2.5708458749537822E-3,4.4354838709677579E-7,2.0661456920880405E-5,1.7449724292684991E-2,null,5.2931838654364793E-3,7.6205862237032048E-3,1.3485283535673827E-4,2.2401035693265497E-3,4.625883768073835E-5,8.4506677426908125E-6,1.53434359992464E-2]
[2004,12,13,5,5.7536550726542809E-3,9.009606262581342E-3,2.6170878170159818E-4,2.4419953111243153E-3,4.4354838709677579E-7,2.0661456920880405E-5,1.7488070433369515E-2,null,5.3900952166285364E-3,7.6748909802721388E-3,1.3485283535673827E-4,2.1278297800822544E-3,4.625883768073835E-5,8.4506677426908125E-6,1.5382378317763096E-2]
[2004,12,13,6,5.9661824381382206E-3,9.4951367051506457E-3,2.6170878170159818E-4,2.3709949921504182E-3,4.4354838709677579E-7,2.0661456920880405E-5,1.8115127922448859E-2,null,5.5891934805377052E-3,8.0884932072417155E-3,1.3485283535673827E-4,2.0659637345498243E-3,4.625883768073835E-5,8.4506677426908125E-6,1.5933212763109415E-2]
[2004,12,13,7,6.654197921019879E-3,1.0441974753510455E-2,1.5266345599259889E-4,2.2918114614412012E-3,4.4354838709677579E-7,1.2052516537180234E-5,1.955314365688841E-2,null,6.2337348922869504E-3,8.8950632820424258E-3,7.8664153958097293E-5,1.9969672569695477E-3,4.625883768073835E-5,4.9295561832363071E-6,1.7255617979120993E-2]
[2004,12,13,8,6.4728406379491029E-3,1.2548459830054473E-2,0,2.6695776469967182E-3,4.4354838709677579E-7,0,2.169132166338739E-2,null,6.0638371470038673E-3,1.0689486128375949E-2,0,2.326133384304584E-3,4.625883768073835E-5,0,1.9125715497365137E-2]
[2004,12,13,9,6.6179331427001498E-3,1.4165706113066945E-2,0,3.1416479516756528E-3,4.4354838709677579E-7,0,2.3925730755829842E-2,null,6.19976159953913E-3,1.2067147765147059E-2,0,2.7374712963851222E-3,4.625883768073835E-5,0,2.105063949875205E-2]
[2004,12,13,10,6.1472271997888754E-3,1.4311001575744418E-2,0,3.0571670954223757E-3,4.4354838709677579E-7,0,2.3515839419342762E-2,null,5.7587984518900574E-3,1.2190918638532408E-2,0,2.6638590003402918E-3,4.625883768073835E-5,0,2.0659834928443494E-2]
[2004,12,13,11,6.2441319752734106E-3,1.4733190043316639E-2,0,3.3350624574973943E-3,4.4354838709677579E-7,0,2.4312828024474539E-2,null,5.8495800438019786E-3,1.2550562597137164E-2,0,2.9060028015491972E-3,4.625883768073835E-5,0,2.1352404280169077E-2]
[2004,12,13,12,6.2519154450196741E-3,1.4744835664330855E-2,0,3.3526154170418162E-3,4.4354838709677579E-7,0,2.4349810074779443E-2,null,5.8568716945037215E-3,1.2560482994219652E-2,0,2.9212975524756449E-3,4.625883768073835E-5,0,2.1384911078879756E-2]
[2004,12,13,13,5.7839784948729763E-3,1.4471029612585916E-2,0,3.0819940764788747E-3,4.4354838709677579E-7,0,2.3337445732324866E-2,null,5.4185025735153988E-3,1.2327239549874164E-2,0,2.6854919614688021E-3,4.625883768073835E-5,0,2.0477492922539104E-2]
[2004,12,13,14,5.9623580936785563E-3,1.4468757766409593E-2,0,3.1557090197127809E-3,4.4354838709677579E-7,0,2.3587268428188025E-2,null,5.5856107873594593E-3,1.232530426311256E-2,0,2.7497233916995022E-3,4.625883768073835E-5,0,2.0706897279852258E-2]
[2004,12,13,15,6.0949743208075953E-3,1.4581574603986652E-2,0,3.3587560474055847E-3,4.4354838709677579E-7,0,2.4035748520586927E-2,null,5.7098473087479062E-3,1.2421408011035383E-2,0,2.9266481836160824E-3,4.625883768073835E-5,0,2.1104162341080108E-2]
[2004,12,13,16,6.0712666021052481E-3,1.4383263992817951E-2,1.1340713873735917E-4,3.3554604216783439E-3,4.4354838709677579E-7,8.9532979990481728E-6,2.3932795001725043E-2,null,5.6876376247190462E-3,1.2252475842792678E-2,5.8436228654586558E-5,2.9237765439636704E-3,4.625883768073835E-5,3.6619560218326845E-6,2.0972247033832554E-2]
[2004,12,13,17,7.0152211564910253E-3,1.4130808652404601E-2,2.6170878170159818E-4,3.4826968916584883E-3,4.4354838709677579E-7,2.0661456920880405E-5,2.491154048756369E-2,null,6.5719459233675951E-3,1.2037420139070413E-2,1.3485283535673827E-4,3.0346438944057331E-3,4.625883768073835E-5,8.4506677426908125E-6,2.1833572297623911E-2]
[2004,12,13,18,8.428230607894922E-3,1.349855426899323E-2,2.6170878170159818E-4,3.181767116273433E-3,4.4354838709677579E-7,2.0661456920880405E-5,2.5391365780171159E-2,null,7.8956706494571482E-3,1.14988301804132E-2,1.3485283535673827E-4,2.7724290838936801E-3,4.625883768073835E-5,8.4506677426908125E-6,2.2356492254544197E-2]
[2004,12,13,19,9.313990218415261E-3,1.2898024705012529E-2,2.6170878170159818E-4,2.9615803058847551E-3,4.4354838709677579E-7,2.0661456920880405E-5,2.5456409016322117E-2,null,8.7254612051057921E-3,1.0987265213015643E-2,1.3485283535673827E-4,2.5805695622180863E-3,4.625883768073835E-5,8.4506677426908125E-6,2.2482858321119688E-2]
[2004,12,13,20,8.3011294335825232E-3,1.2602003754374876E-2,2.6170878170159818E-4,2.9816623151548644E-3,4.4354838709677579E-7,2.0661456920880405E-5,2.4167609290121836E-2,null,7.7766006977415536E-3,1.0735097864320699E-2,1.3485283535673827E-4,2.5980679976877075E-3,4.625883768073835E-5,8.4506677426908125E-6,2.1299328900530125E-2]
[2004,12,13,21,7.8705635073148782E-3,1.2039583388248998E-2,2.6170878170159818E-4,2.9002368508208093E-3,4.4354838709677579E-7,2.0661456920880405E-5,2.3093197533394262E-2,null,7.3732412140198713E-3,1.0255996461962177E-2,1.3485283535673827E-4,2.5271180138454956E-3,4.625883768073835E-5,8.4506677426908125E-6,2.0345918030607712E-2]
[2004,12,13,22,7.4631163075257302E-3,1.1632550313396491E-2,2.6170878170159818E-4,2.8200076854245789E-3,4.4354838709677579E-7,2.0661456920880405E-5,2.2198488093356374E-2,null,6.9915396391287939E-3,9.9092627220170402E-3,1.3485283535673827E-4,2.4572104236942902E-3,4.625883768073835E-5,8.4506677426908125E-6,1.9547575125620293E-2]
[2004,12,13,23,6.8062051078252731E-3,1.1430719781860891E-2,2.6170878170159818E-4,2.8852072788039529E-3,4.4354838709677579E-7,2.0661456920880405E-5,2.1404945955499691E-2,null,6.3761371044715161E-3,9.7373320869947842E-3,1.3485283535673827E-4,2.5140220137124594E-3,4.625883768073835E-5,8.4506677426908125E-6,1.8817053545958928E-2]
[2004,12,13,24,5.555681819655019E-3,1.0756667937153826E-2,2.6170878170159818E-4,2.4964224456563667E-3,4.4354838709677579E-7,2.0661456920880405E-5,1.9091585989474788E-2,null,5.2046314252581858E-3,9.1631366923898422E-3,1.3485283535673827E-4,2.1752548005867047E-3,4.625883768073835E-5,8.4506677426908125E-6,1.6732585259014901E-2]
[2004,12,14,1,5.1441873795253978E-3,9.4482862805405111E-3,2.6170878170159818E-4,1.9234819192872723E-3,4.4354838709677579E-7,2.0661456920880405E-5,1.6798769366362758E-2,null,4.8191383455715893E-3,8.0485833720299795E-3,1.3485283535673827E-4,1.676023737909984E-3,4.625883768073835E-5,8.4506677426908125E-6,1.4733307796291719E-2]
[2004,12,14,2,5.2969873592059336E-3,9.1467134622768877E-3,2.6170878170159818E-4,1.941966246162339E-3,4.4354838709677579E-7,2.0661456920880405E-5,1.6668480854654735E-2,null,4.9622832559245563E-3,7.791686629227859E-3,1.3485283535673827E-4,1.6921300346790114E-3,4.625883768073835E-5,8.4506677426908125E-6,1.4635662260611594E-2]
[2004,12,14,3,5.1254377544783531E-3,8.8049101457821528E-3,2.6170878170159818E-4,1.8208712299951206E-3,4.4354838709677579E-7,2.0661456920880405E-5,1.6034032917265201E-2,null,4.8015734649863801E-3,7.5005192780320988E-3,1.3485283535673827E-4,1.5866140328888538E-3,4.625883768073835E-5,8.4506677426908125E-6,1.4078269116687499E-2]
[2004,12,14,4,5.5492254466337132E-3,8.8401888074764508E-3,2.6170878170159818E-4,1.8652963010009154E-3,4.4354838709677579E-7,2.0661456920880405E-5,1.6537524342120653E-2,null,5.1985830151780772E-3,7.5305716326569795E-3,1.3485283535673827E-4,1.6253237669484485E-3,4.625883768073835E-5,8.4506677426908125E-6,1.4544040755563672E-2]
[2004,12,14,5,5.5088935925816634E-3,8.7261481646766052E-3,2.6170878170159818E-4,1.5913961932054195E-3,4.4354838709677579E-7,2.0661456920880405E-5,1.6109251737473265E-2,null,5.1607996355943885E-3,7.4334253783923448E-3,1.3485283535673827E-4,1.3866612259189721E-3,4.625883768073835E-5,8.4506677426908125E-6,1.4170448580685871E-2]
[2004,12,14,6,6.0450212950518382E-3,9.315219061864416E-3,2.6170878170159818E-4,1.7888567688652862E-3,4.4354838709677579E-7,2.0661456920880405E-5,1.7431910912791115E-2,null,5.6630506965453572E-3,7.9352292068620052E-3,1.3485283535673827E-4,1.5587182693404858E-3,4.625883768073835E-5,8.4506677426908125E-6,1.5346560513528016E-2]
[2004,12,14,7,6.5415377614990843E-3,1.0053237785402215E-2,1.5266345599259889E-4,1.6364431582867017E-3,4.4354838709677579E-7,1.2052516537180234E-5,1.8396378226104876E-2,null,6.128193461792838E-3,8.563915198177386E-3,7.8664153958097293E-5,1.4259128466594503E-3,4.625883768073835E-5,4.9295561832363071E-6,1.6247874054451744E-2]
[2004,12,14,8,6.4723863980928661E-3,1.1936752941294246E-2,0,1.9941437440783127E-3,4.4354838709677579E-7,0,2.0403726631852522E-2,null,6.06341160948982E-3,1.0168399685052164E-2,0,1.73759483692905E-3,4.625883768073835E-5,0,1.801566496915177E-2]
[2004,12,14,9,6.3071219226388643E-3,1.3167065004331754E-2,0,2.3197630412022364E-3,4.4354838709677579E-7,0,2.179439351655995E-2,null,5.9085898053714342E-3,1.1216448920537978E-2,0,2.0213228335527358E-3,4.625883768073835E-5,0,1.9192620397142885E-2]
[2004,12,14,10,5.9963883612827226E-3,1.3658244345839553E-2,0,2.469918596071131E-3,4.4354838709677579E-7,0,2.2124994851580503E-2,null,5.6174907628389744E-3,1.1634863198361718E-2,0,2.1521607020119128E-3,4.625883768073835E-5,0,1.9450773500893345E-2]
[2004,12,14,11,5.5825998564209851E-3,1.362400596341428E-2,0,2.3692645144582393E-3,4.4354838709677579E-7,0,2.1576313882680598E-2,null,5.2298485749449732E-3,1.160569701231581E-2,0,2.0644558848211978E-3,4.625883768073835E-5,0,1.8946260309762718E-2]
[2004,12,14,12,5.4884542016496252E-3,1.3499110964566106E-2,0,2.3373504232539312E-3,4.4354838709677579E-7,0,2.1325359137856756E-2,null,5.1416517614339798E-3,1.1499304405113648E-2,0,2.0366475784909443E-3,4.625883768073835E-5,0,1.8723862582719311E-2]
[2004,12,14,13,5.3564776557191995E-3,1.3516384851624019E-2,0,2.417892475855062E-3,4.4354838709677579E-7,0,2.1291198531585377E-2,null,5.0180145013021217E-3,1.1514019276786301E-2,0,2.1068278025449918E-3,4.625883768073835E-5,0,1.868512041831415E-2]
[2004,12,14,14,4.9878168289417147E-3,1.3161595433737237E-2,0,2.2490615148837313E-3,4.4354838709677579E-7,0,2.0398917325949777E-2,null,4.6726484802460588E-3,1.1211789631685794E-2,0,1.9597171406537926E-3,4.625883768073835E-5,0,1.7890414090266385E-2]
[2004,12,14,15,5.1745502429145166E-3,1.2856630235707295E-2,0,2.0857749274609196E-3,4.4354838709677579E-7,0,2.0117398954469824E-2,null,4.8475826514345986E-3,1.0952003068384158E-2,0,1.8174375622191001E-3,4.625883768073835E-5,0,1.7663282119718595E-2]
[2004,12,14,16,5.8214555405775642E-3,1.2880254527110963E-2,1.1340713873735917E-4,2.2252265340996697E-3,4.4354838709677579E-7,8.9532979990481728E-6,2.1049740586911701E-2,null,5.453611533339172E-3,1.0972127572799225E-2,5.8436228654586558E-5,1.9389485578113202E-3,4.625883768073835E-5,3.6619560218326845E-6,1.8473044686306877E-2]
[2004,12,14,17,6.6274733326943149E-3,1.26341755467844E-2,2.6170878170159818E-4,2.2516800549900085E-3,4.4354838709677579E-7,2.0661456920880405E-5,2.1796142721478298E-2,null,6.2086989674911431E-3,1.0762503612384133E-2,1.3485283535673827E-4,1.9619988025362271E-3,4.625883768073835E-5,8.4506677426908125E-6,1.9122763723191674E-2]
[2004,12,14,18,7.8889415752626986E-3,1.2441826486785431E-2,2.6170878170159818E-4,2.4008087353995303E-3,4.4354838709677579E-7,2.0661456920880405E-5,2.3014390584457235E-2,null,7.3904580153201834E-3,1.0598649829807518E-2,1.3485283535673827E-4,2.0919419051270557E-3,4.625883768073835E-5,8.4506677426908125E-6,2.0270612091034926E-2]
[2004,12,14,19,8.6306621266009301E-3,1.1672790512457322E-2,2.6170878170159818E-4,2.0440257042186618E-3,4.4354838709677579E-7,2.0661456920880405E-5,2.2630292130286486E-2,null,8.0853109992685152E-3,9.9435415941248034E-3,1.3485283535673827E-4,1.7810594250025804E-3,4.625883768073835E-5,8.4506677426908125E-6,1.9999474359176067E-2]
[2004,12,14,20,8.6504399650614138E-3,1.1322812764252135E-2,2.6170878170159818E-4,2.1152126491061247E-3,4.4354838709677579E-7,2.0661456920880405E-5,2.2371279165429251E-2,null,8.1038391228934036E-3,9.6454108007568862E-3,1.3485283535673827E-4,1.8430880868081914E-3,4.625883768073835E-5,8.4506677426908125E-6,1.9781900351238651E-2]
[2004,12,14,21,7.8075649463724096E-3,1.1088819483486469E-2,2.6170878170159818E-4,2.1061024985250549E-3,4.4354838709677579E-7,2.0661456920880405E-5,2.1285300715393508E-2,null,7.314223383144961E-3,9.4460821211617176E-3,1.3485283535673827E-4,1.8351499676729382E-3,4.625883768073835E-5,8.4506677426908125E-6,1.8785017812759788E-2]
[2004,12,14,22,7.1127658940007051E-3,1.0665629730578528E-2,2.6170878170159818E-4,2.0697644374096731E-3,4.4354838709677579E-7,2.0661456920880405E-5,2.0130973848998479E-2,null,6.6633270396178708E-3,9.0855852112106065E-3,1.3485283535673827E-4,1.8034868402952862E-3,4.625883768073835E-5,8.4506677426908125E-6,1.774196143190393E-2]
[2004,12,14,23,6.7802280688713688E-3,1.0397531475985804E-2,2.6170878170159818E-4,2.2444511831328498E-3,4.4354838709677579E-7,2.0661456920880405E-5,1.97050245149996E-2,null,6.3518014931706083E-3,8.8572039905410512E-3,1.3485283535673827E-4,1.9556999334335756E-3,4.625883768073835E-5,8.4506677426908125E-6,1.7354267757925403E-2]
[2004,12,14,24,5.9021317271887377E-3,9.905521705202331E-3,2.6170878170159818E-4,2.0670226081340943E-3,4.4354838709677579E-7,2.0661456920880405E-5,1.8157489827534738E-2,null,5.5291899825262751E-3,8.4380823062034337E-3,1.3485283535673827E-4,1.8010977505382743E-3,4.625883768073835E-5,8.4506677426908125E-6,1.595793238004815E-2]
[2004,12,15,1,4.8806341189528233E-3,8.6751886770265914E-3,2.6170878170159818E-4,1.5088318378136624E-3,4.4354838709677579E-7,2.0661456920880405E-5,1.5347468420802653E-2,null,4.5722383922026872E-3,7.3900152114299185E-3,1.3485283535673827E-4,1.3147188706754684E-3,4.625883768073835E-5,8.4506677426908125E-6,1.346653481508824E-2]
[2004,12,15,2,5.0468584380095154E-3,8.4489274153274202E-3,2.6170878170159818E-4,1.5230392983843599E-3,4.4354838709677579E-7,2.0661456920880405E-5,1.530163893873087E-2,null,4.7279593896766428E-3,7.1972731019537125E-3,1.3485283535673827E-4,1.3270985249540658E-3,4.625883768073835E-5,8.4506677426908125E-6,1.3441893357364587E-2]
[2004,12,15,3,4.6891687722913711E-3,7.8801874917450374E-3,2.6170878170159818E-4,1.2392129579336076E-3,4.4354838709677579E-7,2.0661456920880405E-5,1.409138300897959E-2,null,4.3928712879605612E-3,6.71278834397357E-3,1.3485283535673827E-4,1.0797867726211675E-3,4.625883768073835E-5,8.4506677426908125E-6,1.2375008745335465E-2]
[2004,12,15,4,4.9486481767691028E-3,7.5990341705586394E-3,2.6170878170159818E-4,1.1183335328659573E-3,4.4354838709677579E-7,2.0661456920880405E-5,1.3948829667203275E-2,null,4.635954802566144E-3,6.4732860809491701E-3,1.3485283535673827E-4,9.7445862588539612E-4,4.625883768073835E-5,8.4506677426908125E-6,1.2273261850180878E-2]
[2004,12,15,5,5.4181199761769048E-3,7.9922760195737744E-3,2.6170878170159818E-4,1.2568621245416956E-3,4.4354838709677579E-7,2.0661456920880405E-5,1.4950071907301949E-2,null,5.0757617893208463E-3,6.8082716765579931E-3,1.3485283535673827E-4,1.0951653534608794E-3,4.625883768073835E-5,8.4506677426908125E-6,1.3168761160119885E-2]
[2004,12,15,6,5.2775334119772761E-3,7.9588591108431875E-3,2.6170878170159818E-4,8.7069342926748828E-4,4.4354838709677579E-7,2.0661456920880405E-5,1.4389899739097527E-2,null,4.9440585576105926E-3,6.7798052681567588E-3,1.3485283535673827E-4,7.5867770903471172E-4,4.625883768073835E-5,8.4506677426908125E-6,1.2672103875582231E-2]
[2004,12,15,7,6.010549504755474E-3,8.8130199256904462E-3,1.5702526902095889E-4,8.8450180386706893E-4,4.4354838709677579E-7,1.2396874152528242E-5,1.5877936925873571E-2,null,5.6307570971483156E-3,7.5074276461512095E-3,8.0911701214042952E-5,7.707096202155695E-4,4.625883768073835E-5,5.070400645614488E-6,1.404113530305549E-2]
[2004,12,15,8,6.1935495415822309E-3,1.1003633336149305E-2,0,1.5158753110192694E-3,4.4354838709677579E-7,0,1.87135017371379E-2,null,5.8021937944628295E-3,9.3735157542431686E-3,0,1.3208561928782707E-3,4.625883768073835E-5,0,1.6542824579265005E-2]
[2004,12,15,9,5.9034310776714134E-3,1.2085478717861295E-2,0,1.7553203909561426E-3,4.4354838709677579E-7,0,1.9744673734875946E-2,null,5.5304072301250546E-3,1.0295092693363648E-2,0,1.5294963853728571E-3,4.625883768073835E-5,0,1.7401255146542297E-2]
[2004,12,15,10,5.5963372107251351E-3,1.2628810364769953E-2,0,1.9302776679150399E-3,4.4354838709677579E-7,0,{"$f":"SUM(E8388:J8388)","v":2.0155868791797222E-2},null,{"$f":"E8388*V$5","v":5.2427178983209697E-3},{"$f":"F8388*W$5","v":1.0757933247614563E-2},{"$f":"G8388*X$5","v":0},{"$f":"H8388*AB$5","v":1.6819452055894036E-3},{"$f":"I8388*Z$5","v":4.625883768073835E-5},{"$f":"J8388*AA$5","v":0},{"$f":"SUM(M8388:R8388)","v":1.7728855189205674E-2}]
[2004,12,15,11,5.4837100466964481E-3,1.3045647726528924E-2,0,2.1057340705537084E-3,4.4354838709677579E-7,0,2.0635535392166178E-2,null,5.1372073784118552E-3,1.1113018832352177E-2,0,1.834828938387716E-3,4.625883768073835E-5,0,1.8131313986832483E-2]
[2004,12,15,12,5.1540539731036077E-3,1.2717022112527464E-2,0,1.8821527404337759E-3,4.4354838709677579E-7,0,1.9753672374451942E-2,null,4.8283814924371506E-3,1.0833076991690256E-2,0,1.6400116058840931E-3,4.625883768073835E-5,0,1.7347728927692239E-2]
[2004,12,15,13,5.0179722537683881E-3,1.2825729797635138E-2,0,1.9751325565769652E-3,4.4354838709677579E-7,0,1.9819278156367588E-2,null,4.7008984550987688E-3,1.0925680331681287E-2,0,1.7210294607648059E-3,4.625883768073835E-5,0,1.7393867085225601E-2]
[2004,12,15,14,4.9266435769524577E-3,1.2692717007584486E-2,0,2.0500929459912527E-3,4.4354838709677579E-7,0,1.9669897078915293E-2,null,4.6153406213686587E-3,1.0812372531887594E-2,0,1.7863461090792726E-3,4.625883768073835E-5,0,1.7260318100016263E-2]
[2004,12,15,15,5.1719732048071962E-3,1.2393835640590602E-2,0,1.9179872555153217E-3,4.4354838709677579E-7,0,1.9484239649300215E-2,null,4.8451684502703067E-3,1.0557768519141808E-2,0,1.6712359690095955E-3,4.625883768073835E-5,0,1.7120431776102448E-2]
[2004,12,15,16,5.2887390459685742E-3,1.1826615725913368E-2,1.1340713873735917E-4,1.586914225976619E-3,4.4354838709677579E-7,8.9532979990481728E-6,1.8825072982982062E-2,null,4.9545561340925146E-3,1.0074578590513366E-2,5.8436228654586558E-5,1.382755868976086E-3,4.625883768073835E-5,3.6619560218326845E-6,1.6520247615939124E-2]
[2004,12,15,17,6.5931655010346892E-3,1.1998289748516137E-2,2.6170878170159818E-4,1.9973330829479476E-3,4.4354838709677579E-7,2.0661456920880405E-5,2.0871602119508347E-2,null,6.1765589665723642E-3,1.0220820209649732E-2,1.3485283535673827E-4,1.7403738636514472E-3,4.625883768073835E-5,8.4506677426908125E-6,1.832731538065371E-2]
[2004,12,15,18,7.5219019328342188E-3,1.1457993163333239E-2,2.6170878170159818E-4,1.8025394166753916E-3,4.4354838709677579E-7,2.0661456920880405E-5,2.1065248299852426E-2,null,7.0466107398083882E-3,9.7605650922297626E-3,1.3485283535673827E-4,1.5706406286292575E-3,4.625883768073835E-5,8.4506677426908125E-6,1.8567378801447577E-2]
[2004,12,15,19,8.1024879545417879E-3,1.0306906039541989E-2,2.6170878170159818E-4,1.2525447294247122E-3,4.4354838709677579E-7,2.0661456920880405E-5,1.9944752510518065E-2,null,7.5905109039528639E-3,8.7800041302503098E-3,1.3485283535673827E-4,1.0914033962366172E-3,4.625883768073835E-5,8.4506677426908125E-6,1.765148077121996E-2]
[2004,12,15,20,8.0340256251057365E-3,9.9993137424785813E-3,2.6170878170159818E-4,1.272297588484959E-3,4.4354838709677579E-7,2.0661456920880405E-5,1.9588450743078856E-2,null,7.5263745471930779E-3,8.5179796557582621E-3,1.3485283535673827E-4,1.108615027052898E-3,4.625883768073835E-5,8.4506677426908125E-6,1.7342531570784407E-2]
[2004,12,15,21,7.432061803110894E-3,9.9299303762980604E-3,2.6170878170159818E-4,1.5105083544550838E-3,4.4354838709677579E-7,2.0661456920880405E-5,1.9155314320873612E-2,null,6.9624473954006758E-3,8.4588749894987155E-3,1.3485283535673827E-4,1.3161797015051465E-3,4.625883768073835E-5,8.4506677426908125E-6,1.6927064427184706E-2]
[2004,12,15,22,6.6657691108935619E-3,9.417313935653298E-3,2.6170878170159818E-4,1.4409341093414541E-3,4.4354838709677579E-7,2.0661456920880405E-5,1.7806830942897891E-2,null,6.2445749260396288E-3,8.0221993810447121E-3,1.3485283535673827E-4,1.2555562637757091E-3,4.625883768073835E-5,8.4506677426908125E-6,1.5711892911640216E-2]
[2004,12,15,23,6.074834953659897E-3,9.0639975623487429E-3,2.6170878170159818E-4,1.4140303720833684E-3,4.4354838709677579E-7,2.0661456920880405E-5,1.6835676675101583E-2,null,5.6909805005784936E-3,7.7212245584356862E-3,1.3485283535673827E-4,1.2321137235413028E-3,4.625883768073835E-5,8.4506677426908125E-6,1.4833881123335649E-2]
[2004,12,15,24,5.3165961345787837E-3,8.8005748861959415E-3,2.6170878170159818E-4,1.3542090563642636E-3,4.4354838709677579E-7,2.0661456920880405E-5,1.5754193864148565E-2,null,4.9806529991584664E-3,7.4968262593001333E-3,1.3485283535673827E-4,1.1799884895201905E-3,4.625883768073835E-5,8.4506677426908125E-6,1.3847030088758957E-2]
[2004,12,16,1,4.3516473622550907E-3,9.4143398567036012E-3,2.6170878170159818E-4,2.0589301888917378E-3,4.4354838709677579E-7,2.0661456920880405E-5,1.6107731194860003E-2,null,4.0766770575499075E-3,8.0196658927833616E-3,1.3485283535673827E-4,1.7940464304237944E-3,4.625883768073835E-5,8.4506677426908125E-6,1.4079951721537231E-2]
[2004,12,16,2,4.3043081716407517E-3,9.0415872664219334E-3,2.6170878170159818E-4,1.9751743390566284E-3,4.4354838709677579E-7,2.0661456920880405E-5,1.5603883564128888E-2,null,4.0323291184281929E-3,7.7021342038673364E-3,1.3485283535673827E-4,1.7210658678799662E-3,4.625883768073835E-5,8.4506677426908125E-6,1.3645091530955663E-2]
[2004,12,16,3,4.7480423948912222E-3,9.0248027784939101E-3,2.6170878170159818E-4,2.1242421775141919E-3,4.4354838709677579E-7,2.0661456920880405E-5,1.61799011379089E-2,null,4.4480248255907998E-3,7.6878362299878031E-3,1.3485283535673827E-4,1.8509559559065714E-3,4.625883768073835E-5,8.4506677426908125E-6,1.4176379352265341E-2]
[2004,12,16,4,4.3859574869228434E-3,8.7565510520099948E-3,2.6170878170159818E-4,2.0120474860393415E-3,4.4354838709677579E-7,2.0661456920880405E-5,1.5437369811981756E-2,null,4.1088192065870527E-3,7.4593242733016997E-3,1.3485283535673827E-4,1.7531952417070779E-3,4.625883768073835E-5,8.4506677426908125E-6,1.3510901062375999E-2]
[2004,12,16,5,4.8014980768800713E-3,8.8799263715198425E-3,2.6170878170159818E-4,1.837859572754812E-3,4.4354838709677579E-7,2.0661456920880405E-5,1.58020978081643E-2,null,4.4981027694632313E-3,7.5644223318957751E-3,1.3485283535673827E-4,1.6014168056352411E-3,4.625883768073835E-5,8.4506677426908125E-6,1.3853504247774413E-2]
[2004,12,16,6,4.6455128638051343E-3,9.1247182460802226E-3,2.6170878170159818E-4,1.7702403008813751E-3,4.4354838709677579E-7,2.0661456920880405E-5,1.5823285197776309E-2,null,4.3519738930806341E-3,7.7729498629944644E-3,1.3485283535673827E-4,1.5424968315696345E-3,4.625883768073835E-5,8.4506677426908125E-6,1.38569829284249E-2]
[2004,12,16,7,5.7273996467469548E-3,1.0121045780349613E-2,1.5702526902095889E-4,1.8659666164400797E-3,4.4354838709677579E-7,1.2396874152528242E-5,1.7884277735097234E-2,null,5.3654988089873778E-3,8.621677874330453E-3,8.0911701214042952E-5,1.6259078455283724E-3,4.625883768073835E-5,5.070400645614488E-6,1.5745325468386594E-2]
[2004,12,16,8,5.5236187932943643E-3,1.180643182345141E-2,0,2.0611752542606513E-3,4.4354838709677579E-7,0,1.9391669419393524E-2,null,5.1745943857007433E-3,1.0057384803522326E-2,0,1.7960026655272951E-3,4.625883768073835E-5,0,1.7074240692431103E-2]
[2004,12,16,9,5.258817931861148E-3,1.2793552473346277E-2,0,2.1031488275251621E-3,4.4354838709677579E-7,0,2.0155962781119682E-2,null,4.9265256644188725E-3,1.0898269871250898E-2,0,1.8325762898753165E-3,4.625883768073835E-5,0,1.7703630663225826E-2]
[2004,12,16,10,5.2628439262305251E-3,1.3263843229591179E-2,0,2.3629971890227908E-3,4.4354838709677579E-7,0,2.0890127893231587E-2,null,4.9302972657259596E-3,1.1298890073512126E-2,0,2.0589948580770987E-3,4.625883768073835E-5,0,1.8334441034995923E-2]
[2004,12,16,11,4.9709926943155604E-3,1.3525369280654204E-2,0,2.4700686918822908E-3,4.4354838709677579E-7,0,2.0966874215239149E-2,null,4.6568874228960369E-3,1.1521672720379395E-2,0,2.1522914878227602E-3,4.625883768073835E-5,0,1.8377110468778927E-2]
[2004,12,16,12,4.7342729344789936E-3,1.3747832284661254E-2,0,2.7114074685697801E-3,4.4354838709677579E-7,0,2.1193956236097121E-2,null,4.4351254248157597E-3,1.1711179259637281E-2,0,2.3625817507831048E-3,4.625883768073835E-5,0,1.8555145272916882E-2]
[2004,12,16,13,4.5281216206006555E-3,1.3282005402997114E-2,0,2.388970213839537E-3,4.4354838709677579E-7,0,2.0199540785824404E-2,null,4.242000324891285E-3,1.1314361637617461E-2,0,2.0816264231059618E-3,4.625883768073835E-5,0,1.7684247223295445E-2]
[2004,12,16,14,4.7902426755660607E-3,1.3227729237656669E-2,0,2.3599357459163669E-3,4.4354838709677579E-7,0,2.0378351207526194E-2,null,4.4875585703380138E-3,1.1268126137455238E-2,0,2.0563272731795351E-3,4.625883768073835E-5,0,1.7858270818653526E-2]
[2004,12,16,15,4.683772755303019E-3,1.3086106399551342E-2,0,2.3625055294269398E-3,4.4354838709677579E-7,0,2.0132828232668397E-2,null,4.3878162325235405E-3,1.1147483812907784E-2,0,2.0585664510588916E-3,4.625883768073835E-5,0,1.7640125334170954E-2]
[2004,12,16,16,4.8691357614911697E-3,1.270683332703329E-2,1.1340713873735917E-4,2.310480911541974E-3,4.4354838709677579E-7,8.9532979990481728E-6,2.0009253985189934E-2,null,4.5614665887541792E-3,1.0824397609305486E-2,5.8436228654586558E-5,2.0132348606464335E-3,4.625883768073835E-5,3.6619560218326845E-6,1.7507456081063258E-2]
[2004,12,16,17,5.6724008727763175E-3,1.2630006335227031E-2,2.6170878170159818E-4,2.3766050692248194E-3,4.4354838709677579E-7,2.0661456920880405E-5,2.0961826064237746E-2,null,5.3139752774659082E-3,1.0758952042732372E-2,1.3485283535673827E-4,2.0708520686973505E-3,4.625883768073835E-5,8.4506677426908125E-6,1.8333341729675798E-2]
[2004,12,16,18,7.3745766782969549E-3,1.2059335147855182E-2,2.6170878170159818E-4,2.2386370427180066E-3,4.4354838709677579E-7,2.0661456920880405E-5,2.1955362655879721E-2,null,6.9085946196652051E-3,1.0272822125285068E-2,1.3485283535673827E-4,1.9506337889311986E-3,4.625883768073835E-5,8.4506677426908125E-6,1.932161287466164E-2]
[2004,12,16,19,7.9573184488121763E-3,1.1593823919976536E-2,2.6170878170159818E-4,2.1426114834735784E-3,4.4354838709677579E-7,2.0661456920880405E-5,2.1976567639271867E-2,null,7.4545143159487565E-3,9.8762733949704518E-3,1.3485283535673827E-4,1.8669620293342182E-3,4.625883768073835E-5,8.4506677426908125E-6,1.9387312081033597E-2]
[2004,12,16,20,7.1541084539497712E-3,1.1484658340875959E-2,2.6170878170159818E-4,2.2903121726071036E-3,4.4354838709677579E-7,2.0661456920880405E-5,2.1211892754442411E-2,null,6.702057260983372E-3,9.7832799950396607E-3,1.3485283535673827E-4,1.9956608533840841E-3,4.625883768073835E-5,8.4506677426908125E-6,1.8670560450187286E-2]
[2004,12,16,21,7.0078338181678145E-3,1.1427635106564462E-2,2.6170878170159818E-4,2.3930418236735385E-3,4.4354838709677579E-7,2.0661456920880405E-5,2.111132453541539E-2,null,6.5650253734811752E-3,9.7347043865249026E-3,1.3485283535673827E-4,2.0851742156091646E-3,4.625883768073835E-5,8.4506677426908125E-6,1.8574466316395411E-2]
[2004,12,16,22,6.3243200421494224E-3,1.0704136956633123E-2,2.6170878170159818E-4,2.2188423622876109E-3,4.4354838709677579E-7,2.0661456920880405E-5,1.9530113148079734E-2,null,5.9247012163855285E-3,9.1183878391288917E-3,1.3485283535673827E-4,1.9333857171125778E-3,4.625883768073835E-5,8.4506677426908125E-6,1.7166037113407164E-2]
[2004,12,16,23,5.5203998535424985E-3,1.0291675696193377E-2,2.6170878170159818E-4,2.2928661485033027E-3,4.4354838709677579E-7,2.0661456920880405E-5,1.8387755485248757E-2,null,5.1715788431386574E-3,8.7670300644159156E-3,1.3485283535673827E-4,1.9978862573170027E-3,4.625883768073835E-5,8.4506677426908125E-6,1.6126057505651742E-2]
[2004,12,16,24,4.6036443290666121E-3,1.0001322206662782E-2,2.6170878170159818E-4,2.2004384371293179E-3,4.4354838709677579E-7,2.0661456920880405E-5,1.7088218759868289E-2,null,4.3127509320286354E-3,8.5196905788776818E-3,1.3485283535673827E-4,1.917349478286144E-3,4.625883768073835E-5,8.4506677426908125E-6,1.4939353329972628E-2]
[2004,12,17,1,4.5451888896692588E-3,8.4086642898226899E-3,2.6170878170159818E-4,1.6210210302977292E-3,4.4354838709677579E-7,2.0661456920880405E-5,1.4857687996799254E-2,null,4.257989153593377E-3,7.1629746998074142E-3,1.3485283535673827E-4,1.412474793335725E-3,4.625883768073835E-5,8.4506677426908125E-6,1.3023000987516683E-2]
[2004,12,17,2,4.3468694536821601E-3,8.0563317168228007E-3,2.6170878170159818E-4,1.453534748640146E-3,4.4354838709677579E-7,2.0661456920880405E-5,1.4139549706154681E-2,null,4.0722010537194309E-3,6.8628379338087006E-3,1.3485283535673827E-4,1.2665358162038775E-3,4.625883768073835E-5,8.4506677426908125E-6,1.2391137144512177E-2]
[2004,12,17,3,4.345271535207338E-3,7.8356502259048014E-3,2.6170878170159818E-4,1.4018865071894139E-3,4.4354838709677579E-7,2.0661456920880405E-5,1.3865622055311128E-2,null,4.0707041039337831E-3,6.6748489879217025E-3,1.3485283535673827E-4,1.2215321809605536E-3,4.625883768073835E-5,8.4506677426908125E-6,1.2156647613596206E-2]
[2004,12,17,4,4.4592033122946529E-3,7.6296576930985124E-3,2.6170878170159818E-4,1.33288287915797E-3,4.4354838709677579E-7,2.0661456920880405E-5,1.3704557671560709E-2,null,4.1774368014879009E-3,6.4993729253767186E-3,1.3485283535673827E-4,1.1614059497634002E-3,4.625883768073835E-5,8.4506677426908125E-6,1.2027778017408187E-2]
[2004,12,17,5,4.9529573399888756E-3,7.7278223948580738E-3,2.6170878170159818E-4,1.3551369217521566E-3,4.4354838709677579E-7,2.0661456920880405E-5,1.4318730443608683E-2,null,4.6399916799536953E-3,6.5829951572654302E-3,1.3485283535673827E-4,1.1807969839490178E-3,4.625883768073835E-5,8.4506677426908125E-6,1.2593346161948309E-2]
[2004,12,17,6,5.2840920064296318E-3,8.1203226490702152E-3,2.6170878170159818E-4,1.3700263168819032E-3,4.4354838709677579E-7,2.0661456920880405E-5,1.5057254759391325E-2,null,4.9502027299912878E-3,6.9173490205766781E-3,1.3485283535673827E-4,1.1937708411141651E-3,4.625883768073835E-5,8.4506677426908125E-6,1.3250884932462298E-2]
[2004,12,17,7,5.4906911521605695E-3,8.7520852705949611E-3,1.5702526902095889E-4,1.0418959031144434E-3,4.4354838709677579E-7,1.2396874152528242E-5,1.5454538017430557E-2,null,5.1437473643327668E-3,7.4555200687112669E-3,8.0911701214042952E-5,9.0785478591762442E-4,4.625883768073835E-5,5.070400645614488E-6,1.3639363158502053E-2]
[2004,12,17,8,5.6400259528755561E-3,1.0812800262951236E-2,0,1.475326384548573E-3,4.4354838709677579E-7,0,1.7928596148762459E-2,null,5.2836460521834966E-3,9.2109533747629091E-3,0,1.285523932860544E-3,4.625883768073835E-5,0,1.5826382197487686E-2]
[2004,12,17,9,5.4856251369525631E-3,1.1704961227667638E-2,0,1.6723882846396774E-3,4.4354838709677579E-7,0,1.8863418197646975E-2,null,5.1390014586440817E-3,9.9709464245691711E-3,0,1.4572335907879338E-3,4.625883768073835E-5,0,1.6613440311681923E-2]
[2004,12,17,10,5.7736876254199376E-3,1.2015776233654952E-2,0,1.7303309831780715E-3,4.4354838709677579E-7,0,1.9520238390640057E-2,null,5.4088619597640808E-3,1.0235716184363515E-2,0,1.507721893909023E-3,4.625883768073835E-5,0,1.7198558875717355E-2]
[2004,12,17,11,5.1757309655506966E-3,1.2085867975241143E-2,0,1.7206206228023841E-3,4.4354838709677579E-7,0,1.898266311198132E-2,null,4.8486887669999352E-3,1.0295424284763597E-2,0,1.4992607826658547E-3,4.625883768073835E-5,0,1.6689632672110124E-2]
[2004,12,17,12,5.0118530551004322E-3,1.2198811468352999E-2,0,1.9363238958592681E-3,4.4354838709677579E-7,0,1.9147431967699795E-2,null,4.6951659141220761E-3,1.0391635925017481E-2,0,1.6872135792911414E-3,4.625883768073835E-5,0,1.6820274256111437E-2]
[2004,12,17,13,4.6997740674778795E-3,1.1924668739780448E-2,0,1.8358440648661987E-3,4.4354838709677579E-7,0,1.846073042051162E-2,null,4.4028064596269021E-3,1.0158105680353288E-2,0,1.5996605951757673E-3,4.625883768073835E-5,0,1.6206831572836693E-2]
[2004,12,17,14,4.4624754210469894E-3,1.1904591051926587E-2,0,2.0740772110821866E-3,4.4354838709677579E-7,0,1.8441587232442859E-2,null,4.1805021534270679E-3,1.0141002372958568E-2,0,1.8072447706292735E-3,4.625883768073835E-5,0,1.6175008134695648E-2]
[2004,12,17,15,4.7269622746650254E-3,1.1547333881042362E-2,0,2.0017710488917243E-3,4.4354838709677579E-7,0,1.8276510752986207E-2,null,4.4282767083049365E-3,9.8366705566122134E-3,0,1.7442408801256971E-3,4.625883768073835E-5,0,1.6055446982723584E-2]
[2004,12,17,16,5.4348138577295473E-3,1.148738587564789E-2,1.1340713873735917E-4,2.3584069296137002E-3,4.4354838709677579E-7,8.9532979990481728E-6,1.9403410648114638E-2,null,5.0914008239810087E-3,9.7856034630591695E-3,5.8436228654586558E-5,2.0549951408686045E-3,4.625883768073835E-5,3.6619560218326845E-6,1.7040356450265942E-2]
[2004,12,17,17,6.0557811475167745E-3,1.1471057904438243E-2,2.6170878170159818E-4,2.5206837599167334E-3,4.4354838709677579E-7,2.0661456920880405E-5,2.0330336598881327E-2,null,5.6731306593812468E-3,9.7716943758792418E-3,1.3485283535673827E-4,2.1963948686089378E-3,4.625883768073835E-5,8.4506677426908125E-6,1.7830782244649592E-2]
[2004,12,17,18,8.3389549929081125E-3,1.1306826186945694E-2,2.6170878170159818E-4,2.5257925069316041E-3,4.4354838709677579E-7,2.0661456920880405E-5,2.2454387473794985E-2,null,7.8120361494348894E-3,9.6317925321668125E-3,1.3485283535673827E-4,2.2008463693909534E-3,4.625883768073835E-5,8.4506677426908125E-6,1.9834237391772824E-2]
[2004,12,17,19,8.8594878873194793E-3,1.1514991923834176E-2,2.6170878170159818E-4,2.9319939806691691E-3,4.4354838709677579E-7,2.0661456920880405E-5,2.3589287578832399E-2,null,8.2996778013648825E-3,9.8091198525717526E-3,1.3485283535673827E-4,2.5547895520804183E-3,4.625883768073835E-5,8.4506677426908125E-6,2.0853149546797223E-2]
[2004,12,17,20,9.3949087353301548E-3,1.1074580373141863E-2,2.6170878170159818E-4,2.8508329838617713E-3,4.4354838709677579E-7,2.0661456920880405E-5,2.3603135879343363E-2,null,8.8012666723178597E-3,9.4339524435303225E-3,1.3485283535673827E-4,2.4840700117106087E-3,4.625883768073835E-5,8.4506677426908125E-6,2.090885146833896E-2]
[2004,12,17,21,8.6664967328268106E-3,1.1165134528935567E-2,2.6170878170159818E-4,3.2186532252213231E-3,4.4354838709677579E-7,2.0661456920880405E-5,2.3333098273993276E-2,null,8.1188813014796933E-3,9.511091582941297E-3,1.3485283535673827E-4,2.8045697521141047E-3,4.625883768073835E-5,8.4506677426908125E-6,2.0624104977315261E-2]
[2004,12,17,22,8.5031286985657924E-3,1.0815248670985631E-2,2.6170878170159818E-4,3.3395940631430355E-3,4.4354838709677579E-7,2.0661456920880405E-5,2.2940785219704031E-2,null,7.9658361069205944E-3,9.2130390668776953E-3,1.3485283535673827E-4,2.9099514108689851E-3,4.625883768073835E-5,8.4506677426908125E-6,2.0278388925447446E-2]
[2004,12,17,23,7.4614036087692114E-3,9.9419317418642239E-3,2.6170878170159818E-4,3.0684229277480198E-3,4.4354838709677579E-7,2.0661456920880405E-5,2.0754572065391028E-2,null,6.9899351617559819E-3,8.4690984298633892E-3,1.3485283535673827E-4,2.6736667567733258E-3,4.625883768073835E-5,8.4506677426908125E-6,1.8322262689172863E-2]
[2004,12,17,24,6.4485143860884171E-3,9.0798554908234942E-3,2.6170878170159818E-4,2.8861287209844206E-3,4.4354838709677579E-7,2.0661456920880405E-5,1.8697312384905906E-2,null,6.041048013464047E-3,7.7347332366919323E-3,1.3485283535673827E-4,2.5148249112869514E-3,4.625883768073835E-5,8.4506677426908125E-6,1.64801685022231E-2]
[2004,12,18,1,7.3530721882935045E-3,9.6146460529381757E-3,2.6170878170159818E-4,3.6555656790860291E-3,4.4354838709677579E-7,2.0661456920880405E-5,2.0906097707327286E-2,null,6.8884489475246327E-3,8.1902980129857934E-3,1.3485283535673827E-4,3.1852729116931067E-3,4.625883768073835E-5,8.4506677426908125E-6,1.84535822129837E-2]
[2004,12,18,2,6.8971843104020346E-3,9.3956746444517382E-3,2.6170878170159818E-4,3.624472309240553E-3,4.4354838709677579E-7,2.0661456920880405E-5,{"$f":"SUM(E8452:J8452)","v":2.0200145051103902E-2},null,{"$f":"E8452*V$5","v":6.4613675464130858E-3},{"$f":"F8452*W$5","v":8.0037658118051677E-3},{"$f":"G8452*X$5","v":1.3485283535673827E-4},{"$f":"H8452*AB$5","v":3.1581797399663132E-3},{"$f":"I8452*Z$5","v":4.625883768073835E-5},{"$f":"J8452*AA$5","v":8.4506677426908125E-6},{"$f":"SUM(M8452:R8452)","v":1.7812875438964735E-2}]
[2004,12,18,3,7.0919735722717687E-3,9.0777714918548382E-3,2.6170878170159818E-4,3.438997722261181E-3,4.4354838709677579E-7,2.0661456920880405E-5,1.9891556573397362E-2,null,6.6438485355229011E-3,7.7329579687810731E-3,1.3485283535673827E-4,2.9965666738701871E-3,4.625883768073835E-5,8.4506677426908125E-6,1.7562935518954329E-2]
[2004,12,18,4,7.0826946459488825E-3,8.8647655485813437E-3,2.6170878170159818E-4,3.3118569177794707E-3,4.4354838709677579E-7,2.0661456920880405E-5,1.954213089931927E-2,null,6.6351559226086954E-3,7.5515074874693945E-3,1.3485283535673827E-4,2.8857826814491522E-3,4.625883768073835E-5,8.4506677426908125E-6,1.7262008432307411E-2]
[2004,12,18,5,7.418902366627512E-3,9.0035596230497242E-3,2.6170878170159818E-4,3.3533154556575884E-3,4.4354838709677579E-7,2.0661456920880405E-5,2.0058591232344398E-2,null,6.9501194725851909E-3,7.6697401115382946E-3,1.3485283535673827E-4,2.9219075303110087E-3,4.625883768073835E-5,8.4506677426908125E-6,1.7731329455214662E-2]
[2004,12,18,6,7.3702134005506547E-3,9.2905320577682162E-3,2.6170878170159818E-4,3.4269433612691448E-3,4.4354838709677579E-7,2.0661456920880405E-5,2.037050260659759E-2,null,6.9045070471200707E-3,7.9141994238120204E-3,1.3485283535673827E-4,2.9860631204104934E-3,4.625883768073835E-5,8.4506677426908125E-6,1.7994331932122753E-2]
[2004,12,18,7,8.3807376224554544E-3,9.5104251927571343E-3,1.5702526902095889E-4,3.3388580450096454E-3,4.4354838709677579E-7,1.2396874152528242E-5,2.1399886551782817E-2,null,7.8511786334415634E-3,8.1015168036357513E-3,8.0911701214042952E-5,2.9093100823227042E-3,4.625883768073835E-5,5.070400645614488E-6,1.8994246458940416E-2]
[2004,12,18,8,8.726603762380292E-3,1.0073681151734831E-2,0,3.4445429784643552E-3,4.4354838709677579E-7,0,2.2245271440966576E-2,null,8.1751903099953043E-3,8.5813300111336668E-3,0,3.0013985264268029E-3,4.625883768073835E-5,0,1.9804177685236513E-2]
[2004,12,18,9,9.1678583954736409E-3,1.0584833258587691E-2,0,3.5652378242406941E-3,4.4354838709677579E-7,0,2.3318373026689123E-2,null,8.5885631064383187E-3,9.0167582174388913E-3,0,3.1065658402113197E-3,4.625883768073835E-5,0,2.0758146001769267E-2]
[2004,12,18,10,9.7002707100385024E-3,1.0904670983909211E-2,0,3.6583354626426763E-3,4.4354838709677579E-7,0,2.4263720704977485E-2,null,9.0873335460584168E-3,9.2892140386678194E-3,0,3.1876863593804827E-3,4.625883768073835E-5,0,2.1610492781787456E-2]
[2004,12,18,11,1.0288494020615596E-2,1.0756937431753037E-2,0,3.5369083789872674E-3,4.4354838709677579E-7,0,2.4582783379742994E-2,null,9.6383884168517661E-3,9.1633662630956469E-3,0,3.0818810109698998E-3,4.625883768073835E-5,0,2.1929894528598053E-2]
[2004,12,18,12,9.4484041069569178E-3,1.1113738272862063E-2,0,3.8454084280744654E-3,4.4354838709677579E-7,0,2.4407994356280542E-2,null,8.8513817979338563E-3,9.4673093519911412E-3,0,3.3506921706859881E-3,4.625883768073835E-5,0,2.1715642158291724E-2]
[2004,12,18,13,9.1982559933514833E-3,1.0807378783283736E-2,0,3.8466302669874094E-3,4.4354838709677579E-7,0,2.3852708592009723E-2,null,8.6170399519998608E-3,9.2063350524758808E-3,0,3.3517568186046728E-3,4.625883768073835E-5,0,2.1221390660761154E-2]
[2004,12,18,14,8.1217618554186109E-3,1.0876525288657238E-2,0,3.9837624154630052E-3,4.4354838709677579E-7,0,2.2982493107925953E-2,null,7.6085669326181361E-3,9.2652379473351712E-3,0,3.4712467570184734E-3,4.625883768073835E-5,0,2.0391310474652518E-2]
[2004,12,18,15,7.9697478868347403E-3,1.0768573651735398E-2,0,3.9337810358502229E-3,4.4354838709677579E-7,0,2.2672546122807457E-2,null,7.466158367179637E-3,9.1732786518487486E-3,0,3.4276955399030278E-3,4.625883768073835E-5,0,2.0113391396612151E-2]
[2004,12,18,16,8.184210363417219E-3,1.0140029807223387E-2,1.1340713873735917E-4,3.6463970121240106E-3,4.4354838709677579E-7,8.9532979990481728E-6,2.2093441167888115E-2,null,7.6670694670937746E-3,8.6378495395926617E-3,5.8436228654586558E-5,3.1772838043772306E-3,4.625883768073835E-5,3.6619560218326845E-6,1.9590559833420826E-2]
[2004,12,18,17,8.8654854452510385E-3,1.0192684277552929E-2,2.6170878170159818E-4,3.7646336975996962E-3,4.4354838709677579E-7,2.0661456920880405E-5,2.3105617207413241E-2,null,8.3052963877956187E-3,8.6827035884406763E-3,1.3485283535673827E-4,3.2803092030368004E-3,4.625883768073835E-5,8.4506677426908125E-6,2.0457871520053267E-2]
[2004,12,18,18,9.6917513070414602E-3,1.015695850899638E-2,2.6170878170159818E-4,3.8948654410026554E-3,4.4354838709677579E-7,2.0661456920880405E-5,2.4026389044050071E-2,null,9.0793524639874515E-3,8.6522703629625872E-3,1.3485283535673827E-4,3.3937864814994126E-3,4.625883768073835E-5,8.4506677426908125E-6,2.131497164922962E-2]
[2004,12,18,19,9.6828707210956707E-3,9.8225531328606421E-3,2.6170878170159818E-4,3.7517083816299627E-3,4.4354838709677579E-7,2.0661456920880405E-5,2.3539946022595851E-2,null,9.0710330212640314E-3,8.3674049947923962E-3,1.3485283535673827E-4,3.2690467439681508E-3,4.625883768073835E-5,8.4506677426908125E-6,2.0897047100804748E-2]
[2004,12,18,20,9.7212243133628987E-3,9.2848234045816921E-3,2.6170878170159818E-4,3.5311823949658464E-3,4.4354838709677579E-7,2.0661456920880405E-5,2.2820043899920012E-2,null,9.1069631407462784E-3,7.9093364709177626E-3,1.3485283535673827E-4,3.0768916814386139E-3,4.625883768073835E-5,8.4506677426908125E-6,2.0282753633882825E-2]
[2004,12,18,21,9.0503673312186186E-3,9.3937217656711591E-3,2.6170878170159818E-4,3.7658212870403654E-3,4.4354838709677579E-7,2.0661456920880405E-5,2.2492724170939719E-2,null,8.4784960246545235E-3,8.0021022394689521E-3,1.3485283535673827E-4,3.281344007717569E-3,4.625883768073835E-5,8.4506677426908125E-6,1.9951504612621213E-2]
[2004,12,18,22,8.9922138133813351E-3,8.9170075121937104E-3,2.6170878170159818E-4,3.6306884203928889E-3,4.4354838709677579E-7,2.0661456920880405E-5,2.1822723532977512E-2,null,8.4240170900700302E-3,7.5960101398200846E-3,1.3485283535673827E-4,3.1635961412042634E-3,4.625883768073835E-5,8.4506677426908125E-6,1.9373185711874547E-2]
[2004,12,18,23,8.8865419957162763E-3,8.316028908948718E-3,2.6170878170159818E-4,3.3269308635912754E-3,4.4354838709677579E-7,2.0661456920880405E-5,2.0812315555265845E-2,null,8.325022424637972E-3,7.0840626554402259E-3,1.3485283535673827E-4,2.8989173466369153E-3,4.625883768073835E-5,8.4506677426908125E-6,1.849756476749528E-2]
[2004,12,18,24,6.9570818685502538E-3,8.4775478244920651E-3,2.6170878170159818E-4,3.5973067693939767E-3,4.4354838709677579E-7,2.0661456920880405E-5,1.9314750249445872E-2,null,6.5174803195261095E-3,7.2216535813828427E-3,1.3485283535673827E-4,3.134509078350283E-3,4.625883768073835E-5,8.4506677426908125E-6,1.7063205320039403E-2]
[2004,12,19,1,7.2720318185001236E-3,9.7240689252609414E-3,2.6170878170159818E-4,4.4350493070304184E-3,4.4354838709677579E-7,2.0661456920880405E-5,2.171396383780106E-2,null,6.8125293270292738E-3,8.2835105898009815E-3,1.3485283535673827E-4,3.8644750662062497E-3,4.625883768073835E-5,8.4506677426908125E-6,1.9150077323816673E-2]
[2004,12,19,2,7.3757489245387759E-3,9.5033941046246892E-3,2.6170878170159818E-4,4.3454643822038097E-3,4.4354838709677579E-7,2.0661456920880405E-5,2.1507421198376852E-2,null,6.9096927944394945E-3,8.0955273260363454E-3,1.3485283535673827E-4,3.7864153459340089E-3,4.625883768073835E-5,8.4506677426908125E-6,1.8981197807190018E-2]
[2004,12,19,3,7.0870132695278077E-3,9.431201359061522E-3,2.6170878170159818E-4,4.3329575419865408E-3,4.4354838709677579E-7,2.0661456920880405E-5,2.1133985957585446E-2,null,6.6392016625776793E-3,8.0340294718998107E-3,1.3485283535673827E-4,3.7755175252265718E-3,4.625883768073835E-5,8.4506677426908125E-6,1.8638311000484228E-2]
[2004,12,19,4,7.3286784987565291E-3,9.1695190731761432E-3,2.6170878170159818E-4,4.1165773783182992E-3,4.4354838709677579E-7,2.0661456920880405E-5,2.0897588737260549E-2,null,6.8655966375357896E-3,7.811113735395332E-3,1.3485283535673827E-4,3.5869749207527017E-3,4.625883768073835E-5,8.4506677426908125E-6,1.8453247634463991E-2]
[2004,12,19,5,7.360112191963677E-3,8.9812789956420971E-3,2.6170878170159818E-4,3.9743838196871694E-3,4.4354838709677579E-7,2.0661456920880405E-5,2.0598588794302521E-2,null,6.8950441100132549E-3,7.6507602159311136E-3,1.3485283535673827E-4,3.4630747284743277E-3,4.625883768073835E-5,8.4506677426908125E-6,1.8198441395198862E-2]
[2004,12,19,6,7.6914911346673085E-3,9.2204768520213823E-3,2.6170878170159818E-4,4.1272080033157759E-3,4.4354838709677579E-7,2.0661456920880405E-5,2.1321989777014039E-2,null,7.2054840010744121E-3,7.854522446701432E-3,1.3485283535673827E-4,3.5962379035059744E-3,4.625883768073835E-5,8.4506677426908125E-6,1.8845806692061987E-2]
[2004,12,19,7,7.9287616205691233E-3,9.7699858585968344E-3,1.6138708204931887E-4,4.314165830199973E-3,4.4354838709677579E-7,1.2741231767876249E-5,2.218748517157022E-2,null,7.4277619261424004E-3,8.3226252244732006E-3,8.3159248469988583E-5,3.7591433889716695E-3,4.625883768073835E-5,5.211245107992668E-6,1.9644159870845987E-2]
[2004,12,19,8,8.5822075074919735E-3,9.9213557534467353E-3,0,4.0921268829404236E-3,4.4354838709677579E-7,0,2.2596133692266228E-2,null,8.03991811294065E-3,8.4515706419320304E-3,0,3.5656700099832976E-3,4.625883768073835E-5,0,2.0103417602536717E-2]
[2004,12,19,9,9.2033016072449667E-3,9.9405476966637363E-3,0,3.9547889488956165E-3,4.4354838709677579E-7,0,2.3099081801191412E-2,null,8.6217667454848365E-3,8.4679194220670523E-3,0,3.4460007605526064E-3,4.625883768073835E-5,0,2.0581945765785231E-2]
[2004,12,19,10,9.579384233937914E-3,1.0485597101669623E-2,0,4.1800274300799935E-3,4.4354838709677579E-7,0,2.4245452314074628E-2,null,8.9740856004730616E-3,8.9322232595894537E-3,0,3.6422620497128851E-3,4.625883768073835E-5,0,2.1594829747456142E-2]
[2004,12,19,11,9.3704455881071999E-3,1.0908174231575803E-2,0,4.4065137745385617E-3,4.4354838709677579E-7,0,2.4685577142608661E-2,null,8.7783492935099398E-3,9.2921983027004947E-3,0,3.8396106630888163E-3,4.625883768073835E-5,0,2.1956417096979989E-2]
[2004,12,19,12,9.2912651455733658E-3,1.1101318825974591E-2,0,4.5240734102931302E-3,4.4354838709677579E-7,0,2.4917100930228184E-2,null,8.7041720758695255E-3,9.4567297663667969E-3,0,3.9420461152596988E-3,4.625883768073835E-5,0,2.2149206795176759E-2]
[2004,12,19,13,8.9368133083116662E-3,1.0945957736926777E-2,0,4.4948845555234165E-3,4.4354838709677579E-7,0,2.4378099149148957E-2,null,8.3721172118875389E-3,9.3243844244875942E-3,0,3.9166124405337231E-3,4.625883768073835E-5,0,2.1659372914589595E-2]
[2004,12,19,14,8.8456467941940772E-3,1.0774530914778624E-2,0,4.3258801080337866E-3,4.4354838709677579E-7,0,2.3946501365393585E-2,null,8.2867112941783956E-3,9.1783533846467227E-3,0,3.769350611366159E-3,4.625883768073835E-5,0,2.1280674127872014E-2]
[2004,12,19,15,8.4904214967105977E-3,1.0723117523786423E-2,0,4.3175639246664649E-3,4.4354838709677579E-7,0,2.3531546493550583E-2,null,7.9539318430967253E-3,9.1345565572059865E-3,0,3.7621043146410988E-3,4.625883768073835E-5,0,2.0896851552624551E-2]
[2004,12,19,16,8.6846728214180057E-3,1.0613735847860108E-2,1.1340713873735917E-4,4.2659092707512461E-3,4.4354838709677579E-7,8.9532979990481728E-6,2.3687121925152863E-2,null,8.1359088860212224E-3,9.041379073805797E-3,5.8436228654586558E-5,3.7170950919042868E-3,4.625883768073835E-5,3.6619560218326845E-6,2.1002740074088463E-2]
[2004,12,19,17,9.6167162294314677E-3,1.1006644427462277E-2,2.6170878170159818E-4,4.6128230199948741E-3,4.4354838709677579E-7,2.0661456920880405E-5,2.5518997463898192E-2,null,9.0090586754655762E-3,9.3760807717239748E-3,1.3485283535673827E-4,4.0193779846673843E-3,4.625883768073835E-5,8.4506677426908125E-6,2.2594079772637103E-2]
[2004,12,19,18,1.0724806754416311E-2,1.1118458751661045E-2,2.6170878170159818E-4,4.8090016657152002E-3,4.4354838709677579E-7,2.0661456920880405E-5,2.6935080958802128E-2,null,1.0047131580930322E-2,9.4713305221844884E-3,1.3485283535673827E-4,4.1903180199239333E-3,4.625883768073835E-5,8.4506677426908125E-6,2.389834246381891E-2]
[2004,12,19,19,1.0679858483909691E-2,1.0877193131244174E-2,2.6170878170159818E-4,4.7231345034065356E-3,4.4354838709677579E-7,2.0661456920880405E-5,2.6562999905569977E-2,null,1.0005023485329504E-2,9.26580685333365E-3,1.3485283535673827E-4,4.1154977677067359E-3,4.625883768073835E-5,8.4506677426908125E-6,2.3575890447150059E-2]
[2004,12,19,20,1.0790553723785049E-2,1.0471787899093695E-2,2.6170878170159818E-4,4.5481866515443004E-3,4.4354838709677579E-7,2.0661456920880405E-5,2.6093342061432621E-2,null,1.0108724154803329E-2,8.9204598016529042E-3,1.3485283535673827E-4,3.9630571600372273E-3,4.625883768073835E-5,8.4506677426908125E-6,2.3181803457273626E-2]
[2004,12,19,21,1.0615328276525489E-2,1.0695561774433695E-2,2.6170878170159818E-4,4.7474313444360464E-3,4.4354838709677579E-7,2.0661456920880405E-5,2.6341135182404805E-2,null,9.944570789129005E-3,9.1110830150779327E-3,1.3485283535673827E-4,4.1366687919380295E-3,4.625883768073835E-5,8.4506677426908125E-6,2.3381884936925133E-2]
[2004,12,19,22,1.0630891444828039E-2,1.1201156011209964E-2,2.6170878170159818E-4,5.1151833980056056E-3,4.4354838709677579E-7,2.0661456920880405E-5,2.7230044641053185E-2,null,9.9591505576350891E-3,9.5417767140498558E-3,1.3485283535673827E-4,4.4571091169898561E-3,4.625883768073835E-5,8.4506677426908125E-6,2.4147598729454971E-2]
[2004,12,19,23,9.2541863657468401E-3,1.1194233299910428E-2,2.6170878170159818E-4,5.0665999857396754E-3,4.4354838709677579E-7,2.0661456920880405E-5,2.5797833438406519E-2,null,8.6694362164449219E-3,9.5358795579518693E-3,1.3485283535673827E-4,4.4147760170995601E-3,4.625883768073835E-5,8.4506677426908125E-6,2.2809654132276518E-2]
[2004,12,19,24,8.2676620048126523E-3,1.1136651788118826E-2,2.6170878170159818E-4,4.8172899777439828E-3,4.4354838709677579E-7,2.0661456920880405E-5,2.4504417557685034E-2,null,7.7452479966415699E-3,9.4868283771788291E-3,1.3485283535673827E-4,4.1975400309905049E-3,4.625883768073835E-5,8.4506677426908125E-6,2.1619178745591071E-2]
[2004,12,20,1,8.9644457771503542E-3,1.0055833119127291E-2,2.6170878170159818E-4,3.9085014985903183E-3,4.4354838709677579E-7,2.0661456920880405E-5,2.3211594181877536E-2,null,8.3980036503740821E-3,8.5661260498857573E-3,1.3485283535673827E-4,3.4056682444519328E-3,4.625883768073835E-5,8.4506677426908125E-6,2.0559360285491938E-2]
[2004,12,20,2,8.8539890433859542E-3,9.9452212254758712E-3,2.6170878170159818E-4,3.8064688326210684E-3,4.4354838709677579E-7,2.0661456920880405E-5,2.288849288849247E-2,null,8.2945264163741574E-3,8.4719005976124553E-3,1.3485283535673827E-4,3.3167621993823392E-3,4.625883768073835E-5,8.4506677426908125E-6,2.0272751554149118E-2]
[2004,12,20,3,9.197545118868453E-3,1.0245004712696886E-2,2.6170878170159818E-4,4.0016711763482737E-3,4.4354838709677579E-7,2.0661456920880405E-5,2.3727034794923191E-2,null,8.6163739959941171E-3,8.7272730872697216E-3,1.3485283535673827E-4,3.4868515350303122E-3,4.625883768073835E-5,8.4506677426908125E-6,2.1020060959074317E-2]
[2004,12,20,4,9.4508977216769246E-3,1.0247284672857786E-2,2.6170878170159818E-4,3.9265153986899415E-3,4.4354838709677579E-7,2.0661456920880405E-5,2.3907511580234228E-2,null,8.8537178470373731E-3,8.7292152859812164E-3,1.3485283535673827E-4,3.4213646353961715E-3,4.625883768073835E-5,8.4506677426908125E-6,2.1193860109194933E-2]
[2004,12,20,5,9.8150774996411689E-3,1.022265502097233E-2,2.6170878170159818E-4,3.8435916207526389E-3,4.4354838709677579E-7,2.0661456920880405E-5,2.4164137928375712E-2,null,9.1948859661565418E-3,8.7082343587804346E-3,1.3485283535673827E-4,3.3491090977347654E-3,4.625883768073835E-5,8.4506677426908125E-6,2.1441791763451908E-2]
[2004,12,20,6,1.011103489992468E-2,1.0554795011885896E-2,2.6170878170159818E-4,3.7399898939997575E-3,4.4354838709677579E-7,2.0661456920880405E-5,2.4688633592819909E-2,null,9.4721425182873326E-3,8.9911699439943257E-3,1.3485283535673827E-4,3.2588358533724615E-3,4.625883768073835E-5,8.4506677426908125E-6,2.191171065643429E-2]
[2004,12,20,7,1.1323366495813598E-2,1.1563618835800597E-2,1.6138708204931887E-4,3.7220918261448043E-3,4.4354838709677579E-7,1.2741231767876249E-5,2.6783649019963288E-2,null,1.060786974792711E-2,9.8505429999516305E-3,8.3159248469988583E-5,3.2432403927201772E-3,4.625883768073835E-5,5.211245107992668E-6,2.3836282471857633E-2]
[2004,12,20,8,1.0567305669528872E-2,1.3686986532894045E-2,0,4.2409596290270248E-3,4.4354838709677579E-7,0,2.8495695379837035E-2,null,9.8995826170898554E-3,1.1659347415068721E-2,0,3.695355250545321E-3,4.625883768073835E-5,0,2.5300544120384637E-2]
[2004,12,20,9,1.056622507337298E-2,1.507402958072205E-2,0,4.6715071229726911E-3,4.4354838709677579E-7,0,3.0312205325454818E-2,null,9.8985703012493265E-3,1.2840908946923534E-2,0,4.0705123096862654E-3,4.625883768073835E-5,0,2.6856250395539863E-2]
[2004,12,20,10,1.0081668943219753E-2,1.562355529935008E-2,0,4.8462704882158061E-3,4.4354838709677579E-7,0,3.0551938279172734E-2,null,9.4446321269329326E-3,1.3309025960964664E-2,0,4.2227921651543255E-3,4.625883768073835E-5,0,2.7022709090732656E-2]
[2004,12,20,11,9.9052545918950994E-3,1.5946215812091595E-2,0,5.0140991026007987E-3,4.4354838709677579E-7,0,3.0866013054974585E-2,null,9.2793649812295022E-3,1.3583886391793339E-2,0,4.3690294335108773E-3,4.625883768073835E-5,0,2.7278539644214457E-2]
[2004,12,20,12,9.7388185255283272E-3,1.577907040081827E-2,0,4.9413340889963488E-3,4.4354838709677579E-7,0,3.0459666563730045E-2,null,9.123445616257185E-3,1.3441502499313671E-2,0,4.3056257233602827E-3,4.625883768073835E-5,0,2.6916832676611876E-2]
[2004,12,20,13,9.3567142321567386E-3,1.5706329110138542E-2,0,4.9009706423606414E-3,4.4354838709677579E-7,0,2.9964457533043019E-2,null,8.7654855894658493E-3,1.3379537363495267E-2,0,4.2704550809814987E-3,4.625883768073835E-5,0,2.6461736871623353E-2]
[2004,12,20,14,9.2192530485232412E-3,1.5337073181856006E-2,0,4.6412177349963897E-3,4.4354838709677579E-7,0,2.9197987513762732E-2,null,8.6367102529156161E-3,1.306498432856878E-2,0,4.0441196866280475E-3,4.625883768073835E-5,0,2.5792073105793182E-2]
[2004,12,20,15,8.9002321227228138E-3,1.5240610314782407E-2,0,4.5937684334553877E-3,4.4354838709677579E-7,0,2.8735054419347705E-2,null,8.3378475048975949E-3,1.2982811815491361E-2,0,4.0027747928016288E-3,4.625883768073835E-5,0,2.5369692950871325E-2]
[2004,12,20,16,8.9576879146473238E-3,1.5199101840007334E-2,1.0904532570899922E-4,4.752104424256871E-3,4.4354838709677579E-7,8.6089403837001679E-6,2.9026991993391323E-2,null,8.3916728012195449E-3,1.2947452554567923E-2,5.6188681398640933E-5,4.1407406746161637E-3,4.625883768073835E-5,3.5211115594545053E-6,2.5585834661042466E-2]
[2004,12,20,17,1.0510844038565986E-2,1.5126958358389E-2,2.6170878170159818E-4,4.9658230918568818E-3,4.4354838709677579E-7,2.0661456920880405E-5,3.088643927582144E-2,null,9.8466886630496613E-3,1.2885996666239309E-2,1.3485283535673827E-4,4.3269641875800071E-3,4.625883768073835E-5,8.4506677426908125E-6,2.7249211857649145E-2]
[2004,12,20,18,1.2049993373966303E-2,1.4550839873342696E-2,2.6170878170159818E-4,4.7491719277389186E-3,4.4354838709677579E-7,2.0661456920880405E-5,{"$f":"SUM(E8516:J8516)","v":3.1632818962057489E-2},null,{"$f":"E8516*V$5","v":1.1288582792200342E-2},{"$f":"F8516*W$5","v":1.2395226433269874E-2},{"$f":"G8516*X$5","v":1.3485283535673827E-4},{"$f":"H8516*AB$5","v":4.1381854471788052E-3},{"$f":"I8516*Z$5","v":4.625883768073835E-5},{"$f":"J8516*AA$5","v":8.4506677426908125E-6},{"$f":"SUM(M8516:R8516)","v":2.8011557013429191E-2}]
[2004,12,20,19,1.3046889234657121E-2,1.3483939637251302E-2,2.6170878170159818E-4,4.1755491938989271E-3,4.4354838709677579E-7,2.0661456920880405E-5,3.0989191852816927E-2,null,1.2222487161220421E-2,1.1486380612466823E-2,1.3485283535673827E-4,3.6383599438141118E-3,4.625883768073835E-5,8.4506677426908125E-6,2.7536790058281524E-2]
[2004,12,20,20,1.2258527597324645E-2,1.3272547436902791E-2,2.6170878170159818E-4,4.2270936202760366E-3,4.4354838709677579E-7,2.0661456920880405E-5,3.0040982441513046E-2,null,1.1483940231190619E-2,1.1306304808433868E-2,1.3485283535673827E-4,3.6832731199135265E-3,4.625883768073835E-5,8.4506677426908125E-6,2.6663080500318181E-2]
[2004,12,20,21,1.1935637826635214E-2,1.3024992297435912E-2,2.6170878170159818E-4,4.2535719535409253E-3,4.4354838709677579E-7,2.0661456920880405E-5,2.9497015864621626E-2,null,1.1181453101441892E-2,1.1095423372370978E-2,1.3485283535673827E-4,3.7063449848721993E-3,4.625883768073835E-5,8.4506677426908125E-6,2.6172783799465239E-2]
[2004,12,20,22,1.1445185070563177E-2,1.251044803718639E-2,2.6170878170159818E-4,4.188913751429304E-3,4.4354838709677579E-7,2.0661456920880405E-5,2.8427360646188445E-2,null,1.0721990895052342E-2,1.0657105538400683E-2,1.3485283535673827E-4,3.6500051355068289E-3,4.625883768073835E-5,8.4506677426908125E-6,2.5218663909740022E-2]
[2004,12,20,23,1.0540775175429602E-2,1.2294180639055992E-2,2.6170878170159818E-4,4.2867702771924249E-3,4.4354838709677579E-7,2.0661456920880405E-5,2.7404539878687594E-2,null,9.8747285221652357E-3,1.0472876765814749E-2,1.3485283535673827E-4,3.7352723056547879E-3,4.625883768073835E-5,8.4506677426908125E-6,2.4272439934414941E-2]
[2004,12,20,24,9.2223697421504758E-3,1.1842996546895997E-2,2.6170878170159818E-4,4.1008608896573552E-3,4.4354838709677579E-7,2.0661456920880405E-5,2.5449040965713404E-2,null,8.6396300100438639E-3,1.0088532698111961E-2,1.3485283535673827E-4,3.5732803765990994E-3,4.625883768073835E-5,8.4506677426908125E-6,2.2491005425535095E-2]
[2004,12,21,1,8.4763681584208196E-3,1.144801881805483E-2,2.6170878170159818E-4,4.2099805074635888E-3,4.4354838709677579E-7,2.0661456920880405E-5,2.4417181270948815E-2,null,7.9407665020158179E-3,9.752068382120541E-3,1.3485283535673827E-4,3.6683616289264827E-3,4.625883768073835E-5,8.4506677426908125E-6,2.155075885384301E-2]
[2004,12,21,2,8.5976973306402995E-3,1.119893493488483E-2,2.6170878170159818E-4,4.1571215511554552E-3,4.4354838709677579E-7,2.0661456920880405E-5,2.4236567603690161E-2,null,8.0544291707993366E-3,9.5398846759121771E-3,1.3485283535673827E-4,3.6223030386973599E-3,4.625883768073835E-5,8.4506677426908125E-6,2.1406179226189041E-2]
[2004,12,21,3,8.4898177178823267E-3,1.0845936121779131E-2,2.6170878170159818E-4,4.0768245036052128E-3,4.4354838709677579E-7,2.0661456920880405E-5,2.3695392130276244E-2,null,7.9533662156246118E-3,9.2391803689988276E-3,1.3485283535673827E-4,3.5523362995100428E-3,4.625883768073835E-5,8.4506677426908125E-6,2.093444522491365E-2]
[2004,12,21,4,8.8781394837898417E-3,1.0759462565814075E-2,2.6170878170159818E-4,4.0177722051313982E-3,4.4354838709677579E-7,2.0661456920880405E-5,2.3938188041744888E-2,null,8.3171508475673207E-3,9.1655173147691844E-3,1.3485283535673827E-4,3.5008811477730654E-3,4.625883768073835E-5,8.4506677426908125E-6,2.1173111650889739E-2]
[2004,12,21,5,9.0118823427796958E-3,1.0732432314285473E-2,2.6170878170159818E-4,3.833369365657412E-3,4.4354838709677579E-7,2.0661456920880405E-5,2.3860497809732158E-2,null,8.4424428116139042E-3,9.1424914213388622E-3,1.3485283535673827E-4,3.3402019476218496E-3,4.625883768073835E-5,8.4506677426908125E-6,2.1114698521354783E-2]
[2004,12,21,6,9.3917203286001602E-3,1.1213810883173405E-2,2.6170878170159818E-4,3.8725842116822031E-3,4.4354838709677579E-7,2.0661456920880405E-5,2.4760929210465348E-2,null,8.7982797334682089E-3,9.552556848037741E-3,1.3485283535673827E-4,3.3743717581914173E-3,4.625883768073835E-5,8.4506677426908125E-6,2.1914770680477536E-2]
[2004,12,21,7,1.0044795490669648E-2,1.2026199059374177E-2,1.6138708204931887E-4,3.7546088185028488E-3,4.4354838709677579E-7,1.2741231767876249E-5,2.6000175230750964E-2,null,9.4100886206397744E-3,1.0244594935417671E-2,8.3159248469988583E-5,3.2715740362709907E-3,4.625883768073835E-5,5.211245107992668E-6,2.306088692358715E-2]
[2004,12,21,8,9.9040558675128551E-3,1.4033776538244331E-2,0,4.2209992589465426E-3,4.4354838709677579E-7,0,2.815927521309082E-2,null,9.2782420014058588E-3,1.195476270920488E-2,0,3.6779628052424026E-3,4.625883768073835E-5,0,2.4957226353533878E-2]
[2004,12,21,9,9.7730429959956341E-3,1.5308733299671288E-2,0,4.6322037265379059E-3,4.4354838709677579E-7,0,2.9714423570591925E-2,null,9.15550752338023E-3,1.3040842817849847E-2,0,4.0362653408197238E-3,4.625883768073835E-5,0,2.6278874519730537E-2]
[2004,12,21,10,9.2874494791369867E-3,1.5701548840588948E-2,0,4.6956612037676497E-3,4.4354838709677579E-7,0,2.9685103071880679E-2,null,8.7005975123707995E-3,1.3375465260166865E-2,0,4.0915589399528737E-3,4.625883768073835E-5,0,2.6213880550171278E-2]
[2004,12,21,11,8.9629498625401656E-3,1.5774099619321313E-2,0,4.7287970872491904E-3,4.4354838709677579E-7,0,2.9466290117497764E-2,null,8.3966022590701121E-3,1.3437268107158895E-2,0,4.1204318535658386E-3,4.625883768073835E-5,0,2.6000561057475585E-2]
[2004,12,21,12,8.8685459151794134E-3,1.5718613499745963E-2,0,4.720362375977955E-3,4.4354838709677579E-7,0,2.9307965339290427E-2,null,8.3081634738675601E-3,1.3390001899707878E-2,0,4.1130822776892714E-3,4.625883768073835E-5,0,2.5857506488945449E-2]
[2004,12,21,13,8.4257963226072614E-3,1.549856156841003E-2,0,4.582319443303483E-3,4.4354838709677579E-7,0,2.8507120882707869E-2,null,7.8933901808994674E-3,1.3202549248195698E-2,0,3.9927987285208683E-3,4.625883768073835E-5,0,2.5134996995296768E-2]
[2004,12,21,14,8.0826277494700626E-3,1.5316138863068339E-2,0,4.458710199043852E-3,4.4354838709677579E-7,0,2.7857920359969351E-2,null,7.5719056182680924E-3,1.3047151294609361E-2,0,3.8850919570004891E-3,4.625883768073835E-5,0,2.4550407707558682E-2]
[2004,12,21,15,8.1505596362079803E-3,1.4776592918763341E-2,0,4.1416608382870276E-3,4.4354838709677579E-7,0,2.7069256941645446E-2,null,7.6355450497492851E-3,1.2587535615443997E-2,0,3.6088313644837043E-3,4.625883768073835E-5,0,2.3878170867357721E-2]
[2004,12,21,16,9.0045423441493851E-3,1.4853993675267289E-2,1.0904532570899922E-4,4.3990881330118314E-3,4.4354838709677579E-7,8.6089403837001679E-6,2.8375721966908303E-2,null,8.4355666101371529E-3,1.2653469947161195E-2,5.6188681398640933E-5,3.8331403389629615E-3,4.625883768073835E-5,3.5211115594545053E-6,2.5028145526900143E-2]
[2004,12,21,17,1.009516018380293E-2,1.4714233886370427E-2,2.6170878170159818E-4,4.555425743048758E-3,4.4354838709677579E-7,2.0661456920880405E-5,2.964763360023169E-2,null,9.4572708879319001E-3,1.2534414673051809E-2,1.3485283535673827E-4,3.9693649340176908E-3,4.625883768073835E-5,8.4506677426908125E-6,2.6150612835781569E-2]
[2004,12,21,18,1.1360892773085838E-2,1.4337184320040908E-2,2.6170878170159818E-4,4.5335103789145466E-3,4.4354838709677579E-7,2.0661456920880405E-5,3.0514401259050868E-2,null,1.0643024828492213E-2,1.2213222577481937E-2,1.3485283535673827E-4,3.9502690069150911E-3,4.625883768073835E-5,8.4506677426908125E-6,2.6996078753669408E-2]
[2004,12,21,19,1.2203074695884952E-2,1.3535376916543053E-2,2.6170878170159818E-4,4.1015802743541814E-3,4.4354838709677579E-7,2.0661456920880405E-5,3.0122845673791764E-2,null,1.1431991267440801E-2,1.1530197789309008E-2,1.3485283535673827E-4,3.5739072116197355E-3,4.625883768073835E-5,8.4506677426908125E-6,2.6725658609149713E-2]
[2004,12,21,20,1.1974613130879568E-2,1.3125371567048478E-2,2.6170878170159818E-4,4.0288449244350356E-3,4.4354838709677579E-7,2.0661456920880405E-5,2.9411643409372659E-2,null,1.1217965648391847E-2,1.1180932098113569E-2,1.3485283535673827E-4,3.5105293488869012E-3,4.625883768073835E-5,8.4506677426908125E-6,2.6098989436172483E-2]
[2004,12,21,21,1.1204668664067399E-2,1.304993521011405E-2,2.6170878170159818E-4,4.203314204738292E-3,4.4354838709677579E-7,2.0661456920880405E-5,2.8740731865929316E-2,null,1.049667215143577E-2,1.1116671152790664E-2,1.3485283535673827E-4,3.6625529537839415E-3,4.625883768073835E-5,8.4506677426908125E-6,2.5465458598790545E-2]
[2004,12,21,22,1.0518397455332444E-2,1.2683966579378968E-2,2.6170878170159818E-4,4.2524177320521078E-3,4.4354838709677579E-7,2.0661456920880405E-5,2.7737595553773094E-2,null,9.8537647972752936E-3,1.0804918423400414E-2,1.3485283535673827E-4,3.7053392553175486E-3,4.625883768073835E-5,8.4506677426908125E-6,2.4553584816773426E-2]
[2004,12,21,23,9.7621416523726631E-3,1.1983325044090155E-2,2.6170878170159818E-4,4.1180558909511885E-3,4.4354838709677579E-7,2.0661456920880405E-5,2.6146336374423582E-2,null,9.1452950098779399E-3,1.0208072430038273E-2,1.3485283535673827E-4,3.588263221019356E-3,4.625883768073835E-5,8.4506677426908125E-6,2.3131193001715736E-2]
[2004,12,21,24,8.9630513351331292E-3,1.1603357680873786E-2,2.6170878170159818E-4,4.052758722671369E-3,4.4354838709677579E-7,2.0661456920880405E-5,2.4901981525687858E-2,null,8.3966973198499207E-3,9.8843947904438904E-3,1.3485283535673827E-4,3.5313666092249324E-3,4.625883768073835E-5,8.4506677426908125E-6,2.2002021060298912E-2]
[2004,12,22,1,7.5851996154040618E-3,1.126108277446965E-2,2.6170878170159818E-4,4.1343664050724977E-3,4.4354838709677579E-7,2.0661456920880405E-5,2.3263462581955784E-2,null,7.1059087915224936E-3,9.5928257123539043E-3,1.3485283535673827E-4,3.6024753685684006E-3,4.625883768073835E-5,8.4506677426908125E-6,2.0490772213224966E-2]
[2004,12,22,2,7.6930159911219043E-3,1.0977266982339563E-2,2.6170878170159818E-4,4.1259867464214705E-3,4.4354838709677579E-7,2.0661456920880405E-5,2.3079083506892514E-2,null,7.2069125054560921E-3,9.3510554063501103E-3,1.3485283535673827E-4,3.5951737627285553E-3,4.625883768073835E-5,8.4506677426908125E-6,2.0342704015314926E-2]
[2004,12,22,3,7.5292272855432612E-3,1.0675794756343952E-2,2.6170878170159818E-4,4.0148533186764191E-3,4.4354838709677579E-7,2.0661456920880405E-5,2.250268914757321E-2,null,7.053473220804996E-3,9.0942443537177873E-3,1.3485283535673827E-4,3.4983377794482822E-3,4.625883768073835E-5,8.4506677426908125E-6,1.9835617694751232E-2]
[2004,12,22,4,7.9113750494292558E-3,1.0661965711100773E-2,2.6170878170159818E-4,4.042555438060251E-3,4.4354838709677579E-7,2.0661456920880405E-5,2.2898709985599855E-2,null,7.4114739713117437E-3,9.0824639926776543E-3,1.3485283535673827E-4,3.5224759890213268E-3,4.625883768073835E-5,8.4506677426908125E-6,2.0205976293790895E-2]
[2004,12,22,5,7.9265392151559311E-3,1.0602072911691076E-2,2.6170878170159818E-4,3.8306002057721714E-3,4.4354838709677579E-7,2.0661456920880405E-5,2.264202611962875E-2,null,7.4256799492710395E-3,9.0314439266974307E-3,1.3485283535673827E-4,3.3377890433698297E-3,4.625883768073835E-5,8.4506677426908125E-6,1.9984475260118467E-2]
[2004,12,22,6,8.3021648874696853E-3,1.1070100014769584E-2,2.6170878170159818E-4,3.8982481340003416E-3,4.4354838709677579E-7,2.0661456920880405E-5,2.3553326823249187E-2,null,7.7775707237465463E-3,9.4301358214652041E-3,1.3485283535673827E-4,3.3967339871168734E-3,4.625883768073835E-5,8.4506677426908125E-6,2.0794002873108793E-2]
[2004,12,22,7,8.9157745839011718E-3,1.2056729511402159E-2,1.6138708204931887E-4,3.8702963690122154E-3,4.4354838709677579E-7,1.2741231767876249E-5,2.5017372326519835E-2,null,8.3524078747136896E-3,1.0270602497131701E-2,8.3159248469988583E-5,3.3723782491362742E-3,4.625883768073835E-5,5.211245107992668E-6,2.2130017952240379E-2]
[2004,12,22,8,8.893727525329213E-3,1.4010925291905405E-2,0,4.2249402537111154E-3,4.4354838709677579E-7,0,2.7130036619332828E-2,null,8.3317539176292199E-3,1.1935296728194923E-2,0,3.6813967864564555E-3,4.625883768073835E-5,0,2.3994706269961336E-2]
[2004,12,22,9,8.7314909024767615E-3,1.5110412442159028E-2,0,4.5387768224688357E-3,4.4354838709677579E-7,0,2.8381123715491723E-2,null,8.1797686432676913E-3,1.287190192119355E-2,0,3.9548579163937005E-3,4.625883768073835E-5,0,2.505278731853568E-2]
[2004,12,22,10,8.4103436286817462E-3,1.5493065867114256E-2,0,4.664390811645114E-3,4.4354838709677579E-7,0,2.856824385582821E-2,null,7.8789139061558166E-3,1.3197867699737761E-2,0,4.0643115200704226E-3,4.625883768073835E-5,0,2.5187351963644737E-2]
[2004,12,22,11,8.1219362736501665E-3,1.5523574307174709E-2,0,4.6554827839000888E-3,4.4354838709677579E-7,0,2.8301436913112061E-2,null,7.6087303297741578E-3,1.3223856510415827E-2,0,4.056549520433766E-3,4.625883768073835E-5,0,2.4935395198304487E-2]
[2004,12,22,12,8.0856476510731759E-3,1.5398930342047125E-2,0,4.6666797719985649E-3,4.4354838709677579E-7,0,2.8151701313505962E-2,null,7.5747346994312981E-3,1.3117677747901407E-2,0,4.066306003017754E-3,4.625883768073835E-5,0,2.4804977288031198E-2]
[2004,12,22,13,7.8480354521546798E-3,1.5370847033063949E-2,0,4.6460026956341117E-3,4.4354838709677579E-7,0,2.7865328729239837E-2,null,7.3521366533839637E-3,1.3093754800712657E-2,0,4.0482890565261319E-3,4.625883768073835E-5,0,2.4540439348303491E-2]
[2004,12,22,14,7.6637839235687462E-3,1.5313336917303053E-2,0,4.6277819781257567E-3,4.4354838709677579E-7,0,2.7605346367384653E-2,null,7.1795275431146225E-3,1.3044764439107083E-2,0,4.0324124554728348E-3,4.625883768073835E-5,0,2.4302963275375278E-2]
[2004,12,22,15,7.6726488784459755E-3,1.4765182911473404E-2,0,4.3268841700004231E-3,4.4354838709677579E-7,0,2.6765159508306897E-2,null,7.187832342459735E-3,1.2577815927426322E-2,0,3.7702254995954378E-3,4.625883768073835E-5,0,2.3582132607162232E-2]
[2004,12,22,16,8.4336446879310703E-3,1.486193548245047E-2,1.0904532570899922E-4,4.5779237062223118E-3,4.4354838709677579E-7,8.6089403837001679E-6,2.7991601691083647E-2,null,7.9007426265806958E-3,1.2660235226635216E-2,5.6188681398640933E-5,3.988968508117037E-3,4.625883768073835E-5,3.5211115594545053E-6,2.4655914991971783E-2]
[2004,12,22,17,9.3716157160639683E-3,1.485958242723218E-2,2.6170878170159818E-4,4.7448332229615134E-3,4.4354838709677579E-7,2.0661456920880405E-5,2.9258845153267238E-2,null,8.7794454838486004E-3,1.2658230761429457E-2,1.3485283535673827E-4,4.134404921806667E-3,4.625883768073835E-5,8.4506677426908125E-6,2.5761643507864893E-2]
[2004,12,22,18,1.0365536714879938E-2,1.4397341240050227E-2,2.6170878170159818E-4,4.7111367602844329E-3,4.4354838709677579E-7,2.0661456920880405E-5,2.9756828502224174E-2,null,9.7105629654798305E-3,1.2264467636291887E-2,1.3485283535673827E-4,4.105043548162296E-3,4.625883768073835E-5,8.4506677426908125E-6,2.626963649071418E-2]
[2004,12,22,19,1.1057125134345855E-2,1.3681097448242582E-2,2.6170878170159818E-4,4.3525470089847487E-3,4.4354838709677579E-7,2.0661456920880405E-5,2.9373583378582761E-2,null,1.0358451548400956E-2,1.1654330760471806E-2,1.3485283535673827E-4,3.7925867845592337E-3,4.625883768073835E-5,8.4506677426908125E-6,2.5994931434212165E-2]
[2004,12,22,20,1.1033849238419057E-2,1.343798738631209E-2,2.6170878170159818E-4,4.3701816264773447E-3,4.4354838709677579E-7,2.0661456920880405E-5,2.9124832038218064E-2,null,1.0336646401287767E-2,1.1447235892267305E-2,1.3485283535673827E-4,3.8079526880440478E-3,4.625883768073835E-5,8.4506677426908125E-6,2.5781397322379291E-2]
[2004,12,22,21,1.0257453063677899E-2,1.3121551959243452E-2,2.6170878170159818E-4,4.3866198767638998E-3,4.4354838709677579E-7,2.0661456920880405E-5,2.8048438686694828E-2,null,9.6093088645677477E-3,1.1177678340664398E-2,1.3485283535673827E-4,3.8222761383524245E-3,4.625883768073835E-5,8.4506677426908125E-6,2.4798825684364739E-2]
[2004,12,22,22,9.6747937005654538E-3,1.274765625398408E-2,2.6170878170159818E-4,4.4256433061250593E-3,4.4354838709677579E-7,2.0661456920880405E-5,2.7130907047684168E-2,null,9.063466368558093E-3,1.0859172881910257E-2,1.3485283535673827E-4,3.8562791582343017E-3,4.625883768073835E-5,8.4506677426908125E-6,2.396848074948282E-2]
[2004,12,22,23,9.1307754051610183E-3,1.2266371395295966E-2,2.6170878170159818E-4,4.4078438774471113E-3,4.4354838709677579E-7,2.0661456920880405E-5,2.6087804464913669E-2,null,8.5538233025782753E-3,1.044918728284717E-2,1.3485283535673827E-4,3.8407696467144168E-3,4.625883768073835E-5,8.4506677426908125E-6,2.3033342572920029E-2]
[2004,12,22,24,8.2827791926008993E-3,1.1824431223063663E-2,2.6170878170159818E-4,4.2445336614209848E-3,4.4354838709677579E-7,2.0661456920880405E-5,2.4634557864095123E-2,null,7.7594099650872576E-3,1.0072717707725711E-2,1.3485283535673827E-4,3.6984694795236502E-3,4.625883768073835E-5,8.4506677426908125E-6,2.1720159493116786E-2]
[2004,12,23,1,7.1240250537898363E-3,1.1239211349966841E-2,2.6170878170159818E-4,4.1714013201950518E-3,4.4354838709677579E-7,2.0661456920880405E-5,2.2817451510961307E-2,null,6.6738747597290555E-3,9.5741943988702661E-3,1.3485283535673827E-4,3.634745698876409E-3,4.625883768073835E-5,8.4506677426908125E-6,2.00723771982559E-2]
[2004,12,23,2,7.0857434845673171E-3,1.0871446900209679E-2,2.6170878170159818E-4,4.0741686505525636E-3,4.4354838709677579E-7,2.0661456920880405E-5,2.2314172822339134E-2,null,6.638012112325664E-3,9.2609118895081634E-3,1.3485283535673827E-4,3.5500221250350937E-3,4.625883768073835E-5,8.4506677426908125E-6,1.9638508467649089E-2]
[2004,12,23,3,7.056717693885774E-3,1.069368908464313E-2,2.6170878170159818E-4,4.0879475822065145E-3,4.4354838709677579E-7,2.0661456920880405E-5,2.2121168147744993E-2,null,6.6108203927081593E-3,9.1094877522480636E-3,1.3485283535673827E-4,3.5620283811394495E-3,4.625883768073835E-5,8.4506677426908125E-6,1.947189886687584E-2]
[2004,12,23,4,7.1412049487843896E-3,1.0372282520853659E-2,2.6170878170159818E-4,3.920773472779685E-3,4.4354838709677579E-7,2.0661456920880405E-5,2.171707472942731E-2,null,6.6899690977912088E-3,8.8356955058906377E-3,1.3485283535673827E-4,3.4163614149185515E-3,4.625883768073835E-5,8.4506677426908125E-6,1.9131588359380565E-2]
[2004,12,23,5,7.2937597719248942E-3,1.0490137951947434E-2,2.6170878170159818E-4,3.8715194504832583E-3,4.4354838709677579E-7,2.0661456920880405E-5,2.1938230961365164E-2,null,6.8328843424660876E-3,8.9360914120729506E-3,1.3485283535673827E-4,3.3734439797565162E-3,4.625883768073835E-5,8.4506677426908125E-6,1.9331982075075724E-2]
[2004,12,23,6,7.5347705994142124E-3,1.0811746553872542E-2,2.6170878170159818E-4,3.8449978049389273E-3,4.4354838709677579E-7,2.0661456920880405E-5,2.2474328745235257E-2,null,7.0586662657829771E-3,9.2100557659142868E-3,1.3485283535673827E-4,3.3503343746934208E-3,4.625883768073835E-5,8.4506677426908125E-6,1.9808618747170853E-2]
[2004,12,23,7,8.2205791995285452E-3,1.197363629836037E-2,1.6574889507767879E-4,3.9561004854655564E-3,4.4354838709677579E-7,1.3085589383224254E-5,2.4329594016202473E-2,null,7.7011402424674484E-3,1.0199819009739484E-2,8.5406795725934202E-5,3.4471435664206081E-3,4.625883768073835E-5,5.3520895703708472E-6,2.1485120541604584E-2]
[2004,12,23,8,8.0863043130879626E-3,1.3449840831172361E-2,0,4.0816877739376688E-3,4.4354838709677579E-7,0,2.5618276466585089E-2,null,7.5753498685264464E-3,1.1457333325428296E-2,0,3.5565739044697451E-3,4.625883768073835E-5,0,2.2635515936105226E-2]
[2004,12,23,9,7.9498640659015768E-3,1.4575587462537912E-2,0,4.3728418847104053E-3,4.4354838709677579E-7,0,2.6898736961536988E-2,null,7.4475309578638568E-3,1.2416307826125706E-2,0,3.8102707009678356E-3,4.625883768073835E-5,0,2.3720368322638137E-2]
[2004,12,23,10,7.6701939337400476E-3,1.4978591234131863E-2,0,4.4849126513912176E-3,4.4354838709677579E-7,0,{"$f":"SUM(E8580:J8580)","v":2.7134141367650223E-2},null,{"$f":"E8580*V$5","v":7.1855325199035661E-3},{"$f":"F8580*W$5","v":1.2759609178202316E-2},{"$f":"G8580*X$5","v":0},{"$f":"H8580*AB$5","v":3.9079234334418751E-3},{"$f":"I8580*Z$5","v":4.625883768073835E-5},{"$f":"J8580*AA$5","v":0},{"$f":"SUM(M8580:R8580)","v":2.3899323969228496E-2}]
[2004,12,23,11,7.6664857402047992E-3,1.53255151060909E-2,0,4.6720224633990115E-3,4.4354838709677579E-7,0,2.7664466858081806E-2,null,7.1820586383475318E-3,1.3055138507469212E-2,0,4.0709613509686167E-3,4.625883768073835E-5,0,2.4354417334466097E-2]
[2004,12,23,12,7.702279479901708E-3,1.5054147920581675E-2,0,4.7257285006921486E-3,4.4354838709677579E-7,0,2.748259944956263E-2,null,7.2155906562890509E-3,1.2823972626996E-2,0,4.1177580442308707E-3,4.625883768073835E-5,0,2.4203580165196661E-2]
[2004,12,23,13,7.4118686749472034E-3,1.4920321564350008E-2,0,4.6244483367927349E-3,4.4354838709677579E-7,0,2.6957082124477044E-2,null,6.9435302232467213E-3,1.2709971785623957E-2,0,4.029507690966448E-3,4.625883768073835E-5,0,2.3729268537517865E-2]
[2004,12,23,14,7.350509789677542E-3,1.4744462642569903E-2,0,4.6919828562484531E-3,4.4354838709677579E-7,0,2.678739883688299E-2,null,6.8860484608168635E-3,1.2560165233235972E-2,0,4.0883538161112423E-3,4.625883768073835E-5,0,2.3580826347844815E-2]
[2004,12,23,15,7.5119870304559064E-3,1.4370421982673097E-2,0,4.5624126650725908E-3,4.4354838709677579E-7,0,2.6445265226588688E-2,null,7.0373223366615462E-3,1.2241536293942619E-2,0,3.9754529804138898E-3,4.625883768073835E-5,0,2.3300570448698793E-2]
[2004,12,23,16,7.8877460441541657E-3,1.4108561362798883E-2,1.0904532570899922E-4,4.5319844069292943E-3,4.4354838709677579E-7,8.6089403837001679E-6,2.664638962836214E-2,null,7.3893380269948392E-3,1.2018468642483978E-2,5.6188681398640933E-5,3.9489393529968386E-3,4.625883768073835E-5,3.5211115594545053E-6,2.3462714653114492E-2]
[2004,12,23,17,8.8148321458860115E-3,1.4066275481304831E-2,2.6170878170159818E-4,4.7778789471321394E-3,4.4354838709677579E-7,2.0661456920880405E-5,2.7941800361332557E-2,null,8.2578437506169462E-3,1.1982447142652246E-2,1.3485283535673827E-4,4.1631992752087085E-3,4.625883768073835E-5,8.4506677426908125E-6,2.459305250925807E-2]
[2004,12,23,18,9.8282653356771728E-3,1.3754342215151562E-2,2.6170878170159818E-4,4.8985960046853344E-3,4.4354838709677579E-7,2.0661456920880405E-5,2.8764017342523644E-2,null,9.2072404940240857E-3,1.1716724785750865E-2,1.3485283535673827E-4,4.2683859431992084E-3,4.625883768073835E-5,8.4506677426908125E-6,2.5381913563754327E-2]
[2004,12,23,19,1.0504313592436698E-2,1.310863634887916E-2,2.6170878170159818E-4,4.6534415566378698E-3,4.4354838709677579E-7,2.0661456920880405E-5,2.8549205284963304E-2,null,9.8405708603660751E-3,1.1166676094994539E-2,1.3485283535673827E-4,4.0547708994279523E-3,4.625883768073835E-5,8.4506677426908125E-6,2.5251580195568734E-2]
[2004,12,23,20,1.0506586670846915E-2,1.2783304828983081E-2,2.6170878170159818E-4,4.639990405729902E-3,4.4354838709677579E-7,2.0661456920880405E-5,2.8212695692569473E-2,null,9.842700308327625E-3,1.0889540349560391E-2,1.3485283535673827E-4,4.043050254696175E-3,4.625883768073835E-5,8.4506677426908125E-6,2.4964853253364356E-2]
[2004,12,23,21,9.9058802125102062E-3,1.2504788544335281E-2,2.6170878170159818E-4,4.7096202846859548E-3,4.4354838709677579E-7,2.0661456920880405E-5,2.7403102828541019E-2,null,9.2799510703576015E-3,1.0652284463053996E-2,1.3485283535673827E-4,4.1037221689096369E-3,4.625883768073835E-5,8.4506677426908125E-6,2.4225520043101405E-2]
[2004,12,23,22,9.2352023888441007E-3,1.200484507231913E-2,2.6170878170159818E-4,4.6121848460866305E-3,4.4354838709677579E-7,2.0661456920880405E-5,2.6135046094259436E-2,null,8.651651792143512E-3,1.0226404404348372E-2,1.3485283535673827E-4,4.0188219125731235E-3,4.625883768073835E-5,8.4506677426908125E-6,2.3086440449845175E-2]
[2004,12,23,23,8.7119455454307722E-3,1.1464178233858383E-2,2.6170878170159818E-4,4.5719491230459472E-3,4.4354838709677579E-7,2.0661456920880405E-5,2.5030886689344677E-2,null,8.1614583111065588E-3,9.765833884294842E-3,1.3485283535673827E-4,3.9837625620006241E-3,4.625883768073835E-5,8.4506677426908125E-6,2.2100617098182194E-2]
[2004,12,23,24,7.8576512090361653E-3,1.0976819360828912E-2,2.6170878170159818E-4,4.3677451716541329E-3,4.4354838709677579E-7,2.0661456920880405E-5,2.3485029528528788E-2,null,7.3611448133304117E-3,9.3506740970903546E-3,1.3485283535673827E-4,3.8058296859616774E-3,4.625883768073835E-5,8.4506677426908125E-6,2.0707210937162612E-2]
[2004,12,24,1,5.5030320402381649E-3,6.926054270293064E-3,2.6170878170159818E-4,2.2680161521280297E-3,4.4354838709677579E-7,2.0661456920880405E-5,1.4979916249668834E-2,null,5.1553084608802714E-3,5.9000038291038082E-3,1.3485283535673827E-4,1.9762332418171913E-3,4.625883768073835E-5,8.4506677426908125E-6,1.3221107872581437E-2]
[2004,12,24,2,5.1184682035150739E-3,6.7979358346716302E-3,2.6170878170159818E-4,2.3253858136887081E-3,4.4354838709677579E-7,2.0661456920880405E-5,1.4524603638884987E-2,null,4.7950443034647299E-3,5.7908653165762028E-3,1.3485283535673827E-4,2.0262222298328349E-3,4.625883768073835E-5,8.4506677426908125E-6,1.2801694190653934E-2]
[2004,12,24,3,5.3184527324089802E-3,6.5202821094536749E-3,2.6170878170159818E-4,2.2331838776949997E-3,4.4354838709677579E-7,2.0661456920880405E-5,1.4354732506567231E-2,null,4.9823922829628272E-3,5.5543442068619478E-3,1.3485283535673827E-4,1.9458821799175374E-3,4.625883768073835E-5,8.4506677426908125E-6,1.267218101052248E-2]
[2004,12,24,4,5.4645530297874716E-3,6.3240620210553052E-3,2.6170878170159818E-4,2.1019442335197575E-3,4.4354838709677579E-7,2.0661456920880405E-5,1.4173373071372109E-2,null,5.1192608480929444E-3,5.3871928638724734E-3,1.3485283535673827E-4,1.8315266682868015E-3,4.625883768073835E-5,8.4506677426908125E-6,1.2527542721032386E-2]
[2004,12,24,5,5.6689217540994603E-3,6.3219053320165523E-3,2.6170878170159818E-4,1.9996206908728716E-3,4.4354838709677579E-7,2.0661456920880405E-5,1.427326156399846E-2,null,5.3107159960697507E-3,5.3853556744583786E-3,1.3485283535673827E-4,1.7423671681617513E-3,4.625883768073835E-5,8.4506677426908125E-6,1.2628001179470048E-2]
[2004,12,24,6,5.9850279192206089E-3,6.5122553917066478E-3,2.6170878170159818E-4,1.9029215581797304E-3,4.4354838709677579E-7,2.0661456920880405E-5,1.4683018656116563E-2,null,5.6068481602420941E-3,5.5475065957785756E-3,1.3485283535673827E-4,1.6581084911220078E-3,4.625883768073835E-5,8.4506677426908125E-6,1.3002025587922844E-2]
[2004,12,24,7,6.2605554266942391E-3,7.2789431615551603E-3,1.6574889507767879E-4,1.7706824810995883E-3,4.4354838709677579E-7,1.3085589383224254E-5,1.5489459102196988E-2,null,5.8649657361707604E-3,6.2006144983884522E-3,8.5406795725934202E-5,1.5428821247895647E-3,4.625883768073835E-5,5.3520895703708472E-6,1.3745480082325819E-2]
[2004,12,24,8,6.3386398612781565E-3,8.5258791956827219E-3,0,1.8527577352552191E-3,4.4354838709677579E-7,0,1.6717720340603193E-2,null,5.9381162000114365E-3,7.2628249704540767E-3,0,1.6143983022386377E-3,4.625883768073835E-5,0,1.486159831038489E-2]
[2004,12,24,9,6.3981609641380948E-3,9.3372293405949072E-3,0,1.9779549458345176E-3,4.4354838709677579E-7,0,1.7713788798954615E-2,null,5.9938763051554872E-3,7.9539788042116144E-3,0,1.7234887463686095E-3,4.625883768073835E-5,0,1.5717602693416446E-2]
[2004,12,24,10,6.3697893052964251E-3,9.9232096175904845E-3,0,2.292972881460817E-3,4.4354838709677579E-7,0,1.8586415352734822E-2,null,5.9672973843339873E-3,8.4531498680137079E-3,0,1.9979792589556551E-3,4.625883768073835E-5,0,1.6464685348984088E-2]
[2004,12,24,11,6.8938486288548668E-3,9.8324396660380113E-3,0,2.237776167590222E-3,4.4354838709677579E-7,0,1.8964508010870199E-2,null,6.4582426386936365E-3,8.3758269015991663E-3,0,1.9498836663877656E-3,4.625883768073835E-5,0,1.6830212044361303E-2]
[2004,12,24,12,6.582279724036421E-3,1.0202416153332937E-2,0,2.6356052999549186E-3,4.4354838709677579E-7,0,1.9420744725711373E-2,null,6.1663610360765788E-3,8.6909937493498523E-3,0,2.2965316191392166E-3,4.625883768073835E-5,0,1.7200145242246386E-2]
[2004,12,24,13,6.0578291229863076E-3,1.0066524161783458E-2,0,2.6269811924407899E-3,4.4354838709677579E-7,0,1.8751778025597649E-2,null,5.6750492281245433E-3,8.5752332832609059E-3,0,2.2890170130662238E-3,4.625883768073835E-5,0,1.6585558362132411E-2]
[2004,12,24,14,5.8377238368416493E-3,9.9525559593957522E-3,0,2.6674795454386729E-3,4.4354838709677579E-7,0,1.8458202890063169E-2,null,5.4688518744386069E-3,8.4781487378267715E-3,0,2.3243052059471118E-3,4.625883768073835E-5,0,1.6317564655893228E-2]
[2004,12,24,15,5.9575136513918651E-3,9.5252504038958984E-3,0,2.4255010143505121E-3,4.4354838709677579E-7,0,1.7908708618025369E-2,null,5.5810724539232352E-3,8.1141457549942682E-3,0,2.1134574937322638E-3,4.625883768073835E-5,0,1.5854934540330504E-2]
[2004,12,24,16,5.8838853320745434E-3,9.4366294979909802E-3,1.0468351268063925E-4,2.7507598752709935E-3,4.4354838709677579E-7,8.2645827683521597E-6,1.8184666349172603E-2,null,5.5120965339646531E-3,8.0386534669219228E-3,5.3941134142695288E-5,2.3968714246884151E-3,4.625883768073835E-5,3.3802670970763245E-6,1.6051201664495501E-2]
[2004,12,24,17,6.4100607854019834E-3,9.9180695857646606E-3,2.6170878170159818E-4,3.2005311156143522E-3,4.4354838709677579E-7,2.0661456920880405E-5,1.9811475273790569E-2,null,6.0050242048580726E-3,8.4487712988788755E-3,1.3485283535673827E-4,2.7887790729412302E-3,4.625883768073835E-5,8.4506677426908125E-6,1.7432136917458346E-2]
[2004,12,24,18,7.8992692478406686E-3,9.371489209885505E-3,2.6170878170159818E-4,2.9522321171377027E-3,4.4354838709677579E-7,2.0661456920880405E-5,2.050580436187345E-2,null,7.4001331066940118E-3,7.9831632939818004E-3,1.3485283535673827E-4,2.5724240288031801E-3,4.625883768073835E-5,8.4506677426908125E-6,1.8145282770259161E-2]
[2004,12,24,19,7.8294373094952262E-3,9.028505079183154E-3,2.6170878170159818E-4,2.9027545243850766E-3,4.4354838709677579E-7,2.0661456920880405E-5,2.0043510700073035E-2,null,7.3347136833725466E-3,7.690990058616713E-3,1.3485283535673827E-4,2.529311785783619E-3,4.625883768073835E-5,8.4506677426908125E-6,1.7744577868553046E-2]
[2004,12,24,20,7.663839679328671E-3,8.8074704541057404E-3,2.6170878170159818E-4,2.8625678631431363E-3,4.4354838709677579E-7,2.0661456920880405E-5,1.9616691783587124E-2,null,7.1795797757999462E-3,7.5027002931271789E-3,1.3485283535673827E-4,2.4942951851525115E-3,4.625883768073835E-5,8.4506677426908125E-6,1.7366137594859804E-2]
[2004,12,24,21,7.5923461245405374E-3,8.4362771006345257E-3,2.6170878170159818E-4,2.7865402626461263E-3,4.4354838709677579E-7,2.0661456920880405E-5,1.9097977274830768E-2,null,7.1126037296489015E-3,7.1864968501060226E-3,1.3485283535673827E-4,2.4280486236997571E-3,4.625883768073835E-5,8.4506677426908125E-6,1.6916711544234849E-2]
[2004,12,24,22,7.1041538571810156E-3,8.0699260051013411E-3,2.6170878170159818E-4,2.8538624853118467E-3,4.4354838709677579E-7,2.0661456920880405E-5,1.8310756134603777E-2,null,6.6552591770364213E-3,6.8744183156202246E-3,1.3485283535673827E-4,2.486709764282986E-3,4.625883768073835E-5,8.4506677426908125E-6,1.6205949597719798E-2]
[2004,12,24,23,6.8204748473643618E-3,7.3925962554700275E-3,2.6170878170159818E-4,2.6686717357183661E-3,4.4354838709677579E-7,2.0661456920880405E-5,1.7164556625562332E-2,null,6.3895051729186041E-3,6.2974306166454688E-3,1.3485283535673827E-4,2.3253440195636246E-3,4.625883768073835E-5,8.4506677426908125E-6,1.5201842149907866E-2]
[2004,12,24,24,5.988340315610052E-3,7.0006769982587569E-3,2.6170878170159818E-4,2.7307202037335247E-3,4.4354838709677579E-7,2.0661456920880405E-5,1.6002551304611909E-2,null,5.6099512541378628E-3,5.9635716793622392E-3,1.3485283535673827E-4,2.3794098801529916E-3,4.625883768073835E-5,8.4506677426908125E-6,1.4142495154433261E-2]
[2004,12,25,1,7.0010923849717381E-3,7.2152322580333293E-3,2.6170878170159818E-4,3.038883388929449E-3,4.4354838709677579E-7,2.0661456920880405E-5,1.7538021818944094E-2,null,6.5587099155045422E-3,6.1463419558895087E-3,1.3485283535673827E-4,2.647927513908395E-3,4.625883768073835E-5,8.4506677426908125E-6,1.5542541726082612E-2]
[2004,12,25,2,6.5770791419571539E-3,7.0442795364797327E-3,2.6170878170159818E-4,3.070176775917516E-3,4.4354838709677579E-7,2.0661456920880405E-5,1.6974349241363977E-2,null,6.161489066478963E-3,6.0007147816861428E-3,1.3485283535673827E-4,2.6751949703402379E-3,4.625883768073835E-5,8.4506677426908125E-6,1.502696115928551E-2]
[2004,12,25,3,6.763301438751073E-3,6.6826860560771544E-3,2.6170878170159818E-4,2.8242826392273681E-3,4.4354838709677579E-7,2.0661456920880405E-5,1.6553083921065172E-2,null,6.3359444167743065E-3,5.6926890522163804E-3,1.3485283535673827E-4,2.4609353997286885E-3,4.625883768073835E-5,8.4506677426908125E-6,1.4679131209499542E-2]
[2004,12,25,4,6.7473529134740202E-3,6.4124880082160459E-3,2.6170878170159818E-4,2.6674757958201904E-3,4.4354838709677579E-7,2.0661456920880405E-5,1.6110130504519832E-2,null,6.3210036410895265E-3,5.4625191091602658E-3,1.3485283535673827E-4,2.3243019387213992E-3,4.625883768073835E-5,8.4506677426908125E-6,1.4297387029751359E-2]
[2004,12,25,5,6.8608731195017045E-3,6.2070347443552694E-3,2.6170878170159818E-4,2.488175597322383E-3,4.4354838709677579E-7,2.0661456920880405E-5,1.5838897248188932E-2,null,6.4273507737858619E-3,5.2875024263312458E-3,1.3485283535673827E-4,2.1680689188624713E-3,4.625883768073835E-5,8.4506677426908125E-6,1.4072484459759746E-2]
[2004,12,25,6,6.8876522853096875E-3,6.5929876533515003E-3,2.6170878170159818E-4,2.6462570640654165E-3,4.4354838709677579E-7,2.0661456920880405E-5,1.640971078973618E-2,null,6.4524378274420559E-3,5.61627889155452E-3,1.3485283535673827E-4,2.3058130214340857E-3,4.625883768073835E-5,8.4506677426908125E-6,1.4564092081210829E-2]
[2004,12,25,7,7.8769048109743767E-3,6.761560065433778E-3,1.6574889507767879E-4,2.4292447322151124E-3,4.4354838709677579E-7,1.3085589383224254E-5,1.7246987641471267E-2,null,7.3791818256989938E-3,5.7598783838415796E-3,8.5406795725934202E-5,2.1167195779484924E-3,4.625883768073835E-5,5.3520895703708472E-6,1.5392797510466108E-2]
[2004,12,25,8,8.2804671120223251E-3,7.4401489573568055E-3,0,2.5687577327559541E-3,4.4354838709677579E-7,0,1.8289817350522181E-2,null,7.7572439794121239E-3,6.3379386912673493E-3,0,2.2382840690460437E-3,4.625883768073835E-5,0,1.6379725577406256E-2]
[2004,12,25,9,8.7120896575684486E-3,7.9871129504667879E-3,0,2.6690375544353821E-3,4.4354838709677579E-7,0,1.9368683710857714E-2,null,8.1615933171390962E-3,6.8038734829671916E-3,0,2.3256627752781143E-3,4.625883768073835E-5,0,1.733738841306514E-2]
[2004,12,25,10,9.3916363600925791E-3,8.3866700751229397E-3,0,2.8538332827062894E-3,4.4354838709677579E-7,0,2.0632583266308901E-2,null,8.7982010707320264E-3,7.1442387867056006E-3,0,2.4866843186265269E-3,4.625883768073835E-5,0,1.8475383013744892E-2]
[2004,12,25,11,1.0064578818575153E-2,8.2547218099756174E-3,0,2.7581043009107494E-3,4.4354838709677579E-7,0,2.1077848477848615E-2,null,9.4286218868446358E-3,7.0318378092902355E-3,0,2.403270981445417E-3,4.625883768073835E-5,0,1.8909989515261027E-2]
[2004,12,25,12,9.2869496603521194E-3,8.8215177784788414E-3,0,3.2362646904368349E-3,4.4354838709677579E-7,0,2.1345175677654891E-2,null,8.7001292759528222E-3,7.5146665966465496E-3,0,2.8199154818891528E-3,4.625883768073835E-5,0,1.9080970192169262E-2]
[2004,12,25,13,8.826329375803155E-3,8.3259439866459478E-3,0,3.1028792497740914E-3,4.4354838709677579E-7,0,2.025559616061029E-2,null,8.2686144977678153E-3,7.0925088780796333E-3,0,2.7036902329795201E-3,4.625883768073835E-5,0,1.8111072446507705E-2]
[2004,12,25,14,7.7570407700860971E-3,8.5612351057831743E-3,0,3.3450510780188179E-3,4.4354838709677579E-7,0,1.9663770502275187E-2,null,7.2668917100630502E-3,7.2929431296300503E-3,0,2.9147063744473941E-3,4.625883768073835E-5,0,1.7520800051821231E-2]
[2004,12,25,15,7.4589597204761972E-3,8.4103973972935384E-3,0,3.1971240796653927E-3,4.4354838709677579E-7,0,1.9066924745822222E-2,null,6.9876456969841438E-3,7.1644510585414361E-3,0,2.7858103561214306E-3,4.625883768073835E-5,0,1.6984165949327747E-2]
[2004,12,25,16,7.7850357681159277E-3,7.9748204140355963E-3,1.0468351268063925E-4,2.9557158078204644E-3,4.4354838709677579E-7,8.2645827683521597E-6,1.8828963633808076E-2,null,7.2931177703785682E-3,6.79340200683041E-3,5.3941134142695288E-5,2.57545953863631E-3,4.625883768073835E-5,3.3802670970763245E-6,1.6765559554765799E-2]
[2004,12,25,17,8.4553763925465496E-3,8.0033534974257147E-3,2.6170878170159818E-4,3.0175130408159096E-3,4.4354838709677579E-7,2.0661456920880405E-5,1.9759056717797749E-2,null,7.9211011561793505E-3,6.8177080972374538E-3,1.3485283535673827E-4,2.6293064858828423E-3,4.625883768073835E-5,8.4506677426908125E-6,1.7557678080079814E-2]
[2004,12,25,18,9.3279465753741044E-3,8.0108223004924511E-3,2.6170878170159818E-4,3.1452092602637506E-3,4.4354838709677579E-7,2.0661456920880405E-5,2.0766791923139884E-2,null,8.7385356928766974E-3,6.8240704451158953E-3,1.3485283535673827E-4,2.7405744384899808E-3,4.625883768073835E-5,8.4506677426908125E-6,1.8492742917262741E-2]
[2004,12,25,19,9.213066412507482E-3,7.5708369859150675E-3,2.6170878170159818E-4,2.9363428203896904E-3,4.4354838709677579E-7,2.0661456920880405E-5,2.0003060005821815E-2,null,8.6309145357976319E-3,6.4492661280474749E-3,1.3485283535673827E-4,2.558578908523478E-3,4.625883768073835E-5,8.4506677426908125E-6,1.7828321913148752E-2]
[2004,12,25,20,9.3537217663683964E-3,7.0562610815893666E-3,2.6170878170159818E-4,2.7563482979295066E-3,4.4354838709677579E-7,2.0661456920880405E-5,1.9449144932896845E-2,null,8.7626822105131685E-3,6.0109213378675783E-3,1.3485283535673827E-4,2.4017408902857903E-3,4.625883768073835E-5,8.4506677426908125E-6,1.7364906779446704E-2]
[2004,12,25,21,8.6195380587589295E-3,7.2276925724942091E-3,2.6170878170159818E-4,3.017298787999092E-3,4.4354838709677579E-7,2.0661456920880405E-5,1.9147343206261803E-2,null,8.074889834963829E-3,6.1569563548188313E-3,1.3485283535673827E-4,2.6291197969395778E-3,4.625883768073835E-5,8.4506677426908125E-6,1.7050528327502406E-2]
[2004,12,25,22,8.5704741416993725E-3,6.8138026706793869E-3,2.6170878170159818E-4,2.8650128844461753E-3,4.4354838709677579E-7,2.0661456920880405E-5,1.8532103483834512E-2,null,8.0289261507818059E-3,5.8043815827716694E-3,1.3485283535673827E-4,2.4964256516271364E-3,4.625883768073835E-5,8.4506677426908125E-6,1.6519295725960777E-2]
[2004,12,25,23,8.5835782070991275E-3,6.297268790129794E-3,2.6170878170159818E-4,2.6207899342725605E-3,4.4354838709677579E-7,2.0661456920880405E-5,1.7784450718511056E-2,null,8.0412022012814801E-3,5.3643688779657197E-3,1.3485283535673827E-4,2.2836222674471299E-3,4.625883768073835E-5,8.4506677426908125E-6,1.5878755687474499E-2]
[2004,12,25,24,6.6545824331794299E-3,6.7190402234671379E-3,2.6170878170159818E-4,3.0855116291096663E-3,4.4354838709677579E-7,2.0661456920880405E-5,1.674194807276581E-2,null,6.2340951080325528E-3,5.7236575832781082E-3,1.3485283535673827E-4,2.6885569768710467E-3,4.625883768073835E-5,8.4506677426908125E-6,1.4835872008961873E-2]
[2004,12,26,1,7.448770922648177E-3,9.0943657327258332E-3,2.6170878170159818E-4,4.5649020173161234E-3,4.4354838709677579E-7,2.0661456920880405E-5,2.1390852459699711E-2,null,6.9781007051932693E-3,7.7470938794827662E-3,1.3485283535673827E-4,3.9776220746020616E-3,4.625883768073835E-5,8.4506677426908125E-6,1.8892379000058263E-2]
[2004,12,26,2,7.5580623500131252E-3,8.8736722703599384E-3,2.6170878170159818E-4,4.4764520162401105E-3,4.4354838709677579E-7,2.0661456920880405E-5,{"$f":"SUM(E8644:J8644)","v":2.1191000423622749E-2},null,{"$f":"E8644*V$5","v":7.0804862657490491E-3},{"$f":"F8644*W$5","v":7.5590947356409637E-3},{"$f":"G8644*X$5","v":1.3485283535673827E-4},{"$f":"H8644*AB$5","v":3.9005512688226698E-3},{"$f":"I8644*Z$5","v":4.625883768073835E-5},{"$f":"J8644*AA$5","v":8.4506677426908125E-6},{"$f":"SUM(M8644:R8644)","v":1.8729694610992848E-2}]
[2004,12,26,3,7.2622706080838293E-3,8.7937728101526707E-3,2.6170878170159818E-4,4.4596462120505727E-3,4.4354838709677579E-7,2.0661456920880405E-5,2.0798503417296648E-2,null,6.8033849044128684E-3,7.4910318671202614E-3,1.3485283535673827E-4,3.8859075508475252E-3,4.625883768073835E-5,8.4506677426908125E-6,1.8369886663160823E-2]
[2004,12,26,4,7.5049687873295886E-3,8.5427372396312228E-3,2.6170878170159818E-4,4.2378178993090817E-3,4.4354838709677579E-7,2.0661456920880405E-5,2.0568337713279469E-2,null,7.0307475597194786E-3,7.2771856035022415E-3,1.3485283535673827E-4,3.6926177080019939E-3,4.625883768073835E-5,8.4506677426908125E-6,1.8190113212003881E-2]
[2004,12,26,5,7.5252937160851588E-3,8.3684101229196534E-3,2.6170878170159818E-4,4.0841126214799196E-3,4.4354838709677579E-7,2.0661456920880405E-5,2.0260630247494308E-2,null,7.0497882042976348E-3,7.128683929103527E-3,1.3485283535673827E-4,3.5586867925613218E-3,4.625883768073835E-5,8.4506677426908125E-6,1.7926721266742652E-2]
[2004,12,26,6,7.8509879702553919E-3,8.629315784384424E-3,2.6170878170159818E-4,4.2304416063346775E-3,4.4354838709677579E-7,2.0661456920880405E-5,2.0993559147984071E-2,null,7.3549026088489157E-3,7.3509380931056053E-3,1.3485283535673827E-4,3.6861903836799327E-3,4.625883768073835E-5,8.4506677426908125E-6,1.8581593426414619E-2]
[2004,12,26,7,8.1199278234608367E-3,9.1787596357288739E-3,1.6574889507767879E-4,4.4447554328703107E-3,4.4354838709677579E-7,1.3085589383224254E-5,2.1922720924908021E-2,null,7.6068487888020899E-3,7.8189853679752307E-3,8.5406795725934202E-5,3.8729324876915676E-3,4.625883768073835E-5,5.3520895703708472E-6,1.9435784367445932E-2]
[2004,12,26,8,8.8565242875255062E-3,9.2329997767132844E-3,0,4.2844045761822004E-3,4.4354838709677579E-7,0,2.2374372188808087E-2,null,8.2969014644326562E-3,7.8651901805583124E-3,0,3.7332109548252447E-3,4.625883768073835E-5,0,1.9941561437496948E-2]
[2004,12,26,9,9.466929200258687E-3,9.2370719127214933E-3,0,4.1320959447061567E-3,4.4354838709677579E-7,0,2.283654060607343E-2,null,8.8687363344037325E-3,7.8686590557798253E-3,0,3.6004970055633656E-3,4.625883768073835E-5,0,2.0384151233427662E-2]
[2004,12,26,10,9.8386505971952056E-3,9.7598374296187923E-3,0,4.3566582515420713E-3,4.4354838709677579E-7,0,2.3955589826743166E-2,null,9.2169695354290589E-3,8.3139802200459818E-3,0,3.7961691109899033E-3,4.625883768073835E-5,0,2.1373377704145682E-2]
[2004,12,26,11,9.6562073072026695E-3,1.0172230205576711E-2,0,4.6101925775866026E-3,4.4354838709677579E-7,0,2.4439073638753077E-2,null,9.0460544054330773E-3,8.6652796558131101E-3,0,4.0170859517279214E-3,4.625883768073835E-5,0,2.1774678850654847E-2]
[2004,12,26,12,9.5543316261505265E-3,1.0412208311241134E-2,0,4.7117379941848392E-3,4.4354838709677579E-7,0,2.4678721479963597E-2,null,8.9506160077196372E-3,8.8697065469499695E-3,0,4.1055674326236019E-3,4.625883768073835E-5,0,2.1972148824973947E-2]
[2004,12,26,13,9.1974823546030933E-3,1.0289157541028472E-2,0,4.6833255631379472E-3,4.4354838709677579E-7,0,2.4170409007156609E-2,null,8.6163151976542413E-3,8.7648849577598859E-3,0,4.0808102938073628E-3,4.625883768073835E-5,0,2.1508269286902228E-2]
[2004,12,26,14,9.1050024805166743E-3,1.0087892851593288E-2,0,4.5112823484857638E-3,4.4354838709677579E-7,0,2.3704621228982821E-2,null,8.5296789080864591E-3,8.5934363389663284E-3,0,3.9309006383996077E-3,4.625883768073835E-5,0,2.1100274723133135E-2]
[2004,12,26,15,8.7474196055637513E-3,1.0032596149729216E-2,0,4.5084510635295411E-3,4.4354838709677579E-7,0,2.3288910367209606E-2,null,8.1946908492797153E-3,8.5463314882096453E-3,0,3.9284336015390922E-3,4.625883768073835E-5,0,2.071571477670919E-2]
[2004,12,26,16,8.94862669476937E-3,9.9334346538539099E-3,1.0468351268063925E-4,4.4605849824486928E-3,4.4354838709677579E-7,8.2645827683521597E-6,2.345603797490806E-2,null,8.3831841383949154E-3,8.4618601308491716E-3,5.3941134142695288E-5,3.8867255473443575E-3,4.625883768073835E-5,3.3802670970763245E-6,2.0835350055508958E-2]
[2004,12,26,17,9.8855043221419189E-3,1.0322587212424126E-2,2.6170878170159818E-4,4.8074284286535266E-3,4.4354838709677579E-7,2.0661456920880405E-5,2.5298333750229149E-2,null,9.2608626843105057E-3,8.7933622381193566E-3,1.3485283535673827E-4,4.1889471816361984E-3,4.625883768073835E-5,8.4506677426908125E-6,2.2432734444846229E-2]
[2004,12,26,18,1.1001332988166201E-2,1.0452916857315638E-2,2.6170878170159818E-4,5.0055540841070804E-3,4.4354838709677579E-7,2.0661456920880405E-5,2.6742617716598496E-2,null,1.0306184775983947E-2,8.9043843834703956E-3,1.3485283535673827E-4,4.3615837415640259E-3,4.625883768073835E-5,8.4506677426908125E-6,2.3761715241798539E-2]
[2004,12,26,19,1.0944887004825573E-2,1.021207853960867E-2,2.6170878170159818E-4,4.9118382637622368E-3,4.4354838709677579E-7,2.0661456920880405E-5,2.6351617595206052E-2,null,1.0253305480829771E-2,8.699224715178349E-3,1.3485283535673827E-4,4.2799245702764346E-3,4.625883768073835E-5,8.4506677426908125E-6,2.3422017107064725E-2]
[2004,12,26,20,1.1058914639760623E-2,9.8143579376892207E-3,2.6170878170159818E-4,4.7338226695861126E-3,4.4354838709677579E-7,2.0661456920880405E-5,2.5889909034045533E-2,null,1.0360127979200939E-2,8.3604238651326102E-3,1.3485283535673827E-4,4.1248108889022483E-3,4.625883768073835E-5,8.4506677426908125E-6,2.3034925074015968E-2]
[2004,12,26,21,1.0880088308329958E-2,1.0041087924236799E-2,2.6170878170159818E-4,4.9323735533327662E-3,4.4354838709677579E-7,2.0661456920880405E-5,2.6136363572909098E-2,null,1.0192601260709802E-2,8.5535652608824241E-3,1.3485283535673827E-4,4.2978179710097333E-3,4.625883768073835E-5,8.4506677426908125E-6,2.3233546833382128E-2]
[2004,12,26,22,1.0917103616793666E-2,1.0554345579114156E-2,2.6170878170159818E-4,5.3206279925525381E-3,4.4354838709677579E-7,2.0661456920880405E-5,2.7074890975469935E-2,null,1.0227277659376888E-2,8.9907870918001752E-3,1.3485283535673827E-4,4.6361230260020814E-3,4.625883768073835E-5,8.4506677426908125E-6,2.4043750117959315E-2]
[2004,12,26,23,9.5064250709572459E-3,1.0523202239335491E-2,2.6170878170159818E-4,5.2545006143128858E-3,4.4354838709677579E-7,2.0661456920880405E-5,2.55669417116152E-2,null,8.9057365544448468E-3,8.9642574377180075E-3,1.3485283535673827E-4,4.5785030117227281E-3,4.625883768073835E-5,8.4506677426908125E-6,2.2638059344665749E-2]
[2004,12,26,24,8.5533273740731452E-3,1.0385415826466456E-2,2.6170878170159818E-4,5.0347616331533713E-3,4.4354838709677579E-7,2.0661456920880405E-5,2.4256318620702547E-2,null,8.0128628468479242E-3,8.8468831966565971E-3,1.3485283535673827E-4,4.3870337055262002E-3,4.625883768073835E-5,8.4506677426908125E-6,2.1436342089810888E-2]
[2004,12,27,1,6.7846169228096579E-3,6.7832992479459134E-3,2.6170878170159818E-4,2.3240435504070338E-3,4.4354838709677579E-7,2.0661456920880405E-5,1.6174773508172181E-2,null,6.3559130258086498E-3,5.7783970461358263E-3,1.3485283535673827E-4,2.0250526502802262E-3,4.625883768073835E-5,8.4506677426908125E-6,1.4348925063004871E-2]
[2004,12,27,2,6.394438835365614E-3,6.7191268942410932E-3,2.6170878170159818E-4,2.274168693116588E-3,4.4354838709677579E-7,2.0661456920880405E-5,1.5670548209732869E-2,null,5.990389368896904E-3,5.7237314143337497E-3,1.3485283535673827E-4,1.9815942512667155E-3,4.625883768073835E-5,8.4506677426908125E-6,1.3885277375277536E-2]
[2004,12,27,3,6.5249207975539344E-3,6.5393870443477562E-3,2.6170878170159818E-4,2.1355593128042326E-3,4.4354838709677579E-7,2.0661456920880405E-5,1.5482680941715499E-2,null,6.1126264844984686E-3,5.5706188683980733E-3,1.3485283535673827E-4,1.8608171286064819E-3,4.625883768073835E-5,8.4506677426908125E-6,1.3733624822283191E-2]
[2004,12,27,4,6.6172941715682294E-3,6.4179431317203791E-3,2.6170878170159818E-4,1.979861909762183E-3,4.4354838709677579E-7,2.0661456920880405E-5,1.5297913000060366E-2,null,6.1991630034818005E-3,5.4671660911658568E-3,1.3485283535673827E-4,1.7251503771736913E-3,4.625883768073835E-5,8.4506677426908125E-6,1.3581041812601516E-2]
[2004,12,27,5,6.8377282678578118E-3,6.4144793614972252E-3,2.6170878170159818E-4,1.8648199400906672E-3,4.4354838709677579E-7,2.0661456920880405E-5,1.5399841356455279E-2,null,6.4056683905772743E-3,5.4642154562470112E-3,1.3485283535673827E-4,1.6249086904221849E-3,4.625883768073835E-5,8.4506677426908125E-6,1.3684354878026637E-2]
[2004,12,27,6,7.1485603767793629E-3,6.6832772721509776E-3,2.6170878170159818E-4,1.7213957755230949E-3,4.4354838709677579E-7,2.0661456920880405E-5,1.5836047211463009E-2,null,6.6968597536875606E-3,5.6931926834273491E-3,1.3485283535673827E-4,1.4999362110893766E-3,4.625883768073835E-5,8.4506677426908125E-6,1.4079550988984453E-2]
[2004,12,27,7,7.4838520964412682E-3,7.5051750173139812E-3,1.6574889507767879E-4,1.5370282905322E-3,4.4354838709677579E-7,1.3085589383224254E-5,1.6705333437135449E-2,null,7.0109651825851381E-3,6.3933315582254411E-3,8.5406795725934202E-5,1.3392878170259684E-3,4.625883768073835E-5,5.3520895703708472E-6,1.4880602280813589E-2]
[2004,12,27,8,7.5621186643335106E-3,8.9664000845283559E-3,0,1.4858049158377538E-3,4.4354838709677579E-7,0,1.8014767213086716E-2,null,7.0842862711611504E-3,7.638085519903897E-3,0,1.2946543889376186E-3,4.625883768073835E-5,0,1.6063285017683403E-2]
[2004,12,27,9,7.3858155703812609E-3,1.0026442740766211E-2,0,1.6761077271060917E-3,4.4354838709677579E-7,0,1.9088809586640658E-2,null,6.9191233527398964E-3,8.5410896672496964E-3,0,1.4604745226641277E-3,4.625883768073835E-5,0,1.6966946380334458E-2]
[2004,12,27,10,7.3186883664062433E-3,1.0705194509837056E-2,0,2.007654713098776E-3,4.4354838709677579E-7,0,2.0031981137729169E-2,null,6.856237758020977E-3,9.1192887226202966E-3,0,1.7493676041037234E-3,4.625883768073835E-5,0,1.7771152922425735E-2]
[2004,12,27,11,7.5360386929324129E-3,1.0870465965339613E-2,0,2.0355432166769185E-3,4.4354838709677579E-7,0,2.044249142333604E-2,null,7.0598542314709405E-3,9.2600762738367249E-3,0,1.7736682193281567E-3,4.625883768073835E-5,0,1.813985756231656E-2]
[2004,12,27,12,7.3792081989790693E-3,1.1201118931788608E-2,0,2.3518467772188343E-3,4.4354838709677579E-7,0,2.0932617456373606E-2,null,6.9129334855094629E-3,9.5417451277065423E-3,0,2.0492789596932826E-3,4.625883768073835E-5,0,1.8550216410590025E-2]
[2004,12,27,13,6.8711001579401755E-3,1.1096808087599771E-2,0,2.2502918926731513E-3,4.4354838709677579E-7,0,2.0218643686600195E-2,null,6.4369315898534559E-3,9.4528872649013267E-3,0,1.9607892289125839E-3,4.625883768073835E-5,0,1.7896866921348103E-2]
[2004,12,27,14,6.5380273164488316E-3,1.1069692351594392E-2,0,2.2843424293329802E-3,4.4354838709677579E-7,0,1.9892505645763298E-2,null,6.124904833462729E-3,9.4297885509702362E-3,0,1.9904591245108716E-3,4.625883768073835E-5,0,1.7591411346624574E-2]
[2004,12,27,15,6.6385162777569621E-3,1.0630880744128265E-2,0,2.0474473301163604E-3,4.4354838709677579E-7,0,1.9317287900388683E-2,null,6.2190441349730388E-3,9.0559840638454476E-3,0,1.7840408547572803E-3,4.625883768073835E-5,0,1.7105327891256503E-2]
[2004,12,27,16,6.5557792268197152E-3,1.0653851198883244E-2,1.0032169965227929E-4,2.2806818127958008E-3,4.4354838709677579E-7,7.9202251530041531E-6,1.959899771169114E-2,null,6.1415350426024607E-3,9.0755515933105182E-3,5.1693586886749656E-5,1.987269450539841E-3,4.625883768073835E-5,3.239422634698144E-6,1.7305547933655005E-2]
[2004,12,27,17,7.2245346430355357E-3,1.1024744854670639E-2,2.6170878170159818E-4,2.8079677293853691E-3,4.4354838709677579E-7,2.0661456920880405E-5,2.134006101410112E-2,null,6.768033385746346E-3,9.3914997369341953E-3,1.3485283535673827E-4,2.4467194219735225E-3,4.625883768073835E-5,8.4506677426908125E-6,1.8795814885434234E-2]
[2004,12,27,18,8.8046813818732101E-3,1.0396103145558732E-2,2.6170878170159818E-4,2.5966403492532837E-3,4.4354838709677579E-7,2.0661456920880405E-5,2.2080238663694803E-2,null,8.248334389374461E-3,8.8559872580899202E-3,1.3485283535673827E-4,2.2625795545694436E-3,4.625883768073835E-5,8.4506677426908125E-6,1.9556463542813991E-2]
[2004,12,27,19,8.8810115000966822E-3,9.9467525719040585E-3,2.6170878170159818E-4,2.4791019571395912E-3,4.4354838709677579E-7,2.0661456920880405E-5,2.1589679816149909E-2,null,8.3198413879563612E-3,8.4732050849059982E-3,1.3485283535673827E-4,2.1601626130203825E-3,4.625883768073835E-5,8.4506677426908125E-6,1.9142771426662909E-2]
[2004,12,27,20,8.5776110181453452E-3,9.7460372273413289E-3,2.6170878170159818E-4,2.5200132866122129E-3,4.4354838709677579E-7,2.0661456920880405E-5,2.1126475319108461E-2,null,8.0356120648846403E-3,8.3022244290715062E-3,1.3485283535673827E-4,2.195810652473219E-3,4.625883768073835E-5,8.4506677426908125E-6,1.8723209487209538E-2]
[2004,12,27,21,8.4966151695189396E-3,9.3901810963286161E-3,2.6170878170159818E-4,2.4240794893024024E-3,4.4354838709677579E-7,2.0661456920880405E-5,2.0593689542159534E-2,null,7.9597341523690128E-3,7.9990860975411877E-3,1.3485283535673827E-4,2.1122188495314655E-3,4.625883768073835E-5,8.4506677426908125E-6,1.8260601440221836E-2]
[2004,12,27,22,8.0495273224252799E-3,8.9557534739448993E-3,2.6170878170159818E-4,2.4347466953657374E-3,4.4354838709677579E-7,2.0661456920880405E-5,1.9722841278745493E-2,null,7.5408967289221866E-3,7.6290161362753579E-3,1.3485283535673827E-4,2.121513707154017E-3,4.625883768073835E-5,8.4506677426908125E-6,1.7480988913131729E-2]
[2004,12,27,23,7.5054580115247503E-3,8.4312758028701057E-3,2.6170878170159818E-4,2.2780303273891938E-3,4.4354838709677579E-7,2.0661456920880405E-5,1.8497577928793623E-2,null,7.0312058709948158E-3,7.1822364624727448E-3,1.3485283535673827E-4,1.9849590818082014E-3,4.625883768073835E-5,8.4506677426908125E-6,1.6387963756055928E-2]
[2004,12,27,24,6.6125076362470283E-3,8.148760129327812E-3,2.6170878170159818E-4,2.209164294977427E-3,4.4354838709677579E-7,2.0661456920880405E-5,1.7253245847561844E-2,null,6.1946789180068731E-3,6.9415736708410463E-3,1.3485283535673827E-4,1.9249527443945555E-3,4.625883768073835E-5,8.4506677426908125E-6,1.5250767674022642E-2]
[2004,12,28,1,5.8866284127068362E-3,7.4194005066895692E-3,2.6170878170159818E-4,2.0182986669853337E-3,4.4354838709677579E-7,2.0661456920880405E-5,1.5607141373391314E-2,null,5.5146662858194728E-3,6.3202639902604964E-3,1.3485283535673827E-4,1.7586422009690269E-3,4.625883768073835E-5,8.4506677426908125E-6,1.3783134817829163E-2]
[2004,12,28,2,5.6168000449801437E-3,7.1968839273029812E-3,2.6170878170159818E-4,2.0362490032185517E-3,4.4354838709677579E-7,2.0661456920880405E-5,1.5132746762511251E-2,null,5.2618877344762158E-3,6.1307118124713381E-3,1.3485283535673827E-4,1.774283205612048E-3,4.625883768073835E-5,8.4506677426908125E-6,1.3356445093339768E-2]
[2004,12,28,3,5.7914279365657087E-3,6.8746014705025468E-3,2.6170878170159818E-4,1.9786479298253934E-3,4.4354838709677579E-7,2.0661456920880405E-5,1.4927491123903226E-2,null,5.4254813026063014E-3,5.85617343102503E-3,1.3485283535673827E-4,1.7240925771647576E-3,4.625883768073835E-5,8.4506677426908125E-6,1.3195309651576255E-2]
[2004,12,28,4,5.8759036655896485E-3,6.6795252085735096E-3,2.6170878170159818E-4,1.8681179715227627E-3,4.4354838709677579E-7,2.0661456920880405E-5,1.4706360632695497E-2,null,5.5046192101074354E-3,5.689996463962386E-3,1.3485283535673827E-4,1.6277824262827297E-3,4.625883768073835E-5,8.4506677426908125E-6,1.3011960441132718E-2]
[2004,12,28,5,6.0500930492660152E-3,6.7332193114309656E-3,2.6170878170159818E-4,1.7391209117408415E-3,4.4354838709677579E-7,2.0661456920880405E-5,1.4805247059447397E-2,null,5.6678019786059863E-3,5.7357361304588017E-3,1.3485283535673827E-4,1.5153809879602915E-3,4.625883768073835E-5,8.4506677426908125E-6,1.3108481437805247E-2]
[2004,12,28,6,6.3104219606026175E-3,6.9928427247868078E-3,2.6170878170159818E-4,1.6225499633513352E-3,4.4354838709677579E-7,2.0661456920880405E-5,1.5208628435750335E-2,null,5.9116813217412034E-3,5.9568980031710203E-3,1.3485283535673827E-4,1.4138070273774508E-3,4.625883768073835E-5,8.4506677426908125E-6,1.347194869306984E-2]
[2004,12,28,7,6.5936127916005971E-3,7.7253561980096721E-3,1.6574889507767879E-4,1.440951761312636E-3,4.4354838709677579E-7,1.3085589383224254E-5,1.5939198783770907E-2,null,6.1769779939053028E-3,6.5808943116351408E-3,8.5406795725934202E-5,1.2555716448003108E-3,4.625883768073835E-5,5.3520895703708472E-6,1.4150461673317797E-2]
[2004,12,28,8,6.7700715502026047E-3,9.0387661964357324E-3,0,1.4030509487988837E-3,4.4354838709677579E-7,0,1.7212332243824315E-2,null,6.34228674089526E-3,7.6997310572746013E-3,0,1.222546815805473E-3,4.625883768073835E-5,0,1.5310823451656071E-2]
[2004,12,28,9,6.6584959575395385E-3,1.0017156379147987E-2,0,1.5911503331061819E-3,4.4354838709677579E-7,0,1.8267246218180801E-2,null,6.2377613460442537E-3,8.5331790204416034E-3,0,1.3864469960068553E-3,4.625883768073835E-5,0,1.6203646200173449E-2]
[2004,12,28,10,6.5175918025637443E-3,1.0731744419384614E-2,0,1.9355083313783829E-3,4.4354838709677579E-7,0,1.9185288101713837E-2,null,6.1057605913678445E-3,9.1419054336479341E-3,0,1.6865029381272951E-3,4.625883768073835E-5,0,1.6980427800823809E-2]
[2004,12,28,11,6.7237807501853517E-3,1.0865044042265237E-2,0,1.9752442439804883E-3,4.4354838709677579E-7,0,1.9564512584818172E-2,null,6.2989209470483585E-3,9.2554575738307016E-3,0,1.7211267794542374E-3,4.625883768073835E-5,0,1.7321764138014034E-2]
[2004,12,28,12,6.5918640646935988E-3,1.114836989956286E-2,0,2.2705241599191746E-3,4.4354838709677579E-7,0,2.001120167256273E-2,null,6.1753397649156301E-3,9.4968105256996969E-3,0,1.9784185914951229E-3,4.625883768073835E-5,0,1.7696827719791187E-2]
[2004,12,28,13,6.1797168120995343E-3,1.0944181271461885E-2,0,2.2000617321430681E-3,4.4354838709677579E-7,0,1.9324403364091584E-2,null,5.7892351224402457E-3,9.3228711309677765E-3,0,1.9170212368335923E-3,4.625883768073835E-5,0,1.7075386327922354E-2]
[2004,12,28,14,5.913415326567268E-3,1.0886510341397286E-2,0,2.2224459852805169E-3,4.4354838709677579E-7,0,1.9022815201632164E-2,null,5.5397605979470065E-3,9.2737437786643839E-3,0,1.9365257298249545E-3,4.625883768073835E-5,0,1.6796288944117083E-2]
[2004,12,28,15,6.0009829077715716E-3,1.0564456384711377E-2,0,2.044884424958308E-3,4.4354838709677579E-7,0,1.8610767265828353E-2,null,5.6217949908017916E-3,8.9994000465087164E-3,0,1.7818076703224094E-3,4.625883768073835E-5,0,1.6449261545313655E-2]
[2004,12,28,16,5.9710750007472514E-3,1.0598369427650132E-2,1.0032169965227929E-4,2.1913359733658233E-3,4.4354838709677579E-7,7.9202251530041531E-6,1.8869465874955589E-2,null,5.59377689368691E-3,9.0282890900227741E-3,5.1693586886749656E-5,1.9094180570504637E-3,4.625883768073835E-5,3.239422634698144E-6,1.6632675887962332E-2]
[2004,12,28,17,6.6787023840815859E-3,1.0948077678036922E-2,2.6170878170159818E-4,2.6824397296485152E-3,4.4354838709677579E-7,2.0661456920880405E-5,2.0592033578776599E-2,null,6.2566909762834886E-3,9.3261903099426044E-3,1.3485283535673827E-4,2.3373407450950402E-3,4.625883768073835E-5,8.4506677426908125E-6,1.8109784372101301E-2]
[2004,12,28,18,7.9738167366391229E-3,1.0432030133768108E-2,2.6170878170159818E-4,2.6066270792027813E-3,4.4354838709677579E-7,2.0661456920880405E-5,{"$f":"SUM(E8708:J8708)","v":2.1295287736619584E-2},null,{"$f":"E8708*V$5","v":7.469970115988149E-3},{"$f":"F8708*W$5","v":8.8865918938220798E-3},{"$f":"G8708*X$5","v":1.3485283535673827E-4},{"$f":"H8708*AB$5","v":2.2712814801199872E-3},{"$f":"I8708*Z$5","v":4.625883768073835E-5},{"$f":"J8708*AA$5","v":8.4506677426908125E-6},{"$f":"SUM(M8708:R8708)","v":1.8817405830710381E-2}]
[2004,12,28,19,7.9809409204053203E-3,1.0062038231339006E-2,2.6170878170159818E-4,2.5266318428884978E-3,4.4354838709677579E-7,2.0661456920880405E-5,2.0852424781642398E-2,null,7.4766441394316244E-3,8.5714119145903073E-3,1.3485283535673827E-4,2.2015777238028299E-3,4.625883768073835E-5,8.4506677426908125E-6,1.8439196118604929E-2]
[2004,12,28,20,7.9654201349330066E-3,9.6890247450781737E-3,2.6170878170159818E-4,2.4569458331294711E-3,4.4354838709677579E-7,2.0661456920880405E-5,2.0394204500150226E-2,null,7.4621040756849728E-3,8.2536579797582096E-3,1.3485283535673827E-4,2.1408569000793435E-3,4.625883768073835E-5,8.4506677426908125E-6,1.8046181296302696E-2]
[2004,12,28,21,7.8859437554843967E-3,9.2683010255629993E-3,2.6170878170159818E-4,2.4413276578983726E-3,4.4354838709677579E-7,2.0661456920880405E-5,1.9878386225955343E-2,null,7.3876496206835051E-3,7.8952617761966545E-3,1.3485283535673827E-4,2.1272480212187312E-3,4.625883768073835E-5,8.4506677426908125E-6,1.7599721758879059E-2]
[2004,12,28,22,7.4471413987401616E-3,8.8333777634618145E-3,2.6170878170159818E-4,2.4667780028214932E-3,4.4354838709677579E-7,2.0661456920880405E-5,1.9030110952033042E-2,null,6.9765741470470015E-3,7.524769601053082E-3,1.3485283535673827E-4,2.1494241497289242E-3,4.625883768073835E-5,8.4506677426908125E-6,1.6840330238609175E-2]
[2004,12,28,23,6.9754706471696236E-3,8.2567769788814364E-3,2.6170878170159818E-4,2.3370612137516328E-3,4.4354838709677579E-7,2.0661456920880405E-5,1.7852122626812267E-2,null,6.5347071547159673E-3,7.0335885181268369E-3,1.3485283535673827E-4,2.0363955761267833E-3,4.625883768073835E-5,8.4506677426908125E-6,1.5794253589749754E-2]
[2004,12,28,24,6.1242984957969532E-3,7.9316043528931141E-3,2.6170878170159818E-4,2.2803635209654336E-3,4.4354838709677579E-7,2.0661456920880405E-5,1.6619080156665078E-2,null,5.7373185584745252E-3,6.756588127488884E-3,1.3485283535673827E-4,1.9869921073228714E-3,4.625883768073835E-5,8.4506677426908125E-6,1.4670461134066448E-2]
[2004,12,29,1,6.1976870253627305E-3,7.9416948822434805E-3,2.6170878170159818E-4,2.4532218302583744E-3,4.4354838709677579E-7,2.0661456920880405E-5,1.6875417524874162E-2,null,5.8060698404288347E-3,6.7651838097462693E-3,1.3485283535673827E-4,2.1376119944998225E-3,4.625883768073835E-5,8.4506677426908125E-6,1.4898427985455093E-2]
[2004,12,29,2,5.8991413869364214E-3,7.6644692196827652E-3,2.6170878170159818E-4,2.430414614630064E-3,4.4354838709677579E-7,2.0661456920880405E-5,1.6276839008258825E-2,null,5.5263885948020255E-3,6.529027347956828E-3,1.3485283535673827E-4,2.1177389536329535E-3,4.625883768073835E-5,8.4506677426908125E-6,1.4362717237171974E-2]
[2004,12,29,3,6.0524518997016981E-3,7.3462822126409873E-3,2.6170878170159818E-4,2.3794840804876902E-3,4.4354838709677579E-7,2.0661456920880405E-5,1.6061031979839952E-2,null,5.6700117788615742E-3,6.2579777017001386E-3,1.3485283535673827E-4,2.073360691819771E-3,4.625883768073835E-5,8.4506677426908125E-6,1.419091251316165E-2]
[2004,12,29,4,6.1263295258371306E-3,7.1615196605956197E-3,2.6170878170159818E-4,2.2827156536236997E-3,4.4354838709677579E-7,2.0661456920880405E-5,1.5853378627066025E-2,null,5.739221252530069E-3,6.1005865346660786E-3,1.3485283535673827E-4,1.9890416353846832E-3,4.625883768073835E-5,8.4506677426908125E-6,1.4018411763360997E-2]
[2004,12,29,5,6.2754371114812895E-3,7.2177084680759476E-3,2.6170878170159818E-4,2.1559033989458787E-3,4.4354838709677579E-7,2.0661456920880405E-5,1.5931862765512693E-2,null,5.8789070824929075E-3,6.1484513313236249E-3,1.3485283535673827E-4,1.878543924453941E-3,4.625883768073835E-5,8.4506677426908125E-6,1.4095464679050639E-2]
[2004,12,29,6,6.5332870432935532E-3,7.5048108597727233E-3,2.6170878170159818E-4,2.0593210982291876E-3,4.4354838709677579E-7,2.0661456920880405E-5,1.6380232788305041E-2,null,6.1204640869568748E-3,6.3930213482842578E-3,1.3485283535673827E-4,1.7943870488212781E-3,4.625883768073835E-5,8.4506677426908125E-6,1.4497434824842578E-2]
[2004,12,29,7,6.8403991903141816E-3,8.3177056719287625E-3,1.6574889507767879E-4,1.9195827988782686E-3,4.4354838709677579E-7,1.3085589383224254E-5,1.7256965693969215E-2,null,6.4081705437606462E-3,7.0854910167577499E-3,8.5406795725934202E-5,1.6726262438670554E-3,4.625883768073835E-5,5.3520895703708472E-6,1.5303305527362494E-2]
[2004,12,29,8,7.0521930970202026E-3,9.7115694452405039E-3,0,1.902273462116908E-3,4.4354838709677579E-7,0,1.8666479552764709E-2,null,6.6065816944173633E-3,8.2728628274381169E-3,0,1.6575437733698708E-3,4.625883768073835E-5,0,1.6583247132906091E-2]
[2004,12,29,9,6.9570383325266751E-3,1.0703845384081844E-2,0,2.0971029306302473E-3,4.4354838709677579E-7,0,1.975843019562586E-2,null,6.5174395344408933E-3,9.1181394611777721E-3,0,1.8273082046330138E-3,4.625883768073835E-5,0,1.7509146037932417E-2]
[2004,12,29,10,6.8586054599050154E-3,1.1428196510832678E-2,0,2.4458578376288713E-3,4.4354838709677579E-7,0,2.0733103356753661E-2,null,6.425226402235828E-3,9.7351826223577281E-3,0,2.1311953880690146E-3,4.625883768073835E-5,0,1.8337863250343308E-2]
[2004,12,29,11,7.0365244281219872E-3,1.155003094809591E-2,0,2.4774608979636634E-3,4.4354838709677579E-7,0,2.1064459822568656E-2,null,6.5919030916487334E-3,9.8389680705100666E-3,0,2.1587326780121091E-3,4.625883768073835E-5,0,1.8635862677851646E-2]
[2004,12,29,12,6.9841588305209435E-3,1.1863181294634567E-2,0,2.8004811601771676E-3,4.4354838709677579E-7,0,2.1648264833719774E-2,null,6.5428463523098087E-3,1.0105727205157315E-2,0,2.4401960085831324E-3,4.625883768073835E-5,0,1.9135028403730995E-2]
[2004,12,29,13,6.53174505081177E-3,1.1693496806120442E-2,0,2.6648731113107218E-3,4.4354838709677579E-7,0,2.089055851663003E-2,null,6.1190195293330373E-3,9.9611803834168469E-3,0,2.3220340925948412E-3,4.625883768073835E-5,0,1.8448492843025466E-2]
[2004,12,29,14,6.1632227092531496E-3,1.1509180032621205E-2,0,2.5758308744473564E-3,4.4354838709677579E-7,0,2.0248677164708805E-2,null,5.7737832429423904E-3,9.8041689557013742E-3,0,2.2444472428495093E-3,4.625883768073835E-5,0,1.7868658279174009E-2]
[2004,12,29,15,6.2946549371771113E-3,1.1214222748575023E-2,0,2.455061871160073E-3,4.4354838709677579E-7,0,1.9964383105299303E-2,null,5.8969105792352431E-3,9.5529076982262869E-3,0,2.1392153120039013E-3,4.625883768073835E-5,0,1.7635292427146169E-2]
[2004,12,29,16,6.3934331536144645E-3,1.1246752004615976E-2,1.0032169965227929E-4,2.6795006831952972E-3,4.4354838709677579E-7,7.9202251530041531E-6,2.042837131461812E-2,null,5.9894472337970635E-3,9.5806179539808106E-3,5.1693586886749656E-5,2.3347798103791899E-3,4.625883768073835E-5,3.239422634698144E-6,1.8006036845359247E-2]
[2004,12,29,17,7.1710639425543801E-3,1.1677674958292528E-2,2.6170878170159818E-4,3.2217180597961187E-3,4.4354838709677579E-7,2.0661456920880405E-5,2.2353270747652601E-2,null,6.7179413723646164E-3,9.9477024406914218E-3,1.3485283535673827E-4,2.8072402921636977E-3,4.625883768073835E-5,8.4506677426908125E-6,1.9662446445999907E-2]
[2004,12,29,18,8.4142975679314218E-3,1.1223980475197803E-2,2.6170878170159818E-4,3.1885708763727564E-3,4.4354838709677579E-7,2.0661456920880405E-5,2.3109662706511557E-2,null,7.8826180053357987E-3,9.5612198803419653E-3,1.3485283535673827E-4,2.7783575323595414E-3,4.625883768073835E-5,8.4506677426908125E-6,2.0411757758817473E-2]
[2004,12,29,19,8.4264510782756895E-3,1.0835282779994664E-2,2.6170878170159818E-4,3.0939156364581011E-3,4.4354838709677579E-7,2.0661456920880405E-5,2.263846328173803E-2,null,7.8940035641057761E-3,9.2301052513534612E-3,1.3485283535673827E-4,2.6958797989201175E-3,4.625883768073835E-5,8.4506677426908125E-6,2.0009550955159525E-2]
[2004,12,29,20,8.4170309978223289E-3,1.0458485154032868E-2,2.6170878170159818E-4,3.0230984295826291E-3,4.4354838709677579E-7,2.0661456920880405E-5,2.2181428368447401E-2,null,7.8851787162567549E-3,8.9091277728045159E-3,1.3485283535673827E-4,2.634173307902124E-3,4.625883768073835E-5,8.4506677426908125E-6,1.9618042137743565E-2]
[2004,12,29,21,8.2779833438392774E-3,1.0090975157396593E-2,2.6170878170159818E-4,2.9662614505401278E-3,4.4354838709677579E-7,2.0661456920880405E-5,2.1618033738785573E-2,null,7.7549171546661827E-3,8.5960620209682669E-3,1.3485283535673827E-4,2.5846484721804438E-3,4.625883768073835E-5,8.4506677426908125E-6,1.9125189988595061E-2]
[2004,12,29,22,7.8077387809441495E-3,9.6539072024601214E-3,2.6170878170159818E-4,2.9470335837905696E-3,4.4354838709677579E-7,2.0661456920880405E-5,2.0691493354204418E-2,null,7.3143862335212501E-3,8.2237428754535959E-3,1.3485283535673827E-4,2.5678942928047568E-3,4.625883768073835E-5,8.4506677426908125E-6,1.829558574255977E-2]
[2004,12,29,23,7.3085665675563802E-3,9.0400867734254861E-3,2.6170878170159818E-4,2.7955738871837683E-3,4.4354838709677579E-7,2.0661456920880405E-5,1.9427041015175207E-2,null,6.8467555317012901E-3,7.7008559992678503E-3,1.3485283535673827E-4,2.4359200619558882E-3,4.625883768073835E-5,8.4506677426908125E-6,1.7173093933705197E-2]
[2004,12,29,24,6.4528325708004958E-3,8.6734077498649732E-3,2.6170878170159818E-4,2.7087973961019344E-3,4.4354838709677579E-7,2.0661456920880405E-5,1.8117851503776979E-2,null,6.0450933422971425E-3,7.3884981171850796E-3,1.3485283535673827E-4,2.3603074671675896E-3,4.625883768073835E-5,8.4506677426908125E-6,1.5983461267429978E-2]
[2004,12,30,1,6.4125733331356419E-3,7.9679754410070889E-3,2.6170878170159818E-4,2.4432657455941338E-3,4.4354838709677579E-7,2.0661456920880405E-5,1.7106628306746439E-2,null,6.0073779906428884E-3,6.7875710725780573E-3,1.3485283535673827E-4,2.1289367716830197E-3,4.625883768073835E-5,8.4506677426908125E-6,1.5113448175684132E-2]
[2004,12,30,2,6.1241575684205778E-3,7.7156069249744589E-3,2.6170878170159818E-4,2.4475085383389122E-3,4.4354838709677579E-7,2.0661456920880405E-5,1.6570086818743526E-2,null,5.7371865359657544E-3,6.5725893307623439E-3,1.3485283535673827E-4,2.1326337242168476E-3,4.625883768073835E-5,8.4506677426908125E-6,1.4631971931725113E-2]
[2004,12,30,3,6.2937341876559017E-3,7.3939127721491379E-3,2.6170878170159818E-4,2.3824753937616724E-3,4.4354838709677579E-7,2.0661456920880405E-5,1.6352936140576285E-2,null,5.8960480096986066E-3,6.2985520998370091E-3,1.3485283535673827E-4,2.0759671691692318E-3,4.625883768073835E-5,8.4506677426908125E-6,1.4460129619485016E-2]
[2004,12,30,4,6.399784701207863E-3,7.2021117879323112E-3,2.6170878170159818E-4,2.2873794767541899E-3,4.4354838709677579E-7,2.0661456920880405E-5,1.6172089752903941E-2,null,5.9953974421201308E-3,6.1351651991367242E-3,1.3485283535673827E-4,1.9931054522564383E-3,4.625883768073835E-5,8.4506677426908125E-6,1.4313230434293459E-2]
[2004,12,30,5,6.5742427121510856E-3,7.2526111699286432E-3,2.6170878170159818E-4,2.1556319197644346E-3,4.4354838709677579E-7,2.0661456920880405E-5,1.626529958885374E-2,null,6.158831863963877E-3,6.1781834221419458E-3,1.3485283535673827E-4,1.878307371384278E-3,4.625883768073835E-5,8.4506677426908125E-6,1.4404884998270268E-2]
[2004,12,30,6,6.8683874113364268E-3,7.5427854903597274E-3,2.6170878170159818E-4,2.0649744235768908E-3,4.4354838709677579E-7,2.0661456920880405E-5,1.675896111228262E-2,null,6.4343902552916592E-3,6.4253702813316235E-3,1.3485283535673827E-4,1.7993130673015505E-3,4.625883768073835E-5,8.4506677426908125E-6,1.4848635944704999E-2]
[2004,12,30,7,7.1908124573884053E-3,8.3387833451080001E-3,1.6574889507767879E-4,1.9139608578427863E-3,4.4354838709677579E-7,1.3085589383224254E-5,1.7622834693187192E-2,null,6.7364420252536495E-3,7.1034461680766613E-3,8.5406795725934202E-5,1.667727572070811E-3,4.625883768073835E-5,5.3520895703708472E-6,1.5644633488378169E-2]
[2004,12,30,8,7.3991785861908955E-3,9.7422036574038185E-3,0,1.904349878191863E-3,4.4354838709677579E-7,0,1.9046175670173672E-2,null,6.9316419911854953E-3,8.2989587778900739E-3,0,1.6593530561068211E-3,4.625883768073835E-5,0,1.6936212662863128E-2]
[2004,12,30,9,7.298528493849296E-3,1.0767327432136931E-2,0,2.1026420459826609E-3,4.4354838709677579E-7,0,2.0168941520355983E-2,null,6.8373517401306289E-3,9.1722170516770028E-3,0,1.8321347063664465E-3,4.625883768073835E-5,0,1.7887962335854816E-2]
[2004,12,30,10,7.1899002042405203E-3,1.1518959679341642E-2,0,2.4784257843917523E-3,4.4354838709677579E-7,0,2.1187729216361011E-2,null,6.7355874152246016E-3,9.8124998105930759E-3,0,2.1595734306813432E-3,4.625883768073835E-5,0,1.8753919494179757E-2]
[2004,12,30,11,7.4020335148693604E-3,1.1668454082005307E-2,0,2.5211959324113477E-3,4.4354838709677579E-7,0,2.159212707767311E-2,null,6.934316523672982E-3,9.9398475779832809E-3,0,2.1968411495176744E-3,4.625883768073835E-5,0,1.9117264088854675E-2]
[2004,12,30,12,7.2877296843647009E-3,1.2003189264177571E-2,0,2.8364827840809017E-3,4.4354838709677579E-7,0,2.2127845281010271E-2,null,6.8272352818770149E-3,1.0224993893544644E-2,0,2.4715659817868964E-3,4.625883768073835E-5,0,1.9570053994889293E-2]
[2004,12,30,13,6.8013339373476497E-3,1.1856448666238868E-2,0,2.7068948557566466E-3,4.4354838709677579E-7,0,2.1365121007730262E-2,null,6.37157373173553E-3,1.0099991972402219E-2,0,2.3586496908458783E-3,4.625883768073835E-5,0,1.8876474232664364E-2]
[2004,12,30,14,6.5136962964562582E-3,1.1778124134812881E-2,0,2.7142839216455542E-3,4.4354838709677579E-7,0,2.1006547901301787E-2,null,6.1021112330779973E-3,1.0033270717082553E-2,0,2.3650881448321675E-3,4.625883768073835E-5,0,1.8546728932673458E-2]
[2004,12,30,15,6.5572783952799535E-3,1.1363924091519678E-2,0,2.4968909256787041E-3,4.4354838709677579E-7,0,2.0418536960865433E-2,null,6.1429394821533919E-3,9.6804317490244169E-3,0,2.1756630101104342E-3,4.625883768073835E-5,0,1.8045293078968981E-2]
[2004,12,30,16,6.5640011676017743E-3,1.1360178674541994E-2,9.595988662391931E-5,2.678418310492744E-3,4.4354838709677579E-7,7.5758675376561473E-6,2.0706577455185185E-2,null,6.1492374583922791E-3,9.6772411915081822E-3,4.9446039630804017E-5,2.33383668618106E-3,4.625883768073835E-5,3.0985781723199645E-6,1.825911879156538E-2]
[2004,12,30,17,7.3105914917277878E-3,1.1771965713841009E-2,2.6170878170159818E-4,3.2036662063776133E-3,4.4354838709677579E-7,2.0661456920880405E-5,2.2569037198955987E-2,null,6.8486525057034706E-3,1.0028024626610649E-2,1.3485283535673827E-4,2.791510830639101E-3,4.625883768073835E-5,8.4506677426908125E-6,1.9857750303733386E-2]
[2004,12,30,18,8.6370240393950186E-3,1.1267245344720192E-2,2.6170878170159818E-4,3.1434486757360236E-3,4.4354838709677579E-7,2.0661456920880405E-5,2.3330531846860809E-2,null,8.091270917839755E-3,9.5980753374155028E-3,1.3485283535673827E-4,2.7390403552051425E-3,4.625883768073835E-5,8.4506677426908125E-6,2.0617948951240566E-2]
[2004,12,30,19,8.6234902470767108E-3,1.0877976335327303E-2,2.6170878170159818E-4,3.0483120730494914E-3,4.4354838709677579E-7,2.0661456920880405E-5,2.2832592442463082E-2,null,8.0785922938491628E-3,9.2664740307638431E-3,1.3485283535673827E-4,2.6561431868731304E-3,4.625883768073835E-5,8.4506677426908125E-6,2.0190771852266306E-2]
[2004,12,30,20,8.5986718289791705E-3,1.0500606390600589E-2,2.6170878170159818E-4,2.9715311278484262E-3,4.4354838709677579E-7,2.0661456920880405E-5,2.2353623134437763E-2,null,8.0553420928929677E-3,8.9450090187979323E-3,1.3485283535673827E-4,2.589240199386856E-3,4.625883768073835E-5,8.4506677426908125E-6,1.9779153651857926E-2]
[2004,12,30,21,8.4642266791834994E-3,1.0112626266656669E-2,2.6170878170159818E-4,2.9080455180808861E-3,4.4354838709677579E-7,2.0661456920880405E-5,2.1767712250930629E-2,null,7.9293922141355951E-3,8.61450565749689E-3,1.3485283535673827E-4,2.5339220869995487E-3,4.625883768073835E-5,8.4506677426908125E-6,1.9267382299412199E-2]
[2004,12,30,22,7.9827470193519282E-3,9.7121406906366895E-3,2.6170878170159818E-4,2.8995350456822353E-3,4.4354838709677579E-7,2.0661456920880405E-5,2.0877236542680425E-2,null,7.4783361152574151E-3,8.2733494464990297E-3,1.3485283535673827E-4,2.5265064967525388E-3,4.625883768073835E-5,8.4506677426908125E-6,1.8467754399289153E-2]
[2004,12,30,23,7.4823224165635541E-3,9.070579842941788E-3,2.6170878170159818E-4,2.7451961036754516E-3,4.4354838709677579E-7,2.0661456920880405E-5,1.9580912150190369E-2,null,7.0095321595610386E-3,7.7268317164491274E-3,1.3485283535673827E-4,2.3920234387661493E-3,4.625883768073835E-5,8.4506677426908125E-6,1.7317949655556483E-2]
[2004,12,30,24,6.5957382341470467E-3,8.7179493301259188E-3,2.6170878170159818E-4,2.6617508121217974E-3,4.4354838709677579E-7,2.0661456920880405E-5,1.8258252163404338E-2,null,6.1789691347641437E-3,7.4264411485039485E-3,1.3485283535673827E-4,2.3193134808204225E-3,4.625883768073835E-5,8.4506677426908125E-6,1.6114286104868682E-2]
[2004,12,31,1,6.3149043934793122E-3,6.8118687973661588E-3,2.6170878170159818E-4,2.8142808823369819E-3,4.4354838709677579E-7,2.0661456920880405E-5,1.6223867860192028E-2,null,5.915880520285857E-3,5.8027342003649238E-3,1.3485283535673827E-4,2.4522203804706422E-3,4.625883768073835E-5,8.4506677426908125E-6,1.436039744190159E-2]
[2004,12,31,2,6.0107147628291205E-3,6.651388894140681E-3,2.6170878170159818E-4,2.7678418671629843E-3,4.4354838709677579E-7,2.0661456920880405E-5,1.5712759311142362E-2,null,5.6309119129551418E-3,5.6660283637407953E-3,1.3485283535673827E-4,2.4117557984975392E-3,4.625883768073835E-5,8.4506677426908125E-6,1.3898258415973643E-2]
[2004,12,31,3,6.0349024012852437E-3,6.4904738079100905E-3,2.6170878170159818E-4,2.7158623664601989E-3,4.4354838709677579E-7,2.0661456920880405E-5,1.5524052362665108E-2,null,5.653571191743598E-3,5.5289518136777708E-3,1.3485283535673827E-4,2.3664635208894094E-3,4.625883768073835E-5,8.4506677426908125E-6,1.3738548867090944E-2]
[2004,12,31,4,6.0474409737934871E-3,6.3727056775567262E-3,2.6170878170159818E-4,2.621467864979739E-3,4.4354838709677579E-7,2.0661456920880405E-5,1.5324428303339528E-2,null,5.665317481510123E-3,5.4286302751920716E-3,1.3485283535673827E-4,2.2842129815819996E-3,4.625883768073835E-5,8.4506677426908125E-6,1.356772307906436E-2]
[2004,12,31,5,6.2228256972934456E-3,6.3440033758830894E-3,2.6170878170159818E-4,2.5911875124072317E-3,4.4354838709677579E-7,2.0661456920880405E-5,1.5440830372593342E-2,null,5.8296200591359208E-3,5.4041800351030079E-3,1.3485283535673827E-4,2.2578282315123908E-3,4.625883768073835E-5,8.4506677426908125E-6,1.3681190666531486E-2]
[2004,12,31,6,6.4748088883612573E-3,6.4856487465469971E-3,2.6170878170159818E-4,2.645095790785779E-3,4.4354838709677579E-7,2.0661456920880405E-5,1.5888367212703609E-2,null,6.0656810283276023E-3,5.5248415541552581E-3,1.3485283535673827E-4,2.3048011473096883E-3,4.625883768073835E-5,8.4506677426908125E-6,1.4084886070572716E-2]
[2004,12,31,7,6.8354338655166116E-3,6.9425390601847055E-3,1.6574889507767879E-4,2.7478786046021826E-3,4.4354838709677579E-7,1.3085589383224254E-5,1.67051295631515E-2,null,6.4035189660935059E-3,5.9140465032855305E-3,8.5406795725934202E-5,2.3943608328352512E-3,4.625883768073835E-5,5.3520895703708472E-6,1.4848944025191329E-2]
[2004,12,31,8,7.2339901395469435E-3,7.7099178056567914E-3,0,3.0525133244925303E-3,4.4354838709677579E-7,0,1.7996864818083359E-2,null,6.7768914117964677E-3,6.5677430179197725E-3,0,2.6598039424419015E-3,4.625883768073835E-5,0,1.6050697209838878E-2]
[2004,12,31,9,7.6996378894586782E-3,8.1083883238369896E-3,0,3.2811107527069899E-3,4.4354838709677579E-7,0,1.9089580514389755E-2,null,7.213115981698469E-3,6.9071826889503416E-3,0,2.8589920461983302E-3,4.625883768073835E-5,0,1.7025549554527879E-2]
[2004,12,31,10,8.0283578411016552E-3,8.5450513921897647E-3,0,3.4630558228355749E-3,4.4354838709677579E-7,0,{"$f":"SUM(E8772:J8772)","v":2.0036908604514087E-2},null,{"$f":"E8772*V$5","v":7.5210648970552929E-3},{"$f":"F8772*W$5","v":7.2791569292273506E-3},{"$f":"G8772*X$5","v":0},{"$f":"H8772*AB$5","v":3.0175296718830051E-3},{"$f":"I8772*Z$5","v":4.625883768073835E-5},{"$f":"J8772*AA$5","v":0},{"$f":"SUM(M8772:R8772)","v":1.7864010335846385E-2}]
[2004,12,31,11,8.1844263356761152E-3,8.7227148562722175E-3,0,3.5415863688851939E-3,4.4354838709677579E-7,0,2.0449171109220621E-2,null,7.6672717925764288E-3,7.4305006925695291E-3,0,3.0859571720380178E-3,4.625883768073835E-5,0,1.8229988494864714E-2]
[2004,12,31,12,8.1405149896796158E-3,9.0597781376927696E-3,0,3.7266510797997685E-3,4.4354838709677579E-7,0,2.0927387755559249E-2,null,7.6261351006783745E-3,7.7176302144332668E-3,0,3.2472130931007997E-3,4.625883768073835E-5,0,1.8637237245893178E-2]
[2004,12,31,13,7.710209871360351E-3,8.8631877518525314E-3,0,3.6411184986897679E-3,4.4354838709677579E-7,0,2.0214959670289745E-2,null,7.2230199450676541E-3,7.5501634311888263E-3,0,3.1726843778227321E-3,4.625883768073835E-5,0,1.7992126591759951E-2]
[2004,12,31,14,7.4057225438904943E-3,8.8499545210302313E-3,0,3.6125063620371951E-3,4.4354838709677579E-7,0,1.9868626975345013E-2,null,6.9377724516752224E-3,7.5388906184911458E-3,0,3.1477532257587681E-3,4.625883768073835E-5,0,1.7670675133605873E-2]
[2004,12,31,15,7.5470428861845887E-3,8.4148888143449636E-3,0,3.3191577671962246E-3,4.4354838709677579E-7,0,1.9281533016112871E-2,null,7.0701630957776158E-3,7.1682771010134353E-3,0,2.8921442681148174E-3,4.625883768073835E-5,0,1.7176843302586606E-2]
[2004,12,31,16,7.4849985837915876E-3,8.5276540359877535E-3,9.595988662391931E-5,3.4338123265686867E-3,4.4354838709677579E-7,7.5758675376561473E-6,1.9550444248896699E-2,null,7.0120392261113565E-3,7.2643368795710242E-3,4.9446039630804017E-5,2.9920483853518856E-3,4.625883768073835E-5,3.0985781723199645E-6,1.7367227946518127E-2]
[2004,12,31,17,8.0653662041019793E-3,9.1353910039333169E-3,2.6170878170159818E-4,3.8578855462372964E-3,4.4354838709677579E-7,2.0661456920880405E-5,2.1341456541282167E-2,null,7.5557347891264002E-3,7.782041520342637E-3,1.3485283535673827E-4,3.3615640931157877E-3,4.625883768073835E-5,8.4506677426908125E-6,1.8888902743364994E-2]
[2004,12,31,18,9.1294054682353794E-3,8.9016946852359512E-3,2.6170878170159818E-4,3.7474938323055354E-3,4.4354838709677579E-7,2.0661456920880405E-5,2.2061407772786441E-2,null,8.5525399287269196E-3,7.5829658097932911E-3,1.3485283535673827E-4,3.2653744013058658E-3,4.625883768073835E-5,8.4506677426908125E-6,1.9590442480606245E-2]
[2004,12,31,19,9.039320878905209E-3,8.6050952984928E-3,2.6170878170159818E-4,3.6134446194681764E-3,4.4354838709677579E-7,2.0661456920880405E-5,2.1540674583875759E-2,null,8.4681475715367455E-3,7.330305716585505E-3,1.3485283535673827E-4,3.1485707752822788E-3,4.625883768073835E-5,8.4506677426908125E-6,1.91365864041847E-2]
[2004,12,31,20,8.7673406216574965E-3,8.4199855749412383E-3,2.6170878170159818E-4,3.6053277108733239E-3,4.4354838709677579E-7,2.0661456920880405E-5,2.1075467694481632E-2,null,8.2133531034818512E-3,7.172618809273364E-3,1.3485283535673827E-4,3.1414981163989247E-3,4.625883768073835E-5,8.4506677426908125E-6,1.8717032369934307E-2]
[2004,12,31,21,8.5520280112239798E-3,8.1668860415553789E-3,2.6170878170159818E-4,3.524539358567736E-3,4.4354838709677579E-7,2.0661456920880405E-5,2.0526267198356669E-2,null,8.0116455876640645E-3,6.9570143456286152E-3,1.3485283535673827E-4,3.0711032793832626E-3,4.625883768073835E-5,8.4506677426908125E-6,1.8229325553456108E-2]
[2004,12,31,22,8.0289449428028407E-3,7.930921302869225E-3,2.6170878170159818E-4,3.3902073522232138E-3,4.4354838709677579E-7,2.0661456920880405E-5,1.9632887384904856E-2,null,7.5216149011885398E-3,6.7560062669375304E-3,1.3485283535673827E-4,2.9540532415654294E-3,4.625883768073835E-5,8.4506677426908125E-6,1.7421236750471667E-2]
[2004,12,31,23,7.3985265260189809E-3,7.6416372322060345E-3,2.6170878170159818E-4,3.1074565194765496E-3,4.4354838709677579E-7,2.0661456920880405E-5,1.8430434064711142E-2,null,6.9310311331536511E-3,6.5095777727323676E-3,1.3485283535673827E-4,2.7076786316222162E-3,4.625883768073835E-5,8.4506677426908125E-6,1.6337849878288402E-2]
[2004,12,31,24,6.3823024122076442E-3,7.5589649761965139E-3,2.7297529045742423E-4,2.9303252575925147E-3,4.4354838709677579E-7,2.1550928354714983E-5,1.7166562413195908E-2,null,5.9790198176143351E-3,6.4391528802926808E-3,1.4065822194107917E-4,2.5533355121643547E-3,4.625883768073835E-5,8.8144672357630826E-6,1.5167239736928949E-2]
[]
["NCP",1,null,null,{"$f":"MAX(IF($B$3:$B$8786=$B8788,E$3:E$8786))","v":1.1935101369163462E-2},{"$f":"MAX(IF($B$3:$B$8786=$B8788,F$3:F$8786))","v":1.6859822067024355E-2},{"$f":"MAX(IF($B$3:$B$8786=$B8788,G$3:G$8786))","v":2.5325125214408243E-4},{"$f":"MAX(IF($B$3:$B$8786=$B8788,H$3:H$8786))","v":5.6440338627908072E-3},{"$f":"MAX(IF($B$3:$B$8786=$B8788,I$3:I$8786))","v":4.4354838709677579E-7},{"$f":"MAX(IF($B$3:$B$8786=$B8788,J$3:J$8786))","v":1.765152426606254E-5},{"$f":"MAX(IF($B$3:$B$8786=$B8788,K$3:K$8786))","v":3.1244856595857941E-2},null,{"$f":"MAX(IF($B$3:$B$8786=$B8788,M$3:M$8786))","v":1.1180950541449E-2},{"$f":"MAX(IF($B$3:$B$8786=$B8788,N$3:N$8786))","v":1.4362147749853473E-2},{"$f":"MAX(IF($B$3:$B$8786=$B8788,O$3:O$8786))","v":1.3049485457547106E-4},{"$f":"MAX(IF($B$3:$B$8786=$B8788,P$3:P$8786))","v":4.9179223556779332E-3},{"$f":"MAX(IF($B$3:$B$8786=$B8788,Q$3:Q$8786))","v":4.625883768073835E-5},{"$f":"MAX(IF($B$3:$B$8786=$B8788,R$3:R$8786))","v":7.2195860773879382E-6},{"$f":"MAX(IF($B$3:$B$8786=$B8788,S$3:S$8786))","v":2.7639465346155374E-2}]
[null,2,null,null,{"$f":"MAX(IF($B$3:$B$8786=$B8789,E$3:E$8786))","v":1.2026230695237273E-2},{"$f":"MAX(IF($B$3:$B$8786=$B8789,F$3:F$8786))","v":1.6141763075098479E-2},{"$f":"MAX(IF($B$3:$B$8786=$B8789,G$3:G$8786))","v":2.4278869434466363E-4},{"$f":"MAX(IF($B$3:$B$8786=$B8789,H$3:H$8786))","v":5.1878023700691785E-3},{"$f":"MAX(IF($B$3:$B$8786=$B8789,I$3:I$8786))","v":4.7413793103448329E-7},{"$f":"MAX(IF($B$3:$B$8786=$B8789,J$3:J$8786))","v":1.9332953773541564E-5},{"$f":"MAX(IF($B$3:$B$8786=$B8789,K$3:K$8786))","v":2.9650782272154442E-2},null,{"$f":"MAX(IF($B$3:$B$8786=$B8789,M$3:M$8786))","v":1.12663216209389E-2},{"$f":"MAX(IF($B$3:$B$8786=$B8789,N$3:N$8786))","v":1.3750464584150265E-2},{"$f":"MAX(IF($B$3:$B$8786=$B8789,O$3:O$8786))","v":1.2510372640941623E-4},{"$f":"MAX(IF($B$3:$B$8786=$B8789,P$3:P$8786))","v":4.5203855740133091E-3},{"$f":"MAX(IF($B$3:$B$8786=$B8789,Q$3:Q$8786))","v":4.9449102348375354E-5},{"$f":"MAX(IF($B$3:$B$8786=$B8789,R$3:R$8786))","v":7.9073014768814627E-6},{"$f":"MAX(IF($B$3:$B$8786=$B8789,S$3:S$8786))","v":2.6192095498738625E-2}]
[null,3,null,null,{"$f":"MAX(IF($B$3:$B$8786=$B8790,E$3:E$8786))","v":1.219335114731402E-2},{"$f":"MAX(IF($B$3:$B$8786=$B8790,F$3:F$8786))","v":1.5335572777903816E-2},{"$f":"MAX(IF($B$3:$B$8786=$B8790,G$3:G$8786))","v":2.3515074203710472E-4},{"$f":"MAX(IF($B$3:$B$8786=$B8790,H$3:H$8786))","v":4.9487694368516898E-3},{"$f":"MAX(IF($B$3:$B$8786=$B8790,I$3:I$8786))","v":4.4354838709677579E-7},{"$f":"MAX(IF($B$3:$B$8786=$B8790,J$3:J$8786))","v":2.2362671675214194E-5},{"$f":"MAX(IF($B$3:$B$8786=$B8790,K$3:K$8786))","v":2.7374715046594042E-2},null,{"$f":"MAX(IF($B$3:$B$8786=$B8790,M$3:M$8786))","v":1.1422882126906826E-2},{"$f":"MAX(IF($B$3:$B$8786=$B8790,N$3:N$8786))","v":1.3063706199822216E-2},{"$f":"MAX(IF($B$3:$B$8786=$B8790,O$3:O$8786))","v":1.2116805593517026E-4},{"$f":"MAX(IF($B$3:$B$8786=$B8790,P$3:P$8786))","v":4.3121045050843066E-3},{"$f":"MAX(IF($B$3:$B$8786=$B8790,Q$3:Q$8786))","v":4.625883768073835E-5},{"$f":"MAX(IF($B$3:$B$8786=$B8790,R$3:R$8786))","v":9.1464754344179871E-6},{"$f":"MAX(IF($B$3:$B$8786=$B8790,S$3:S$8786))","v":2.4401435917118689E-2}]
[null,4,null,null,{"$f":"MAX(IF($B$3:$B$8786=$B8791,E$3:E$8786))","v":9.7351949791039619E-3},{"$f":"MAX(IF($B$3:$B$8786=$B8791,F$3:F$8786))","v":1.422528629960937E-2},{"$f":"MAX(IF($B$3:$B$8786=$B8791,G$3:G$8786))","v":2.2718071827613841E-4},{"$f":"MAX(IF($B$3:$B$8786=$B8791,H$3:H$8786))","v":4.1675903674086414E-3},{"$f":"MAX(IF($B$3:$B$8786=$B8791,I$3:I$8786))","v":4.5833333333333443E-7},{"$f":"MAX(IF($B$3:$B$8786=$B8791,J$3:J$8786))","v":2.6702537909018322E-5},{"$f":"MAX(IF($B$3:$B$8786=$B8791,K$3:K$8786))","v":2.6930854403196852E-2},null,{"$f":"MAX(IF($B$3:$B$8786=$B8791,M$3:M$8786))","v":9.1200510331612972E-3},{"$f":"MAX(IF($B$3:$B$8786=$B8791,N$3:N$8786))","v":1.2117901529847801E-2},{"$f":"MAX(IF($B$3:$B$8786=$B8791,O$3:O$8786))","v":1.1706127627329269E-4},{"$f":"MAX(IF($B$3:$B$8786=$B8791,P$3:P$8786))","v":3.6314250295890961E-3},{"$f":"MAX(IF($B$3:$B$8786=$B8791,Q$3:Q$8786))","v":4.7800798936762908E-5},{"$f":"MAX(IF($B$3:$B$8786=$B8791,R$3:R$8786))","v":1.0921508421203066E-5},{"$f":"MAX(IF($B$3:$B$8786=$B8791,S$3:S$8786))","v":2.3795583450440173E-2}]
[null,5,null,null,{"$f":"MAX(IF($B$3:$B$8786=$B8792,E$3:E$8786))","v":8.4513085723193701E-3},{"$f":"MAX(IF($B$3:$B$8786=$B8792,F$3:F$8786))","v":1.3313913972264863E-2},{"$f":"MAX(IF($B$3:$B$8786=$B8792,G$3:G$8786))","v":2.1653054000234125E-4},{"$f":"MAX(IF($B$3:$B$8786=$B8792,H$3:H$8786))","v":3.6670862119563366E-3},{"$f":"MAX(IF($B$3:$B$8786=$B8792,I$3:I$8786))","v":4.4354838709677579E-7},{"$f":"MAX(IF($B$3:$B$8786=$B8792,J$3:J$8786))","v":2.7474105767974018E-5},{"$f":"MAX(IF($B$3:$B$8786=$B8792,K$3:K$8786))","v":2.3683371119923788E-2},null,{"$f":"MAX(IF($B$3:$B$8786=$B8792,M$3:M$8786))","v":7.917290371891492E-3},{"$f":"MAX(IF($B$3:$B$8786=$B8792,N$3:N$8786))","v":1.13415431573564E-2},{"$f":"MAX(IF($B$3:$B$8786=$B8792,O$3:O$8786))","v":1.1157347136304764E-4},{"$f":"MAX(IF($B$3:$B$8786=$B8792,P$3:P$8786))","v":3.1953113146385125E-3},{"$f":"MAX(IF($B$3:$B$8786=$B8792,Q$3:Q$8786))","v":4.625883768073835E-5},{"$f":"MAX(IF($B$3:$B$8786=$B8792,R$3:R$8786))","v":1.1237084599685648E-5},{"$f":"MAX(IF($B$3:$B$8786=$B8792,S$3:S$8786))","v":2.0867224747585549E-2}]
[null,6,null,null,{"$f":"MAX(IF($B$3:$B$8786=$B8793,E$3:E$8786))","v":9.1406790659379882E-3},{"$f":"MAX(IF($B$3:$B$8786=$B8793,F$3:F$8786))","v":1.3578361478798992E-2},{"$f":"MAX(IF($B$3:$B$8786=$B8793,G$3:G$8786))","v":2.1766663927058068E-4},{"$f":"MAX(IF($B$3:$B$8786=$B8793,H$3:H$8786))","v":3.6450946439957046E-3},{"$f":"MAX(IF($B$3:$B$8786=$B8793,I$3:I$8786))","v":4.5833333333333443E-7},{"$f":"MAX(IF($B$3:$B$8786=$B8793,J$3:J$8786))","v":3.0284963850359284E-5},{"$f":"MAX(IF($B$3:$B$8786=$B8793,K$3:K$8786))","v":2.367630503561061E-2},null,{"$f":"MAX(IF($B$3:$B$8786=$B8793,M$3:M$8786))","v":8.5631011744539756E-3},{"$f":"MAX(IF($B$3:$B$8786=$B8793,N$3:N$8786))","v":1.1566814464836685E-2},{"$f":"MAX(IF($B$3:$B$8786=$B8793,O$3:O$8786))","v":1.1215887857243769E-4},{"$f":"MAX(IF($B$3:$B$8786=$B8793,P$3:P$8786))","v":3.1761489874202052E-3},{"$f":"MAX(IF($B$3:$B$8786=$B8793,Q$3:Q$8786))","v":4.7800798936762908E-5},{"$f":"MAX(IF($B$3:$B$8786=$B8793,R$3:R$8786))","v":1.2386743494363572E-5},{"$f":"MAX(IF($B$3:$B$8786=$B8793,S$3:S$8786))","v":2.0890656469403818E-2}]
[null,7,null,null,{"$f":"MAX(IF($B$3:$B$8786=$B8794,E$3:E$8786))","v":7.4837406995828318E-3},{"$f":"MAX(IF($B$3:$B$8786=$B8794,F$3:F$8786))","v":1.4435994904078838E-2},{"$f":"MAX(IF($B$3:$B$8786=$B8794,G$3:G$8786))","v":2.324854545454559E-4},{"$f":"MAX(IF($B$3:$B$8786=$B8794,H$3:H$8786))","v":3.293100620440637E-3},{"$f":"MAX(IF($B$3:$B$8786=$B8794,I$3:I$8786))","v":4.4354838709677579E-7},{"$f":"MAX(IF($B$3:$B$8786=$B8794,J$3:J$8786))","v":3.0904372949707874E-5},{"$f":"MAX(IF($B$3:$B$8786=$B8794,K$3:K$8786))","v":2.4134164878175574E-2},null,{"$f":"MAX(IF($B$3:$B$8786=$B8794,M$3:M$8786))","v":7.0108608246307203E-3},{"$f":"MAX(IF($B$3:$B$8786=$B8794,N$3:N$8786))","v":1.2297395008339183E-2},{"$f":"MAX(IF($B$3:$B$8786=$B8794,O$3:O$8786))","v":1.1979469133902345E-4},{"$f":"MAX(IF($B$3:$B$8786=$B8794,P$3:P$8786))","v":2.86943940353218E-3},{"$f":"MAX(IF($B$3:$B$8786=$B8794,Q$3:Q$8786))","v":4.625883768073835E-5},{"$f":"MAX(IF($B$3:$B$8786=$B8794,R$3:R$8786))","v":1.2640085769084984E-5},{"$f":"MAX(IF($B$3:$B$8786=$B8794,S$3:S$8786))","v":2.1247505030778636E-2}]
[null,8,null,null,{"$f":"MAX(IF($B$3:$B$8786=$B8795,E$3:E$8786))","v":9.3756454350902435E-3},{"$f":"MAX(IF($B$3:$B$8786=$B8795,F$3:F$8786))","v":1.3159977126676567E-2},{"$f":"MAX(IF($B$3:$B$8786=$B8795,G$3:G$8786))","v":2.1772419328419248E-4},{"$f":"MAX(IF($B$3:$B$8786=$B8795,H$3:H$8786))","v":3.5942227601312199E-3},{"$f":"MAX(IF($B$3:$B$8786=$B8795,I$3:I$8786))","v":4.4354838709677579E-7},{"$f":"MAX(IF($B$3:$B$8786=$B8795,J$3:J$8786))","v":2.6005368075214756E-5},{"$f":"MAX(IF($B$3:$B$8786=$B8795,K$3:K$8786))","v":2.3347445234497936E-2},null,{"$f":"MAX(IF($B$3:$B$8786=$B8795,M$3:M$8786))","v":8.7832205744603244E-3},{"$f":"MAX(IF($B$3:$B$8786=$B8795,N$3:N$8786))","v":1.1210411066418759E-2},{"$f":"MAX(IF($B$3:$B$8786=$B8795,O$3:O$8786))","v":1.1218853490216132E-4},{"$f":"MAX(IF($B$3:$B$8786=$B8795,P$3:P$8786))","v":3.1318218304585898E-3},{"$f":"MAX(IF($B$3:$B$8786=$B8795,Q$3:Q$8786))","v":4.625883768073835E-5},{"$f":"MAX(IF($B$3:$B$8786=$B8795,R$3:R$8786))","v":1.0636361509818183E-5},{"$f":"MAX(IF($B$3:$B$8786=$B8795,S$3:S$8786))","v":2.0773659466557827E-2}]
[null,9,null,null,{"$f":"MAX(IF($B$3:$B$8786=$B8796,E$3:E$8786))","v":7.8914115925847478E-3},{"$f":"MAX(IF($B$3:$B$8786=$B8796,F$3:F$8786))","v":1.3516362028333992E-2},{"$f":"MAX(IF($B$3:$B$8786=$B8796,G$3:G$8786))","v":2.1477028240405368E-4},{"$f":"MAX(IF($B$3:$B$8786=$B8796,H$3:H$8786))","v":3.1690788485836657E-3},{"$f":"MAX(IF($B$3:$B$8786=$B8796,I$3:I$8786))","v":4.5833333333333443E-7},{"$f":"MAX(IF($B$3:$B$8786=$B8796,J$3:J$8786))","v":2.2667527871568995E-5},{"$f":"MAX(IF($B$3:$B$8786=$B8796,K$3:K$8786))","v":2.2965430413140135E-2},null,{"$f":"MAX(IF($B$3:$B$8786=$B8796,M$3:M$8786))","v":7.3927719580895099E-3},{"$f":"MAX(IF($B$3:$B$8786=$B8796,N$3:N$8786))","v":1.1513999834620054E-2},{"$f":"MAX(IF($B$3:$B$8786=$B8796,O$3:O$8786))","v":1.1066644895996307E-4},{"$f":"MAX(IF($B$3:$B$8786=$B8796,P$3:P$8786))","v":2.7613731765686526E-3},{"$f":"MAX(IF($B$3:$B$8786=$B8796,Q$3:Q$8786))","v":4.7800798936762908E-5},{"$f":"MAX(IF($B$3:$B$8786=$B8796,R$3:R$8786))","v":9.2711635643286799E-6},{"$f":"MAX(IF($B$3:$B$8786=$B8796,S$3:S$8786))","v":2.0205916288073139E-2}]
[null,10,null,null,{"$f":"MAX(IF($B$3:$B$8786=$B8797,E$3:E$8786))","v":8.5472727876128637E-3},{"$f":"MAX(IF($B$3:$B$8786=$B8797,F$3:F$8786))","v":1.3599891584716681E-2},{"$f":"MAX(IF($B$3:$B$8786=$B8797,G$3:G$8786))","v":2.1858515433966898E-4},{"$f":"MAX(IF($B$3:$B$8786=$B8797,H$3:H$8786))","v":3.4981645953219287E-3},{"$f":"MAX(IF($B$3:$B$8786=$B8797,I$3:I$8786))","v":4.4354838709677579E-7},{"$f":"MAX(IF($B$3:$B$8786=$B8797,J$3:J$8786))","v":1.9297504305239392E-5},{"$f":"MAX(IF($B$3:$B$8786=$B8797,K$3:K$8786))","v":2.3732682226795976E-2},null,{"$f":"MAX(IF($B$3:$B$8786=$B8797,M$3:M$8786))","v":8.0071908353863165E-3},{"$f":"MAX(IF($B$3:$B$8786=$B8797,N$3:N$8786))","v":1.1585155023890664E-2},{"$f":"MAX(IF($B$3:$B$8786=$B8797,O$3:O$8786))","v":1.1263216938285337E-4},{"$f":"MAX(IF($B$3:$B$8786=$B8797,P$3:P$8786))","v":3.0481216600405092E-3},{"$f":"MAX(IF($B$3:$B$8786=$B8797,Q$3:Q$8786))","v":4.625883768073835E-5},{"$f":"MAX(IF($B$3:$B$8786=$B8797,R$3:R$8786))","v":7.8928024181062816E-6},{"$f":"MAX(IF($B$3:$B$8786=$B8797,S$3:S$8786))","v":2.0920973852458981E-2}]
[null,11,null,null,{"$f":"MAX(IF($B$3:$B$8786=$B8798,E$3:E$8786))","v":1.1327695367807112E-2},{"$f":"MAX(IF($B$3:$B$8786=$B8798,F$3:F$8786))","v":1.5141676945152576E-2},{"$f":"MAX(IF($B$3:$B$8786=$B8798,G$3:G$8786))","v":2.3041111476538467E-4},{"$f":"MAX(IF($B$3:$B$8786=$B8798,H$3:H$8786))","v":4.8453321423428466E-3},{"$f":"MAX(IF($B$3:$B$8786=$B8798,I$3:I$8786))","v":4.5833333333333443E-7},{"$f":"MAX(IF($B$3:$B$8786=$B8798,J$3:J$8786))","v":1.9319887507713655E-5},{"$f":"MAX(IF($B$3:$B$8786=$B8798,K$3:K$8786))","v":2.8286775191643718E-2},null,{"$f":"MAX(IF($B$3:$B$8786=$B8798,M$3:M$8786))","v":1.0611925088737604E-2},{"$f":"MAX(IF($B$3:$B$8786=$B8798,N$3:N$8786))","v":1.2898534788938775E-2},{"$f":"MAX(IF($B$3:$B$8786=$B8798,O$3:O$8786))","v":1.1872582922817984E-4},{"$f":"MAX(IF($B$3:$B$8786=$B8798,P$3:P$8786))","v":4.2219745385669999E-3},{"$f":"MAX(IF($B$3:$B$8786=$B8798,Q$3:Q$8786))","v":4.7800798936762908E-5},{"$f":"MAX(IF($B$3:$B$8786=$B8798,R$3:R$8786))","v":7.901957290768539E-6},{"$f":"MAX(IF($B$3:$B$8786=$B8798,S$3:S$8786))","v":2.5103802880863949E-2}]
[null,12,null,null,{"$f":"MAX(IF($B$3:$B$8786=$B8799,E$3:E$8786))","v":1.3046889234657121E-2},{"$f":"MAX(IF($B$3:$B$8786=$B8799,F$3:F$8786))","v":1.5946215812091595E-2},{"$f":"MAX(IF($B$3:$B$8786=$B8799,G$3:G$8786))","v":2.7297529045742423E-4},{"$f":"MAX(IF($B$3:$B$8786=$B8799,H$3:H$8786))","v":5.3206279925525381E-3},{"$f":"MAX(IF($B$3:$B$8786=$B8799,I$3:I$8786))","v":4.4354838709677579E-7},{"$f":"MAX(IF($B$3:$B$8786=$B8799,J$3:J$8786))","v":2.1550928354714983E-5},{"$f":"MAX(IF($B$3:$B$8786=$B8799,K$3:K$8786))","v":3.1632818962057489E-2},null,{"$f":"MAX(IF($B$3:$B$8786=$B8799,M$3:M$8786))","v":1.2222487161220421E-2},{"$f":"MAX(IF($B$3:$B$8786=$B8799,N$3:N$8786))","v":1.3583886391793339E-2},{"$f":"MAX(IF($B$3:$B$8786=$B8799,O$3:O$8786))","v":1.4065822194107917E-4},{"$f":"MAX(IF($B$3:$B$8786=$B8799,P$3:P$8786))","v":4.6361230260020814E-3},{"$f":"MAX(IF($B$3:$B$8786=$B8799,Q$3:Q$8786))","v":4.625883768073835E-5},{"$f":"MAX(IF($B$3:$B$8786=$B8799,R$3:R$8786))","v":8.8144672357630826E-6},{"$f":"MAX(IF($B$3:$B$8786=$B8799,S$3:S$8786))","v":2.8011557013429191E-2}]
[]
[]
["CP",1,null,null,{"$f":"MAX(IF($K$3:$K$8786=$K8802,E$3:E$8786))","v":1.1600798087499893E-2},{"$f":"MAX(IF($K$3:$K$8786=$K8802,F$3:F$8786))","v":1.5014522810695215E-2},{"$f":"MAX(IF($K$3:$K$8786=$K8802,G$3:G$8786))","v":2.5325125214408243E-4},{"$f":"MAX(IF($K$3:$K$8786=$K8802,H$3:H$8786))","v":4.3581893728655945E-3},{"$f":"MAX(IF($K$3:$K$8786=$K8802,I$3:I$8786))","v":4.4354838709677579E-7},{"$f":"MAX(IF($K$3:$K$8786=$K8802,J$3:J$8786))","v":1.765152426606254E-5},{"$f":"MAX(IF($B$3:$B$8786=$B8802,K$3:K$8786))","v":3.1244856595857941E-2},{"$f":"IF(SUM(E8802:H8802)=K8802,TRUE)","v":false},{"$f":"MAX(IF($S$3:$S$8786=$S8802,M$3:M$8786))","v":1.0867771093490408E-2},{"$f":"MAX(IF($S$3:$S$8786=$S8802,N$3:N$8786))","v":1.2790217722553289E-2},{"$f":"MAX(IF($S$3:$S$8786=$S8802,O$3:O$8786))","v":1.3049485457547106E-4},{"$f":"MAX(IF($S$3:$S$8786=$S8802,P$3:P$8786))","v":3.7975032517780817E-3},{"$f":"MAX(IF($S$3:$S$8786=$S8802,Q$3:Q$8786))","v":4.625883768073835E-5},{"$f":"MAX(IF($S$3:$S$8786=$S8802,R$3:R$8786))","v":7.2195860773879382E-6},{"$f":"S8788","v":2.7639465346155374E-2},{"$f":"IF(SUM(M8802:P8802)=S8802,TRUE)","v":false}]
[null,2,null,null,{"$f":"MAX(IF($K$3:$K$8786=$K8803,E$3:E$8786))","v":1.0528659968532191E-2},{"$f":"MAX(IF($K$3:$K$8786=$K8803,F$3:F$8786))","v":1.4722138197621332E-2},{"$f":"MAX(IF($K$3:$K$8786=$K8803,G$3:G$8786))","v":2.4278869434466363E-4},{"$f":"MAX(IF($K$3:$K$8786=$K8803,H$3:H$8786))","v":4.1373883199516785E-3},{"$f":"MAX(IF($K$3:$K$8786=$K8803,I$3:I$8786))","v":4.7413793103448329E-7},{"$f":"MAX(IF($K$3:$K$8786=$K8803,J$3:J$8786))","v":1.9332953773541564E-5},{"$f":"MAX(IF($B$3:$B$8786=$B8803,K$3:K$8786))","v":2.9650782272154442E-2},false,{"$f":"MAX(IF($S$3:$S$8786=$S8803,M$3:M$8786))","v":9.8633788465379013E-3},{"$f":"MAX(IF($S$3:$S$8786=$S8803,N$3:N$8786))","v":1.2541148011375014E-2},{"$f":"MAX(IF($S$3:$S$8786=$S8803,O$3:O$8786))","v":1.2510372640941623E-4},{"$f":"MAX(IF($S$3:$S$8786=$S8803,P$3:P$8786))","v":3.6051085105910335E-3},{"$f":"MAX(IF($S$3:$S$8786=$S8803,Q$3:Q$8786))","v":4.9449102348375354E-5},{"$f":"MAX(IF($S$3:$S$8786=$S8803,R$3:R$8786))","v":7.9073014768814627E-6},{"$f":"S8789","v":2.6192095498738625E-2},false]
[null,3,null,null,{"$f":"MAX(IF($K$3:$K$8786=$K8804,E$3:E$8786))","v":1.219335114731402E-2},{"$f":"MAX(IF($K$3:$K$8786=$K8804,F$3:F$8786))","v":1.033801599630645E-2},{"$f":"MAX(IF($K$3:$K$8786=$K8804,G$3:G$8786))","v":2.3515074203710472E-4},{"$f":"MAX(IF($K$3:$K$8786=$K8804,H$3:H$8786))","v":4.5853909408741581E-3},{"$f":"MAX(IF($K$3:$K$8786=$K8804,I$3:I$8786))","v":4.4354838709677579E-7},{"$f":"MAX(IF($K$3:$K$8786=$K8804,J$3:J$8786))","v":2.2362671675214194E-5},{"$f":"MAX(IF($B$3:$B$8786=$B8804,K$3:K$8786))","v":2.7374715046594042E-2},false,{"$f":"MAX(IF($S$3:$S$8786=$S8804,M$3:M$8786))","v":1.1422882126906826E-2},{"$f":"MAX(IF($S$3:$S$8786=$S8804,N$3:N$8786))","v":8.806505346797347E-3},{"$f":"MAX(IF($S$3:$S$8786=$S8804,O$3:O$8786))","v":1.2116805593517026E-4},{"$f":"MAX(IF($S$3:$S$8786=$S8804,P$3:P$8786))","v":3.9954750743641876E-3},{"$f":"MAX(IF($S$3:$S$8786=$S8804,Q$3:Q$8786))","v":4.625883768073835E-5},{"$f":"MAX(IF($S$3:$S$8786=$S8804,R$3:R$8786))","v":9.1464754344179871E-6},2.4401435917118689E-2,false]
[null,4,null,null,{"$f":"MAX(IF($K$3:$K$8786=$K8805,E$3:E$8786))","v":8.5422553651661563E-3},{"$f":"MAX(IF($K$3:$K$8786=$K8805,F$3:F$8786))","v":1.4220550337288718E-2},{"$f":"MAX(IF($K$3:$K$8786=$K8805,G$3:G$8786))","v":0},{"$f":"MAX(IF($K$3:$K$8786=$K8805,H$3:H$8786))","v":4.1675903674086414E-3},{"$f":"MAX(IF($K$3:$K$8786=$K8805,I$3:I$8786))","v":4.5833333333333443E-7},{"$f":"MAX(IF($K$3:$K$8786=$K8805,J$3:J$8786))","v":0},{"$f":"MAX(IF($B$3:$B$8786=$B8805,K$3:K$8786))","v":2.6930854403196852E-2},false,{"$f":"MAX(IF($S$3:$S$8786=$S8805,M$3:M$8786))","v":8.0024904519972722E-3},{"$f":"MAX(IF($S$3:$S$8786=$S8805,N$3:N$8786))","v":1.2113867169917043E-2},{"$f":"MAX(IF($S$3:$S$8786=$S8805,O$3:O$8786))","v":0},{"$f":"MAX(IF($S$3:$S$8786=$S8805,P$3:P$8786))","v":3.6314250295890961E-3},{"$f":"MAX(IF($S$3:$S$8786=$S8805,Q$3:Q$8786))","v":4.7800798936762908E-5},{"$f":"MAX(IF($S$3:$S$8786=$S8805,R$3:R$8786))","v":0},2.3795583450440173E-2,false]
[null,5,null,null,{"$f":"MAX(IF($K$3:$K$8786=$K8806,E$3:E$8786))","v":6.7884334432134E-3},{"$f":"MAX(IF($K$3:$K$8786=$K8806,F$3:F$8786))","v":1.3313913972264863E-2},{"$f":"MAX(IF($K$3:$K$8786=$K8806,G$3:G$8786))","v":0},{"$f":"MAX(IF($K$3:$K$8786=$K8806,H$3:H$8786))","v":3.5805801560584295E-3},{"$f":"MAX(IF($K$3:$K$8786=$K8806,I$3:I$8786))","v":4.4354838709677579E-7},{"$f":"MAX(IF($K$3:$K$8786=$K8806,J$3:J$8786))","v":0},{"$f":"MAX(IF($B$3:$B$8786=$B8806,K$3:K$8786))","v":2.3683371119923788E-2},false,{"$f":"MAX(IF($S$3:$S$8786=$S8806,M$3:M$8786))","v":6.3594883893145623E-3},{"$f":"MAX(IF($S$3:$S$8786=$S8806,N$3:N$8786))","v":1.13415431573564E-2},{"$f":"MAX(IF($S$3:$S$8786=$S8806,O$3:O$8786))","v":0},{"$f":"MAX(IF($S$3:$S$8786=$S8806,P$3:P$8786))","v":3.1199343632338518E-3},{"$f":"MAX(IF($S$3:$S$8786=$S8806,Q$3:Q$8786))","v":4.625883768073835E-5},{"$f":"MAX(IF($S$3:$S$8786=$S8806,R$3:R$8786))","v":0},2.0867224747585549E-2,false]
[null,6,null,null,{"$f":"MAX(IF($K$3:$K$8786=$K8807,E$3:E$8786))","v":7.2291120167955929E-3},{"$f":"MAX(IF($K$3:$K$8786=$K8807,F$3:F$8786))","v":1.3354376141433944E-2},{"$f":"MAX(IF($K$3:$K$8786=$K8807,G$3:G$8786))","v":0},{"$f":"MAX(IF($K$3:$K$8786=$K8807,H$3:H$8786))","v":3.0923585440477365E-3},{"$f":"MAX(IF($K$3:$K$8786=$K8807,I$3:I$8786))","v":4.5833333333333443E-7},{"$f":"MAX(IF($K$3:$K$8786=$K8807,J$3:J$8786))","v":0},{"$f":"MAX(IF($B$3:$B$8786=$B8807,K$3:K$8786))","v":2.367630503561061E-2},false,{"$f":"MAX(IF($S$3:$S$8786=$S8807,M$3:M$8786))","v":6.772321526084488E-3},{"$f":"MAX(IF($S$3:$S$8786=$S8807,N$3:N$8786))","v":1.1376011116127004E-2},{"$f":"MAX(IF($S$3:$S$8786=$S8807,O$3:O$8786))","v":0},{"$f":"MAX(IF($S$3:$S$8786=$S8807,P$3:P$8786))","v":2.6945230282555627E-3},{"$f":"MAX(IF($S$3:$S$8786=$S8807,Q$3:Q$8786))","v":4.7800798936762908E-5},{"$f":"MAX(IF($S$3:$S$8786=$S8807,R$3:R$8786))","v":0},2.0890656469403818E-2,false]
[null,7,null,null,{"$f":"MAX(IF($K$3:$K$8786=$K8808,E$3:E$8786))","v":6.9220441953818882E-3},{"$f":"MAX(IF($K$3:$K$8786=$K8808,F$3:F$8786))","v":1.4404849411048335E-2},{"$f":"MAX(IF($K$3:$K$8786=$K8808,G$3:G$8786))","v":0},{"$f":"MAX(IF($K$3:$K$8786=$K8808,H$3:H$8786))","v":2.8068277233582535E-3},{"$f":"MAX(IF($K$3:$K$8786=$K8808,I$3:I$8786))","v":4.4354838709677579E-7},{"$f":"MAX(IF($K$3:$K$8786=$K8808,J$3:J$8786))","v":0},{"$f":"MAX(IF($B$3:$B$8786=$B8808,K$3:K$8786))","v":2.4134164878175574E-2},false,{"$f":"MAX(IF($S$3:$S$8786=$S8808,M$3:M$8786))","v":6.4846565940573737E-3},{"$f":"MAX(IF($S$3:$S$8786=$S8808,N$3:N$8786))","v":1.22708635199956E-2},{"$f":"MAX(IF($S$3:$S$8786=$S8808,O$3:O$8786))","v":0},{"$f":"MAX(IF($S$3:$S$8786=$S8808,P$3:P$8786))","v":2.4457260790449265E-3},{"$f":"MAX(IF($S$3:$S$8786=$S8808,Q$3:Q$8786))","v":4.625883768073835E-5},{"$f":"MAX(IF($S$3:$S$8786=$S8808,R$3:R$8786))","v":0},2.1247505030778636E-2,false]
[null,8,null,null,{"$f":"MAX(IF($K$3:$K$8786=$K8809,E$3:E$8786))","v":9.0523059270435722E-3},{"$f":"MAX(IF($K$3:$K$8786=$K8809,F$3:F$8786))","v":1.0700472998936049E-2},{"$f":"MAX(IF($K$3:$K$8786=$K8809,G$3:G$8786))","v":0},{"$f":"MAX(IF($K$3:$K$8786=$K8809,H$3:H$8786))","v":3.5942227601312199E-3},{"$f":"MAX(IF($K$3:$K$8786=$K8809,I$3:I$8786))","v":4.4354838709677579E-7},{"$f":"MAX(IF($K$3:$K$8786=$K8809,J$3:J$8786))","v":0},{"$f":"MAX(IF($B$3:$B$8786=$B8809,K$3:K$8786))","v":2.3347445234497936E-2},false,{"$f":"MAX(IF($S$3:$S$8786=$S8809,M$3:M$8786))","v":8.4803121251942858E-3},{"$f":"MAX(IF($S$3:$S$8786=$S8809,N$3:N$8786))","v":9.1152666732242111E-3},{"$f":"MAX(IF($S$3:$S$8786=$S8809,O$3:O$8786))","v":0},{"$f":"MAX(IF($S$3:$S$8786=$S8809,P$3:P$8786))","v":3.1318218304585898E-3},{"$f":"MAX(IF($S$3:$S$8786=$S8809,Q$3:Q$8786))","v":4.625883768073835E-5},{"$f":"MAX(IF($S$3:$S$8786=$S8809,R$3:R$8786))","v":0},2.0773659466557827E-2,false]
[null,9,null,null,{"$f":"MAX(IF($K$3:$K$8786=$K8810,E$3:E$8786))","v":6.2795312028891435E-3},{"$f":"MAX(IF($K$3:$K$8786=$K8810,F$3:F$8786))","v":1.3516362028333992E-2},{"$f":"MAX(IF($K$3:$K$8786=$K8810,G$3:G$8786))","v":0},{"$f":"MAX(IF($K$3:$K$8786=$K8810,H$3:H$8786))","v":3.1690788485836657E-3},{"$f":"MAX(IF($K$3:$K$8786=$K8810,I$3:I$8786))","v":4.5833333333333443E-7},{"$f":"MAX(IF($K$3:$K$8786=$K8810,J$3:J$8786))","v":0},{"$f":"MAX(IF($B$3:$B$8786=$B8810,K$3:K$8786))","v":2.2965430413140135E-2},false,{"$f":"MAX(IF($S$3:$S$8786=$S8810,M$3:M$8786))","v":5.8827424779476674E-3},{"$f":"MAX(IF($S$3:$S$8786=$S8810,N$3:N$8786))","v":1.1513999834620054E-2},{"$f":"MAX(IF($S$3:$S$8786=$S8810,O$3:O$8786))","v":0},{"$f":"MAX(IF($S$3:$S$8786=$S8810,P$3:P$8786))","v":2.7613731765686526E-3},{"$f":"MAX(IF($S$3:$S$8786=$S8810,Q$3:Q$8786))","v":4.7800798936762908E-5},{"$f":"MAX(IF($S$3:$S$8786=$S8810,R$3:R$8786))","v":0},2.0205916288073139E-2,false]
[null,10,null,null,{"$f":"MAX(IF($K$3:$K$8786=$K8811,E$3:E$8786))","v":7.9672823956262948E-3},{"$f":"MAX(IF($K$3:$K$8786=$K8811,F$3:F$8786))","v":1.2269193365583837E-2},{"$f":"MAX(IF($K$3:$K$8786=$K8811,G$3:G$8786))","v":2.1858515433966898E-4},{"$f":"MAX(IF($K$3:$K$8786=$K8811,H$3:H$8786))","v":3.2578802585538406E-3},{"$f":"MAX(IF($K$3:$K$8786=$K8811,I$3:I$8786))","v":4.4354838709677579E-7},{"$f":"MAX(IF($K$3:$K$8786=$K8811,J$3:J$8786))","v":1.9297504305239392E-5},{"$f":"MAX(IF($B$3:$B$8786=$B8811,K$3:K$8786))","v":2.3732682226795976E-2},false,{"$f":"MAX(IF($S$3:$S$8786=$S8811,M$3:M$8786))","v":7.4638486645295004E-3},{"$f":"MAX(IF($S$3:$S$8786=$S8811,N$3:N$8786))","v":1.0451591196367667E-2},{"$f":"MAX(IF($S$3:$S$8786=$S8811,O$3:O$8786))","v":1.1263216938285337E-4},{"$f":"MAX(IF($S$3:$S$8786=$S8811,P$3:P$8786))","v":2.838750182080115E-3},{"$f":"MAX(IF($S$3:$S$8786=$S8811,Q$3:Q$8786))","v":4.625883768073835E-5},{"$f":"MAX(IF($S$3:$S$8786=$S8811,R$3:R$8786))","v":7.8928024181062816E-6},2.0920973852458981E-2,false]
[null,11,null,null,{"$f":"MAX(IF($K$3:$K$8786=$K8812,E$3:E$8786))","v":1.030770854825429E-2},{"$f":"MAX(IF($K$3:$K$8786=$K8812,F$3:F$8786))","v":1.3676859665428951E-2},{"$f":"MAX(IF($K$3:$K$8786=$K8812,G$3:G$8786))","v":2.3041111476538467E-4},{"$f":"MAX(IF($K$3:$K$8786=$K8812,H$3:H$8786))","v":4.0520176423540421E-3},{"$f":"MAX(IF($K$3:$K$8786=$K8812,I$3:I$8786))","v":4.5833333333333443E-7},{"$f":"MAX(IF($K$3:$K$8786=$K8812,J$3:J$8786))","v":1.9319887507713655E-5},{"$f":"MAX(IF($B$3:$B$8786=$B8812,K$3:K$8786))","v":2.8286775191643718E-2},false,{"$f":"MAX(IF($S$3:$S$8786=$S8812,M$3:M$8786))","v":1.0611925088737604E-2},{"$f":"MAX(IF($S$3:$S$8786=$S8812,N$3:N$8786))","v":1.0095474668103633E-2},{"$f":"MAX(IF($S$3:$S$8786=$S8812,O$3:O$8786))","v":1.1872582922817984E-4},{"$f":"MAX(IF($S$3:$S$8786=$S8812,P$3:P$8786))","v":4.2219745385669999E-3},{"$f":"MAX(IF($S$3:$S$8786=$S8812,Q$3:Q$8786))","v":4.7800798936762908E-5},{"$f":"MAX(IF($S$3:$S$8786=$S8812,R$3:R$8786))","v":7.901957290768539E-6},2.5103802880863949E-2,false]
[null,12,null,null,{"$f":"MAX(IF($K$3:$K$8786=$K8813,E$3:E$8786))","v":1.2049993373966303E-2},{"$f":"MAX(IF($K$3:$K$8786=$K8813,F$3:F$8786))","v":1.4550839873342696E-2},{"$f":"MAX(IF($K$3:$K$8786=$K8813,G$3:G$8786))","v":2.6170878170159818E-4},{"$f":"MAX(IF($K$3:$K$8786=$K8813,H$3:H$8786))","v":4.7491719277389186E-3},{"$f":"MAX(IF($K$3:$K$8786=$K8813,I$3:I$8786))","v":4.4354838709677579E-7},{"$f":"MAX(IF($K$3:$K$8786=$K8813,J$3:J$8786))","v":2.0661456920880405E-5},{"$f":"MAX(IF($B$3:$B$8786=$B8813,K$3:K$8786))","v":3.1632818962057489E-2},false,{"$f":"MAX(IF($S$3:$S$8786=$S8813,M$3:M$8786))","v":1.1288582792200342E-2},{"$f":"MAX(IF($S$3:$S$8786=$S8813,N$3:N$8786))","v":1.2395226433269874E-2},{"$f":"MAX(IF($S$3:$S$8786=$S8813,O$3:O$8786))","v":1.3485283535673827E-4},{"$f":"MAX(IF($S$3:$S$8786=$S8813,P$3:P$8786))","v":4.1381854471788052E-3},{"$f":"MAX(IF($S$3:$S$8786=$S8813,Q$3:Q$8786))","v":4.625883768073835E-5},{"$f":"MAX(IF($S$3:$S$8786=$S8813,R$3:R$8786))","v":8.4506677426908125E-6},2.8011557013429191E-2,false]
[]
["4CP",{"$f":"SUMIF($K$8802:$K$8813,$K8815,B$8802:B$8813)","v":12},null,null,{"$f":"SUMIF($K$8802:$K$8813,$K8815,E$8802:E$8813)","v":1.2049993373966303E-2},1.4550839873342696E-2,2.6170878170159818E-4,4.7491719277389186E-3,4.4354838709677579E-7,2.0661456920880405E-5,{"$f":"LARGE(K$8802:K$8813,1)","v":3.1632818962057489E-2},null,{"$f":"SUMIF($S$8802:$S$8813,$S8815,M$8802:M$8813)","v":1.1288582792200342E-2},1.2395226433269874E-2,1.3485283535673827E-4,4.1381854471788052E-3,4.625883768073835E-5,8.4506677426908125E-6,{"$f":"LARGE(S$8802:S$8813,1)","v":2.8011557013429191E-2}]
[null,{"$f":"SUMIF($K$8802:$K$8813,$K8816,B$8802:B$8813)","v":1},null,null,1.1600798087499893E-2,1.5014522810695215E-2,2.5325125214408243E-4,4.3581893728655945E-3,4.4354838709677579E-7,1.765152426606254E-5,{"$f":"LARGE(K$8802:K$8813,2)","v":3.1244856595857941E-2},null,1.0867771093490408E-2,1.2790217722553289E-2,1.3049485457547106E-4,3.7975032517780817E-3,4.625883768073835E-5,7.2195860773879382E-6,{"$f":"LARGE(S$8802:S$8813,2)","v":2.7639465346155374E-2}]
[null,{"$f":"SUMIF($K$8802:$K$8813,$K8817,B$8802:B$8813)","v":2},null,null,1.0528659968532191E-2,1.4722138197621332E-2,2.4278869434466363E-4,4.1373883199516785E-3,4.7413793103448329E-7,1.9332953773541564E-5,{"$f":"LARGE(K$8802:K$8813,3)","v":2.9650782272154442E-2},null,9.8633788465379013E-3,1.2541148011375014E-2,1.2510372640941623E-4,3.6051085105910335E-3,4.9449102348375354E-5,7.9073014768814627E-6,{"$f":"LARGE(S$8802:S$8813,3)","v":2.6192095498738625E-2}]
[null,{"$f":"SUMIF($K$8802:$K$8813,$K8818,B$8802:B$8813)","v":11},null,null,1.030770854825429E-2,1.3676859665428951E-2,2.3041111476538467E-4,4.0520176423540421E-3,4.5833333333333443E-7,1.9319887507713655E-5,{"$f":"LARGE(K$8802:K$8813,4)","v":2.8286775191643718E-2},null,1.0611925088737604E-2,1.0095474668103633E-2,1.1872582922817984E-4,4.2219745385669999E-3,4.7800798936762908E-5,7.901957290768539E-6,{"$f":"LARGE(S$8802:S$8813,4)","v":2.5103802880863949E-2}]

{"sheet":"2006 Input to CA model","index":1,"n_rows":33,"n_cols":23,"rows_kept":33,"cut":false,"hidden":true,"merged":[]}
[]
[" Feed into OEB Cost Allocation Model (version 50) sheet \"I6 Customer Data\", row 27"]
[null,null,null,1,2,3,4,5,6,7,8,9,10,11,12,13,14,15,16,17,18,19,20]
[null,"ID","Total","Residential","GS>50kW","Street Lighting","Sentinel Lighting","USL","GS<50kW"]
[]
["kWh - 30 year weather normalized amount",null,{"$f":"SUM(D6:I6)","v":468300043.07000053},239658158.53911489,146047497.30911869,5353155.3500000956,7299.4399999996076,534100.96999995504,76699831.461766869,0,0,0,0,0]
[]
[]
[" Feed into OEB Cost Allocation Model sheet (version 50) \"I8 Demand Data\", row 40, 45, 50, 55, 61 and 67"]
[null,null,null,1,2,3,4,5,6,7,8,9,10,11,12,13,14,15,16,17,18,19,20]
["Customer Classes",null,"Total","Residential","GS>50kW","Street Lighting","Sentinel Lighting","USL","GS<50kW"]
[]
["CO-INCIDENT PEAK (kW)"]
[]
["1 CP"]
["Total Sytem CP ","DCP1",{"$f":"SUM(D16:I16)","v":0}]
[]
["4 CP"]
["Total Sytem CP ","DCP4",{"$f":"SUM(D19:I19)","v":0}]
[]
["12 CP"]
["Total Sytem CP ","DCP12",{"$f":"SUM(D22:I22)","v":0}]
[]
["NON CO_INCIDENT PEAK (kW)"]
[]
["1 NCP"]
["Classification NCP from \n Load Data Provider","DNCP1",{"$f":"SUM(D27:I27)","v":0}]
[]
["4 NCP"]
["Classification NCP from \n Load Data Provider","DNCP4",{"$f":"SUM(D30:I30)","v":0}]
[]
["12 NCP"]
["Classification NCP from \n Load Data Provider","DNCP12",{"$f":"SUM(D33:I33)","v":0}]

{"sheet":"Revised Inputs to CA model","index":2,"n_rows":36,"n_cols":16,"rows_kept":36,"cut":false,"hidden":false,"merged":[]}
[]
[" Feed into OEB Cost Allocation Model (version 50) sheet \"I6 Customer Data\", row 27"]
[]
[null,"ID","Total",{"$f":"'Hourly load shapes by class'!E2","v":"Residential"},{"$f":"'Hourly load shapes by class'!F2","v":"GS 50 to 5000kW"},{"$f":"'Hourly load shapes by class'!G2","v":"Street Lighting"},{"$f":"'Hourly load shapes by class'!H2","v":"GS<50kW "},{"$f":"'Hourly load shapes by class'!I2","v":"USL"},{"$f":"'Hourly load shapes by class'!J2","v":"Sentinel Lighting"}]
[]
["kWh - 30 year weather normalized amount",null,{"$f":"SUM(D6:H6)","v":144208119.10097629},{"$f":"'Hourly load shapes by class'!V4","v":50707437.21092952},{"$f":"'Hourly load shapes by class'!W4","v":74503253.263715968},{"$f":"'Hourly load shapes by class'!X4","v":519579.04388085968},{"$f":"'Hourly load shapes by class'!Y4","v":18064850.679636322},{"$f":"'Hourly load shapes by class'!Z4","v":412998.90281361144},{"$f":"'Hourly load shapes by class'!AA4","v":40328.079999999994}]
[]
[]
[" Feed into OEB Cost Allocation Model sheet (version 50) \"I8 Demand Data\", row 40, 45, 50, 55, 61 and 67",null,null,null,null,null,null,null,null,null,"2015 Demand Data"]
[]
["Customer Classes",null,"Total",{"$f":"'Hourly load shapes by class'!E2","v":"Residential"},{"$f":"'Hourly load shapes by class'!F2","v":"GS 50 to 5000kW"},{"$f":"'Hourly load shapes by class'!G2","v":"Street Lighting"},{"$f":"'Hourly load shapes by class'!H2","v":"GS<50kW "},{"$f":"'Hourly load shapes by class'!I2","v":"USL"},{"$f":"'Hourly load shapes by class'!J2","v":"Sentinel Lighting"},null,{"$f":"D11","v":"Residential"},{"$f":"E11","v":"GS 50 to 5000kW"},"Street Lighting","GS<50kW ","USL","Sentinel Lighting"]
[]
["CO-INCIDENT PEAK (kW)"]
[]
["1 CP"]
["Total Sytem CP ","DCP1",{"$f":"SUM(D16:H16)","v":31227.205071591889},{"$f":"'Hourly load shapes by class'!E8802*1000000","v":11600.798087499894},{"$f":"'Hourly load shapes by class'!F8802*1000000","v":15014.522810695215},{"$f":"'Hourly load shapes by class'!G8802*1000000","v":253.25125214408243},{"$f":"'Hourly load shapes by class'!H8802*1000000","v":4358.1893728655941},{"$f":"'Hourly load shapes by class'!I8802*1000000","v":0.4435483870967758},{"$f":"'Hourly load shapes by class'!J8802*1000000","v":17.651524266062541},null,{"$f":"'Hourly load shapes by class'!M8815*1000000","v":11288.582792200343},{"$f":"'Hourly load shapes by class'!N8815*1000000","v":12395.226433269874},{"$f":"'Hourly load shapes by class'!O8815*1000000","v":134.85283535673827},{"$f":"'Hourly load shapes by class'!P8815*1000000","v":4138.1854471788056},{"$f":"'Hourly load shapes by class'!Q8815*1000000","v":46.258837680738353},{"$f":"'Hourly load shapes by class'!R8815*1000000","v":8.450667742690813}]
[]
["4 CP"]
["Total Sytem CP ","DCP4",{"$f":"SUM(D19:H19)","v":120738.26719924538},{"$f":"SUM('Hourly load shapes by class'!E8815:E8818)*1000000","v":44487.159978252668},{"$f":"SUM('Hourly load shapes by class'!F8815:F8818)*1000000","v":57964.360547088188},{"$f":"SUM('Hourly load shapes by class'!G8815:G8818)*1000000","v":988.159842955729},{"$f":"SUM('Hourly load shapes by class'!H8815:H8818)*1000000","v":17296.767262910234},{"$f":"SUM('Hourly load shapes by class'!I8815:I8818)*1000000","v":1.8195680385613693},{"$f":"SUM('Hourly load shapes by class'!J8815:J8818)*1000000","v":76.965822468198155},null,{"$f":"SUM('Hourly load shapes by class'!M8815:M8818)*1000000","v":42631.657820966248},{"$f":"SUM('Hourly load shapes by class'!N8815:N8818)*1000000","v":47822.066835301812},{"$f":"SUM('Hourly load shapes by class'!O8815:O8818)*1000000","v":509.17724556980534},{"$f":"SUM('Hourly load shapes by class'!P8815:P8818)*1000000","v":15762.771748114919},{"$f":"SUM('Hourly load shapes by class'!Q8815:Q8818)*1000000","v":189.76757664661494},{"$f":"SUM('Hourly load shapes by class'!R8815:R8818)*1000000","v":31.479512587728749}]
[]
["12 CP"]
["Total Sytem CP ","DCP12",{"$f":"SUM(D22:H22)","v":316541.57538119977},{"$f":"SUM('Hourly load shapes by class'!E8802:E8813)*1000000","v":109461.47567168274},{"$f":"SUM('Hourly load shapes by class'!F8802:F8813)*1000000","v":160082.09479828435},{"$f":"SUM('Hourly load shapes by class'!G8802:G8813)*1000000","v":1441.8957393325027},{"$f":"SUM('Hourly load shapes by class'!H8802:H8813)*1000000","v":45550.696861926175},{"$f":"SUM('Hourly load shapes by class'!I8802:I8813)*1000000","v":5.4123099740452512},{"$f":"SUM('Hourly load shapes by class'!J8802:J8813)*1000000","v":118.62599844865174},null,{"$f":"SUM('Hourly load shapes by class'!M8802:M8813)*1000000","v":103500.40017699823},{"$f":"SUM('Hourly load shapes by class'!N8802:N8813)*1000000","v":134811.71484970712},{"$f":"SUM('Hourly load shapes by class'!O8802:O8813)*1000000","v":742.97747088782899},{"$f":"SUM('Hourly load shapes by class'!P8802:P8813)*1000000","v":40381.800511709902},{"$f":"SUM('Hourly load shapes by class'!Q8802:Q8813)*1000000","v":564.46416186059548},{"$f":"SUM('Hourly load shapes by class'!R8802:R8813)*1000000","v":48.518790440253028}]
[]
["NON CO_INCIDENT PEAK (kW)"]
[]
["1 NCP"]
["Classification NCP from \n Load Data Provider","DNCP1",{"$f":"SUM(D27:H27)","v":34692.652099509804},{"$f":"'Hourly load shapes by class'!E8788*1000000","v":11935.101369163462},{"$f":"'Hourly load shapes by class'!F8788*1000000","v":16859.822067024354},{"$f":"'Hourly load shapes by class'!G8788*1000000","v":253.25125214408243},{"$f":"'Hourly load shapes by class'!H8788*1000000","v":5644.0338627908077},{"$f":"'Hourly load shapes by class'!I8788*1000000","v":0.4435483870967758},{"$f":"'Hourly load shapes by class'!J8788*1000000","v":17.651524266062541},null,{"$f":"MAX('Hourly load shapes by class'!M8788:M8799)*1000000","v":12222.487161220421},{"$f":"MAX('Hourly load shapes by class'!N8788:N8799)*1000000","v":14362.147749853473},{"$f":"MAX('Hourly load shapes by class'!O8788:O8799)*1000000","v":140.65822194107918},{"$f":"MAX('Hourly load shapes by class'!P8788:P8799)*1000000","v":4917.9223556779334},{"$f":"MAX('Hourly load shapes by class'!Q8788:Q8799)*1000000","v":49.449102348375355},{"$f":"MAX('Hourly load shapes by class'!R8788:R8799)*1000000","v":12.640085769084985}]
[]
["4 NCP"]
["Classification NCP from \n Load Data Provider","DNCP4",{"$f":"SUM(D30:H30)","v":135592.19495766866},{"$f":"(LARGE('Hourly load shapes by class'!E8788:E8799,1)+LARGE('Hourly load shapes by class'!E8788:E8799,2)+LARGE('Hourly load shapes by class'!E8788:E8799,3)+LARGE('Hourly load shapes by class'!E8788:E8799,4))*1000000","v":49201.572446371873},{"$f":"(LARGE('Hourly load shapes by class'!F8788:F8799,1)+LARGE('Hourly load shapes by class'!F8788:F8799,2)+LARGE('Hourly load shapes by class'!F8788:F8799,3)+LARGE('Hourly load shapes by class'!F8788:F8799,4))*1000000","v":64283.373732118249},{"$f":"(LARGE('Hourly load shapes by class'!G8788:G8799,1)+LARGE('Hourly load shapes by class'!G8788:G8799,2)+LARGE('Hourly load shapes by class'!G8788:G8799,3)+LARGE('Hourly load shapes by class'!G8788:G8799,4))*1000000","v":1004.1659789832751},{"$f":"(LARGE('Hourly load shapes by class'!H8788:H8799,1)+LARGE('Hourly load shapes by class'!H8788:H8799,2)+LARGE('Hourly load shapes by class'!H8788:H8799,3)+LARGE('Hourly load shapes by class'!H8788:H8799,4))*1000000","v":21101.233662264214},{"$f":"(LARGE('Hourly load shapes by class'!I8788:I8799,1)+LARGE('Hourly load shapes by class'!I8788:I8799,2)+LARGE('Hourly load shapes by class'!I8788:I8799,3)+LARGE('Hourly load shapes by class'!I8788:I8799,4))*1000000","v":1.8491379310344866},{"$f":"(LARGE('Hourly load shapes by class'!J8788:J8799,1)+LARGE('Hourly load shapes by class'!J8788:J8799,2)+LARGE('Hourly load shapes by class'!J8788:J8799,3)+LARGE('Hourly load shapes by class'!J8788:J8799,4))*1000000","v":115.36598047705949},null,{"$f":"(LARGE('Hourly load shapes by class'!M8788:M8799,1)+LARGE('Hourly load shapes by class'!M8788:M8799,2)+LARGE('Hourly load shapes by class'!M8788:M8799,3)+LARGE('Hourly load shapes by class'!M8788:M8799,4))*1000000","v":46092.641450515148},{"$f":"(LARGE('Hourly load shapes by class'!N8788:N8799,1)+LARGE('Hourly load shapes by class'!N8788:N8799,2)+LARGE('Hourly load shapes by class'!N8788:N8799,3)+LARGE('Hourly load shapes by class'!N8788:N8799,4))*1000000","v":54760.204925619291},{"$f":"(LARGE('Hourly load shapes by class'!O8788:O8799,1)+LARGE('Hourly load shapes by class'!O8788:O8799,2)+LARGE('Hourly load shapes by class'!O8788:O8799,3)+LARGE('Hourly load shapes by class'!O8788:O8799,4))*1000000","v":517.42485886113673},{"$f":"(LARGE('Hourly load shapes by class'!P8788:P8799,1)+LARGE('Hourly load shapes by class'!P8788:P8799,2)+LARGE('Hourly load shapes by class'!P8788:P8799,3)+LARGE('Hourly load shapes by class'!P8788:P8799,4))*1000000","v":18386.535460777632},{"$f":"(LARGE('Hourly load shapes by class'!Q8788:Q8799,1)+LARGE('Hourly load shapes by class'!Q8788:Q8799,2)+LARGE('Hourly load shapes by class'!Q8788:Q8799,3)+LARGE('Hourly load shapes by class'!Q8788:Q8799,4))*1000000","v":192.85149915866407},{"$f":"(LARGE('Hourly load shapes by class'!R8788:R8799,1)+LARGE('Hourly load shapes by class'!R8788:R8799,2)+LARGE('Hourly load shapes by class'!R8788:R8799,3)+LARGE('Hourly load shapes by class'!R8788:R8799,4))*1000000","v":47.185422284337271}]
[]
["12 NCP"]
["Classification NCP from \n Load Data Provider","DNCP12",{"$f":"SUM(D33:H33)","v":350175.19525645144},{"$f":"SUM('Hourly load shapes by class'!E8788:E8799)*1000000","v":121154.52094641099},{"$f":"SUM('Hourly load shapes by class'!F8788:F8799)*1000000","v":175254.83807175016},{"$f":"SUM('Hourly load shapes by class'!G8788:G8799)*1000000","v":2779.5200758710907},{"$f":"SUM('Hourly load shapes by class'!H8788:H8799)*1000000","v":50980.90385244519},{"$f":"SUM('Hourly load shapes by class'!I8788:I8799)*1000000","v":5.4123099740452512},{"$f":"SUM('Hourly load shapes by class'!J8788:J8799)*1000000","v":283.55434630632965},null,{"$f":"SUM('Hourly load shapes by class'!M8788:M8799)*1000000","v":113499.05331132637},{"$f":"SUM('Hourly load shapes by class'!N8788:N8799)*1000000","v":149291.95979986759},{"$f":"SUM('Hourly load shapes by class'!O8788:O8799)*1000000","v":1432.2261588820959},{"$f":"SUM('Hourly load shapes by class'!P8788:P8799)*1000000","v":44422.151401592375},{"$f":"SUM('Hourly load shapes by class'!Q8788:Q8799)*1000000","v":564.46416186059548},{"$f":"SUM('Hourly load shapes by class'!R8788:R8799)*1000000","v":115.97553729180943}]
[]
[]
[null,null,null," "]